PNAZVP84 | Guangzhou Ledia Lighting Technology Company Limited | LEDIA | LD-PD-D030-45Y | Indoor Luminaires | Linear Ambient | Direct Linear Ambient Luminaires | Standard | FALSE | [9 empty] | 42422 |  |  | No |  | 3.1 | 3000 | 100 | 30 | 20.2 | 0.903 | 4500 | 80
P228MNNW | Guangzhou Ledia Lighting Technology Company Limited | LEDIA | LD-PD-D036-45C | Indoor Luminaires | Linear Ambient | Direct Linear Ambient Luminaires | Standard | FALSE | [9 empty] | 42422 |  |  | No |  | 3.1 | 3960 | 110 | 36 | 18 | 0.881 | 4500 | 80
P8F8SBQT | Guangzhou Ledia Lighting Technology Company Limited | LEDIA | LD-PD-D036-45Y | Indoor Luminaires | Linear Ambient | Direct Linear Ambient Luminaires | Standard | FALSE | [9 empty] | 42422 |  |  | No |  | 3.1 | 3600 | 100 | 36 | 18 | 0.881 | 4500 | 80
PCG4WK7Q | Guangzhou Ledia Lighting Technology Company Limited | LEDIA | LD-PD-D040-45C | Indoor Luminaires | Linear Ambient | Direct Linear Ambient Luminaires | Standard | FALSE | [9 empty] | 42422 |  |  | No |  | 3.1 | 4400 | 110 | 40 | 16.5 | 0.896 | 4500 | 80
PM72HZMG | Guangzhou Ledia Lighting Technology Company Limited | LEDIA | LD-PD-D040-45Y | Indoor Luminaires | Linear Ambient | Direct Linear Ambient Luminaires | Standard | FALSE | [9 empty] | 42422 |  |  | No |  | 3.1 | 4000 | 100 | 40 | 16.4 | 0.896 | 4500 | 80
PXJTT6TW | Guangzhou Ledia Lighting Technology Company Limited | LEDIA | LD-PD-D030-40C | Indoor Luminaires | Linear Ambient | Direct Linear Ambient Luminaires | Standard | FALSE | [9 empty] | 42422 |  |  | No |  | 3.1 | 3100 | 100 | 30 | 20.2 | 0.903 | 4000 | 80
P6G6XY37 | Guangzhou Ledia Lighting Technology Company Limited | LEDIA | LD-PD-D030-40Y | Indoor Luminaires | Linear Ambient | Direct Linear Ambient Luminaires | Standard | FALSE | [9 empty] | 42422 |  |  | No |  | 3.1 | 3000 | 100 | 30 | 20.2 | 0.903 | 4000 | 80
PMYP97UE | Guangzhou Ledia Lighting Technology Company Limited | LEDIA | LD-PD-D036-40C | Indoor Luminaires | Linear Ambient | Direct Linear Ambient Luminaires | Standard | FALSE | [9 empty] | 42422 |  |  | No |  | 3.1 | 3960 | 110 | 36 | 18 | 0.881 | 4000 | 80
PKZAB3YK | Guangzhou Ledia Lighting Technology Company Limited | LEDIA | LD-PD-D036-40Y | Indoor Luminaires | Linear Ambient | Direct Linear Ambient Luminaires | Standard | FALSE | [9 empty] | 42422 |  |  | No |  | 3.1 | 3600 | 100 | 36 | 18 | 0.881 | 4000 | 80
PHB7KWU2 | Guangzhou Ledia Lighting Technology Company Limited | LEDIA | LD-PD-D040-40C | Indoor Luminaires | Linear Ambient | Direct Linear Ambient Luminaires | Standard | FALSE | [9 empty] | 42422 |  |  | No |  | 3.1 | 4400 | 110 | 40 | 16.5 | 0.896 | 4000 | 80
P8T1QKNS | Guangzhou Ledia Lighting Technology Company Limited | LEDIA | LD-PD-D040-40Y | Indoor Luminaires | Linear Ambient | Direct Linear Ambient Luminaires | Standard | FALSE | [9 empty] | 42422 |  |  | No |  | 3.1 | 4000 | 100 | 40 | 16.4 | 0.896 | 4000 | 80
PWQPZKRH | Guangzhou Ledia Lighting Technology Company Limited | LEDIA | LD-PD-D030-37C | Indoor Luminaires | Linear Ambient | Direct Linear Ambient Luminaires | Standard | FALSE | [9 empty] | 42422 |  |  | No |  | 3.1 | 3100 | 100 | 30 | 20.2 | 0.903 | 3700 | 80
PSNKX4KT | Guangzhou Ledia Lighting Technology Company Limited | LEDIA | LD-PD-D030-37Y | Indoor Luminaires | Linear Ambient | Direct Linear Ambient Luminaires | Standard | FALSE | [9 empty] | 42422 |  |  | No |  | 3.1 | 3000 | 100 | 30 | 20.2 | 0.903 | 3700 | 80
PRX376JW | Guangzhou Ledia Lighting Technology Company Limited | LEDIA | LD-PD-D036-37C | Indoor Luminaires | Linear Ambient | Direct Linear Ambient Luminaires | Standard | FALSE | [9 empty] | 42422 |  |  | No |  | 3.1 | 3960 | 110 | 36 | 18 | 0.881 | 3700 | 80
P9AG5KV4 | Guangzhou Ledia Lighting Technology Company Limited | LEDIA | LD-PD-D036-37Y | Indoor Luminaires | Linear Ambient | Direct Linear Ambient Luminaires | Standard | FALSE | [9 empty] | 42422 |  |  | No |  | 3.1 | 3600 | 100 | 36 | 18 | 0.881 | 3700 | 80
PZKB99WJ | Guangzhou Ledia Lighting Technology Company Limited | LEDIA | LD-PD-D040-37C | Indoor Luminaires | Linear Ambient | Direct Linear Ambient Luminaires | Standard | FALSE | [9 empty] | 42422 |  |  | No |  | 3.1 | 4400 | 110 | 40 | 16.5 | 0.896 | 3700 | 80
PBGA81RS | Guangzhou Ledia Lighting Technology Company Limited | LEDIA | LD-PD-D040-37Y | Indoor Luminaires | Linear Ambient | Direct Linear Ambient Luminaires | Standard | FALSE | [9 empty] | 42422 |  |  | No |  | 3.1 | 4000 | 100 | 40 | 16.4 | 0.896 | 3700 | 80
P8RVSVEX | Guangzhou Ledia Lighting Technology Company Limited | LEDIA | LD-PD-D030-35C | Indoor Luminaires | Linear Ambient | Direct Linear Ambient Luminaires | Standard | FALSE | [9 empty] | 42422 |  |  | No |  | 3.1 | 3100 | 100 | 30 | 20.2 | 0.903 | 3500 | 80
PVX8C75N | Guangzhou Ledia Lighting Technology Company Limited | LEDIA | LD-PD-D030-35Y | Indoor Luminaires | Linear Ambient | Direct Linear Ambient Luminaires | Standard | FALSE | [9 empty] | 42422 |  |  | No |  | 3.1 | 3000 | 100 | 30 | 20.2 | 0.903 | 3500 | 80
PKXFGAAQ | Guangzhou Ledia Lighting Technology Company Limited | LEDIA | LD-PD-D036-35C | Indoor Luminaires | Linear Ambient | Direct Linear Ambient Luminaires | Standard | FALSE | [9 empty] | 42422 |  |  | No |  | 3.1 | 3960 | 110 | 36 | 18 | 0.881 | 3500 | 80
PVTX5AMC | Guangzhou Ledia Lighting Technology Company Limited | LEDIA | LD-PD-D036-35Y | Indoor Luminaires | Linear Ambient | Direct Linear Ambient Luminaires | Standard | FALSE | [9 empty] | 42422 |  |  | No |  | 3.1 | 3600 | 100 | 36 | 18 | 0.881 | 3500 | 80
P7TTXN1D | Guangzhou Ledia Lighting Technology Company Limited | LEDIA | LD-PD-D040-35C | Indoor Luminaires | Linear Ambient | Direct Linear Ambient Luminaires | Standard | FALSE | [9 empty] | 42422 |  |  | No |  | 3.1 | 4400 | 110 | 40 | 16.5 | 0.896 | 3500 | 80
PMUBR1HS | Guangzhou Ledia Lighting Technology Company Limited | LEDIA | LD-PD-D040-35Y | Indoor Luminaires | Linear Ambient | Direct Linear Ambient Luminaires | Standard | FALSE | [9 empty] | 42422 |  |  | No |  | 3.1 | 4000 | 100 | 40 | 16.4 | 0.896 | 3500 | 80
PV9PDN5P | GE Lighting Solutions | Lumination | SS-[ICSF]-08-0-H-2-V-xxx-x-x | Indoor Luminaires | Linear Ambient | Linear Ambient Luminaires w/ Indirect component | Premium | TRUE | 9816.8 | 117.5 | 83.6 | 9.5 | 0.98 | 3521 | 82.3 | 5 | 50000 | 42419 |  |  | No |  | 3.1 | 9500 | 111 | 85 | 20 | 0.9 | 3500 | 83
PH73KJZY | GE Lighting Solutions | Lumination | SS-[ICSF]-08-0-H-1-V-xxx-x-x | Indoor Luminaires | Linear Ambient | Linear Ambient Luminaires w/ Indirect component | Standard | TRUE | 9300.1 | 110.4 | 84.3 | 9.5 | 0.98 | 3110 | 83.3 | 5 | 50000 | 42419 |  |  | No |  | 3.1 | 9200 | 108 | 85 | 20 | 0.9 | 3000 | 83
P93EEG9J | GE Lighting Solutions | Lumination | SS-[ICSF]-08-0-L-2-V-xxx-x-x | Indoor Luminaires | Linear Ambient | Linear Ambient Luminaires w/ Indirect component | Premium | TRUE | 6522.2 | 128.4 | 50.8 | 11 | 0.96 | 3506 | 82.6 | 5 | 50000 | 42419 |  |  | No |  | 3.1 | 5700 | 111 | 51 | 20 | 0.9 | 3500 | 83
PCTGXRNU | GE Lighting Solutions | Lumination | SS-[ICSF]-04-0-H-1-V-xxx-x-x | Indoor Luminaires | Linear Ambient | Linear Ambient Luminaires w/ Indirect component | Standard | TRUE | 4640.5 | 109.2 | 42.5 | 11 | 0.96 | 3097 | 83.3 | 5 | 50000 | 42419 |  |  | No |  | 3.1 | 4600 | 105 | 44 | 20 | 0.9 | 3000 | 83
PMM4E6JP | GE Lighting Solutions | Lumination | SS-[ICSF]-04-0-L-2-V-xxx-x-x | Indoor Luminaires | Linear Ambient | Linear Ambient Luminaires w/ Indirect component | Premium | TRUE | 3208 | 125.8 | 25.5 | 11.2 | 0.95 | 3516 | 82.6 | 5 | 50000 | 42419 |  |  | No |  | 3.1 | 2850 | 110 | 26 | 20 | 0.9 | 3500 | 83
PNKABT6V | GE Lighting Solutions | Lumination | SS-[ICSF]-04-0-L-1-V-xxx-x-x | Indoor Luminaires | Linear Ambient | Linear Ambient Luminaires w/ Indirect component | Standard | TRUE | 2970.1 | 117.7 | 25.2 | 11.2 | 0.95 | 3075 | 83.5 | 5 | 50000 | 42419 |  |  | No |  | 3.1 | 2700 | 103 | 26 | 20 | 0.9 | 3000 | 83
P2RNJ1YG | Industrial Lighting Products | Industrial Lighting Products | WTZ-54WLED-UNIV-50-RAFL-XXXXX [Excludes SD480] | Indoor Luminaires | Linear Ambient | Direct Linear Ambient Luminaires | Premium | TRUE | 5926 | 108.8 | 54.46 | 19.6 | 0.927 | 5143 | 84.6 | 5 | 50000 | 42419 |  |  | Yes |  | 3.1 | 5926 | 108.8 | 54.4 | 19.6 | 0.927 | 5000 | 80
PHDKJ5AR | Industrial Lighting Products | Industrial Lighting Products | WTZ-54WLED-UNIV-30-RAFL-XXXXX [Excludes SD480] | Indoor Luminaires | Linear Ambient | Direct Linear Ambient Luminaires | Premium | TRUE | 5815 | 107 | 54.21 | 19.6 | 0.927 | 3052 | 80.6 | 5 | 50000 | 42419 |  |  | Yes |  | 3.1 | 5815 | 107.3 | 54.2 | 19.6 | 0.927 | 3000 | 80
PMDSAGJR | Industrial Lighting Products | Industrial Lighting Products | WTZ-45WLED-UNIV-30-RAFL-XXXXX [Excludes SD480] | Indoor Luminaires | Linear Ambient | Direct Linear Ambient Luminaires | Premium | TRUE | 4999 | 113 | 44.24 | 19.6 | 0.927 | 3040 | 80.9 | 5 | 50000 | 42419 |  |  | Yes |  | 3.1 | 4999 | 113 | 44.2 | 19.6 | 0.927 | 3000 | 80
P8P73EA4 | JIANGSU SHENGHUI OPTOELECTRONIC COLTD | SUNWEA | SH-TP04PCBU-31850MH | Indoor Luminaires | Linear Ambient | Direct Linear Ambient Luminaires | Standard | TRUE | 3774.7 | 121 | 31.2 | 18.15 | 0.908 | 5182 | 84.8 | 5 | 50000 | 42419 |  |  | No |  | 3.1 | 3700 | 120 | 31 | 20 | 0.9 | 5000 | 80
PWAT7XWS | JIANGSU SHENGHUI OPTOELECTRONIC COLTD | SUNWEA | SH-TP04PCBU-31835MH | Indoor Luminaires | Linear Ambient | Direct Linear Ambient Luminaires | Standard | TRUE | 3452.2 | 115.6 | 29.86 | 18.15 | 0.908 | 3439 | 83 | 5 | 50000 | 42419 |  |  | No |  | 3.1 | 3500 | 115 | 31 | 20 | 0.9 | 3500 | 80
PDG3EHXD | Industrial Lighting Products | Industrial Lighting Products | WTZ-45WLED-UNIV-50-RAFL-XXXXX [Excludes SD480] | Indoor Luminaires | Linear Ambient | Direct Linear Ambient Luminaires | Premium | FALSE | [9 empty] | 42419 |  |  | Yes |  | 3.1 | 5071 | 114.6 | 44.2 | 19.6 | 0.927 | 5000 | 80
P2DQ42CY | Industrial Lighting Products | Industrial Lighting Products | WTZ-54WLED-UNIV-40-RAFL-XXXXX [Excludes SD480] | Indoor Luminaires | Linear Ambient | Direct Linear Ambient Luminaires | Premium | FALSE | [9 empty] | 42419 |  |  | Yes |  | 3.1 | 5871 | 108.3 | 54.2 | 19.6 | 0.927 | 4000 | 80
P9F31ZXG | Industrial Lighting Products | Industrial Lighting Products | WTZ-45WLED-UNIV-40-RAFL-XXXXX [Excludes SD480] | Indoor Luminaires | Linear Ambient | Direct Linear Ambient Luminaires | Premium | FALSE | [9 empty] | 42419 |  |  | Yes |  | 3.1 | 5047 | 114.1 | 44.2 | 19.6 | 0.927 | 4000 | 80
PM3XRBUD | Industrial Lighting Products | Industrial Lighting Products | WTZ-54WLED-UNIV-35-RAFL-XXXXX [Excludes SD480] | Indoor Luminaires | Linear Ambient | Direct Linear Ambient Luminaires | Premium | FALSE | [9 empty] | 42419 |  |  | Yes |  | 3.1 | 5843 | 107.8 | 54.2 | 19.6 | 0.927 | 3500 | 80
PA3UBC68 | Industrial Lighting Products | Industrial Lighting Products | WTZ-45WLED-UNIV-35-RAFL-XXXXX [Excludes SD480] | Indoor Luminaires | Linear Ambient | Direct Linear Ambient Luminaires | Premium | FALSE | [9 empty] | 42419 |  |  | Yes |  | 3.1 | 5023 | 113.5 | 44.2 | 19.6 | 0.927 | 3500 | 80
PT2PY2E8 | GE Lighting Solutions | Lumination | SS-[ICSF]-08-0-H-3-V-xxx-x-x | Indoor Luminaires | Linear Ambient | Linear Ambient Luminaires w/ Indirect component | Premium | FALSE | [9 empty] | 42419 |  |  | No |  | 3.1 | 10000 | 117 | 85 | 20 | 0.9 | 4000 | 83
P23PBUAT | GE Lighting Solutions | Lumination | SS-[ICSF]-08-0-L-3-V-xxx-x-x | Indoor Luminaires | Linear Ambient | Linear Ambient Luminaires w/ Indirect component | Premium | FALSE | [9 empty] | 42419 |  |  | No |  | 3.1 | 6000 | 117 | 51 | 20 | 0.9 | 4000 | 83
PX2H23CH | GE Lighting Solutions | Lumination | SS-[ICSF]-04-0-H-3-V-xxx-x-x | Indoor Luminaires | Linear Ambient | Linear Ambient Luminaires w/ Indirect component | Premium | FALSE | [9 empty] | 42419 |  |  | No |  | 3.1 | 5000 | 113 | 44 | 20 | 0.9 | 4000 | 83
PZ2VTX88 | GE Lighting Solutions | Lumination | SS-[ICSF]-04-0-L-3-V-xxx-x-x | Indoor Luminaires | Linear Ambient | Linear Ambient Luminaires w/ Indirect component | Premium | FALSE | [9 empty] | 42419 |  |  | No |  | 3.1 | 3000 | 115 | 26 | 20 | 0.9 | 4000 | 83
P36USJ56 | GE Lighting Solutions | Lumination | SS-[ICSF]-04-0-H-2-V-xxx-x-x | Indoor Luminaires | Linear Ambient | Linear Ambient Luminaires w/ Indirect component | Standard | FALSE | [9 empty] | 42419 |  |  | No |  | 3.1 | 4750 | 107 | 44 | 20 | 0.9 | 3500 | 83
PXV9SWA3 | GE Lighting Solutions | Lumination | SS-[ICSF]-08-0-L-1-V-xxx-x-x | Indoor Luminaires | Linear Ambient | Linear Ambient Luminaires w/ Indirect component | Standard | FALSE | [9 empty] | 42419 |  |  | No |  | 3.1 | 5400 | 105 | 51 | 20 | 0.9 | 3000 | 83
PFZKYAX7 | JIANGSU SHENGHUI OPTOELECTRONIC COLTD | SUNWEA | SH-TP08PCBU-60850MH | Indoor Luminaires | Linear Ambient | Direct Linear Ambient Luminaires | Standard | FALSE | [9 empty] | 42419 | Not Dimmable | Not Dimmable | No |  | 3.1 | 7400 | 120 | 60 | 20 | 0.9 | 5000 | 80
P8HF73YD | JIANGSU SHENGHUI OPTOELECTRONIC COLTD | SUNWEA | SH-TP08PCBU-60840MH | Indoor Luminaires | Linear Ambient | Direct Linear Ambient Luminaires | Standard | FALSE | [9 empty] | 42419 | Not Dimmable | Not Dimmable | No |  | 3.1 | 7200 | 117 | 60 | 20 | 0.9 | 4000 | 80
PK49UCB6 | JIANGSU SHENGHUI OPTOELECTRONIC COLTD | SUNWEA | SH-TP04PCBU-31840MH | Indoor Luminaires | Linear Ambient | Direct Linear Ambient Luminaires | Standard | FALSE | [9 empty] | 42419 | Not Dimmable | Not Dimmable | No |  | 3.1 | 3600 | 117 | 31 | 20 | 0.9 | 4000 | 80
PZ4A1SPT | JIANGSU SHENGHUI OPTOELECTRONIC COLTD | SUNWEA | SH-TP08PCBU-60835MH | Indoor Luminaires | Linear Ambient | Direct Linear Ambient Luminaires | Standard | FALSE | [9 empty] | 42419 | Not Dimmable | Not Dimmable | No |  | 3.1 | 7000 | 115 | 60 | 20 | 0.9 | 3500 | 80
PGC1RFVR | Industrial Lighting Products | Industrial Lighting Products | WTZ8-88WLED-UNIV-30-RAFL-XXXXX [Excludes SD 480] | Indoor Luminaires | Linear Ambient | Direct Linear Ambient Luminaires | Premium | TRUE | 10210 | 115 | 88.83 | 5.16 | 0.998 | 3106 | 82 | 5 | 50000 | 42418 |  |  | NotYetVerified |  | 3.1 | 10153 | 114.94 | 88.33 | 12.9 | 0.958 | 3000 | 80
P335SAFD | Industrial Lighting Products | Industrial Lighting Products | WTZ8-32WLED-UNIV-30-RAFL-XXXXX [Excludes SD 480] | Indoor Luminaires | Linear Ambient | Direct Linear Ambient Luminaires | Premium | TRUE | 4147 | 134 | 30.97 | 12.9 | 0.958 | 3069 | 82.4 | 5 | 50000 | 42418 |  |  | NotYetVerified |  | 3.1 | 4147 | 133.9 | 30.97 | 12.9 | 0.958 | 3000 | 80
PE6TK8TQ | Industrial Lighting Products | Industrial Lighting Products | WTZ8-108WLED-UNIV-30-RAFL-XXXXX [Excludes SD 480] | Indoor Luminaires | Linear Ambient | Direct Linear Ambient Luminaires | Premium | TRUE | 11630 | 109 | 107.2 | 19.7 | 0.929 | 3048 | 80.6 | 5 | 50000 | 42418 |  |  | NotYetVerified |  | 3.1 | 11630 | 108.49 | 107.2 | 19.7 | 0.929 | 3000 | 80
PSTRP6D6 | Industrial Lighting Products | Industrial Lighting Products | WTZ8-140WLED-UNIV-30-RAFL-XXXXX [Excludes SD 480] | Indoor Luminaires | Linear Ambient | Direct Linear Ambient Luminaires | Premium | TRUE | 15750 | 113 | 138.9 | 18.2 | 0.906 | 2972 | 80.4 | 5 | 50000 | 42418 |  |  | NotYetVerified |  | 3.1 | 15392 | 110.34 | 139.5 | 18.2 | 0.906 | 3000 | 80
P2FMQDTW | FOSHAN INNOVATIVE LIGHTING | FIL | LL-404802B(4000K) | Indoor Luminaires | Linear Ambient | Direct Linear Ambient Luminaires | Standard | TRUE | 4293.25 | 107.06 | 40.1 | 14.5 | 0.898 | 3987 | 83.3 | 5 | 50000 | 42418 |  |  | No | Updated on 4/12/2016. Updated model numbers on 10/11/16 | 3.1 | 4200 | 105 | 40 | 25 | 0.9 | 4000 | 80
P4NPKY93 | Industrial Lighting Products | Industrial Lighting Products | WTZ8-108WLED-UNIV-50-RAFL-XXXXX [Excludes SD 480] | Indoor Luminaires | Linear Ambient | Direct Linear Ambient Luminaires | Premium | FALSE | [9 empty] | 42418 |  |  | NotYetVerified |  | 3.1 | 12010 | 111.62 | 107.6 | 19.7 | 0.929 | 5000 | 80
P19EHQMU | Industrial Lighting Products | Industrial Lighting Products | WTZ8-89WLED-UNIV-50-RAFL-XXXXX [Excludes SD 480] | Indoor Luminaires | Linear Ambient | Direct Linear Ambient Luminaires | Premium | FALSE | [9 empty] | 42418 |  |  | NotYetVerified |  | 3.1 | 10288 | 115.91 | 88.76 | 19.7 | 0.929 | 5000 | 80
P7PU5WEP | Industrial Lighting Products | Industrial Lighting Products | WTZ8-140WLED-UNIV-50-RAFL-XXXXX [Excludes SD 480] | Indoor Luminaires | Linear Ambient | Direct Linear Ambient Luminaires | Premium | FALSE | [9 empty] | 42418 |  |  | NotYetVerified |  | 3.1 | 15450 | 110.75 | 139.5 | 18.2 | 0.906 | 5000 | 80
PVN12ZBU | Industrial Lighting Products | Industrial Lighting Products | WTZ8-109WLED-UNIV-50-RAFL-XXXXX [Excludes SD 480] | Indoor Luminaires | Linear Ambient | Direct Linear Ambient Luminaires | Premium | FALSE | [9 empty] | 42418 |  |  | NotYetVerified |  | 3.1 | 12296 | 113.22 | 108.6 | 18.2 | 0.906 | 5000 | 80
PXWGA3YM | Industrial Lighting Products | Industrial Lighting Products | WTZ8-88WLED-UNIV-50-RAFL-XXXXX [Excludes SD 480] | Indoor Luminaires | Linear Ambient | Direct Linear Ambient Luminaires | Premium | FALSE | [9 empty] | 42418 |  |  | NotYetVerified |  | 3.1 | 10260 | 116.16 | 88.33 | 12.9 | 0.958 | 5000 | 80
P5DECBG5 | Industrial Lighting Products | Industrial Lighting Products | WTZ8-60WLED-UNIV-50-RAFL-XXXXX [Excludes SD 480] | Indoor Luminaires | Linear Ambient | Direct Linear Ambient Luminaires | Premium | FALSE | [9 empty] | 42418 |  |  | NotYetVerified |  | 3.1 | 7554 | 125.91 | 60 | 12.9 | 0.958 | 5000 | 80
P6544S2X | Industrial Lighting Products | Industrial Lighting Products | WTZ8-44WLED-UNIV-50-RAFL-XXXXX [Excludes SD 480] | Indoor Luminaires | Linear Ambient | Direct Linear Ambient Luminaires | Premium | FALSE | [9 empty] | 42418 |  |  | NotYetVerified |  | 3.1 | 5587 | 131.48 | 42.49 | 12.9 | 0.958 | 5000 | 80
PEV1TFTD | Industrial Lighting Products | Industrial Lighting Products | WTZ8-32WLED-UNIV-50-RAFL-XXXXX [Excludes SD 480] | Indoor Luminaires | Linear Ambient | Direct Linear Ambient Luminaires | Premium | FALSE | [9 empty] | 42418 |  |  | NotYetVerified |  | 3.1 | 4191 | 135.32 | 30.97 | 12.9 | 0.958 | 5000 | 80
P8V6VK1A | Industrial Lighting Products | Industrial Lighting Products | WTZ8-108WLED-UNIV-40-RAFL-XXXXX [Excludes SD 480] | Indoor Luminaires | Linear Ambient | Direct Linear Ambient Luminaires | Premium | FALSE | [9 empty] | 42418 |  |  | NotYetVerified |  | 3.1 | 11853 | 110.57 | 107.2 | 19.7 | 0.929 | 4000 | 80
P6VGSKRQ | Industrial Lighting Products | Industrial Lighting Products | WTZ8-89WLED-UNIV-40-RAFL-XXXXX [Excludes SD 480] | Indoor Luminaires | Linear Ambient | Direct Linear Ambient Luminaires | Premium | FALSE | [9 empty] | 42418 |  |  | NotYetVerified |  | 3.1 | 10192 | 114.83 | 88.76 | 19.7 | 0.929 | 4000 | 80
PFX2XSWG | Industrial Lighting Products | Industrial Lighting Products | WTZ8-140WLED-UNIV-40-RAFL-XXXXX [Excludes SD 480] | Indoor Luminaires | Linear Ambient | Direct Linear Ambient Luminaires | Premium | FALSE | [9 empty] | 42418 |  |  | NotYetVerified |  | 3.1 | 15431 | 110.61 | 139.5 | 18.2 | 0.906 | 4000 | 80
PQY3R7CF | Industrial Lighting Products | Industrial Lighting Products | WTZ8-109WLED-UNIV-40-RAFL-XXXXX [Excludes SD 480] | Indoor Luminaires | Linear Ambient | Direct Linear Ambient Luminaires | Premium | FALSE | [9 empty] | 42418 |  |  | NotYetVerified |  | 3.1 | 12281 | 113.08 | 108.6 | 18.2 | 0.906 | 4000 | 80
PYT2MJS4 | Industrial Lighting Products | Industrial Lighting Products | WTZ8-88WLED-UNIV-40-RAFL-XXXXX [Excludes SD 480] | Indoor Luminaires | Linear Ambient | Direct Linear Ambient Luminaires | Premium | FALSE | [9 empty] | 42418 |  |  | NotYetVerified |  | 3.1 | 10224 | 115.75 | 88.33 | 12.9 | 0.958 | 4000 | 80
PCHHXS98 | Industrial Lighting Products | Industrial Lighting Products | WTZ8-60WLED-UNIV-40-RAFL-XXXXX [Excludes SD 480] | Indoor Luminaires | Linear Ambient | Direct Linear Ambient Luminaires | Premium | FALSE | [9 empty] | 42418 |  |  | NotYetVerified |  | 3.1 | 7528 | 125.47 | 60 | 12.9 | 0.958 | 4000 | 80
PG1WNCS7 | Industrial Lighting Products | Industrial Lighting Products | WTZ8-44WLED-UNIV-40-RAFL-XXXXX [Excludes SD 480] | Indoor Luminaires | Linear Ambient | Direct Linear Ambient Luminaires | Premium | FALSE | [9 empty] | 42418 |  |  | NotYetVerified |  | 3.1 | 5567 | 131.02 | 42.49 | 12.9 | 0.958 | 4000 | 80
PCCAXCTT | Industrial Lighting Products | Industrial Lighting Products | WTZ8-32WLED-UNIV-40-RAFL-XXXXX [Excludes SD 480] | Indoor Luminaires | Linear Ambient | Direct Linear Ambient Luminaires | Premium | FALSE | [9 empty] | 42418 |  |  | NotYetVerified |  | 3.1 | 4176 | 134.85 | 30.97 | 12.9 | 0.958 | 4000 | 80
P1PE6GGM | Industrial Lighting Products | Industrial Lighting Products | WTZ8-108WLED-UNIV-35-RAFL-XXXXX [Excludes SD 480] | Indoor Luminaires | Linear Ambient | Direct Linear Ambient Luminaires | Premium | FALSE | [9 empty] | 42418 |  |  | NotYetVerified |  | 3.1 | 11742 | 109.53 | 107.2 | 19.7 | 0.929 | 3500 | 80
P4YG16KS | Industrial Lighting Products | Industrial Lighting Products | WTZ8-89WLED-UNIV-35-RAFL-XXXXX [Excludes SD 480] | Indoor Luminaires | Linear Ambient | Direct Linear Ambient Luminaires | Premium | FALSE | [9 empty] | 42418 |  |  | NotYetVerified |  | 3.1 | 10096 | 113.75 | 88.76 | 19.7 | 0.929 | 3500 | 80
P82HHR2Z | Industrial Lighting Products | Industrial Lighting Products | WTZ8-140WLED-UNIV-35-RAFL-XXXXX [Excludes SD 480] | Indoor Luminaires | Linear Ambient | Direct Linear Ambient Luminaires | Premium | FALSE | [9 empty] | 42418 |  |  | NotYetVerified |  | 3.1 | 15412 | 110.48 | 139.5 | 18.2 | 0.906 | 3500 | 80
P9NEVXAG | Industrial Lighting Products | Industrial Lighting Products | WTZ8-109WLED-UNIV-35-RAFL-XXXXX [Excludes SD 480] | Indoor Luminaires | Linear Ambient | Direct Linear Ambient Luminaires | Premium | FALSE | [9 empty] | 42418 |  |  | NotYetVerified |  | 3.1 | 12265 | 112.94 | 108.6 | 18.2 | 0.906 | 3500 | 80
P63U4BB6 | Industrial Lighting Products | Industrial Lighting Products | WTZ8-88WLED-UNIV-35-RAFL-XXXXX [Excludes SD 480] | Indoor Luminaires | Linear Ambient | Direct Linear Ambient Luminaires | Premium | FALSE | [9 empty] | 42418 |  |  | NotYetVerified |  | 3.1 | 10188 | 115.34 | 88.33 | 12.9 | 0.958 | 3500 | 80
PKBCW1GR | Industrial Lighting Products | Industrial Lighting Products | WTZ8-60WLED-UNIV-35-RAFL-XXXXX [Excludes SD 480] | Indoor Luminaires | Linear Ambient | Direct Linear Ambient Luminaires | Premium | FALSE | [9 empty] | 42418 |  |  | NotYetVerified |  | 3.1 | 7502 | 125.03 | 60 | 12.9 | 0.958 | 3500 | 80
PX93QRBT | Industrial Lighting Products | Industrial Lighting Products | WTZ8-44WLED-UNIV-35-RAFL-XXXXX [Excludes SD 480] | Indoor Luminaires | Linear Ambient | Direct Linear Ambient Luminaires | Premium | FALSE | [9 empty] | 42418 |  |  | NotYetVerified |  | 3.1 | 5547 | 130.56 | 42.49 | 12.9 | 0.958 | 3500 | 80
PHN7YUYQ | Industrial Lighting Products | Industrial Lighting Products | WTZ8-32WLED-UNIV-35-RAFL-XXXXX [Excludes SD 480] | Indoor Luminaires | Linear Ambient | Direct Linear Ambient Luminaires | Premium | FALSE | [9 empty] | 42418 |  |  | NotYetVerified |  | 3.1 | 4162 | 134.38 | 30.97 | 12.9 | 0.958 | 3500 | 80
PTA4DVUT | Industrial Lighting Products | Industrial Lighting Products | WTZ8-89WLED-UNIV-30-RAFL-XXXXX [Excludes SD 480] | Indoor Luminaires | Linear Ambient | Direct Linear Ambient Luminaires | Premium | FALSE | [9 empty] | 42418 |  |  | NotYetVerified |  | 3.1 | 10000 | 112.66 | 88.76 | 19.7 | 0.929 | 3000 | 80
P952V3WD | Industrial Lighting Products | Industrial Lighting Products | WTZ8-109WLED-UNIV-30-RAFL-XXXXX [Excludes SD 480] | Indoor Luminaires | Linear Ambient | Direct Linear Ambient Luminaires | Premium | FALSE | [9 empty] | 42418 |  |  | NotYetVerified |  | 3.1 | 12250 | 112.8 | 108.6 | 18.2 | 0.906 | 3000 | 80
PGD95X9R | Industrial Lighting Products | Industrial Lighting Products | WTZ8-60WLED-UNIV-30-RAFL-XXXXX [Excludes SD 480] | Indoor Luminaires | Linear Ambient | Direct Linear Ambient Luminaires | Premium | FALSE | [9 empty] | 42418 |  |  | NotYetVerified |  | 3.1 | 7475 | 124.59 | 60 | 12.9 | 0.958 | 3000 | 80
P2B6V88G | Industrial Lighting Products | Industrial Lighting Products | WTZ8-44WLED-UNIV-30-RAFL-XXXXX [Excludes SD 480] | Indoor Luminaires | Linear Ambient | Direct Linear Ambient Luminaires | Premium | FALSE | [9 empty] | 42418 |  |  | NotYetVerified |  | 3.1 | 5528 | 130.1 | 42.49 | 12.9 | 0.958 | 3000 | 80
PGPGU52Y | FOSHAN INNOVATIVE LIGHTING | FIL | LL-404802B(4500K) | Indoor Luminaires | Linear Ambient | Direct Linear Ambient Luminaires | Standard | FALSE | [9 empty] | 42418 | Not Yet Verified | Not Yet Verified | No | Updated on 4/12/2016. Updated model numbers on 10/11/16 | 3.1 | 4200 | 105 | 40 | 25 | 0.9 | 5000 | 80
PUU69PDS | FOSHAN INNOVATIVE LIGHTING | FIL | LL-404802B(5000K) | Indoor Luminaires | Linear Ambient | Direct Linear Ambient Luminaires | Standard | FALSE | [9 empty] | 42418 | Not Yet Verified | Not Yet Verified | No | Updated on 4/12/2016. Updated model numbers on 10/11/16 | 3.1 | 4200 | 105 | 40 | 25 | 0.9 | 4500 | 80
PXM6MM24 | FOSHAN INNOVATIVE LIGHTING | FIL | LL-404802BD(4500K) | Indoor Luminaires | Linear Ambient | Direct Linear Ambient Luminaires | Standard | FALSE | [9 empty] | 42418 | Dimmable | Continuous Below 10 | No | Added on 10/6. Updated model numbers on 10/11/16 | 3.1 | 4200 | 105 | 40 | 25 | 0.9 | 4500 | 80
PB2EQK4N | FOSHAN INNOVATIVE LIGHTING | FIL | LL-404802BD(4000K) | Indoor Luminaires | Linear Ambient | Direct Linear Ambient Luminaires | Standard | FALSE | [9 empty] | 42418 | Dimmable | Continuous Below 10 | No | Added on 10/6. Updated model numbers on 10/11/16 | 3.1 | 4200 | 105 | 40 | 25 | 0.9 | 4500 | 80
P9H7TNPF | FOSHAN INNOVATIVE LIGHTING | FIL | LL-404802BD(5000K) | Indoor Luminaires | Linear Ambient | Direct Linear Ambient Luminaires | Standard | FALSE | [9 empty] | 42418 | Dimmable | Continuous Below 10 | No | Added on 10/6. Updated model numbers on 10/11/16 | 3.1 | 4200 | 105 | 40 | 25 | 0.9 | 4500 | 80
PUSBS161 | Mercury Lighting Products Co. Inc. | MERCURY LIGHTING | LW3-8-8000-30K-HTA-U80TW-UNI-XXXX | Indoor Luminaires | Linear Ambient | Direct Linear Ambient Luminaires | Standard | TRUE | 8209 | 101 | 80.93 | 11 | 0.976 | 3116 | 83.4 | 5 | 60000 | 42417 |  |  | Yes |  | 3.1 | 7195 | 90.5 | 79.46 | 9.52 | 0.983 | 3000 | 80
PKTR3CQUV | Nicor Inc. | NICOR LED | LS1-10H-UNV-40 | Indoor Luminaires | Linear Ambient | Direct Linear Ambient Luminaires | Standard | TRUE | 5251 | 112.5 | 46.58 | 9.38 | 0.965 | 3997 | 86.4 | 5 | 50000 | 42417 |  |  | No |  | 3.1 | 5393 | 115 | 47.01 | 9.38 | 0.965 | 3997 | 86
PGZNTJ967 | On Time Lighting |  | OTLDVPEL-8-84W-850 | Indoor Luminaires | Linear Ambient | Direct Linear Ambient Luminaires | Premium | TRUE | 9249.37 | 112 | 82.38 | 16 | 0.95 | 5076 | 84 | 5 | 50000 | 42417 |  |  | No |  | 3.1 | 9249.37 | 112 | 82.38 | 7 | 1 | 5076 | 84
PE3PTQ4ZY | Nicor Inc. | NICOR LED | LS1-10S-UNV-40 | Indoor Luminaires | Linear Ambient | Direct Linear Ambient Luminaires | Standard | TRUE | 2948 | 115 | 25.55 | 13 | 0.942 | 3932 | 84 | 5 | 50000 | 42417 |  |  | No |  | 3.1 | 2949 | 115 | 25.55 | 9.95 | 0.993 | 3932 | 84
PFHX6GM1 | Mercury Lighting Products Co. Inc. | MERCURY LIGHTING | LW3-8-6000-50K-HTA-U80TW-UNI-XXXX | Indoor Luminaires | Linear Ambient | Direct Linear Ambient Luminaires | Standard | FALSE | [9 empty] | 42417 |  |  | Yes |  | 3 | 6132 | 105.32 | 58.22 | 9.62 | 0.977 | 5000 | 80
PDD82C23 | Mercury Lighting Products Co. Inc. | MERCURY LIGHTING | LW3-8-6000-50K-HTA-U80TW-UNI-SR-XXXX | Indoor Luminaires | Linear Ambient | Direct Linear Ambient Luminaires | Standard | FALSE | [9 empty] | 42417 |  |  | Yes |  | 3 | 6132 | 105.32 | 58.22 | 9.62 | 0.977 | 5000 | 80
PUY8D54V | Mercury Lighting Products Co. Inc. | MERCURY LIGHTING | LW3-8-8000-50K-HTA-U80TW-UNI-SR-XXXX | Indoor Luminaires | Linear Ambient | Direct Linear Ambient Luminaires | Standard | FALSE | [9 empty] | 42417 |  |  | Yes |  | 3 | 9292 | 116.93 | 79.46 | 9.52 | 0.983 | 5000 | 80
P2MGT21B | Mercury Lighting Products Co. Inc. | MERCURY LIGHTING | LW3-8-8000-50K-HTA-U80TW-UNI-XXXX | Indoor Luminaires | Linear Ambient | Direct Linear Ambient Luminaires | Standard | FALSE | [9 empty] | 42417 |  |  | Yes |  | 3 | 8292 | 104.35 | 79.46 | 9.52 | 0.983 | 5000 | 80
PM1BBCS2 | Mercury Lighting Products Co. Inc. | MERCURY LIGHTING | LW10-8-8000-50K-HTA-U80TW-UNI-XXXX | Indoor Luminaires | Linear Ambient | Direct Linear Ambient Luminaires | Standard | FALSE | [9 empty] | 42417 |  |  | Yes |  | 3 | 8270 | 111.3 | 74.3 | 9.5 | 0.982 | 5000 | 80
PGFPAY97 | Mercury Lighting Products Co. Inc. | MERCURY LIGHTING | LW15-8-8000-50K-HTA-U80TW-UNI-XXXX | Indoor Luminaires | Linear Ambient | Direct Linear Ambient Luminaires | Standard | FALSE | [9 empty] | 42417 |  |  | Yes |  | 3 | 8270 | 111.3 | 74.3 | 9.5 | 0.982 | 5000 | 80
P7PGUWR4 | Mercury Lighting Products Co. Inc. | MERCURY LIGHTING | LW10-8-8000-50K-HTA-U80TW-UNI-SR-XXXX | Indoor Luminaires | Linear Ambient | Direct Linear Ambient Luminaires | Standard | FALSE | [9 empty] | 42417 |  |  | Yes |  | 3 | 8270 | 111.3 | 74.3 | 9.5 | 0.982 | 5000 | 80
PNPRJ5RP | Mercury Lighting Products Co. Inc. | MERCURY LIGHTING | LW3-8-9500-50K-HTA-U55-UNI-2D-SR-XXXX | Indoor Luminaires | Linear Ambient | Direct Linear Ambient Luminaires | Standard | FALSE | [9 empty] | 42417 |  |  | Yes |  | 2.1 | 9614 | 97.51 | 98.59 | 8.65 | 0.973 | 5000 | 80
P154422W | Mercury Lighting Products Co. Inc. | MERCURY LIGHTING | LW3-8-9500-50K-HTA-U55-UNI-2D-XXXX | Indoor Luminaires | Linear Ambient | Direct Linear Ambient Luminaires | Standard | FALSE | [9 empty] | 42417 |  |  | Yes |  | 2.1 | 9614 | 97.51 | 98.59 | 8.65 | 0.973 | 5000 | 80
PNCXWHZV | Mercury Lighting Products Co. Inc. | MERCURY LIGHTING | LW14-8-10000-50K-HTA-U55-UNI-2D-SR-XXXX | Indoor Luminaires | Linear Ambient | Direct Linear Ambient Luminaires | Standard | FALSE | [9 empty] | 42417 |  |  | Yes |  | 2.1 | 10728 | 103.47 | 103.68 | 8.59 | 0.975 | 5000 | 80
PKJ5PKBJ | Mercury Lighting Products Co. Inc. | MERCURY LIGHTING | LW14-8-10000-50K-HTA-U55-UNI-2D-XXXX | Indoor Luminaires | Linear Ambient | Direct Linear Ambient Luminaires | Standard | FALSE | [9 empty] | 42417 |  |  | Yes |  | 2.1 | 10728 | 103.47 | 103.68 | 8.59 | 0.975 | 5000 | 80
P3ATDZEX | Mercury Lighting Products Co. Inc. | MERCURY LIGHTING | LW15-8-10000-50K-HTA-U55-UNI-2D-XXXX | Indoor Luminaires | Linear Ambient | Direct Linear Ambient Luminaires | Standard | FALSE | [9 empty] | 42417 |  |  | Yes |  | 2.1 | 10728 | 103.47 | 103.68 | 8.59 | 0.975 | 5000 | 80
PBVDHXDD | Mercury Lighting Products Co. Inc. | MERCURY LIGHTING | LW15-8-6000-50K-HTA-U55-UNI-XXXX | Indoor Luminaires | Linear Ambient | Direct Linear Ambient Luminaires | Standard | FALSE | [9 empty] | 42417 |  |  | Yes |  | 3 | 6130 | 102.83 | 59.61 | 8.53 | 0.977 | 5000 | 80
P73E1X75 | Mercury Lighting Products Co. Inc. | MERCURY LIGHTING | LW10-8-6000-50K-HTA-U55-UNI-SR-XXXX | Indoor Luminaires | Linear Ambient | Direct Linear Ambient Luminaires | Standard | FALSE | [9 empty] | 42417 |  |  | Yes |  | 3 | 6130 | 102.83 | 59.61 | 8.53 | 0.977 | 5000 | 80
P5CYPSY8 | Mercury Lighting Products Co. Inc. | MERCURY LIGHTING | LW10-8-6000-50K-HTA-U55-UNI-XXXX | Indoor Luminaires | Linear Ambient | Direct Linear Ambient Luminaires | Standard | FALSE | [9 empty] | 42417 |  |  | Yes |  | 3 | 6130 | 102.83 | 59.61 | 8.53 | 0.977 | 5000 | 80
PKQRACDS | Mercury Lighting Products Co. Inc. | MERCURY LIGHTING | LW3-8-6000-40K-HTA-U80TW-UNI-SR-XXXX | Indoor Luminaires | Linear Ambient | Direct Linear Ambient Luminaires | Standard | FALSE | [9 empty] | 42417 |  |  | Yes |  | 3 | 5952 | 102.23 | 58.22 | 9.62 | 0.977 | 4000 | 80
P1AQ1CA8 | Mercury Lighting Products Co. Inc. | MERCURY LIGHTING | LW3-8-6000-40K-HTA-U80TW-UNI-XXXX | Indoor Luminaires | Linear Ambient | Direct Linear Ambient Luminaires | Standard | FALSE | [9 empty] | 42417 |  |  | Yes |  | 3 | 5952 | 102.23 | 58.22 | 9.62 | 0.977 | 4000 | 80
P8QTMG1U | Mercury Lighting Products Co. Inc. | MERCURY LIGHTING | LW3-8-8000-40K-HTA-U80TW-UNI-SR-XXXX | Indoor Luminaires | Linear Ambient | Direct Linear Ambient Luminaires | Standard | FALSE | [9 empty] | 42417 |  |  | Yes |  | 3 | 8048 | 101.28 | 79.46 | 9.52 | 0.983 | 4000 | 80
P7S9AJF2 | Mercury Lighting Products Co. Inc. | MERCURY LIGHTING | LW3-8-8000-40K-HTA-U80TW-UNI-XXXX | Indoor Luminaires | Linear Ambient | Direct Linear Ambient Luminaires | Standard | FALSE | [9 empty] | 42417 |  |  | Yes |  | 3 | 8048 | 101.28 | 79.46 | 9.52 | 0.983 | 4000 | 80
PHQRFTMF | Mercury Lighting Products Co. Inc. | MERCURY LIGHTING | LW15-8-8000-40K-HTA-U80TW-UNI-XXXX | Indoor Luminaires | Linear Ambient | Direct Linear Ambient Luminaires | Standard | FALSE | [9 empty] | 42417 |  |  | Yes |  | 3 | 8012 | 107.83 | 74.3 | 9.5 | 0.982 | 4000 | 80
P8VDNS7P | Mercury Lighting Products Co. Inc. | MERCURY LIGHTING | LW10-8-8000-40K-HTA-U80TW-UNI-XXXX | Indoor Luminaires | Linear Ambient | Direct Linear Ambient Luminaires | Standard | FALSE | [9 empty] | 42417 |  |  | Yes |  | 3 | 8012 | 107.83 | 74.3 | 9.5 | 0.982 | 4000 | 80
P6RNZPNU | Mercury Lighting Products Co. Inc. | MERCURY LIGHTING | LW10-8-8000-40K-HTA-U80TW-UNI-SR-XXXX | Indoor Luminaires | Linear Ambient | Direct Linear Ambient Luminaires | Standard | FALSE | [9 empty] | 42417 |  |  | Yes |  | 3 | 8012 | 107.83 | 74.3 | 9.5 | 0.982 | 4000 | 80
PPDZ2K44 | Mercury Lighting Products Co. Inc. | MERCURY LIGHTING | LW3-8-9500-40K-HTA-U55-UNI-2D-XXXX | Indoor Luminaires | Linear Ambient | Direct Linear Ambient Luminaires | Standard | FALSE | [9 empty] | 42417 |  |  | Yes |  | 2.1 | 9331 | 94.64 | 98.59 | 8.65 | 0.973 | 4000 | 80
P8A888JD | Mercury Lighting Products Co. Inc. | MERCURY LIGHTING | LW3-8-9500-40K-HTA-U55-UNI-2D-SR-XXXX | Indoor Luminaires | Linear Ambient | Direct Linear Ambient Luminaires | Standard | FALSE | [9 empty] | 42417 |  |  | Yes |  | 2.1 | 9331 | 94.64 | 98.59 | 8.65 | 0.973 | 4000 | 80
PKCU9BH6 | Mercury Lighting Products Co. Inc. | MERCURY LIGHTING | LW14-8-10000-40K-HTA-U55-UNI-2D-XXXX | Indoor Luminaires | Linear Ambient | Direct Linear Ambient Luminaires | Standard | FALSE | [9 empty] | 42417 |  |  | Yes |  | 2.1 | 10392 | 100.23 | 103.68 | 8.59 | 0.975 | 4000 | 80
PCKCN112 | Mercury Lighting Products Co. Inc. | MERCURY LIGHTING | LW14-8-10000-40K-HTA-U55-UNI-2D-SR-XXXX | Indoor Luminaires | Linear Ambient | Direct Linear Ambient Luminaires | Standard | FALSE | [9 empty] | 42417 |  |  | Yes |  | 2.1 | 10392 | 100.23 | 103.68 | 8.59 | 0.975 | 4000 | 80
P7QNJRWB | Mercury Lighting Products Co. Inc. | MERCURY LIGHTING | LW15-8-10000-40K-HTA-U55-UNI-2D-XXXX | Indoor Luminaires | Linear Ambient | Direct Linear Ambient Luminaires | Standard | FALSE | [9 empty] | 42417 |  |  | Yes |  | 2.1 | 10392 | 100.23 | 103.68 | 8.59 | 0.975 | 4000 | 80
PNPFP3UA | Mercury Lighting Products Co. Inc. | MERCURY LIGHTING | LW10-8-6000-40K-HTA-U55-UNI-XXXX | Indoor Luminaires | Linear Ambient | Direct Linear Ambient Luminaires | Standard | FALSE | [9 empty] | 42417 |  |  | Yes |  | 3 | 5938 | 99.61 | 59.61 | 8.53 | 0.977 | 4000 | 80
PK7PTU71 | Mercury Lighting Products Co. Inc. | MERCURY LIGHTING | LW10-8-6000-40K-HTA-U55-UNI-SR-XXXX | Indoor Luminaires | Linear Ambient | Direct Linear Ambient Luminaires | Standard | FALSE | [9 empty] | 42417 |  |  | Yes |  | 3 | 5938 | 99.61 | 59.61 | 8.53 | 0.977 | 4000 | 80
P9KEYPGD | Mercury Lighting Products Co. Inc. | MERCURY LIGHTING | LW15-8-6000-40K-HTA-U55-UNI-XXXX | Indoor Luminaires | Linear Ambient | Direct Linear Ambient Luminaires | Standard | FALSE | [9 empty] | 42417 |  |  | Yes |  | 3 | 5938 | 99.61 | 59.61 | 8.53 | 0.977 | 4000 | 80
PKSAK6BN | Mercury Lighting Products Co. Inc. | MERCURY LIGHTING | LW3-8-6000-35K-HTA-U80TW-UNI-XXXX | Indoor Luminaires | Linear Ambient | Direct Linear Ambient Luminaires | Standard | FALSE | [9 empty] | 42417 |  |  | Yes |  | 3 | 5410 | 92.92 | 58.22 | 9.62 | 0.977 | 3500 | 80
PEH26A58 | Mercury Lighting Products Co. Inc. | MERCURY LIGHTING | LW3-8-6000-35K-HTA-U80TW-UNI-SR-XXXX | Indoor Luminaires | Linear Ambient | Direct Linear Ambient Luminaires | Standard | FALSE | [9 empty] | 42417 |  |  | Yes |  | 3 | 5410 | 92.92 | 58.22 | 9.62 | 0.977 | 3500 | 80
PBUK4868 | Mercury Lighting Products Co. Inc. | MERCURY LIGHTING | LW3-8-8000-35K-HTA-U80TW-UNI-XXXX | Indoor Luminaires | Linear Ambient | Direct Linear Ambient Luminaires | Standard | FALSE | [9 empty] | 42417 |  |  | Yes |  | 3 | 7317 | 92.08 | 79.46 | 9.52 | 0.983 | 3500 | 80
P9DA3THW | Mercury Lighting Products Co. Inc. | MERCURY LIGHTING | LW3-8-8000-35K-HTA-U80TW-UNI-SR-XXXX | Indoor Luminaires | Linear Ambient | Direct Linear Ambient Luminaires | Standard | FALSE | [9 empty] | 42417 |  |  | Yes |  | 3 | 7317 | 92.08 | 79.46 | 9.52 | 0.983 | 3500 | 80
PP5DUW42 | Mercury Lighting Products Co. Inc. | MERCURY LIGHTING | LW15-8-8000-35K-HTA-U80TW-UNI-XXXX | Indoor Luminaires | Linear Ambient | Direct Linear Ambient Luminaires | Standard | FALSE | [9 empty] | 42417 |  |  | Yes |  | 3 | 7753 | 104.34 | 74.3 | 9.5 | 0.982 | 3500 | 80
P4B7PNFW | Mercury Lighting Products Co. Inc. | MERCURY LIGHTING | LW10-8-8000-35K-HTA-U80TW-UNI-SR-XXXX | Indoor Luminaires | Linear Ambient | Direct Linear Ambient Luminaires | Standard | FALSE | [9 empty] | 42417 |  |  | Yes |  | 3 | 7753 | 104.34 | 74.3 | 9.5 | 0.982 | 3500 | 80
P33J2TVP | Mercury Lighting Products Co. Inc. | MERCURY LIGHTING | LW10-8-8000-35K-HTA-U80TW-UNI-XXXX | Indoor Luminaires | Linear Ambient | Direct Linear Ambient Luminaires | Standard | FALSE | [9 empty] | 42417 |  |  | Yes |  | 3 | 7753 | 104.34 | 74.3 | 9.5 | 0.982 | 3500 | 80
PQ1ZPK7U | Mercury Lighting Products Co. Inc. | MERCURY LIGHTING | LW3-8-9500-35K-HTA-U55-UNI-2D-SR-XXXX | Indoor Luminaires | Linear Ambient | Direct Linear Ambient Luminaires | Standard | FALSE | [9 empty] | 42417 |  |  | Yes |  | 2.1 | 9048 | 91.77 | 98.59 | 8.65 | 0.973 | 3500 | 80
PMTJCE24 | Mercury Lighting Products Co. Inc. | MERCURY LIGHTING | LW3-8-9500-35K-HTA-U55-UNI-2D-XXXX | Indoor Luminaires | Linear Ambient | Direct Linear Ambient Luminaires | Standard | FALSE | [9 empty] | 42417 |  |  | Yes |  | 2.1 | 9048 | 91.77 | 98.59 | 8.65 | 0.973 | 3500 | 80
PH8CU6S8 | Mercury Lighting Products Co. Inc. | MERCURY LIGHTING | LW15-8-10000-35K-HTA-U55-UNI-2D-XXXX | Indoor Luminaires | Linear Ambient | Direct Linear Ambient Luminaires | Standard | FALSE | [9 empty] | 42417 |  |  | Yes |  | 2.1 | 10057 | 97 | 103.68 | 8.59 | 0.975 | 3500 | 80
P55UTE8A | Mercury Lighting Products Co. Inc. | MERCURY LIGHTING | LW14-8-10000-35K-HTA-U55-UNI-2D-XXXX | Indoor Luminaires | Linear Ambient | Direct Linear Ambient Luminaires | Standard | FALSE | [9 empty] | 42417 |  |  | Yes |  | 2.1 | 10057 | 97 | 103.68 | 8.59 | 0.975 | 3500 | 80
P1JSRNRM | Mercury Lighting Products Co. Inc. | MERCURY LIGHTING | LW14-8-10000-35K-HTA-U55-UNI-2D-SR-XXXX | Indoor Luminaires | Linear Ambient | Direct Linear Ambient Luminaires | Standard | FALSE | [9 empty] | 42417 |  |  | Yes |  | 2.1 | 10057 | 97 | 103.68 | 8.59 | 0.975 | 3500 | 80
PQ4F2SQM | Mercury Lighting Products Co. Inc. | MERCURY LIGHTING | LW10-8-6000-35K-HTA-U55-UNI-SR-XXXX | Indoor Luminaires | Linear Ambient | Direct Linear Ambient Luminaires | Standard | FALSE | [9 empty] | 42417 |  |  | Yes |  | 3 | 5747 | 96.4 | 59.61 | 8.53 | 0.977 | 3500 | 80
PHQ2SBGD | Mercury Lighting Products Co. Inc. | MERCURY LIGHTING | LW10-8-6000-35K-HTA-U55-UNI-XXXX | Indoor Luminaires | Linear Ambient | Direct Linear Ambient Luminaires | Standard | FALSE | [9 empty] | 42417 |  |  | Yes |  | 3 | 5747 | 96.4 | 59.61 | 8.53 | 0.977 | 3500 | 80
P522VR84 | Mercury Lighting Products Co. Inc. | MERCURY LIGHTING | LW15-8-6000-35K-HTA-U55-UNI-XXXX | Indoor Luminaires | Linear Ambient | Direct Linear Ambient Luminaires | Standard | FALSE | [9 empty] | 42417 |  |  | Yes |  | 3 | 5747 | 96.4 | 59.61 | 8.53 | 0.977 | 3500 | 80
PRX7C2ZT | Mercury Lighting Products Co. Inc. | MERCURY LIGHTING | LW3-8-6000-30K-HTA-U80TW-UNI-SR-XXXX | Indoor Luminaires | Linear Ambient | Direct Linear Ambient Luminaires | Standard | FALSE | [9 empty] | 42417 |  |  | Yes |  | 3 | 5320 | 91.37 | 58.22 | 9.62 | 0.977 | 3000 | 80
P72H7SW5 | Mercury Lighting Products Co. Inc. | MERCURY LIGHTING | LW3-8-6000-30K-HTA-U80TW-UNI-XXXX | Indoor Luminaires | Linear Ambient | Direct Linear Ambient Luminaires | Standard | FALSE | [9 empty] | 42417 |  |  | Yes |  | 3 | 5320 | 91.37 | 58.22 | 9.62 | 0.977 | 3000 | 80
PXSMYYV9 | Mercury Lighting Products Co. Inc. | MERCURY LIGHTING | LW3-8-8000-30K-HTA-U80TW-UNI-SR-XXXX | Indoor Luminaires | Linear Ambient | Direct Linear Ambient Luminaires | Standard | FALSE | [9 empty] | 42417 |  |  | Yes |  | 3 | 7195 | 90.54 | 79.46 | 9.52 | 0.983 | 3000 | 80
PNBYGYDZ | Mercury Lighting Products Co. Inc. | MERCURY LIGHTING | LW10-8-8000-30K-HTA-U80TW-UNI-XXXX | Indoor Luminaires | Linear Ambient | Direct Linear Ambient Luminaires | Standard | FALSE | [9 empty] | 42417 |  |  | Yes |  | 3 | 7624 | 102.61 | 74.3 | 9.5 | 0.982 | 3000 | 80
PE2S2EQG | Mercury Lighting Products Co. Inc. | MERCURY LIGHTING | LW15-8-8000-30K-HTA-U80TW-UNI-XXXX | Indoor Luminaires | Linear Ambient | Direct Linear Ambient Luminaires | Standard | FALSE | [9 empty] | 42417 |  |  | Yes |  | 3 | 7624 | 102.61 | 74.3 | 9.5 | 0.982 | 3000 | 80
P9NXQPHD | Mercury Lighting Products Co. Inc. | MERCURY LIGHTING | LW10-8-8000-30K-HTA-U80TW-UNI-SR-XXXX | Indoor Luminaires | Linear Ambient | Direct Linear Ambient Luminaires | Standard | FALSE | [9 empty] | 42417 |  |  | Yes |  | 3 | 7624 | 102.61 | 74.3 | 9.5 | 0.982 | 3000 | 80
PA6JTVWU | Mercury Lighting Products Co. Inc. | MERCURY LIGHTING | LW3-8-9500-30K-HTA-U55-UNI-2D-SR-XXXX | Indoor Luminaires | Linear Ambient | Direct Linear Ambient Luminaires | Standard | FALSE | [9 empty] | 42417 |  |  | Yes |  | 2.1 | 8907 | 90.34 | 98.59 | 8.65 | 0.973 | 3000 | 80
P3NSNFN7 | Mercury Lighting Products Co. Inc. | MERCURY LIGHTING | LW3-8-9500-30K-HTA-U55-UNI-2D-XXXX | Indoor Luminaires | Linear Ambient | Direct Linear Ambient Luminaires | Standard | FALSE | [9 empty] | 42417 |  |  | Yes |  | 2.1 | 8907 | 90.34 | 98.59 | 8.65 | 0.973 | 3000 | 80
PX396QPX | Mercury Lighting Products Co. Inc. | MERCURY LIGHTING | LW14-8-10000-30K-HTA-U55-UNI-2D-XXXX | Indoor Luminaires | Linear Ambient | Direct Linear Ambient Luminaires | Standard | FALSE | [9 empty] | 42417 |  |  | Yes |  | 2.1 | 9889 | 95.38 | 103.68 | 8.59 | 0.975 | 3000 | 80
PSMEFS1Y | Mercury Lighting Products Co. Inc. | MERCURY LIGHTING | LW15-8-10000-30K-HTA-U55-UNI-2D-XXXX | Indoor Luminaires | Linear Ambient | Direct Linear Ambient Luminaires | Standard | FALSE | [9 empty] | 42417 |  |  | Yes |  | 2.1 | 9889 | 95.38 | 103.68 | 8.59 | 0.975 | 3000 | 80
P3U2K21N | Mercury Lighting Products Co. Inc. | MERCURY LIGHTING | LW14-8-10000-30K-HTA-U55-UNI-2D-SR-XXXX | Indoor Luminaires | Linear Ambient | Direct Linear Ambient Luminaires | Standard | FALSE | [9 empty] | 42417 |  |  | Yes |  | 2.1 | 9889 | 95.38 | 103.68 | 8.59 | 0.975 | 3000 | 80
PUZJQ57A | Mercury Lighting Products Co. Inc. | MERCURY LIGHTING | LW10-8-6000-30K-HTA-U55-UNI-SR-XXXX | Indoor Luminaires | Linear Ambient | Direct Linear Ambient Luminaires | Standard | FALSE | [9 empty] | 42417 |  |  | Yes |  | 3 | 5651 | 94.79 | 59.61 | 8.53 | 0.977 | 3000 | 80
P8QCWZVM | Mercury Lighting Products Co. Inc. | MERCURY LIGHTING | LW10-8-6000-30K-HTA-U55-UNI-XXXX | Indoor Luminaires | Linear Ambient | Direct Linear Ambient Luminaires | Standard | FALSE | [9 empty] | 42417 |  |  | Yes |  | 3 | 5651 | 94.79 | 59.61 | 8.53 | 0.977 | 3000 | 80
P3ZV1GW1 | Mercury Lighting Products Co. Inc. | MERCURY LIGHTING | LW15-8-6000-30K-HTA-U55-UNI-XXXX | Indoor Luminaires | Linear Ambient | Direct Linear Ambient Luminaires | Standard | FALSE | [9 empty] | 42417 |  |  | Yes |  | 3 | 5651 | 94.79 | 59.61 | 8.53 | 0.977 | 3000 | 80
P4H7B1T4 | TechBrite LLC | VaporBrite | V874SS1B30G00XX | Indoor Luminaires | Linear Ambient | Direct Linear Ambient Luminaires | Standard | TRUE | 10060 | 109 | 92.15 | 9.66 | 0.984 | 3597 | 84.5 | 5 | 50000 | 42416 |  |  | No |  | 3.1 | 10060 | 109.16 | 92.15 | 9.66 | 0.984 | 3543 | 84.4
PWGWR2BP | TechBrite LLC | VaporBrite | V272SS1B30D00XX | Indoor Luminaires | Linear Ambient | Direct Linear Ambient Luminaires | Standard | TRUE | 5219 | 103 | 50.81 | 6.97 | 0.983 | 3563 | 84.4 | 5 | 50000 | 42416 |  |  | No |  | 3.1 | 5219 | 102.71 | 50.81 | 6.97 | 0.983 | 3563 | 84.4
PQPJQB15 | TechBrite LLC | VaporBrite | V272SS1B50D00XX | Indoor Luminaires | Linear Ambient | Direct Linear Ambient Luminaires | Standard | TRUE | 5470 | 108 | 50.79 | 9.66 | 0.955 | 5299 | 84.8 | 5 | 50000 | 42416 |  |  | No |  | 3.1 | 5470 | 107.69 | 50.79 | 8.07 | 0.955 | 5299 | 84.8
PAQKSFWC | TechBrite LLC | VaporBrite | V272SS1B30A00XX | Indoor Luminaires | Linear Ambient | Direct Linear Ambient Luminaires | Standard | TRUE | 3008 | 111.8 | 26.89 | 8.07 | 0.955 | 3523 | 84.7 | 5 | 50000 | 42416 |  |  | No |  | 3.1 | 3008 | 111.86 | 26.89 | 8.07 | 0.955 | 3523 | 84.7
PFSPGA5B | TechBrite LLC | VaporBrite | V874SS1B50G00XX | Indoor Luminaires | Linear Ambient | Direct Linear Ambient Luminaires | Standard | FALSE | [9 empty] | 42416 |  |  | No |  | 3.1 | 10543.82 | 114.42 | 92.15 | 9.66 | 0.984 | 5299 | 84.8
PFMPMHBA | TechBrite LLC | VaporBrite | V874SS1B50F00XX | Indoor Luminaires | Linear Ambient | Direct Linear Ambient Luminaires | Standard | FALSE | [9 empty] | 42416 |  |  | No |  | 3.1 | 9029.86 | 114.42 | 78.91 | 9.66 | 0.984 | 5299 | 84.8
P8ZSCZGV | TechBrite LLC | VaporBrite | V874SS1B50E00XX | Indoor Luminaires | Linear Ambient | Direct Linear Ambient Luminaires | Standard | FALSE | [9 empty] | 42416 |  |  | No |  | 3.1 | 7347.13 | 125.03 | 58.76 | 9.66 | 0.984 | 5299 | 84.8
PWB4KUJV | TechBrite LLC | VaporBrite | V272SS1B50C00XX | Indoor Luminaires | Linear Ambient | Direct Linear Ambient Luminaires | Standard | FALSE | [9 empty] | 42416 |  |  | No |  | 3.1 | 4537.13 | 107.65 | 42.14 | 8.07 | 0.955 | 5299 | 84.61
PX89JKKD | TechBrite LLC | VaporBrite | V272SS1B50B00XX | Indoor Luminaires | Linear Ambient | Direct Linear Ambient Luminaires | Standard | FALSE | [9 empty] | 42416 |  |  | No |  | 3.1 | 3318.04 | 107.65 | 30.82 | 8.07 | 0.955 | 5299 | 84.61
PHZAPUYS | TechBrite LLC | VaporBrite | V272SS1B50A00XX | Indoor Luminaires | Linear Ambient | Direct Linear Ambient Luminaires | Standard | FALSE | [9 empty] | 42416 |  |  | No |  | 3.1 | 3254.43 | 119.47 | 27.24 | 8.07 | 0.955 | 5299 | 84.61
P8YX3QQH | TechBrite LLC | VaporBrite | V874SS1B40G00XX | Indoor Luminaires | Linear Ambient | Direct Linear Ambient Luminaires | Standard | FALSE | [9 empty] | 42416 |  |  | No |  | 3.1 | 10181.79 | 110.49 | 92.15 | 9.66 | 0.984 | 4000 | 84.61
PK19T7XJ | TechBrite LLC | VaporBrite | V874SS1B40F00XX | Indoor Luminaires | Linear Ambient | Direct Linear Ambient Luminaires | Standard | FALSE | [9 empty] | 42416 |  |  | No |  | 3.1 | 8719.82 | 110.49 | 78.91 | 9.66 | 0.984 | 4000 | 84.61
PN44GK44 | TechBrite LLC | VaporBrite | V874SS1B40E00XX | Indoor Luminaires | Linear Ambient | Direct Linear Ambient Luminaires | Standard | FALSE | [9 empty] | 42416 |  |  | No |  | 3.1 | 7094.86 | 120.74 | 58.76 | 9.66 | 0.984 | 4000 | 84.61
PQQXD2VQ | TechBrite LLC | VaporBrite | V272SS1B40D00XX | Indoor Luminaires | Linear Ambient | Direct Linear Ambient Luminaires | Standard | FALSE | [9 empty] | 42416 |  |  | No |  | 3.1 | 5282.18 | 103.95 | 50.81 | 8.07 | 0.955 | 4000 | 84.61
PA2GGNAX | TechBrite LLC | VaporBrite | V272SS1B40C00XX | Indoor Luminaires | Linear Ambient | Direct Linear Ambient Luminaires | Standard | FALSE | [9 empty] | 42416 |  |  | No |  | 3.1 | 4381.34 | 103.95 | 42.14 | 8.07 | 0.955 | 4000 | 84.61
P7CDTNFB | TechBrite LLC | VaporBrite | V272SS1B40B00XX | Indoor Luminaires | Linear Ambient | Direct Linear Ambient Luminaires | Standard | FALSE | [9 empty] | 42416 |  |  | No |  | 3.1 | 3204.11 | 103.95 | 30.82 | 8.07 | 0.955 | 4000 | 84.61
PJ3XQPCJ | TechBrite LLC | VaporBrite | V272SS1B40A00XX | Indoor Luminaires | Linear Ambient | Direct Linear Ambient Luminaires | Standard | FALSE | [9 empty] | 42416 |  |  | No |  | 3.1 | 3046 | 111.82 | 27.24 | 8.07 | 0.955 | 4000 | 84.61
PNDD3SUN | TechBrite LLC | VaporBrite | V874SS1B30F00XX | Indoor Luminaires | Linear Ambient | Direct Linear Ambient Luminaires | Standard | FALSE | [9 empty] | 42416 |  |  | No |  | 3.1 | 8615.51 | 109.16 | 78.91 | 9.66 | 0.984 | 3543 | 84.4
PP9KWT5Y | TechBrite LLC | VaporBrite | V874SS1B30E00XX | Indoor Luminaires | Linear Ambient | Direct Linear Ambient Luminaires | Standard | FALSE | [9 empty] | 42416 |  |  | No |  | 3.1 | 7010 | 119.29 | 58.76 | 9.66 | 0.984 | 3543 | 84.4
PBYFMXZK | TechBrite LLC | VaporBrite | V272SS1B30C00XX | Indoor Luminaires | Linear Ambient | Direct Linear Ambient Luminaires | Standard | FALSE | [9 empty] | 42416 |  |  | No |  | 3.1 | 4328.93 | 102.71 | 42.14 | 8.07 | 0.955 | 3543 | 84.4
P2RVPXPU | TechBrite LLC | VaporBrite | V272SS1B30B00XX | Indoor Luminaires | Linear Ambient | Direct Linear Ambient Luminaires | Standard | FALSE | [9 empty] | 42416 |  |  | No |  | 3.1 | 3165.78 | 102.71 | 30.82 | 8.07 | 0.955 | 3543 | 84.4
PRB5TJAD | Lumenwerx ULC | Lumenwerx | VIA3[RF PD RVF S WD]-HLO-LED-80-1100-40-4FT-UNV-D | Indoor Luminaires | Linear Ambient | Direct Linear Ambient Luminaires | Standard | TRUE | 4107 | 95.11 | 43.18 | 4.62 | 0.998 | 3959 | 85 | 5 | 50000 | 42412 |  |  | Yes |  | 3.1 | 4015 | 89.1 | 45.06 | 4.625 | 0.998 | 3000 | 83
P5UKD4G4 | Lumenwerx ULC | Lumenwerx | VIA4[RF PD PDI RVF S WDI WD]-HLO-LED-80-500-40-4FT-UNV-D | Indoor Luminaires | Linear Ambient | Direct Linear Ambient Luminaires | Standard | TRUE | 2297 | 117.43 | 19.56 | 8.67 | 0.995 | 4131 | 86 | 5 | 50000 | 42412 |  |  | Yes |  | 3.1 | 1998 | 109.5 | 18.26 | 8.5 | 0.992 | 4081 | 83
PARTWJW9 | Los Angeles Lighting Mfg. Co. | Los Angeles Lighting Mfg. Co. | 3-WSE201-6K-4L-xxxxx-xxxx-1DRDM-UNV-1/840 | Indoor Luminaires | Linear Ambient | Direct Linear Ambient Luminaires | Premium | TRUE | 5394 | 108.1 | 49.89 | 6.87 | 0.982 | 3934 | 84.2 | 5 | 50000 | 42412 |  |  | Yes |  | 3.1 | 5394 | 108.1 | 49.89 | 10.7 | 0.975 | 3934 | 84.2
P653EB53 | Los Angeles Lighting Mfg. Co. | Los Angeles Lighting Mfg. Co. | 3-WSE201-8K-4L-xxxxx-xxxx-1DRDM-UNV-1/840 | Indoor Luminaires | Linear Ambient | Direct Linear Ambient Luminaires | Premium | TRUE | 7588 | 116.3 | 64.99 | 10.5 | 0.979 | 4105 | 84.1 | 5 | 50000 | 42412 |  |  | Yes |  | 3.1 | 7588 | 116.3 | 65.27 | 10.7 | 0.975 | 4105 | 84.1
PH4MEPTQ | Los Angeles Lighting Mfg. Co. | Los Angeles Lighting Mfg. Co. | 3-WSE201-4K-4L-xxxxx-xxxx-1DRDM-UNV-1/850 | Indoor Luminaires | Linear Ambient | Direct Linear Ambient Luminaires | Premium | TRUE | 3739 | 107 | 35.04 | 10.7 | 0.975 | 4747 | 82.8 | 5 | 50000 | 42412 |  |  | Yes |  | 3.1 | 3739 | 107 | 35.04 | 10.7 | 0.975 | 4747 | 82.8
PXD1AXCS | Los Angeles Lighting Mfg. Co. | Los Angeles Lighting Mfg. Co. | 3-WSE201-4K-4L-xxxxx-xxxx-1DRDM-UNV-1/840 | Indoor Luminaires | Linear Ambient | Direct Linear Ambient Luminaires | Standard | TRUE | 3573 | 103.1 | 34.62 | 10.7 | 0.975 | 4093 | 84.6 | 5 | 50000 | 42412 |  |  | Yes |  | 3.1 | 3667 | 105.9 | 34.62 | 10.7 | 0.975 | 4083 | 84.6
PW9ZPM5A | Lumenwerx ULC | Lumenwerx | VIA3[RF PD RVF S WD]-HLO-LED-80-1200-30-4FT-UNV-D | Indoor Luminaires | Linear Ambient | Direct Linear Ambient Luminaires | Standard | TRUE | 4594 | 93 | 49.4 | 11.73 | 0.962 | 3118 | 82 | 5 | 50000 | 42412 |  |  | Yes |  | 3.1 | 4822 | 97.9 | 49.26 | 6.94 | 0.996 | 3081 | 83
PATWWQ29P | On Time Lighting |  | OTLDVPEL-4-42W-850 | Indoor Luminaires | Linear Ambient | Direct Linear Ambient Luminaires | Premium | TRUE | 4624.68 | 112 | 41.19 | 16 | 0.95 | 5076 | 84 | 5 | 50000 | 42412 |  |  | No |  | 3.1 | 4624.68 | 112 | 41.19 | 7 | 1 | 5076 | 84
PJ8G64WN | DECO Lighting | DECO Lighting | DCH-LED-4-25-50-UNV | Indoor Luminaires | Linear Ambient | Direct Linear Ambient Luminaires | Premium | TRUE | 2473.12 | 111.15 | 22.25 | 4.73 | 0.9446 | 5228 | 83.9 | 5 | 50000 | 42412 |  |  | No |  | 3 | 2473.12 | 111.15 | 22.25 | 20 | 0.996 | 5000 | 83.9
PYY7DY7C | DECO Lighting | DECO Lighting | DCH-LED-4-25-35-UNV | Indoor Luminaires | Linear Ambient | Direct Linear Ambient Luminaires | Premium | TRUE | 2386.5 | 108.16 | 22.06 | 4.73 | 0.9446 | 3491 | 83.8 | 5 | 50000 | 42412 |  |  | No |  | 3 | 2386.5 | 108.16 | 22.06 | 20 | 0.996 | 3500 | 83.8
PC1UEVFZ | RAB Lighting | RAB Lighting | GUS2-18YNW/D10 | Indoor Luminaires | Linear Ambient | Direct Linear Ambient Luminaires | Standard | TRUE | 1991 | 105.9 | 18.8 | 7.5 | 0.942 | 3558 | 86 | 5 | 100000 | 42412 |  |  | No |  | 3.1 | 1991 | 105.9 | 18.801 | 7.2 | 0.943 | 3558 | 86
PVRU3NM3 | DECO Lighting | DECO Lighting | DACH-LED-8-35-30-UNV-R | Indoor Luminaires | Linear Ambient | Direct Linear Ambient Luminaires | Premium | TRUE | 7546 | 112.13 | 67.3 | 4.95 | 0.942 | 3146 | 83.2 | 5 | 50000 | 42412 |  |  | No | Updated on 8/24/2016 | 3.1 | 7546.3 | 112 | 67.3 | 20 | 0.997 | 3000 | 83
PD9QUW5N | DECO Lighting | DECO Lighting | DACH-LED-4-35-30-UNV-R | Indoor Luminaires | Linear Ambient | Direct Linear Ambient Luminaires | Standard | TRUE | 3638.5 | 104.4 | 34.85 | 5.22 | 0.9407 | 3122 | 84 | 5 | 50000 | 42412 |  |  | No | Updated on 8/24/2016 | 3 | 3638.5 | 104.4 | 34.85 | 20 | 0.997 | 3000 | 84
PYENHFHV | RAB Lighting | RAB Lighting | GUS4-36YNW/D10 | Indoor Luminaires | Linear Ambient | Direct Linear Ambient Luminaires | Standard | TRUE | 4118 | 109.8 | 37.5 | 14.6 | 0.939 | 3575 | 86 | 5 | 100000 | 42412 |  |  | No |  | 3.1 | 4118 | 109.8 | 37.516 | 10.5 | 0.992 | 3575 | 86
P82ACFRA | DECO Lighting | DECO Lighting | DCH-LED-4-35-50-UNV | Indoor Luminaires | Linear Ambient | Direct Linear Ambient Luminaires | Premium | TRUE | 3655.32 | 112.58 | 32.47 | 4.33 | 0.9326 | 5214 | 84 | 5 | 50000 | 42412 | Dimmable | Continuous Below 10 | No |  | 3 | 3655.32 | 112.58 | 32.47 | 20 | 0.996 | 5000 | 84
PECYJQEK | DECO Lighting | DECO Lighting | DCH-LED-4-35-35-UNV | Indoor Luminaires | Linear Ambient | Direct Linear Ambient Luminaires | Premium | TRUE | 3490.9 | 107.92 | 32.35 | 4.33 | 0.9326 | 3503 | 83.9 | 5 | 50000 | 42412 |  |  | No |  | 3 | 3490.9 | 107.92 | 32.35 | 20 | 0.996 | 3500 | 83.9
PFZUGG56 | DECO Lighting | DECO Lighting | DACH-LED-8-35-30-UNV-R | Indoor Luminaires | Linear Ambient | Direct Linear Ambient Luminaires | Premium | TRUE | 4435.024 | 112.85 | 39.3 | 5.27 | 0.925 | 3088 | 83.5 | 5 | 50000 | 42412 |  |  | No | Updated on 8/24/2016 | 3.1 | 4435 | 112.85 | 39.3 | 20 | 0.998 | 3000 | 83
P93QEQZD | Lumenwerx ULC | Lumenwerx | VIA3[RF PD RVF S WD]-HLO-LED-80-375-30-4FT-UNV-D | Indoor Luminaires | Linear Ambient | Direct Linear Ambient Luminaires | Standard | TRUE | 1419 | 98.82 | 14.36 | 13.72 | 0.923 | 3059 | 83 | 5 | 50000 | 42412 |  |  | Yes |  | 3.1 | 1494 | 102.4 | 14.59 | 9.01 | 0.989 | 3059 | 83
PN4ABFWD | DECO Lighting | DECO Lighting | DACH-LED-4-25-50-UNV-R | Indoor Luminaires | Linear Ambient | Direct Linear Ambient Luminaires | Premium | TRUE | 2556.94 | 114.97 | 22.24 | 5.18 | 0.9203 | 5214 | 83.6 | 5 | 50000 | 42412 |  |  | No | Updated on 8/24/2016 | 3.1 | 2556.9 | 114.97 | 22.24 | 20 | 0.996 | 5000 | 83.6
PVYNVBN8 | DECO Lighting | DECO Lighting | DACH-LED-4-25-30-UNV-R | Indoor Luminaires | Linear Ambient | Direct Linear Ambient Luminaires | Premium | TRUE | 2433.4 | 109.72 | 22.18 | 5.18 | 0.9203 | 3160 | 82.8 | 5 | 50000 | 42412 |  |  | No | Updated on 8/24/2016 | 3.1 | 2433.3 | 109.72 | 22.18 | 20 | 0.996 | 3000 | 82.8
PCHA7SBR | RAB Lighting | RAB Lighting | GUS4-50YNW/D10 | Indoor Luminaires | Linear Ambient | Direct Linear Ambient Luminaires | Standard | TRUE | 5162 | 103.7 | 49.8 | 14.7 | 0.904 | 3591 | 86 | 5 | 100000 | 42412 |  |  | No |  | 3.1 | 5162 | 103.7 | 49.783 | 10.9 | 0.99 | 3591 | 86
PRKFYEK9 | RAB Lighting | RAB Lighting | GUS4-50NW/D10 | Indoor Luminaires | Linear Ambient | Direct Linear Ambient Luminaires | Standard | FALSE | [9 empty] | 42412 |  |  | No |  | 3.1 | 5456 | 109.3 | 49.877 | 11.8 | 0.99 | 4013 | 84
PC3P6QT3 | RAB Lighting | RAB Lighting | GUS2-18NW/D10 | Indoor Luminaires | Linear Ambient | Direct Linear Ambient Luminaires | Standard | FALSE | [9 empty] | 42412 |  |  | No |  | 3.1 | 2140 | 111.5 | 19.197 | 7.5 | 0.948 | 3982 | 84
PWJ8PHRN | RAB Lighting | RAB Lighting | GUS4-36NW/D10 | Indoor Luminaires | Linear Ambient | Direct Linear Ambient Luminaires | Standard | FALSE | [9 empty] | 42412 |  |  | No |  | 3.1 | 4437 | 117.1 | 37.881 | 11 | 0.993 | 3961 | 83
PURSGBQQ | RAB Lighting | RAB Lighting | GUS4-50YW/D10 | Indoor Luminaires | Linear Ambient | Direct Linear Ambient Luminaires | Standard | FALSE | [9 empty] | 42412 |  |  | No |  | 3.1 | 5444 | 107.6 | 50.565 | 11 | 0.992 | 3128 | 85
PUGVHJNE | RAB Lighting | RAB Lighting | GUS4-36YW/D10 | Indoor Luminaires | Linear Ambient | Direct Linear Ambient Luminaires | Standard | FALSE | [9 empty] | 42412 |  |  | No |  | 3.1 | 4369 | 115 | 38.002 | 11.2 | 0.993 | 3127 | 85
PKJF5ZA7 | RAB Lighting | RAB Lighting | GUS2-18YW/D10 | Indoor Luminaires | Linear Ambient | Direct Linear Ambient Luminaires | Standard | FALSE | [9 empty] | 42412 |  |  | No |  | 3.1 | 2129 | 110.9 | 19.219 | 7.1 | 0.942 | 3116 | 84
PW1Z973X | Los Angeles Lighting Mfg. Co. | Los Angeles Lighting Mfg. Co. | 3-WSE201-6K-4L-xxxxx-xxxx-1DRDM-UNV-1/850 | Indoor Luminaires | Linear Ambient | Direct Linear Ambient Luminaires | Premium | FALSE | [9 empty] | 42412 |  |  | Yes |  | 3.1 | 5557 | 109 | 50.78 | 10.7 | 0.975 | 5238 | 83.9
P8TANYX1 | Los Angeles Lighting Mfg. Co. | Los Angeles Lighting Mfg. Co. | 3-WSE200-6K-4L-xxxxx-xxxx-1DRDM-UNV-1/850 | Indoor Luminaires | Linear Ambient | Direct Linear Ambient Luminaires | Premium | FALSE | [9 empty] | 42412 |  |  | Yes |  | 3.1 | 5557 | 109 | 50.78 | 10.7 | 0.975 | 5238 | 83.9
PTV135SW | Los Angeles Lighting Mfg. Co. | Los Angeles Lighting Mfg. Co. | 3-WSE200-8K-4L-xxxxx-xxxx-1DRDM-UNV-1/850 | Indoor Luminaires | Linear Ambient | Direct Linear Ambient Luminaires | Premium | FALSE | [9 empty] | 42412 |  |  | Yes |  | 3.1 | 8026 | 120 | 66.77 | 10.7 | 0.975 | 5187 | 83.2
PK5FZCJS | Los Angeles Lighting Mfg. Co. | Los Angeles Lighting Mfg. Co. | 3-WSE201-8K-4L-xxxxx-xxxx-1DRDM-UNV-1/850 | Indoor Luminaires | Linear Ambient | Direct Linear Ambient Luminaires | Premium | FALSE | [9 empty] | 42412 |  |  | Yes |  | 3.1 | 8026 | 120 | 66.77 | 10.7 | 0.975 | 5187 | 83.2
PKT96PBB | Los Angeles Lighting Mfg. Co. | Los Angeles Lighting Mfg. Co. | 3-WSE200-4K-4L-xxxxx-xxxx-1DRDM-UNV-1/850 | Indoor Luminaires | Linear Ambient | Direct Linear Ambient Luminaires | Premium | FALSE | [9 empty] | 42412 |  |  | Yes |  | 3.1 | 3739 | 107 | 35.04 | 10.7 | 0.975 | 4747 | 82.8
PWM7GMTH | Los Angeles Lighting Mfg. Co. | Los Angeles Lighting Mfg. Co. | 3-WSE200-8K-4L-xxxxx-xxxx-1DRDM-UNV-1/840 | Indoor Luminaires | Linear Ambient | Direct Linear Ambient Luminaires | Premium | FALSE | [9 empty] | 42412 |  |  | Yes |  | 3.1 | 7588 | 116.3 | 65.27 | 10.7 | 0.975 | 4105 | 84.1
PNGDJE8E | Los Angeles Lighting Mfg. Co. | Los Angeles Lighting Mfg. Co. | 3-WSE200-4K-4L-xxxxx-xxxx-1DRDM-UNV-1/840 | Indoor Luminaires | Linear Ambient | Direct Linear Ambient Luminaires | Standard | FALSE | [9 empty] | 42412 |  |  | Yes |  | 3.1 | 3667 | 105.9 | 34.62 | 10.7 | 0.975 | 4083 | 84.6
PNABZJ4N | Los Angeles Lighting Mfg. Co. | Los Angeles Lighting Mfg. Co. | 3-WSE200-6K-4L-xxxxx-xxxx-1DRDM-UNV-1/840 | Indoor Luminaires | Linear Ambient | Direct Linear Ambient Luminaires | Premium | FALSE | [9 empty] | 42412 |  |  | Yes |  | 3.1 | 5394 | 108.1 | 49.89 | 10.7 | 0.975 | 3934 | 84.2
PRTZTT36 | DECO Lighting | DECO Lighting | DCH-LED-8-60-50-UNV | Indoor Luminaires | Linear Ambient | Direct Linear Ambient Luminaires | Premium | FALSE | [9 empty] | 42412 |  |  | No |  | 3 | 7700 | 114.9 | 67 | 20 | 0.996 | 5000 | 83
PR9DYQTS | DECO Lighting | DECO Lighting | DACH-LED-8-60-50-UNV-R | Indoor Luminaires | Linear Ambient | Direct Linear Ambient Luminaires | Premium | FALSE | [9 empty] | 42412 |  |  | No | Updated on 8/24/2016 | 3.1 | 7700 | 115 | 67 | 20 | 0.997 | 5000 | 83
PEXSEJEG | DECO Lighting | DECO Lighting | DACH-LED-8-45-50-UNV-R | Indoor Luminaires | Linear Ambient | Direct Linear Ambient Luminaires | Premium | FALSE | [9 empty] | 42412 |  |  | No | Updated on 8/24/2016 | 3.1 | 4700 | 117 | 40 | 20 | 0.996 | 5000 | 83
PEE34UUR | DECO Lighting | DECO Lighting | DCH-LED-8-45-50-UNV | Indoor Luminaires | Linear Ambient | Direct Linear Ambient Luminaires | Premium | FALSE | [9 empty] | 42412 |  |  | No |  | 3 | 4600 | 115 | 40 | 20 | 0.996 | 5000 | 83
PBRPXJK6 | DECO Lighting | DECO Lighting | DACH-LED-4-35-50-UNV-R | Indoor Luminaires | Linear Ambient | Direct Linear Ambient Luminaires | Standard | FALSE | [9 empty] | 42412 |  |  | No | Updated on 8/24/2016 | 3 | 3790.5 | 107.02 | 35.42 | 20 | 0.997 | 5000 | 82.8
P4B2MJXT | DECO Lighting | DECO Lighting | DCH-LED-4-35-40-UNV | Indoor Luminaires | Linear Ambient | Direct Linear Ambient Luminaires | Premium | FALSE | [9 empty] | 42412 | Dimmable | Continuous Below 10 | No |  | 3 | 3647.87 | 112.07 | 32.55 | 20 | 0.997 | 4000 | 85.1
PYQFJHVU | DECO Lighting | DECO Lighting | DACH-LED-4-25-40-UNV-R | Indoor Luminaires | Linear Ambient | Direct Linear Ambient Luminaires | Premium | FALSE | [9 empty] | 42412 |  |  | No | Updated on 8/24/2016 | 3.1 | 2530 | 113.71 | 22.25 | 20 | 0.997 | 4000 | 85.1
P4123JQK | DECO Lighting | DECO Lighting | DACH-LED-4-35-40-UNV-R | Indoor Luminaires | Linear Ambient | Direct Linear Ambient Luminaires | Standard | FALSE | [9 empty] | 42412 |  |  | No | Updated on 8/24/2016 | 3 | 3710.4 | 106.34 | 34.89 | 20 | 0.997 | 4000 | 84.2
PE6XUQC9 | DECO Lighting | DECO Lighting | DCH-LED-4-25-40-UNV | Indoor Luminaires | Linear Ambient | Direct Linear Ambient Luminaires | Premium | FALSE | [9 empty] | 42412 |  |  | No |  | 3 | 2445.78 | 108.54 | 22.53 | 20 | 0.995 | 4000 | 83.6
P711C3GZ | DECO Lighting | DECO Lighting | DACH-LED-8-60-40-UNV-R | Indoor Luminaires | Linear Ambient | Direct Linear Ambient Luminaires | Premium | FALSE | [9 empty] | 42412 |  |  | No | Updated on 8/24/2016 | 3.1 | 7650 | 114 | 67 | 20 | 0.997 | 4000 | 83
PD4FF24Y | DECO Lighting | DECO Lighting | DCH-LED-8-60-40-UNV | Indoor Luminaires | Linear Ambient | Direct Linear Ambient Luminaires | Premium | FALSE | [9 empty] | 42412 | Dimmable | Continuous Below 10 | No |  | 3 | 7600 | 113.4 | 67 | 20 | 0.996 | 4000 | 83
PRCW3CCC | DECO Lighting | DECO Lighting | DACH-LED-8-45-40-UNV-R | Indoor Luminaires | Linear Ambient | Direct Linear Ambient Luminaires | Premium | FALSE | [9 empty] | 42412 |  |  | No | Updated on 8/24/2016 | 3.1 | 4600 | 115 | 40 | 20 | 0.996 | 4000 | 83
PP1F1HG3 | DECO Lighting | DECO Lighting | DCH-LED-8-45-40-UNV | Indoor Luminaires | Linear Ambient | Direct Linear Ambient Luminaires | Premium | FALSE | [9 empty] | 42412 |  |  | No |  | 3 | 4500 | 112.5 | 40 | 20 | 0.996 | 4000 | 83
PP7Z8JQZ | DECO Lighting | DECO Lighting | DACH-LED-4-35-35-UNV-R | Indoor Luminaires | Linear Ambient | Direct Linear Ambient Luminaires | Standard | FALSE | [9 empty] | 42412 |  |  | No | Updated on 8/24/2016 | 3 | 3682.7 | 105.2 | 35.01 | 20 | 0.997 | 3500 | 83.1
PTTYA4ED | DECO Lighting | DECO Lighting | DACH-LED-8-60-35-UNV-R | Indoor Luminaires | Linear Ambient | Direct Linear Ambient Luminaires | Premium | FALSE | [9 empty] | 42412 |  |  | No | Updated on 8/24/2016 | 3.1 | 7600 | 113 | 67 | 20 | 0.997 | 3500 | 83
P34FM5XY | DECO Lighting | DECO Lighting | DCH-LED-8-60-35-UNV | Indoor Luminaires | Linear Ambient | Direct Linear Ambient Luminaires | Premium | FALSE | [9 empty] | 42412 | Dimmable | Continuous Below 10 | No |  | 3 | 7525 | 112.8 | 66.7 | 20 | 0.996 | 3500 | 83
PYG79KMC | DECO Lighting | DECO Lighting | DACH-LED-8-45-35-UNV-R | Indoor Luminaires | Linear Ambient | Direct Linear Ambient Luminaires | Premium | FALSE | [9 empty] | 42412 |  |  | No | Updated on 8/24/2016 | 3.1 | 4550 | 114 | 40 | 20 | 0.996 | 3500 | 83
PQSNM4SB | DECO Lighting | DECO Lighting | DCH-LED-8-45-35-UNV | Indoor Luminaires | Linear Ambient | Direct Linear Ambient Luminaires | Premium | FALSE | [9 empty] | 42412 |  |  | No |  | 3 | 4450 | 111.5 | 39.9 | 20 | 0.996 | 3500 | 83
P9Q893TB | DECO Lighting | DECO Lighting | DACH-LED-4-25-35-UNV-R | Indoor Luminaires | Linear Ambient | Direct Linear Ambient Luminaires | Premium | FALSE | [9 empty] | 42412 |  |  | No | Updated on 8/24/2016 | 3.1 | 2464.2 | 111 | 22.2 | 20 | 0.996 | 3500 | 83
P1DMG7UZ | Lumenwerx ULC | Lumenwerx | VIA4PDI-HLO-LED-80-500-70-40-12FT-UNV-D | Indoor Luminaires | Linear Ambient | Direct Linear Ambient Luminaires | Standard | FALSE | [9 empty] | 42412 | Dimmable | Continuous Below 10 | Yes |  | 3.1 | 7552 | 115.1 | 65.59 | 8.5 | 0.992 | 4081 | 83
PXY2AKNE | Lumenwerx ULC | Lumenwerx | VIA3[RF PD RVF S WD]-HLO-LED-80-500-40-12FT-UNV-D | Indoor Luminaires | Linear Ambient | Direct Linear Ambient Luminaires | Standard | FALSE | [9 empty] | 42412 | Dimmable | Continuous Below 10 | Yes |  | 3.1 | 5994 | 109.5 | 54.77 | 8.5 | 0.992 | 4081 | 83
P8254184 | Lumenwerx ULC | Lumenwerx | VIA5[RF PD RVF]-HLO-LED-80-500-40-12FT-UNV-D | Indoor Luminaires | Linear Ambient | Direct Linear Ambient Luminaires | Standard | FALSE | [9 empty] | 42412 | Dimmable | Continuous Below 10 | Yes |  | 3.1 | 5994 | 109.5 | 54.77 | 8.5 | 0.992 | 4081 | 83
P7GPA9R2 | Lumenwerx ULC | Lumenwerx | VIA4[RF PD PDI RVF S WDI WD]-HLO-LED-80-500-40-12FT-UNV-D | Indoor Luminaires | Linear Ambient | Direct Linear Ambient Luminaires | Standard | FALSE | [9 empty] | 42412 | Dimmable | Continuous Below 10 | Yes |  | 3.1 | 5994 | 109.5 | 54.77 | 8.5 | 0.992 | 4081 | 83
PRETZTWH | Lumenwerx ULC | Lumenwerx | VIA4PDI-HLO-LED-80-500-70-40-8FT-UNV-D | Indoor Luminaires | Linear Ambient | Direct Linear Ambient Luminaires | Standard | FALSE | [9 empty] | 42412 | Dimmable | Continuous Below 10 | Yes |  | 3.1 | 5035 | 115.1 | 43.73 | 8.5 | 0.992 | 4081 | 83
PZNWV191 | Lumenwerx ULC | Lumenwerx | VIA3[RF PD RVF S WD]-HLO-LED-80-500-40-8FT-UNV-D | Indoor Luminaires | Linear Ambient | Direct Linear Ambient Luminaires | Standard | FALSE | [9 empty] | 42412 | Dimmable | Continuous Below 10 | Yes |  | 3.1 | 3996 | 109.5 | 36.51 | 8.5 | 0.992 | 4081 | 83
PPDTRZNH | Lumenwerx ULC | Lumenwerx | VIA5[RF PD RVF]-HLO-LED-80-500-40-8FT-UNV-D | Indoor Luminaires | Linear Ambient | Direct Linear Ambient Luminaires | Standard | FALSE | [9 empty] | 42412 | Dimmable | Continuous Below 10 | Yes |  | 3.1 | 3996 | 109.5 | 36.51 | 8.5 | 0.992 | 4081 | 83
PFHFDFP4 | Lumenwerx ULC | Lumenwerx | VIA4[RF PD PDI RVF S WDI WD]-HLO-LED-80-500-40-8FT-UNV-D | Indoor Luminaires | Linear Ambient | Direct Linear Ambient Luminaires | Standard | FALSE | [9 empty] | 42412 | Dimmable | Continuous Below 10 | Yes |  | 3.1 | 3996 | 109.5 | 36.51 | 8.5 | 0.992 | 4081 | 83
P5C3T8K8 | Lumenwerx ULC | Lumenwerx | VIA4PDI-HLO-LED-80-500-70-40-4FT-UNV-D | Indoor Luminaires | Linear Ambient | Direct Linear Ambient Luminaires | Standard | FALSE | [9 empty] | 42412 | Dimmable | Continuous Below 10 | Yes |  | 3.1 | 2517 | 115.1 | 21.86 | 8.5 | 0.992 | 4081 | 83
PXMTYY5A | Lumenwerx ULC | Lumenwerx | VIA5[RF PD RVF]-HLO-LED-80-500-40-4FT-UNV-D | Indoor Luminaires | Linear Ambient | Direct Linear Ambient Luminaires | Standard | FALSE | [9 empty] | 42412 | Dimmable | Continuous Below 10 | Yes |  | 3.1 | 1998 | 109.5 | 18.26 | 8.5 | 0.992 | 4081 | 83
PM71AUXE | Lumenwerx ULC | Lumenwerx | VIA3[RF PD RVF S WD]-HLO-LED-80-500-40-4FT-UNV-D | Indoor Luminaires | Linear Ambient | Direct Linear Ambient Luminaires | Standard | FALSE | [9 empty] | 42412 | Dimmable | Continuous Below 10 | Yes |  | 3.1 | 1998 | 109.5 | 18.26 | 8.5 | 0.992 | 4081 | 83
PP6P4U6W | Lumenwerx ULC | Lumenwerx | VIA4PDI-HLO-LED-80-750-70-40-12FT-UNV-D | Indoor Luminaires | Linear Ambient | Direct Linear Ambient Luminaires | Standard | FALSE | [9 empty] | 42412 | Dimmable | Continuous Below 10 | Yes |  | 3.1 | 10578 | 111.8 | 94.59 | 8 | 0.993 | 4081 | 83
PQ23ST4A | Lumenwerx ULC | Lumenwerx | VIA4[RF PD PDI RVF S WDI WD]-HLO-LED-80-750-40-12FT-UNV-D | Indoor Luminaires | Linear Ambient | Direct Linear Ambient Luminaires | Standard | FALSE | [9 empty] | 42412 | Dimmable | Continuous Below 10 | Yes |  | 3.1 | 9020 | 107.7 | 83.76 | 8 | 0.993 | 4081 | 83
PMJ152F2 | Lumenwerx ULC | Lumenwerx | VIA5[RF PD RVF]-HLO-LED-80-750-40-12FT-UNV-D | Indoor Luminaires | Linear Ambient | Direct Linear Ambient Luminaires | Standard | FALSE | [9 empty] | 42412 | Dimmable | Continuous Below 10 | Yes |  | 3.1 | 9020 | 107.7 | 83.76 | 8 | 0.993 | 4081 | 83
PDHG74GX | Lumenwerx ULC | Lumenwerx | VIA3[RF PD RVF S WD]-HLO-LED-80-750-40-12FT-UNV-D | Indoor Luminaires | Linear Ambient | Direct Linear Ambient Luminaires | Standard | FALSE | [9 empty] | 42412 | Dimmable | Continuous Below 10 | Yes |  | 3.1 | 9020 | 107.7 | 83.76 | 8 | 0.993 | 4081 | 83
PGB3G2BN | Lumenwerx ULC | Lumenwerx | VIA4PDI-HLO-LED-80-750-70-40-8FT-UNV-D | Indoor Luminaires | Linear Ambient | Direct Linear Ambient Luminaires | Standard | FALSE | [9 empty] | 42412 | Dimmable | Continuous Below 10 | Yes |  | 3.1 | 7052 | 111.8 | 63.06 | 8 | 0.993 | 4081 | 83
PNZ8Z1XN | Lumenwerx ULC | Lumenwerx | VIA3[RF PD RVF S WD]-HLO-LED-80-750-40-8FT-UNV-D | Indoor Luminaires | Linear Ambient | Direct Linear Ambient Luminaires | Standard | FALSE | [9 empty] | 42412 | Dimmable | Continuous Below 10 | Yes |  | 3.1 | 6013 | 107.7 | 55.84 | 8 | 0.993 | 4081 | 83
P7EZNQP9 | Lumenwerx ULC | Lumenwerx | VIA4[RF PD PDI RVF S WDI WD]-HLO-LED-80-750-40-8FT-UNV-D | Indoor Luminaires | Linear Ambient | Direct Linear Ambient Luminaires | Standard | FALSE | [9 empty] | 42412 | Dimmable | Continuous Below 10 | Yes |  | 3.1 | 6013 | 107.7 | 55.84 | 8 | 0.993 | 4081 | 83
P3PVUYVR | Lumenwerx ULC | Lumenwerx | VIA5[RF PD RVF]-HLO-LED-80-750-40-8FT-UNV-D | Indoor Luminaires | Linear Ambient | Direct Linear Ambient Luminaires | Standard | FALSE | [9 empty] | 42412 | Dimmable | Continuous Below 10 | Yes |  | 3.1 | 6013 | 107.7 | 55.84 | 8 | 0.993 | 4081 | 83
P4WR9TZS | Lumenwerx ULC | Lumenwerx | VIA4PDI-HLO-LED-80-750-70-40-4FT-UNV-D | Indoor Luminaires | Linear Ambient | Direct Linear Ambient Luminaires | Standard | FALSE | [9 empty] | 42412 | Dimmable | Continuous Below 10 | Yes |  | 3.1 | 3526 | 111.8 | 31.53 | 8 | 0.993 | 4081 | 83
PGD5AT3T | Lumenwerx ULC | Lumenwerx | VIA5[RF PD RVF]-HLO-LED-80-750-40-4FT-UNV-D | Indoor Luminaires | Linear Ambient | Direct Linear Ambient Luminaires | Standard | FALSE | [9 empty] | 42412 | Dimmable | Continuous Below 10 | Yes |  | 3.1 | 3007 | 107.7 | 27.92 | 8 | 0.993 | 4081 | 83
P81SE1EX | Lumenwerx ULC | Lumenwerx | VIA3[RF PD RVF S WD]-HLO-LED-80-750-40-4FT-UNV-D | Indoor Luminaires | Linear Ambient | Direct Linear Ambient Luminaires | Standard | FALSE | [9 empty] | 42412 | Dimmable | Continuous Below 10 | Yes |  | 3.1 | 3007 | 107.7 | 27.92 | 8 | 0.993 | 4081 | 83
P5YNQYNP | Lumenwerx ULC | Lumenwerx | VIA4[RF PD PDI RVF S WDI WD]-HLO-LED-80-750-40-4FT-UNV-D | Indoor Luminaires | Linear Ambient | Direct Linear Ambient Luminaires | Standard | FALSE | [9 empty] | 42412 | Dimmable | Continuous Below 10 | Yes |  | 3.1 | 3007 | 107.7 | 27.92 | 8 | 0.993 | 4081 | 83
PHXYFCTV | Lumenwerx ULC | Lumenwerx | VIA5[RF PD RVF]-HLO-LED-80-1000-40-12FT-UNV-D | Indoor Luminaires | Linear Ambient | Direct Linear Ambient Luminaires | Standard | FALSE | [9 empty] | 42412 | Dimmable | Continuous Below 10 | Yes |  | 3.1 | 12046 | 106.8 | 112.76 | 7.5 | 0.994 | 4081 | 83
PFH53TTN | Lumenwerx ULC | Lumenwerx | VIA3[RF PD RVF S WD]-HLO-LED-80-1000-40-12FT-UNV-D | Indoor Luminaires | Linear Ambient | Direct Linear Ambient Luminaires | Standard | FALSE | [9 empty] | 42412 | Dimmable | Continuous Below 10 | Yes |  | 3.1 | 12046 | 106.8 | 112.76 | 7.5 | 0.994 | 4081 | 83
P58ZE5QJ | Lumenwerx ULC | Lumenwerx | VIA4[RF PD PDI RVF S WDI WD]-HLO-LED-80-1000-40-12FT-UNV-D | Indoor Luminaires | Linear Ambient | Direct Linear Ambient Luminaires | Standard | FALSE | [9 empty] | 42412 | Dimmable | Continuous Below 10 | Yes |  | 3.1 | 12046 | 106.8 | 112.76 | 7.5 | 0.994 | 4081 | 83
PYZ49JZA | Lumenwerx ULC | Lumenwerx | VIA4[RF PD PDI RVF S WDI WD]-HLO-LED-80-1000-40-8FT-UNV-D | Indoor Luminaires | Linear Ambient | Direct Linear Ambient Luminaires | Standard | FALSE | [9 empty] | 42412 | Dimmable | Continuous Below 10 | Yes |  | 3.1 | 8030 | 106.8 | 75.17 | 7.5 | 0.994 | 4081 | 83
PJ7UZFMR | Lumenwerx ULC | Lumenwerx | VIA5[RF PD RVF]-HLO-LED-80-1000-40-8FT-UNV-D | Indoor Luminaires | Linear Ambient | Direct Linear Ambient Luminaires | Standard | FALSE | [9 empty] | 42412 | Dimmable | Continuous Below 10 | Yes |  | 3.1 | 8030 | 106.8 | 75.17 | 7.5 | 0.994 | 4081 | 83
P5DQ2YGP | Lumenwerx ULC | Lumenwerx | VIA3[RF PD RVF S WD]-HLO-LED-80-1000-40-8FT-UNV-D | Indoor Luminaires | Linear Ambient | Direct Linear Ambient Luminaires | Standard | FALSE | [9 empty] | 42412 | Dimmable | Continuous Below 10 | Yes |  | 3.1 | 8030 | 106.8 | 75.17 | 7.5 | 0.994 | 4081 | 83
PZVEJFH9 | Lumenwerx ULC | Lumenwerx | VIA5[RF PD RVF]-HLO-LED-80-1000-40-4FT-UNV-D | Indoor Luminaires | Linear Ambient | Direct Linear Ambient Luminaires | Standard | FALSE | [9 empty] | 42412 | Dimmable | Continuous Below 10 | Yes |  | 3.1 | 4015 | 106.8 | 37.59 | 7.5 | 0.994 | 4081 | 83
PV5FVQTS | Lumenwerx ULC | Lumenwerx | VIA4[RF PD PDI RVF S WDI WD]-HLO-LED-80-1000-40-4FT-UNV-D | Indoor Luminaires | Linear Ambient | Direct Linear Ambient Luminaires | Standard | FALSE | [9 empty] | 42412 | Dimmable | Continuous Below 10 | Yes |  | 3.1 | 4015 | 106.8 | 37.59 | 7.5 | 0.994 | 4081 | 83
PFBPBNAX | Lumenwerx ULC | Lumenwerx | VIA3[RF PD RVF S WD]-HLO-LED-80-1000-40-4FT-UNV-D | Indoor Luminaires | Linear Ambient | Direct Linear Ambient Luminaires | Standard | FALSE | [9 empty] | 42412 | Dimmable | Continuous Below 10 | Yes |  | 3.1 | 4015 | 106.8 | 37.59 | 7.5 | 0.994 | 4081 | 83
PYDDND9T | Lumenwerx ULC | Lumenwerx | VIA3[RF PD RVF S WD]-HLO-LED-80-1200-40-12FT-UNV-D | Indoor Luminaires | Linear Ambient | Direct Linear Ambient Luminaires | Standard | FALSE | [9 empty] | 42412 | Dimmable | Continuous Below 10 | Yes |  | 3.1 | 14466 | 106.4 | 135.96 | 6.94 | 0.996 | 4081 | 83
PT12MUTU | Lumenwerx ULC | Lumenwerx | VIA5[RF PD RVF]-HLO-LED-80-1200-40-12FT-UNV-D | Indoor Luminaires | Linear Ambient | Direct Linear Ambient Luminaires | Standard | FALSE | [9 empty] | 42412 | Dimmable | Continuous Below 10 | Yes |  | 3.1 | 14466 | 106.4 | 135.96 | 6.94 | 0.996 | 4081 | 83
P3G4J57J | Lumenwerx ULC | Lumenwerx | VIA4[RF PD PDI RVF S WDI WD]-HLO-LED-80-1200-40-12FT-UNV-D | Indoor Luminaires | Linear Ambient | Direct Linear Ambient Luminaires | Standard | FALSE | [9 empty] | 42412 | Dimmable | Continuous Below 10 | Yes |  | 3.1 | 14466 | 106.4 | 135.96 | 6.94 | 0.996 | 4081 | 83
PTE993BS | Lumenwerx ULC | Lumenwerx | VIA5[RF PD RVF]-HLO-LED-80-1200-40-8FT-UNV-D | Indoor Luminaires | Linear Ambient | Direct Linear Ambient Luminaires | Standard | FALSE | [9 empty] | 42412 | Dimmable | Continuous Below 10 | Yes |  | 3.1 | 9644 | 106.4 | 90.64 | 6.94 | 0.996 | 4081 | 83
PRVUSX1J | Lumenwerx ULC | Lumenwerx | VIA4[RF PD PDI RVF S WDI WD]-HLO-LED-80-1200-40-8FT-UNV-D | Indoor Luminaires | Linear Ambient | Direct Linear Ambient Luminaires | Standard | FALSE | [9 empty] | 42412 | Dimmable | Continuous Below 10 | Yes |  | 3.1 | 9644 | 106.4 | 90.64 | 6.94 | 0.996 | 4081 | 83
PRUCRFT2 | Lumenwerx ULC | Lumenwerx | VIA3[RF PD RVF S WD]-HLO-LED-80-1200-40-8FT-UNV-D | Indoor Luminaires | Linear Ambient | Direct Linear Ambient Luminaires | Standard | FALSE | [9 empty] | 42412 | Dimmable | Continuous Below 10 | Yes |  | 3.1 | 9644 | 106.4 | 90.64 | 6.94 | 0.996 | 4081 | 83
PXY6ANNU | Lumenwerx ULC | Lumenwerx | VIA3[RF PD RVF S WD]-HLO-LED-80-1200-40-4FT-UNV-D | Indoor Luminaires | Linear Ambient | Direct Linear Ambient Luminaires | Standard | FALSE | [9 empty] | 42412 | Dimmable | Continuous Below 10 | Yes |  | 3.1 | 4822 | 106.4 | 45.32 | 6.94 | 0.996 | 4081 | 83
PCR2295T | Lumenwerx ULC | Lumenwerx | VIA4[RF PD PDI RVF S WDI WD]-HLO-LED-80-1200-40-4FT-UNV-D | Indoor Luminaires | Linear Ambient | Direct Linear Ambient Luminaires | Standard | FALSE | [9 empty] | 42412 | Dimmable | Continuous Below 10 | Yes |  | 3.1 | 4822 | 106.4 | 45.32 | 6.94 | 0.996 | 4081 | 83
P186A23W | Lumenwerx ULC | Lumenwerx | VIA5[RF PD RVF]-HLO-LED-80-1200-40-4FT-UNV-D | Indoor Luminaires | Linear Ambient | Direct Linear Ambient Luminaires | Standard | FALSE | [9 empty] | 42412 | Dimmable | Continuous Below 10 | Yes |  | 3.1 | 4822 | 106.4 | 45.32 | 6.94 | 0.996 | 4081 | 83
PW6S2FRB | Lumenwerx ULC | Lumenwerx | VIA4PDI-HLO-LED-80-500-70-35-12FT-UNV-D | Indoor Luminaires | Linear Ambient | Direct Linear Ambient Luminaires | Standard | FALSE | [9 empty] | 42412 | Dimmable | Continuous Below 10 | Yes |  | 3.1 | 7552 | 110.3 | 68.44 | 8.5 | 0.992 | 3581 | 83
PWQDVBQW | Lumenwerx ULC | Lumenwerx | VIA5[RF PD RVF]-HLO-LED-80-500-35-12FT-UNV-D | Indoor Luminaires | Linear Ambient | Direct Linear Ambient Luminaires | Standard | FALSE | [9 empty] | 42412 | Dimmable | Continuous Below 10 | Yes |  | 3.1 | 5994 | 104.9 | 57.15 | 8.5 | 0.992 | 3581 | 83
PQ8TZJKM | Lumenwerx ULC | Lumenwerx | VIA3[RF PD RVF S WD]-HLO-LED-80-500-35-12FT-UNV-D | Indoor Luminaires | Linear Ambient | Direct Linear Ambient Luminaires | Standard | FALSE | [9 empty] | 42412 | Dimmable | Continuous Below 10 | Yes |  | 3.1 | 5994 | 104.9 | 57.15 | 8.5 | 0.992 | 3581 | 83
PJGM22BB | Lumenwerx ULC | Lumenwerx | VIA4[RF PD PDI RVF S WDI WD]-HLO-LED-80-500-35-12FT-UNV-D | Indoor Luminaires | Linear Ambient | Direct Linear Ambient Luminaires | Standard | FALSE | [9 empty] | 42412 | Dimmable | Continuous Below 10 | Yes |  | 3.1 | 5994 | 104.9 | 57.15 | 8.5 | 0.992 | 3581 | 83
P2A3G9BM | Lumenwerx ULC | Lumenwerx | VIA4PDI-HLO-LED-80-500-70-35-8FT-UNV-D | Indoor Luminaires | Linear Ambient | Direct Linear Ambient Luminaires | Standard | FALSE | [9 empty] | 42412 | Dimmable | Continuous Below 10 | Yes |  | 3.1 | 5035 | 110.3 | 45.63 | 8.5 | 0.992 | 3581 | 83
PMPGAFWX | Lumenwerx ULC | Lumenwerx | VIA4[RF PD PDI RVF S WDI WD]-HLO-LED-80-500-35-8FT-UNV-D | Indoor Luminaires | Linear Ambient | Direct Linear Ambient Luminaires | Standard | FALSE | [9 empty] | 42412 | Dimmable | Continuous Below 10 | Yes |  | 3.1 | 3996 | 104.9 | 38.1 | 8.5 | 0.992 | 3581 | 83
P51H2CJ2 | Lumenwerx ULC | Lumenwerx | VIA5[RF PD RVF]-HLO-LED-80-500-35-8FT-UNV-D | Indoor Luminaires | Linear Ambient | Direct Linear Ambient Luminaires | Standard | FALSE | [9 empty] | 42412 | Dimmable | Continuous Below 10 | Yes |  | 3.1 | 3996 | 104.9 | 38.1 | 8.5 | 0.992 | 3581 | 83
P4UNEFD9 | Lumenwerx ULC | Lumenwerx | VIA3[RF PD RVF S WD]-HLO-LED-80-500-35-8FT-UNV-D | Indoor Luminaires | Linear Ambient | Direct Linear Ambient Luminaires | Standard | FALSE | [9 empty] | 42412 | Dimmable | Continuous Below 10 | Yes |  | 3.1 | 3996 | 104.9 | 38.1 | 8.5 | 0.992 | 3581 | 83
PSF3H92P | Lumenwerx ULC | Lumenwerx | VIA4PDI-HLO-LED-80-500-70-35-4FT-UNV-D | Indoor Luminaires | Linear Ambient | Direct Linear Ambient Luminaires | Standard | FALSE | [9 empty] | 42412 | Dimmable | Continuous Below 10 | Yes |  | 3.1 | 2517 | 110.3 | 22.81 | 8.5 | 0.992 | 3581 | 83
PZC8X1A8 | Lumenwerx ULC | Lumenwerx | VIA4[RF PD PDI RVF S WDI WD]-HLO-LED-80-500-35-4FT-UNV-D | Indoor Luminaires | Linear Ambient | Direct Linear Ambient Luminaires | Standard | FALSE | [9 empty] | 42412 | Dimmable | Continuous Below 10 | Yes |  | 3.1 | 1998 | 104.9 | 19.05 | 8.5 | 0.992 | 3581 | 83
PC7CQMUT | Lumenwerx ULC | Lumenwerx | VIA3[RF PD RVF S WD]-HLO-LED-80-500-35-4FT-UNV-D | Indoor Luminaires | Linear Ambient | Direct Linear Ambient Luminaires | Standard | FALSE | [9 empty] | 42412 | Dimmable | Continuous Below 10 | Yes |  | 3.1 | 1998 | 104.9 | 19.05 | 8.5 | 0.992 | 3581 | 83
PB9RHZ4A | Lumenwerx ULC | Lumenwerx | VIA5[RF PD RVF]-HLO-LED-80-500-35-4FT-UNV-D | Indoor Luminaires | Linear Ambient | Direct Linear Ambient Luminaires | Standard | FALSE | [9 empty] | 42412 | Dimmable | Continuous Below 10 | Yes |  | 3.1 | 1998 | 104.9 | 19.05 | 8.5 | 0.992 | 3581 | 83
PDZQ99Z9 | Lumenwerx ULC | Lumenwerx | VIA4PDI-HLO-LED-80-750-70-35-12FT-UNV-D | Indoor Luminaires | Linear Ambient | Direct Linear Ambient Luminaires | Standard | FALSE | [9 empty] | 42412 | Dimmable | Continuous Below 10 | Yes |  | 3.1 | 10578 | 107.2 | 98.7 | 8 | 0.993 | 3581 | 83
PX9S1RKH | Lumenwerx ULC | Lumenwerx | VIA4[RF PD PDI RVF S WDI WD]-HLO-LED-80-750-35-12FT-UNV-D | Indoor Luminaires | Linear Ambient | Direct Linear Ambient Luminaires | Standard | FALSE | [9 empty] | 42412 | Dimmable | Continuous Below 10 | Yes |  | 3.1 | 9020 | 103.2 | 87.41 | 8 | 0.993 | 3581 | 83
PQJKSRSC | Lumenwerx ULC | Lumenwerx | VIA5[RF PD RVF]-HLO-LED-80-750-35-12FT-UNV-D | Indoor Luminaires | Linear Ambient | Direct Linear Ambient Luminaires | Standard | FALSE | [9 empty] | 42412 | Dimmable | Continuous Below 10 | Yes |  | 3.1 | 9020 | 103.2 | 87.41 | 8 | 0.993 | 3581 | 83
PCW8AKT9 | Lumenwerx ULC | Lumenwerx | VIA3[RF PD RVF S WD]-HLO-LED-80-750-35-12FT-UNV-D | Indoor Luminaires | Linear Ambient | Direct Linear Ambient Luminaires | Standard | FALSE | [9 empty] | 42412 | Dimmable | Continuous Below 10 | Yes |  | 3.1 | 9020 | 103.2 | 87.41 | 8 | 0.993 | 3581 | 83
PCGF29UX | Lumenwerx ULC | Lumenwerx | VIA4PDI-HLO-LED-80-750-70-35-8FT-UNV-D | Indoor Luminaires | Linear Ambient | Direct Linear Ambient Luminaires | Standard | FALSE | [9 empty] | 42412 | Dimmable | Continuous Below 10 | Yes |  | 3.1 | 7052 | 107.2 | 65.8 | 8 | 0.993 | 3581 | 83
PRUJ8JK6 | Lumenwerx ULC | Lumenwerx | VIA4[RF PD PDI RVF S WDI WD]-HLO-LED-80-750-35-8FT-UNV-D | Indoor Luminaires | Linear Ambient | Direct Linear Ambient Luminaires | Standard | FALSE | [9 empty] | 42412 | Dimmable | Continuous Below 10 | Yes |  | 3.1 | 6013 | 103.2 | 58.27 | 8 | 0.993 | 3581 | 83
PEXU9XZE | Lumenwerx ULC | Lumenwerx | VIA5[RF PD RVF]-HLO-LED-80-750-35-8FT-UNV-D | Indoor Luminaires | Linear Ambient | Direct Linear Ambient Luminaires | Standard | FALSE | [9 empty] | 42412 | Dimmable | Continuous Below 10 | Yes |  | 3.1 | 6013 | 103.2 | 58.27 | 8 | 0.993 | 3581 | 83
P44MF8XT | Lumenwerx ULC | Lumenwerx | VIA3[RF PD RVF S WD]-HLO-LED-80-750-35-8FT-UNV-D | Indoor Luminaires | Linear Ambient | Direct Linear Ambient Luminaires | Standard | FALSE | [9 empty] | 42412 | Dimmable | Continuous Below 10 | Yes |  | 3.1 | 6013 | 103.2 | 58.27 | 8 | 0.993 | 3581 | 83
PHRY7255 | Lumenwerx ULC | Lumenwerx | VIA4PDI-HLO-LED-80-750-70-35-4FT-UNV-D | Indoor Luminaires | Linear Ambient | Direct Linear Ambient Luminaires | Standard | FALSE | [9 empty] | 42412 | Dimmable | Continuous Below 10 | Yes |  | 3.1 | 3526 | 107.2 | 32.9 | 8 | 0.993 | 3581 | 83
PG9G4731 | Lumenwerx ULC | Lumenwerx | VIA3[RF PD RVF S WD]-HLO-LED-80-750-35-4FT-UNV-D | Indoor Luminaires | Linear Ambient | Direct Linear Ambient Luminaires | Standard | FALSE | [9 empty] | 42412 | Dimmable | Continuous Below 10 | Yes |  | 3.1 | 3007 | 103.2 | 29.14 | 8 | 0.993 | 3581 | 83
P9JEPFY4 | Lumenwerx ULC | Lumenwerx | VIA4[RF PD PDI RVF S WDI WD]-HLO-LED-80-750-35-4FT-UNV-D | Indoor Luminaires | Linear Ambient | Direct Linear Ambient Luminaires | Standard | FALSE | [9 empty] | 42412 | Dimmable | Continuous Below 10 | Yes |  | 3.1 | 3007 | 103.2 | 29.14 | 8 | 0.993 | 3581 | 83
P3UWC24H | Lumenwerx ULC | Lumenwerx | VIA5[RF PD RVF]-HLO-LED-80-750-35-4FT-UNV-D | Indoor Luminaires | Linear Ambient | Direct Linear Ambient Luminaires | Standard | FALSE | [9 empty] | 42412 | Dimmable | Continuous Below 10 | Yes |  | 3.1 | 3007 | 103.2 | 29.14 | 8 | 0.993 | 3581 | 83
PQ5F8931 | Lumenwerx ULC | Lumenwerx | VIA5[RF PD RVF]-HLO-LED-80-1000-35-12FT-UNV-D | Indoor Luminaires | Linear Ambient | Direct Linear Ambient Luminaires | Standard | FALSE | [9 empty] | 42412 | Dimmable | Continuous Below 10 | Yes |  | 3.1 | 12046 | 102.4 | 117.66 | 7.5 | 0.994 | 3581 | 83
P76WP129 | Lumenwerx ULC | Lumenwerx | VIA3[RF PD RVF S WD]-HLO-LED-80-1000-35-12FT-UNV-D | Indoor Luminaires | Linear Ambient | Direct Linear Ambient Luminaires | Standard | FALSE | [9 empty] | 42412 | Dimmable | Continuous Below 10 | Yes |  | 3.1 | 12046 | 102.4 | 117.66 | 7.5 | 0.994 | 3581 | 83
P33JUME5 | Lumenwerx ULC | Lumenwerx | VIA4[RF PD PDI RVF S WDI WD]-HLO-LED-80-1000-35-12FT-UNV-D | Indoor Luminaires | Linear Ambient | Direct Linear Ambient Luminaires | Standard | FALSE | [9 empty] | 42412 | Dimmable | Continuous Below 10 | Yes |  | 3.1 | 12046 | 102.4 | 117.66 | 7.5 | 0.994 | 3581 | 83
PSSQR8D6 | Lumenwerx ULC | Lumenwerx | VIA3[RF PD RVF S WD]-HLO-LED-80-1000-35-8FT-UNV-D | Indoor Luminaires | Linear Ambient | Direct Linear Ambient Luminaires | Standard | FALSE | [9 empty] | 42412 | Dimmable | Continuous Below 10 | Yes |  | 3.1 | 8030 | 102.4 | 78.44 | 7.5 | 0.994 | 3581 | 83
P9YZXESZ | Lumenwerx ULC | Lumenwerx | VIA4[RF PD PDI RVF S WDI WD]-HLO-LED-80-1000-35-8FT-UNV-D | Indoor Luminaires | Linear Ambient | Direct Linear Ambient Luminaires | Standard | FALSE | [9 empty] | 42412 | Dimmable | Continuous Below 10 | Yes |  | 3.1 | 8030 | 102.4 | 78.44 | 7.5 | 0.994 | 3581 | 83
P9AGS9BJ | Lumenwerx ULC | Lumenwerx | VIA5[RF PD RVF]-HLO-LED-80-1000-35-8FT-UNV-D | Indoor Luminaires | Linear Ambient | Direct Linear Ambient Luminaires | Standard | FALSE | [9 empty] | 42412 | Dimmable | Continuous Below 10 | Yes |  | 3.1 | 8030 | 102.4 | 78.44 | 7.5 | 0.994 | 3581 | 83
PY6JKM1D | Lumenwerx ULC | Lumenwerx | VIA4[RF PD PDI RVF S WDI WD]-HLO-LED-80-1000-35-4FT-UNV-D | Indoor Luminaires | Linear Ambient | Direct Linear Ambient Luminaires | Standard | FALSE | [9 empty] | 42412 | Dimmable | Continuous Below 10 | Yes |  | 3.1 | 4015 | 102.4 | 39.22 | 7.5 | 0.994 | 3581 | 83
PRYY8S2Z | Lumenwerx ULC | Lumenwerx | VIA3[RF PD RVF S WD]-HLO-LED-80-1000-35-4FT-UNV-D | Indoor Luminaires | Linear Ambient | Direct Linear Ambient Luminaires | Standard | FALSE | [9 empty] | 42412 | Dimmable | Continuous Below 10 | Yes |  | 3.1 | 4015 | 102.4 | 39.22 | 7.5 | 0.994 | 3581 | 83
PMWUKNPD | Lumenwerx ULC | Lumenwerx | VIA5[RF PD RVF]-HLO-LED-80-1000-35-4FT-UNV-D | Indoor Luminaires | Linear Ambient | Direct Linear Ambient Luminaires | Standard | FALSE | [9 empty] | 42412 | Dimmable | Continuous Below 10 | Yes |  | 3.1 | 4015 | 102.4 | 39.22 | 7.5 | 0.994 | 3581 | 83
PP6D581R | Lumenwerx ULC | Lumenwerx | VIA4[RF PD PDI RVF S WDI WD]-HLO-LED-80-1200-35-12FT-UNV-D | Indoor Luminaires | Linear Ambient | Direct Linear Ambient Luminaires | Standard | FALSE | [9 empty] | 42412 | Dimmable | Continuous Below 10 | Yes |  | 3.1 | 14466 | 102 | 141.87 | 6.94 | 0.996 | 3581 | 83
PKU6RBBN | Lumenwerx ULC | Lumenwerx | VIA3[RF PD RVF S WD]-HLO-LED-80-1200-35-12FT-UNV-D | Indoor Luminaires | Linear Ambient | Direct Linear Ambient Luminaires | Standard | FALSE | [9 empty] | 42412 | Dimmable | Continuous Below 10 | Yes |  | 3.1 | 14466 | 102 | 141.87 | 6.94 | 0.996 | 3581 | 83
P7B3PRDE | Lumenwerx ULC | Lumenwerx | VIA5[RF PD RVF]-HLO-LED-80-1200-35-12FT-UNV-D | Indoor Luminaires | Linear Ambient | Direct Linear Ambient Luminaires | Standard | FALSE | [9 empty] | 42412 | Dimmable | Continuous Below 10 | Yes |  | 3.1 | 14466 | 102 | 141.87 | 6.94 | 0.996 | 3581 | 83
PMUY83N2 | Lumenwerx ULC | Lumenwerx | VIA3[RF PD RVF S WD]-HLO-LED-80-1200-35-8FT-UNV-D | Indoor Luminaires | Linear Ambient | Direct Linear Ambient Luminaires | Standard | FALSE | [9 empty] | 42412 | Dimmable | Continuous Below 10 | Yes |  | 3.1 | 9644 | 102 | 94.58 | 6.94 | 0.996 | 3581 | 83
PG4BK13M | Lumenwerx ULC | Lumenwerx | VIA4[RF PD PDI RVF S WDI WD]-HLO-LED-80-1200-35-8FT-UNV-D | Indoor Luminaires | Linear Ambient | Direct Linear Ambient Luminaires | Standard | FALSE | [9 empty] | 42412 | Dimmable | Continuous Below 10 | Yes |  | 3.1 | 9644 | 102 | 94.58 | 6.94 | 0.996 | 3581 | 83
PF4DW8TS | Lumenwerx ULC | Lumenwerx | VIA5[RF PD RVF]-HLO-LED-80-1200-35-8FT-UNV-D | Indoor Luminaires | Linear Ambient | Direct Linear Ambient Luminaires | Standard | FALSE | [9 empty] | 42412 | Dimmable | Continuous Below 10 | Yes |  | 3.1 | 9644 | 102 | 94.58 | 6.94 | 0.996 | 3581 | 83
PZA9GRSM | Lumenwerx ULC | Lumenwerx | VIA3[RF PD RVF S WD]-HLO-LED-80-1200-35-4FT-UNV-D | Indoor Luminaires | Linear Ambient | Direct Linear Ambient Luminaires | Standard | FALSE | [9 empty] | 42412 | Dimmable | Continuous Below 10 | Yes |  | 3.1 | 4822 | 102 | 47.29 | 6.94 | 0.996 | 3581 | 83
PCY2QUXF | Lumenwerx ULC | Lumenwerx | VIA5[RF PD RVF]-HLO-LED-80-1200-35-4FT-UNV-D | Indoor Luminaires | Linear Ambient | Direct Linear Ambient Luminaires | Standard | FALSE | [9 empty] | 42412 | Dimmable | Continuous Below 10 | Yes |  | 3.1 | 4822 | 102 | 47.29 | 6.94 | 0.996 | 3581 | 83
P58B7K1X | Lumenwerx ULC | Lumenwerx | VIA4[RF PD PDI RVF S WDI WD]-HLO-LED-80-1200-35-4FT-UNV-D | Indoor Luminaires | Linear Ambient | Direct Linear Ambient Luminaires | Standard | FALSE | [9 empty] | 42412 | Dimmable | Continuous Below 10 | Yes |  | 3.1 | 4822 | 102 | 47.29 | 6.94 | 0.996 | 3581 | 83
PQQ4RY8G | Lumenwerx ULC | Lumenwerx | VIA4PDI-HLO-LED-80-500-70-30-12FT-UNV-D | Indoor Luminaires | Linear Ambient | Direct Linear Ambient Luminaires | Standard | FALSE | [9 empty] | 42412 | Dimmable | Continuous Below 10 | Yes |  | 3.1 | 7552 | 105.9 | 71.29 | 8.5 | 0.992 | 3081 | 83
PRMUQWRH | Lumenwerx ULC | Lumenwerx | VIA5[RF PD RVF]-HLO-LED-80-500-30-12FT-UNV-D | Indoor Luminaires | Linear Ambient | Direct Linear Ambient Luminaires | Standard | FALSE | [9 empty] | 42412 | Dimmable | Continuous Below 10 | Yes |  | 3.1 | 5994 | 100.7 | 59.53 | 8.5 | 0.992 | 3081 | 83
PPTBAYDP | Lumenwerx ULC | Lumenwerx | VIA4[RF PD PDI RVF S WDI WD]-HLO-LED-80-500-30-12FT-UNV-D | Indoor Luminaires | Linear Ambient | Direct Linear Ambient Luminaires | Standard | FALSE | [9 empty] | 42412 | Dimmable | Continuous Below 10 | Yes |  | 3.1 | 5994 | 100.7 | 59.53 | 8.5 | 0.992 | 3081 | 83
PP6N44S3 | Lumenwerx ULC | Lumenwerx | VIA3[RF PD RVF S WD]-HLO-LED-80-500-30-12FT-UNV-D | Indoor Luminaires | Linear Ambient | Direct Linear Ambient Luminaires | Standard | FALSE | [9 empty] | 42412 | Dimmable | Continuous Below 10 | Yes |  | 3.1 | 5994 | 100.7 | 59.53 | 8.5 | 0.992 | 3081 | 83
P3DNYP2S | Lumenwerx ULC | Lumenwerx | VIA4PDI-HLO-LED-80-500-70-30-8FT-UNV-D | Indoor Luminaires | Linear Ambient | Direct Linear Ambient Luminaires | Standard | FALSE | [9 empty] | 42412 | Dimmable | Continuous Below 10 | Yes |  | 3.1 | 5035 | 105.9 | 47.53 | 8.5 | 0.992 | 3081 | 83
PZ5632F8 | Lumenwerx ULC | Lumenwerx | VIA3[RF PD RVF S WD]-HLO-LED-80-500-30-8FT-UNV-D | Indoor Luminaires | Linear Ambient | Direct Linear Ambient Luminaires | Standard | FALSE | [9 empty] | 42412 | Dimmable | Continuous Below 10 | Yes |  | 3.1 | 3996 | 100.7 | 39.69 | 8.5 | 0.992 | 3081 | 83
PVD2CFJB | Lumenwerx ULC | Lumenwerx | VIA5[RF PD RVF]-HLO-LED-80-500-30-8FT-UNV-D | Indoor Luminaires | Linear Ambient | Direct Linear Ambient Luminaires | Standard | FALSE | [9 empty] | 42412 | Dimmable | Continuous Below 10 | Yes |  | 3.1 | 3996 | 100.7 | 39.69 | 8.5 | 0.992 | 3081 | 83
P9MDMYKU | Lumenwerx ULC | Lumenwerx | VIA4[RF PD PDI RVF S WDI WD]-HLO-LED-80-500-30-8FT-UNV-D | Indoor Luminaires | Linear Ambient | Direct Linear Ambient Luminaires | Standard | FALSE | [9 empty] | 42412 | Dimmable | Continuous Below 10 | Yes |  | 3.1 | 3996 | 100.7 | 39.69 | 8.5 | 0.992 | 3081 | 83
PR6PEZ8U | Lumenwerx ULC | Lumenwerx | VIA4PDI-HLO-LED-80-500-70-30-4FT-UNV-D | Indoor Luminaires | Linear Ambient | Direct Linear Ambient Luminaires | Standard | FALSE | [9 empty] | 42412 | Dimmable | Continuous Below 10 | Yes |  | 3.1 | 2517 | 105.9 | 23.76 | 8.5 | 0.992 | 3081 | 83
PWT7BQ97 | Lumenwerx ULC | Lumenwerx | VIA4[RF PD PDI RVF S WDI WD]-HLO-LED-80-500-30-4FT-UNV-D | Indoor Luminaires | Linear Ambient | Direct Linear Ambient Luminaires | Standard | FALSE | [9 empty] | 42412 | Dimmable | Continuous Below 10 | Yes |  | 3.1 | 1998 | 100.7 | 19.84 | 8.5 | 0.992 | 3081 | 83
PBYBS7PP | Lumenwerx ULC | Lumenwerx | VIA5[RF PD RVF]-HLO-LED-80-500-30-4FT-UNV-D | Indoor Luminaires | Linear Ambient | Direct Linear Ambient Luminaires | Standard | FALSE | [9 empty] | 42412 | Dimmable | Continuous Below 10 | Yes |  | 3.1 | 1998 | 100.7 | 19.84 | 8.5 | 0.992 | 3081 | 83
P6QM2WY2 | Lumenwerx ULC | Lumenwerx | VIA3[RF PD RVF S WD]-HLO-LED-80-500-30-4FT-UNV-D | Indoor Luminaires | Linear Ambient | Direct Linear Ambient Luminaires | Standard | FALSE | [9 empty] | 42412 | Dimmable | Continuous Below 10 | Yes |  | 3.1 | 1998 | 100.7 | 19.84 | 8.5 | 0.992 | 3081 | 83
PVNXJ69Y | Lumenwerx ULC | Lumenwerx | VIA4PDI-HLO-LED-80-750-70-30-12FT-UNV-D | Indoor Luminaires | Linear Ambient | Direct Linear Ambient Luminaires | Standard | FALSE | [9 empty] | 42412 | Dimmable | Continuous Below 10 | Yes |  | 3.1 | 10578 | 102.9 | 102.81 | 8 | 0.993 | 3081 | 83
PPDP3ANG | Lumenwerx ULC | Lumenwerx | VIA3[RF PD RVF S WD]-HLO-LED-80-750-30-12FT-UNV-D | Indoor Luminaires | Linear Ambient | Direct Linear Ambient Luminaires | Standard | FALSE | [9 empty] | 42412 | Dimmable | Continuous Below 10 | Yes |  | 3.1 | 9020 | 99.1 | 91.05 | 8 | 0.993 | 3081 | 83
PE887NWR | Lumenwerx ULC | Lumenwerx | VIA4[RF PD PDI RVF S WDI WD]-HLO-LED-80-750-30-12FT-UNV-D | Indoor Luminaires | Linear Ambient | Direct Linear Ambient Luminaires | Standard | FALSE | [9 empty] | 42412 | Dimmable | Continuous Below 10 | Yes |  | 3.1 | 9020 | 99.1 | 91.05 | 8 | 0.993 | 3081 | 83
P8PSVKDW | Lumenwerx ULC | Lumenwerx | VIA5[RF PD RVF]-HLO-LED-80-750-30-12FT-UNV-D | Indoor Luminaires | Linear Ambient | Direct Linear Ambient Luminaires | Standard | FALSE | [9 empty] | 42412 | Dimmable | Continuous Below 10 | Yes |  | 3.1 | 9020 | 99.1 | 91.05 | 8 | 0.993 | 3081 | 83
P2569S9X | Lumenwerx ULC | Lumenwerx | VIA4PDI-HLO-LED-80-750-70-30-8FT-UNV-D | Indoor Luminaires | Linear Ambient | Direct Linear Ambient Luminaires | Standard | FALSE | [9 empty] | 42412 | Dimmable | Continuous Below 10 | Yes |  | 3.1 | 7052 | 102.9 | 68.54 | 8 | 0.993 | 3081 | 83
PWJ7DP4C | Lumenwerx ULC | Lumenwerx | VIA3[RF PD RVF S WD]-HLO-LED-80-750-30-8FT-UNV-D | Indoor Luminaires | Linear Ambient | Direct Linear Ambient Luminaires | Standard | FALSE | [9 empty] | 42412 | Dimmable | Continuous Below 10 | Yes |  | 3.1 | 6013 | 99.1 | 60.7 | 8 | 0.993 | 3081 | 83
PG7NPXC2 | Lumenwerx ULC | Lumenwerx | VIA5[RF PD RVF]-HLO-LED-80-750-30-8FT-UNV-D | Indoor Luminaires | Linear Ambient | Direct Linear Ambient Luminaires | Standard | FALSE | [9 empty] | 42412 | Dimmable | Continuous Below 10 | Yes |  | 3.1 | 6013 | 99.1 | 60.7 | 8 | 0.993 | 3081 | 83
PE2QPU4B | Lumenwerx ULC | Lumenwerx | VIA4[RF PD PDI RVF S WDI WD]-HLO-LED-80-750-30-8FT-UNV-D | Indoor Luminaires | Linear Ambient | Direct Linear Ambient Luminaires | Standard | FALSE | [9 empty] | 42412 | Dimmable | Continuous Below 10 | Yes |  | 3.1 | 6013 | 99.1 | 60.7 | 8 | 0.993 | 3081 | 83
PDKSX82C | Lumenwerx ULC | Lumenwerx | VIA4PDI-HLO-LED-80-750-70-30-4FT-UNV-D | Indoor Luminaires | Linear Ambient | Direct Linear Ambient Luminaires | Standard | FALSE | [9 empty] | 42412 | Dimmable | Continuous Below 10 | Yes |  | 3.1 | 3526 | 102.9 | 34.27 | 8 | 0.993 | 3081 | 83
PVMKSZXS | Lumenwerx ULC | Lumenwerx | VIA4[RF PD PDI RVF S WDI WD]-HLO-LED-80-750-30-4FT-UNV-D | Indoor Luminaires | Linear Ambient | Direct Linear Ambient Luminaires | Standard | FALSE | [9 empty] | 42412 | Dimmable | Continuous Below 10 | Yes |  | 3.1 | 3007 | 99.1 | 30.35 | 8 | 0.993 | 3081 | 83
PNUC7E3U | Lumenwerx ULC | Lumenwerx | VIA3[RF PD RVF S WD]-HLO-LED-80-750-30-4FT-UNV-D | Indoor Luminaires | Linear Ambient | Direct Linear Ambient Luminaires | Standard | FALSE | [9 empty] | 42412 | Dimmable | Continuous Below 10 | Yes |  | 3.1 | 3007 | 99.1 | 30.35 | 8 | 0.993 | 3081 | 83
PC1T1V5M | Lumenwerx ULC | Lumenwerx | VIA5[RF PD RVF]-HLO-LED-80-750-30-4FT-UNV-D | Indoor Luminaires | Linear Ambient | Direct Linear Ambient Luminaires | Standard | FALSE | [9 empty] | 42412 | Dimmable | Continuous Below 10 | Yes |  | 3.1 | 3007 | 99.1 | 30.35 | 8 | 0.993 | 3081 | 83
PGXV1NR5 | Lumenwerx ULC | Lumenwerx | VIA4[RF PD PDI RVF S WDI WD]-HLO-LED-80-1000-30-12FT-UNV-D | Indoor Luminaires | Linear Ambient | Direct Linear Ambient Luminaires | Standard | FALSE | [9 empty] | 42412 | Dimmable | Continuous Below 10 | Yes |  | 3.1 | 12046 | 98.3 | 122.56 | 7.5 | 0.994 | 3081 | 83
P8U2NTBN | Lumenwerx ULC | Lumenwerx | VIA5[RF PD RVF]-HLO-LED-80-1000-30-12FT-UNV-D | Indoor Luminaires | Linear Ambient | Direct Linear Ambient Luminaires | Standard | FALSE | [9 empty] | 42412 | Dimmable | Continuous Below 10 | Yes |  | 3.1 | 12046 | 98.3 | 122.56 | 7.5 | 0.994 | 3081 | 83
P6J4R5GD | Lumenwerx ULC | Lumenwerx | VIA3[RF PD RVF S WD]-HLO-LED-80-1000-30-12FT-UNV-D | Indoor Luminaires | Linear Ambient | Direct Linear Ambient Luminaires | Standard | FALSE | [9 empty] | 42412 | Dimmable | Continuous Below 10 | Yes |  | 3.1 | 12046 | 98.3 | 122.56 | 7.5 | 0.994 | 3081 | 83
PWCNR6DB | Lumenwerx ULC | Lumenwerx | VIA4[RF PD PDI RVF S WDI WD]-HLO-LED-80-1000-30-8FT-UNV-D | Indoor Luminaires | Linear Ambient | Direct Linear Ambient Luminaires | Standard | FALSE | [9 empty] | 42412 | Dimmable | Continuous Below 10 | Yes |  | 3.1 | 8030 | 98.3 | 81.71 | 7.5 | 0.994 | 3081 | 83
PU5P7QP8 | Lumenwerx ULC | Lumenwerx | VIA5[RF PD RVF]-HLO-LED-80-1000-30-8FT-UNV-D | Indoor Luminaires | Linear Ambient | Direct Linear Ambient Luminaires | Standard | FALSE | [9 empty] | 42412 | Dimmable | Continuous Below 10 | Yes |  | 3.1 | 8030 | 98.3 | 81.71 | 7.5 | 0.994 | 3081 | 83
PEF9A8TU | Lumenwerx ULC | Lumenwerx | VIA3[RF PD RVF S WD]-HLO-LED-80-1000-30-8FT-UNV-D | Indoor Luminaires | Linear Ambient | Direct Linear Ambient Luminaires | Standard | FALSE | [9 empty] | 42412 | Dimmable | Continuous Below 10 | Yes |  | 3.1 | 8030 | 98.3 | 81.71 | 7.5 | 0.994 | 3081 | 83
PWQX6BDK | Lumenwerx ULC | Lumenwerx | VIA3[RF PD RVF S WD]-HLO-LED-80-1000-30-4FT-UNV-D | Indoor Luminaires | Linear Ambient | Direct Linear Ambient Luminaires | Standard | FALSE | [9 empty] | 42412 | Dimmable | Continuous Below 10 | Yes |  | 3.1 | 4015 | 98.3 | 40.85 | 7.5 | 0.994 | 3081 | 83
PG9ESHHK | Lumenwerx ULC | Lumenwerx | VIA4[RF PD PDI RVF S WDI WD]-HLO-LED-80-1000-30-4FT-UNV-D | Indoor Luminaires | Linear Ambient | Direct Linear Ambient Luminaires | Standard | FALSE | [9 empty] | 42412 | Dimmable | Continuous Below 10 | Yes |  | 3.1 | 4015 | 98.3 | 40.85 | 7.5 | 0.994 | 3081 | 83
P8ADW2M7 | Lumenwerx ULC | Lumenwerx | VIA5[RF PD RVF]-HLO-LED-80-1000-30-4FT-UNV-D | Indoor Luminaires | Linear Ambient | Direct Linear Ambient Luminaires | Standard | FALSE | [9 empty] | 42412 | Dimmable | Continuous Below 10 | Yes |  | 3.1 | 4015 | 98.3 | 40.85 | 7.5 | 0.994 | 3081 | 83
PZPD3UPX | Lumenwerx ULC | Lumenwerx | VIA5[RF PD RVF]-HLO-LED-80-1200-30-12FT-UNV-D | Indoor Luminaires | Linear Ambient | Direct Linear Ambient Luminaires | Standard | FALSE | [9 empty] | 42412 | Dimmable | Continuous Below 10 | Yes |  | 3.1 | 14466 | 97.9 | 147.78 | 6.94 | 0.996 | 3081 | 83
PNFASPGU | Lumenwerx ULC | Lumenwerx | VIA4[RF PD PDI RVF S WDI WD]-HLO-LED-80-1200-30-12FT-UNV-D | Indoor Luminaires | Linear Ambient | Direct Linear Ambient Luminaires | Standard | FALSE | [9 empty] | 42412 | Dimmable | Continuous Below 10 | Yes |  | 3.1 | 14466 | 97.9 | 147.78 | 6.94 | 0.996 | 3081 | 83
PEQADZHR | Lumenwerx ULC | Lumenwerx | VIA3[RF PD RVF S WD]-HLO-LED-80-1200-30-12FT-UNV-D | Indoor Luminaires | Linear Ambient | Direct Linear Ambient Luminaires | Standard | FALSE | [9 empty] | 42412 | Dimmable | Continuous Below 10 | Yes |  | 3.1 | 14466 | 97.9 | 147.78 | 6.94 | 0.996 | 3081 | 83
PUCCKS8N | Lumenwerx ULC | Lumenwerx | VIA4[RF PD PDI RVF S WDI WD]-HLO-LED-80-1200-30-8FT-UNV-D | Indoor Luminaires | Linear Ambient | Direct Linear Ambient Luminaires | Standard | FALSE | [9 empty] | 42412 | Dimmable | Continuous Below 10 | Yes |  | 3.1 | 9644 | 97.9 | 98.52 | 6.94 | 0.996 | 3081 | 83
P8B5MNWE | Lumenwerx ULC | Lumenwerx | VIA5[RF PD RVF]-HLO-LED-80-1200-30-8FT-UNV-D | Indoor Luminaires | Linear Ambient | Direct Linear Ambient Luminaires | Standard | FALSE | [9 empty] | 42412 | Dimmable | Continuous Below 10 | Yes |  | 3.1 | 9644 | 97.9 | 98.52 | 6.94 | 0.996 | 3081 | 83
P39A3DV1 | Lumenwerx ULC | Lumenwerx | VIA3[RF PD RVF S WD]-HLO-LED-80-1200-30-8FT-UNV-D | Indoor Luminaires | Linear Ambient | Direct Linear Ambient Luminaires | Standard | FALSE | [9 empty] | 42412 | Dimmable | Continuous Below 10 | Yes |  | 3.1 | 9644 | 97.9 | 98.52 | 6.94 | 0.996 | 3081 | 83
PVZ7ERSJ | Lumenwerx ULC | Lumenwerx | VIA4[RF PD PDI RVF S WDI WD]-HLO-LED-80-1200-30-4FT-UNV-D | Indoor Luminaires | Linear Ambient | Direct Linear Ambient Luminaires | Standard | FALSE | [9 empty] | 42412 | Dimmable | Continuous Below 10 | Yes |  | 3.1 | 4822 | 97.9 | 49.26 | 6.94 | 0.996 | 3081 | 83
PGQZTGJT | Lumenwerx ULC | Lumenwerx | VIA5[RF PD RVF]-HLO-LED-80-1200-30-4FT-UNV-D | Indoor Luminaires | Linear Ambient | Direct Linear Ambient Luminaires | Standard | FALSE | [9 empty] | 42412 | Dimmable | Continuous Below 10 | Yes |  | 3.1 | 4822 | 97.9 | 49.26 | 6.94 | 0.996 | 3081 | 83
PZBU44RM | Lumenwerx ULC | Lumenwerx | VIA3[RF PD RVF S WD]-HLO-LED-80-375-30-12FT-UNV-D | Indoor Luminaires | Linear Ambient | Direct Linear Ambient Luminaires | Standard | FALSE | [9 empty] | 42412 | Dimmable | Continuous Below 10 | Yes |  | 3.1 | 4482 | 102.4 | 43.53 | 9.01 | 0.989 | 3059 | 83
P7RMQYGB | Lumenwerx ULC | Lumenwerx | VIA3[RF PD RVF S WD]-HLO-LED-80-375-30-8FT-UNV-D | Indoor Luminaires | Linear Ambient | Direct Linear Ambient Luminaires | Standard | FALSE | [9 empty] | 42412 | Dimmable | Continuous Below 10 | Yes |  | 3.1 | 2988 | 102.4 | 29.02 | 9.01 | 0.989 | 3059 | 83
PW1M989S | Zhongshan Luxmode Industrial Co. LTD | Luxmode | LS027-40K | Indoor Luminaires | Linear Ambient | Direct Linear Ambient Luminaires | Standard | TRUE | 5069.02 | 111.41 | 45.5 | 11 | 0.961 | 4103 | 86.2 | 5 | 90000 | 42411 |  |  | No |  | 3.1 | 5060 | 110 | 46 | 11 | 0.992 | 4000 | 86
PET6WKMK | Zhongshan Luxmode Industrial Co. LTD | Luxmode | LS025-40K | Indoor Luminaires | Linear Ambient | Direct Linear Ambient Luminaires | Standard | TRUE | 2738.24 | 119.57 | 22.9 | 8.9 | 0.933 | 4052 | 85.7 | 5 | 90000 | 42411 |  |  | No |  | 3.1 | 2738 | 119 | 23 | 8.9 | 0.993 | 4000 | 85
PABFHG7B | Jiangmen OGJG Lighting and Electronic Co. Ltd. | OGJG Lighting | OG-LED220-WPC(4000K) | Indoor Luminaires | Linear Ambient | Direct Linear Ambient Luminaires | Standard | TRUE | 4687.85 | 105.96 | 44.24 | 14.78 | 0.931 | 4258 | 86.3 | 5 | 50000 | 42411 |  |  | No | Product updated on 11/04/2016 | 4 | 4600 | 115 | 40 | 15 | 0.9 | 4000 | 83
PKYVK1QP | GNP Energy | GNP Energy LED | GNP -LED220-FPC 4000K | Indoor Luminaires | Linear Ambient | Direct Linear Ambient Luminaires | Standard | TRUE | 3642.05 | 95 | 38.38 | 12.63 | 0.895 | 4016 | 81.7 | 5 | 50000 | 42411 |  |  | NotYetVerified |  | 3 | 3600 | 90 | 40 | 6.84 |  | 4050 | 82
PXFNEJQU | ATG Electronics Corp. | ATG Electronics | AESLF-40K-4FT-00 | Indoor Luminaires | Linear Ambient | Direct Linear Ambient Luminaires | Standard | TRUE | 4008.6 | 98.16 | 40.84 | 14.85 | 0.8932 | 4039 | 84.1 | 5 | 63000 | 42411 |  |  | Yes |  | 3.1 | 4018 | 98 | 41 | 15 | 0.9 | 4000 | 84
P1ADARAK | GNP Energy | GNP Energy LED | GNP -LED20-FPC 4000K | Indoor Luminaires | Linear Ambient | Direct Linear Ambient Luminaires | Standard | TRUE | 1902.06 | 99 | 19.15 | 12.21 | 0.893 | 4050 | 81.9 | 5 | 50000 | 42411 |  |  | NotYetVerified |  | 3 | 1902.06 | 99 | 19.15 | 6.84 |  | 4050 | 82
PPVU74VP | GNP Energy | GNP Energy LED | GNP -LED220-SF4000K | Indoor Luminaires | Linear Ambient | Direct Linear Ambient Luminaires | Standard | TRUE | 3433.11 | 90.37 | 37.99 | 12.66 | 0.892 | 4034 | 82.2 | 5 | 50000 | 42411 |  |  | NotYetVerified |  | 3 | 3433.11 | 90.37 | 37.99 | 7.98 |  | 4034 | 82
PD9VMEEK | GNP Energy | GNP Energy LED | GNP -LED220-YPC 4000K | Indoor Luminaires | Linear Ambient | Direct Linear Ambient Luminaires | Standard | TRUE | 3636.9 | 95 | 38.4 | 12.53 | 0.891 | 4090 | 81.8 | 5 | 50000 | 42411 |  |  | NotYetVerified |  | 3 | 3636.9 | 95 | 38.4 | 7.09 |  | 4090 | 82
P6EXNGTG | GNP Energy | GNP Energy LED | GNP -LED220-JLPC 4000K | Indoor Luminaires | Linear Ambient | Direct Linear Ambient Luminaires | Standard | TRUE | 3509.21 | 92 | 38.16 | 12.24 | 0.879 | 4050 | 81.7 | 5 | 50000 | 42411 |  |  | NotYetVerified |  | 3 | 3509.21 | 92 | 38.16 | 7.27 |  | 4050 | 82
PRFXTEW8 | GNP Energy | GNP Energy LED | GNP -LED210-YPC 4000K | Indoor Luminaires | Linear Ambient | Direct Linear Ambient Luminaires | Standard | TRUE | 1858.29 | 91.09 | 20.4 | 13.99 | 0.875 | 4103 | 82.6 | 5 | 50000 | 42411 |  |  | NotYetVerified |  | 3 | 1858.29 | 91.09 | 20.4 | 7.59 | 0.991 | 4103 | 83
P6XRJG84 | Zhongshan Luxmode Industrial Co. LTD | Luxmode | LS027-50K | Indoor Luminaires | Linear Ambient | Direct Linear Ambient Luminaires | Standard | FALSE | [9 empty] | 42411 |  |  | No |  | 3.1 | 5068 | 110 | 46 | 10.9 | 0.993 | 5000 | 83
PAEMEZZQ | Zhongshan Luxmode Industrial Co. LTD | Luxmode | LS025-50K | Indoor Luminaires | Linear Ambient | Direct Linear Ambient Luminaires | Standard | FALSE | [9 empty] | 42411 |  |  | No |  | 3.1 | 2744 | 120 | 23 | 7.8 | 0.994 | 5000 | 83
PHWUDKSN | GNP Energy | GNP Energy LED | GNP -LED210-YPC 5000K | Indoor Luminaires | Linear Ambient | Direct Linear Ambient Luminaires | Standard | FALSE | [9 empty] | 42411 |  |  | NotYetVerified |  | 3 | 2100 | 105 | 20 | 7.59 | 0.991 | 5000 | 83
PU88T7GQ | GNP Energy | GNP Energy LED | GNP -LED220-SF 5000K | Indoor Luminaires | Linear Ambient | Direct Linear Ambient Luminaires | Standard | FALSE | [9 empty] | 42411 |  |  | NotYetVerified |  | 3 | 3400 | 85 | 40 | 7.98 |  | 5000 | 82
PTCGPFUC | GNP Energy | GNP Energy LED | GNP -LED220-JLPC 5000K | Indoor Luminaires | Linear Ambient | Direct Linear Ambient Luminaires | Standard | FALSE | [9 empty] | 42411 |  |  | NotYetVerified |  | 3 | 3500 | 87.5 | 40 | 7.27 |  | 5000 | 82
PVCQP83K | GNP Energy | GNP Energy LED | GNP-LED220-YPC 5000K | Indoor Luminaires | Linear Ambient | Direct Linear Ambient Luminaires | Standard | FALSE | [9 empty] | 42411 |  |  | NotYetVerified |  | 3 | 3600 | 90 | 40 | 7.09 |  | 5000 | 82
P4RTMQM7 | GNP Energy | GNP Energy LED | GNP -LED220-FPC 5000K | Indoor Luminaires | Linear Ambient | Direct Linear Ambient Luminaires | Standard | FALSE | [9 empty] | 42411 |  |  | NotYetVerified |  | 3 | 3600 | 90 | 40 | 6.84 |  | 5000 | 82
PQBGZH1V | GNP Energy | GNP Energy LED | GNP -LED20-FPC 5000K | Indoor Luminaires | Linear Ambient | Direct Linear Ambient Luminaires | Standard | FALSE | [9 empty] | 42411 |  |  | NotYetVerified |  | 3 | 1900 | 95 | 20 | 6.84 |  | 5000 | 82
P7EFBTF5 | GNP Energy | GNP Energy LED | GNP -LED210-YPC 4500K | Indoor Luminaires | Linear Ambient | Direct Linear Ambient Luminaires | Standard | FALSE | [9 empty] | 42411 |  |  | NotYetVerified |  | 3 | 2000 | 100 | 20 | 7.59 | 0.991 | 4500 | 83
PEB26ERP | GNP Energy | GNP Energy LED | GNP -LED220-SF 4500K | Indoor Luminaires | Linear Ambient | Direct Linear Ambient Luminaires | Standard | FALSE | [9 empty] | 42411 |  |  | NotYetVerified |  | 3 | 3400 | 85 | 40 | 7.98 |  | 4500 | 82
PRXW7JGF | GNP Energy | GNP Energy LED | GNP LED220-JLPC4500K | Indoor Luminaires | Linear Ambient | Direct Linear Ambient Luminaires | Standard | FALSE | [9 empty] | 42411 |  |  | NotYetVerified |  | 3 | 3500 | 87.5 | 40 | 7.27 |  | 4500 | 82
PPK7H24S | GNP Energy | GNP Energy LED | GNP -LED220-YPC 4500K | Indoor Luminaires | Linear Ambient | Direct Linear Ambient Luminaires | Standard | FALSE | [9 empty] | 42411 |  |  | NotYetVerified |  | 3 | 3600 | 90 | 40 | 7.09 |  | 4500 | 82
P52WTVNK | GNP Energy | GNP Energy LED | GNP -LED220-FPC 4500K | Indoor Luminaires | Linear Ambient | Direct Linear Ambient Luminaires | Standard | FALSE | [9 empty] | 42411 |  |  | NotYetVerified |  | 3 | 3600 | 90 | 40 | 6.84 |  | 4500 | 82
P4BKY5PP | GNP Energy | GNP Energy LED | GNP -LED20-FPC 4500K | Indoor Luminaires | Linear Ambient | Direct Linear Ambient Luminaires | Standard | FALSE | [9 empty] | 42411 |  |  | NotYetVerified |  | 3 | 1900 | 95 | 20 | 6.84 |  | 4500 | 82
PC28P8NN | Focal Point | Seem 4 | FSM4L-FL-750LF-35K-1C- WWW-fff-ZZZ-YYY-XX 8? | Indoor Luminaires | Linear Ambient | Direct Linear Ambient Luminaires | Standard | FALSE | [9 empty] | 42411 |  |  | NotYetVerified |  | 3 | 6154.76 | 90.84 | 67.75 | 22.4 | 0.88 | 3500 | 83.1
P1N8F4ZS | Focal Point | Seem 4 | FSM4L-FL-750LF-35K-1C- WWW-fff-ZZZ-YYY-XX 6? | Indoor Luminaires | Linear Ambient | Direct Linear Ambient Luminaires | Standard | FALSE | [9 empty] | 42411 |  |  | NotYetVerified |  | 3 | 4616.07 | 90.84 | 50.82 | 22.4 | 0.88 | 3500 | 83.1
PVF3NWMZ | Focal Point | Seem 4 | FSM4L-FL-750LF-35K-1C- WWW-fff-ZZZ-YYY-XX 4? | Indoor Luminaires | Linear Ambient | Direct Linear Ambient Luminaires | Standard | FALSE | [9 empty] | 42411 |  |  | NotYetVerified |  | 3 | 3077.38 | 90.84 | 33.88 | 22.4 | 0.88 | 3500 | 83.1
P7GZ4DMS | ATG Electronics Corp. | ATG Electronics | AESLF-50K-4FT-00 | Indoor Luminaires | Linear Ambient | Direct Linear Ambient Luminaires | Standard | FALSE | [9 empty] | 42411 | Dimmable | Continuous Below 10 | Yes |  | 3.1 | 4182 | 102 | 41 | 15 | 0.9 | 5000 | 84
P2GNB1RS | Jiangmen OGJG Lighting and Electronic Co. Ltd. | OGJG Lighting | OG-LED220-WPC(5000K) | Indoor Luminaires | Linear Ambient | Direct Linear Ambient Luminaires | Standard | FALSE | [9 empty] | 42411 | Not Dimmable | Not Dimmable | No | Product updated on 11/04/2016 | 3.1 | 4600 | 115 | 40 | 15 | 0.9 | 5000 | 83
PSZHS4EG | Jiangmen OGJG Lighting and Electronic Co. Ltd. | OGJG Lighting | OG-LED220-WPC-DS(5000K) | Indoor Luminaires | Linear Ambient | Direct Linear Ambient Luminaires | Standard | FALSE | [9 empty] | 42411 | Dimmable | Continuous Below 10 | Yes | Product updated on 11/04/2016 | 3.1 | 4600 | 115 | 40 | 15 | 0.9 | 5000 | 83
PXDW6VUR | Jiangmen OGJG Lighting and Electronic Co. Ltd. | OGJG Lighting | OG-LED220-WPC-D(5000K) | Indoor Luminaires | Linear Ambient | Direct Linear Ambient Luminaires | Standard | FALSE | [9 empty] | 42411 | Dimmable | Continuous Below 10 | No | Product updated on 11/04/2016 | 3.1 | 4600 | 115 | 40 | 15 | 0.9 | 5000 | 83
P8JYJV5V | Jiangmen OGJG Lighting and Electronic Co. Ltd. | OGJG Lighting | OG-LED220-WPC-DS(4000K) | Indoor Luminaires | Linear Ambient | Direct Linear Ambient Luminaires | Standard | FALSE | [9 empty] | 42411 | Dimmable | Continuous Below 10 | Yes | Product updated on 11/04/2016 | 3.1 | 4600 | 115 | 40 | 15 | 0.9 | 4000 | 83
P75S3BZ4 | Jiangmen OGJG Lighting and Electronic Co. Ltd. | OGJG Lighting | OG-LED220-WPC-D(4000K) | Indoor Luminaires | Linear Ambient | Direct Linear Ambient Luminaires | Standard | FALSE | [9 empty] | 42411 | Dimmable | Continuous Below 10 | No | Product updated on 11/04/2016 | 3.1 | 4600 | 115 | 40 | 15 | 0.9 | 4000 | 83
PZEN99AB | Louvers International Inc | LouversLEd | ADV4-2-LED-48W-5K-[U EM]-FR-XX-XX-[DV EC] Revision1 | Indoor Luminaires | Linear Ambient | Direct Linear Ambient Luminaires | Standard | TRUE | 4635 | 95.96 | 48.3 | 8.28 | 0.972 | 5115 | 83.6 | 5 | 50000 | 42410 |  |  | No |  | 3.1 | 4635 | 95.96 | 48.3 | 8.32 | 0.971 | 5022 | 83.2
PR5BFTCT | Jiangsu Ever-Tie Lighting Co. Ltd | Ever-tie | ETLSN-4FT/40/DM 4000K | Indoor Luminaires | Linear Ambient | Direct Linear Ambient Luminaires | Premium | TRUE | 4336.3 | 113.2 | 38.3 | 5.7 | 0.968 | 4177 | 84 | 5 | 50000 | 42410 |  |  | No |  | 3.1 | 4000 | 110 | 40 | 20 | 0.9 | 4000 | 80
PENPH2WC | Jiangsu Ever-Tie Lighting Co. Ltd | Ever-tie | ETLSN-4FT/40/DM 5000K | Indoor Luminaires | Linear Ambient | Direct Linear Ambient Luminaires | Premium | FALSE | [9 empty] | 42410 |  |  | No |  | 3.1 | 4000 | 110 | 40 | 20 | 0.9 | 5000 | 80
PNZQ19ZZ | Louvers International Inc | LouversLEd | ADV8-2-LED-96W-5K-[U EM]-FR-XX-XX-[DS DA] Revision1 | Indoor Luminaires | Linear Ambient | Direct Linear Ambient Luminaires | Standard | FALSE | [9 empty] | 42410 |  |  | Yes |  | 3.1 | 9332 | 96.8 | 96.4 | 8.28 | 0.972 | 5115 | 83.6
PD9V21GY | Louvers International Inc | LouversLEd | ADV8-2-LED-96W-5K-[U EM]-FR-XX-XX-[OS OA] Revision1 | Indoor Luminaires | Linear Ambient | Direct Linear Ambient Luminaires | Standard | FALSE | [9 empty] | 42410 |  |  | Yes |  | 3.1 | 9332 | 96.8 | 96.4 | 8.28 | 0.972 | 5115 | 83.6
PM1UDJ6D | Louvers International Inc | LouversLEd | ADV8-2-LED-96W-5K-[U EM]-FR-XX-XX-[DV EC] Revision1 | Indoor Luminaires | Linear Ambient | Direct Linear Ambient Luminaires | Standard | FALSE | [9 empty] | 42410 |  |  | No |  | 3.1 | 9332 | 96.8 | 96.4 | 8.28 | 0.972 | 5115 | 83.6
PKQEGWGY | Louvers International Inc | LouversLEd | ADV4-2-LED-48W-5K-[U EM]-FR-XX-XX-[DS DA] Revision1 | Indoor Luminaires | Linear Ambient | Direct Linear Ambient Luminaires | Standard | FALSE | [9 empty] | 42410 |  |  | Yes |  | 3.1 | 4635 | 95.96 | 48.3 | 8.32 | 0.971 | 5022 | 83.2
P57FSM3R | Louvers International Inc | LouversLEd | ADV4-2-LED-48W-5K-[U EM]-FR-XX-XX-[OS OA] Revision1 | Indoor Luminaires | Linear Ambient | Direct Linear Ambient Luminaires | Standard | FALSE | [9 empty] | 42410 |  |  | Yes |  | 3.1 | 4635 | 95.96 | 48.3 | 8.32 | 0.971 | 5022 | 83.2
PE7M1VNS | AZZ Lighting Systems | Rig-A-Lite | XML04LD2UXX (4000K) [Pointing Straight Down] | Indoor Luminaires | Linear Ambient | Direct Linear Ambient Luminaires | Standard | TRUE | 2751 | 82.7 | 33.24 | 10 | 0.963 | 4071 | 82.6 | 5 |  | 42409 |  |  | No |  | 3.1 | 2815 | 84.7 | 33.26 | 8.62 | 0.995 | 4071 | 82.6
P7Y9JT51 | Lamar Lighting | Lamar Lighting | VL24HFA30 | Indoor Luminaires | Linear Ambient | Direct Linear Ambient Luminaires | Standard | TRUE | 2162 | 95.2 | 22.72 | 11.7 | 0.947 | 3067 | 82.4 | 5 | 50000 | 42409 |  |  | No |  | 3.1 | 2162 | 95.2 | 22.72 | 11.7 | 0.947 | 3067 | 82.4
PKW9NEMR | AZZ Lighting Systems | Rig-A-Lite | XML07LD4UXX (4000K) [Pointing Straight Down] | Indoor Luminaires | Linear Ambient | Direct Linear Ambient Luminaires | Standard | TRUE | 5667 | 82.8 | 68.5 | 16.5 | 0.929 | 4183 | 81.5 | 5 |  | 42409 |  |  | No |  | 3.1 | 4183 | 85.2 | 68.48 | 11.3 | 0.986 | 4183 | 81.5
PR4YSJPH | Lamar Lighting | Lamar Lighting | VL48HFA30 | Indoor Luminaires | Linear Ambient | Direct Linear Ambient Luminaires | Standard | FALSE | [9 empty] | 42409 |  |  | No |  | 3.1 | 4451 | 99.5 | 45.04 | 10.3 | 0.984 | 3072 | 82
PTQNKQQV | Lamar Lighting | Lamar Lighting | VL72HFA30 | Indoor Luminaires | Linear Ambient | Direct Linear Ambient Luminaires | Standard | FALSE | [9 empty] | 42409 |  |  | No |  | 3.1 | 6885 | 98.1 | 70.18 | 9.12 | 0.982 | 3072 | 82
PBEQ652D | AZZ Lighting Systems | Rig-A-Lite | XML07LC4UXX (4000K) [Pointing Straight Down] | Indoor Luminaires | Linear Ambient | Direct Linear Ambient Luminaires | Standard | FALSE | [9 empty] | 42409 | Not Dimmable | Not Dimmable | No |  | 3.1 | 7743 | 112.9 | 68.6 | 11.2 | 0.986 | 4107 | 82.4
P13V631N | AZZ Lighting Systems | Rig-A-Lite | XML04LC2UXX (4000K) [Pointing Straight Down] | Indoor Luminaires | Linear Ambient | Direct Linear Ambient Luminaires | Standard | FALSE | [9 empty] | 42409 | Not Dimmable | Not Dimmable | No |  | 3.1 | 3654 | 109.9 | 33.26 | 8.62 | 0.995 | 4096 | 82.5
PV158J7VU | H.E. Williams Inc. |  | EGL2-4-L107-840-HIAFR-DRV-UNV | Indoor Luminaires | Linear Ambient | Direct Linear Ambient Luminaires | Standard | TRUE | 9168 | 108.4 | 84.556 | 12.253 | 0.9636 | 4023 | 83.89 | 5 | 50000 | 42408 |  |  | No |  | 3 | 9168 | 108.4 | 84.556 | 5.4669 | 0.9976 | 4023 | 83.89
PRHQQN7Q | Mobern Lighting Co | Mobern Lighting Company | 44-48LED28DMV30 | Indoor Luminaires | Linear Ambient | Direct Linear Ambient Luminaires | Standard | TRUE | 3332 | 124.8 | 26.7 | 6.5 | 0.95 | 3100 | 84 | 5 | 50000 | 42408 |  |  | NotYetVerified |  | 3.1 | 3332 | 125 | 27 | 5.65 | 0.996 | 3000 | 84
PABXCJFP | PreciseLED Inc. | PreciseLED | STVW-4-25W(3000K) | Indoor Luminaires | Linear Ambient | Direct Linear Ambient Luminaires | Standard | TRUE | 3355.264 | 130.402 | 25.73 | 22.35 | 0.908 | 2996 | 83 | 5 | 50000 | 42408 |  |  | No |  | 3.1 | 3355.264 | 130.402 | 25.73 | 22.35 | 0.982 | 3000 | 83
P23781RH | Mobern Lighting Co | Mobern Lighting Company | 44-48LED57DMV50 | Indoor Luminaires | Linear Ambient | Direct Linear Ambient Luminaires | Standard | FALSE | [9 empty] | 42408 |  |  | NotYetVerified |  | 3.1 | 6400 | 112 | 57 | 5.65 | 0.996 | 5000 | 83
PF4RB5G3 | Mobern Lighting Co | Mobern Lighting Company | 44-48LED48DMV50 | Indoor Luminaires | Linear Ambient | Direct Linear Ambient Luminaires | Standard | FALSE | [9 empty] | 42408 |  |  | NotYetVerified | Updated on 3/14/2017 | 4.1 | 6665 | 138.85 | 48 | 5.07 | 1 | 5000 | 83
PNN66PJG | Mobern Lighting Co | Mobern Lighting Company | 44-48LED32DMV50 | Indoor Luminaires | Linear Ambient | Direct Linear Ambient Luminaires | Standard | FALSE | [9 empty] | 42408 |  |  | NotYetVerified |  | 3.1 | 4050 | 126 | 32 | 5.65 | 0.996 | 5000 | 83
PSWVAGQK | Mobern Lighting Co | Mobern Lighting Company | 44-48LED57DMV40 | Indoor Luminaires | Linear Ambient | Direct Linear Ambient Luminaires | Standard | FALSE | [9 empty] | 42408 |  |  | NotYetVerified |  | 3.1 | 6400 | 112 | 57 | 5.65 | 0.996 | 4000 | 83
PCWC9RU1 | Mobern Lighting Co | Mobern Lighting Company | 44-48LED48DMV40 | Indoor Luminaires | Linear Ambient | Direct Linear Ambient Luminaires | Standard | FALSE | [9 empty] | 42408 |  |  | NotYetVerified | Updated on 3/14/2017 | 4.1 | 6475 | 134.9 | 48 | 5.07 | 1 | 4000 | 84
PZBV8MBH | Mobern Lighting Co | Mobern Lighting Company | 44-48LED32DMV40 | Indoor Luminaires | Linear Ambient | Direct Linear Ambient Luminaires | Standard | FALSE | [9 empty] | 42408 |  |  | NotYetVerified |  | 3.1 | 4050 | 126 | 32 | 5.65 | 0.996 | 4000 | 83
PVVEQFYY | Mobern Lighting Co | Mobern Lighting Company | 44-48LED57DMV35 | Indoor Luminaires | Linear Ambient | Direct Linear Ambient Luminaires | Standard | FALSE | [9 empty] | 42408 |  |  | NotYetVerified |  | 3.1 | 6400 | 112 | 57 | 5.65 | 0.996 | 3500 | 83
PBU9NK43 | Mobern Lighting Co | Mobern Lighting Company | 44-48LED48DMV35 | Indoor Luminaires | Linear Ambient | Direct Linear Ambient Luminaires | Standard | FALSE | [9 empty] | 42408 |  |  | NotYetVerified | Updated on 3/14/2017 | 4.1 | 6265 | 130.52 | 48 | 5.07 | 1 | 3500 | 84
PM9JB9W1 | Mobern Lighting Co | Mobern Lighting Company | 44-48LED32DMV35 | Indoor Luminaires | Linear Ambient | Direct Linear Ambient Luminaires | Standard | FALSE | [9 empty] | 42408 |  |  | NotYetVerified |  | 3.1 | 4050 | 126 | 32 | 5.65 | 0.996 | 3500 | 83
PZ1GSYD6 | Mobern Lighting Co | Mobern Lighting Company | 44-48LED57DMV30 | Indoor Luminaires | Linear Ambient | Direct Linear Ambient Luminaires | Standard | FALSE | [9 empty] | 42408 |  |  | NotYetVerified |  | 3.1 | 6400 | 112 | 57 | 5.65 | 0.996 | 3000 | 84
PQPY7VQC | Mobern Lighting Co | Mobern Lighting Company | 44-48LED48DMV30 | Indoor Luminaires | Linear Ambient | Direct Linear Ambient Luminaires | Standard | FALSE | [9 empty] | 42408 |  |  | NotYetVerified | Updated on 3/14/2017 | 4.1 | 6160 | 128.33 | 48 | 5.07 | 1 | 3000 | 84
PECWC58M | Mobern Lighting Co | Mobern Lighting Company | 44-48LED32DMV30 | Indoor Luminaires | Linear Ambient | Direct Linear Ambient Luminaires | Standard | FALSE | [9 empty] | 42408 |  |  | NotYetVerified |  | 3.1 | 4050 | 126 | 32 | 5.65 | 0.996 | 3000 | 84
PUG5ZHKN | Mobern Lighting Co | Mobern Lighting Company | 44-48LED61DMV30 | Indoor Luminaires | Linear Ambient | Direct Linear Ambient Luminaires | Standard | FALSE | [9 empty] | 42408 |  |  | NotYetVerified |  | 3.1 | 7000 | 115 | 61 | 5.65 | 0.996 | 3000 | 83
P3THDPM1 | PreciseLED Inc. | PreciseLED | STVW-4-25W(5000K) | Indoor Luminaires | Linear Ambient | Direct Linear Ambient Luminaires | Standard | FALSE | [9 empty] | 42408 | Not Dimmable | Not Dimmable | No |  | 3.1 | 3415.162 | 131.251 | 26.02 | 21.69 | 0.984 | 5000 | 82.5
PUYHYSAS | PreciseLED Inc. | PreciseLED | STVW-4-25W(4500K) | Indoor Luminaires | Linear Ambient | Direct Linear Ambient Luminaires | Standard | FALSE | [9 empty] | 42408 | Not Dimmable | Not Dimmable | No |  | 3.1 | 3355.264 | 130.402 | 25.73 | 22.35 | 0.982 | 4500 | 83
PUZDM331 | PreciseLED Inc. | PreciseLED | STVW-4-25W(4000K) | Indoor Luminaires | Linear Ambient | Direct Linear Ambient Luminaires | Standard | FALSE | [9 empty] | 42408 | Not Dimmable | Not Dimmable | No |  | 3.1 | 3355.264 | 130.402 | 25.73 | 22.35 | 0.982 | 4000 | 83
P7UKFEPY | PreciseLED Inc. | PreciseLED | STVW-4-25W(3500K) | Indoor Luminaires | Linear Ambient | Direct Linear Ambient Luminaires | Standard | FALSE | [9 empty] | 42408 | Not Dimmable | Not Dimmable | No |  | 3.1 | 3355.264 | 130.402 | 25.73 | 22.35 | 0.982 | 3500 | 83
PA8CHSC7 | Alphalite Inc. | Alphalite | RXL-4L/850 | Indoor Luminaires | Linear Ambient | Direct Linear Ambient Luminaires | Premium | TRUE | 2473.12 | 111.15 | 22.25 | 4.73 | 0.9446 | 5228 | 83.9 | 5 | 50000 | 42405 | Dimmable | Continuous Below 10 | No |  | 3 | 2473.12 | 111.15 | 22.25 | 20 | 0.996 | 5000 | 83.9
PT1S6JYW | Alphalite Inc. | Alphalite | RXL-4L/835 | Indoor Luminaires | Linear Ambient | Direct Linear Ambient Luminaires | Premium | TRUE | 2386.5 | 108.16 | 22.06 | 4.73 | 0.9446 | 3491 | 83.8 | 5 | 50000 | 42405 |  |  | No |  | 3 | 2386.5 | 108.16 | 22.06 | 20 | 0.996 | 3500 | 83.8
PM1K4A3T | Alphalite Inc. | Alphalite | RXL-4H/850 | Indoor Luminaires | Linear Ambient | Direct Linear Ambient Luminaires | Premium | TRUE | 3655.32 | 112.58 | 32.47 | 4.33 | 0.9326 | 5214 | 84 | 5 | 50000 | 42405 |  |  | No |  | 3 | 3655.32 | 112.58 | 32.47 | 20 | 0.996 | 5000 | 84
PU3R9X9V | Alphalite Inc. | Alphalite | RXL-4H/835 | Indoor Luminaires | Linear Ambient | Direct Linear Ambient Luminaires | Premium | TRUE | 3490.9 | 107.92 | 32.35 | 4.33 | 0.9326 | 3503 | 83.9 | 5 | 50000 | 42405 |  |  | No |  | 3 | 3490.9 | 107.92 | 32.35 | 20 | 0.996 | 3500 | 83.9
PX4AQETA | Amerlux | Amerlux LLC | GRUV4-HE-Z-PL-10-LED-3000-HW-120/277-8-IND-HILUME-ECO | Indoor Luminaires | Linear Ambient | Direct Linear Ambient Luminaires | Standard | TRUE | 7771 | 98.3 | 79.09 | 15.3 | 0.887 | 3053 | 82.3 | 10 | 50000 | 42405 |  |  | No |  | 3.1 | 7771 | 98.3 | 80 | 15.3 | 0.887 | 3053 | 82.3
PB8CPK9W | Alphalite Inc. | Alphalite | RXL-8H/850 | Indoor Luminaires | Linear Ambient | Direct Linear Ambient Luminaires | Premium | FALSE | [9 empty] | 42405 | Dimmable | Continuous Below 10 | No |  | 3 | 7700 | 114.9 | 67 | 20 | 0.996 | 5000 | 83
PDRKWD8Y | Alphalite Inc. | Alphalite | RXL-8L/850 | Indoor Luminaires | Linear Ambient | Direct Linear Ambient Luminaires | Premium | FALSE | [9 empty] | 42405 | Dimmable | Continuous Below 10 | No |  | 3 | 4600 | 115 | 40 | 20 | 0.996 | 5000 | 83
P6D6VJR1 | Alphalite Inc. | Alphalite | RXL-4H/840 | Indoor Luminaires | Linear Ambient | Direct Linear Ambient Luminaires | Premium | FALSE | [9 empty] | 42405 | Dimmable | Continuous Below 10 | No |  | 3 | 3647.87 | 112.07 | 32.55 | 20 | 0.997 | 4000 | 85.1
PK638D9G | Alphalite Inc. | Alphalite | RXL-4L/840 | Indoor Luminaires | Linear Ambient | Direct Linear Ambient Luminaires | Premium | FALSE | [9 empty] | 42405 |  |  | No |  | 3 | 2445.78 | 108.54 | 22.53 | 20 | 0.995 | 4000 | 83.6
PWZYGTPB | Alphalite Inc. | Alphalite | RXL-8H/840 | Indoor Luminaires | Linear Ambient | Direct Linear Ambient Luminaires | Premium | FALSE | [9 empty] | 42405 |  |  | No |  | 3 | 7600 | 113.4 | 67 | 20 | 0.996 | 4000 | 83
P2HVU1WV | Alphalite Inc. | Alphalite | RXL-8L/840 | Indoor Luminaires | Linear Ambient | Direct Linear Ambient Luminaires | Premium | FALSE | [9 empty] | 42405 | Dimmable | Continuous Below 10 | No |  | 3 | 4500 | 112.5 | 40 | 20 | 0.996 | 4000 | 83
P8XBVXVX | Alphalite Inc. | Alphalite | RXL-8H/835 | Indoor Luminaires | Linear Ambient | Direct Linear Ambient Luminaires | Premium | FALSE | [9 empty] | 42405 | Dimmable | Continuous Below 10 | No |  | 3 | 7525 | 112.8 | 66.7 | 20 | 0.996 | 3500 | 83
PGDXFSUK | Alphalite Inc. | Alphalite | RXL-8L/835 | Indoor Luminaires | Linear Ambient | Direct Linear Ambient Luminaires | Premium | FALSE | [9 empty] | 42405 |  |  | No |  | 3 | 4450 | 111.5 | 39.9 | 20 | 0.996 | 3500 | 83
PY14HV7P | Amerlux | Amerlux LLC | GRUV4-HE-Z-PL-10-LED-4000-HW-120/277-8-MOR-HILUME-ECO | Indoor Luminaires | Linear Ambient | Direct Linear Ambient Luminaires | Standard | FALSE | [9 empty] | 42405 | Dimmable | Continuous Below 10 | No |  | 3.1 | 8479 | 110.4 | 80 | 15.3 | 0.887 | 3992 | 83.4
PR3R3XN4 | Amerlux | Amerlux LLC | GRUV4-HE-Z-PL-10-LED-4000-HW-120/277-8-BOR-HILUME-ECO | Indoor Luminaires | Linear Ambient | Direct Linear Ambient Luminaires | Standard | FALSE | [9 empty] | 42405 | Dimmable | Continuous Below 10 | No |  | 3.1 | 8479 | 110.4 | 80 | 15.3 | 0.887 | 3992 | 83.4
PJM288X6 | Amerlux | Amerlux LLC | GRUV4-HE-Z-PL-10-LED-4000-HW-120/277-8-IND-HILUME-ECO | Indoor Luminaires | Linear Ambient | Direct Linear Ambient Luminaires | Standard | FALSE | [9 empty] | 42405 | Dimmable | Continuous Below 10 | No |  | 3.1 | 8479 | 110.4 | 80 | 15.3 | 0.887 | 3992 | 83.4
P2H6UXNF | Amerlux | Amerlux LLC | GRUV4-HE-Z-PL-10-LED-4000-HW-120/277-8-EOR-HILUME-ECO | Indoor Luminaires | Linear Ambient | Direct Linear Ambient Luminaires | Standard | FALSE | [9 empty] | 42405 | Dimmable | Continuous Below 10 | No |  | 3.1 | 8479 | 110.4 | 80 | 15.3 | 0.887 | 3992 | 83.4
PVV997NF | Amerlux | Amerlux LLC | GRUV4-HE-Z-PL-10-LED-4000-HW-120/277-7-EOR-HILUME-ECO | Indoor Luminaires | Linear Ambient | Direct Linear Ambient Luminaires | Standard | FALSE | [9 empty] | 42405 | Dimmable | Continuous Below 10 | No |  | 3.1 | 7419 | 110.4 | 70 | 15.3 | 0.887 | 3992 | 83.4
PKDUZFRQ | Amerlux | Amerlux LLC | GRUV4-HE-Z-PL-10-LED-4000-HW-120/277-7-BOR-HILUME-ECO | Indoor Luminaires | Linear Ambient | Direct Linear Ambient Luminaires | Standard | FALSE | [9 empty] | 42405 | Dimmable | Continuous Below 10 | No |  | 3.1 | 7419 | 110.4 | 70 | 15.3 | 0.887 | 3992 | 83.4
PHWR6VCR | Amerlux | Amerlux LLC | GRUV4-HE-Z-PL-10-LED-4000-HW-120/277-7-IND-HILUME-ECO | Indoor Luminaires | Linear Ambient | Direct Linear Ambient Luminaires | Standard | FALSE | [9 empty] | 42405 | Dimmable | Continuous Below 10 | No |  | 3.1 | 7419 | 110.4 | 70 | 15.3 | 0.887 | 3992 | 83.4
PBH29GAS | Amerlux | Amerlux LLC | GRUV4-HE-Z-PL-10-LED-4000-HW-120/277-7-MOR-HILUME-ECO | Indoor Luminaires | Linear Ambient | Direct Linear Ambient Luminaires | Standard | FALSE | [9 empty] | 42405 | Dimmable | Continuous Below 10 | No |  | 3.1 | 7419 | 110.4 | 70 | 15.3 | 0.887 | 3992 | 83.4
PWTZA1GB | Amerlux | Amerlux LLC | GRUV4-HE-Z-PL-10-LED-4000-HW-120/277-6-EOR-HILUME-ECO | Indoor Luminaires | Linear Ambient | Direct Linear Ambient Luminaires | Standard | FALSE | [9 empty] | 42405 | Dimmable | Continuous Below 10 | No |  | 3.1 | 6359 | 110.4 | 60 | 15.3 | 0.887 | 3992 | 83.4
PCFFKH48 | Amerlux | Amerlux LLC | GRUV4-HE-Z-PL-10-LED-4000-HW-120/277-6-BOR-HILUME-ECO | Indoor Luminaires | Linear Ambient | Direct Linear Ambient Luminaires | Standard | FALSE | [9 empty] | 42405 | Dimmable | Continuous Below 10 | No |  | 3.1 | 6359 | 110.4 | 60 | 15.3 | 0.887 | 3992 | 83.4
P8D5B864 | Amerlux | Amerlux LLC | GRUV4-HE-Z-PL-10-LED-4000-HW-120/277-6-IND-HILUME-ECO | Indoor Luminaires | Linear Ambient | Direct Linear Ambient Luminaires | Standard | FALSE | [9 empty] | 42405 | Dimmable | Continuous Below 10 | No |  | 3.1 | 6359 | 110.4 | 60 | 15.3 | 0.887 | 3992 | 83.4
P7DP4V4C | Amerlux | Amerlux LLC | GRUV4-HE-Z-PL-10-LED-4000-HW-120/277-6-MOR-HILUME-ECO | Indoor Luminaires | Linear Ambient | Direct Linear Ambient Luminaires | Standard | FALSE | [9 empty] | 42405 | Dimmable | Continuous Below 10 | No |  | 3.1 | 6359 | 110.4 | 60 | 15.3 | 0.887 | 3992 | 83.4
PXVCMA93 | Amerlux | Amerlux LLC | GRUV4-HE-Z-PL-10-LED-4000-HW-120/277-5-BOR-HILUME-ECO | Indoor Luminaires | Linear Ambient | Direct Linear Ambient Luminaires | Standard | FALSE | [9 empty] | 42405 | Dimmable | Continuous Below 10 | No |  | 3.1 | 5299 | 110.4 | 50 | 15.3 | 0.887 | 3992 | 83.4
PETE6M2N | Amerlux | Amerlux LLC | GRUV4-HE-Z-PL-10-LED-4000-HW-120/277-5-MOR-HILUME-ECO | Indoor Luminaires | Linear Ambient | Direct Linear Ambient Luminaires | Standard | FALSE | [9 empty] | 42405 | Dimmable | Continuous Below 10 | No |  | 3.1 | 5299 | 110.4 | 50 | 15.3 | 0.887 | 3992 | 83.4
P6GBE2DK | Amerlux | Amerlux LLC | GRUV4-HE-Z-PL-10-LED-4000-HW-120/277-5-IND-HILUME-ECO | Indoor Luminaires | Linear Ambient | Direct Linear Ambient Luminaires | Standard | FALSE | [9 empty] | 42405 | Dimmable | Continuous Below 10 | No |  | 3.1 | 5299 | 110.4 | 50 | 15.3 | 0.887 | 3992 | 83.4
P557HY8D | Amerlux | Amerlux LLC | GRUV4-HE-Z-PL-10-LED-4000-HW-120/277-5-EOR-HILUME-ECO | Indoor Luminaires | Linear Ambient | Direct Linear Ambient Luminaires | Standard | FALSE | [9 empty] | 42405 | Dimmable | Continuous Below 10 | No |  | 3.1 | 5299 | 110.4 | 50 | 15.3 | 0.887 | 3992 | 83.4
PP6A2E4J | Amerlux | Amerlux LLC | GRUV4-HE-Z-PL-5-LED-4000-HW-120/277-8-BOR-HILUME-ECO | Indoor Luminaires | Linear Ambient | Direct Linear Ambient Luminaires | Standard | FALSE | [9 empty] | 42405 | Dimmable | Continuous Below 10 | No |  | 3.1 | 4623 | 120 | 40 | 15.3 | 0.887 | 3992 | 83.4
PP2B27J9 | Amerlux | Amerlux LLC | GRUV4-HE-Z-PL-5-LED-4000-HW-120/277-8-MOR-HILUME-ECO | Indoor Luminaires | Linear Ambient | Direct Linear Ambient Luminaires | Standard | FALSE | [9 empty] | 42405 | Dimmable | Continuous Below 10 | No |  | 3.1 | 4623 | 120 | 40 | 15.3 | 0.887 | 3992 | 83.4
PMGH82CY | Amerlux | Amerlux LLC | GRUV4-HE-Z-PL-5-LED-4000-HW-120/277-8-EOR-HILUME-ECO | Indoor Luminaires | Linear Ambient | Direct Linear Ambient Luminaires | Standard | FALSE | [9 empty] | 42405 | Dimmable | Continuous Below 10 | No |  | 3.1 | 4623 | 120 | 40 | 15.3 | 0.887 | 3992 | 83.4
PCFC3GRK | Amerlux | Amerlux LLC | GRUV4-HE-Z-PL-5-LED-4000-HW-120/277-8-IND-HILUME-ECO | Indoor Luminaires | Linear Ambient | Direct Linear Ambient Luminaires | Standard | FALSE | [9 empty] | 42405 | Dimmable | Continuous Below 10 | No |  | 3.1 | 4623 | 120 | 40 | 15.3 | 0.887 | 3992 | 83.4
PNFWTJPU | Amerlux | Amerlux LLC | GRUV4-HE-Z-PL-10-LED-4000-HW-120/277-4-MOR-HILUME-ECO | Indoor Luminaires | Linear Ambient | Direct Linear Ambient Luminaires | Standard | FALSE | [9 empty] | 42405 | Dimmable | Continuous Below 10 | No |  | 3.1 | 4239 | 110.4 | 40 | 15.3 | 0.887 | 3992 | 83.4
PJTY415Z | Amerlux | Amerlux LLC | GRUV4-HE-Z-PL-10-LED-4000-HW-120/277-4-BOR-HILUME-ECO | Indoor Luminaires | Linear Ambient | Direct Linear Ambient Luminaires | Standard | FALSE | [9 empty] | 42405 | Dimmable | Continuous Below 10 | No |  | 3.1 | 4239 | 110.4 | 40 | 15.3 | 0.887 | 3992 | 83.4
PD328ZHC | Amerlux | Amerlux LLC | GRUV4-HE-Z-PL-10-LED-4000-HW-120/277-4-EOR-HILUME-ECO | Indoor Luminaires | Linear Ambient | Direct Linear Ambient Luminaires | Standard | FALSE | [9 empty] | 42405 | Dimmable | Continuous Below 10 | No |  | 3.1 | 4239 | 110.4 | 40 | 15.3 | 0.887 | 3992 | 83.4
P5CT1VW2 | Amerlux | Amerlux LLC | GRUV4-HE-Z-PL-10-LED-4000-HW-120/277-4-IND-HILUME-ECO | Indoor Luminaires | Linear Ambient | Direct Linear Ambient Luminaires | Standard | FALSE | [9 empty] | 42405 | Dimmable | Continuous Below 10 | No |  | 3.1 | 4239 | 110.4 | 40 | 15.3 | 0.887 | 3992 | 83.4
PYSX7WF3 | Amerlux | Amerlux LLC | GRUV4-HE-Z-PL-5-LED-4000-HW-120/277-7-MOR-HILUME-ECO | Indoor Luminaires | Linear Ambient | Direct Linear Ambient Luminaires | Standard | FALSE | [9 empty] | 42405 | Dimmable | Continuous Below 10 | No |  | 3.1 | 4045 | 122 | 35 | 15.3 | 0.887 | 3992 | 83.4
P84ZAJ8E | Amerlux | Amerlux LLC | GRUV4-HE-Z-PL-5-LED-4000-HW-120/277-7-EOR-HILUME-ECO | Indoor Luminaires | Linear Ambient | Direct Linear Ambient Luminaires | Standard | FALSE | [9 empty] | 42405 | Dimmable | Continuous Below 10 | No |  | 3.1 | 4045 | 122 | 35 | 15.3 | 0.887 | 3992 | 83.4
P7WTZ67G | Amerlux | Amerlux LLC | GRUV4-HE-Z-PL-5-LED-4000-HW-120/277-7-BOR-HILUME-ECO | Indoor Luminaires | Linear Ambient | Direct Linear Ambient Luminaires | Standard | FALSE | [9 empty] | 42405 | Dimmable | Continuous Below 10 | No |  | 3.1 | 4045 | 122 | 35 | 15.3 | 0.887 | 3992 | 83.4
P5RW4TS7 | Amerlux | Amerlux LLC | GRUV4-HE-Z-PL-5-LED-4000-HW-120/277-7-IND-HILUME-ECO | Indoor Luminaires | Linear Ambient | Direct Linear Ambient Luminaires | Standard | FALSE | [9 empty] | 42405 | Dimmable | Continuous Below 10 | No |  | 3.1 | 4045 | 122 | 35 | 15.3 | 0.887 | 3992 | 83.4
PZ3SZK7V | Amerlux | Amerlux LLC | GRUV4-HE-Z-PL-4-LED-4000-HW-120/277-8-BOR-HILUME-ECO | Indoor Luminaires | Linear Ambient | Direct Linear Ambient Luminaires | Standard | FALSE | [9 empty] | 42405 | Dimmable | Continuous Below 10 | No |  | 3.1 | 3784 | 122 | 32 | 15.3 | 0.887 | 3992 | 83.4
PJ91YVWJ | Amerlux | Amerlux LLC | GRUV4-HE-Z-PL-4-LED-4000-HW-120/277-8-EOR-HILUME-ECO | Indoor Luminaires | Linear Ambient | Direct Linear Ambient Luminaires | Standard | FALSE | [9 empty] | 42405 | Dimmable | Continuous Below 10 | No |  | 3.1 | 3784 | 122 | 32 | 15.3 | 0.887 | 3992 | 83.4
P5KGKCJH | Amerlux | Amerlux LLC | GRUV4-HE-Z-PL-4-LED-4000-HW-120/277-8-MOR-HILUME-ECO | Indoor Luminaires | Linear Ambient | Direct Linear Ambient Luminaires | Standard | FALSE | [9 empty] | 42405 | Dimmable | Continuous Below 10 | No |  | 3.1 | 3784 | 122 | 32 | 15.3 | 0.887 | 3992 | 83.4
P1VXB1R8 | Amerlux | Amerlux LLC | GRUV4-HE-Z-PL-4-LED-4000-HW-120/277-8-IND-HILUME-ECO | Indoor Luminaires | Linear Ambient | Direct Linear Ambient Luminaires | Standard | FALSE | [9 empty] | 42405 | Dimmable | Continuous Below 10 | No |  | 3.1 | 3784 | 122 | 32 | 15.3 | 0.887 | 3992 | 83.4
PDUZUJX3 | Amerlux | Amerlux LLC | GRUV4-HE-Z-PL-5-LED-4000-HW-120/277-6-EOR-HILUME-ECO | Indoor Luminaires | Linear Ambient | Direct Linear Ambient Luminaires | Standard | FALSE | [9 empty] | 42405 | Dimmable | Continuous Below 10 | No |  | 3.1 | 3467 | 120 | 30 | 15.3 | 0.887 | 3992 | 83.4
PCSFEZEQ | Amerlux | Amerlux LLC | GRUV4-HE-Z-PL-5-LED-4000-HW-120/277-6-MOR-HILUME-ECO | Indoor Luminaires | Linear Ambient | Direct Linear Ambient Luminaires | Standard | FALSE | [9 empty] | 42405 | Dimmable | Continuous Below 10 | No |  | 3.1 | 3467 | 120 | 30 | 15.3 | 0.887 | 3992 | 83.4
P2T1PRGF | Amerlux | Amerlux LLC | GRUV4-HE-Z-PL-5-LED-4000-HW-120/277-6-BOR-HILUME-ECO | Indoor Luminaires | Linear Ambient | Direct Linear Ambient Luminaires | Standard | FALSE | [9 empty] | 42405 | Dimmable | Continuous Below 10 | No |  | 3.1 | 3467 | 120 | 30 | 15.3 | 0.887 | 3992 | 83.4
P2KFVGKK | Amerlux | Amerlux LLC | GRUV4-HE-Z-PL-5-LED-4000-HW-120/277-6-IND-HILUME-ECO | Indoor Luminaires | Linear Ambient | Direct Linear Ambient Luminaires | Standard | FALSE | [9 empty] | 42405 | Dimmable | Continuous Below 10 | No |  | 3.1 | 3467 | 120 | 30 | 15.3 | 0.887 | 3992 | 83.4
PRZ5A6ZH | Amerlux | Amerlux LLC | GRUV4-HE-Z-PL-4-LED-4000-HW-120/277-7-EOR-HILUME-ECO | Indoor Luminaires | Linear Ambient | Direct Linear Ambient Luminaires | Standard | FALSE | [9 empty] | 42405 | Dimmable | Continuous Below 10 | No |  | 3.1 | 3311 | 121.5 | 28 | 15.3 | 0.887 | 3992 | 83.4
P7NX2KYW | Amerlux | Amerlux LLC | GRUV4-HE-Z-PL-4-LED-4000-HW-120/277-7-BOR-HILUME-ECO | Indoor Luminaires | Linear Ambient | Direct Linear Ambient Luminaires | Standard | FALSE | [9 empty] | 42405 | Dimmable | Continuous Below 10 | No |  | 3.1 | 3311 | 121.5 | 28 | 15.3 | 0.887 | 3992 | 83.4
P647DNXH | Amerlux | Amerlux LLC | GRUV4-HE-Z-PL-4-LED-4000-HW-120/277-7-MOR-HILUME-ECO | Indoor Luminaires | Linear Ambient | Direct Linear Ambient Luminaires | Standard | FALSE | [9 empty] | 42405 | Dimmable | Continuous Below 10 | No |  | 3.1 | 3311 | 121.5 | 28 | 15.3 | 0.887 | 3992 | 83.4
P4BSR1P8 | Amerlux | Amerlux LLC | GRUV4-HE-Z-PL-4-LED-4000-HW-120/277-7-IND-HILUME-ECO | Indoor Luminaires | Linear Ambient | Direct Linear Ambient Luminaires | Standard | FALSE | [9 empty] | 42405 | Dimmable | Continuous Below 10 | No |  | 3.1 | 3311 | 121.5 | 28 | 15.3 | 0.887 | 3992 | 83.4
PUMRMAGY | Amerlux | Amerlux LLC | GRUV4-HE-Z-PL-5-LED-4000-HW-120/277-5-MOR-HILUME-ECO | Indoor Luminaires | Linear Ambient | Direct Linear Ambient Luminaires | Standard | FALSE | [9 empty] | 42405 | Dimmable | Continuous Below 10 | No |  | 3.1 | 2889 | 120 | 25 | 15.3 | 0.887 | 3992 | 83.4
PJ4ZJ7HQ | Amerlux | Amerlux LLC | GRUV4-HE-Z-PL-5-LED-4000-HW-120/277-5-EOR-HILUME-ECO | Indoor Luminaires | Linear Ambient | Direct Linear Ambient Luminaires | Standard | FALSE | [9 empty] | 42405 | Dimmable | Continuous Below 10 | No |  | 3.1 | 2889 | 120 | 25 | 15.3 | 0.887 | 3992 | 83.4
PHA1HJB1 | Amerlux | Amerlux LLC | GRUV4-HE-Z-PL-5-LED-4000-HW-120/277-5-IND-HILUME-ECO | Indoor Luminaires | Linear Ambient | Direct Linear Ambient Luminaires | Standard | FALSE | [9 empty] | 42405 | Dimmable | Continuous Below 10 | No |  | 3.1 | 2889 | 120 | 25 | 15.3 | 0.887 | 3992 | 83.4
PFGT5FSD | Amerlux | Amerlux LLC | GRUV4-HE-Z-PL-5-LED-4000-HW-120/277-5-BOR-HILUME-ECO | Indoor Luminaires | Linear Ambient | Direct Linear Ambient Luminaires | Standard | FALSE | [9 empty] | 42405 | Dimmable | Continuous Below 10 | No |  | 3.1 | 2889 | 120 | 25 | 15.3 | 0.887 | 3992 | 83.4
PF3QGDK9 | Amerlux | Amerlux LLC | GRUV4-HE-Z-PL-4-LED-4000-HW-120/277-6-BOR-HILUME-ECO | Indoor Luminaires | Linear Ambient | Direct Linear Ambient Luminaires | Standard | FALSE | [9 empty] | 42405 | Dimmable | Continuous Below 10 | No |  | 3.1 | 2838 | 122 | 24 | 15.3 | 0.887 | 3992 | 83.4
PESC7RMW | Amerlux | Amerlux LLC | GRUV4-HE-Z-PL-4-LED-4000-HW-120/277-6-EOR-HILUME-ECO | Indoor Luminaires | Linear Ambient | Direct Linear Ambient Luminaires | Standard | FALSE | [9 empty] | 42405 | Dimmable | Continuous Below 10 | No |  | 3.1 | 2838 | 122 | 24 | 15.3 | 0.887 | 3992 | 83.4
PDM4HYNV | Amerlux | Amerlux LLC | GRUV4-HE-Z-PL-4-LED-4000-HW-120/277-6-IND-HILUME-ECO | Indoor Luminaires | Linear Ambient | Direct Linear Ambient Luminaires | Standard | FALSE | [9 empty] | 42405 | Dimmable | Continuous Below 10 | No |  | 3.1 | 2838 | 122 | 24 | 15.3 | 0.887 | 3992 | 83.4
P6SY8VHE | Amerlux | Amerlux LLC | GRUV4-HE-Z-PL-4-LED-4000-HW-120/277-6-MOR-HILUME-ECO | Indoor Luminaires | Linear Ambient | Direct Linear Ambient Luminaires | Standard | FALSE | [9 empty] | 42405 | Dimmable | Continuous Below 10 | No |  | 3.1 | 2838 | 122 | 24 | 15.3 | 0.887 | 3992 | 83.4
PYU6ZUQE | Amerlux | Amerlux LLC | GRUV4-HE-Z-PL-4-LED-4000-HW-120/277-5-MOR-HILUME-ECO | Indoor Luminaires | Linear Ambient | Direct Linear Ambient Luminaires | Standard | FALSE | [9 empty] | 42405 | Dimmable | Continuous Below 10 | No |  | 3.1 | 2365 | 122 | 20 | 15.3 | 0.887 | 3992 | 83.4
PPCU23SQ | Amerlux | Amerlux LLC | GRUV4-HE-Z-PL-4-LED-4000-HW-120/277-5-BOR-HILUME-ECO | Indoor Luminaires | Linear Ambient | Direct Linear Ambient Luminaires | Standard | FALSE | [9 empty] | 42405 | Dimmable | Continuous Below 10 | No |  | 3.1 | 2365 | 122 | 20 | 15.3 | 0.887 | 3992 | 83.4
PJBY6RJ8 | Amerlux | Amerlux LLC | GRUV4-HE-Z-PL-4-LED-4000-HW-120/277-5-EOR-HILUME-ECO | Indoor Luminaires | Linear Ambient | Direct Linear Ambient Luminaires | Standard | FALSE | [9 empty] | 42405 | Dimmable | Continuous Below 10 | No |  | 3.1 | 2365 | 122 | 20 | 15.3 | 0.887 | 3992 | 83.4
PBUQYU8Y | Amerlux | Amerlux LLC | GRUV4-HE-Z-PL-4-LED-4000-HW-120/277-5-IND-HILUME-ECO | Indoor Luminaires | Linear Ambient | Direct Linear Ambient Luminaires | Standard | FALSE | [9 empty] | 42405 | Dimmable | Continuous Below 10 | No |  | 3.1 | 2365 | 122 | 20 | 15.3 | 0.887 | 3992 | 83.4
PXHKJEUK | Amerlux | Amerlux LLC | GRUV4-HE-Z-PL-5-LED-4000-HW-120/277-4-MOR-HILUME-ECO | Indoor Luminaires | Linear Ambient | Direct Linear Ambient Luminaires | Standard | FALSE | [9 empty] | 42405 | Dimmable | Continuous Below 10 | No |  | 3.1 | 2311 | 120 | 20 | 15.3 | 0.887 | 3992 | 83.4
PKKQD8ED | Amerlux | Amerlux LLC | GRUV4-HE-Z-PL-5-LED-4000-HW-120/277-4-EOR-HILUME-ECO | Indoor Luminaires | Linear Ambient | Direct Linear Ambient Luminaires | Standard | FALSE | [9 empty] | 42405 | Dimmable | Continuous Below 10 | No |  | 3.1 | 2311 | 120 | 20 | 15.3 | 0.887 | 3992 | 83.4
PEE5S732 | Amerlux | Amerlux LLC | GRUV4-HE-Z-PL-5-LED-4000-HW-120/277-4-BOR-HILUME-ECO | Indoor Luminaires | Linear Ambient | Direct Linear Ambient Luminaires | Standard | FALSE | [9 empty] | 42405 | Dimmable | Continuous Below 10 | No |  | 3.1 | 2311 | 120 | 20 | 15.3 | 0.887 | 3992 | 83.4
PC43112E | Amerlux | Amerlux LLC | GRUV4-HE-Z-PL-5-LED-4000-HW-120/277-4-IND-HILUME-ECO | Indoor Luminaires | Linear Ambient | Direct Linear Ambient Luminaires | Standard | FALSE | [9 empty] | 42405 | Dimmable | Continuous Below 10 | No |  | 3.1 | 2311 | 120 | 20 | 15.3 | 0.887 | 3992 | 83.4
PVFZ8DZJ | Amerlux | Amerlux LLC | GRUV4-HE-Z-PL-4-LED-4000-HW-120/277-4-BOR-HILUME-ECO | Indoor Luminaires | Linear Ambient | Direct Linear Ambient Luminaires | Standard | FALSE | [9 empty] | 42405 | Dimmable | Continuous Below 10 | No |  | 3.1 | 1926 | 122 | 16 | 15.3 | 0.887 | 3992 | 83.4
PNTUTW7V | Amerlux | Amerlux LLC | GRUV4-HE-Z-PL-4-LED-4000-HW-120/277-4-IND-HILUME-ECO | Indoor Luminaires | Linear Ambient | Direct Linear Ambient Luminaires | Standard | FALSE | [9 empty] | 42405 | Dimmable | Continuous Below 10 | No |  | 3.1 | 1926 | 122 | 16 | 15.3 | 0.887 | 3992 | 83.4
PDRACP99 | Amerlux | Amerlux LLC | GRUV4-HE-Z-PL-4-LED-4000-HW-120/277-4-MOR-HILUME-ECO | Indoor Luminaires | Linear Ambient | Direct Linear Ambient Luminaires | Standard | FALSE | [9 empty] | 42405 | Dimmable | Continuous Below 10 | No |  | 3.1 | 1926 | 122 | 16 | 15.3 | 0.887 | 3992 | 83.4
PCYGWRAF | Amerlux | Amerlux LLC | GRUV4-HE-Z-PL-4-LED-4000-HW-120/277-4-EOR-HILUME-ECO | Indoor Luminaires | Linear Ambient | Direct Linear Ambient Luminaires | Standard | FALSE | [9 empty] | 42405 | Dimmable | Continuous Below 10 | No |  | 3.1 | 1926 | 122 | 16 | 15.3 | 0.887 | 3992 | 83.4
PZ7MXHS1 | Amerlux | Amerlux LLC | GRUV4-HE-Z-PL-10-LED-3500-HW-120/277-8-EOR-HILUME-ECO | Indoor Luminaires | Linear Ambient | Direct Linear Ambient Luminaires | Standard | FALSE | [9 empty] | 42405 | Dimmable | Continuous Below 10 | No |  | 3.1 | 8125 | 104.3 | 80 | 15.3 | 0.887 | 3523 | 82.8
PTJDZPDY | Amerlux | Amerlux LLC | GRUV4-HE-Z-PL-10-LED-3500-HW-120/277-8-MOR-HILUME-ECO | Indoor Luminaires | Linear Ambient | Direct Linear Ambient Luminaires | Standard | FALSE | [9 empty] | 42405 | Dimmable | Continuous Below 10 | No |  | 3.1 | 8125 | 104.3 | 80 | 15.3 | 0.887 | 3523 | 82.8
PQ436F3C | Amerlux | Amerlux LLC | GRUV4-HE-Z-PL-10-LED-3500-HW-120/277-8-IND-HILUME-ECO | Indoor Luminaires | Linear Ambient | Direct Linear Ambient Luminaires | Standard | FALSE | [9 empty] | 42405 | Dimmable | Continuous Below 10 | No |  | 3.1 | 8125 | 104.3 | 80 | 15.3 | 0.887 | 3523 | 82.8
PHJGVDM7 | Amerlux | Amerlux LLC | GRUV4-HE-Z-PL-10-LED-3500-HW-120/277-8-BOR-HILUME-ECO | Indoor Luminaires | Linear Ambient | Direct Linear Ambient Luminaires | Standard | FALSE | [9 empty] | 42405 | Dimmable | Continuous Below 10 | No |  | 3.1 | 8125 | 104.3 | 80 | 15.3 | 0.887 | 3523 | 82.8
PYGFMSQ8 | Amerlux | Amerlux LLC | GRUV4-HE-Z-PL-10-LED-3500-HW-120/277-7-EOR-HILUME-ECO | Indoor Luminaires | Linear Ambient | Direct Linear Ambient Luminaires | Standard | FALSE | [9 empty] | 42405 | Dimmable | Continuous Below 10 | No |  | 3.1 | 7109 | 104.3 | 70 | 15.3 | 0.887 | 3523 | 82.8
PY3QF1D6 | Amerlux | Amerlux LLC | GRUV4-HE-Z-PL-10-LED-3500-HW-120/277-7-MOR-HILUME-ECO | Indoor Luminaires | Linear Ambient | Direct Linear Ambient Luminaires | Standard | FALSE | [9 empty] | 42405 | Dimmable | Continuous Below 10 | No |  | 3.1 | 7109 | 104.3 | 70 | 15.3 | 0.887 | 3523 | 82.8
PXRQC9TP | Amerlux | Amerlux LLC | GRUV4-HE-Z-PL-10-LED-3500-HW-120/277-7-BOR-HILUME-ECO | Indoor Luminaires | Linear Ambient | Direct Linear Ambient Luminaires | Standard | FALSE | [9 empty] | 42405 | Dimmable | Continuous Below 10 | No |  | 3.1 | 7109 | 104.3 | 70 | 15.3 | 0.887 | 3523 | 82.8
PDC4XPCE | Amerlux | Amerlux LLC | GRUV4-HE-Z-PL-10-LED-3500-HW-120/277-7-IND-HILUME-ECO | Indoor Luminaires | Linear Ambient | Direct Linear Ambient Luminaires | Standard | FALSE | [9 empty] | 42405 | Dimmable | Continuous Below 10 | No |  | 3.1 | 7109 | 104.3 | 70 | 15.3 | 0.887 | 3523 | 82.8
PYEYRD36 | Amerlux | Amerlux LLC | GRUV4-HE-Z-PL-10-LED-3500-HW-120/277-6-IND-HILUME-ECO | Indoor Luminaires | Linear Ambient | Direct Linear Ambient Luminaires | Standard | FALSE | [9 empty] | 42405 | Dimmable | Continuous Below 10 | No |  | 3.1 | 6094 | 104.3 | 60 | 15.3 | 0.887 | 3523 | 82.8
PXQXRAHQ | Amerlux | Amerlux LLC | GRUV4-HE-Z-PL-10-LED-3500-HW-120/277-6-MOR-HILUME-ECO | Indoor Luminaires | Linear Ambient | Direct Linear Ambient Luminaires | Standard | FALSE | [9 empty] | 42405 | Dimmable | Continuous Below 10 | No |  | 3.1 | 6094 | 104.3 | 60 | 15.3 | 0.887 | 3523 | 82.8
P6VU8RRF | Amerlux | Amerlux LLC | GRUV4-HE-Z-PL-10-LED-3500-HW-120/277-6-BOR-HILUME-ECO | Indoor Luminaires | Linear Ambient | Direct Linear Ambient Luminaires | Standard | FALSE | [9 empty] | 42405 | Dimmable | Continuous Below 10 | No |  | 3.1 | 6094 | 104.3 | 60 | 15.3 | 0.887 | 3523 | 82.8
P4SR1WND | Amerlux | Amerlux LLC | GRUV4-HE-Z-PL-10-LED-3500-HW-120/277-6-EOR-HILUME-ECO | Indoor Luminaires | Linear Ambient | Direct Linear Ambient Luminaires | Standard | FALSE | [9 empty] | 42405 | Dimmable | Continuous Below 10 | No |  | 3.1 | 6094 | 104.3 | 60 | 15.3 | 0.887 | 3523 | 82.8
PPQ2H8KV | Amerlux | Amerlux LLC | GRUV4-HE-Z-PL-10-LED-3500-HW-120/277-5-MOR-HILUME-ECO | Indoor Luminaires | Linear Ambient | Direct Linear Ambient Luminaires | Standard | FALSE | [9 empty] | 42405 | Dimmable | Continuous Below 10 | No |  | 3.1 | 5078 | 104.3 | 50 | 15.3 | 0.887 | 3523 | 82.8
PMSWVY1N | Amerlux | Amerlux LLC | GRUV4-HE-PL-Z-10-LED-3500-HW-120/277-5-IND-HILUME-ECO | Indoor Luminaires | Linear Ambient | Direct Linear Ambient Luminaires | Standard | FALSE | [9 empty] | 42405 | Dimmable | Continuous Below 10 | No |  | 3.1 | 5078 | 104.3 | 50 | 15.3 | 0.887 | 3523 | 82.8
PET6WPVC | Amerlux | Amerlux LLC | GRUV4-HE-Z-PL-10-LED-3500-HW-120/277-5-BOR-HILUME-ECO | Indoor Luminaires | Linear Ambient | Direct Linear Ambient Luminaires | Standard | FALSE | [9 empty] | 42405 | Dimmable | Continuous Below 10 | No |  | 3.1 | 5078 | 104.3 | 50 | 15.3 | 0.887 | 3523 | 82.8
P876W3GZ | Amerlux | Amerlux LLC | GRUV4-HE-Z-PL-10-LED-3500-HW-120/277-5-EOR-HILUME-ECO | Indoor Luminaires | Linear Ambient | Direct Linear Ambient Luminaires | Standard | FALSE | [9 empty] | 42405 | Dimmable | Continuous Below 10 | No |  | 3.1 | 5078 | 104.3 | 50 | 15.3 | 0.887 | 3523 | 82.8
PQQ6G5WR | Amerlux | Amerlux LLC | GRUV4-HE-Z-PL-5-LED-3500-HW-120/277-8-EOR-HILUME-ECO | Indoor Luminaires | Linear Ambient | Direct Linear Ambient Luminaires | Standard | FALSE | [9 empty] | 42405 | Dimmable | Continuous Below 10 | No |  | 3.1 | 4430 | 113.4 | 40 | 15.3 | 0.887 | 3523 | 82.8
PN8DU8RT | Amerlux | Amerlux LLC | GRUV4-HE-Z-PL-5-LED-3500-HW-120/277-8-IND-HILUME-ECO | Indoor Luminaires | Linear Ambient | Direct Linear Ambient Luminaires | Standard | FALSE | [9 empty] | 42405 | Dimmable | Continuous Below 10 | No |  | 3.1 | 4430 | 113.4 | 40 | 15.3 | 0.887 | 3523 | 82.8
P9D37CEU | Amerlux | Amerlux LLC | GRUV4-HE-Z-PL-5-LED-3500-HW-120/277-8-MOR-HILUME-ECO | Indoor Luminaires | Linear Ambient | Direct Linear Ambient Luminaires | Standard | FALSE | [9 empty] | 42405 | Dimmable | Continuous Below 10 | No |  | 3.1 | 4430 | 113.4 | 40 | 15.3 | 0.887 | 3523 | 82.8
P7MX7E6C | Amerlux | Amerlux LLC | GRUV4-HE-Z-PL-5-LED-3500-HW-120/277-8-BOR-HILUME-ECO | Indoor Luminaires | Linear Ambient | Direct Linear Ambient Luminaires | Standard | FALSE | [9 empty] | 42405 | Dimmable | Continuous Below 10 | No |  | 3.1 | 4430 | 113.4 | 40 | 15.3 | 0.887 | 3523 | 82.8
PVWXHXNN | Amerlux | Amerlux LLC | GRUV4-HE-Z-PL-10-LED-3500-HW-120/277-4-IND-HILUME-ECO | Indoor Luminaires | Linear Ambient | Direct Linear Ambient Luminaires | Standard | FALSE | [9 empty] | 42405 | Dimmable | Continuous Below 10 | No |  | 3.1 | 4062 | 104.3 | 40 | 15.3 | 0.887 | 3523 | 82.8
PT8UV2CJ | Amerlux | Amerlux LLC | GRUV4-HE-Z-PL-10-LED-3500-HW-120/277-4-MOR-HILUME-ECO | Indoor Luminaires | Linear Ambient | Direct Linear Ambient Luminaires | Standard | FALSE | [9 empty] | 42405 | Dimmable | Continuous Below 10 | No |  | 3.1 | 4062 | 104.3 | 40 | 15.3 | 0.887 | 3523 | 82.8
PKPVUY92 | Amerlux | Amerlux LLC | GRUV4-HE-Z-PL-10-LED-3500-HW-120/277-4-EOR-HILUME-ECO | Indoor Luminaires | Linear Ambient | Direct Linear Ambient Luminaires | Standard | FALSE | [9 empty] | 42405 | Dimmable | Continuous Below 10 | No |  | 3.1 | 4062 | 104.3 | 40 | 15.3 | 0.887 | 3523 | 82.8
PHEXM4S2 | Amerlux | Amerlux LLC | GRUV4-HE-Z-PL-10-LED-3500-HW-120/277-4-BOR-HILUME-ECO | Indoor Luminaires | Linear Ambient | Direct Linear Ambient Luminaires | Standard | FALSE | [9 empty] | 42405 | Dimmable | Continuous Below 10 | No |  | 3.1 | 4062 | 104.3 | 40 | 15.3 | 0.887 | 3523 | 82.8
PX11R6ZU | Amerlux | Amerlux LLC | GRUV4-HE-Z-PL-5-LED-3500-HW-120/277-7-BOR-HILUME-ECO | Indoor Luminaires | Linear Ambient | Direct Linear Ambient Luminaires | Standard | FALSE | [9 empty] | 42405 | Dimmable | Continuous Below 10 | No |  | 3.1 | 3876 | 115.3 | 35 | 15.3 | 0.887 | 3523 | 82.8
PU2M42Z8 | Amerlux | Amerlux LLC | GRUV4-HE-Z-PL-5-LED-3500-HW-120/277-7-MOR-HILUME-ECO | Indoor Luminaires | Linear Ambient | Direct Linear Ambient Luminaires | Standard | FALSE | [9 empty] | 42405 | Dimmable | Continuous Below 10 | No |  | 3.1 | 3876 | 115.3 | 35 | 15.3 | 0.887 | 3523 | 82.8
PSZ752B1 | Amerlux | Amerlux LLC | GRUV4-HE-Z-PL-5-LED-3500-HW-120/277-7-EOR-HILUME-ECO | Indoor Luminaires | Linear Ambient | Direct Linear Ambient Luminaires | Standard | FALSE | [9 empty] | 42405 | Dimmable | Continuous Below 10 | No |  | 3.1 | 3876 | 115.3 | 35 | 15.3 | 0.887 | 3523 | 82.8
PDAY9WAS | Amerlux | Amerlux LLC | GRUV4-HE-Z-PL-5-LED-3500-HW-120/277-7-IND-HILUME-ECO | Indoor Luminaires | Linear Ambient | Direct Linear Ambient Luminaires | Standard | FALSE | [9 empty] | 42405 | Dimmable | Continuous Below 10 | No |  | 3.1 | 3876 | 115.3 | 35 | 15.3 | 0.887 | 3523 | 82.8
PY4KAQ1H | Amerlux | Amerlux LLC | GRUV4-HE-Z-PL-4-LED-3500-HW-120/277-8-BOR-HILUME-ECO | Indoor Luminaires | Linear Ambient | Direct Linear Ambient Luminaires | Standard | FALSE | [9 empty] | 42405 | Dimmable | Continuous Below 10 | No |  | 3.1 | 3626 | 115.3 | 32 | 15.3 | 0.887 | 3523 | 82.8
PSUBUZZE | Amerlux | Amerlux LLC | GRUV4-HE-Z-PL-4-LED-3500-HW-120/277-8-EOR-HILUME-ECO | Indoor Luminaires | Linear Ambient | Direct Linear Ambient Luminaires | Standard | FALSE | [9 empty] | 42405 | Dimmable | Continuous Below 10 | No |  | 3.1 | 3626 | 115.3 | 32 | 15.3 | 0.887 | 3523 | 82.8
PDQ1V2YY | Amerlux | Amerlux LLC | GRUV4-HE-Z-PL-4-LED-3500-HW-120/277-8-IND-HILUME-ECO | Indoor Luminaires | Linear Ambient | Direct Linear Ambient Luminaires | Standard | FALSE | [9 empty] | 42405 | Dimmable | Continuous Below 10 | No |  | 3.1 | 3626 | 115.3 | 32 | 15.3 | 0.887 | 3523 | 82.8
P2WTHJK1 | Amerlux | Amerlux LLC | GRUV4-HE-Z-PL-4-LED-3500-HW-120/277-8-MOR-HILUME-ECO | Indoor Luminaires | Linear Ambient | Direct Linear Ambient Luminaires | Standard | FALSE | [9 empty] | 42405 | Dimmable | Continuous Below 10 | No |  | 3.1 | 3626 | 115.3 | 32 | 15.3 | 0.887 | 3523 | 82.8
PUM7F53J | Amerlux | Amerlux LLC | GRUV4-HE-Z-PL-5-LED-3500-HW-120/277-6-BOR-HILUME-ECO | Indoor Luminaires | Linear Ambient | Direct Linear Ambient Luminaires | Standard | FALSE | [9 empty] | 42405 | Dimmable | Continuous Below 10 | No |  | 3.1 | 3322 | 113.4 | 30 | 15.3 | 0.887 | 3523 | 82.8
PGNFTEXP | Amerlux | Amerlux LLC | GRUV4-HE-Z-PL-5-LED-3500-HW-120/277-6-IND-HILUME-ECO | Indoor Luminaires | Linear Ambient | Direct Linear Ambient Luminaires | Standard | FALSE | [9 empty] | 42405 | Dimmable | Continuous Below 10 | No |  | 3.1 | 3322 | 113.4 | 30 | 15.3 | 0.887 | 3523 | 82.8
PG5344C7 | Amerlux | Amerlux LLC | GRUV4-HE-Z-PL-5-LED-3500-HW-120/277-6-MOR-HILUME-ECO | Indoor Luminaires | Linear Ambient | Direct Linear Ambient Luminaires | Standard | FALSE | [9 empty] | 42405 | Dimmable | Continuous Below 10 | No |  | 3.1 | 3322 | 113.4 | 30 | 15.3 | 0.887 | 3523 | 82.8
PG2VCNT1 | Amerlux | Amerlux LLC | GRUV4-HE-Z-PL-5-LED-3500-HW-120/277-6-EOR-HILUME-ECO | Indoor Luminaires | Linear Ambient | Direct Linear Ambient Luminaires | Standard | FALSE | [9 empty] | 42405 | Dimmable | Continuous Below 10 | No |  | 3.1 | 3322 | 113.4 | 30 | 15.3 | 0.887 | 3523 | 82.8
PVX5KXPN | Amerlux | Amerlux LLC | GRUV4-HE-Z-PL-4-LED-3500-HW-120/277-7-EOR-HILUME-ECO | Indoor Luminaires | Linear Ambient | Direct Linear Ambient Luminaires | Standard | FALSE | [9 empty] | 42405 | Dimmable | Continuous Below 10 | No |  | 3.1 | 3172 | 114.8 | 28 | 15.3 | 0.887 | 3523 | 82.8
PRC3ZJRD | Amerlux | Amerlux LLC | GRUV4-HE-Z-PL-4-LED-3500-HW-120/277-7-BOR-HILUME-ECO | Indoor Luminaires | Linear Ambient | Direct Linear Ambient Luminaires | Standard | FALSE | [9 empty] | 42405 | Dimmable | Continuous Below 10 | No |  | 3.1 | 3172 | 114.8 | 28 | 15.3 | 0.887 | 3523 | 82.8
PHJ3CSJJ | Amerlux | Amerlux LLC | GRUV4-HE-Z-PL-4-LED-3500-HW-120/277-7-IND-HILUME-ECO | Indoor Luminaires | Linear Ambient | Direct Linear Ambient Luminaires | Standard | FALSE | [9 empty] | 42405 | Dimmable | Continuous Below 10 | No |  | 3.1 | 3172 | 114.8 | 28 | 15.3 | 0.887 | 3523 | 82.8
PC9Z52VE | Amerlux | Amerlux LLC | GRUV4-HE-Z-PL-4-LED-3500-HW-120/277-7-MOR-HILUME-ECO | Indoor Luminaires | Linear Ambient | Direct Linear Ambient Luminaires | Standard | FALSE | [9 empty] | 42405 | Dimmable | Continuous Below 10 | No |  | 3.1 | 3172 | 114.8 | 28 | 15.3 | 0.887 | 3523 | 82.8
PMSVHZPB | Amerlux | Amerlux LLC | GRUV4-HE-Z-PL-5-LED-3500-HW-120/277-5-IND-HILUME-ECO | Indoor Luminaires | Linear Ambient | Direct Linear Ambient Luminaires | Standard | FALSE | [9 empty] | 42405 | Dimmable | Continuous Below 10 | No |  | 3.1 | 2768 | 113.4 | 25 | 15.3 | 0.887 | 3523 | 82.8
PFHDD7HQ | Amerlux | Amerlux LLC | GRUV4-HE-Z-PL-5-LED-3500-HW-120/277-5-EOR-HILUME-ECO | Indoor Luminaires | Linear Ambient | Direct Linear Ambient Luminaires | Standard | FALSE | [9 empty] | 42405 | Dimmable | Continuous Below 10 | No |  | 3.1 | 2768 | 113.4 | 25 | 15.3 | 0.887 | 3523 | 82.8
PCXQNCMH | Amerlux | Amerlux LLC | GRUV4-HE-Z-PL-5-LED-3500-HW-120/277-5-MOR-HILUME-ECO | Indoor Luminaires | Linear Ambient | Direct Linear Ambient Luminaires | Standard | FALSE | [9 empty] | 42405 | Dimmable | Continuous Below 10 | No |  | 3.1 | 2768 | 113.4 | 25 | 15.3 | 0.887 | 3523 | 82.8
P791R5G9 | Amerlux | Amerlux LLC | GRUV4-HE-Z-PL-5-LED-3500-HW-120/277-5-BOR-HILUME-ECO | Indoor Luminaires | Linear Ambient | Direct Linear Ambient Luminaires | Standard | FALSE | [9 empty] | 42405 | Dimmable | Continuous Below 10 | No |  | 3.1 | 2768 | 113.4 | 25 | 15.3 | 0.887 | 3523 | 82.8
PWS88R8H | Amerlux | Amerlux LLC | GRUV4-HE-Z-PL-4-LED-3500-HW-120/277-6-MOR-HILUME-ECO | Indoor Luminaires | Linear Ambient | Direct Linear Ambient Luminaires | Standard | FALSE | [9 empty] | 42405 | Dimmable | Continuous Below 10 | No |  | 3.1 | 2719 | 115.3 | 24 | 15.3 | 0.887 | 3523 | 82.8
PTMC64VR | Amerlux | Amerlux LLC | GRUV4-HE-Z-PL-4-LED-3500-HW-120/277-6-BOR-HILUME-ECO | Indoor Luminaires | Linear Ambient | Direct Linear Ambient Luminaires | Standard | FALSE | [9 empty] | 42405 | Dimmable | Continuous Below 10 | No |  | 3.1 | 2719 | 115.3 | 24 | 15.3 | 0.887 | 3523 | 82.8
PAN3XJX4 | Amerlux | Amerlux LLC | GRUV4-HE-Z-PL-4-LED-3500-HW-120/277-6-EOR-HILUME-ECO | Indoor Luminaires | Linear Ambient | Direct Linear Ambient Luminaires | Standard | FALSE | [9 empty] | 42405 | Dimmable | Continuous Below 10 | No |  | 3.1 | 2719 | 115.3 | 24 | 15.3 | 0.887 | 3523 | 82.8
P2ZX6PQC | Amerlux | Amerlux LLC | GRUV4-HE-Z-PL-4-LED-3500-HW-120/277-6-IND-HILUME-ECO | Indoor Luminaires | Linear Ambient | Direct Linear Ambient Luminaires | Standard | FALSE | [9 empty] | 42405 | Dimmable | Continuous Below 10 | No |  | 3.1 | 2719 | 115.3 | 24 | 15.3 | 0.887 | 3523 | 82.8
PUE1PXZN | Amerlux | Amerlux LLC | GRUV4-HE-Z-PL-4-LED-3500-HW-120/277-5-MOR-HILUME-ECO | Indoor Luminaires | Linear Ambient | Direct Linear Ambient Luminaires | Standard | FALSE | [9 empty] | 42405 | Dimmable | Continuous Below 10 | No |  | 3.1 | 2266 | 115.3 | 20 | 15.3 | 0.887 | 3523 | 82.8
PH3ZZB4E | Amerlux | Amerlux LLC | GRUV4-HE-Z-PL-4-LED-3500-HW-120/277-5-IND-HILUME-ECO | Indoor Luminaires | Linear Ambient | Direct Linear Ambient Luminaires | Standard | FALSE | [9 empty] | 42405 | Dimmable | Continuous Below 10 | No |  | 3.1 | 2266 | 115.3 | 20 | 15.3 | 0.887 | 3523 | 82.8
PC8UK7U8 | Amerlux | Amerlux LLC | GRUV4-HE-Z-PL-4-LED-3500-HW-120/277-5-BOR-HILUME-ECO | Indoor Luminaires | Linear Ambient | Direct Linear Ambient Luminaires | Standard | FALSE | [9 empty] | 42405 | Dimmable | Continuous Below 10 | No |  | 3.1 | 2266 | 115.3 | 20 | 15.3 | 0.887 | 3523 | 82.8
P1A93WEH | Amerlux | Amerlux LLC | GRUV4-HE-Z-PL-4-LED-3500-HW-120/277-5-EOR-HILUME-ECO | Indoor Luminaires | Linear Ambient | Direct Linear Ambient Luminaires | Standard | FALSE | [9 empty] | 42405 | Dimmable | Continuous Below 10 | No |  | 3.1 | 2266 | 115.3 | 20 | 15.3 | 0.887 | 3523 | 82.8
PT1PB7D3 | Amerlux | Amerlux LLC | GRUV4-HE-Z-PL-5-LED-3500-HW-120/277-4-MOR-HILUME-ECO | Indoor Luminaires | Linear Ambient | Direct Linear Ambient Luminaires | Standard | FALSE | [9 empty] | 42405 | Dimmable | Continuous Below 10 | No |  | 3.1 | 2215 | 113.4 | 20 | 15.3 | 0.887 | 3523 | 82.8
PJ329H54 | Amerlux | Amerlux LLC | GRUV4-HE-Z-PL-5-LED-3500-HW-120/277-4-EOR-HILUME-ECO | Indoor Luminaires | Linear Ambient | Direct Linear Ambient Luminaires | Standard | FALSE | [9 empty] | 42405 | Dimmable | Continuous Below 10 | No |  | 3.1 | 2215 | 113.4 | 20 | 15.3 | 0.887 | 3523 | 82.8
PH14B36K | Amerlux | Amerlux LLC | GRUV4-HE-Z-PL-5-LED-3500-HW-120/277-4-IND-HILUME-ECO | Indoor Luminaires | Linear Ambient | Direct Linear Ambient Luminaires | Standard | FALSE | [9 empty] | 42405 | Dimmable | Continuous Below 10 | No |  | 3.1 | 2215 | 113.4 | 20 | 15.3 | 0.887 | 3523 | 82.8
PDR3JVSR | Amerlux | Amerlux LLC | GRUV4-HE-Z-PL-5-LED-3500-HW-120/277-4-BOR-HILUME-ECO | Indoor Luminaires | Linear Ambient | Direct Linear Ambient Luminaires | Standard | FALSE | [9 empty] | 42405 | Dimmable | Continuous Below 10 | No |  | 3.1 | 2215 | 113.4 | 20 | 15.3 | 0.887 | 3523 | 82.8
PWR4NS87 | Amerlux | Amerlux LLC | GRUV4-HE-Z-PL-4-LED-3500-HW-120/277-4-IND-HILUME-ECO | Indoor Luminaires | Linear Ambient | Direct Linear Ambient Luminaires | Standard | FALSE | [9 empty] | 42405 | Dimmable | Continuous Below 10 | No |  | 3.1 | 1845 | 115.3 | 16 | 15.3 | 0.887 | 3523 | 82.8
PS2FBCZV | Amerlux | Amerlux LLC | GRUV4-HE-Z-PL-4-LED-3500-HW-120/277-4-MOR-HILUME-ECO | Indoor Luminaires | Linear Ambient | Direct Linear Ambient Luminaires | Standard | FALSE | [9 empty] | 42405 | Dimmable | Continuous Below 10 | No |  | 3.1 | 1845 | 115.3 | 16 | 15.3 | 0.887 | 3523 | 82.8
PR4RJN1V | Amerlux | Amerlux LLC | GRUV4-HE-Z-PL-4-LED-3500-HW-120/277-4-EOR-HILUME-ECO | Indoor Luminaires | Linear Ambient | Direct Linear Ambient Luminaires | Standard | FALSE | [9 empty] | 42405 | Dimmable | Continuous Below 10 | No |  | 3.1 | 1845 | 115.3 | 16 | 15.3 | 0.887 | 3523 | 82.8
PM5D559P | Amerlux | Amerlux LLC | GRUV4-HE-Z-PL-4-LED-3500-HW-120/277-4-BOR-HILUME-ECO | Indoor Luminaires | Linear Ambient | Direct Linear Ambient Luminaires | Standard | FALSE | [9 empty] | 42405 | Dimmable | Continuous Below 10 | No |  | 3.1 | 1845 | 115.3 | 16 | 15.3 | 0.887 | 3523 | 82.8
PYY8J9MU | Amerlux | Amerlux LLC | GRUV4-HE-Z-PL-10-LED-3000-HW-120/277-8-BOR-HILUME-ECO | Indoor Luminaires | Linear Ambient | Direct Linear Ambient Luminaires | Standard | FALSE | [9 empty] | 42405 | Dimmable | Continuous Below 10 | No |  | 3.1 | 7771 | 98.3 | 80 | 15.3 | 0.887 | 3053 | 82.3
PEWNE1NJ | Amerlux | Amerlux LLC | GRUV4-HE-Z-PL-10-LED-3000-HW-120/277-8-EOR-HILUME-ECO | Indoor Luminaires | Linear Ambient | Direct Linear Ambient Luminaires | Standard | FALSE | [9 empty] | 42405 | Dimmable | Continuous Below 10 | No |  | 3.1 | 7771 | 98.3 | 80 | 15.3 | 0.887 | 3053 | 82.3
P1EPPW7M | Amerlux | Amerlux LLC | GRUV4-HE-Z-PL-10-LED-3000-HW-120/277-8-MOR-HILUME-ECO | Indoor Luminaires | Linear Ambient | Direct Linear Ambient Luminaires | Standard | FALSE | [9 empty] | 42405 | Dimmable | Continuous Below 10 | No |  | 3.1 | 7771 | 98.3 | 80 | 15.3 | 0.887 | 3053 | 82.3
PXW89RF2 | Amerlux | Amerlux LLC | GRUV4-HE-Z-PL-10-LED-3000-HW-120/277-7-BOR-HILUME-ECO | Indoor Luminaires | Linear Ambient | Direct Linear Ambient Luminaires | Standard | FALSE | [9 empty] | 42405 | Dimmable | Continuous Below 10 | No |  | 3.1 | 6799 | 98.3 | 70 | 15.3 | 0.887 | 3053 | 82.3
PN2VJ5JT | Amerlux | Amerlux LLC | GRUV4-HE-Z-PL-10-LED-3000-HW-120/277-7-EOR-HILUME-ECO | Indoor Luminaires | Linear Ambient | Direct Linear Ambient Luminaires | Standard | FALSE | [9 empty] | 42405 | Dimmable | Continuous Below 10 | No |  | 3.1 | 6799 | 98.3 | 70 | 15.3 | 0.887 | 3053 | 82.3
PDHB389X | Amerlux | Amerlux LLC | GRUV4-HE-Z-PL-10-LED-3000-HW-120/277-7-MOR-HILUME-ECO | Indoor Luminaires | Linear Ambient | Direct Linear Ambient Luminaires | Standard | FALSE | [9 empty] | 42405 | Dimmable | Continuous Below 10 | No |  | 3.1 | 6799 | 98.3 | 70 | 15.3 | 0.887 | 3053 | 82.3
P3FSAPHP | Amerlux | Amerlux LLC | GRUV4-HE-Z-PL-10-LED-3000-HW-120/277-7-IND-HILUME-ECO | Indoor Luminaires | Linear Ambient | Direct Linear Ambient Luminaires | Standard | FALSE | [9 empty] | 42405 | Dimmable | Continuous Below 10 | No |  | 3.1 | 6799 | 98.3 | 70 | 15.3 | 0.887 | 3053 | 82.3
PZPG4RAJ | Amerlux | Amerlux LLC | GRUV4-HE-Z-PL-10-LED-3000-HW-120/277-6-IND-HILUME-ECO | Indoor Luminaires | Linear Ambient | Direct Linear Ambient Luminaires | Standard | FALSE | [9 empty] | 42405 | Dimmable | Continuous Below 10 | No |  | 3.1 | 5828 | 98.3 | 60 | 15.3 | 0.887 | 3053 | 82.3
PY13F972 | Amerlux | Amerlux LLC | GRUV4-HE-Z-PL-10-LED-3000-HW-120/277-6-MOR-HILUME-ECO | Indoor Luminaires | Linear Ambient | Direct Linear Ambient Luminaires | Standard | FALSE | [9 empty] | 42405 | Dimmable | Continuous Below 10 | No |  | 3.1 | 5828 | 98.3 | 60 | 15.3 | 0.887 | 3053 | 82.3
PBZP312H | Amerlux | Amerlux LLC | GRUV4-HE-Z-PL-10-LED-3000-HW-120/277-6-BOR-HILUME-ECO | Indoor Luminaires | Linear Ambient | Direct Linear Ambient Luminaires | Standard | FALSE | [9 empty] | 42405 | Dimmable | Continuous Below 10 | No |  | 3.1 | 5828 | 98.3 | 60 | 15.3 | 0.887 | 3053 | 82.3
P8BPA4SN | Amerlux | Amerlux LLC | GRUV4-HE-Z-PL-10-LED-3000-HW-120/277-6-EOR-HILUME-ECO | Indoor Luminaires | Linear Ambient | Direct Linear Ambient Luminaires | Standard | FALSE | [9 empty] | 42405 | Dimmable | Continuous Below 10 | No |  | 3.1 | 5828 | 98.3 | 60 | 15.3 | 0.887 | 3053 | 82.3
PV4EA93M | Amerlux | Amerlux LLC | GRUV4-HE-Z-PL-10-LED-3000-HW-120/277-5-MOR-HILUME-ECO | Indoor Luminaires | Linear Ambient | Direct Linear Ambient Luminaires | Standard | FALSE | [9 empty] | 42405 | Dimmable | Continuous Below 10 | No |  | 3.1 | 4856 | 98.3 | 50 | 15.3 | 0.887 | 3053 | 82.3
PP9ZNEYT | Amerlux | Amerlux LLC | GRUV4-HE-Z-PL-10-LED-3000-HW-120/277-5-IND-HILUME-ECO | Indoor Luminaires | Linear Ambient | Direct Linear Ambient Luminaires | Standard | FALSE | [9 empty] | 42405 | Dimmable | Continuous Below 10 | No |  | 3.1 | 4856 | 98.3 | 50 | 15.3 | 0.887 | 3053 | 82.3
PA6N7CHU | Amerlux | Amerlux LLC | GRUV4-HE-Z-PL-10-LED-3000-HW-120/277-5-BOR-HILUME-ECO | Indoor Luminaires | Linear Ambient | Direct Linear Ambient Luminaires | Standard | FALSE | [9 empty] | 42405 | Dimmable | Continuous Below 10 | No |  | 3.1 | 4856 | 98.3 | 50 | 15.3 | 0.887 | 3053 | 82.3
P2AHEWNT | Amerlux | Amerlux LLC | GRUV4-HE-Z-PL-10-LED-3000-HW-120/277-5-EOR-HILUME-ECO | Indoor Luminaires | Linear Ambient | Direct Linear Ambient Luminaires | Standard | FALSE | [9 empty] | 42405 | Dimmable | Continuous Below 10 | No |  | 3.1 | 4856 | 98.3 | 50 | 15.3 | 0.887 | 3053 | 82.3
PVSTZYJZ | Amerlux | Amerlux LLC | GRUV4-HE-Z-PL-5-LED-3000-HW-120/277-8-IND-HILUME-ECO | Indoor Luminaires | Linear Ambient | Direct Linear Ambient Luminaires | Standard | FALSE | [9 empty] | 42405 | Dimmable | Continuous Below 10 | No |  | 3.1 | 4236 | 106.9 | 40 | 15.3 | 0.887 | 3053 | 82.3
PF9DNRKA | Amerlux | Amerlux LLC | GRUV4-HE-Z-PL-5-LED-3000-HW-120/277-8-BOR-HILUME-ECO | Indoor Luminaires | Linear Ambient | Direct Linear Ambient Luminaires | Standard | FALSE | [9 empty] | 42405 | Dimmable | Continuous Below 10 | No |  | 3.1 | 4236 | 106.9 | 40 | 15.3 | 0.887 | 3053 | 82.3
PCN596V2 | Amerlux | Amerlux LLC | GRUV4-HE-Z-PL-5-LED-3000-HW-120/277-8-MOR-HILUME-ECO | Indoor Luminaires | Linear Ambient | Direct Linear Ambient Luminaires | Standard | FALSE | [9 empty] | 42405 | Dimmable | Continuous Below 10 | No |  | 3.1 | 4236 | 106.9 | 40 | 15.3 | 0.887 | 3053 | 82.3
P84D25ER | Amerlux | Amerlux LLC | GRUV4-HE-Z-PL-5-LED-3000-HW-120/277-8-EOR-HILUME-ECO | Indoor Luminaires | Linear Ambient | Direct Linear Ambient Luminaires | Standard | FALSE | [9 empty] | 42405 | Dimmable | Continuous Below 10 | No |  | 3.1 | 4236 | 106.9 | 40 | 15.3 | 0.887 | 3053 | 82.3
PUEBA1BU | Amerlux | Amerlux LLC | GRUV4-HE-Z-PL-10-LED-3000-HW-120/277-4-MOR-HILUME-ECO | Indoor Luminaires | Linear Ambient | Direct Linear Ambient Luminaires | Standard | FALSE | [9 empty] | 42405 | Dimmable | Continuous Below 10 | No |  | 3.1 | 3885 | 98.3 | 40 | 15.3 | 0.887 | 3053 | 82.3
PU13JNAJ | Amerlux | Amerlux LLC | GRUV4-HE-Z-PL-10-LED-3000-HW-120/277-4-EOR-HILUME-ECO | Indoor Luminaires | Linear Ambient | Direct Linear Ambient Luminaires | Standard | FALSE | [9 empty] | 42405 | Dimmable | Continuous Below 10 | No |  | 3.1 | 3885 | 98.3 | 40 | 15.3 | 0.887 | 3053 | 82.3
PS4P9893 | Amerlux | Amerlux LLC | GRUV4-HE-Z-PL-10-LED-3000-HW-120/277-4-BOR-HILUME-ECO | Indoor Luminaires | Linear Ambient | Direct Linear Ambient Luminaires | Standard | FALSE | [9 empty] | 42405 | Dimmable | Continuous Below 10 | No |  | 3.1 | 3885 | 98.3 | 40 | 15.3 | 0.887 | 3053 | 82.3
PQ8QYTB4 | Amerlux | Amerlux LLC | GRUV4-HE-Z-PL-10-LED-3000-HW-120/277-4-IND-HILUME-ECO | Indoor Luminaires | Linear Ambient | Direct Linear Ambient Luminaires | Standard | FALSE | [9 empty] | 42405 | Dimmable | Continuous Below 10 | No |  | 3.1 | 3885 | 98.3 | 40 | 15.3 | 0.887 | 3053 | 82.3
PM791JGR | Amerlux | Amerlux LLC | GRUV4-HE-Z-PL-5-LED-3000-HW-120/277-7-MOR-HILUME-ECO | Indoor Luminaires | Linear Ambient | Direct Linear Ambient Luminaires | Standard | FALSE | [9 empty] | 42405 | Dimmable | Continuous Below 10 | No |  | 3.1 | 3707 | 108.6 | 35 | 15.3 | 0.887 | 3053 | 82.3
P8BC62HU | Amerlux | Amerlux LLC | GRUV4-HE-Z-PL-5-LED-3000-HW-120/277-7-BOR-HILUME-ECO | Indoor Luminaires | Linear Ambient | Direct Linear Ambient Luminaires | Standard | FALSE | [9 empty] | 42405 | Dimmable | Continuous Below 10 | No |  | 3.1 | 3707 | 108.6 | 35 | 15.3 | 0.887 | 3053 | 82.3
P81MPNKU | Amerlux | Amerlux LLC | GRUV4-HE-Z-PL-5-LED-3000-HW-120/277-7-IND-HILUME-ECO | Indoor Luminaires | Linear Ambient | Direct Linear Ambient Luminaires | Standard | FALSE | [9 empty] | 42405 | Dimmable | Continuous Below 10 | No |  | 3.1 | 3707 | 108.6 | 35 | 15.3 | 0.887 | 3053 | 82.3
P1VE2Y2V | Amerlux | Amerlux LLC | GRUV4-HE-Z-PL-5-LED-3000-HW-120/277-7-EOR-HILUME-ECO | Indoor Luminaires | Linear Ambient | Direct Linear Ambient Luminaires | Standard | FALSE | [9 empty] | 42405 | Dimmable | Continuous Below 10 | No |  | 3.1 | 3707 | 108.6 | 35 | 15.3 | 0.887 | 3053 | 82.3
PZEW3MX6 | Amerlux | Amerlux LLC | GRUV4-HE-Z-PL-4-LED-3000-HW-120/277-8-MOR-HILUME-ECO | Indoor Luminaires | Linear Ambient | Direct Linear Ambient Luminaires | Standard | FALSE | [9 empty] | 42405 | Dimmable | Continuous Below 10 | No |  | 3.1 | 3468 | 108.6 | 32 | 15.3 | 0.887 | 3053 | 82.3
PX2M9BWY | Amerlux | Amerlux LLC | GRUV4-HE-Z-PL-4-LED-3000-HW-120/277-8-IND-HILUME-ECO | Indoor Luminaires | Linear Ambient | Direct Linear Ambient Luminaires | Standard | FALSE | [9 empty] | 42405 | Dimmable | Continuous Below 10 | No |  | 3.1 | 3468 | 108.6 | 32 | 15.3 | 0.887 | 3053 | 82.3
PK9W2RN9 | Amerlux | Amerlux LLC | GRUV4-HE-Z-PL-4-LED-3000-HW-120/277-8-BOR-HILUME-ECO | Indoor Luminaires | Linear Ambient | Direct Linear Ambient Luminaires | Standard | FALSE | [9 empty] | 42405 | Dimmable | Continuous Below 10 | No |  | 3.1 | 3468 | 108.6 | 32 | 15.3 | 0.887 | 3053 | 82.3
P63PF9U3 | Amerlux | Amerlux LLC | GRUV4-HE-Z-PL-4-LED-3000-HW-120/277-8-EOR-HILUME-ECO | Indoor Luminaires | Linear Ambient | Direct Linear Ambient Luminaires | Standard | FALSE | [9 empty] | 42405 | Dimmable | Continuous Below 10 | No |  | 3.1 | 3468 | 108.6 | 32 | 15.3 | 0.887 | 3053 | 82.3
PXP27KJF | Amerlux | Amerlux LLC | GRUV4-HE-Z-PL-5-LED-3000-HW-120/277-6-MOR-HILUME-ECO | Indoor Luminaires | Linear Ambient | Direct Linear Ambient Luminaires | Standard | FALSE | [9 empty] | 42405 | Dimmable | Continuous Below 10 | No |  | 3.1 | 3177 | 106.9 | 30 | 15.3 | 0.887 | 3053 | 82.3
PSN8AXDU | Amerlux | Amerlux LLC | GRUV4-HE-Z-PL-5-LED-3000-HW-120/277-6-BOR-HILUME-ECO | Indoor Luminaires | Linear Ambient | Direct Linear Ambient Luminaires | Standard | FALSE | [9 empty] | 42405 | Dimmable | Continuous Below 10 | No |  | 3.1 | 3177 | 106.9 | 30 | 15.3 | 0.887 | 3053 | 82.3
PAB8H7DK | Amerlux | Amerlux LLC | GRUV4-HE-Z-PL-5-LED-3000-HW-120/277-6-EOR-HILUME-ECO | Indoor Luminaires | Linear Ambient | Direct Linear Ambient Luminaires | Standard | FALSE | [9 empty] | 42405 | Dimmable | Continuous Below 10 | No |  | 3.1 | 3177 | 106.9 | 30 | 15.3 | 0.887 | 3053 | 82.3
P8M2HZ2S | Amerlux | Amerlux LLC | GRUV4-HE-Z-PL-5-LED-3000-HW-120/277-6-IND-HILUME-ECO | Indoor Luminaires | Linear Ambient | Direct Linear Ambient Luminaires | Standard | FALSE | [9 empty] | 42405 | Dimmable | Continuous Below 10 | No |  | 3.1 | 3177 | 106.9 | 30 | 15.3 | 0.887 | 3053 | 82.3
PZC22TG2 | Amerlux | Amerlux LLC | GRUV4-HE-Z-PL-4-LED-3000-HW-120/277-7-EOR-HILUME-ECO | Indoor Luminaires | Linear Ambient | Direct Linear Ambient Luminaires | Standard | FALSE | [9 empty] | 42405 | Dimmable | Continuous Below 10 | No |  | 3.1 | 3034 | 108.2 | 28 | 15.3 | 0.887 | 3053 | 82.3
PTYUM7Q9 | Amerlux | Amerlux LLC | GRUV4-HE-Z-PL-4-LED-3000-HW-120/277-7-MOR-HILUME-ECO | Indoor Luminaires | Linear Ambient | Direct Linear Ambient Luminaires | Standard | FALSE | [9 empty] | 42405 | Dimmable | Continuous Below 10 | No |  | 3.1 | 3034 | 108.2 | 28 | 15.3 | 0.887 | 3053 | 82.3
P8N8WKJB | Amerlux | Amerlux LLC | GRUV4-HE-Z-PL-4-LED-3000-HW-120/277-7-IND-HILUME-ECO | Indoor Luminaires | Linear Ambient | Direct Linear Ambient Luminaires | Standard | FALSE | [9 empty] | 42405 | Dimmable | Continuous Below 10 | No |  | 3.1 | 3034 | 108.2 | 28 | 15.3 | 0.887 | 3053 | 82.3
P1H2Q3GR | Amerlux | Amerlux LLC | GRUV4-HE-Z-PL-4-LED-3000-HW-120/277-7-BOR-HILUME-ECO | Indoor Luminaires | Linear Ambient | Direct Linear Ambient Luminaires | Standard | FALSE | [9 empty] | 42405 | Dimmable | Continuous Below 10 | No |  | 3.1 | 3034 | 108.2 | 28 | 15.3 | 0.887 | 3053 | 82.3
PT72WCC4 | Amerlux | Amerlux LLC | GRUV4-HE-Z-PL-5-LED-3000-HW-120/277-5-EOR-HILUME-ECO | Indoor Luminaires | Linear Ambient | Direct Linear Ambient Luminaires | Standard | FALSE | [9 empty] | 42405 | Dimmable | Continuous Below 10 | No |  | 3.1 | 2648 | 106.9 | 25 | 15.3 | 0.887 | 3053 | 82.3
PN9UVY4D | Amerlux | Amerlux LLC | GRUV4-HE-Z-PL-5-LED-3000-HW-120/277-5-IND-HILUME-ECO | Indoor Luminaires | Linear Ambient | Direct Linear Ambient Luminaires | Standard | FALSE | [9 empty] | 42405 | Dimmable | Continuous Below 10 | No |  | 3.1 | 2648 | 106.9 | 25 | 15.3 | 0.887 | 3053 | 82.3
PKD7TCW4 | Amerlux | Amerlux LLC | GRUV4-HE-Z-PL-5-LED-3000-HW-120/277-5-MOR-HILUME-ECO | Indoor Luminaires | Linear Ambient | Direct Linear Ambient Luminaires | Standard | FALSE | [9 empty] | 42405 | Dimmable | Continuous Below 10 | No |  | 3.1 | 2648 | 106.9 | 25 | 15.3 | 0.887 | 3053 | 82.3
PJY8WQV6 | Amerlux | Amerlux LLC | GRUV4-HE-Z-PL-5-LED-3000-HW-120/277-5-BOR-HILUME-ECO | Indoor Luminaires | Linear Ambient | Direct Linear Ambient Luminaires | Standard | FALSE | [9 empty] | 42405 | Dimmable | Continuous Below 10 | No |  | 3.1 | 2648 | 106.9 | 25 | 15.3 | 0.887 | 3053 | 82.3
PYA3WZQU | Amerlux | Amerlux LLC | GRUV4-HE-Z-PL-4-LED-3000-HW-120/277-6-IND-HILUME-ECO | Indoor Luminaires | Linear Ambient | Direct Linear Ambient Luminaires | Standard | FALSE | [9 empty] | 42405 | Dimmable | Continuous Below 10 | No |  | 3.1 | 2601 | 108.6 | 24 | 15.3 | 0.887 | 3053 | 82.3
PJQZ1KA6 | Amerlux | Amerlux LLC | GRUV4-HE-Z-PL-4-LED-3000-HW-120/277-6-MOR-HILUME-ECO | Indoor Luminaires | Linear Ambient | Direct Linear Ambient Luminaires | Standard | FALSE | [9 empty] | 42405 | Dimmable | Continuous Below 10 | No |  | 3.1 | 2601 | 108.6 | 24 | 15.3 | 0.887 | 3053 | 82.3
PEGPDY8D | Amerlux | Amerlux LLC | GRUV4-HE-Z-PL-4-LED-3000-HW-120/277-6-EOR-HILUME-ECO | Indoor Luminaires | Linear Ambient | Direct Linear Ambient Luminaires | Standard | FALSE | [9 empty] | 42405 | Dimmable | Continuous Below 10 | No |  | 3.1 | 2601 | 108.6 | 24 | 15.3 | 0.887 | 3053 | 82.3
P26QNBG3 | Amerlux | Amerlux LLC | GRUV4-HE-Z-PL-4-LED-3000-HW-120/277-6-BOR-HILUME-ECO | Indoor Luminaires | Linear Ambient | Direct Linear Ambient Luminaires | Standard | FALSE | [9 empty] | 42405 | Dimmable | Continuous Below 10 | No |  | 3.1 | 2601 | 108.6 | 24 | 15.3 | 0.887 | 3053 | 82.3
PZVFZ73P | Amerlux | Amerlux LLC | GRUV4-HE-Z-PL-4-LED-3000-HW-120/277-5-EOR-HILUME-ECO | Indoor Luminaires | Linear Ambient | Direct Linear Ambient Luminaires | Standard | FALSE | [9 empty] | 42405 | Dimmable | Continuous Below 10 | No |  | 3.1 | 2167 | 108.6 | 20 | 15.3 | 0.887 | 3053 | 82.3
PKTBKBX9 | Amerlux | Amerlux LLC | GRUV4-HE-Z-PL-4-LED-3000-HW-120/277-5-BOR-HILUME-ECO | Indoor Luminaires | Linear Ambient | Direct Linear Ambient Luminaires | Standard | FALSE | [9 empty] | 42405 | Dimmable | Continuous Below 10 | No |  | 3.1 | 2167 | 108.6 | 20 | 15.3 | 0.887 | 3053 | 82.3
PG38DZ42 | Amerlux | Amerlux LLC | GRUV4-HE-Z-PL-4-LED-3000-HW-120/277-5-IND-HILUME-ECO | Indoor Luminaires | Linear Ambient | Direct Linear Ambient Luminaires | Standard | FALSE | [9 empty] | 42405 | Dimmable | Continuous Below 10 | No |  | 3.1 | 2167 | 108.6 | 20 | 15.3 | 0.887 | 3053 | 82.3
P1T72D85 | Amerlux | Amerlux LLC | GRUV4-HE-Z-PL-4-LED-3000-HW-120/277-5-MOR-HILUME-ECO | Indoor Luminaires | Linear Ambient | Direct Linear Ambient Luminaires | Standard | FALSE | [9 empty] | 42405 | Dimmable | Continuous Below 10 | No |  | 3.1 | 2167 | 108.6 | 20 | 15.3 | 0.887 | 3053 | 82.3
PW76TKEP | Amerlux | Amerlux LLC | GRUV4-HE-Z-PL-5-LED-3000-HW-120/277-4-IND-HILUME-ECO | Indoor Luminaires | Linear Ambient | Direct Linear Ambient Luminaires | Standard | FALSE | [9 empty] | 42405 | Dimmable | Continuous Below 10 | No |  | 3.1 | 2118 | 106.9 | 20 | 15.3 | 0.887 | 3053 | 82.3
PTQFN4PD | Amerlux | Amerlux LLC | GRUV4-HE-Z-PL-5-LED-3000-HW-120/277-4-BOR-HILUME-ECO | Indoor Luminaires | Linear Ambient | Direct Linear Ambient Luminaires | Standard | FALSE | [9 empty] | 42405 | Dimmable | Continuous Below 10 | No |  | 3.1 | 2118 | 106.9 | 20 | 15.3 | 0.887 | 3053 | 82.3
PCWWCPTH | Amerlux | Amerlux LLC | GRUV4-HE-Z-PL-5-LED-3000-HW-120/277-4-MOR-HILUME-ECO | Indoor Luminaires | Linear Ambient | Direct Linear Ambient Luminaires | Standard | FALSE | [9 empty] | 42405 | Dimmable | Continuous Below 10 | No |  | 3.1 | 2118 | 106.9 | 20 | 15.3 | 0.887 | 3053 | 82.3
P6X4P4WB | Amerlux | Amerlux LLC | GRUV4-HE-Z-PL-5-LED-3000-HW-120/277-4-EOR-HILUME-ECO | Indoor Luminaires | Linear Ambient | Direct Linear Ambient Luminaires | Standard | FALSE | [9 empty] | 42405 | Dimmable | Continuous Below 10 | No |  | 3.1 | 2118 | 106.9 | 20 | 15.3 | 0.887 | 3053 | 82.3
PZTMMUJ3 | Amerlux | Amerlux LLC | GRUV4-HE-Z-PL-4-LED-3000-HW-120/277-4-IND-HILUME-ECO | Indoor Luminaires | Linear Ambient | Direct Linear Ambient Luminaires | Standard | FALSE | [9 empty] | 42405 | Dimmable | Continuous Below 10 | No |  | 3.1 | 1765 | 108.6 | 16 | 15.3 | 0.887 | 3053 | 82.3
PAUGC8X5 | Amerlux | Amerlux LLC | GRUV4-HE-Z-PL-4-LED-3000-HW-120/277-4-EOR-HILUME-ECO | Indoor Luminaires | Linear Ambient | Direct Linear Ambient Luminaires | Standard | FALSE | [9 empty] | 42405 | Dimmable | Continuous Below 10 | No |  | 3.1 | 1765 | 108.6 | 16 | 15.3 | 0.887 | 3053 | 82.3
P6GYVJ82 | Amerlux | Amerlux LLC | GRUV4-HE-Z-PL-4-LED-3000-HW-120/277-4-MOR-HILUME-ECO | Indoor Luminaires | Linear Ambient | Direct Linear Ambient Luminaires | Standard | FALSE | [9 empty] | 42405 | Dimmable | Continuous Below 10 | No |  | 3.1 | 1765 | 108.6 | 16 | 15.3 | 0.887 | 3053 | 82.3
P4V1Z4N1 | Amerlux | Amerlux LLC | GRUV4-HE-Z-PL-4-LED-3000-HW-120/277-4-BOR-HILUME-ECO | Indoor Luminaires | Linear Ambient | Direct Linear Ambient Luminaires | Standard | FALSE | [9 empty] | 42405 | Dimmable | Continuous Below 10 | No |  | 3.1 | 1765 | 108.6 | 16 | 15.3 | 0.887 | 3053 | 82.3
PW4ZAATT | LONYUNG LED LIGHTING CO.LTD | LONYUNG | LY-T8DL2400-44W(3000K) | Indoor Luminaires | Linear Ambient | Direct Linear Ambient Luminaires | Standard | TRUE | 4587.05 | 110.48 | 41.82 | 16.22 | 0.901 | 2934 | 82.7 | 5 | 50000 | 42404 |  |  | No |  | 3.1 | 4840 | 110 | 44 | 20 | 0.9 | 3000 | 80
PF9AX989 | LONYUNG LED LIGHTING CO.LTD | LONYUNG | LY-T8DL2400-44W(5000K) | Indoor Luminaires | Linear Ambient | Direct Linear Ambient Luminaires | Standard | FALSE | [9 empty] | 42404 |  |  | No |  | 3.1 | 4840 | 110 | 44 | 20 | 0.9 | 5000 | 80
PDFB3HEJ | LONYUNG LED LIGHTING CO.LTD | LONYUNG | LY-T8DL2400-44W(4500K) | Indoor Luminaires | Linear Ambient | Direct Linear Ambient Luminaires | Standard | FALSE | [9 empty] | 42404 |  |  | No |  | 3.1 | 4840 | 110 | 44 | 20 | 0.9 | 4500 | 80
P2CM1K15 | LONYUNG LED LIGHTING CO.LTD | LONYUNG | LY-T8DL2400-44W(4000K) | Indoor Luminaires | Linear Ambient | Direct Linear Ambient Luminaires | Standard | FALSE | [9 empty] | 42404 |  |  | No |  | 3.1 | 4840 | 110 | 44 | 20 | 0.9 | 4000 | 80
PSQB8BWX | LONYUNG LED LIGHTING CO.LTD | LONYUNG | LY-T8DL2400-44W(3500K) | Indoor Luminaires | Linear Ambient | Direct Linear Ambient Luminaires | Standard | FALSE | [9 empty] | 42404 |  |  | No |  | 3.1 | 4840 | 110 | 44 | 20 | 0.9 | 3500 | 80
P5GN5K61 | JPKKOREA Co.Ltd | JPKKOREA | JUIDPL-S40-WWZ | Indoor Luminaires | Linear Ambient | Direct Linear Ambient Luminaires | Standard | TRUE | 4155.023 | 102.39 | 40.58 | 15.52 | 0.901 | 2687 | 82.7 | 5 | 50000 | 42403 |  |  | Yes |  | 3.1 | 4000 | 100 | 40 | 19 | 0.9 | 2700 | 80
PXF44N3D | JPKKOREA Co.Ltd | JPKKOREA | JUIDPL-S40-CZ | Indoor Luminaires | Linear Ambient | Direct Linear Ambient Luminaires | Standard | FALSE | [9 empty] | 42403 | Dimmable | Continuous Below 10 | Yes |  | 3.1 | 4800 | 120 | 40 | 19 | 0.9 | 5000 | 80
PJXPJP75 | JPKKOREA Co.Ltd | JPKKOREA | JUIDPL-S40-NZ | Indoor Luminaires | Linear Ambient | Direct Linear Ambient Luminaires | Standard | FALSE | [9 empty] | 42403 | Dimmable | Continuous Below 10 | Yes |  | 3.1 | 4400 | 110 | 40 | 19 | 0.9 | 4000 | 80
P7J6AWUC | JPKKOREA Co.Ltd | JPKKOREA | JUIDPL-S40-WZ | Indoor Luminaires | Linear Ambient | Direct Linear Ambient Luminaires | Standard | FALSE | [9 empty] | 42403 | Dimmable | Continuous Below 10 | Yes |  | 3.1 | 4000 | 100 | 40 | 19 | 0.9 | 3000 | 80
PD5MK88K | ARON Lighting | ARON Lighting | TBAR-8FT-3000K-UNV-12000-B2-80-DM | Indoor Luminaires | Linear Ambient | Direct Linear Ambient Luminaires | Standard | TRUE | 11010 | 87.9 | 125.3 | 12.1 | 0.996 | 3150 | 82.4 | 5 | 50000 | 42402 |  |  | No |  | 3.1 | 11010 | 87.9 | 125.3 | 12 | 0.991 | 3150 | 82.4
P72VXT6J | Industrial Lighting Products | Industrial Lighting Products | WTZ-70WLED-UNIV-30-RAFL-XXXXX | Indoor Luminaires | Linear Ambient | Direct Linear Ambient Luminaires | Premium | TRUE | 7372 | 107 | 68.96 | 12.1 | 0.985 | 3041 | 80.9 | 5 | 50000 | 42402 |  |  | NotYetVerified |  | 3.1 | 7297 | 106.9 | 68.3 | 18.1 | 0.905 | 3000 | 80
PMS6NWCC | Hubbell Lighting | Alera | LCVR-L-4-40VL-100-E | Indoor Luminaires | Linear Ambient | Direct Linear Ambient Luminaires | Standard | TRUE | 6275 | 87.8 | 71.5 | 9.2 | 0.98 | 4147 | 84 | 5 | 100000 | 42402 |  |  | Yes |  | 3.1 | 6275 | 87.1 | 72 | 9.4 | 0.957 | 4031 | 85
PZJT7Q5G | Hubbell Lighting | Alera | LCVR-L-4-40HL-100-E | Indoor Luminaires | Linear Ambient | Direct Linear Ambient Luminaires | Standard | TRUE | 4727 | 92.1 | 51.3 | 9.4 | 0.957 | 4147 | 84 | 5 | 100000 | 42402 |  |  | Yes |  | 3.1 | 4727 | 89.3 | 52.9 | 9.4 | 0.957 | 4031 | 85
PFBR9J42 | Hubbell Lighting | Alera | LCVR-L-4-35LW-100-E | Indoor Luminaires | Linear Ambient | Direct Linear Ambient Luminaires | Standard | TRUE | 2723 | 87.6 | 31.1 | 9.4 | 0.957 | 3498 | 85 | 5 | 100000 | 42402 |  |  | Yes |  | 3.1 | 2723 | 87.5 | 31.1 | 9.4 | 0.957 | 3498 | 85
PZ6E6265 | Hubbell Lighting | Alera | LCVR-L-4-35LW-45-E | Indoor Luminaires | Linear Ambient | Linear Ambient Luminaires w/ Indirect component | Standard | TRUE | 3170 | 99.1 | 32 | 9.3 | 0.956 | 3524 | 85 | 5 | 100000 | 42402 |  |  | Yes |  | 3.1 | 3102 | 99.7 | 31.1 | 9.4 | 0.957 | 3498 | 85
PFFX33NV | P.Q.L. Inc. | Superior Life | 55133 | Indoor Luminaires | Linear Ambient | Direct Linear Ambient Luminaires | Standard | TRUE | 3638.5 | 104.4 | 34.85 | 5.22 | 0.9407 | 3122 | 84 | 5 | 50000 | 42402 |  |  | No |  | 3 | 3638.5 | 104.4 | 34.85 | 20 | 0.997 | 3000 | 84
PP51ZUQN | P.Q.L. Inc. | Superior Life | 55135 | Indoor Luminaires | Linear Ambient | Direct Linear Ambient Luminaires | Premium | TRUE | 4435.024 | 112.85 | 39.3 | 5.27 | 0.925 | 3088 | 83.5 | 5 | 50000 | 42402 |  |  | No |  | 3.1 | 4435 | 112.85 | 39.3 | 20 | 0.998 | 3000 | 83
PT9G19CA | P.Q.L. Inc. | Superior Life | 55131 | Indoor Luminaires | Linear Ambient | Direct Linear Ambient Luminaires | Premium | TRUE | 2433.4 | 109.72 | 22.18 | 5.18 | 0.9203 | 3160 | 82.8 | 5 | 50000 | 42402 |  |  | No |  | 3.1 | 2433.3 | 109.72 | 22.18 | 20 | 0.996 | 3000 | 82.8
P8QQHTFS | Industrial Lighting Products | Industrial Lighting Products | WTZ-55WLED-UNIV-30-RAFL-XXXXX | Indoor Luminaires | Linear Ambient | Direct Linear Ambient Luminaires | Premium | TRUE | 6009 | 110 | 54.39 | 18.1 | 0.905 | 3044 | 80.8 | 5 | 50000 | 42402 |  |  | NotYetVerified |  | 3.1 | 6009 | 110.5 | 54.4 | 18.1 | 0.905 | 3000 | 80
PNK81YQF | ARON Lighting | ARON Lighting | TBAR-8FT-4000K-UNV-12000-B2-80-DM | Indoor Luminaires | Linear Ambient | Direct Linear Ambient Luminaires | Standard | FALSE | [9 empty] | 42402 |  |  | No |  | 3 | 11660 | 95.9 | 121.6 | 12.1 | 0.996 | 4120 | 84.9
PTFVVJV6 | ARON Lighting | ARON Lighting | TBAR-8FT-3500K-UNV-12000-B2-80-DM | Indoor Luminaires | Linear Ambient | Direct Linear Ambient Luminaires | Standard | FALSE | [9 empty] | 42402 |  |  | No |  | 3 | 11335 | 91.81 | 123.45 | 12 | 0.9935 | 3635 | 83.65
PKX8DFG9 | P.Q.L. Inc. | Superior Life | 55132 | Indoor Luminaires | Linear Ambient | Direct Linear Ambient Luminaires | Premium | FALSE | [9 empty] | 42402 |  |  | No |  | 3.1 | 2530 | 113.71 | 22.25 | 20 | 0.997 | 4000 | 85.1
PRYTDEZZ | P.Q.L. Inc. | Superior Life | 55134 | Indoor Luminaires | Linear Ambient | Direct Linear Ambient Luminaires | Standard | FALSE | [9 empty] | 42402 |  |  | No |  | 3 | 3710.4 | 106.34 | 34.89 | 20 | 0.997 | 4000 | 84.2
PUD9JNTC | P.Q.L. Inc. | Superior Life | 55136 | Indoor Luminaires | Linear Ambient | Direct Linear Ambient Luminaires | Premium | FALSE | [9 empty] | 42402 |  |  | No |  | 3.1 | 4600 | 115 | 40 | 20 | 0.996 | 4000 | 83
PMGAWACF | Industrial Lighting Products | Industrial Lighting Products | WTZ-70WLED-UNIV-50-RAFL-XXXXX | Indoor Luminaires | Linear Ambient | Direct Linear Ambient Luminaires | Premium | FALSE | [9 empty] | 42402 |  |  | NotYetVerified |  | 3.1 | 7324 | 107.3 | 68.3 | 18.1 | 0.905 | 5000 | 80
P2CEMKZG | Industrial Lighting Products | Industrial Lighting Products | WTZ-55WLED-UNIV-50-RAFL-XXXXX | Indoor Luminaires | Linear Ambient | Direct Linear Ambient Luminaires | Premium | FALSE | [9 empty] | 42402 |  |  | NotYetVerified |  | 3.1 | 6031 | 110.9 | 54.4 | 18.1 | 0.905 | 5000 | 80
P9N3268F | Industrial Lighting Products | Industrial Lighting Products | WTZ-70WLED-UNIV-40-RAFL-XXXXX | Indoor Luminaires | Linear Ambient | Direct Linear Ambient Luminaires | Premium | FALSE | [9 empty] | 42402 |  |  | NotYetVerified |  | 3.1 | 7315 | 107.2 | 68.3 | 18.1 | 0.905 | 4000 | 80
PV78TNNQ | Industrial Lighting Products | Industrial Lighting Products | WTZ-55WLED-UNIV-40-RAFL-XXXXX | Indoor Luminaires | Linear Ambient | Direct Linear Ambient Luminaires | Premium | FALSE | [9 empty] | 42402 |  |  | NotYetVerified |  | 3.1 | 6024 | 110.8 | 54.4 | 18.1 | 0.905 | 4000 | 80
PCQJ22UA | Industrial Lighting Products | Industrial Lighting Products | WTZ-70WLED-UNIV-35-RAFL-XXXXX | Indoor Luminaires | Linear Ambient | Direct Linear Ambient Luminaires | Premium | FALSE | [9 empty] | 42402 |  |  | NotYetVerified |  | 3.1 | 7306 | 107 | 68.3 | 18.1 | 0.905 | 3500 | 80
PPVD77WA | Industrial Lighting Products | Industrial Lighting Products | WTZ-55WLED-UNIV-35-RAFL-XXXXX | Indoor Luminaires | Linear Ambient | Direct Linear Ambient Luminaires | Premium | FALSE | [9 empty] | 42402 |  |  | NotYetVerified |  | 3.1 | 6016 | 110.6 | 54.4 | 18.1 | 0.905 | 3500 | 80
PVUJ1RMS | Hubbell Lighting | Alera | LCVR-L-8-40VL-45-E | Indoor Luminaires | Linear Ambient | Linear Ambient Luminaires w/ Indirect component | Standard | FALSE | [9 empty] | 42402 |  |  | Yes |  | 3.1 | 14298 | 99.2 | 144 | 9.4 | 0.957 | 4031 | 85
PXEUARRN | Hubbell Lighting | Alera | LCVR-L-8-40VL-65-E | Indoor Luminaires | Linear Ambient | Direct Linear Ambient Luminaires | Standard | FALSE | [9 empty] | 42402 |  |  | Yes |  | 3.1 | 14236 | 98.8 | 144 | 9.4 | 0.957 | 4031 | 85
P9746FTF | Hubbell Lighting | Alera | LCVR-L-8-40VL-100-E | Indoor Luminaires | Linear Ambient | Direct Linear Ambient Luminaires | Standard | FALSE | [9 empty] | 42402 |  |  | Yes |  | 3.1 | 12550 | 87.1 | 144 | 9.4 | 0.957 | 4031 | 85
PF1WHPS5 | Hubbell Lighting | Alera | LCVR-L-8-40HL-E | Indoor Luminaires | Linear Ambient | Linear Ambient Luminaires w/ Indirect component | Standard | FALSE | [9 empty] | 42402 |  |  | Yes |  | 3.1 | 11746 | 111 | 105.8 | 9.4 | 0.957 | 4031 | 85
P391PFKW | Hubbell Lighting | Alera | LCVR-L-8-40HL-45-E | Indoor Luminaires | Linear Ambient | Linear Ambient Luminaires w/ Indirect component | Standard | FALSE | [9 empty] | 42402 |  |  | Yes |  | 3.1 | 11522 | 108.9 | 105.8 | 9.4 | 0.957 | 4031 | 85
P35DTBZ6 | Hubbell Lighting | Alera | LCVR-L-8-40HL-65-E | Indoor Luminaires | Linear Ambient | Direct Linear Ambient Luminaires | Standard | FALSE | [9 empty] | 42402 |  |  | Yes |  | 3.1 | 11472 | 108.4 | 105.8 | 9.4 | 0.957 | 4031 | 85
PKT1YV31 | Hubbell Lighting | Alera | LCVR-L-8-40ML-E | Indoor Luminaires | Linear Ambient | Linear Ambient Luminaires w/ Indirect component | Standard | FALSE | [9 empty] | 42402 |  |  | Yes |  | 3.1 | 10016 | 116.7 | 85.8 | 9.4 | 0.957 | 4031 | 85
PHT3ZTJE | Hubbell Lighting | Alera | LCVR-L-8-40ML-45-E | Indoor Luminaires | Linear Ambient | Linear Ambient Luminaires w/ Indirect component | Standard | FALSE | [9 empty] | 42402 |  |  | Yes |  | 3.1 | 9534 | 111.1 | 85.8 | 9.4 | 0.957 | 4031 | 85
P3YEKA6H | Hubbell Lighting | Alera | LCVR-L-8-40ML-65-E | Indoor Luminaires | Linear Ambient | Direct Linear Ambient Luminaires | Standard | FALSE | [9 empty] | 42402 |  |  | Yes |  | 3.1 | 9492 | 110.6 | 85.8 | 9.4 | 0.957 | 4031 | 85
PQ2BPS9H | Hubbell Lighting | Alera | LCVR-L-8-40HL-100-E | Indoor Luminaires | Linear Ambient | Direct Linear Ambient Luminaires | Standard | FALSE | [9 empty] | 42402 |  |  | Yes |  | 3.1 | 9454 | 89.3 | 105.8 | 9.4 | 0.957 | 4031 | 85
PE4BM86Q | Hubbell Lighting | Alera | LCVR-L-8-40ML-100-E | Indoor Luminaires | Linear Ambient | Direct Linear Ambient Luminaires | Standard | FALSE | [9 empty] | 42402 |  |  | Yes |  | 3.1 | 7936 | 92.4 | 85.8 | 9.4 | 0.957 | 4031 | 85
PH9GSC8V | Hubbell Lighting | Alera | LCVR-L-8-40LW-E | Indoor Luminaires | Linear Ambient | Linear Ambient Luminaires w/ Indirect component | Standard | FALSE | [9 empty] | 42402 |  |  | Yes |  | 3.1 | 7818 | 125.6 | 62.2 | 9.4 | 0.957 | 4031 | 85
PRWQS6D2 | Hubbell Lighting | Alera | LCVR-L-8-40LW-65-E | Indoor Luminaires | Linear Ambient | Direct Linear Ambient Luminaires | Standard | FALSE | [9 empty] | 42402 |  |  | Yes |  | 3.1 | 7712 | 123.9 | 62.2 | 9.4 | 0.957 | 4031 | 85
P5PC3PF5 | Hubbell Lighting | Alera | LCVR-L-8-40LW-45-E | Indoor Luminaires | Linear Ambient | Linear Ambient Luminaires w/ Indirect component | Standard | FALSE | [9 empty] | 42402 |  |  | Yes |  | 3.1 | 7168 | 115.2 | 62.2 | 9.4 | 0.957 | 4031 | 85
PJRP863N | Hubbell Lighting | Alera | LCVR-L-4-40VL-45-E | Indoor Luminaires | Linear Ambient | Linear Ambient Luminaires w/ Indirect component | Standard | FALSE | [9 empty] | 42402 |  |  | Yes |  | 3.1 | 7149 | 99.2 | 72 | 9.4 | 0.957 | 4031 | 85
P3H43VXV | Hubbell Lighting | Alera | LCVR-L-4-40VL-65-E | Indoor Luminaires | Linear Ambient | Direct Linear Ambient Luminaires | Standard | FALSE | [9 empty] | 42402 |  |  | Yes |  | 3.1 | 7118 | 98.8 | 72 | 9.4 | 0.957 | 4031 | 85
PYD7MPPG | Hubbell Lighting | Alera | LCVR-L-8-40LW-100-E | Indoor Luminaires | Linear Ambient | Direct Linear Ambient Luminaires | Standard | FALSE | [9 empty] | 42402 |  |  | Yes |  | 3.1 | 6292 | 101.1 | 62.2 | 9.4 | 0.957 | 4031 | 85
PJQXY72H | Hubbell Lighting | Alera | LCVR-L-4-40HL-E | Indoor Luminaires | Linear Ambient | Linear Ambient Luminaires w/ Indirect component | Standard | FALSE | [9 empty] | 42402 |  |  | Yes |  | 3.1 | 5873 | 111 | 52.9 | 9.4 | 0.957 | 4031 | 85
PWSX7PPS | Hubbell Lighting | Alera | LCVR-L-4-40HL-45-E | Indoor Luminaires | Linear Ambient | Linear Ambient Luminaires w/ Indirect component | Standard | FALSE | [9 empty] | 42402 |  |  | Yes |  | 3.1 | 5761 | 108.9 | 52.9 | 9.4 | 0.957 | 4031 | 85
P1CJQB3A | Hubbell Lighting | Alera | LCVR-L-4-40HL-65-E | Indoor Luminaires | Linear Ambient | Direct Linear Ambient Luminaires | Standard | FALSE | [9 empty] | 42402 |  |  | Yes |  | 3.1 | 5736 | 108.4 | 52.9 | 9.4 | 0.957 | 4031 | 85
PD3JD685 | Hubbell Lighting | Alera | LCVR-L-4-40ML-E | Indoor Luminaires | Linear Ambient | Linear Ambient Luminaires w/ Indirect component | Standard | FALSE | [9 empty] | 42402 |  |  | Yes |  | 3.1 | 5008 | 116.7 | 42.9 | 9.4 | 0.957 | 4031 | 85
P88ZGAPK | Hubbell Lighting | Alera | LCVR-L-4-40ML-45-E | Indoor Luminaires | Linear Ambient | Linear Ambient Luminaires w/ Indirect component | Standard | FALSE | [9 empty] | 42402 |  |  | Yes |  | 3.1 | 4767 | 111.1 | 42.9 | 9.4 | 0.957 | 4031 | 85
PXXNPDPH | Hubbell Lighting | Alera | LCVR-L-4-40ML-65-E | Indoor Luminaires | Linear Ambient | Direct Linear Ambient Luminaires | Standard | FALSE | [9 empty] | 42402 |  |  | Yes |  | 3.1 | 4746 | 110.6 | 42.9 | 9.4 | 0.957 | 4031 | 85
PKQ1MQQD | Hubbell Lighting | Alera | LCVR-L-4-40ML-100-E | Indoor Luminaires | Linear Ambient | Direct Linear Ambient Luminaires | Standard | FALSE | [9 empty] | 42402 |  |  | Yes |  | 3.1 | 3968 | 92.4 | 42.9 | 9.4 | 0.957 | 4031 | 85
PGKU4GZ7 | Hubbell Lighting | Alera | LCVR-L-4-40LW-E | Indoor Luminaires | Linear Ambient | Linear Ambient Luminaires w/ Indirect component | Standard | FALSE | [9 empty] | 42402 |  |  | Yes |  | 3.1 | 3909 | 125.6 | 31.1 | 9.4 | 0.957 | 4031 | 85
PCGRFXB3 | Hubbell Lighting | Alera | LCVR-L-4-40LW-65-E | Indoor Luminaires | Linear Ambient | Direct Linear Ambient Luminaires | Standard | FALSE | [9 empty] | 42402 |  |  | Yes |  | 3.1 | 3856 | 123.9 | 31.1 | 9.4 | 0.957 | 4031 | 85
P951MTSR | Hubbell Lighting | Alera | LCVR-L-4-40LW-45-E | Indoor Luminaires | Linear Ambient | Linear Ambient Luminaires w/ Indirect component | Standard | FALSE | [9 empty] | 42402 |  |  | Yes |  | 3.1 | 3584 | 115.2 | 31.1 | 9.4 | 0.957 | 4031 | 85
PXNX7A3D | Hubbell Lighting | Alera | LCVR-L-4-40LW-100-E | Indoor Luminaires | Linear Ambient | Direct Linear Ambient Luminaires | Standard | FALSE | [9 empty] | 42402 |  |  | Yes |  | 3.1 | 3146 | 101.1 | 31.1 | 9.4 | 0.957 | 4031 | 85
PKMZPVHU | Hubbell Lighting | Alera | LCVR-L-8-40VL-45-ED | Indoor Luminaires | Linear Ambient | Linear Ambient Luminaires w/ Indirect component | Standard | FALSE | [9 empty] | 42402 |  |  | Yes |  | 3.1 | 14298 | 99.2 | 144 | 9.4 | 0.957 | 4031 | 85
PZK6C5BE | Hubbell Lighting | Alera | LCVR-L-8-40VL-65-ED | Indoor Luminaires | Linear Ambient | Direct Linear Ambient Luminaires | Standard | FALSE | [9 empty] | 42402 |  |  | Yes |  | 3.1 | 14236 | 98.8 | 144 | 9.4 | 0.957 | 4031 | 85
P257M6ZJ | Hubbell Lighting | Alera | LCVR-L-8-40VL-100-ED | Indoor Luminaires | Linear Ambient | Direct Linear Ambient Luminaires | Standard | FALSE | [9 empty] | 42402 |  |  | Yes |  | 3.1 | 12550 | 87.1 | 144 | 9.4 | 0.957 | 4031 | 85
PHEZPPJK | Hubbell Lighting | Alera | LCVR-L-8-40HL-ED | Indoor Luminaires | Linear Ambient | Linear Ambient Luminaires w/ Indirect component | Standard | FALSE | [9 empty] | 42402 |  |  | Yes |  | 3.1 | 11746 | 111 | 105.8 | 9.4 | 0.957 | 4031 | 85
PGEK9Q21 | Hubbell Lighting | Alera | LCVR-L-8-40HL-45-ED | Indoor Luminaires | Linear Ambient | Linear Ambient Luminaires w/ Indirect component | Standard | FALSE | [9 empty] | 42402 |  |  | Yes |  | 3.1 | 11522 | 108.9 | 105.8 | 9.4 | 0.957 | 4031 | 85
P5HEKT1B | Hubbell Lighting | Alera | LCVR-L-8-40HL-65-ED | Indoor Luminaires | Linear Ambient | Direct Linear Ambient Luminaires | Standard | FALSE | [9 empty] | 42402 |  |  | Yes |  | 3.1 | 11472 | 108.4 | 105.8 | 9.4 | 0.957 | 4031 | 85
PTF5MDPZ | Hubbell Lighting | Alera | LCVR-L-8-40ML-ED | Indoor Luminaires | Linear Ambient | Linear Ambient Luminaires w/ Indirect component | Standard | FALSE | [9 empty] | 42402 |  |  | Yes |  | 3.1 | 10016 | 116.7 | 85.8 | 9.4 | 0.957 | 4031 | 85
PJWC8T5B | Hubbell Lighting | Alera | LCVR-L-8-40ML-45-ED | Indoor Luminaires | Linear Ambient | Linear Ambient Luminaires w/ Indirect component | Standard | FALSE | [9 empty] | 42402 |  |  | Yes |  | 3.1 | 9534 | 111.1 | 85.8 | 9.4 | 0.957 | 4031 | 85
PTA71WRS | Hubbell Lighting | Alera | LCVR-L-8-40ML-65-ED | Indoor Luminaires | Linear Ambient | Direct Linear Ambient Luminaires | Standard | FALSE | [9 empty] | 42402 |  |  | Yes |  | 3.1 | 9492 | 110.6 | 85.8 | 9.4 | 0.957 | 4031 | 85
PEA2G24A | Hubbell Lighting | Alera | LCVR-L-8-40HL-100-ED | Indoor Luminaires | Linear Ambient | Direct Linear Ambient Luminaires | Standard | FALSE | [9 empty] | 42402 |  |  | Yes |  | 3.1 | 9454 | 89.3 | 105.8 | 9.4 | 0.957 | 4031 | 85
PAAAG4W2 | Hubbell Lighting | Alera | LCVR-L-8-40ML-100-ED | Indoor Luminaires | Linear Ambient | Direct Linear Ambient Luminaires | Standard | FALSE | [9 empty] | 42402 |  |  | Yes |  | 3.1 | 7936 | 92.4 | 85.8 | 9.4 | 0.957 | 4031 | 85
PRRXZ8ED | Hubbell Lighting | Alera | LCVR-L-8-40LW-ED | Indoor Luminaires | Linear Ambient | Linear Ambient Luminaires w/ Indirect component | Standard | FALSE | [9 empty] | 42402 |  |  | Yes |  | 3.1 | 7818 | 125.6 | 62.2 | 9.4 | 0.957 | 4031 | 85
P3C6756Q | Hubbell Lighting | Alera | LCVR-L-8-40LW-65-ED | Indoor Luminaires | Linear Ambient | Direct Linear Ambient Luminaires | Standard | FALSE | [9 empty] | 42402 |  |  | Yes |  | 3.1 | 7712 | 123.9 | 62.2 | 9.4 | 0.957 | 4031 | 85
PMW63JVA | Hubbell Lighting | Alera | LCVR-L-8-40LW-45-ED | Indoor Luminaires | Linear Ambient | Linear Ambient Luminaires w/ Indirect component | Standard | FALSE | [9 empty] | 42402 |  |  | Yes |  | 3.1 | 7168 | 115.2 | 62.2 | 9.4 | 0.957 | 4031 | 85
PH3X14QY | Hubbell Lighting | Alera | LCVR-L-4-40VL-45-ED | Indoor Luminaires | Linear Ambient | Linear Ambient Luminaires w/ Indirect component | Standard | FALSE | [9 empty] | 42402 |  |  | Yes |  | 3.1 | 7149 | 99.2 | 72 | 9.4 | 0.957 | 4031 | 85
P6DJJR4V | Hubbell Lighting | Alera | LCVR-L-4-40VL-65-ED | Indoor Luminaires | Linear Ambient | Direct Linear Ambient Luminaires | Standard | FALSE | [9 empty] | 42402 |  |  | Yes |  | 3.1 | 7118 | 98.8 | 72 | 9.4 | 0.957 | 4031 | 85
PUF8T4GM | Hubbell Lighting | Alera | LCVR-L-8-40LW-100-ED | Indoor Luminaires | Linear Ambient | Direct Linear Ambient Luminaires | Standard | FALSE | [9 empty] | 42402 |  |  | Yes |  | 3.1 | 6292 | 101.1 | 62.2 | 9.4 | 0.957 | 4031 | 85
P6P47UHV | Hubbell Lighting | Alera | LCVR-L-4-40VL-100-ED | Indoor Luminaires | Linear Ambient | Direct Linear Ambient Luminaires | Standard | FALSE | [9 empty] | 42402 |  |  | Yes |  | 3.1 | 6275 | 87.1 | 72 | 9.4 | 0.957 | 4031 | 85
PPQMT2KH | Hubbell Lighting | Alera | LCVR-L-4-40HL-ED | Indoor Luminaires | Linear Ambient | Linear Ambient Luminaires w/ Indirect component | Standard | FALSE | [9 empty] | 42402 |  |  | Yes |  | 3.1 | 5873 | 111 | 52.9 | 9.4 | 0.957 | 4031 | 85
PVBW8KTX | Hubbell Lighting | Alera | LCVR-L-4-40HL-45-ED | Indoor Luminaires | Linear Ambient | Linear Ambient Luminaires w/ Indirect component | Standard | FALSE | [9 empty] | 42402 |  |  | Yes |  | 3.1 | 5761 | 108.9 | 52.9 | 9.4 | 0.957 | 4031 | 85
PSTMMRUN | Hubbell Lighting | Alera | LCVR-L-4-40HL-65-ED | Indoor Luminaires | Linear Ambient | Direct Linear Ambient Luminaires | Standard | FALSE | [9 empty] | 42402 |  |  | Yes |  | 3.1 | 5736 | 108.4 | 52.9 | 9.4 | 0.957 | 4031 | 85
PZFSHGPR | Hubbell Lighting | Alera | LCVR-L-4-40ML-ED | Indoor Luminaires | Linear Ambient | Linear Ambient Luminaires w/ Indirect component | Standard | FALSE | [9 empty] | 42402 |  |  | Yes |  | 3.1 | 5008 | 116.7 | 42.9 | 9.4 | 0.957 | 4031 | 85
P1XECA3P | Hubbell Lighting | Alera | LCVR-L-4-40ML-45-ED | Indoor Luminaires | Linear Ambient | Linear Ambient Luminaires w/ Indirect component | Standard | FALSE | [9 empty] | 42402 |  |  | Yes |  | 3.1 | 4767 | 111.1 | 42.9 | 9.4 | 0.957 | 4031 | 85
PZRM433U | Hubbell Lighting | Alera | LCVR-L-4-40ML-65-ED | Indoor Luminaires | Linear Ambient | Direct Linear Ambient Luminaires | Standard | FALSE | [9 empty] | 42402 |  |  | Yes |  | 3.1 | 4746 | 110.6 | 42.9 | 9.4 | 0.957 | 4031 | 85
PPFGCZKT | Hubbell Lighting | Alera | LCVR-L-4-40HL-100-ED | Indoor Luminaires | Linear Ambient | Direct Linear Ambient Luminaires | Standard | FALSE | [9 empty] | 42402 |  |  | Yes |  | 3.1 | 4727 | 89.3 | 52.9 | 9.4 | 0.957 | 4031 | 85
PBQ1FNCV | Hubbell Lighting | Alera | LCVR-L-4-40ML-100-ED | Indoor Luminaires | Linear Ambient | Direct Linear Ambient Luminaires | Standard | FALSE | [9 empty] | 42402 |  |  | Yes |  | 3.1 | 3968 | 92.4 | 42.9 | 9.4 | 0.957 | 4031 | 85
PAJ8TWD8 | Hubbell Lighting | Alera | LCVR-L-4-40LW-ED | Indoor Luminaires | Linear Ambient | Linear Ambient Luminaires w/ Indirect component | Standard | FALSE | [9 empty] | 42402 |  |  | Yes |  | 3.1 | 3909 | 125.6 | 31.1 | 9.4 | 0.957 | 4031 | 85
PPW6S2WP | Hubbell Lighting | Alera | LCVR-L-4-40LW-65-ED | Indoor Luminaires | Linear Ambient | Direct Linear Ambient Luminaires | Standard | FALSE | [9 empty] | 42402 |  |  | Yes |  | 3.1 | 3856 | 123.9 | 31.1 | 9.4 | 0.957 | 4031 | 85
P7DU6ZTD | Hubbell Lighting | Alera | LCVR-L-4-40LW-45-ED | Indoor Luminaires | Linear Ambient | Linear Ambient Luminaires w/ Indirect component | Standard | FALSE | [9 empty] | 42402 |  |  | Yes |  | 3.1 | 3584 | 115.2 | 31.1 | 9.4 | 0.957 | 4031 | 85
PB5SA6T5 | Hubbell Lighting | Alera | LCVR-L-4-40LW-100-ED | Indoor Luminaires | Linear Ambient | Direct Linear Ambient Luminaires | Standard | FALSE | [9 empty] | 42402 |  |  | Yes |  | 3.1 | 3146 | 101.1 | 31.1 | 9.4 | 0.957 | 4031 | 85
P2B6XQNR | Hubbell Lighting | Alera | LCVR-L-8-35VL-45-E | Indoor Luminaires | Linear Ambient | Linear Ambient Luminaires w/ Indirect component | Standard | FALSE | [9 empty] | 42402 |  |  | Yes |  | 3.1 | 13374 | 92.8 | 144 | 9.4 | 0.957 | 3498 | 85
P1UV73M6 | Hubbell Lighting | Alera | LCVR-L-8-35VL-65-E | Indoor Luminaires | Linear Ambient | Direct Linear Ambient Luminaires | Standard | FALSE | [9 empty] | 42402 |  |  | Yes |  | 3.1 | 13316 | 92.4 | 144 | 9.4 | 0.957 | 3498 | 85
PH223543 | Hubbell Lighting | Alera | LCVR-L-8-35HL-E | Indoor Luminaires | Linear Ambient | Linear Ambient Luminaires w/ Indirect component | Standard | FALSE | [9 empty] | 42402 |  |  | Yes |  | 3.1 | 10168 | 96.1 | 105.8 | 9.4 | 0.957 | 3498 | 85
PTREDGGX | Hubbell Lighting | Alera | LCVR-L-8-35HL-45-E | Indoor Luminaires | Linear Ambient | Linear Ambient Luminaires w/ Indirect component | Standard | FALSE | [9 empty] | 42402 |  |  | Yes |  | 3.1 | 9974 | 94.2 | 105.8 | 9.4 | 0.957 | 3498 | 85
P6BA1AQ3 | Hubbell Lighting | Alera | LCVR-L-8-35HL-65-E | Indoor Luminaires | Linear Ambient | Direct Linear Ambient Luminaires | Standard | FALSE | [9 empty] | 42402 |  |  | Yes |  | 3.1 | 9930 | 93.8 | 105.8 | 9.4 | 0.957 | 3498 | 85
P6ZTK1XW | Hubbell Lighting | Alera | LCVR-L-8-35ML-E | Indoor Luminaires | Linear Ambient | Linear Ambient Luminaires w/ Indirect component | Standard | FALSE | [9 empty] | 42402 |  |  | Yes |  | 3.1 | 8670 | 101 | 85.8 | 9.4 | 0.957 | 3498 | 85
P34YEN3J | Hubbell Lighting | Alera | LCVR-L-8-35ML-45-E | Indoor Luminaires | Linear Ambient | Linear Ambient Luminaires w/ Indirect component | Standard | FALSE | [9 empty] | 42402 |  |  | Yes |  | 3.1 | 8252 | 96.1 | 85.8 | 9.4 | 0.957 | 3498 | 85
PY4UNPCB | Hubbell Lighting | Alera | LCVR-L-8-35ML-65-E | Indoor Luminaires | Linear Ambient | Direct Linear Ambient Luminaires | Standard | FALSE | [9 empty] | 42402 |  |  | Yes |  | 3.1 | 8216 | 95.7 | 85.8 | 9.4 | 0.957 | 3498 | 85
PEZWUB1Y | Hubbell Lighting | Alera | LCVR-L-8-35LW-E | Indoor Luminaires | Linear Ambient | Linear Ambient Luminaires w/ Indirect component | Standard | FALSE | [9 empty] | 42402 |  |  | Yes |  | 3.1 | 6766 | 108.7 | 62.2 | 9.4 | 0.957 | 3498 | 85
P3APUJTM | Hubbell Lighting | Alera | LCVR-L-4-35VL-45-E | Indoor Luminaires | Linear Ambient | Linear Ambient Luminaires w/ Indirect component | Standard | FALSE | [9 empty] | 42402 |  |  | Yes |  | 3.1 | 6687 | 92.8 | 72 | 9.4 | 0.957 | 3498 | 85
PD1ANF5S | Hubbell Lighting | Alera | LCVR-L-8-35LW-65-E | Indoor Luminaires | Linear Ambient | Direct Linear Ambient Luminaires | Standard | FALSE | [9 empty] | 42402 |  |  | Yes |  | 3.1 | 6676 | 107.3 | 62.2 | 9.4 | 0.957 | 3498 | 85
PJRQXCMP | Hubbell Lighting | Alera | LCVR-L-4-35VL-65-E | Indoor Luminaires | Linear Ambient | Direct Linear Ambient Luminaires | Standard | FALSE | [9 empty] | 42402 |  |  | Yes |  | 3.1 | 6658 | 92.4 | 72 | 9.4 | 0.957 | 3498 | 85
PYJ8Y4FN | Hubbell Lighting | Alera | LCVR-L-8-35LW-45-E | Indoor Luminaires | Linear Ambient | Linear Ambient Luminaires w/ Indirect component | Standard | FALSE | [9 empty] | 42402 |  |  | Yes |  | 3.1 | 6204 | 99.7 | 62.2 | 9.4 | 0.957 | 3498 | 85
PC83JS8G | Hubbell Lighting | Alera | LCVR-L-8-35LW-100-E | Indoor Luminaires | Linear Ambient | Direct Linear Ambient Luminaires | Standard | FALSE | [9 empty] | 42402 |  |  | Yes |  | 3.1 | 5446 | 87.5 | 62.2 | 9.4 | 0.957 | 3498 | 85
PUEZ3SE3 | Hubbell Lighting | Alera | LCVR-L-4-35HL-E | Indoor Luminaires | Linear Ambient | Linear Ambient Luminaires w/ Indirect component | Standard | FALSE | [9 empty] | 42402 |  |  | Yes |  | 3.1 | 5084 | 96.1 | 52.9 | 9.4 | 0.957 | 3498 | 85
PVTDR6CD | Hubbell Lighting | Alera | LCVR-L-4-35HL-45-E | Indoor Luminaires | Linear Ambient | Linear Ambient Luminaires w/ Indirect component | Standard | FALSE | [9 empty] | 42402 |  |  | Yes |  | 3.1 | 4987 | 94.2 | 52.9 | 9.4 | 0.957 | 3498 | 85
PH4EVM3W | Hubbell Lighting | Alera | LCVR-L-4-35HL-65-E | Indoor Luminaires | Linear Ambient | Direct Linear Ambient Luminaires | Standard | FALSE | [9 empty] | 42402 |  |  | Yes |  | 3.1 | 4965 | 93.8 | 52.9 | 9.4 | 0.957 | 3498 | 85
PCGD4ZMB | Hubbell Lighting | Alera | LCVR-L-4-35ML-E | Indoor Luminaires | Linear Ambient | Linear Ambient Luminaires w/ Indirect component | Standard | FALSE | [9 empty] | 42402 |  |  | Yes |  | 3.1 | 4335 | 101 | 42.9 | 9.4 | 0.957 | 3498 | 85
PFQBS2PM | Hubbell Lighting | Alera | LCVR-L-4-35ML-45-E | Indoor Luminaires | Linear Ambient | Linear Ambient Luminaires w/ Indirect component | Standard | FALSE | [9 empty] | 42402 |  |  | Yes |  | 3.1 | 4126 | 96.1 | 42.9 | 9.4 | 0.957 | 3498 | 85
PRRN7G99 | Hubbell Lighting | Alera | LCVR-L-4-35ML-65-E | Indoor Luminaires | Linear Ambient | Direct Linear Ambient Luminaires | Standard | FALSE | [9 empty] | 42402 |  |  | Yes |  | 3.1 | 4108 | 95.7 | 42.9 | 9.4 | 0.957 | 3498 | 85
PK8UVXNQ | Hubbell Lighting | Alera | LCVR-L-4-35LW-E | Indoor Luminaires | Linear Ambient | Linear Ambient Luminaires w/ Indirect component | Standard | FALSE | [9 empty] | 42402 |  |  | Yes |  | 3.1 | 3383 | 108.7 | 31.1 | 9.4 | 0.957 | 3498 | 85
P2E44TNA | Hubbell Lighting | Alera | LCVR-L-4-35LW-65-E | Indoor Luminaires | Linear Ambient | Direct Linear Ambient Luminaires | Standard | FALSE | [9 empty] | 42402 |  |  | Yes |  | 3.1 | 3338 | 107.3 | 31.1 | 9.4 | 0.957 | 3498 | 85
PY23BPEH | Hubbell Lighting | Alera | LCVR-L-8-35VL-45-ED | Indoor Luminaires | Linear Ambient | Linear Ambient Luminaires w/ Indirect component | Standard | FALSE | [9 empty] | 42402 |  |  | Yes |  | 3.1 | 13374 | 92.8 | 144 | 9.4 | 0.957 | 3498 | 85
PV7G27DY | Hubbell Lighting | Alera | LCVR-L-8-35VL-65-ED | Indoor Luminaires | Linear Ambient | Direct Linear Ambient Luminaires | Standard | FALSE | [9 empty] | 42402 |  |  | Yes |  | 3.1 | 13316 | 92.4 | 144 | 9.4 | 0.957 | 3498 | 85
PZ8KERS7 | Hubbell Lighting | Alera | LCVR-L-8-35HL-ED | Indoor Luminaires | Linear Ambient | Linear Ambient Luminaires w/ Indirect component | Standard | FALSE | [9 empty] | 42402 |  |  | Yes |  | 3.1 | 10168 | 96.1 | 105.8 | 9.4 | 0.957 | 3498 | 85
PAHTVYQ7 | Hubbell Lighting | Alera | LCVR-L-8-35HL-45-ED | Indoor Luminaires | Linear Ambient | Linear Ambient Luminaires w/ Indirect component | Standard | FALSE | [9 empty] | 42402 |  |  | Yes |  | 3.1 | 9974 | 94.2 | 105.8 | 9.4 | 0.957 | 3498 | 85
P4KX4UVR | Hubbell Lighting | Alera | LCVR-L-8-35HL-65-ED | Indoor Luminaires | Linear Ambient | Direct Linear Ambient Luminaires | Standard | FALSE | [9 empty] | 42402 |  |  | Yes |  | 3.1 | 9930 | 93.8 | 105.8 | 9.4 | 0.957 | 3498 | 85
PF5GX6HK | Hubbell Lighting | Alera | LCVR-L-8-35ML-ED | Indoor Luminaires | Linear Ambient | Linear Ambient Luminaires w/ Indirect component | Standard | FALSE | [9 empty] | 42402 |  |  | Yes |  | 3.1 | 8670 | 101 | 85.8 | 9.4 | 0.957 | 3498 | 85
PU29VBQ6 | Hubbell Lighting | Alera | LCVR-L-8-35ML-45-ED | Indoor Luminaires | Linear Ambient | Linear Ambient Luminaires w/ Indirect component | Standard | FALSE | [9 empty] | 42402 |  |  | Yes |  | 3.1 | 8252 | 96.1 | 85.8 | 9.4 | 0.957 | 3498 | 85
PNHY2UPY | Hubbell Lighting | Alera | LCVR-L-8-35ML-65-ED | Indoor Luminaires | Linear Ambient | Direct Linear Ambient Luminaires | Standard | FALSE | [9 empty] | 42402 |  |  | Yes |  | 3.1 | 8216 | 95.7 | 85.8 | 9.4 | 0.957 | 3498 | 85
PGDCXWYQ | Hubbell Lighting | Alera | LCVR-L-8-35LW-ED | Indoor Luminaires | Linear Ambient | Linear Ambient Luminaires w/ Indirect component | Standard | FALSE | [9 empty] | 42402 |  |  | Yes |  | 3.1 | 6766 | 108.7 | 62.2 | 9.4 | 0.957 | 3498 | 85
P11CVCRB | Hubbell Lighting | Alera | LCVR-L-4-35VL-45-ED | Indoor Luminaires | Linear Ambient | Linear Ambient Luminaires w/ Indirect component | Standard | FALSE | [9 empty] | 42402 |  |  | Yes |  | 3.1 | 6687 | 92.8 | 72 | 9.4 | 0.957 | 3498 | 85
PKUWHP93 | Hubbell Lighting | Alera | LCVR-L-8-35LW-65-ED | Indoor Luminaires | Linear Ambient | Direct Linear Ambient Luminaires | Standard | FALSE | [9 empty] | 42402 |  |  | Yes |  | 3.1 | 6676 | 107.3 | 62.2 | 9.4 | 0.957 | 3498 | 85
P5QWMDNS | Hubbell Lighting | Alera | LCVR-L-4-35VL-65-ED | Indoor Luminaires | Linear Ambient | Direct Linear Ambient Luminaires | Standard | FALSE | [9 empty] | 42402 |  |  | Yes |  | 3.1 | 6658 | 92.4 | 72 | 9.4 | 0.957 | 3498 | 85
PZ1V8EPG | Hubbell Lighting | Alera | LCVR-L-8-35LW-45-ED | Indoor Luminaires | Linear Ambient | Linear Ambient Luminaires w/ Indirect component | Standard | FALSE | [9 empty] | 42402 |  |  | Yes |  | 3.1 | 6204 | 99.7 | 62.2 | 9.4 | 0.957 | 3498 | 85
PXSPBU5H | Hubbell Lighting | Alera | LCVR-L-8-35LW-100-ED | Indoor Luminaires | Linear Ambient | Direct Linear Ambient Luminaires | Standard | FALSE | [9 empty] | 42402 |  |  | Yes |  | 3.1 | 5446 | 87.5 | 62.2 | 9.4 | 0.957 | 3498 | 85
PV6P9R17 | Hubbell Lighting | Alera | LCVR-L-4-35HL-ED | Indoor Luminaires | Linear Ambient | Linear Ambient Luminaires w/ Indirect component | Standard | FALSE | [9 empty] | 42402 |  |  | Yes |  | 3.1 | 5084 | 96.1 | 52.9 | 9.4 | 0.957 | 3498 | 85
PTE16SM6 | Hubbell Lighting | Alera | LCVR-L-4-35HL-45-ED | Indoor Luminaires | Linear Ambient | Linear Ambient Luminaires w/ Indirect component | Standard | FALSE | [9 empty] | 42402 |  |  | Yes |  | 3.1 | 4987 | 94.2 | 52.9 | 9.4 | 0.957 | 3498 | 85
PGUGUUN1 | Hubbell Lighting | Alera | LCVR-L-4-35HL-65-ED | Indoor Luminaires | Linear Ambient | Direct Linear Ambient Luminaires | Standard | FALSE | [9 empty] | 42402 |  |  | Yes |  | 3.1 | 4965 | 93.8 | 52.9 | 9.4 | 0.957 | 3498 | 85
PWBUPTVY | Hubbell Lighting | Alera | LCVR-L-4-35ML-ED | Indoor Luminaires | Linear Ambient | Linear Ambient Luminaires w/ Indirect component | Standard | FALSE | [9 empty] | 42402 |  |  | Yes |  | 3.1 | 4335 | 101 | 42.9 | 9.4 | 0.957 | 3498 | 85
P37VEGR4 | Hubbell Lighting | Alera | LCVR-L-4-35ML-45-ED | Indoor Luminaires | Linear Ambient | Linear Ambient Luminaires w/ Indirect component | Standard | FALSE | [9 empty] | 42402 |  |  | Yes |  | 3.1 | 4126 | 96.1 | 42.9 | 9.4 | 0.957 | 3498 | 85
PXEPFRE4 | Hubbell Lighting | Alera | LCVR-L-4-35ML-65-ED | Indoor Luminaires | Linear Ambient | Direct Linear Ambient Luminaires | Standard | FALSE | [9 empty] | 42402 |  |  | Yes |  | 3.1 | 4108 | 95.7 | 42.9 | 9.4 | 0.957 | 3498 | 85
P14ZN7ZS | Hubbell Lighting | Alera | LCVR-L-4-35LW-ED | Indoor Luminaires | Linear Ambient | Linear Ambient Luminaires w/ Indirect component | Standard | FALSE | [9 empty] | 42402 |  |  | Yes |  | 3.1 | 3383 | 108.7 | 31.1 | 9.4 | 0.957 | 3498 | 85
PX429RX7 | Hubbell Lighting | Alera | LCVR-L-4-35LW-65-ED | Indoor Luminaires | Linear Ambient | Direct Linear Ambient Luminaires | Standard | FALSE | [9 empty] | 42402 |  |  | Yes |  | 3.1 | 3338 | 107.3 | 31.1 | 9.4 | 0.957 | 3498 | 85
PQHDYJ7N | Hubbell Lighting | Alera | LCVR-L-4-35LW-45-ED | Indoor Luminaires | Linear Ambient | Linear Ambient Luminaires w/ Indirect component | Standard | FALSE | [9 empty] | 42402 |  |  | Yes |  | 3.1 | 3102 | 99.7 | 31.1 | 9.4 | 0.957 | 3498 | 85
PBZE4HXB | Hubbell Lighting | Alera | LCVR-L-4-35LW-100-ED | Indoor Luminaires | Linear Ambient | Direct Linear Ambient Luminaires | Standard | FALSE | [9 empty] | 42402 |  |  | Yes |  | 3.1 | 2723 | 87.5 | 31.1 | 9.4 | 0.957 | 3498 | 85
PVEYFE79 | Hubbell Lighting | Alera | LCVR-L-8-30LW-E | Indoor Luminaires | Linear Ambient | Linear Ambient Luminaires w/ Indirect component | Standard | FALSE | [9 empty] | 42402 |  |  | Yes |  | 3.1 | 6790 | 109.1 | 62.2 | 9.4 | 0.957 | 3088 | 85
PD1SP28D | Hubbell Lighting | Alera | LCVR-L-8-30LW-65-E | Indoor Luminaires | Linear Ambient | Direct Linear Ambient Luminaires | Standard | FALSE | [9 empty] | 42402 |  |  | Yes |  | 3.1 | 6698 | 107.6 | 62.2 | 9.4 | 0.957 | 3088 | 85
P53BEGKN | Hubbell Lighting | Alera | LCVR-L-8-30LW-45-E | Indoor Luminaires | Linear Ambient | Linear Ambient Luminaires w/ Indirect component | Standard | FALSE | [9 empty] | 42402 |  |  | Yes |  | 3.1 | 6226 | 100 | 62.2 | 9.4 | 0.957 | 3088 | 85
PZ2HTHBX | Hubbell Lighting | Alera | LCVR-L-8-30LW-100-E | Indoor Luminaires | Linear Ambient | Direct Linear Ambient Luminaires | Standard | FALSE | [9 empty] | 42402 |  |  | Yes |  | 3.1 | 5464 | 87.8 | 62.2 | 9.4 | 0.957 | 3088 | 85
PX8NAWVG | Hubbell Lighting | Alera | LCVR-L-4-30LW-E | Indoor Luminaires | Linear Ambient | Linear Ambient Luminaires w/ Indirect component | Standard | FALSE | [9 empty] | 42402 |  |  | Yes |  | 3.1 | 3395 | 109.1 | 31.1 | 9.4 | 0.957 | 3088 | 85
PEYCNX8E | Hubbell Lighting | Alera | LCVR-L-4-30LW-65-E | Indoor Luminaires | Linear Ambient | Direct Linear Ambient Luminaires | Standard | FALSE | [9 empty] | 42402 |  |  | Yes |  | 3.1 | 3349 | 107.6 | 31.1 | 9.4 | 0.957 | 3088 | 85
PJR85YSK | Hubbell Lighting | Alera | LCVR-L-4-30LW-45-E | Indoor Luminaires | Linear Ambient | Linear Ambient Luminaires w/ Indirect component | Standard | FALSE | [9 empty] | 42402 |  |  | Yes |  | 3.1 | 3113 | 100 | 31.1 | 9.4 | 0.957 | 3088 | 85
PMS579SG | Hubbell Lighting | Alera | LCVR-L-4-30LW-100-E | Indoor Luminaires | Linear Ambient | Direct Linear Ambient Luminaires | Standard | FALSE | [9 empty] | 42402 |  |  | Yes |  | 3.1 | 2732 | 87.8 | 31.1 | 9.4 | 0.957 | 3088 | 85
P8HABUV9 | Hubbell Lighting | Alera | LCVR-L-8-30VL-45-E | Indoor Luminaires | Linear Ambient | Linear Ambient Luminaires w/ Indirect component | Standard | FALSE | [9 empty] | 42402 |  |  | Yes |  | 3.1 | 13420 | 93.1 | 144 | 9.13 | 0.971 | 3088 | 83.8
PG173CNC | Hubbell Lighting | Alera | LCVR-L-8-30VL-65-E | Indoor Luminaires | Linear Ambient | Direct Linear Ambient Luminaires | Standard | FALSE | [9 empty] | 42402 |  |  | Yes |  | 3.1 | 13362 | 92.7 | 144 | 9.13 | 0.971 | 3088 | 83.8
P8AYP8X9 | Hubbell Lighting | Alera | LCVR-L-8-30HL-E | Indoor Luminaires | Linear Ambient | Linear Ambient Luminaires w/ Indirect component | Standard | FALSE | [9 empty] | 42402 |  |  | Yes |  | 3.1 | 10202 | 96.4 | 105.8 | 9.13 | 0.971 | 3088 | 83.8
PYVTXTHE | Hubbell Lighting | Alera | LCVR-L-8-30HL-45-E | Indoor Luminaires | Linear Ambient | Linear Ambient Luminaires w/ Indirect component | Standard | FALSE | [9 empty] | 42402 |  |  | Yes |  | 3.1 | 10008 | 94.5 | 105.8 | 9.13 | 0.971 | 3088 | 83.8
PWCA3RJZ | Hubbell Lighting | Alera | LCVR-L-8-30HL-65-E | Indoor Luminaires | Linear Ambient | Direct Linear Ambient Luminaires | Standard | FALSE | [9 empty] | 42402 |  |  | Yes |  | 3.1 | 9964 | 94.1 | 105.8 | 9.13 | 0.971 | 3088 | 83.8
P8BQ6EYD | Hubbell Lighting | Alera | LCVR-L-8-30ML-E | Indoor Luminaires | Linear Ambient | Linear Ambient Luminaires w/ Indirect component | Standard | FALSE | [9 empty] | 42402 |  |  | Yes |  | 3.1 | 8700 | 101.3 | 85.8 | 9.13 | 0.971 | 3088 | 83.8
PDAG3ZA7 | Hubbell Lighting | Alera | LCVR-L-8-30ML-45-E | Indoor Luminaires | Linear Ambient | Linear Ambient Luminaires w/ Indirect component | Standard | FALSE | [9 empty] | 42402 |  |  | Yes |  | 3.1 | 8280 | 96.5 | 85.8 | 9.13 | 0.971 | 3088 | 83.8
PNB2H283 | Hubbell Lighting | Alera | LCVR-L-8-30ML-65-E | Indoor Luminaires | Linear Ambient | Direct Linear Ambient Luminaires | Standard | FALSE | [9 empty] | 42402 |  |  | Yes |  | 3.1 | 8244 | 96 | 85.8 | 9.13 | 0.971 | 3088 | 83.8
PF2K2UEQ | Hubbell Lighting | Alera | LCVR-L-4-30VL-45-E | Indoor Luminaires | Linear Ambient | Linear Ambient Luminaires w/ Indirect component | Standard | FALSE | [9 empty] | 42402 |  |  | Yes |  | 3.1 | 6710 | 93.1 | 72 | 9.13 | 0.971 | 3088 | 83.8
PP6TJD5Y | Hubbell Lighting | Alera | LCVR-L-4-30VL-65-E | Indoor Luminaires | Linear Ambient | Direct Linear Ambient Luminaires | Standard | FALSE | [9 empty] | 42402 |  |  | Yes |  | 3.1 | 6681 | 92.7 | 72 | 9.13 | 0.971 | 3088 | 83.8
P73V5597 | Hubbell Lighting | Alera | LCVR-L-4-30HL-E | Indoor Luminaires | Linear Ambient | Linear Ambient Luminaires w/ Indirect component | Standard | FALSE | [9 empty] | 42402 |  |  | Yes |  | 3.1 | 5101 | 96.4 | 52.9 | 9.13 | 0.971 | 3088 | 83.8
PXWS4EQZ | Hubbell Lighting | Alera | LCVR-L-4-30HL-45-E | Indoor Luminaires | Linear Ambient | Linear Ambient Luminaires w/ Indirect component | Standard | FALSE | [9 empty] | 42402 |  |  | Yes |  | 3.1 | 5004 | 94.5 | 52.9 | 9.13 | 0.971 | 3088 | 83.8
P3F7SV7X | Hubbell Lighting | Alera | LCVR-L-4-30HL-65-E | Indoor Luminaires | Linear Ambient | Direct Linear Ambient Luminaires | Standard | FALSE | [9 empty] | 42402 |  |  | Yes |  | 3.1 | 4982 | 94.1 | 52.9 | 9.13 | 0.971 | 3088 | 83.8
P58GFV5R | Hubbell Lighting | Alera | LCVR-L-4-30ML-E | Indoor Luminaires | Linear Ambient | Linear Ambient Luminaires w/ Indirect component | Standard | FALSE | [9 empty] | 42402 |  |  | Yes |  | 3.1 | 4350 | 101.3 | 42.9 | 9.13 | 0.971 | 3088 | 83.8
P6N2HN58 | Hubbell Lighting | Alera | LCVR-L-4-30ML-45-E | Indoor Luminaires | Linear Ambient | Linear Ambient Luminaires w/ Indirect component | Standard | FALSE | [9 empty] | 42402 |  |  | Yes |  | 3.1 | 4140 | 96.5 | 42.9 | 9.13 | 0.971 | 3088 | 83.8
PT3W4YT8 | Hubbell Lighting | Alera | LCVR-L-4-30ML-65-E | Indoor Luminaires | Linear Ambient | Direct Linear Ambient Luminaires | Standard | FALSE | [9 empty] | 42402 |  |  | Yes |  | 3.1 | 4122 | 96 | 42.9 | 9.13 | 0.971 | 3088 | 83.8
P47QE2KQ | Hubbell Lighting | Alera | LCVR-L-8-30LW-ED | Indoor Luminaires | Linear Ambient | Linear Ambient Luminaires w/ Indirect component | Standard | FALSE | [9 empty] | 42402 |  |  | Yes |  | 3.1 | 6790 | 109.1 | 62.2 | 9.4 | 0.957 | 3088 | 85
PM9Q9KSZ | Hubbell Lighting | Alera | LCVR-L-8-30LW-65-ED | Indoor Luminaires | Linear Ambient | Direct Linear Ambient Luminaires | Standard | FALSE | [9 empty] | 42402 |  |  | Yes |  | 3.1 | 6698 | 107.6 | 62.2 | 9.4 | 0.957 | 3088 | 85
P2AQZUFU | Hubbell Lighting | Alera | LCVR-L-8-30LW-45-ED | Indoor Luminaires | Linear Ambient | Linear Ambient Luminaires w/ Indirect component | Standard | FALSE | [9 empty] | 42402 |  |  | Yes |  | 3.1 | 6226 | 100 | 62.2 | 9.4 | 0.957 | 3088 | 85
PKD77B1B | Hubbell Lighting | Alera | LCVR-L-8-30LW-100-ED | Indoor Luminaires | Linear Ambient | Direct Linear Ambient Luminaires | Standard | FALSE | [9 empty] | 42402 |  |  | Yes |  | 3.1 | 5464 | 87.8 | 62.2 | 9.4 | 0.957 | 3088 | 85
PG5FGYR7 | Hubbell Lighting | Alera | LCVR-L-4-30LW-ED | Indoor Luminaires | Linear Ambient | Linear Ambient Luminaires w/ Indirect component | Standard | FALSE | [9 empty] | 42402 |  |  | Yes |  | 3.1 | 3395 | 109.1 | 31.1 | 9.4 | 0.957 | 3088 | 85
P6PVEBR5 | Hubbell Lighting | Alera | LCVR-L-4-30LW-65-ED | Indoor Luminaires | Linear Ambient | Direct Linear Ambient Luminaires | Standard | FALSE | [9 empty] | 42402 |  |  | Yes |  | 3.1 | 3349 | 107.6 | 31.1 | 9.4 | 0.957 | 3088 | 85
PYB6C1MQ | Hubbell Lighting | Alera | LCVR-L-4-30LW-45-ED | Indoor Luminaires | Linear Ambient | Linear Ambient Luminaires w/ Indirect component | Standard | FALSE | [9 empty] | 42402 |  |  | Yes |  | 3.1 | 3113 | 100 | 31.1 | 9.4 | 0.957 | 3088 | 85
P8XKG88R | Hubbell Lighting | Alera | LCVR-L-4-30LW-100-ED | Indoor Luminaires | Linear Ambient | Direct Linear Ambient Luminaires | Standard | FALSE | [9 empty] | 42402 |  |  | Yes |  | 3.1 | 2732 | 87.8 | 31.1 | 9.4 | 0.957 | 3088 | 85
PRZ82YHU | Hubbell Lighting | Alera | LCVR-L-8-30VL-45-ED | Indoor Luminaires | Linear Ambient | Linear Ambient Luminaires w/ Indirect component | Standard | FALSE | [9 empty] | 42402 |  |  | Yes |  | 3.1 | 13420 | 93.1 | 144 | 9.13 | 0.971 | 3088 | 83.8
PXBG6Z68 | Hubbell Lighting | Alera | LCVR-L-8-30VL-65-ED | Indoor Luminaires | Linear Ambient | Direct Linear Ambient Luminaires | Standard | FALSE | [9 empty] | 42402 |  |  | Yes |  | 3.1 | 13362 | 92.7 | 144 | 9.13 | 0.971 | 3088 | 83.8
PJU5KB9E | Hubbell Lighting | Alera | LCVR-L-8-30HL-ED | Indoor Luminaires | Linear Ambient | Linear Ambient Luminaires w/ Indirect component | Standard | FALSE | [9 empty] | 42402 |  |  | Yes |  | 3.1 | 10202 | 96.4 | 105.8 | 9.13 | 0.971 | 3088 | 83.8
P2ZFPM1R | Hubbell Lighting | Alera | LCVR-L-8-30HL-45-ED | Indoor Luminaires | Linear Ambient | Linear Ambient Luminaires w/ Indirect component | Standard | FALSE | [9 empty] | 42402 |  |  | Yes |  | 3.1 | 10008 | 94.5 | 105.8 | 9.13 | 0.971 | 3088 | 83.8
PPX1V2RV | Hubbell Lighting | Alera | LCVR-L-8-30HL-65-ED | Indoor Luminaires | Linear Ambient | Direct Linear Ambient Luminaires | Standard | FALSE | [9 empty] | 42402 |  |  | Yes |  | 3.1 | 9964 | 94.1 | 105.8 | 9.13 | 0.971 | 3088 | 83.8
PAS86F6N | Hubbell Lighting | Alera | LCVR-L-8-30ML-ED | Indoor Luminaires | Linear Ambient | Linear Ambient Luminaires w/ Indirect component | Standard | FALSE | [9 empty] | 42402 |  |  | Yes |  | 3.1 | 8700 | 101.3 | 85.8 | 9.13 | 0.971 | 3088 | 83.8
PQGD5YCD | Hubbell Lighting | Alera | LCVR-L-8-30ML-45-ED | Indoor Luminaires | Linear Ambient | Linear Ambient Luminaires w/ Indirect component | Standard | FALSE | [9 empty] | 42402 |  |  | Yes |  | 3.1 | 8280 | 96.5 | 85.8 | 9.13 | 0.971 | 3088 | 83.8
PBXCPZKY | Hubbell Lighting | Alera | LCVR-L-8-30ML-65-ED | Indoor Luminaires | Linear Ambient | Direct Linear Ambient Luminaires | Standard | FALSE | [9 empty] | 42402 |  |  | Yes |  | 3.1 | 8244 | 96 | 85.8 | 9.13 | 0.971 | 3088 | 83.8
PF9BJ8KE | Hubbell Lighting | Alera | LCVR-L-4-30VL-45-ED | Indoor Luminaires | Linear Ambient | Linear Ambient Luminaires w/ Indirect component | Standard | FALSE | [9 empty] | 42402 |  |  | Yes |  | 3.1 | 6710 | 93.1 | 72 | 9.13 | 0.971 | 3088 | 83.8
PD5RMADY | Hubbell Lighting | Alera | LCVR-L-4-30VL-65-ED | Indoor Luminaires | Linear Ambient | Direct Linear Ambient Luminaires | Standard | FALSE | [9 empty] | 42402 |  |  | Yes |  | 3.1 | 6681 | 92.7 | 72 | 9.13 | 0.971 | 3088 | 83.8
PVNUTHFK | Hubbell Lighting | Alera | LCVR-L-4-30HL-ED | Indoor Luminaires | Linear Ambient | Linear Ambient Luminaires w/ Indirect component | Standard | FALSE | [9 empty] | 42402 |  |  | Yes |  | 3.1 | 5101 | 96.4 | 52.9 | 9.13 | 0.971 | 3088 | 83.8
PCASF8QE | Hubbell Lighting | Alera | LCVR-L-4-30HL-45-ED | Indoor Luminaires | Linear Ambient | Linear Ambient Luminaires w/ Indirect component | Standard | FALSE | [9 empty] | 42402 |  |  | Yes |  | 3.1 | 5004 | 94.5 | 52.9 | 9.13 | 0.971 | 3088 | 83.8
P9J8VDBS | Hubbell Lighting | Alera | LCVR-L-4-30HL-65-ED | Indoor Luminaires | Linear Ambient | Direct Linear Ambient Luminaires | Standard | FALSE | [9 empty] | 42402 |  |  | Yes |  | 3.1 | 4982 | 94.1 | 52.9 | 9.13 | 0.971 | 3088 | 83.8
P8TSUG7U | Hubbell Lighting | Alera | LCVR-L-4-30ML-ED | Indoor Luminaires | Linear Ambient | Linear Ambient Luminaires w/ Indirect component | Standard | FALSE | [9 empty] | 42402 |  |  | Yes |  | 3.1 | 4350 | 101.3 | 42.9 | 9.13 | 0.971 | 3088 | 83.8
PXYW8C63 | Hubbell Lighting | Alera | LCVR-L-4-30ML-45-ED | Indoor Luminaires | Linear Ambient | Linear Ambient Luminaires w/ Indirect component | Standard | FALSE | [9 empty] | 42402 |  |  | Yes |  | 3.1 | 4140 | 96.5 | 42.9 | 9.13 | 0.971 | 3088 | 83.8
PVTVXYDZ | Hubbell Lighting | Alera | LCVR-L-4-30ML-65-ED | Indoor Luminaires | Linear Ambient | Direct Linear Ambient Luminaires | Standard | FALSE | [9 empty] | 42402 |  |  | Yes |  | 3.1 | 4122 | 96 | 42.9 | 9.13 | 0.971 | 3088 | 83.8
PWBPQJZ4 | Jubilee International INC | Jubilee LED | TUBE-8FT-INT-60W-JLL-3K(3000K) | Indoor Luminaires | Linear Ambient | Direct Linear Ambient Luminaires | Standard | TRUE | 6408.47 | 110.19 | 58.2 | 5.91 | 0.943 | 2975 | 81.2 | 5 | 50000 | 42401 |  |  | NotYetVerified |  | 3 | 6408.47 | 110.19 | 58.16 | 2.79 | 0.996 | 2975 | 81
PJAPKXEQ | Jubilee International INC | Jubilee LED | TUBE-4FT-INT-30W-JLL-27K(2700K) | Indoor Luminaires | Linear Ambient | Direct Linear Ambient Luminaires | Standard | TRUE | 3155.91 | 95.26 | 33.13 | 20.9 | 0.935 | 2758 | 83 | 5 | 50000 | 42401 |  |  | NotYetVerified |  | 3 | 3156 | 95.26 | 33.13 | 14.2 | 0.986 | 2758 | 83
P3VH6614 | Philips Day-Brite | Philips Day-Brite | LF3FR30403DZT | Indoor Luminaires | Linear Ambient | Direct Linear Ambient Luminaires | Standard | FALSE | [9 empty] | 42401 |  |  | No |  | 3.1 | 3088 | 103.9731 | 29.7 | 20 | 0.9 | 4000 | 80
P17K7HZJ | Philips Day-Brite | Philips Day-Brite | LF3FR3040UDZT | Indoor Luminaires | Linear Ambient | Direct Linear Ambient Luminaires | Standard | FALSE | [9 empty] | 42401 |  |  | No |  | 3.1 | 3088 | 108.3509 | 28.5 | 20 | 0.9 | 4000 | 80
PX91RYKH | Philips Day-Brite | Philips Day-Brite | LF3FR30353DZT | Indoor Luminaires | Linear Ambient | Direct Linear Ambient Luminaires | Standard | FALSE | [9 empty] | 42401 |  |  | No |  | 3.1 | 3026 | 101.8855 | 29.7 | 20 | 0.9 | 3500 | 80
PVXN6JGR | Philips Day-Brite | Philips Day-Brite | LF3FR3035UDZT | Indoor Luminaires | Linear Ambient | Direct Linear Ambient Luminaires | Standard | FALSE | [9 empty] | 42401 |  |  | No |  | 3.1 | 3026 | 106.1754 | 28.5 | 20 | 0.9 | 3500 | 80
PNNZTSV2 | Philips Day-Brite | Philips Day-Brite | LF3FR30303DZT | Indoor Luminaires | Linear Ambient | Direct Linear Ambient Luminaires | Standard | FALSE | [9 empty] | 42401 |  |  | No |  | 3.1 | 2933 | 98.7542 | 29.7 | 20 | 0.9 | 3000 | 80
PBW22MNX | Philips Day-Brite | Philips Day-Brite | LF3FR3030UDZT | Indoor Luminaires | Linear Ambient | Direct Linear Ambient Luminaires | Standard | FALSE | [9 empty] | 42401 |  |  | No |  | 3.1 | 2933 | 102.9123 | 28.5 | 20 | 0.9 | 3000 | 80
PQ3HFXGS | Jubilee International INC | Jubilee LED | TUBE-4FT-INT-30W-JLL-5K(5000K) | Indoor Luminaires | Linear Ambient | Direct Linear Ambient Luminaires | Standard | FALSE | [9 empty] | 42401 | Not Yet Verified | Not Yet Verified | NotYetVerified |  | 3 | 3156 | 95.26 | 30 | 14.2 | 0.986 | 5000 | 83
PR3WWZAD | Jubilee International INC | Jubilee LED | TUBE-8FT-INT-60W-JLL-5K(5000K) | Indoor Luminaires | Linear Ambient | Direct Linear Ambient Luminaires | Standard | FALSE | [9 empty] | 42401 | Not Dimmable | Not Dimmable | NotYetVerified |  | 3 | 5100 | 85 | 60 | 2.79 | 0.996 | 5000 | 81
PTUQTPQ2 | Jubilee International INC | Jubilee LED | TUBE-4FT-INT-30W-JLL-4K(4000K) | Indoor Luminaires | Linear Ambient | Direct Linear Ambient Luminaires | Standard | FALSE | [9 empty] | 42401 | Not Yet Verified | Not Yet Verified | NotYetVerified |  | 3 | 3156 | 95.26 | 30 | 14.2 | 0.986 | 4000 | 83
PVP2ZP8Z | Jubilee International INC | Jubilee LED | TUBE-8FT-INT-60W-JLL-4K(4000K) | Indoor Luminaires | Linear Ambient | Direct Linear Ambient Luminaires | Standard | FALSE | [9 empty] | 42401 | Not Dimmable | Not Dimmable | NotYetVerified |  | 3 | 5100 | 85 | 60 | 2.79 | 0.996 | 4000 | 81
PKXUTGXD | Jubilee International INC | Jubilee LED | TUBE-4FT-INT-30W-JLL-3K(3000K) | Indoor Luminaires | Linear Ambient | Direct Linear Ambient Luminaires | Standard | FALSE | [9 empty] | 42401 | Not Yet Verified | Not Yet Verified | NotYetVerified |  | 3 | 3156 | 95.26 | 30 | 14.2 | 0.986 | 3000 | 83
PCQ8T8VD | Energy Harness Corporation | Energy Harness | EHI60D-T540-30K | Indoor Luminaires | Linear Ambient | Direct Linear Ambient Luminaires | Standard | TRUE | 3573.16 | 102.71 | 34.79 | 19.04 | 0.954 | 3143 | 84.6 | 5 | 50000 | 42397 |  |  | NotYetVerified |  | 3 | 3500 |  | 40 | 20 | 0.9 | 3000 | 80
P4Q9EU6Y | Energy Harness Corporation | Energy Harness | EHI60-T520-30K | Indoor Luminaires | Linear Ambient | Direct Linear Ambient Luminaires | Standard | TRUE | 1832.53 | 103.47 | 17.71 | 13.76 | 0.953 | 3128 | 84.3 | 5 | 50000 | 42397 |  |  | NotYetVerified |  | 3 | 1800 |  | 20 | 20 | 0.9 | 3000 | 80
PH7PMQQB | Energy Harness Corporation | Energy Harness | EHI48-T515-27K | Indoor Luminaires | Linear Ambient | Direct Linear Ambient Luminaires | Standard | TRUE | 1739.9 | 114.17 | 15.24 | 15.63 | 0.947 | 2753 | 82.7 | 5 | 50000 | 42397 |  |  | NotYetVerified |  | 3 | 1740 | 114.17 | 15.24 | 9.12 | 0.991 | 2753 | 83
P6UH3Z4D | Energy Harness Corporation | Energy Harness | EHI48D-T530-27K | Indoor Luminaires | Linear Ambient | Direct Linear Ambient Luminaires | Standard | TRUE | 3155.91 | 95.26 | 33.13 | 20.9 | 0.935 | 2758 | 83 | 5 | 50000 | 42397 |  |  | NotYetVerified |  | 3 | 3156 | 95.26 | 33.13 | 14.2 | 0.986 | 2758 | 83
P9R5XBHY | DECO Lighting | DECO Lighting | LUCERA-26-40-UNV | Indoor Luminaires | Linear Ambient | Direct Linear Ambient Luminaires | Standard | TRUE | 3223.128 | 118.979 | 27.09 | 8.14 | 0.926 | 3970 | 84.5 | 5 | 50000 | 42397 |  |  | Yes |  | 3 | 3000 | 115 | 26 | 8 | 0.9 | 4000 | 80
PRX4RXTE | Energy Harness Corporation | Energy Harness | EHI48V-T822-30K | Indoor Luminaires | Linear Ambient | Direct Linear Ambient Luminaires | Standard | TRUE | 2400.14 | 102.35 | 23.56 | 5.97 | 0.916 | 3115 | 84.4 | 5 | 50000 | 42397 |  |  | NotYetVerified |  | 3 | 2400 |  | 25 | 10 |  | 3000 | 80
P1H2DN8K | Energy Harness Corporation | Energy Harness | EHI60-T825-30K | Indoor Luminaires | Linear Ambient | Direct Linear Ambient Luminaires | Standard | TRUE | 2532.46 | 102.49 | 24.71 | 8.16 | 0.912 | 3130 | 84.2 | 5 | 50000 | 42397 |  |  | NotYetVerified |  | 3 | 2500 |  | 25 | 20 | 0.9 | 3000 | 80
PDJPSCDA | Energy Harness Corporation | Energy Harness | EHI48-T822-30K | Indoor Luminaires | Linear Ambient | Direct Linear Ambient Luminaires | Standard | TRUE | 2385.13 | 115 | 20.98 | 16.64 | 0.895 | 2899 | 82.8 | 5 | 50000 | 42397 |  |  | No |  | 3 | 2540 | 115.45 | 22 | 20 | 0.9 | 3000 | 83
PC2EK6K2 | Energy Harness Corporation | Energy Harness | EHL48-T822-30K | Indoor Luminaires | Linear Ambient | Direct Linear Ambient Luminaires | Standard | TRUE | 2385.13 | 115 | 20.98 | 16.64 | 0.895 | 2899 | 82.8 | 5 | 50000 | 42397 |  |  | No |  | 3 | 2540 | 115.45 | 22 | 20 | 0.9 | 3000 | 83
P49ENJFF | Energy Harness Corporation | Energy Harness | EHI60V-T825-30K | Indoor Luminaires | Linear Ambient | Direct Linear Ambient Luminaires | Standard | TRUE | 2753.56 | 109.18 | 25.24 | 9.36 | 0.883 | 3107 | 84.5 | 5 | 50000 | 42397 |  |  | NotYetVerified |  | 3 | 2700 |  | 28 | 10 |  | 3000 | 80
PA1VVNQX | DECO Lighting | DECO Lighting | LUCERA-26-50-UNV | Indoor Luminaires | Linear Ambient | Direct Linear Ambient Luminaires | Standard | FALSE | [9 empty] | 42397 |  |  | Yes |  | 3 | 3000 | 115 | 26 | 8 | 0.9 | 5000 | 80
P2N7GETR | Energy Solutions International | Energy Solutions International | K-14VX-N4V-35-FR | Indoor Retrofit Kit | Linear Ambient | Retrofit Kits for Direct Linear Ambient Luminaires | Premium | TRUE | 4642 | 111.1 | 41.794 | 6.47 | 0.997 | 3583 | 83.11 | 5 |  | 42396 |  |  | NotYetVerified |  | 3.1 | 4643.98 | 111.1 | 41.8 | 6.61 | 0.9952 | 3530 | 84.54
PDFRMMQ7 | Shenzhen Syhdee Co.Ltd. | SYHDEE | SYH-DT1238D(3000K) [120V Only] | Indoor Luminaires | Linear Ambient | Direct Linear Ambient Luminaires | Standard | TRUE | 3783.78 | 106.74 | 35.45 | 16.3 | 0.98 | 3031 | 80.3 | 5 | 50000 | 42396 |  |  | No |  | 3 | 3780 | 106.47 | 35.5 | 16.3 | 0.98 | 3000 | 80
PTGJD6W1 | Energy Solutions International | Energy Solutions International | K-14VX-N4M-35-FR | Indoor Retrofit Kit | Linear Ambient | Retrofit Kits for Direct Linear Ambient Luminaires | Premium | TRUE | 3479 | 115.06 | 30.09 | 20.48 | 0.9438 | 3583 | 83.11 | 5 |  | 42396 |  |  | NotYetVerified |  | 3.1 | 3480 | 116 | 30 | 6.61 | 0.9952 | 3530 | 84.54
PYP3UY9R | Energy Solutions International | Energy Solutions International | K-14VX-N4L-35-FR | Indoor Retrofit Kit | Linear Ambient | Retrofit Kits for Direct Linear Ambient Luminaires | Premium | TRUE | 2216 | 121.6 | 18.229 | 17.534 | 0.9291 | 3530 | 84.54 | 5 |  | 42396 |  |  | NotYetVerified |  | 3.1 | 2216 | 121.8 | 18.2 | 17.534 | 0.9291 | 3530 | 84.54
P5CBUDGB | Energy Solutions International | Energy Solutions International | F-14VX-N4L-35-FR | Indoor Luminaires | Linear Ambient | Direct Linear Ambient Luminaires | Premium | TRUE | 2216 | 121.6 | 18.229 | 17.534 | 0.9291 | 3530 | 84.54 | 5 |  | 42396 |  |  | NotYetVerified |  | 3.1 | 2216 | 121.7 | 18.2 | 17.53 | 0.9291 | 3530 | 84.54
PVMYKTQN | Energy Solutions International | Energy Solutions International | K-18VX-N4N-50-FR | Indoor Retrofit Kit | Linear Ambient | Retrofit Kits for Direct Linear Ambient Luminaires | Premium | FALSE | [9 empty] | 42396 |  |  | NotYetVerified |  | 3.1 | 5967 | 117 | 51 | 17.534 | 0.9291 | 5258 | 84.54
PGGH1CAY | Energy Solutions International | Energy Solutions International | K-18VX-N4L-50-FR | Indoor Retrofit Kit | Linear Ambient | Retrofit Kits for Direct Linear Ambient Luminaires | Premium | FALSE | [9 empty] | 42396 |  |  | NotYetVerified |  | 3.1 | 4484 | 118 | 38 | 17.534 | 0.9291 | 5258 | 84.54
P7JNNXSB | Energy Solutions International | Energy Solutions International | K-18VX-N4LL-50-FR | Indoor Retrofit Kit | Linear Ambient | Retrofit Kits for Direct Linear Ambient Luminaires | Premium | FALSE | [9 empty] | 42396 |  |  | NotYetVerified |  | 3.1 | 3600 | 120 | 30 | 17.534 | 0.9291 | 5258 | 84.54
PQM3647A | Energy Solutions International | Energy Solutions International | K-18VX-N4VL-50-FR | Indoor Retrofit Kit | Linear Ambient | Retrofit Kits for Direct Linear Ambient Luminaires | Premium | FALSE | [9 empty] | 42396 |  |  | NotYetVerified |  | 3.1 | 3050 | 122 | 25 | 17.534 | 0.9291 | 5258 | 84.54
P74PSDCY | Energy Solutions International | Energy Solutions International | K-14VX-N4N-50-FR | Indoor Retrofit Kit | Linear Ambient | Retrofit Kits for Direct Linear Ambient Luminaires | Premium | FALSE | [9 empty] | 42396 |  |  | NotYetVerified |  | 3.1 | 2950 | 118 | 25 | 17.534 | 0.9291 | 5258 | 84.54
PD3VY1JC | Energy Solutions International | Energy Solutions International | K-14VX-N4L-50-FR | Indoor Retrofit Kit | Linear Ambient | Retrofit Kits for Direct Linear Ambient Luminaires | Premium | FALSE | [9 empty] | 42396 |  |  | NotYetVerified |  | 3.1 | 2216 | 121.8 | 18.2 | 17.534 | 0.9291 | 5258 | 84.54
P1YTCY55 | Energy Solutions International | Energy Solutions International | K-18VX-N4V-50-FR | Indoor Retrofit Kit | Linear Ambient | Retrofit Kits for Direct Linear Ambient Luminaires | Premium | FALSE | [9 empty] | 42396 |  |  | NotYetVerified |  | 3.1 | 9287.96 | 111.1 | 83.6 | 6.61 | 0.9952 | 5258 | 84.54
P9ZSFCHZ | Energy Solutions International | Energy Solutions International | K-18VX-N4H-50-FR | Indoor Retrofit Kit | Linear Ambient | Retrofit Kits for Direct Linear Ambient Luminaires | Premium | FALSE | [9 empty] | 42396 |  |  | NotYetVerified |  | 3.1 | 8512 | 112 | 76 | 6.61 | 0.9952 | 5258 | 84.54
PJUUGJCM | Energy Solutions International | Energy Solutions International | K-18VX-N4S-50-FR | Indoor Retrofit Kit | Linear Ambient | Retrofit Kits for Direct Linear Ambient Luminaires | Premium | FALSE | [9 empty] | 42396 |  |  | NotYetVerified |  | 3.1 | 7980 | 114 | 70 | 6.61 | 0.9952 | 5258 | 84.54
PWQ2V3BX | Energy Solutions International | Energy Solutions International | K-18VX-N4M-50-FR | Indoor Retrofit Kit | Linear Ambient | Retrofit Kits for Direct Linear Ambient Luminaires | Premium | FALSE | [9 empty] | 42396 |  |  | NotYetVerified |  | 3.1 | 6960 | 116 | 60 | 6.61 | 0.9952 | 5258 | 84.54
P776JEYU | Energy Solutions International | Energy Solutions International | K-14VX-N4V-50-FR | Indoor Retrofit Kit | Linear Ambient | Retrofit Kits for Direct Linear Ambient Luminaires | Premium | FALSE | [9 empty] | 42396 |  |  | NotYetVerified |  | 3.1 | 4643.98 | 111.1 | 41.8 | 6.61 | 0.9952 | 5258 | 84.54
PHHB44VJ | Energy Solutions International | Energy Solutions International | K-14VX-N4H-50-FR | Indoor Retrofit Kit | Linear Ambient | Retrofit Kits for Direct Linear Ambient Luminaires | Premium | FALSE | [9 empty] | 42396 |  |  | NotYetVerified |  | 3.1 | 4256 | 112 | 38 | 6.61 | 0.9952 | 5258 | 84.54
PCWNRAFC | Energy Solutions International | Energy Solutions International | K-14VX-N4S-50-FR | Indoor Retrofit Kit | Linear Ambient | Retrofit Kits for Direct Linear Ambient Luminaires | Premium | FALSE | [9 empty] | 42396 |  |  | NotYetVerified |  | 3.1 | 3990 | 114 | 35 | 6.61 | 0.9952 | 5258 | 84.54
PKUMA1SW | Energy Solutions International | Energy Solutions International | K-14VX-N4M-50-FR | Indoor Retrofit Kit | Linear Ambient | Retrofit Kits for Direct Linear Ambient Luminaires | Premium | FALSE | [9 empty] | 42396 |  |  | NotYetVerified |  | 3.1 | 3480 | 116 | 30 | 6.61 | 0.9952 | 5258 | 84.54
PCMKYR62 | Energy Solutions International | Energy Solutions International | K-18VX-N4N-40-FR | Indoor Retrofit Kit | Linear Ambient | Retrofit Kits for Direct Linear Ambient Luminaires | Premium | FALSE | [9 empty] | 42396 |  |  | NotYetVerified |  | 3.1 | 5967 | 117 | 51 | 17.534 | 0.9291 | 4000 | 84.54
PBAA5AEH | Energy Solutions International | Energy Solutions International | K-18VX-N4L-40-FR | Indoor Retrofit Kit | Linear Ambient | Retrofit Kits for Direct Linear Ambient Luminaires | Premium | FALSE | [9 empty] | 42396 |  |  | NotYetVerified |  | 3.1 | 4484 | 118 | 38 | 17.534 | 0.9291 | 4000 | 84.54
PRWX3QB1 | Energy Solutions International | Energy Solutions International | K-18VX-N4LL-40-FR | Indoor Retrofit Kit | Linear Ambient | Retrofit Kits for Direct Linear Ambient Luminaires | Premium | FALSE | [9 empty] | 42396 |  |  | NotYetVerified |  | 3.1 | 3600 | 120 | 30 | 17.534 | 0.9291 | 4000 | 84.54
PERDHDXA | Energy Solutions International | Energy Solutions International | K-18VX-N4VL-40-FR | Indoor Retrofit Kit | Linear Ambient | Retrofit Kits for Direct Linear Ambient Luminaires | Premium | FALSE | [9 empty] | 42396 |  |  | NotYetVerified |  | 3.1 | 3050 | 122 | 25 | 17.534 | 0.9291 | 4000 | 84.54
PRFG3PSS | Energy Solutions International | Energy Solutions International | K-14VX-N4N-40-FR | Indoor Retrofit Kit | Linear Ambient | Retrofit Kits for Direct Linear Ambient Luminaires | Premium | FALSE | [9 empty] | 42396 |  |  | NotYetVerified |  | 3.1 | 2950 | 118 | 25 | 17.534 | 0.9291 | 4000 | 84.54
PT651TYU | Energy Solutions International | Energy Solutions International | K-14VX-N4L-40-FR | Indoor Retrofit Kit | Linear Ambient | Retrofit Kits for Direct Linear Ambient Luminaires | Premium | FALSE | [9 empty] | 42396 |  |  | NotYetVerified |  | 3.1 | 2216 | 121.8 | 18.2 | 17.534 | 0.9291 | 4000 | 84.54
PKRVNCDC | Energy Solutions International | Energy Solutions International | K-18VX-N4V-40-FR | Indoor Retrofit Kit | Linear Ambient | Retrofit Kits for Direct Linear Ambient Luminaires | Premium | FALSE | [9 empty] | 42396 |  |  | NotYetVerified |  | 3.1 | 9287.96 | 111.1 | 83.6 | 6.61 | 0.9952 | 4000 | 84.54
PSHZKA6V | Energy Solutions International | Energy Solutions International | K-18VX-N4H-40-FR | Indoor Retrofit Kit | Linear Ambient | Retrofit Kits for Direct Linear Ambient Luminaires | Premium | FALSE | [9 empty] | 42396 |  |  | NotYetVerified |  | 3.1 | 8512 | 112 | 76 | 6.61 | 0.9952 | 4000 | 84.54
PP1SUAP2 | Energy Solutions International | Energy Solutions International | K-18VX-N4S-40-FR | Indoor Retrofit Kit | Linear Ambient | Retrofit Kits for Direct Linear Ambient Luminaires | Premium | FALSE | [9 empty] | 42396 |  |  | NotYetVerified |  | 3.1 | 7980 | 114 | 70 | 6.61 | 0.9952 | 4000 | 84.54
PNZ4Q77X | Energy Solutions International | Energy Solutions International | K-18VX-N4M-40-FR | Indoor Retrofit Kit | Linear Ambient | Retrofit Kits for Direct Linear Ambient Luminaires | Premium | FALSE | [9 empty] | 42396 |  |  | NotYetVerified |  | 3.1 | 6960 | 116 | 60 | 6.61 | 0.9952 | 4000 | 84.54
PXKSRPHN | Energy Solutions International | Energy Solutions International | K-14VX-N4V-40-FR | Indoor Retrofit Kit | Linear Ambient | Retrofit Kits for Direct Linear Ambient Luminaires | Premium | FALSE | [9 empty] | 42396 |  |  | NotYetVerified |  | 3.1 | 4643.98 | 111.1 | 41.8 | 6.61 | 0.9952 | 4000 | 84.54
PGC6SZBW | Energy Solutions International | Energy Solutions International | K-14VX-N4H-40-FR | Indoor Retrofit Kit | Linear Ambient | Retrofit Kits for Direct Linear Ambient Luminaires | Premium | FALSE | [9 empty] | 42396 |  |  | NotYetVerified |  | 3.1 | 4256 | 112 | 38 | 6.61 | 0.9952 | 4000 | 84.54
P344ZYXQ | Energy Solutions International | Energy Solutions International | K-14VX-N4S-40-FR | Indoor Retrofit Kit | Linear Ambient | Retrofit Kits for Direct Linear Ambient Luminaires | Premium | FALSE | [9 empty] | 42396 |  |  | NotYetVerified |  | 3.1 | 3990 | 114 | 35 | 6.61 | 0.9952 | 4000 | 84.54
PPYFJ4EK | Energy Solutions International | Energy Solutions International | K-14VX-N4M-40-FR | Indoor Retrofit Kit | Linear Ambient | Retrofit Kits for Direct Linear Ambient Luminaires | Premium | FALSE | [9 empty] | 42396 |  |  | NotYetVerified |  | 3.1 | 3480 | 116 | 30 | 6.61 | 0.9952 | 4000 | 84.54
PDDS1MH2 | Energy Solutions International | Energy Solutions International | K-18VX-N4N-35-FR | Indoor Retrofit Kit | Linear Ambient | Retrofit Kits for Direct Linear Ambient Luminaires | Premium | FALSE | [9 empty] | 42396 |  |  | NotYetVerified |  | 3.1 | 5967 | 117 | 51 | 17.534 | 0.9291 | 3530 | 84.54
PW74QH67 | Energy Solutions International | Energy Solutions International | K-18VX-N4L-35-FR | Indoor Retrofit Kit | Linear Ambient | Retrofit Kits for Direct Linear Ambient Luminaires | Premium | FALSE | [9 empty] | 42396 |  |  | NotYetVerified |  | 3.1 | 4484 | 118 | 38 | 17.534 | 0.9291 | 3530 | 84.54
PP3C96X5 | Energy Solutions International | Energy Solutions International | K-18VX-N4LL-35-FR | Indoor Retrofit Kit | Linear Ambient | Retrofit Kits for Direct Linear Ambient Luminaires | Premium | FALSE | [9 empty] | 42396 |  |  | NotYetVerified |  | 3.1 | 3600 | 120 | 30 | 17.534 | 0.9291 | 3530 | 84.54
PRXNVB2R | Energy Solutions International | Energy Solutions International | K-18VX-N4VL-35-FR | Indoor Retrofit Kit | Linear Ambient | Retrofit Kits for Direct Linear Ambient Luminaires | Premium | FALSE | [9 empty] | 42396 |  |  | NotYetVerified |  | 3.1 | 3050 | 122 | 25 | 17.534 | 0.9291 | 3530 | 84.54
PD1TDTUY | Energy Solutions International | Energy Solutions International | K-14VX-N4N-35-FR | Indoor Retrofit Kit | Linear Ambient | Retrofit Kits for Direct Linear Ambient Luminaires | Premium | FALSE | [9 empty] | 42396 |  |  | NotYetVerified |  | 3.1 | 2950 | 118 | 25 | 17.534 | 0.9291 | 3530 | 84.54
PQD36WUM | Energy Solutions International | Energy Solutions International | K-18VX-N4V-35-FR | Indoor Retrofit Kit | Linear Ambient | Retrofit Kits for Direct Linear Ambient Luminaires | Premium | FALSE | [9 empty] | 42396 |  |  | NotYetVerified |  | 3.1 | 9287.96 | 111.1 | 83.6 | 6.61 | 0.9952 | 3530 | 84.54
P4MX6WVE | Energy Solutions International | Energy Solutions International | K-18VX-N4H-35-FR | Indoor Retrofit Kit | Linear Ambient | Retrofit Kits for Direct Linear Ambient Luminaires | Premium | FALSE | [9 empty] | 42396 |  |  | NotYetVerified |  | 3.1 | 8512 | 112 | 76 | 6.61 | 0.9952 | 3530 | 84.54
PETFH9C2 | Energy Solutions International | Energy Solutions International | K-18VX-N4S-35-FR | Indoor Retrofit Kit | Linear Ambient | Retrofit Kits for Direct Linear Ambient Luminaires | Premium | FALSE | [9 empty] | 42396 |  |  | NotYetVerified |  | 3.1 | 7980 | 114 | 70 | 6.61 | 0.9952 | 3530 | 84.54
P5M62DJN | Energy Solutions International | Energy Solutions International | K-18VX-N4M-35-FR | Indoor Retrofit Kit | Linear Ambient | Retrofit Kits for Direct Linear Ambient Luminaires | Premium | FALSE | [9 empty] | 42396 |  |  | NotYetVerified |  | 3.1 | 6960 | 116 | 60 | 6.61 | 0.9952 | 3530 | 84.54
PFWPX2HQ | Energy Solutions International | Energy Solutions International | K-14VX-N4H-35-FR | Indoor Retrofit Kit | Linear Ambient | Retrofit Kits for Direct Linear Ambient Luminaires | Premium | FALSE | [9 empty] | 42396 |  |  | NotYetVerified |  | 3.1 | 4256 | 112 | 38 | 6.61 | 0.9952 | 3530 | 84.54
P4251J1U | Energy Solutions International | Energy Solutions International | K-14VX-N4S-35-FR | Indoor Retrofit Kit | Linear Ambient | Retrofit Kits for Direct Linear Ambient Luminaires | Premium | FALSE | [9 empty] | 42396 |  |  | NotYetVerified |  | 3.1 | 3990 | 114 | 35 | 6.61 | 0.9952 | 3530 | 84.54
P5VQD7QF | Shenzhen Syhdee Co.Ltd. | SYHDEE | SYH-DT1238N(5000K) [120V Only] | Indoor Luminaires | Linear Ambient | Direct Linear Ambient Luminaires | Standard | FALSE | [9 empty] | 42396 |  |  | No |  | 3 | 4070 | 114.97 | 35.4 | 16.3 | 0.98 | 5000 | 80
PTUYZK5K | Shenzhen Syhdee Co.Ltd. | SYHDEE | SYH-DT1238D(5000K) [120V Only] | Indoor Luminaires | Linear Ambient | Direct Linear Ambient Luminaires | Standard | FALSE | [9 empty] | 42396 |  |  | No |  | 3 | 4070 | 114.97 | 35.4 | 16.3 | 0.98 | 5000 | 80
P5M8ZGME | Shenzhen Syhdee Co.Ltd. | SYHDEE | SYH-DT1238N(4500K) [120V Only] | Indoor Luminaires | Linear Ambient | Direct Linear Ambient Luminaires | Standard | FALSE | [9 empty] | 42396 |  |  | No |  | 3 | 4040 | 113.8 | 35.5 | 16.3 | 0.98 | 4500 | 80
P8MEPWHW | Shenzhen Syhdee Co.Ltd. | SYHDEE | SYH-DT1238D(4500K) [120V Only] | Indoor Luminaires | Linear Ambient | Direct Linear Ambient Luminaires | Standard | FALSE | [9 empty] | 42396 |  |  | No |  | 3 | 4040 | 113.8 | 35.5 | 16.3 | 0.98 | 4500 | 80
PJAQ74ME | Shenzhen Syhdee Co.Ltd. | SYHDEE | SYH-DT1238N(4000K) [120V Only] | Indoor Luminaires | Linear Ambient | Direct Linear Ambient Luminaires | Standard | FALSE | [9 empty] | 42396 |  |  | No |  | 3 | 4010 | 112.64 | 35.6 | 16.3 | 0.98 | 4000 | 80
PHP4J8GJ | Shenzhen Syhdee Co.Ltd. | SYHDEE | SYH-DT1238D(4000K) [120V Only] | Indoor Luminaires | Linear Ambient | Direct Linear Ambient Luminaires | Standard | FALSE | [9 empty] | 42396 |  |  | No |  | 3 | 4010 | 112.64 | 35.6 | 16.3 | 0.98 | 4000 | 80
PPVT3Q67 | Shenzhen Syhdee Co.Ltd. | SYHDEE | SYH-DT1238N(3500K) [120V Only] | Indoor Luminaires | Linear Ambient | Direct Linear Ambient Luminaires | Standard | FALSE | [9 empty] | 42396 |  |  | No |  | 3 | 3910 | 110.14 | 35.5 | 16.3 | 0.98 | 3500 | 80
PYQHDQ21 | Shenzhen Syhdee Co.Ltd. | SYHDEE | SYH-DT1238D(3500K) [120V Only] | Indoor Luminaires | Linear Ambient | Direct Linear Ambient Luminaires | Standard | FALSE | [9 empty] | 42396 |  |  | No |  | 3 | 3910 | 110.14 | 35.5 | 16.3 | 0.98 | 3500 | 80
PC73V23F | Shenzhen Syhdee Co.Ltd. | SYHDEE | SYH-DT1238N(3000K) [120V Only] | Indoor Luminaires | Linear Ambient | Direct Linear Ambient Luminaires | Standard | FALSE | [9 empty] | 42396 |  |  | No |  | 3 | 3780 | 106.47 | 35.5 | 16.3 | 0.98 | 3000 | 80
P9WBG6TN | Energy Solutions International | Energy Solutions International | F-18VX-N4N-50-FR | Indoor Luminaires | Linear Ambient | Direct Linear Ambient Luminaires | Premium | FALSE | [9 empty] | 42396 | Dimmable | Continuous Below 10 | NotYetVerified |  | 3 | 5967 | 117 | 51 | 17.53 | 0.9291 | 5258 | 84.54
PT2YVTKW | Energy Solutions International | Energy Solutions International | F-18VX-N4L-50-FR | Indoor Luminaires | Linear Ambient | Direct Linear Ambient Luminaires | Premium | FALSE | [9 empty] | 42396 |  |  | NotYetVerified |  | 3 | 4484 | 118 | 38 | 17.53 | 0.9291 | 5258 | 84.54
P86QCX3F | Energy Solutions International | Energy Solutions International | F-18VX-N4LL-50-FR | Indoor Luminaires | Linear Ambient | Direct Linear Ambient Luminaires | Premium | FALSE | [9 empty] | 42396 | Dimmable | Continuous Below 10 | NotYetVerified |  | 3 | 3600 | 120 | 30 | 17.53 | 0.9291 | 5258 | 84.54
P7RXHE62 | Energy Solutions International | Energy Solutions International | F-18VX-N4VL-50-FR | Indoor Luminaires | Linear Ambient | Direct Linear Ambient Luminaires | Premium | FALSE | [9 empty] | 42396 | Dimmable | Continuous Below 10 | NotYetVerified |  | 3 | 3050 | 122 | 25 | 17.53 | 0.9291 | 5258 | 84.54
PS1XFSZY | Energy Solutions International | Energy Solutions International | F-14VX-N4N-50-FR | Indoor Luminaires | Linear Ambient | Direct Linear Ambient Luminaires | Premium | FALSE | [9 empty] | 42396 |  |  | NotYetVerified |  | 3 | 2950 | 118 | 25 | 17.53 | 0.9291 | 5258 | 84.54
PUPMTWDJ | Energy Solutions International | Energy Solutions International | F-14VX-N4L-50-FR | Indoor Luminaires | Linear Ambient | Direct Linear Ambient Luminaires | Premium | FALSE | [9 empty] | 42396 |  |  | NotYetVerified |  | 3 | 2216 | 122 | 18.2 | 17.53 | 0.9291 | 5258 | 84.54
PVGESCWR | Energy Solutions International | Energy Solutions International | F-18VX-N4N-40-FR | Indoor Luminaires | Linear Ambient | Direct Linear Ambient Luminaires | Premium | FALSE | [9 empty] | 42396 |  |  | NotYetVerified |  | 3 | 5967 | 117 | 51 | 17.53 | 0.9291 | 4000 | 84.54
PKA7N46G | Energy Solutions International | Energy Solutions International | F-18VX-N4L-40-FR | Indoor Luminaires | Linear Ambient | Direct Linear Ambient Luminaires | Premium | FALSE | [9 empty] | 42396 |  |  | NotYetVerified |  | 3 | 4484 | 118 | 38 | 17.53 | 0.9291 | 4000 | 84.54
PXYMEPVF | Energy Solutions International | Energy Solutions International | F-18VX-N4LL-40-FR | Indoor Luminaires | Linear Ambient | Direct Linear Ambient Luminaires | Premium | FALSE | [9 empty] | 42396 |  |  | NotYetVerified |  | 3 | 3600 | 120 | 30 | 17.53 | 0.9291 | 4000 | 84.54
PH3SK6SJ | Energy Solutions International | Energy Solutions International | F-18VX-N4VL-40-FR | Indoor Luminaires | Linear Ambient | Direct Linear Ambient Luminaires | Premium | FALSE | [9 empty] | 42396 |  |  | NotYetVerified |  | 3 | 3050 | 122 | 25 | 17.53 | 0.9291 | 4000 | 84.54
PQUFWXTK | Energy Solutions International | Energy Solutions International | F-14VX-N4N-40-FR | Indoor Luminaires | Linear Ambient | Direct Linear Ambient Luminaires | Premium | FALSE | [9 empty] | 42396 |  |  | NotYetVerified |  | 3 | 2950 | 118 | 25 | 17.53 | 0.9291 | 4000 | 84.54
PG34US1F | Energy Solutions International | Energy Solutions International | F-14VX-N4L-40-FR | Indoor Luminaires | Linear Ambient | Direct Linear Ambient Luminaires | Premium | FALSE | [9 empty] | 42396 |  |  | NotYetVerified |  | 3 | 2216 | 122 | 18.2 | 17.53 | 0.9291 | 4000 | 84.54
PDEES6D8 | Energy Solutions International | Energy Solutions International | F-18VX-N4N-35-FR | Indoor Luminaires | Linear Ambient | Direct Linear Ambient Luminaires | Premium | FALSE | [9 empty] | 42396 | Dimmable | Continuous Below 10 | NotYetVerified |  | 3 | 5967 | 117 | 51 | 17.53 | 0.9291 | 3530 | 84.54
P2YM2AAV | Energy Solutions International | Energy Solutions International | F-18VX-N4L-35-FR | Indoor Luminaires | Linear Ambient | Direct Linear Ambient Luminaires | Premium | FALSE | [9 empty] | 42396 | Dimmable | Continuous Below 10 | NotYetVerified |  | 3 | 4484 | 118 | 38 | 17.53 | 0.9291 | 3530 | 84.54
PHY74G6C | Energy Solutions International | Energy Solutions International | F-18VX-N4LL-35-FR | Indoor Luminaires | Linear Ambient | Direct Linear Ambient Luminaires | Premium | FALSE | [9 empty] | 42396 |  |  | NotYetVerified |  | 3 | 3600 | 120 | 30 | 17.53 | 0.9291 | 3530 | 84.54
PQGZT3QN | Energy Solutions International | Energy Solutions International | F-18VX-N4VL-35-FR | Indoor Luminaires | Linear Ambient | Direct Linear Ambient Luminaires | Premium | FALSE | [9 empty] | 42396 |  |  | NotYetVerified |  | 3 | 3050 | 122 | 25 | 17.53 | 0.9291 | 3530 | 84.54
PVFV75CF | Energy Solutions International | Energy Solutions International | F-14VX-N4N-35-FR | Indoor Luminaires | Linear Ambient | Direct Linear Ambient Luminaires | Premium | FALSE | [9 empty] | 42396 |  |  | NotYetVerified |  | 3 | 2950 | 118 | 25 | 17.53 | 0.9291 | 3530 | 84.54
PWRDG2Z1 | Industrial Lighting Products | Industrial Lighting Products | WTZ-44WLED-UNIV-30-RAFL-XXXXX [Excludes SD480] | Indoor Luminaires | Linear Ambient | Direct Linear Ambient Luminaires | Premium | TRUE | 4878 | 110 | 44.23 | 5.2 | 0.998 | 3092 | 82.8 | 5 | 50000 | 42395 |  |  | NotYetVerified |  | 3.1 | 4974 | 113.3 | 43.9 | 15.3 | 0.938 | 3000 | 80
PQE4FHVZ | Metro LED | Metro LED | ML-Fix-8ft-60W | Indoor Luminaires | Linear Ambient | Direct Linear Ambient Luminaires | Standard | TRUE | 7370.168 | 122.53 | 60.15 | 20.65 | 0.9852 | 5102 | 82.7 | 5 | 50000 | 42395 |  |  | NotYetVerified |  | 3 | 7370.168 | 122.53 | 60.15 | 20.65 | 0.9852 | 5102 | 82.7
PSHJ5SW1 | GE Lighting Solutions | Lumination | DS-[IC]-08-D-A1-xV-xxx | Indoor Luminaires | Linear Ambient | Direct Linear Ambient Luminaires | Standard | TRUE | 8310.1 | 99.8 | 83.3 | 8.6 | 0.985 | 3033 | 82.9 | 5 | 60000 | 42395 |  |  | No |  | 3.1 | 8000 | 97 | 82.4 | 20 | 0.9 | 3000 | 83
P4QQ9U5W | StarTek Lighting America | StarTek Lighting America | SP-V-8H-30K-XX-ND-X | Indoor Luminaires | Linear Ambient | Direct Linear Ambient Luminaires | Standard | TRUE | 11551 | 125.9 | 91.72 | 10.53 | 0.984 | 3038 | 80.8 | 5 | 50000 | 42395 |  |  | Yes |  | 3.1 | 11551 | 126 | 91.72 | 10.53 | 0.983 | 3000 | 80
PM5R3M1F | StarTek Lighting America | StarTek Lighting America | SP-V-4H-30K-XX-ND-X | Indoor Luminaires | Linear Ambient | Direct Linear Ambient Luminaires | Standard | TRUE | 5718 | 125 | 45.75 | 7.36 | 0.98 | 3041 | 80.9 | 5 | 50000 | 42395 |  |  | Yes |  | 3.1 | 5718 | 124 | 46 | 7.36 | 0.98 | 3000 | 80
PT6GN32B | StarTek Lighting America | StarTek Lighting America | SP-V-4S-27K-XX-ND-X | Indoor Luminaires | Linear Ambient | Direct Linear Ambient Luminaires | Standard | TRUE | 3496 | 128 | 27.31 | 11.16 | 0.969 | 2759 | 81.2 | 5 | 50000 | 42395 |  |  | Yes |  | 3.1 | 3496 | 126 | 27.76 | 11.16 | 0.969 | 2700 | 80
P2KFWUEA | StarTek Lighting America | StarTek Lighting America | SP-V-4S-50K-XX-ND-X | Indoor Luminaires | Linear Ambient | Direct Linear Ambient Luminaires | Standard | TRUE | 3996 | 143.9 | 27.76 | 10.78 | 0.969 | 4855 | 82.1 | 5 | 50000 | 42395 |  |  | Yes |  | 3.1 | 3996 | 144 | 27.76 | 11.16 | 0.969 | 5000 | 80
PBZ591CC | GE Lighting Solutions | Lumination | DS-[IC]-08-0-B2-xV-xxx | Indoor Luminaires | Linear Ambient | Direct Linear Ambient Luminaires | Premium | TRUE | 8222 | 108.2 | 76 | 14.3 | 0.96 | 3491 | 83 | 5 | 60000 | 42395 |  |  | No |  | 3.1 | 8000 | 110 | 73 | 20 | 0.9 | 3500 | 83
PJN5TR6X | Alphalite Inc. | Alphalite | ILL-4H/850 | Indoor Luminaires | Linear Ambient | Direct Linear Ambient Luminaires | Premium | TRUE | 3778.232 | 116.504 | 32.43 | 4.44 | 0.9455 | 5196 | 83.9 | 5 | 50000 | 42395 |  |  | No |  | 3.1 | 3778.23 | 116.5 | 32.43 | 20 | 0.997 | 5000 | 83.9
PDC45S9X | Alphalite Inc. | Alphalite | ILL-4H/830 | Indoor Luminaires | Linear Ambient | Direct Linear Ambient Luminaires | Premium | TRUE | 3582.1 | 110.52 | 32.41 | 4.44 | 0.9455 | 3133 | 82.9 | 5 | 50000 | 42395 |  |  | No |  | 3.1 | 3582.1 | 110.52 | 32.41 | 20 | 0.997 | 3000 | 82.9
PWZ5R52F | Alphalite Inc. | Alphalite | ILL-8H/830 | Indoor Luminaires | Linear Ambient | Direct Linear Ambient Luminaires | Premium | TRUE | 7546 | 112.13 | 67.3 | 4.95 | 0.942 | 3146 | 83.2 | 5 | 50000 | 42395 |  |  | No |  | 3.1 | 7546.3 | 112 | 67.3 | 20 | 0.997 | 3000 | 83
P426KEYQ | Metro LED | Metro LED | ML-Fix-8ft-44W | Indoor Luminaires | Linear Ambient | Direct Linear Ambient Luminaires | Standard | TRUE | 5304.321 | 123.333 | 43.008 | 17.76 | 0.9415 | 4981 | 82.2 | 5 | 50000 | 42395 |  |  | NotYetVerified |  | 3 | 5304.321 | 123.333 | 43.008 | 17.76 | 0.9415 | 4981 | 82.2
PRXC8JRV | Metro LED | Metro LED | ML-Fix-4ft-22W | Indoor Luminaires | Linear Ambient | Direct Linear Ambient Luminaires | Standard | TRUE | 2710.63 | 128.973 | 21.017 | 17.38 | 0.9382 | 5086 | 83 | 5 | 50000 | 42395 |  |  | NotYetVerified |  | 3 | 2710.63 | 128.973 | 21.017 | 17.38 | 0.9382 | 5086 | 83
PZ7EN3MR | Industrial Lighting Products | Industrial Lighting Products | WTZ-16WLED-UNIV-30-RAFL-XXXXX [Excludes SD480] | Indoor Luminaires | Linear Ambient | Direct Linear Ambient Luminaires | Premium | TRUE | 2019 | 122 | 16.6 | 15.3 | 0.938 | 3058 | 83.2 | 5 | 50000 | 42395 |  |  | NotYetVerified |  | 3.1 | 2019 | 121.6 | 16.6 | 15.3 | 0.938 | 3000 | 80
PKY9WKN8 | Alphalite Inc. | Alphalite | ILL-8L/830 | Indoor Luminaires | Linear Ambient | Direct Linear Ambient Luminaires | Premium | TRUE | 4435.024 | 112.85 | 39.3 | 5.27 | 0.925 | 3088 | 83.5 | 5 | 50000 | 42395 |  |  | No |  | 3.1 | 4435 | 112.85 | 39.3 | 20 | 0.998 | 3000 | 83
P2BZSUVM | Alphalite Inc. | Alphalite | ILL-4L/850 | Indoor Luminaires | Linear Ambient | Direct Linear Ambient Luminaires | Premium | TRUE | 2556.94 | 114.97 | 22.24 | 5.18 | 0.9203 | 5214 | 83.6 | 5 | 50000 | 42395 |  |  | No |  | 3.1 | 2556.9 | 114.97 | 22.24 | 20 | 0.996 | 5000 | 83.6
PZ8NADAE | Alphalite Inc. | Alphalite | ILL-4L/830 | Indoor Luminaires | Linear Ambient | Direct Linear Ambient Luminaires | Premium | TRUE | 2433.4 | 109.72 | 22.18 | 5.18 | 0.9203 | 3160 | 82.8 | 5 | 50000 | 42395 |  |  | No |  | 3.1 | 2433.3 | 109.72 | 22.18 | 20 | 0.996 | 3000 | 82.8
PKQGRJS4 | Alphalite Inc. | Alphalite | ILL-8H/850 | Indoor Luminaires | Linear Ambient | Direct Linear Ambient Luminaires | Premium | FALSE | [9 empty] | 42395 |  |  | No |  | 3.1 | 7700 | 115 | 67 | 20 | 0.997 | 5000 | 83
PQ256JW8 | Alphalite Inc. | Alphalite | ILL-8L/850 | Indoor Luminaires | Linear Ambient | Direct Linear Ambient Luminaires | Premium | FALSE | [9 empty] | 42395 |  |  | No |  | 3.1 | 4700 | 117 | 40 | 20 | 0.996 | 5000 | 83
PTFAAAEV | Alphalite Inc. | Alphalite | ILL-4H/840 | Indoor Luminaires | Linear Ambient | Direct Linear Ambient Luminaires | Premium | FALSE | [9 empty] | 42395 |  |  | No |  | 3.1 | 3750 | 115.4 | 32.5 | 20 | 0.997 | 4000 | 85.1
P59QVNGH | Alphalite Inc. | Alphalite | ILL-4L/840 | Indoor Luminaires | Linear Ambient | Direct Linear Ambient Luminaires | Premium | FALSE | [9 empty] | 42395 |  |  | No |  | 3.1 | 2530 | 113.71 | 22.25 | 20 | 0.997 | 4000 | 85.1
PBW348NB | Alphalite Inc. | Alphalite | ILL-8H/840 | Indoor Luminaires | Linear Ambient | Direct Linear Ambient Luminaires | Premium | FALSE | [9 empty] | 42395 |  |  | No |  | 3.1 | 7650 | 114 | 67 | 20 | 0.997 | 4000 | 83
P6DTVAGR | Alphalite Inc. | Alphalite | ILL-8L/840 | Indoor Luminaires | Linear Ambient | Direct Linear Ambient Luminaires | Premium | FALSE | [9 empty] | 42395 |  |  | No |  | 3.1 | 4600 | 115 | 40 | 20 | 0.996 | 4000 | 83
PYMAVQ3N | Alphalite Inc. | Alphalite | ILL-8H/835 | Indoor Luminaires | Linear Ambient | Direct Linear Ambient Luminaires | Premium | FALSE | [9 empty] | 42395 |  |  | No |  | 3.1 | 7600 | 113 | 67 | 20 | 0.997 | 3500 | 83
PNYUK3HP | Alphalite Inc. | Alphalite | ILL-8L/835 | Indoor Luminaires | Linear Ambient | Direct Linear Ambient Luminaires | Premium | FALSE | [9 empty] | 42395 |  |  | No |  | 3.1 | 4550 | 114 | 40 | 20 | 0.996 | 3500 | 83
P2MWFFFT | Alphalite Inc. | Alphalite | ILL-4H/835 | Indoor Luminaires | Linear Ambient | Direct Linear Ambient Luminaires | Premium | FALSE | [9 empty] | 42395 |  |  | No |  | 3.1 | 3680 | 113.2 | 32.5 | 20 | 0.996 | 3500 | 83
PX1ZKPM5 | Alphalite Inc. | Alphalite | ILL-4L/835 | Indoor Luminaires | Linear Ambient | Direct Linear Ambient Luminaires | Premium | FALSE | [9 empty] | 42395 |  |  | No |  | 3.1 | 2464.2 | 111 | 22.2 | 20 | 0.996 | 3500 | 83
PV3EM4KU | StarTek Lighting America | StarTek Lighting America | SP-V-4S-50K-XX-AD-X | Indoor Luminaires | Linear Ambient | Direct Linear Ambient Luminaires | Standard | FALSE | [9 empty] | 42395 |  |  | Yes |  | 3.1 | 3996 | 144 | 27.76 | 11.16 | 0.969 | 5000 | 80
PV46YX31 | StarTek Lighting America | StarTek Lighting America | SP-V-8H-50K-XX-ND-X | Indoor Luminaires | Linear Ambient | Direct Linear Ambient Luminaires | Standard | FALSE | [9 empty] | 42395 |  |  | Yes |  | 3.1 | 12078 | 132 | 91.72 | 10.53 | 0.983 | 5000 | 80
PU9661XU | StarTek Lighting America | StarTek Lighting America | SP-V-8H-50K-XX-AD-X | Indoor Luminaires | Linear Ambient | Direct Linear Ambient Luminaires | Standard | FALSE | [9 empty] | 42395 |  |  | Yes |  | 3.1 | 12078 | 132 | 91.72 | 10.53 | 0.983 | 5000 | 80
PHDBCZCU | StarTek Lighting America | StarTek Lighting America | SP-V-4H-50K-XX-AD-X | Indoor Luminaires | Linear Ambient | Direct Linear Ambient Luminaires | Standard | FALSE | [9 empty] | 42395 |  |  | Yes |  | 3.1 | 6070 | 132 | 46 | 7.36 | 0.98 | 5000 | 80
P5H7374T | StarTek Lighting America | StarTek Lighting America | SP-V-4H-50K-XX-ND-X | Indoor Luminaires | Linear Ambient | Direct Linear Ambient Luminaires | Standard | FALSE | [9 empty] | 42395 |  |  | Yes |  | 3.1 | 6070 | 132 | 46 | 7.36 | 0.98 | 5000 | 80
PCQAQ7FK | StarTek Lighting America | StarTek Lighting America | SP-V-8S-50K-XX-ND-X | Indoor Luminaires | Linear Ambient | Direct Linear Ambient Luminaires | Standard | FALSE | [9 empty] | 42395 |  |  | Yes |  | 3.1 | 7620 | 143 | 53.4 | 6.95 | 0.983 | 5000 | 80
P89EK1R7 | StarTek Lighting America | StarTek Lighting America | SP-V-8S-50K-XX-AD-X | Indoor Luminaires | Linear Ambient | Direct Linear Ambient Luminaires | Standard | FALSE | [9 empty] | 42395 |  |  | Yes |  | 3.1 | 7620 | 143 | 53.4 | 6.95 | 0.983 | 5000 | 80
PV593UY3 | StarTek Lighting America | StarTek Lighting America | SP-V-4S-45K-XX-ND-X | Indoor Luminaires | Linear Ambient | Direct Linear Ambient Luminaires | Standard | FALSE | [9 empty] | 42395 |  |  | Yes |  | 3.1 | 3886 | 140 | 27.76 | 11.16 | 0.969 | 4500 | 80
P857XBV8 | StarTek Lighting America | StarTek Lighting America | SP-V-4S-45K-XX-AD-X | Indoor Luminaires | Linear Ambient | Direct Linear Ambient Luminaires | Standard | FALSE | [9 empty] | 42395 |  |  | Yes |  | 3.1 | 3886 | 140 | 27.76 | 11.16 | 0.969 | 4500 | 80
PVVGP9HT | StarTek Lighting America | StarTek Lighting America | SP-V-8H-45K-XX-ND-X | Indoor Luminaires | Linear Ambient | Direct Linear Ambient Luminaires | Standard | FALSE | [9 empty] | 42395 |  |  | Yes |  | 3.1 | 11947 | 130 | 91.72 | 10.53 | 0.983 | 4500 | 80
P4XX7DTJ | StarTek Lighting America | StarTek Lighting America | SP-V-8H-45K-XX-AD-X | Indoor Luminaires | Linear Ambient | Direct Linear Ambient Luminaires | Standard | FALSE | [9 empty] | 42395 |  |  | Yes |  | 3.1 | 11947 | 130 | 91.72 | 10.53 | 0.983 | 4500 | 80
PZ4P1UN5 | StarTek Lighting America | StarTek Lighting America | SP-V-4H-45K-XX-AD-X | Indoor Luminaires | Linear Ambient | Direct Linear Ambient Luminaires | Standard | FALSE | [9 empty] | 42395 |  |  | Yes |  | 3.1 | 5982 | 130 | 46 | 7.36 | 0.98 | 4500 | 80
PTJ8Q7H7 | StarTek Lighting America | StarTek Lighting America | SP-V-4H-45K-XX-ND-X | Indoor Luminaires | Linear Ambient | Direct Linear Ambient Luminaires | Standard | FALSE | [9 empty] | 42395 |  |  | Yes |  | 3.1 | 5982 | 130 | 46 | 7.36 | 0.98 | 4500 | 80
PF4XV7DJ | StarTek Lighting America | StarTek Lighting America | SP-V-8S-45K-XX-AD-X | Indoor Luminaires | Linear Ambient | Direct Linear Ambient Luminaires | Standard | FALSE | [9 empty] | 42395 |  |  | Yes |  | 3.1 | 7528 | 141 | 53.4 | 6.95 | 0.983 | 4500 | 80
P5HVVXD4 | StarTek Lighting America | StarTek Lighting America | SP-V-8S-45K-XX-ND-X | Indoor Luminaires | Linear Ambient | Direct Linear Ambient Luminaires | Standard | FALSE | [9 empty] | 42395 |  |  | Yes |  | 3.1 | 7528 | 141 | 53.4 | 6.95 | 0.983 | 4500 | 80
PZ8PXN2Z | StarTek Lighting America | StarTek Lighting America | SP-V-4S-40K-XX-AD-X | Indoor Luminaires | Linear Ambient | Direct Linear Ambient Luminaires | Standard | FALSE | [9 empty] | 42395 |  |  | Yes |  | 3.1 | 3777 | 136 | 27.76 | 11.16 | 0.969 | 4000 | 80
PVTNQTJH | StarTek Lighting America | StarTek Lighting America | SP-V-4S-40K-XX-ND-X | Indoor Luminaires | Linear Ambient | Direct Linear Ambient Luminaires | Standard | FALSE | [9 empty] | 42395 |  |  | Yes |  | 3.1 | 3777 | 136 | 27.76 | 11.16 | 0.969 | 4000 | 80
PP58KT37 | StarTek Lighting America | StarTek Lighting America | SP-V-8H-40K-XX-ND-X | Indoor Luminaires | Linear Ambient | Direct Linear Ambient Luminaires | Standard | FALSE | [9 empty] | 42395 |  |  | Yes |  | 3.1 | 11815 | 129 | 91.72 | 10.53 | 0.983 | 4000 | 80
PBRT96HH | StarTek Lighting America | StarTek Lighting America | SP-V-8H-40K-XX-AD-X | Indoor Luminaires | Linear Ambient | Direct Linear Ambient Luminaires | Standard | FALSE | [9 empty] | 42395 |  |  | Yes |  | 3.1 | 11815 | 129 | 91.72 | 10.53 | 0.983 | 4000 | 80
PXVYKZSH | StarTek Lighting America | StarTek Lighting America | SP-V-4H-40K-XX-AD-X | Indoor Luminaires | Linear Ambient | Direct Linear Ambient Luminaires | Standard | FALSE | [9 empty] | 42395 |  |  | Yes |  | 3.1 | 5894 | 128 | 46 | 7.36 | 0.98 | 4000 | 80
PMXTTPMF | StarTek Lighting America | StarTek Lighting America | SP-V-4H-40K-XX-ND-X | Indoor Luminaires | Linear Ambient | Direct Linear Ambient Luminaires | Standard | FALSE | [9 empty] | 42395 |  |  | Yes |  | 3.1 | 5894 | 128 | 46 | 7.36 | 0.98 | 4000 | 80
PRGKAMDJ | StarTek Lighting America | StarTek Lighting America | SP-V-8S-40K-XX-ND-X | Indoor Luminaires | Linear Ambient | Direct Linear Ambient Luminaires | Standard | FALSE | [9 empty] | 42395 |  |  | Yes |  | 3.1 | 7437 | 139 | 53.4 | 6.95 | 0.983 | 4000 | 80
PMXM8BMK | StarTek Lighting America | StarTek Lighting America | SP-V-8S-40K-XX-AD-X | Indoor Luminaires | Linear Ambient | Direct Linear Ambient Luminaires | Standard | FALSE | [9 empty] | 42395 |  |  | Yes |  | 3.1 | 7437 | 139 | 53.4 | 6.95 | 0.983 | 4000 | 80
PJ5ASH23 | StarTek Lighting America | StarTek Lighting America | SP-V-4S-35K-XX-ND-X | Indoor Luminaires | Linear Ambient | Direct Linear Ambient Luminaires | Standard | FALSE | [9 empty] | 42395 |  |  | Yes |  | 3.1 | 3669 | 132 | 27.76 | 11.16 | 0.969 | 3500 | 80
P5MDGZBF | StarTek Lighting America | StarTek Lighting America | SP-V-4S-35K-XX-AD-X | Indoor Luminaires | Linear Ambient | Direct Linear Ambient Luminaires | Standard | FALSE | [9 empty] | 42395 |  |  | Yes |  | 3.1 | 3669 | 132 | 27.76 | 11.16 | 0.969 | 3500 | 80
PP7MZCZ7 | StarTek Lighting America | StarTek Lighting America | SP-V-8H-35K-XX-ND-X | Indoor Luminaires | Linear Ambient | Direct Linear Ambient Luminaires | Standard | FALSE | [9 empty] | 42395 |  |  | Yes |  | 3.1 | 11683 | 127 | 91.72 | 10.53 | 0.983 | 3500 | 80
P375ABN9 | StarTek Lighting America | StarTek Lighting America | SP-V-8H-35K-XX-AD-X | Indoor Luminaires | Linear Ambient | Direct Linear Ambient Luminaires | Standard | FALSE | [9 empty] | 42395 |  |  | Yes |  | 3.1 | 11683 | 127 | 91.72 | 10.53 | 0.983 | 3500 | 80
PC3221PF | StarTek Lighting America | StarTek Lighting America | SP-V-4H-35K-XX-ND-X | Indoor Luminaires | Linear Ambient | Direct Linear Ambient Luminaires | Standard | FALSE | [9 empty] | 42395 |  |  | Yes |  | 3.1 | 5806 | 126 | 46 | 7.36 | 0.98 | 3500 | 80
P7C6ANEE | StarTek Lighting America | StarTek Lighting America | SP-V-4H-35K-XX-AD-X | Indoor Luminaires | Linear Ambient | Direct Linear Ambient Luminaires | Standard | FALSE | [9 empty] | 42395 |  |  | Yes |  | 3.1 | 5806 | 126 | 46 | 7.36 | 0.98 | 3500 | 80
P8XDS96P | StarTek Lighting America | StarTek Lighting America | SP-V-8S-35K-XX-ND-X | Indoor Luminaires | Linear Ambient | Direct Linear Ambient Luminaires | Standard | FALSE | [9 empty] | 42395 |  |  | Yes |  | 3.1 | 7345 | 138 | 53.4 | 6.95 | 0.983 | 3500 | 80
P7BXAH8U | StarTek Lighting America | StarTek Lighting America | SP-V-8S-35K-XX-AD-X | Indoor Luminaires | Linear Ambient | Direct Linear Ambient Luminaires | Standard | FALSE | [9 empty] | 42395 |  |  | Yes |  | 3.1 | 7345 | 138 | 53.4 | 6.95 | 0.983 | 3500 | 80
PSQUA8YB | StarTek Lighting America | StarTek Lighting America | SP-V-4S-30K-XX-ND-X | Indoor Luminaires | Linear Ambient | Direct Linear Ambient Luminaires | Standard | FALSE | [9 empty] | 42395 |  |  | Yes |  | 3.1 | 3560 | 128 | 27.76 | 11.16 | 0.969 | 3000 | 80
PFYVJ8ZR | StarTek Lighting America | StarTek Lighting America | SP-V-4S-30K-XX-AD-X | Indoor Luminaires | Linear Ambient | Direct Linear Ambient Luminaires | Standard | FALSE | [9 empty] | 42395 |  |  | Yes |  | 3.1 | 3560 | 128 | 27.76 | 11.16 | 0.969 | 3000 | 80
PE4SVYQN | StarTek Lighting America | StarTek Lighting America | SP-V-8H-30K-XX-AD-X | Indoor Luminaires | Linear Ambient | Direct Linear Ambient Luminaires | Standard | FALSE | [9 empty] | 42395 |  |  | Yes |  | 3.1 | 11551 | 126 | 91.72 | 10.53 | 0.983 | 3000 | 80
P6TMEF1X | StarTek Lighting America | StarTek Lighting America | SP-V-4H-30K-XX-AD-X | Indoor Luminaires | Linear Ambient | Direct Linear Ambient Luminaires | Standard | FALSE | [9 empty] | 42395 |  |  | Yes |  | 3.1 | 5718 | 124 | 46 | 7.36 | 0.98 | 3000 | 80
PE7CYNMF | StarTek Lighting America | StarTek Lighting America | SP-V-8S-30K-XX-AD-X | Indoor Luminaires | Linear Ambient | Direct Linear Ambient Luminaires | Standard | FALSE | [9 empty] | 42395 |  |  | Yes |  | 3.1 | 7253 | 136 | 53.4 | 6.95 | 0.983 | 3000 | 80
PC8Q8PXG | StarTek Lighting America | StarTek Lighting America | SP-V-8S-30K-XX-ND-X | Indoor Luminaires | Linear Ambient | Direct Linear Ambient Luminaires | Standard | FALSE | [9 empty] | 42395 |  |  | Yes |  | 3.1 | 7253 | 136 | 53.4 | 6.95 | 0.983 | 3000 | 80
PZ95FNX7 | StarTek Lighting America | StarTek Lighting America | SP-V-4S-27K-XX-AD-X | Indoor Luminaires | Linear Ambient | Direct Linear Ambient Luminaires | Standard | FALSE | [9 empty] | 42395 |  |  | Yes |  | 3.1 | 3496 | 126 | 27.76 | 11.16 | 0.969 | 2700 | 80
P1BZ62GR | Industrial Lighting Products | Industrial Lighting Products | WTZ-44WLED-UNIV-50-RAFL-XXXXX [Excludes SD480] | Indoor Luminaires | Linear Ambient | Direct Linear Ambient Luminaires | Premium | FALSE | [9 empty] | 42395 |  |  | NotYetVerified |  | 3.1 | 5086 | 115.8 | 43.9 | 15.3 | 0.938 | 5000 | 80
PUJQFCBY | Industrial Lighting Products | Industrial Lighting Products | WTZ-30WLED-UNIV-50-RAFL-XXXXX [Excludes SD480] | Indoor Luminaires | Linear Ambient | Direct Linear Ambient Luminaires | Premium | FALSE | [9 empty] | 42395 |  |  | NotYetVerified |  | 3.1 | 3602 | 120.1 | 30 | 15.3 | 0.938 | 5000 | 80
PDV273KU | Industrial Lighting Products | Industrial Lighting Products | WTZ-22WLED-UNIV-50-RAFL-XXXXX [Excludes SD480] | Indoor Luminaires | Linear Ambient | Direct Linear Ambient Luminaires | Premium | FALSE | [9 empty] | 42395 |  |  | NotYetVerified |  | 3.1 | 2695 | 122.5 | 22 | 15.3 | 0.938 | 5000 | 80
PE6J5R4F | Industrial Lighting Products | Industrial Lighting Products | WTZ-16WLED-UNIV-50-RAFL-XXXXX [Excludes SD480] | Indoor Luminaires | Linear Ambient | Direct Linear Ambient Luminaires | Premium | FALSE | [9 empty] | 42395 |  |  | NotYetVerified |  | 3.1 | 2064 | 124.4 | 16.6 | 15.3 | 0.938 | 5000 | 80
PUBPW4DJ | Industrial Lighting Products | Industrial Lighting Products | WTZ-44WLED-UNIV-40-RAFL-XXXXX [Excludes SD480] | Indoor Luminaires | Linear Ambient | Direct Linear Ambient Luminaires | Premium | FALSE | [9 empty] | 42395 |  |  | NotYetVerified |  | 3.1 | 5049 | 115 | 43.9 | 15.3 | 0.938 | 4000 | 80
P45ZG6TN | Industrial Lighting Products | Industrial Lighting Products | WTZ-30WLED-UNIV-40-RAFL-XXXXX [Excludes SD480] | Indoor Luminaires | Linear Ambient | Direct Linear Ambient Luminaires | Premium | FALSE | [9 empty] | 42395 |  |  | NotYetVerified |  | 3.1 | 3576 | 119.2 | 30 | 15.3 | 0.938 | 4000 | 80
P3NARK1D | Industrial Lighting Products | Industrial Lighting Products | WTZ-22WLED-UNIV-40-RAFL-XXXXX [Excludes SD480] | Indoor Luminaires | Linear Ambient | Direct Linear Ambient Luminaires | Premium | FALSE | [9 empty] | 42395 |  |  | NotYetVerified |  | 3.1 | 2676 | 121.6 | 22 | 15.3 | 0.938 | 4000 | 80
P1NSTWY6 | Industrial Lighting Products | Industrial Lighting Products | WTZ-16WLED-UNIV-40-RAFL-XXXXX [Excludes SD480] | Indoor Luminaires | Linear Ambient | Direct Linear Ambient Luminaires | Premium | FALSE | [9 empty] | 42395 |  |  | NotYetVerified |  | 3.1 | 2049 | 123.4 | 16.6 | 15.3 | 0.938 | 4000 | 80
PYFS5SQ3 | Industrial Lighting Products | Industrial Lighting Products | WTZ-44WLED-UNIV-35-RAFL-XXXXX [Excludes SD480] | Indoor Luminaires | Linear Ambient | Direct Linear Ambient Luminaires | Premium | FALSE | [9 empty] | 42395 |  |  | NotYetVerified |  | 3.1 | 5012 | 114.1 | 43.9 | 15.3 | 0.938 | 3500 | 80
PA38BY7A | Industrial Lighting Products | Industrial Lighting Products | WTZ-30WLED-UNIV-35-RAFL-XXXXX [Excludes SD480] | Indoor Luminaires | Linear Ambient | Direct Linear Ambient Luminaires | Premium | FALSE | [9 empty] | 42395 |  |  | NotYetVerified |  | 3.1 | 3550 | 118.3 | 30 | 15.3 | 0.938 | 3500 | 80
P1TX3P2P | Industrial Lighting Products | Industrial Lighting Products | WTZ-22WLED-UNIV-35-RAFL-XXXXX [Excludes SD480] | Indoor Luminaires | Linear Ambient | Direct Linear Ambient Luminaires | Premium | FALSE | [9 empty] | 42395 |  |  | NotYetVerified |  | 3.1 | 2656 | 120.7 | 22 | 15.3 | 0.938 | 3500 | 80
P1GA9BZF | Industrial Lighting Products | Industrial Lighting Products | WTZ-16WLED-UNIV-35-RAFL-XXXXX [Excludes SD480] | Indoor Luminaires | Linear Ambient | Direct Linear Ambient Luminaires | Premium | FALSE | [9 empty] | 42395 |  |  | NotYetVerified |  | 3.1 | 2034 | 122.5 | 16.6 | 15.3 | 0.938 | 3500 | 80
PA5SMTK8 | Industrial Lighting Products | Industrial Lighting Products | WTZ-30WLED-UNIV-30-RAFL-XXXXX [Excludes SD480] | Indoor Luminaires | Linear Ambient | Direct Linear Ambient Luminaires | Premium | FALSE | [9 empty] | 42395 |  |  | NotYetVerified |  | 3.1 | 3523 | 117.4 | 30 | 15.3 | 0.938 | 3000 | 80
P3GGB9BH | Industrial Lighting Products | Industrial Lighting Products | WTZ-22WLED-UNIV-30-RAFL-XXXXX [Excludes SD480] | Indoor Luminaires | Linear Ambient | Direct Linear Ambient Luminaires | Premium | FALSE | [9 empty] | 42395 |  |  | NotYetVerified |  | 3.1 | 2636 | 119.8 | 22 | 15.3 | 0.938 | 3000 | 80
PKX9YYMK | GE Lighting Solutions | Lumination | DS-[IC]-08-D-B3-xV-xxx | Indoor Luminaires | Linear Ambient | Direct Linear Ambient Luminaires | Standard | FALSE | [9 empty] | 42395 |  |  | No |  | 3 | 8000 | 106 | 75.5 | 20 | 0.9 | 4000 | 83
PJPZ9DMU | GE Lighting Solutions | Lumination | DS-[IC]-04-0-B3-xV-xxx-EL | Indoor Luminaires | Linear Ambient | Direct Linear Ambient Luminaires | Standard | FALSE | [9 empty] | 42395 |  |  | No |  | 3 | 8000 | 107 | 74.5 | 20 | 0.9 | 4000 | 83
P86PPXQW | GE Lighting Solutions | Lumination | DS-[IC]-08-D-A3-xV-xxx | Indoor Luminaires | Linear Ambient | Direct Linear Ambient Luminaires | Standard | FALSE | [9 empty] | 42395 |  |  | No |  | 3 | 8000 | 105 | 76.5 | 20 | 0.9 | 4000 | 83
P7SXJ7FN | GE Lighting Solutions | Lumination | DS-[IC]-08-0-B3-xV-xxx | Indoor Luminaires | Linear Ambient | Direct Linear Ambient Luminaires | Premium | FALSE | [9 empty] | 42395 | Dimmable | Continuous Below 10 | No |  | 3 | 8000 | 115 | 69 | 20 | 0.9 | 4000 | 83
PXU9EAPV | GE Lighting Solutions | Lumination | DS-[IC]-08-0-A2-xV-xxx-EL | Indoor Luminaires | Linear Ambient | Direct Linear Ambient Luminaires | Standard | FALSE | [9 empty] | 42395 |  |  | No |  | 3 | 8000 | 101 | 79.3 | 20 | 0.9 | 3500 | 83
PTU8N3R9 | GE Lighting Solutions | Lumination | DS-[IC]-08-0-A2-xV-xxx | Indoor Luminaires | Linear Ambient | Direct Linear Ambient Luminaires | Standard | FALSE | [9 empty] | 42395 |  |  | No |  | 3 | 8000 | 108 | 74 | 20 | 0.9 | 3500 | 83
PRDE5VQX | GE Lighting Solutions | Lumination | DS-[IC]-08-0-B2-xV-xxx-EL | Indoor Luminaires | Linear Ambient | Direct Linear Ambient Luminaires | Standard | FALSE | [9 empty] | 42395 |  |  | No |  | 3 | 8000 | 102 | 78.2 | 20 | 0.9 | 3500 | 83
P8Y6E1P8 | GE Lighting Solutions | Lumination | DS-[IC]-08-D-B2-xV-xxx | Indoor Luminaires | Linear Ambient | Direct Linear Ambient Luminaires | Standard | FALSE | [9 empty] | 42395 |  |  | No |  | 3 | 8000 | 101 | 79.2 | 20 | 0.9 | 3500 | 83
P8EAKV9P | GE Lighting Solutions | Lumination | DS-[IC]-08-D-A2-xV-xxx | Indoor Luminaires | Linear Ambient | Direct Linear Ambient Luminaires | Standard | FALSE | [9 empty] | 42395 |  |  | No |  | 3 | 8000 | 100 | 80.3 | 20 | 0.9 | 3500 | 83
PWNPMQMA | GE Lighting Solutions | Lumination | DS-[IC]-08-0-B1-xV-xxx-EL | Indoor Luminaires | Linear Ambient | Direct Linear Ambient Luminaires | Standard | FALSE | [9 empty] | 42395 |  |  | No |  | 3 | 8000 | 99 | 80.9 | 20 | 0.9 | 3000 | 83
PS35WZ9Q | GE Lighting Solutions | Lumination | DS-[IC]-08-D-B1-xV-xxx | Indoor Luminaires | Linear Ambient | Direct Linear Ambient Luminaires | Standard | FALSE | [9 empty] | 42395 |  |  | No |  | 3 | 8000 | 98 | 81.9 | 20 | 0.9 | 3000 | 83
PHDFJ6B7 | GE Lighting Solutions | Lumination | DS-[IC]-08-0-A1-xV-xxx | Indoor Luminaires | Linear Ambient | Direct Linear Ambient Luminaires | Standard | FALSE | [9 empty] | 42395 |  |  | No |  | 3 | 8000 | 105 | 76 | 20 | 0.9 | 3000 | 83
PCPH9BQ1 | GE Lighting Solutions | Lumination | DS-[IC]-08-0-B1-xV-xxx | Indoor Luminaires | Linear Ambient | Direct Linear Ambient Luminaires | Standard | FALSE | [9 empty] | 42395 |  |  | No |  | 3 | 8000 | 106 | 75 | 20 | 0.9 | 3000 | 83
P8E9MCUV | GE Lighting Solutions | Lumination | DS-[IC]-08-0-A1-xV-xxx-EL | Indoor Luminaires | Linear Ambient | Direct Linear Ambient Luminaires | Standard | FALSE | [9 empty] | 42395 |  |  | No |  | 3 | 8000 | 98 | 81.4 | 20 | 0.9 | 3000 | 83
P2S26W13 | Industrial Lighting Products | Industrial Lighting Products | RZ8F-118WLED-UNIV-30-FRAL-[All options except SD480 and WC] | Indoor Retrofit Kit | Linear Ambient | Retrofit Kits for Direct Linear Ambient Luminaires | Standard | TRUE | 13440 | 114 | 117.6 | 12.4 | 0.99 | 3112 | 83.2 | 5 |  | 42394 |  |  | NotYetVerified |  | 3.1 | 13440 | 114.3 | 117.6 | 18.7 | 0.95 | 3000 | 80
PQKJEH56 | Industrial Lighting Products | Industrial Lighting Products | RZ4C-59WLED-UNIV-50-FRAL-[All options except SD480 and WC] | Indoor Retrofit Kit | Linear Ambient | Retrofit Kits for Direct Linear Ambient Luminaires | Standard | TRUE | 7188 | 124 | 58.04 | 18.7 | 0.95 | 5308 | 85.4 | 5 |  | 42394 |  |  | NotYetVerified |  | 3.1 | 7188 | 123.8 | 58 | 18.7 | 0.95 | 5000 | 80
PTZCGXHG | DECO Lighting | DECO Lighting | DSW-LED-4-W-45-35-UNV | Indoor Luminaires | Linear Ambient | Direct Linear Ambient Luminaires | Standard | TRUE | 4416.4 | 92.3 | 47.89 | 12.15 | 0.9476 | 3593 | 83.7 | 5 | 50000 | 42394 |  |  | NotYetVerified |  | 3 | 4420.7 | 92.3 | 47.89 | 6.82 | 0.9956 | 3593 | 83.7
PZU57SKP | DECO Lighting | DECO Lighting | DSW-LED-2-W-22-35-UNV | Indoor Luminaires | Linear Ambient | Direct Linear Ambient Luminaires | Standard | TRUE | 2539.2 | 87.5 | 29.02 | 18.28 | 0.9257 | 3609 | 83.6 | 5 | 50000 | 42394 |  |  | NotYetVerified |  | 3 | 2541.6 | 88.9 | 29 | 6.21 | 0.9944 | 3609 | 83.6
P5PUKNTP | Industrial Lighting Products | Industrial Lighting Products | RZ4B-44WLED-UNIV-50-FRAL-XXXXX [Any Width Between 4.3?-12? ALL OPTIONS EXCEPT SD480 WC] | Indoor Retrofit Kit | Linear Ambient | Retrofit Kits for Direct Linear Ambient Luminaires | Premium | TRUE | 5246 | 118 | 44.64 | 15.4 | 0.915 | 5310 | 85.1 | 5 | 50000 | 42394 | Dimmable | Continuous Below 10 | NotYetVerified |  | 3 | 5246 | 117.5 | 44.6 | 15.4 | 0.92 | 5310 | 80
P3638PG5 | Industrial Lighting Products | Industrial Lighting Products | RZ4B-44WLED-UNIV-30-FRAL-XXXXX [Any Width Between 4.3?-12? ALL OPTIONS EXCEPT SD480 WC] | Indoor Retrofit Kit | Linear Ambient | Retrofit Kits for Direct Linear Ambient Luminaires | Premium | TRUE | 4998 | 112 | 44.66 | 15.4 | 0.915 | 3096 | 83.4 | 5 | 50000 | 42394 | Dimmable | Continuous Below 10 | NotYetVerified |  | 3 | 4998 | 111.9 | 44.7 | 15.4 | 0.92 | 3096 | 80
PT7Q9T32 | Industrial Lighting Products | Industrial Lighting Products | RZ4A-16WLED-UNIV-30-FRAL-XXXXX [Any Width Between 4.3?-12? ALL OPTIONS EXCEPT SD480 WC] | Indoor Retrofit Kit | Linear Ambient | Retrofit Kits for Direct Linear Ambient Luminaires | Premium | TRUE | 1970 | 120 | 16.42 | 15.4 | 0.915 | 3066 | 83.8 | 5 | 50000 | 42394 |  |  | NotYetVerified |  | 3 | 1970 | 120 | 16.4 | 15.4 | 0.92 | 3066 | 80
P4TSJ6RW | Industrial Lighting Products | Industrial Lighting Products | RZ4C-36WLED-UNIV-30-FRAL-[All options except SD480 and WC] | Indoor Retrofit Kit | Linear Ambient | Retrofit Kits for Direct Linear Ambient Luminaires | Standard | TRUE | 4672 | 126 | 36.97 | 18.1 | 0.913 | 3080 | 83.6 | 5 |  | 42394 |  |  | NotYetVerified |  | 3.1 | 4672 | 126.4 | 37 | 18.7 | 0.95 | 3000 | 80
PX3MFH2A | Industrial Lighting Products | Industrial Lighting Products | RZ8F-118WLED-UNIV-50-[All options except SD480 and WC] | Indoor Retrofit Kit | Linear Ambient | Retrofit Kits for Direct Linear Ambient Luminaires | Standard | FALSE | [9 empty] | 42394 |  |  | NotYetVerified |  | 3.1 | 16661 | 143.5 | 116.1 | 18.7 | 0.95 | 5000 | 80
PSB9PX8K | Industrial Lighting Products | Industrial Lighting Products | RZ8F-118WLED-UNIV-50-FRAL-[All options except SD480 and WC] | Indoor Retrofit Kit | Linear Ambient | Retrofit Kits for Direct Linear Ambient Luminaires | Standard | FALSE | [9 empty] | 42394 |  |  | NotYetVerified |  | 3.1 | 14348 | 123.6 | 116.1 | 18.7 | 0.95 | 5000 | 80
P59YSN9Y | Industrial Lighting Products | Industrial Lighting Products | RZ8F-90WLED-UNIV-50-[All options except SD480 and WC] | Indoor Retrofit Kit | Linear Ambient | Retrofit Kits for Direct Linear Ambient Luminaires | Standard | FALSE | [9 empty] | 42394 |  |  | NotYetVerified |  | 3.1 | 13671 | 151.9 | 90 | 18.7 | 0.95 | 5000 | 80
PU4ZJSXE | Industrial Lighting Products | Industrial Lighting Products | RZ8F-90WLED-UNIV-50-FRAL-[All options except SD480 and WC] | Indoor Retrofit Kit | Linear Ambient | Retrofit Kits for Direct Linear Ambient Luminaires | Standard | FALSE | [9 empty] | 42394 |  |  | NotYetVerified |  | 3.1 | 11773 | 130.8 | 90 | 18.7 | 0.95 | 5000 | 80
PFJQVKFX | Industrial Lighting Products | Industrial Lighting Products | RZ4C-59WLED-UNIV-50-[All options except SD480 and WC] | Indoor Retrofit Kit | Linear Ambient | Retrofit Kits for Direct Linear Ambient Luminaires | Standard | FALSE | [9 empty] | 42394 |  |  | NotYetVerified |  | 3.1 | 8347 | 143.8 | 58 | 18.7 | 0.95 | 5000 | 80
P37UTGVA | Industrial Lighting Products | Industrial Lighting Products | RZ4C-45WLED-UNIV-50-[All options except SD480 and WC] | Indoor Retrofit Kit | Linear Ambient | Retrofit Kits for Direct Linear Ambient Luminaires | Standard | FALSE | [9 empty] | 42394 |  |  | NotYetVerified |  | 3.1 | 6849 | 152.2 | 45 | 18.7 | 0.95 | 5000 | 80
PBHXBJR1 | Industrial Lighting Products | Industrial Lighting Products | RZ4C-45WLED-UNIV-50-FRAL-[All options except SD480 and WC] | Indoor Retrofit Kit | Linear Ambient | Retrofit Kits for Direct Linear Ambient Luminaires | Standard | FALSE | [9 empty] | 42394 |  |  | NotYetVerified |  | 3.1 | 5898 | 131.1 | 45 | 18.7 | 0.95 | 5000 | 80
PUN4P4JJ | Industrial Lighting Products | Industrial Lighting Products | RZ4C-36WLED-UNIV-50-[All options except SD480 and WC] | Indoor Retrofit Kit | Linear Ambient | Retrofit Kits for Direct Linear Ambient Luminaires | Standard | FALSE | [9 empty] | 42394 |  |  | NotYetVerified |  | 3.1 | 5831 | 157.6 | 37 | 18.7 | 0.95 | 5000 | 80
PC8QT9NE | Industrial Lighting Products | Industrial Lighting Products | RZ4C-36WLED-UNIV-50-FRAL-[All options except SD480 and WC] | Indoor Retrofit Kit | Linear Ambient | Retrofit Kits for Direct Linear Ambient Luminaires | Standard | FALSE | [9 empty] | 42394 |  |  | NotYetVerified |  | 3.1 | 5021 | 135.7 | 37 | 18.7 | 0.95 | 5000 | 80
PWX3AXVE | Industrial Lighting Products | Industrial Lighting Products | RZ8E-88WLED-UNIV-50-XXXXX [Any Width Between 4.3?-12? ALL OPTIONS EXCEPT SD480 WC] | Indoor Retrofit Kit | Linear Ambient | Retrofit Kits for Direct Linear Ambient Luminaires | Premium | FALSE | [9 empty] | 42394 |  |  | NotYetVerified |  | 3 | 12484.6 | 139.84 | 89.28 | 15.4 | 0.92 | 5000 | 80
PHC43BDS | Industrial Lighting Products | Industrial Lighting Products | RZ8D-80WLED-UNIV-50-XXXXX [Any Width Between 4.3?-12? ALL OPTIONS EXCEPT SD480 WC] | Indoor Retrofit Kit | Linear Ambient | Retrofit Kits for Direct Linear Ambient Luminaires | Premium | FALSE | [9 empty] | 42394 |  |  | NotYetVerified |  | 3 | 11378.94 | 142.24 | 80 | 15.4 | 0.92 | 5000 | 80
PE6KC1HV | Industrial Lighting Products | Industrial Lighting Products | RZ8E-88WLED-UNIV-50-FRAL-XXXXX [Any Width Between 4.3?-12? ALL OPTIONS EXCEPT SD480 WC] | Indoor Retrofit Kit | Linear Ambient | Retrofit Kits for Direct Linear Ambient Luminaires | Premium | FALSE | [9 empty] | 42394 |  |  | NotYetVerified |  | 3 | 10527.91 | 117.92 | 89.28 | 15.4 | 0.92 | 5000 | 80
PN71D74E | Industrial Lighting Products | Industrial Lighting Products | RZ8D-80WLED-UNIV-50-FRAL-XXXXX [Any Width Between 4.3?-12? ALL OPTIONS EXCEPT SD480 WC] | Indoor Retrofit Kit | Linear Ambient | Retrofit Kits for Direct Linear Ambient Luminaires | Premium | FALSE | [9 empty] | 42394 |  |  | NotYetVerified |  | 3 | 9610.44 | 120.13 | 80 | 15.4 | 0.92 | 5000 | 80
P6YQJUVV | Industrial Lighting Products | Industrial Lighting Products | RZ8C-60WLED-UNIV-50-XXXXX [Any Width Between 4.3?-12? ALL OPTIONS EXCEPT SD480 WC] | Indoor Retrofit Kit | Linear Ambient | Retrofit Kits for Direct Linear Ambient Luminaires | Premium | FALSE | [9 empty] | 42394 | Dimmable | Continuous Below 10 | NotYetVerified |  | 3 | 8894.26 | 148.24 | 60 | 15.4 | 0.92 | 5000 | 80
PRGGJRGC | Industrial Lighting Products | Industrial Lighting Products | RZ8C-60WLED-UNIV-50-FRAL-XXXXX [Any Width Between 4.3?-12? ALL OPTIONS EXCEPT SD480 WC] | Indoor Retrofit Kit | Linear Ambient | Retrofit Kits for Direct Linear Ambient Luminaires | Premium | FALSE | [9 empty] | 42394 |  |  | NotYetVerified |  | 3 | 7539.39 | 125.66 | 60 | 15.4 | 0.92 | 5000 | 80
PFS6127N | Industrial Lighting Products | Industrial Lighting Products | RZ8B-44WLED-UNIV-50-XXXXX [Any Width Between 4.3?-12? ALL OPTIONS EXCEPT SD480 WC] | Indoor Retrofit Kit | Linear Ambient | Retrofit Kits for Direct Linear Ambient Luminaires | Premium | FALSE | [9 empty] | 42394 |  |  | NotYetVerified |  | 3 | 6626.96 | 150.61 | 44 | 15.4 | 0.92 | 5000 | 80
PFW2SU7F | Industrial Lighting Products | Industrial Lighting Products | RZ4B-44WLED-UNIV-50-XXXXX [Any Width Between 4.3?-12? ALL OPTIONS EXCEPT SD480 WC] | Indoor Retrofit Kit | Linear Ambient | Retrofit Kits for Direct Linear Ambient Luminaires | Premium | FALSE | [9 empty] | 42394 |  |  | NotYetVerified |  | 3 | 6221 | 139.4 | 44.6 | 15.4 | 0.92 | 5000 | 80
PR8TJB9R | Industrial Lighting Products | Industrial Lighting Products | RZ8B-44WLED-UNIV-50-FRAL-XXXXX [Any Width Between 4.3?-12? ALL OPTIONS EXCEPT SD480 WC] | Indoor Retrofit Kit | Linear Ambient | Retrofit Kits for Direct Linear Ambient Luminaires | Premium | FALSE | [9 empty] | 42394 |  |  | NotYetVerified |  | 3 | 5388.94 | 122.48 | 44 | 15.4 | 0.92 | 5000 | 80
PFN6W2RM | Industrial Lighting Products | Industrial Lighting Products | RZ8B-32WLED-UNIV-50-XXXXX [Any Width Between 4.3?-12? ALL OPTIONS EXCEPT SD480 WC] | Indoor Retrofit Kit | Linear Ambient | Retrofit Kits for Direct Linear Ambient Luminaires | Premium | FALSE | [9 empty] | 42394 |  |  | NotYetVerified |  | 3 | 4952.45 | 154.76 | 32 | 15.4 | 0.92 | 5000 | 80
PJ6JTZKN | Industrial Lighting Products | Industrial Lighting Products | RZ4A-30WLED-UNIV-50-XXXXX [Any Width Between 4.3?-12? ALL OPTIONS EXCEPT SD480 WC] | Indoor Retrofit Kit | Linear Ambient | Retrofit Kits for Direct Linear Ambient Luminaires | Premium | FALSE | [9 empty] | 42394 |  |  | NotYetVerified |  | 3 | 4432 | 147.7 | 30 | 15.4 | 0.92 | 5000 | 80
PFVN859A | Industrial Lighting Products | Industrial Lighting Products | RZ8B-32WLED-UNIV-50-FRAL-XXXXX [Any Width Between 4.3?-12? ALL OPTIONS EXCEPT SD480 WC] | Indoor Retrofit Kit | Linear Ambient | Retrofit Kits for Direct Linear Ambient Luminaires | Premium | FALSE | [9 empty] | 42394 |  |  | NotYetVerified |  | 3 | 4032.36 | 126.01 | 32 | 15.4 | 0.92 | 5000 | 80
P9KNF15X | Industrial Lighting Products | Industrial Lighting Products | RZ4A-30WLED-UNIV-50-FRAL-XXXXX [Any Width Between 4.3?-12? ALL OPTIONS EXCEPT SD480 WC] | Indoor Retrofit Kit | Linear Ambient | Retrofit Kits for Direct Linear Ambient Luminaires | Premium | FALSE | [9 empty] | 42394 | Dimmable | Continuous Below 10 | NotYetVerified |  | 3 | 3757 | 125.2 | 30 | 15.4 | 0.92 | 5000 | 80
PEQ8D93Z | Industrial Lighting Products | Industrial Lighting Products | RZ4A-22WLED-UNIV-50-XXXXX [Any Width Between 4.3?-12? ALL OPTIONS EXCEPT SD480 WC] | Indoor Retrofit Kit | Linear Ambient | Retrofit Kits for Direct Linear Ambient Luminaires | Premium | FALSE | [9 empty] | 42394 |  |  | NotYetVerified |  | 3 | 3302 | 150.1 | 22 | 15.4 | 0.92 | 5000 | 80
PB1S6DYB | Industrial Lighting Products | Industrial Lighting Products | RZ4A-22WLED-UNIV-50-FRAL-XXXXX [Any Width Between 4.3?-12? ALL OPTIONS EXCEPT SD480 WC] | Indoor Retrofit Kit | Linear Ambient | Retrofit Kits for Direct Linear Ambient Luminaires | Premium | FALSE | [9 empty] | 42394 | Dimmable | Continuous Below 10 | NotYetVerified |  | 3 | 2685 | 122.1 | 22 | 15.4 | 0.92 | 5000 | 80
PWVFP6S8 | Industrial Lighting Products | Industrial Lighting Products | RZ4A-16WLED-UNIV-50-XXXXX [Any Width Between 4.3?-12? ALL OPTIONS EXCEPT SD480 WC] | Indoor Retrofit Kit | Linear Ambient | Retrofit Kits for Direct Linear Ambient Luminaires | Premium | FALSE | [9 empty] | 42394 |  |  | NotYetVerified |  | 3 | 2468 | 154.2 | 16 | 15.4 | 0.92 | 5000 | 80
PQN8YYGC | Industrial Lighting Products | Industrial Lighting Products | RZ4A-16WLED-UNIV-50-FRAL-XXXXX [Any Width Between 4.3?-12? ALL OPTIONS EXCEPT SD480 WC] | Indoor Retrofit Kit | Linear Ambient | Retrofit Kits for Direct Linear Ambient Luminaires | Premium | FALSE | [9 empty] | 42394 |  |  | NotYetVerified |  | 3 | 2009 | 125.6 | 16 | 15.4 | 0.92 | 5000 | 80
P3CCVXSV | Industrial Lighting Products | Industrial Lighting Products | RZ8F-118WLED-UNIV-40-[All options except SD480 and WC] | Indoor Retrofit Kit | Linear Ambient | Retrofit Kits for Direct Linear Ambient Luminaires | Standard | FALSE | [9 empty] | 42394 |  |  | NotYetVerified |  | 3.1 | 16594 | 139.9 | 118.6 | 18.7 | 0.95 | 4000 | 80
P5JMRD36 | Industrial Lighting Products | Industrial Lighting Products | RZ8F-118WLED-UNIV-40-FRAL-[All options except SD480 and WC] | Indoor Retrofit Kit | Linear Ambient | Retrofit Kits for Direct Linear Ambient Luminaires | Standard | FALSE | [9 empty] | 42394 |  |  | NotYetVerified |  | 3.1 | 14290 | 120.5 | 118.6 | 18.7 | 0.95 | 4000 | 80
PVWWJD85 | Industrial Lighting Products | Industrial Lighting Products | RZ8F-90WLED-UNIV-40-[All options except SD480 and WC] | Indoor Retrofit Kit | Linear Ambient | Retrofit Kits for Direct Linear Ambient Luminaires | Standard | FALSE | [9 empty] | 42394 |  |  | NotYetVerified |  | 3.1 | 13346 | 148.3 | 90 | 18.7 | 0.95 | 4000 | 80
PT3HF4H7 | Industrial Lighting Products | Industrial Lighting Products | RZ8F-90WLED-UNIV-40-FRAL-[All options except SD480 and WC] | Indoor Retrofit Kit | Linear Ambient | Retrofit Kits for Direct Linear Ambient Luminaires | Standard | FALSE | [9 empty] | 42394 |  |  | NotYetVerified |  | 3.1 | 11493 | 127.7 | 90 | 18.7 | 0.95 | 4000 | 80
P7CU41HB | Industrial Lighting Products | Industrial Lighting Products | RZ4C-59WLED-UNIV-40-[All options except SD480 and WC] | Indoor Retrofit Kit | Linear Ambient | Retrofit Kits for Direct Linear Ambient Luminaires | Standard | FALSE | [9 empty] | 42394 |  |  | NotYetVerified |  | 3.1 | 8313 | 140.2 | 59.3 | 18.7 | 0.95 | 4000 | 80
PDZ3N98D | Industrial Lighting Products | Industrial Lighting Products | RZ4C-59WLED-UNIV-40-FRAL-[All options except SD480 and WC] | Indoor Retrofit Kit | Linear Ambient | Retrofit Kits for Direct Linear Ambient Luminaires | Standard | FALSE | [9 empty] | 42394 |  |  | NotYetVerified |  | 3.1 | 7159 | 120.7 | 59.3 | 18.7 | 0.95 | 4000 | 80
PTGU8J9D | Industrial Lighting Products | Industrial Lighting Products | RZ4C-45WLED-UNIV-40-[All options except SD480 and WC] | Indoor Retrofit Kit | Linear Ambient | Retrofit Kits for Direct Linear Ambient Luminaires | Standard | FALSE | [9 empty] | 42394 |  |  | NotYetVerified |  | 3.1 | 6686 | 148.6 | 45 | 18.7 | 0.95 | 4000 | 80
P8UDH5EK | Industrial Lighting Products | Industrial Lighting Products | RZ4C-45WLED-UNIV-40-FRAL-[All options except SD480 and WC] | Indoor Retrofit Kit | Linear Ambient | Retrofit Kits for Direct Linear Ambient Luminaires | Standard | FALSE | [9 empty] | 42394 |  |  | NotYetVerified |  | 3.1 | 5758 | 127.9 | 45 | 18.7 | 0.95 | 4000 | 80
PPHB5D1Z | Industrial Lighting Products | Industrial Lighting Products | RZ4C-36WLED-UNIV-40-[All options except SD480 and WC] | Indoor Retrofit Kit | Linear Ambient | Retrofit Kits for Direct Linear Ambient Luminaires | Standard | FALSE | [9 empty] | 42394 |  |  | NotYetVerified |  | 3.1 | 5697 | 154 | 37 | 18.7 | 0.95 | 4000 | 80
PVDKHR9S | Industrial Lighting Products | Industrial Lighting Products | RZ4C-36WLED-UNIV-40-FRAL-[All options except SD480 and WC] | Indoor Retrofit Kit | Linear Ambient | Retrofit Kits for Direct Linear Ambient Luminaires | Standard | FALSE | [9 empty] | 42394 |  |  | NotYetVerified |  | 3.1 | 4906 | 132.6 | 37 | 18.7 | 0.95 | 4000 | 80
PQ9VQM5S | Industrial Lighting Products | Industrial Lighting Products | RZ8E-88WLED-UNIV-40-XXXXX [Any Width Between 4.3?-12? ALL OPTIONS EXCEPT SD480 WC] | Indoor Retrofit Kit | Linear Ambient | Retrofit Kits for Direct Linear Ambient Luminaires | Premium | FALSE | [9 empty] | 42394 |  |  | NotYetVerified |  | 3 | 12273.18 | 137.59 | 89.2 | 15.4 | 0.92 | 4000 | 80
P535J3T9 | Industrial Lighting Products | Industrial Lighting Products | RZ8D-80WLED-UNIV-40-XXXXX [Any Width Between 4.3?-12? ALL OPTIONS EXCEPT SD480 WC] | Indoor Retrofit Kit | Linear Ambient | Retrofit Kits for Direct Linear Ambient Luminaires | Premium | FALSE | [9 empty] | 42394 | Dimmable | Continuous Below 10 | NotYetVerified |  | 3 | 11182.27 | 139.78 | 80 | 15.4 | 0.92 | 4000 | 80
P6Y7TKY2 | Industrial Lighting Products | Industrial Lighting Products | RZ8E-88WLED-UNIV-40-FRAL-XXXXX [Any Width Between 4.3?-12? ALL OPTIONS EXCEPT SD480 WC] | Indoor Retrofit Kit | Linear Ambient | Retrofit Kits for Direct Linear Ambient Luminaires | Premium | FALSE | [9 empty] | 42394 | Dimmable | Continuous Below 10 | NotYetVerified |  | 3 | 10350.9 | 116.04 | 89.2 | 15.4 | 0.92 | 4000 | 80
PN9TZVQE | Industrial Lighting Products | Industrial Lighting Products | RZ8D-80WLED-UNIV-40-FRAL-XXXXX [Any Width Between 4.3?-12? ALL OPTIONS EXCEPT SD480 WC] | Indoor Retrofit Kit | Linear Ambient | Retrofit Kits for Direct Linear Ambient Luminaires | Premium | FALSE | [9 empty] | 42394 |  |  | NotYetVerified |  | 3 | 9445.85 | 118.07 | 80 | 15.4 | 0.92 | 4000 | 80
P6418CXJ | Industrial Lighting Products | Industrial Lighting Products | RZ8C-60WLED-UNIV-40-XXXXX [Any Width Between 4.3?-12? ALL OPTIONS EXCEPT SD480 WC] | Indoor Retrofit Kit | Linear Ambient | Retrofit Kits for Direct Linear Ambient Luminaires | Premium | FALSE | [9 empty] | 42394 | Dimmable | Continuous Below 10 | NotYetVerified |  | 3 | 8759.97 | 146 | 60 | 15.4 | 0.92 | 4000 | 80
PRBQ2HE9 | Industrial Lighting Products | Industrial Lighting Products | RZ8C-60WLED-UNIV-40-FRAL-XXXXX [Any Width Between 4.3?-12? ALL OPTIONS EXCEPT SD480 WC] | Indoor Retrofit Kit | Linear Ambient | Retrofit Kits for Direct Linear Ambient Luminaires | Premium | FALSE | [9 empty] | 42394 |  |  | NotYetVerified |  | 3 | 7427.01 | 123.78 | 60 | 15.4 | 0.92 | 4000 | 80
PRC4T1FB | Industrial Lighting Products | Industrial Lighting Products | RZ8B-44WLED-UNIV-40-XXXXX [Any Width Between 4.3?-12? ALL OPTIONS EXCEPT SD480 WC] | Indoor Retrofit Kit | Linear Ambient | Retrofit Kits for Direct Linear Ambient Luminaires | Premium | FALSE | [9 empty] | 42394 |  |  | NotYetVerified |  | 3 | 6528.48 | 148.37 | 44 | 15.4 | 0.92 | 4000 | 80
PQUGMY3H | Industrial Lighting Products | Industrial Lighting Products | RZ4B-44WLED-UNIV-40-XXXXX [Any Width Between 4.3?-12? ALL OPTIONS EXCEPT SD480 WC] | Indoor Retrofit Kit | Linear Ambient | Retrofit Kits for Direct Linear Ambient Luminaires | Premium | FALSE | [9 empty] | 42394 |  |  | NotYetVerified |  | 3 | 6116 | 137.1 | 44.6 | 15.4 | 0.92 | 4000 | 80
P187FUFT | Industrial Lighting Products | Industrial Lighting Products | RZ8B-44WLED-UNIV-40-FRAL-XXXXX [Any Width Between 4.3?-12? ALL OPTIONS EXCEPT SD480 WC] | Indoor Retrofit Kit | Linear Ambient | Retrofit Kits for Direct Linear Ambient Luminaires | Premium | FALSE | [9 empty] | 42394 | Dimmable | Continuous Below 10 | NotYetVerified |  | 3 | 5306.52 | 120.6 | 44 | 15.4 | 0.92 | 4000 | 80
P4V5KC5G | Industrial Lighting Products | Industrial Lighting Products | RZ4B-44WLED-UNIV-40-FRAL-XXXXX [Any Width Between 4.3?-12? ALL OPTIONS EXCEPT SD480 WC] | Indoor Retrofit Kit | Linear Ambient | Retrofit Kits for Direct Linear Ambient Luminaires | Premium | FALSE | [9 empty] | 42394 | Dimmable | Continuous Below 10 | NotYetVerified |  | 3 | 5158 | 115.6 | 44.6 | 15.4 | 0.92 | 4000 | 80
PE1HFHEB | Industrial Lighting Products | Industrial Lighting Products | RZ8B-32WLED-UNIV-40-XXXXX [Any Width Between 4.3?-12? ALL OPTIONS EXCEPT SD480 WC] | Indoor Retrofit Kit | Linear Ambient | Retrofit Kits for Direct Linear Ambient Luminaires | Premium | FALSE | [9 empty] | 42394 | Dimmable | Continuous Below 10 | NotYetVerified |  | 3 | 4880.61 | 152.52 | 32 | 15.4 | 0.92 | 4000 | 80
P3FC4SDP | Industrial Lighting Products | Industrial Lighting Products | RZ4A-30WLED-UNIV-40-XXXXX [Any Width Between 4.3?-12? ALL OPTIONS EXCEPT SD480 WC] | Indoor Retrofit Kit | Linear Ambient | Retrofit Kits for Direct Linear Ambient Luminaires | Premium | FALSE | [9 empty] | 42394 | Dimmable | Continuous Below 10 | NotYetVerified |  | 3 | 4365 | 145.5 | 30 | 15.4 | 0.92 | 4000 | 80
P8C4T7AT | Industrial Lighting Products | Industrial Lighting Products | RZ8B-32WLED-UNIV-40-FRAL-XXXXX [Any Width Between 4.3?-12? ALL OPTIONS EXCEPT SD480 WC] | Indoor Retrofit Kit | Linear Ambient | Retrofit Kits for Direct Linear Ambient Luminaires | Premium | FALSE | [9 empty] | 42394 | Dimmable | Continuous Below 10 | NotYetVerified |  | 3 | 3972.24 | 124.13 | 32 | 15.4 | 0.92 | 4000 | 80
PEJR4KWM | Industrial Lighting Products | Industrial Lighting Products | RZ4A-30WLED-UNIV-40-FRAL-XXXXX [Any Width Between 4.3?-12? ALL OPTIONS EXCEPT SD480 WC] | Indoor Retrofit Kit | Linear Ambient | Retrofit Kits for Direct Linear Ambient Luminaires | Premium | FALSE | [9 empty] | 42394 |  |  | NotYetVerified |  | 3 | 3701 | 123.4 | 30 | 15.4 | 0.92 | 4000 | 80
PDWVN7AB | Industrial Lighting Products | Industrial Lighting Products | RZ4A-22WLED-UNIV-40-XXXXX [Any Width Between 4.3?-12? ALL OPTIONS EXCEPT SD480 WC] | Indoor Retrofit Kit | Linear Ambient | Retrofit Kits for Direct Linear Ambient Luminaires | Premium | FALSE | [9 empty] | 42394 | Dimmable | Continuous Below 10 | NotYetVerified |  | 3 | 3253 | 147.9 | 22 | 15.4 | 0.92 | 4000 | 80
PE8X8N3B | Industrial Lighting Products | Industrial Lighting Products | RZ4A-22WLED-UNIV-40-FRAL-XXXXX [Any Width Between 4.3?-12? ALL OPTIONS EXCEPT SD480 WC] | Indoor Retrofit Kit | Linear Ambient | Retrofit Kits for Direct Linear Ambient Luminaires | Premium | FALSE | [9 empty] | 42394 |  |  | NotYetVerified |  | 3 | 2644 | 120.2 | 22 | 15.4 | 0.92 | 4000 | 80
PGKWEXEH | Industrial Lighting Products | Industrial Lighting Products | RZ4A-16WLED-UNIV-40-XXXXX [Any Width Between 4.3?-12? ALL OPTIONS EXCEPT SD480 WC] | Indoor Retrofit Kit | Linear Ambient | Retrofit Kits for Direct Linear Ambient Luminaires | Premium | FALSE | [9 empty] | 42394 |  |  | NotYetVerified |  | 3 | 2432 | 152 | 16 | 15.4 | 0.92 | 4000 | 80
PUZDB442 | Industrial Lighting Products | Industrial Lighting Products | RZ4A-16WLED-UNIV-40-FRAL-XXXXX [Any Width Between 4.3?-12? ALL OPTIONS EXCEPT SD480 WC] | Indoor Retrofit Kit | Linear Ambient | Retrofit Kits for Direct Linear Ambient Luminaires | Premium | FALSE | [9 empty] | 42394 |  |  | NotYetVerified |  | 3 | 1979 | 123.7 | 16 | 15.4 | 0.92 | 4000 | 80
PYR2B52T | Industrial Lighting Products | Industrial Lighting Products | RZ8F-118WLED-UNIV-35-[All options except SD480 and WC] | Indoor Retrofit Kit | Linear Ambient | Retrofit Kits for Direct Linear Ambient Luminaires | Standard | FALSE | [9 empty] | 42394 |  |  | NotYetVerified |  | 3.1 | 16167 | 136.3 | 118.6 | 18.7 | 0.95 | 3500 | 80
PWQAD9DF | Industrial Lighting Products | Industrial Lighting Products | RZ8F-118WLED-UNIV-35-FRAL-[All options except SD480 and WC] | Indoor Retrofit Kit | Linear Ambient | Retrofit Kits for Direct Linear Ambient Luminaires | Standard | FALSE | [9 empty] | 42394 |  |  | NotYetVerified |  | 3.1 | 13922 | 117.4 | 118.6 | 18.7 | 0.95 | 3500 | 80
PQJR2EVU | Industrial Lighting Products | Industrial Lighting Products | RZ8F-90WLED-UNIV-35-[All options except SD480 and WC] | Indoor Retrofit Kit | Linear Ambient | Retrofit Kits for Direct Linear Ambient Luminaires | Standard | FALSE | [9 empty] | 42394 |  |  | NotYetVerified |  | 3.1 | 13021 | 144.7 | 90 | 18.7 | 0.95 | 3500 | 80
P75TAT5M | Industrial Lighting Products | Industrial Lighting Products | RZ8F-90WLED-UNIV-35-FRAL-[All options except SD480 and WC] | Indoor Retrofit Kit | Linear Ambient | Retrofit Kits for Direct Linear Ambient Luminaires | Standard | FALSE | [9 empty] | 42394 |  |  | NotYetVerified |  | 3.1 | 11214 | 124.6 | 90 | 18.7 | 0.95 | 3500 | 80
P8X7NA5F | Industrial Lighting Products | Industrial Lighting Products | RZ4C-59WLED-UNIV-35-[All options except SD480 and WC] | Indoor Retrofit Kit | Linear Ambient | Retrofit Kits for Direct Linear Ambient Luminaires | Standard | FALSE | [9 empty] | 42394 |  |  | NotYetVerified |  | 3.1 | 8099 | 136.6 | 59.3 | 18.7 | 0.95 | 3500 | 80
PXAK9ZKB | Industrial Lighting Products | Industrial Lighting Products | RZ4C-59WLED-UNIV-35-FRAL-[All options except SD480 and WC] | Indoor Retrofit Kit | Linear Ambient | Retrofit Kits for Direct Linear Ambient Luminaires | Standard | FALSE | [9 empty] | 42394 |  |  | NotYetVerified |  | 3.1 | 6975 | 117.6 | 59.3 | 18.7 | 0.95 | 3500 | 80
PHK9KKAS | Industrial Lighting Products | Industrial Lighting Products | RZ4C-45WLED-UNIV-35-[All options except SD480 and WC] | Indoor Retrofit Kit | Linear Ambient | Retrofit Kits for Direct Linear Ambient Luminaires | Standard | FALSE | [9 empty] | 42394 |  |  | NotYetVerified |  | 3.1 | 6523 | 145 | 45 | 18.7 | 0.95 | 3500 | 80
PT9WQDAT | Industrial Lighting Products | Industrial Lighting Products | RZ4C-45WLED-UNIV-35-FRAL-[All options except SD480 and WC] | Indoor Retrofit Kit | Linear Ambient | Retrofit Kits for Direct Linear Ambient Luminaires | Standard | FALSE | [9 empty] | 42394 |  |  | NotYetVerified |  | 3.1 | 5618 | 124.8 | 45 | 18.7 | 0.95 | 3500 | 80
PN2E7ET7 | Industrial Lighting Products | Industrial Lighting Products | RZ4C-36WLED-UNIV-35-[All options except SD480 and WC] | Indoor Retrofit Kit | Linear Ambient | Retrofit Kits for Direct Linear Ambient Luminaires | Standard | FALSE | [9 empty] | 42394 |  |  | NotYetVerified |  | 3.1 | 5563 | 150.4 | 37 | 18.7 | 0.95 | 3500 | 80
PUZCJHZN | Industrial Lighting Products | Industrial Lighting Products | RZ4C-36WLED-UNIV-35-FRAL-[All options except SD480 and WC] | Indoor Retrofit Kit | Linear Ambient | Retrofit Kits for Direct Linear Ambient Luminaires | Standard | FALSE | [9 empty] | 42394 |  |  | NotYetVerified |  | 3.1 | 4791 | 129.5 | 37 | 18.7 | 0.95 | 3500 | 80
P84DFYPD | Industrial Lighting Products | Industrial Lighting Products | RZ8E-88WLED-UNIV-35-XXXXX [Any Width Between 4.3?-12? ALL OPTIONS EXCEPT SD480 WC] | Indoor Retrofit Kit | Linear Ambient | Retrofit Kits for Direct Linear Ambient Luminaires | Premium | FALSE | [9 empty] | 42394 | Dimmable | Continuous Below 10 | NotYetVerified |  | 3 | 12073.54 | 135.35 | 89.2 | 15.4 | 0.92 | 3500 | 80
PJ5VGDSU | Industrial Lighting Products | Industrial Lighting Products | RZ8D-80WLED-UNIV-35-XXXXX [Any Width Between 4.3?-12? ALL OPTIONS EXCEPT SD480 WC] | Indoor Retrofit Kit | Linear Ambient | Retrofit Kits for Direct Linear Ambient Luminaires | Premium | FALSE | [9 empty] | 42394 |  |  | NotYetVerified |  | 3 | 10986.19 | 137.33 | 80 | 15.4 | 0.92 | 3500 | 80
PYSF9AS6 | Industrial Lighting Products | Industrial Lighting Products | RZ8E-88WLED-UNIV-35-FRAL-XXXXX [Any Width Between 4.3?-12? ALL OPTIONS EXCEPT SD480 WC] | Indoor Retrofit Kit | Linear Ambient | Retrofit Kits for Direct Linear Ambient Luminaires | Premium | FALSE | [9 empty] | 42394 |  |  | NotYetVerified |  | 3 | 10183.82 | 114.17 | 89.2 | 15.4 | 0.92 | 3500 | 80
P2RNR2UR | Industrial Lighting Products | Industrial Lighting Products | RZ8D-80WLED-UNIV-35-FRAL-XXXXX [Any Width Between 4.3?-12? ALL OPTIONS EXCEPT SD480 WC] | Indoor Retrofit Kit | Linear Ambient | Retrofit Kits for Direct Linear Ambient Luminaires | Premium | FALSE | [9 empty] | 42394 | Dimmable | Continuous Below 10 | NotYetVerified |  | 3 | 9281.74 | 116.02 | 80 | 15.4 | 0.92 | 3500 | 80
P6RB5YKU | Industrial Lighting Products | Industrial Lighting Products | RZ8C-60WLED-UNIV-35-XXXXX [Any Width Between 4.3?-12? ALL OPTIONS EXCEPT SD480 WC] | Indoor Retrofit Kit | Linear Ambient | Retrofit Kits for Direct Linear Ambient Luminaires | Premium | FALSE | [9 empty] | 42394 | Dimmable | Continuous Below 10 | NotYetVerified |  | 3 | 8625.69 | 143.76 | 60 | 15.4 | 0.92 | 3500 | 80
PDVGKTP3 | Industrial Lighting Products | Industrial Lighting Products | RZ8C-60WLED-UNIV-35-FRAL-XXXXX [Any Width Between 4.3?-12? ALL OPTIONS EXCEPT SD480 WC] | Indoor Retrofit Kit | Linear Ambient | Retrofit Kits for Direct Linear Ambient Luminaires | Premium | FALSE | [9 empty] | 42394 | Dimmable | Continuous Below 10 | NotYetVerified |  | 3 | 7314.62 | 121.91 | 60 | 15.4 | 0.92 | 3500 | 80
PH49K6X2 | Industrial Lighting Products | Industrial Lighting Products | RZ8B-44WLED-UNIV-35-XXXXX [Any Width Between 4.3?-12? ALL OPTIONS EXCEPT SD480 WC] | Indoor Retrofit Kit | Linear Ambient | Retrofit Kits for Direct Linear Ambient Luminaires | Premium | FALSE | [9 empty] | 42394 |  |  | NotYetVerified |  | 3 | 6430.01 | 146.14 | 44 | 15.4 | 0.92 | 3500 | 80
PW8NSKYJ | Industrial Lighting Products | Industrial Lighting Products | RZ4B-44WLED-UNIV-35-XXXXX [Any Width Between 4.3?-12? ALL OPTIONS EXCEPT SD480 WC] | Indoor Retrofit Kit | Linear Ambient | Retrofit Kits for Direct Linear Ambient Luminaires | Premium | FALSE | [9 empty] | 42394 |  |  | NotYetVerified |  | 3 | 6016 | 134.9 | 44.6 | 15.4 | 0.92 | 3500 | 80
PZFQ1AYQ | Industrial Lighting Products | Industrial Lighting Products | RZ8B-44WLED-UNIV-35-FRAL-XXXXX [Any Width Between 4.3?-12? ALL OPTIONS EXCEPT SD480 WC] | Indoor Retrofit Kit | Linear Ambient | Retrofit Kits for Direct Linear Ambient Luminaires | Premium | FALSE | [9 empty] | 42394 |  |  | NotYetVerified |  | 3 | 5224.11 | 118.73 | 44 | 15.4 | 0.92 | 3500 | 80
P5ZY1H1Q | Industrial Lighting Products | Industrial Lighting Products | RZ4B-44WLED-UNIV-35-FRAL-XXXXX [Any Width Between 4.3?-12? ALL OPTIONS EXCEPT SD480 WC] | Indoor Retrofit Kit | Linear Ambient | Retrofit Kits for Direct Linear Ambient Luminaires | Premium | FALSE | [9 empty] | 42394 | Dimmable | Continuous Below 10 | NotYetVerified |  | 3 | 5075 | 113.8 | 44.6 | 15.4 | 0.92 | 3500 | 80
PV4G7F6Y | Industrial Lighting Products | Industrial Lighting Products | RZ8B-32WLED-UNIV-35-XXXXX [Any Width Between 4.3?-12? ALL OPTIONS EXCEPT SD480 WC] | Indoor Retrofit Kit | Linear Ambient | Retrofit Kits for Direct Linear Ambient Luminaires | Premium | FALSE | [9 empty] | 42394 |  |  | NotYetVerified |  | 3 | 4808.99 | 150.28 | 32 | 15.4 | 0.92 | 3500 | 80
PPVHQKNR | Industrial Lighting Products | Industrial Lighting Products | RZ4A-30WLED-UNIV-35-XXXXX [Any Width Between 4.3?-12? ALL OPTIONS EXCEPT SD480 WC] | Indoor Retrofit Kit | Linear Ambient | Retrofit Kits for Direct Linear Ambient Luminaires | Premium | FALSE | [9 empty] | 42394 |  |  | NotYetVerified |  | 3 | 4298 | 143.3 | 30 | 15.4 | 0.92 | 3500 | 80
PFRQV8F1 | Industrial Lighting Products | Industrial Lighting Products | RZ8B-32WLED-UNIV-35-FRAL-XXXXX [Any Width Between 4.3?-12? ALL OPTIONS EXCEPT SD480 WC] | Indoor Retrofit Kit | Linear Ambient | Retrofit Kits for Direct Linear Ambient Luminaires | Premium | FALSE | [9 empty] | 42394 |  |  | NotYetVerified |  | 3 | 3912.3 | 122.26 | 32 | 15.4 | 0.92 | 3500 | 80
PU5PG36A | Industrial Lighting Products | Industrial Lighting Products | RZ4A-30WLED-UNIV-35-FRAL-XXXXX [Any Width Between 4.3?-12? ALL OPTIONS EXCEPT SD480 WC] | Indoor Retrofit Kit | Linear Ambient | Retrofit Kits for Direct Linear Ambient Luminaires | Premium | FALSE | [9 empty] | 42394 |  |  | NotYetVerified |  | 3 | 3645 | 121.5 | 30 | 15.4 | 0.92 | 3500 | 80
PQJMJKR8 | Industrial Lighting Products | Industrial Lighting Products | RZ4A-22WLED-UNIV-35-XXXXX [Any Width Between 4.3?-12? ALL OPTIONS EXCEPT SD480 WC] | Indoor Retrofit Kit | Linear Ambient | Retrofit Kits for Direct Linear Ambient Luminaires | Premium | FALSE | [9 empty] | 42394 |  |  | NotYetVerified |  | 3 | 3204 | 145.6 | 22 | 15.4 | 0.92 | 3500 | 80
PUQ2Q2SE | Industrial Lighting Products | Industrial Lighting Products | RZ4A-22WLED-UNIV-35-FRAL-XXXXX [Any Width Between 4.3?-12? ALL OPTIONS EXCEPT SD480 WC] | Indoor Retrofit Kit | Linear Ambient | Retrofit Kits for Direct Linear Ambient Luminaires | Premium | FALSE | [9 empty] | 42394 |  |  | NotYetVerified |  | 3 | 2603 | 118.3 | 22 | 15.4 | 0.92 | 3500 | 80
PV3H98TU | Industrial Lighting Products | Industrial Lighting Products | RZ4A-16WLED-UNIV-35-XXXXX [Any Width Between 4.3?-12? ALL OPTIONS EXCEPT SD480 WC] | Indoor Retrofit Kit | Linear Ambient | Retrofit Kits for Direct Linear Ambient Luminaires | Premium | FALSE | [9 empty] | 42394 |  |  | NotYetVerified |  | 3 | 2396 | 149.8 | 16 | 15.4 | 0.92 | 3500 | 80
PW5B7C7Z | Industrial Lighting Products | Industrial Lighting Products | RZ4A-16WLED-UNIV-35-FRAL-XXXXX [Any Width Between 4.3?-12? ALL OPTIONS EXCEPT SD480 WC] | Indoor Retrofit Kit | Linear Ambient | Retrofit Kits for Direct Linear Ambient Luminaires | Premium | FALSE | [9 empty] | 42394 |  |  | NotYetVerified |  | 3 | 1970 | 123.13 | 16 | 15.4 | 0.92 | 3500 | 80
PDN6ZNGD | Industrial Lighting Products | Industrial Lighting Products | RZ8E-88WLED-UNIV-30-FRAL-XXXXX [Any Width Between 4.3?-12? ALL OPTIONS EXCEPT SD480 WC] | Indoor Retrofit Kit | Linear Ambient | Retrofit Kits for Direct Linear Ambient Luminaires | Premium | FALSE | [9 empty] | 42394 | Dimmable | Continuous Below 10 | NotYetVerified |  | 3 | 10010 | 112.3 | 89.14 | 15.4 | 0.92 | 3117 | 80
PXMJJZJD | Industrial Lighting Products | Industrial Lighting Products | RZ8F-118WLED-UNIV-30-[All options except SD480 and WC] | Indoor Retrofit Kit | Linear Ambient | Retrofit Kits for Direct Linear Ambient Luminaires | Standard | FALSE | [9 empty] | 42394 |  |  | NotYetVerified |  | 3.1 | 15607 | 132.7 | 117.6 | 18.7 | 0.95 | 3000 | 80
P58RV8AQ | Industrial Lighting Products | Industrial Lighting Products | RZ8F-90WLED-UNIV-30-[All options except SD480 and WC] | Indoor Retrofit Kit | Linear Ambient | Retrofit Kits for Direct Linear Ambient Luminaires | Standard | FALSE | [9 empty] | 42394 |  |  | NotYetVerified |  | 3.1 | 12697 | 141.1 | 90 | 18.7 | 0.95 | 3000 | 80
P4Q69VK8 | Industrial Lighting Products | Industrial Lighting Products | RZ8F-90WLED-UNIV-30-FRAL-[All options except SD480 and WC] | Indoor Retrofit Kit | Linear Ambient | Retrofit Kits for Direct Linear Ambient Luminaires | Standard | FALSE | [9 empty] | 42394 |  |  | NotYetVerified |  | 3.1 | 10934 | 121.5 | 90 | 18.7 | 0.95 | 3000 | 80
P4615U67 | Industrial Lighting Products | Industrial Lighting Products | RZ4C-59WLED-UNIV-30-[All options except SD480 and WC] | Indoor Retrofit Kit | Linear Ambient | Retrofit Kits for Direct Linear Ambient Luminaires | Standard | FALSE | [9 empty] | 42394 |  |  | NotYetVerified |  | 3.1 | 7882 | 133 | 59.3 | 18.7 | 0.95 | 3000 | 80
PVC27DSX | Industrial Lighting Products | Industrial Lighting Products | RZ4C-59WLED-UNIV-30-FRAL-[All options except SD480 and WC] | Indoor Retrofit Kit | Linear Ambient | Retrofit Kits for Direct Linear Ambient Luminaires | Standard | FALSE | [9 empty] | 42394 |  |  | NotYetVerified |  | 3.1 | 6788 | 114.5 | 59.3 | 18.7 | 0.95 | 3000 | 80
PR3S93TB | Industrial Lighting Products | Industrial Lighting Products | RZ4C-45WLED-UNIV-30-[All options except SD480 and WC] | Indoor Retrofit Kit | Linear Ambient | Retrofit Kits for Direct Linear Ambient Luminaires | Standard | FALSE | [9 empty] | 42394 |  |  | NotYetVerified |  | 3.1 | 6361 | 141.4 | 45 | 18.7 | 0.95 | 3000 | 80
P7CB8HAB | Industrial Lighting Products | Industrial Lighting Products | RZ4C-45WLED-UNIV-30-FRAL-[All options except SD480 and WC] | Indoor Retrofit Kit | Linear Ambient | Retrofit Kits for Direct Linear Ambient Luminaires | Standard | FALSE | [9 empty] | 42394 |  |  | NotYetVerified |  | 3.1 | 5478 | 121.7 | 45 | 18.7 | 0.95 | 3000 | 80
PVGZDY3E | Industrial Lighting Products | Industrial Lighting Products | RZ4C-36WLED-UNIV-30-[All options except SD480 and WC] | Indoor Retrofit Kit | Linear Ambient | Retrofit Kits for Direct Linear Ambient Luminaires | Standard | FALSE | [9 empty] | 42394 |  |  | NotYetVerified |  | 3.1 | 5425 | 146.7 | 37 | 18.7 | 0.95 | 3000 | 80
P52435C6 | Industrial Lighting Products | Industrial Lighting Products | RZ8E-88WLED-UNIV-30-XXXXX [Any Width Between 4.3?-12? ALL OPTIONS EXCEPT SD480 WC] | Indoor Retrofit Kit | Linear Ambient | Retrofit Kits for Direct Linear Ambient Luminaires | Premium | FALSE | [9 empty] | 42394 | Dimmable | Continuous Below 10 | NotYetVerified |  | 3 | 11889.88 | 133.12 | 89.32 | 15.4 | 0.92 | 3000 | 80
PR5KUNJH | Industrial Lighting Products | Industrial Lighting Products | RZ8D-80WLED-UNIV-30-XXXXX [Any Width Between 4.3?-12? ALL OPTIONS EXCEPT SD480 WC] | Indoor Retrofit Kit | Linear Ambient | Retrofit Kits for Direct Linear Ambient Luminaires | Premium | FALSE | [9 empty] | 42394 |  |  | NotYetVerified |  | 3 | 10790.11 | 134.88 | 80 | 15.4 | 0.92 | 3000 | 80
P188C351 | Industrial Lighting Products | Industrial Lighting Products | RZ8D-80WLED-UNIV-30-FRAL-XXXXX [Any Width Between 4.3?-12? ALL OPTIONS EXCEPT SD480 WC] | Indoor Retrofit Kit | Linear Ambient | Retrofit Kits for Direct Linear Ambient Luminaires | Premium | FALSE | [9 empty] | 42394 | Dimmable | Continuous Below 10 | NotYetVerified |  | 3 | 9117.64 | 113.97 | 80 | 15.4 | 0.92 | 3000 | 80
PGTKB2TJ | Industrial Lighting Products | Industrial Lighting Products | RZ8C-60WLED-UNIV-30-XXXXX [Any Width Between 4.3?-12? ALL OPTIONS EXCEPT SD480 WC] | Indoor Retrofit Kit | Linear Ambient | Retrofit Kits for Direct Linear Ambient Luminaires | Premium | FALSE | [9 empty] | 42394 |  |  | NotYetVerified |  | 3 | 8356.71 | 139.28 | 60 | 15.4 | 0.92 | 3000 | 80
PRGA32DP | Industrial Lighting Products | Industrial Lighting Products | RZ8C-60WLED-UNIV-30-FRAL-XXXXX [Any Width Between 4.3?-12? ALL OPTIONS EXCEPT SD480 WC] | Indoor Retrofit Kit | Linear Ambient | Retrofit Kits for Direct Linear Ambient Luminaires | Premium | FALSE | [9 empty] | 42394 |  |  | NotYetVerified |  | 3 | 7089.51 | 118.16 | 60 | 15.4 | 0.92 | 3000 | 80
PEEQRW7A | Industrial Lighting Products | Industrial Lighting Products | RZ8B-44WLED-UNIV-30-XXXXX [Any Width Between 4.3?-12? ALL OPTIONS EXCEPT SD480 WC] | Indoor Retrofit Kit | Linear Ambient | Retrofit Kits for Direct Linear Ambient Luminaires | Premium | FALSE | [9 empty] | 42394 |  |  | NotYetVerified |  | 3 | 6232.76 | 141.65 | 44 | 15.4 | 0.92 | 3000 | 80
P6PCJAH4 | Industrial Lighting Products | Industrial Lighting Products | RZ4B-44WLED-UNIV-30-XXXXX [Any Width Between 4.3?-12? ALL OPTIONS EXCEPT SD480 WC] | Indoor Retrofit Kit | Linear Ambient | Retrofit Kits for Direct Linear Ambient Luminaires | Premium | FALSE | [9 empty] | 42394 | Dimmable | Continuous Below 10 | NotYetVerified |  | 3 | 5925 | 132.7 | 44.7 | 15.4 | 0.92 | 3000 | 80
PWKFMZQ6 | Industrial Lighting Products | Industrial Lighting Products | RZ8B-44WLED-UNIV-30-FRAL-XXXXX [Any Width Between 4.3?-12? ALL OPTIONS EXCEPT SD480 WC] | Indoor Retrofit Kit | Linear Ambient | Retrofit Kits for Direct Linear Ambient Luminaires | Premium | FALSE | [9 empty] | 42394 |  |  | NotYetVerified |  | 3 | 5059.03 | 114.98 | 44 | 15.4 | 0.92 | 3000 | 80
P4G88PXQ | Industrial Lighting Products | Industrial Lighting Products | RZ8B-32WLED-UNIV-30-XXXXX [Any Width Between 4.3?-12? ALL OPTIONS EXCEPT SD480 WC] | Indoor Retrofit Kit | Linear Ambient | Retrofit Kits for Direct Linear Ambient Luminaires | Premium | FALSE | [9 empty] | 42394 | Dimmable | Continuous Below 10 | NotYetVerified |  | 3 | 4861.73 | 148.04 | 32.84 | 15.4 | 0.92 | 3000 | 80
P6XK92JG | Industrial Lighting Products | Industrial Lighting Products | RZ4A-30WLED-UNIV-30-XXXXX [Any Width Between 4.3?-12? ALL OPTIONS EXCEPT SD480 WC] | Indoor Retrofit Kit | Linear Ambient | Retrofit Kits for Direct Linear Ambient Luminaires | Premium | FALSE | [9 empty] | 42394 | Dimmable | Continuous Below 10 | NotYetVerified |  | 3 | 4164 | 138.8 | 30 | 15.4 | 0.92 | 3000 | 80
P7QSDTVC | Industrial Lighting Products | Industrial Lighting Products | RZ8B-32WLED-UNIV-30-FRAL-XXXXX [Any Width Between 4.3?-12? ALL OPTIONS EXCEPT SD480 WC] | Indoor Retrofit Kit | Linear Ambient | Retrofit Kits for Direct Linear Ambient Luminaires | Premium | FALSE | [9 empty] | 42394 | Dimmable | Continuous Below 10 | NotYetVerified |  | 3 | 3953.49 | 120.39 | 32.84 | 15.4 | 0.92 | 3000 | 80
PUZ4NANG | Industrial Lighting Products | Industrial Lighting Products | RZ4A-30WLED-UNIV-30-FRAL-XXXXX [Any Width Between 4.3?-12? ALL OPTIONS EXCEPT SD480 WC] | Indoor Retrofit Kit | Linear Ambient | Retrofit Kits for Direct Linear Ambient Luminaires | Premium | FALSE | [9 empty] | 42394 |  |  | NotYetVerified |  | 3 | 3533 | 117.8 | 30 | 15.4 | 0.92 | 3000 | 80
PNMHF3DQ | Industrial Lighting Products | Industrial Lighting Products | RZ4A-22WLED-UNIV-30-XXXXX [Any Width Between 4.3?-12? ALL OPTIONS EXCEPT SD480 WC] | Indoor Retrofit Kit | Linear Ambient | Retrofit Kits for Direct Linear Ambient Luminaires | Premium | FALSE | [9 empty] | 42394 |  |  | NotYetVerified |  | 3 | 3106 | 141.2 | 22 | 15.4 | 0.92 | 3000 | 80
PEF9UKGH | Industrial Lighting Products | Industrial Lighting Products | RZ4A-22WLED-UNIV-30-FRAL-XXXXX [Any Width Between 4.3?-12? ALL OPTIONS EXCEPT SD480 WC] | Indoor Retrofit Kit | Linear Ambient | Retrofit Kits for Direct Linear Ambient Luminaires | Premium | FALSE | [9 empty] | 42394 |  |  | NotYetVerified |  | 3 | 2521 | 114.6 | 22 | 15.4 | 0.92 | 3000 | 80
P2BRJAW5 | Industrial Lighting Products | Industrial Lighting Products | RZ4A-16WLED-UNIV-30-XXXXX [Any Width Between 4.3?-12? ALL OPTIONS EXCEPT SD480 WC] | Indoor Retrofit Kit | Linear Ambient | Retrofit Kits for Direct Linear Ambient Luminaires | Premium | FALSE | [9 empty] | 42394 | Dimmable | Continuous Below 10 | NotYetVerified |  | 3 | 2423 | 147.5 | 16.4 | 15.4 | 0.92 | 3000 | 80
P2RSFQZU | DECO Lighting | DECO Lighting | DSW-LED-2-W-22-50-UNV | Indoor Luminaires | Linear Ambient | Direct Linear Ambient Luminaires | Standard | FALSE | [9 empty] | 42394 |  |  | NotYetVerified |  | 3 | 2667.6 | 93.4 | 29 | 6.21 | 0.9944 | 5290 | 84.4
PQDE4KA1 | DECO Lighting | DECO Lighting | DSW-LED-4-W-45-50-UNV | Indoor Luminaires | Linear Ambient | Direct Linear Ambient Luminaires | Standard | FALSE | [9 empty] | 42394 |  |  | NotYetVerified |  | 3 | 4639.8 | 97 | 47.81 | 6.77 | 0.9956 | 5272 | 84.6
PK4N694F | DECO Lighting | DECO Lighting | DSW-LED-2-W-22-40-UNV | Indoor Luminaires | Linear Ambient | Direct Linear Ambient Luminaires | Standard | FALSE | [9 empty] | 42394 |  |  | NotYetVerified |  | 3 | 2583.6 | 90.4 | 29 | 6.21 | 0.9944 | 4169 | 83.9
PVRDD968 | DECO Lighting | DECO Lighting | DSW-LED-4-W-45-40-UNV | Indoor Luminaires | Linear Ambient | Direct Linear Ambient Luminaires | Standard | FALSE | [9 empty] | 42394 |  |  | NotYetVerified |  | 3 | 4493.66 | 93.8852 | 47.8634 | 6.77 | 0.9956 | 4152.107 | 83.9997
P4FPX63A | Jiangsu Ever-Tie Lighting Co. Ltd | Ever-tie | ETLSRK-8FT/LW/DM 3500K | Indoor Retrofit Kit | Linear Ambient | Retrofit Kits for Direct Linear Ambient Luminaires | Premium | TRUE | 4644.4 | 117.27 | 39.6 | 4.5 | 0.9696 | 3499 | 82.5 | 5 | 50000 | 42391 |  |  | No | Updated 7/22/2016 | 3.1 | 4633 | 115 | 40 | 20 | 0.9 | 3500 | 80
P95JKJ2U | Jiangsu Ever-Tie Lighting Co. Ltd | Ever-tie | ETLSRK-8FT/HL/DM 3500K | Indoor Retrofit Kit | Linear Ambient | Retrofit Kits for Direct Linear Ambient Luminaires | Premium | TRUE | 7526 | 118.27 | 63.63 | 11.3 | 0.9677 | 3554 | 83.5 | 5 | 50000 | 42391 |  |  | No | Updated 7/22/2016 | 3.1 | 7505 | 110 | 68 | 20 | 0.9 | 3500 | 80
PKWWWHCB | LONYUNG LED LIGHTING CO.LTD | LONYUNG | LY-T5SL1800-44W(3000K) | Indoor Luminaires | Linear Ambient | Direct Linear Ambient Luminaires | Standard | TRUE | 4219.88 | 113.87 | 37.06 | 18.04 | 0.958 | 2972 | 81.2 | 5 | 50000 | 42391 |  |  | No | Product updated on 08/25/2016 | 3.1 | 4200 | 105 | 40 | 10 | 0.9 | 3000 | 80
P8YRXZG8 | LONYUNG LED LIGHTING CO.LTD | LONYUNG | LY-T5SL2400-60W(3000K) | Indoor Luminaires | Linear Ambient | Direct Linear Ambient Luminaires | Standard | TRUE | 6408.47 | 110.19 | 58.16 | 5.91 | 0.943 | 2975 | 81.2 | 5 | 50000 | 42391 |  |  | No | Product updated on 08/25/2016 | 3.1 | 6600 | 110 | 60 | 10 | 0.9 | 3000 | 80
PF2GAPSK | Jiangsu Ever-Tie Lighting Co. Ltd | Ever-tie | ETLSRK-4FT/HL/DM 5000K | Indoor Retrofit Kit | Linear Ambient | Retrofit Kits for Direct Linear Ambient Luminaires | Premium | TRUE | 4186.87 | 125.18 | 33.447 | 4.5 | 0.9396 | 5083 | 82.63 | 5 | 50000 | 42391 |  |  | No | Updated 7/22/2016 | 3.1 | 4145 | 122 | 34 | 20 | 0.9 | 5000 | 80
P31D9QW4 | Jiangsu Ever-Tie Lighting Co. Ltd | Ever-tie | ETLSRK-4FT/HL/DM 3500K | Indoor Retrofit Kit | Linear Ambient | Retrofit Kits for Direct Linear Ambient Luminaires | Premium | TRUE | 3738.5 | 113.97 | 32.803 | 4.5 | 0.9396 | 3549 | 83.4 | 5 | 50000 | 42391 |  |  | No | Updated 7/22/2016 | 3.1 | 3821 | 113 | 34 | 20 | 0.9 | 3500 | 80
PFANAVYX | Jiangsu Ever-Tie Lighting Co. Ltd | Ever-tie | ETLSRK-4FT/LW/DM 5000K | Indoor Retrofit Kit | Linear Ambient | Retrofit Kits for Direct Linear Ambient Luminaires | Premium | TRUE | 2753.28 | 122.41 | 22.492 | 5.9 | 0.9236 | 5168 | 83.05 | 5 | 50000 | 42391 |  |  | No | Updated 7/22/2016 | 3.1 | 2753 | 125 | 22 | 20 | 0.9 | 5000 | 80
P3ME47GS | Jiangsu Ever-Tie Lighting Co. Ltd | Ever-tie | ETLSRK-4FT/LW/DM 3500K | Indoor Retrofit Kit | Linear Ambient | Retrofit Kits for Direct Linear Ambient Luminaires | Premium | TRUE | 2498.1 | 114.52 | 21.814 | 5.9 | 0.9236 | 3486 | 82.5 | 5 | 50000 | 42391 |  |  | No | Updated 7/22/2016 | 3.1 | 2567 | 117 | 22 | 20 | 0.9 | 3500 | 80
PMD7BFEQ | LONYUNG LED LIGHTING CO.LTD | LONYUNG | LY-T5SL900-25W(3000K) | Indoor Luminaires | Linear Ambient | Direct Linear Ambient Luminaires | Standard | TRUE | 2673.75 | 111.04 | 24.08 | 5.93 | 0.92 | 2981 | 81.3 | 5 | 50000 | 42391 |  |  | No | Product updated on 08/25/2016 | 3.1 | 2775 | 111 | 25 | 10 | 0.9 | 3000 | 80
PBZA89MM | LONYUNG LED LIGHTING CO.LTD | LONYUNG | LY-SF90L1200-40W(3000K) | Indoor Luminaires | Linear Ambient | Direct Linear Ambient Luminaires | Premium | TRUE | 3776.83 | 97.02 | 38.93 | 5.5 | 0.911 | 2914 | 83.3 | 5 | 50000 | 42391 |  |  | No |  | 4.1 | 3600 | 90 | 40 | 10 | 0.9 | 3000 | 80
PQKXSGF6 | Jiangsu Ever-Tie Lighting Co. Ltd | Ever-tie | ETLSRK-8FT/HL/DM 5000K | Indoor Retrofit Kit | Linear Ambient | Retrofit Kits for Direct Linear Ambient Luminaires | Premium | FALSE | [9 empty] | 42391 |  |  | No | Updated 7/22/2016 | 3.1 | 8014 | 118 | 68 | 20 | 0.9 | 5000 | 80
PWZE2PUV | Jiangsu Ever-Tie Lighting Co. Ltd | Ever-tie | ETLSRK-8FT/LW/DM 5000K | Indoor Retrofit Kit | Linear Ambient | Retrofit Kits for Direct Linear Ambient Luminaires | Premium | FALSE | [9 empty] | 42391 |  |  | No | Updated 7/22/2016 | 3.1 | 4831 | 120 | 40 | 20 | 0.9 | 5000 | 80
PKHJFECB | Jiangsu Ever-Tie Lighting Co. Ltd | Ever-tie | ETLSRK-8FT/HL/DM 4000K | Indoor Retrofit Kit | Linear Ambient | Retrofit Kits for Direct Linear Ambient Luminaires | Premium | FALSE | [9 empty] | 42391 |  |  | No | Updated 7/22/2016 | 3.1 | 7950 | 116 | 68 | 20 | 0.9 | 4000 | 80
P9DDMX5R | Jiangsu Ever-Tie Lighting Co. Ltd | Ever-tie | ETLSRK-8FT/LW/DM 4000K | Indoor Retrofit Kit | Linear Ambient | Retrofit Kits for Direct Linear Ambient Luminaires | Premium | FALSE | [9 empty] | 42391 |  |  | No | Updated 7/22/2016 | 3.1 | 4752 | 118 | 40 | 20 | 0.9 | 4000 | 80
PC8JG6K8 | Jiangsu Ever-Tie Lighting Co. Ltd | Ever-tie | ETLSRK-4FT/HL/DM 4000K | Indoor Retrofit Kit | Linear Ambient | Retrofit Kits for Direct Linear Ambient Luminaires | Premium | FALSE | [9 empty] | 42391 |  |  | No | Updated 7/22/2016 | 3.1 | 3952 | 116 | 34 | 20 | 0.9 | 4000 | 80
PJD8V7EG | Jiangsu Ever-Tie Lighting Co. Ltd | Ever-tie | ETLSRK-4FT/LW/DM 4000K | Indoor Retrofit Kit | Linear Ambient | Retrofit Kits for Direct Linear Ambient Luminaires | Premium | FALSE | [9 empty] | 42391 |  |  | No | Updated 7/22/2016 | 3.1 | 2707 | 123 | 22 | 20 | 0.9 | 4000 | 80
PRJD89N5 | LONYUNG LED LIGHTING CO.LTD | LONYUNG | LY-T5SL2400-60W(5000K) | Indoor Luminaires | Linear Ambient | Direct Linear Ambient Luminaires | Standard | FALSE | [9 empty] | 42391 |  |  | No | Product updated on 08/25/2016 | 3.1 | 6600 | 110 | 60 | 10 | 0.9 | 5000 | 80
PNC4QUD5 | LONYUNG LED LIGHTING CO.LTD | LONYUNG | LY-T5SL1800-44W(5000K) | Indoor Luminaires | Linear Ambient | Direct Linear Ambient Luminaires | Standard | FALSE | [9 empty] | 42391 |  |  | No | Product updated on 08/25/2016 | 3.1 | 4200 | 105 | 40 | 10 | 0.9 | 5000 | 80
PXS77RS7 | LONYUNG LED LIGHTING CO.LTD | LONYUNG | LY-T5SL900-25W(5000K) | Indoor Luminaires | Linear Ambient | Direct Linear Ambient Luminaires | Standard | FALSE | [9 empty] | 42391 |  |  | No | Product updated on 08/25/2016 | 3.1 | 2775 | 111 | 25 | 10 | 0.9 | 5000 | 80
P66PJRWZ | LONYUNG LED LIGHTING CO.LTD | LONYUNG | LY-SF90L1200-40W(5000K) | Indoor Luminaires | Linear Ambient | Direct Linear Ambient Luminaires | Premium | FALSE | [9 empty] | 42391 |  |  | No |  | 4.1 | 3600 | 90 | 40 | 10 | 0.9 | 5000 | 80
P53QHY7Q | LONYUNG LED LIGHTING CO.LTD | LONYUNG | LY-T5SL2400-60W(4500K) | Indoor Luminaires | Linear Ambient | Direct Linear Ambient Luminaires | Standard | FALSE | [9 empty] | 42391 |  |  | No | Product updated on 08/25/2016 | 3.1 | 6600 | 110 | 60 | 10 | 0.9 | 4500 | 80
PRFJPGME | LONYUNG LED LIGHTING CO.LTD | LONYUNG | LY-T5SL1800-44W(4500K) | Indoor Luminaires | Linear Ambient | Direct Linear Ambient Luminaires | Standard | FALSE | [9 empty] | 42391 |  |  | No | Product updated on 08/25/2016 | 3.1 | 4200 | 105 | 40 | 10 | 0.9 | 4500 | 80
PQNGB26D | LONYUNG LED LIGHTING CO.LTD | LONYUNG | LY-T5SL900-25W(4500K) | Indoor Luminaires | Linear Ambient | Direct Linear Ambient Luminaires | Standard | FALSE | [9 empty] | 42391 |  |  | No | Product updated on 08/25/2016 | 3.1 | 2775 | 111 | 25 | 10 | 0.9 | 4500 | 80
PU4GU2YQ | LONYUNG LED LIGHTING CO.LTD | LONYUNG | LY-SF90L1200-40W(4500K) | Indoor Luminaires | Linear Ambient | Direct Linear Ambient Luminaires | Premium | FALSE | [9 empty] | 42391 |  |  | No |  | 4.1 | 3600 | 90 | 40 | 10 | 0.9 | 4500 | 80
P5EQXGSS | LONYUNG LED LIGHTING CO.LTD | LONYUNG | LY-T5SL2400-60W(4000K) | Indoor Luminaires | Linear Ambient | Direct Linear Ambient Luminaires | Standard | FALSE | [9 empty] | 42391 |  |  | No | Product updated on 08/25/2016 | 3.1 | 6600 | 110 | 60 | 10 | 0.9 | 4000 | 80
PJ9J3UHK | LONYUNG LED LIGHTING CO.LTD | LONYUNG | LY-T5SL1800-44W(4000K) | Indoor Luminaires | Linear Ambient | Direct Linear Ambient Luminaires | Standard | FALSE | [9 empty] | 42391 |  |  | No | Product updated on 08/25/2016 | 3.1 | 4200 | 105 | 40 | 10 | 0.9 | 4000 | 80
PF8WN925 | LONYUNG LED LIGHTING CO.LTD | LONYUNG | LY-T5SL900-25W(4000K) | Indoor Luminaires | Linear Ambient | Direct Linear Ambient Luminaires | Standard | FALSE | [9 empty] | 42391 |  |  | No | Product updated on 08/25/2016 | 3.1 | 2775 | 111 | 25 | 10 | 0.9 | 4000 | 80
P3PDHDP3 | LONYUNG LED LIGHTING CO.LTD | LONYUNG | LY-SF90L1200-40W(4000K) | Indoor Luminaires | Linear Ambient | Direct Linear Ambient Luminaires | Premium | FALSE | [9 empty] | 42391 |  |  | No |  | 4.1 | 3600 | 90 | 40 | 10 | 0.9 | 4000 | 80
PET2DB9U | LONYUNG LED LIGHTING CO.LTD | LONYUNG | LY-T5SL2400-60W(3500K) | Indoor Luminaires | Linear Ambient | Direct Linear Ambient Luminaires | Standard | FALSE | [9 empty] | 42391 |  |  | No | Product updated on 08/25/2016 | 3.1 | 6600 | 110 | 60 | 10 | 0.9 | 3500 | 80
PR1MMSUM | LONYUNG LED LIGHTING CO.LTD | LONYUNG | LY-T5SL1800-44W(3500K) | Indoor Luminaires | Linear Ambient | Direct Linear Ambient Luminaires | Standard | FALSE | [9 empty] | 42391 |  |  | No | Product updated on 08/25/2016 | 3.1 | 4200 | 105 | 40 | 10 | 0.9 | 3500 | 80
PVJW1XS3 | LONYUNG LED LIGHTING CO.LTD | LONYUNG | LY-T5SL900-25W(3500K) | Indoor Luminaires | Linear Ambient | Direct Linear Ambient Luminaires | Standard | FALSE | [9 empty] | 42391 |  |  | No | Product updated on 08/25/2016 | 3.1 | 2775 | 111 | 25 | 10 | 0.9 | 3500 | 80
PMNYPPWC | LONYUNG LED LIGHTING CO.LTD | LONYUNG | LY-SF90L1200-40W(3500K) | Indoor Luminaires | Linear Ambient | Direct Linear Ambient Luminaires | Premium | FALSE | [9 empty] | 42391 |  |  | No |  | 4.1 | 3600 | 90 | 40 | 10 | 0.9 | 3500 | 80
PGHYDF6M7 | Architectural Lighting Works | Architectural Lighting Works | RLP3S-2'-MED-0/10v/10%-HT-LOW-0/10v/10%-3500k-CL-AL-120 | Indoor Luminaires | Linear Ambient | Linear Ambient Luminaires w/ Indirect component | Standard | TRUE | 3067 | 94.2 | 32.55 | 3.14 | 0.984 | 3555 | 85 | 5 |  | 42390 |  |  | Yes |  | 3.1 | 3067 | 94.2 | 32.55 | 3.14 | 0.984 | 3555 | 85
PPJZC29W | RAE ANNSAS LIMITED | Leader | LD-T5B-6(3000K) | Indoor Luminaires | Linear Ambient | Direct Linear Ambient Luminaires | Standard | TRUE | 3592.1 | 92.2 | 38.8 | 10.57 | 0.9382 | 3097 | 84 | 5 | 50000 | 42390 |  |  | No |  | 3.1 | 3568.1 | 93.41 | 38.2 | 10.57 | 0.9382 | 3000 | 84
PKF2F3X4 | RAE ANNSAS LIMITED | Leader | LD-T5B-6(5000K) | Indoor Luminaires | Linear Ambient | Direct Linear Ambient Luminaires | Standard | FALSE | [9 empty] | 42390 | Not Dimmable | Not Dimmable | No |  | 3.1 | 3675 | 95.33 | 38.55 | 10.13 | 0.9374 | 5000 | 83.4
PYQNRFAC | RAE ANNSAS LIMITED | Leader | LD-T5B-6(4500K) | Indoor Luminaires | Linear Ambient | Direct Linear Ambient Luminaires | Standard | FALSE | [9 empty] | 42390 | Not Dimmable | Not Dimmable | No |  | 3.1 | 3648.3 | 95.07 | 38.38 | 10.57 | 0.9382 | 4500 | 84
PR3KB9NK | RAE ANNSAS LIMITED | Leader | LD-T5B-6(4000K) | Indoor Luminaires | Linear Ambient | Direct Linear Ambient Luminaires | Standard | FALSE | [9 empty] | 42390 | Not Dimmable | Not Dimmable | No |  | 3.1 | 3621.6 | 94.37 | 38.38 | 10.57 | 0.9382 | 4000 | 84
P5J8D4YD | RAE ANNSAS LIMITED | Leader | LD-T5B-6(3500K) | Indoor Luminaires | Linear Ambient | Direct Linear Ambient Luminaires | Standard | FALSE | [9 empty] | 42390 | Not Dimmable | Not Dimmable | No |  | 3.1 | 3594.8 | 93.68 | 38.38 | 10.57 | 0.9382 | 3500 | 84
PFKH32AU | Louvers International Inc | LouversLEd | RZR48-XXXXL-40K-XHD-X-X [120-277V ONLY] | Indoor Luminaires | Linear Ambient | Direct Linear Ambient Luminaires | Standard | TRUE | 6486 | 111.8 | 58 | 1.4 | 0.98 | 4060 | 84 | 5 | 178000 | 42389 |  |  | NotYetVerified |  | 3 | 6700 | 111 | 58 |  |  | 4000 | 84
P8EGA5SF | Shenzhen Ruizi Light Electricity Technology Co. Ltd. | ERVAN | P04ZT-40WL-1203 | Indoor Luminaires | Linear Ambient | Direct Linear Ambient Luminaires | Standard | TRUE | 3789.6 | 94.83 | 39.96 | 13.07 | 0.913 | 3026 | 83.3 | 5 | 50000 | 42389 |  |  | No |  | 3.1 | 3789.6 | 94.84 | 39.96 | 13.07 | 0.913 | 3000 | 83.3
P618BGME | Shenzhen Ruizi Light Electricity Technology Co. Ltd. | ERVAN | P04ZT-54WL-1203 | Indoor Luminaires | Linear Ambient | Direct Linear Ambient Luminaires | Standard | TRUE | 4591.5 | 89.99 | 51.02 | 13.2 | 0.9129 | 2973 | 83.4 | 5 | 50000 | 42389 |  |  | No |  | 3.1 | 4591.5 | 89.99 | 51.02 | 13.2 | 0.9129 | 3000 | 83.4
PZP7H9E2 | Jiangmen Brandon Lighting Co. Limited | Brandon Lighting | MX453XLD25W-30K | Indoor Luminaires | Linear Ambient | Direct Linear Ambient Luminaires | Standard | TRUE | 3355.264 | 130.402 | 25.73 | 22.35 | 0.908 | 2996 | 83 | 5 | 50000 | 42389 |  |  | No |  | 3.1 | 3355.264 | 130.402 | 25.73 | 22.35 | 0.982 | 3000 | 83
P4GCK515 | Louvers International Inc | LouversLEd | RZR24-XXXXL-40K-XHD-X-X (120-277V ONLY) | Indoor Luminaires | Linear Ambient | Direct Linear Ambient Luminaires | Standard | TRUE | 2088 | 111.7 | 18.7 | 15.3 | 0.9 | 4040 | 84 | 5 | 178000 | 42389 |  |  | NotYetVerified |  | 3 | 2200 |  | 18.7 |  |  | 4000 | 84
PESGQCPQ | Louvers International Inc | LouversLEd | RZR36-XXXXL-40K-XHD-X-X (120-277V ONLY) | Indoor Luminaires | Linear Ambient | Direct Linear Ambient Luminaires | Standard | TRUE | 4210 | 112.3 | 37.5 | 17 | 0.89 | 4050 | 84 | 5 | 178000 | 42389 |  |  | NotYetVerified |  | 3 | 4211.25 | 112.3 | 37.5 | 17 | 0.99 | 4000 | 84
PAJBRV41 | Shenzhen Ruizi Light Electricity Technology Co. Ltd. | ERVAN | P04CO-40DL-1203 | Indoor Luminaires | Linear Ambient | Direct Linear Ambient Luminaires | Standard | FALSE | [9 empty] | 42389 |  |  | No |  | 3.1 | 3978 | 98.58 | 40.35 | 13.88 | 0.9127 | 5000 | 83.4
PTGBFBDF | Shenzhen Ruizi Light Electricity Technology Co. Ltd. | ERVAN | P04CO-54DL-1203 | Indoor Luminaires | Linear Ambient | Direct Linear Ambient Luminaires | Standard | FALSE | [9 empty] | 42389 |  |  | No |  | 3.1 | 4865 | 93.01 | 52.31 | 13.75 | 0.912 | 5000 | 82.3
P1T2J4HY | Shenzhen Ruizi Light Electricity Technology Co. Ltd. | ERVAN | P04ZT-40DL-1203 | Indoor Luminaires | Linear Ambient | Direct Linear Ambient Luminaires | Standard | FALSE | [9 empty] | 42389 |  |  | No |  | 3.1 | 3978 | 98.58 | 40.35 | 13.88 | 0.9127 | 5000 | 83.4
P6B7SD7B | Shenzhen Ruizi Light Electricity Technology Co. Ltd. | ERVAN | P04ZT-54DL-1203 | Indoor Luminaires | Linear Ambient | Direct Linear Ambient Luminaires | Standard | FALSE | [9 empty] | 42389 |  |  | No |  | 3.1 | 4865 | 93.01 | 52.31 | 13.75 | 0.912 | 5000 | 82.3
PJZ4HP8W | Shenzhen Ruizi Light Electricity Technology Co. Ltd. | ERVAN | P04CO-54NL-1203 | Indoor Luminaires | Linear Ambient | Direct Linear Ambient Luminaires | Standard | FALSE | [9 empty] | 42389 |  |  | No |  | 3.1 | 4728 | 91.5 | 51.67 | 13.2 | 0.9129 | 4000 | 83.4
PAZWMX23 | Shenzhen Ruizi Light Electricity Technology Co. Ltd. | ERVAN | P04CO-40NL-1203 | Indoor Luminaires | Linear Ambient | Direct Linear Ambient Luminaires | Standard | FALSE | [9 empty] | 42389 |  |  | No |  | 3.1 | 3884 | 96.71 | 40.16 | 13.07 | 0.913 | 4000 | 83.3
P4D2474R | Shenzhen Ruizi Light Electricity Technology Co. Ltd. | ERVAN | P04ZT-54NL-1203 | Indoor Luminaires | Linear Ambient | Direct Linear Ambient Luminaires | Standard | FALSE | [9 empty] | 42389 |  |  | No |  | 3.1 | 4728 | 91.5 | 51.67 | 13.2 | 0.9129 | 4000 | 83.4
PBFVQUHJ | Shenzhen Ruizi Light Electricity Technology Co. Ltd. | ERVAN | P04ZT-40NL-1203 | Indoor Luminaires | Linear Ambient | Direct Linear Ambient Luminaires | Standard | FALSE | [9 empty] | 42389 |  |  | No |  | 3.1 | 3884 | 96.71 | 40.16 | 13.07 | 0.913 | 4000 | 83.3
PR9D7SS1 | Shenzhen Ruizi Light Electricity Technology Co. Ltd. | ERVAN | P04CO-54WL-1203 | Indoor Luminaires | Linear Ambient | Direct Linear Ambient Luminaires | Standard | FALSE | [9 empty] | 42389 |  |  | No |  | 3.1 | 4591.5 | 89.99 | 51.02 | 13.2 | 0.9129 | 3000 | 83.4
PTJFDNNH | Shenzhen Ruizi Light Electricity Technology Co. Ltd. | ERVAN | P04CO-40WL-1203 | Indoor Luminaires | Linear Ambient | Direct Linear Ambient Luminaires | Standard | FALSE | [9 empty] | 42389 |  |  | No |  | 3.1 | 3789.6 | 94.84 | 39.96 | 13.07 | 0.913 | 3000 | 83.3
P36KD3M2 | Louvers International Inc | LouversLEd | RZR55-XXXXL-50K-XHD-X-X (120-277V ONLY) | Indoor Luminaires | Linear Ambient | Direct Linear Ambient Luminaires | Standard | FALSE | [9 empty] | 42389 |  |  | NotYetVerified |  | 3 | 8534.8 | 112.3 | 76 | 17 | 0.99 | 5000 | 84
P3KKUTME | Louvers International Inc | LouversLEd | RZR36-XXXXL-50K-XHD-X-X (120-277V ONLY) | Indoor Luminaires | Linear Ambient | Direct Linear Ambient Luminaires | Standard | FALSE | [9 empty] | 42389 |  |  | NotYetVerified |  | 3 | 4211.25 | 112.3 | 37.5 | 17 | 0.99 | 5000 | 84
PBV552KQ | Louvers International Inc | LouversLEd | RZR48-XXXXL-50K-XHD-X-X [120-277V ONLY] | Indoor Luminaires | Linear Ambient | Direct Linear Ambient Luminaires | Standard | FALSE | [9 empty] | 42389 |  |  | NotYetVerified |  | 3 | 6700 | 111 | 58 |  |  | 5000 | 84
P21UT986 | Louvers International Inc | LouversLEd | RZR55-XXXXL-40K-XHD-X-X (120-277V ONLY) | Indoor Luminaires | Linear Ambient | Direct Linear Ambient Luminaires | Standard | FALSE | [9 empty] | 42389 |  |  | NotYetVerified |  | 3 | 8534.8 | 112.3 | 76 | 17 | 0.99 | 4000 | 84
PSC5TD8E | Jiangmen Brandon Lighting Co. Limited | Brandon Lighting | MX453XLD25W-50K | Indoor Luminaires | Linear Ambient | Direct Linear Ambient Luminaires | Standard | FALSE | [9 empty] | 42389 | Not Dimmable | Not Dimmable | No |  | 3.1 | 3415.162 | 131.251 | 26.02 | 21.69 | 0.984 | 5000 | 82.5
PZH8PAFA | Jiangmen Brandon Lighting Co. Limited | Brandon Lighting | MX453XLD25W-45K | Indoor Luminaires | Linear Ambient | Direct Linear Ambient Luminaires | Standard | FALSE | [9 empty] | 42389 | Not Dimmable | Not Dimmable | No |  | 3.1 | 3355.264 | 130.402 | 25.73 | 22.35 | 0.982 | 4500 | 83
PRS3ZCHV | Jiangmen Brandon Lighting Co. Limited | Brandon Lighting | MX453XLD25W-40K | Indoor Luminaires | Linear Ambient | Direct Linear Ambient Luminaires | Standard | FALSE | [9 empty] | 42389 | Not Dimmable | Not Dimmable | No |  | 3.1 | 3355.264 | 130.402 | 25.73 | 22.35 | 0.982 | 4000 | 83
PUEA9D1C | Jiangmen Brandon Lighting Co. Limited | Brandon Lighting | MX453XLD25W-35K | Indoor Luminaires | Linear Ambient | Direct Linear Ambient Luminaires | Standard | FALSE | [9 empty] | 42389 | Not Dimmable | Not Dimmable | No |  | 3.1 | 3355.264 | 130.402 | 25.73 | 22.35 | 0.982 | 3500 | 83
P25DMRMR | TechBrite LLC | TechBrite | V474SS1B30D0XXX | Indoor Luminaires | Linear Ambient | Direct Linear Ambient Luminaires | Standard | TRUE | 6109 | 103.09 | 59.26 | 4.66 | 0.999 | 3548 | 85 | 5 | 50000 | 42388 |  |  | Yes |  | 3.1 | 6109 | 103.09 | 59.26 | 19.8 | 0.898 | 3500 | 85
P8ACB93T | TechBrite LLC | TechBrite | V474SS1B50D0XXX | Indoor Luminaires | Linear Ambient | Direct Linear Ambient Luminaires | Standard | TRUE | 6476 | 109.73 | 59.02 | 4.65 | 0.999 | 5295 | 83.9 | 5 | 50000 | 42388 |  |  | Yes |  | 3.1 | 6476 | 109.28 | 59.26 | 19.8 | 0.898 | 5000 | 83.9
PAW2UQ6P | TechBrite LLC | TechBrite | V474SS1B30B0XXX | Indoor Luminaires | Linear Ambient | Direct Linear Ambient Luminaires | Standard | TRUE | 4025 | 103.55 | 38.87 | 19.8 | 0.898 | 3548 | 85 | 5 | 50000 | 42388 |  |  | Yes |  | 3.1 | 4025 | 107.53 | 37.43 | 19.8 | 0.898 | 3500 | 85
PA8PXQYB | TechBrite LLC | TechBrite | V474SS1B50C0XXX | Indoor Luminaires | Linear Ambient | Direct Linear Ambient Luminaires | Standard | FALSE | [9 empty] | 42388 |  |  | Yes |  | 3.1 | 5371.4 | 111.09 | 48.35 | 19.8 | 0.898 | 5000 | 83.9
P4V9DSPN | TechBrite LLC | TechBrite | V474SS1B50B0XXX | Indoor Luminaires | Linear Ambient | Direct Linear Ambient Luminaires | Standard | FALSE | [9 empty] | 42388 |  |  | Yes |  | 3.1 | 4266 | 113.97 | 37.43 | 19.8 | 0.898 | 5000 | 83.9
PE5ZF6S5 | TechBrite LLC | TechBrite | V474SS1B40D0XXX | Indoor Luminaires | Linear Ambient | Direct Linear Ambient Luminaires | Standard | FALSE | [9 empty] | 42388 |  |  | Yes |  | 3.1 | 6292 | 106.18 | 59.26 | 19.8 | 0.898 | 4000 | 84.5
P35ZP1N4 | TechBrite LLC | TechBrite | V474SS1B40C0XXX | Indoor Luminaires | Linear Ambient | Direct Linear Ambient Luminaires | Standard | FALSE | [9 empty] | 42388 |  |  | Yes |  | 3.1 | 5219.2 | 107.95 | 48.35 | 19.8 | 0.898 | 4000 | 84.5
PK9K684P | TechBrite LLC | TechBrite | V474SS1B40B0XXX | Indoor Luminaires | Linear Ambient | Direct Linear Ambient Luminaires | Standard | FALSE | [9 empty] | 42388 |  |  | Yes |  | 3.1 | 4145 | 110.74 | 37.43 | 19.8 | 0.898 | 4000 | 84.5
PFX1RN7W | TechBrite LLC | TechBrite | V474SS1B30C0XXX | Indoor Luminaires | Linear Ambient | Direct Linear Ambient Luminaires | Standard | FALSE | [9 empty] | 42388 |  |  | Yes |  | 3.1 | 5067 | 104.8 | 48.35 | 19.8 | 0.898 | 3500 | 85
PSN71ZNG | FOSHAN INNOVATIVE LIGHTING | Innovative | CAT#LWP-5402B(3000K) | Indoor Luminaires | Linear Ambient | Direct Linear Ambient Luminaires | Standard | TRUE | 4603.67 | 89.57 | 51.4 | 20.7 | 0.958 | 3069 | 81 | 5 | 50000 | 42384 |  |  | No |  | 3.1 | 4600 | 88.46 | 52 | 10 | 0.95 | 3000 | 80
P429ZRX2 | FOSHAN INNOVATIVE LIGHTING | Innovative | CAT#LWP-5402B(5000K) | Indoor Luminaires | Linear Ambient | Direct Linear Ambient Luminaires | Standard | FALSE | [9 empty] | 42384 | Not Dimmable | Not Dimmable | No |  | 3.1 | 4600 | 88.46 | 52 | 10 | 0.95 | 5000 | 80
PQS36QN7 | FOSHAN INNOVATIVE LIGHTING | Innovative | CAT#LWP-5402B(4500K) | Indoor Luminaires | Linear Ambient | Direct Linear Ambient Luminaires | Standard | FALSE | [9 empty] | 42384 | Not Dimmable | Not Dimmable | No |  | 3.1 | 4600 | 88.46 | 52 | 10 | 0.95 | 4500 | 80
P11XX7ZJ | FOSHAN INNOVATIVE LIGHTING | Innovative | CAT#LWP-5402B(4000K) | Indoor Luminaires | Linear Ambient | Direct Linear Ambient Luminaires | Standard | FALSE | [9 empty] | 42384 | Not Dimmable | Not Dimmable | No |  | 3.1 | 4600 | 88.46 | 52 | 10 | 0.95 | 4000 | 80
PG31THAA | FOSHAN INNOVATIVE LIGHTING | Innovative | CAT#LWP-5402B(3500K) | Indoor Luminaires | Linear Ambient | Direct Linear Ambient Luminaires | Standard | FALSE | [9 empty] | 42384 | Not Dimmable | Not Dimmable | No |  | 3.1 | 4600 | 88.46 | 52 | 10 | 0.95 | 3500 | 80
PJE6ATB1 | Jiangsu Ever-Tie Lighting Co. Ltd | Ever-tie | ETLSN-8FT/LW/DM 3000K | Indoor Luminaires | Linear Ambient | Direct Linear Ambient Luminaires | Premium | TRUE | 4435.024 | 112.85 | 39.3 | 5.27 | 0.925 | 3088 | 83.5 | 5 | 50000 | 42383 |  |  | No |  | 3.1 | 4435 | 112.85 | 39.3 | 20 | 0.998 | 3000 | 83
PSS1J4RM | Jiangsu Ever-Tie Lighting Co. Ltd | Ever-tie | ETLSN-4FT/LW/DM 5000K | Indoor Luminaires | Linear Ambient | Direct Linear Ambient Luminaires | Premium | TRUE | 2556.94 | 114.97 | 22.24 | 5.18 | 0.9203 | 5214 | 83.6 | 5 | 50000 | 42383 |  |  | No |  | 3.1 | 2556.9 | 114.97 | 22.24 | 20 | 0.996 | 5000 | 83.6
PE64EPDW | Jiangsu Ever-Tie Lighting Co. Ltd | Ever-tie | ETLSN-4FT/LW/DM 3000K | Indoor Luminaires | Linear Ambient | Direct Linear Ambient Luminaires | Premium | TRUE | 2433.4 | 109.72 | 22.18 | 5.18 | 0.9203 | 3160 | 82.8 | 5 | 50000 | 42383 |  |  | No |  | 3.1 | 2433.3 | 109.72 | 22.18 | 20 | 0.996 | 3000 | 82.8
PUQY4H9Y | Jiangsu Ever-Tie Lighting Co. Ltd | Ever-tie | ETLSN-8FT/LW/DM 5000K | Indoor Luminaires | Linear Ambient | Direct Linear Ambient Luminaires | Premium | FALSE | [9 empty] | 42383 |  |  | No |  | 3.1 | 4700 | 117 | 40 | 20 | 0.996 | 5000 | 83
PBU7WBJ2 | Jiangsu Ever-Tie Lighting Co. Ltd | Ever-tie | ETLSN-4FT/LW/DM 4000K | Indoor Luminaires | Linear Ambient | Direct Linear Ambient Luminaires | Premium | FALSE | [9 empty] | 42383 |  |  | No |  | 3.1 | 2530 | 113.71 | 22.25 | 20 | 0.997 | 4000 | 85.1
PBTSUWC6 | Jiangsu Ever-Tie Lighting Co. Ltd | Ever-tie | ETLSN-8FT/LW/DM 4000K | Indoor Luminaires | Linear Ambient | Direct Linear Ambient Luminaires | Premium | FALSE | [9 empty] | 42383 |  |  | No |  | 3.1 | 4600 | 115 | 40 | 20 | 0.996 | 4000 | 83
P2E4U6JM | Jiangsu Ever-Tie Lighting Co. Ltd | Ever-tie | ETLSN-8FT/LW/DM 3500K | Indoor Luminaires | Linear Ambient | Direct Linear Ambient Luminaires | Premium | FALSE | [9 empty] | 42383 |  |  | No |  | 3.1 | 4550 | 114 | 40 | 20 | 0.996 | 3500 | 83
P37FWVJS | Jiangsu Ever-Tie Lighting Co. Ltd | Ever-tie | ETLSN-4FT/LW/DM 3500K | Indoor Luminaires | Linear Ambient | Direct Linear Ambient Luminaires | Premium | FALSE | [9 empty] | 42383 |  |  | No |  | 3.1 | 2464.2 | 111 | 22.2 | 20 | 0.996 | 3500 | 83
PJXZ8ARP | Acuity Brands Lighting | Peerless Lighting | OPM4 LO/HI XFT R4 120 EZB XXX LP840 FX/XX CXXX XXX | Indoor Luminaires | Linear Ambient | Linear Ambient Luminaires w/ Indirect component | Standard | TRUE | 5085.51 | 108.85 | 46.72 | 17.27 | 0.98 | 3871 | 83.3 | 5 | 60000 | 42382 |  |  | Yes | XFT in model number is runs of multiple luminaires | 3 | 5651.24 | 101.19 | 55.85 | 12.27 | 0.951 | 3871 | 83.3
PJTA1AQD | Axis Lighting | Axis Lighting | PRLED-B3-MF-1000-40-S-2-W-120-D-1-XX-(NONE)-(NONE)-(NONE)-(NONE) | Indoor Luminaires | Linear Ambient | Direct Linear Ambient Luminaires | Standard | TRUE | 2139 | 102.1 | 20.94 | 24.7 | 0.9479 | 4089 | 83.48 | 5 | 50000 | 42382 |  |  | Yes |  | 3.1 | 2139 | 102.1 | 20.94 | 7.04 | 0.9722 | 4089 | 84.98
P4M17Z97 | Axis Lighting | Axis Lighting | PRLED-B3-MF-500-30-S-12-W-120-D-1-XX-(NONE)-(NONE)-(NONE)-(NONE) | Indoor Luminaires | Linear Ambient | Direct Linear Ambient Luminaires | Standard | TRUE | 6391.92 | 101.07 | 63.24 | 24.7 | 0.9479 | 3027 | 82.79 | 5 | 50000 | 42382 |  |  | Yes | Product could not be tested due to physical size. Test data is scaled. | 3.1 | 6391.92 | 101.07 | 63.24 | 18.93 | 0.9735 | 3027 | 82.79
P611JF19 | Axis Lighting | Axis Lighting | PRLED-B3-MF-1000-30-S-2-W-120-D-1-XX-(NONE)-(NONE)-(NONE)-(NONE) | Indoor Luminaires | Linear Ambient | Direct Linear Ambient Luminaires | Standard | TRUE | 1878 | 94 | 19.98 | 24.7 | 0.9479 | 3027 | 82.79 | 5 | 50000 | 42382 |  |  | Yes |  | 3.1 | 1878 | 94 | 19.98 | 20.47 | 0.974 | 3027 | 82.79
PPU3NHXM | GE Lighting Solutions | Lumination | DS-[IC]-04-0-B3-xV-xxx-EL | Indoor Luminaires | Linear Ambient | Direct Linear Ambient Luminaires | Standard | TRUE | 3873 | 98.3 | 39.4 | 20.6 | 0.93 | 4024 | 84.1 | 5 | 60000 | 42382 |  |  | No |  | 3.1 | 4000 | 100 | 40 | 20 | 0.9 | 4000 | 83
PK55N7YX | GE Lighting Solutions | Lumination | DS-[IC]-04-D-A1-xV-xxx | Indoor Luminaires | Linear Ambient | Direct Linear Ambient Luminaires | Standard | TRUE | 4142.6 | 97.2 | 42.6 | 11.3 | 0.93 | 3034 | 82.9 | 5 | 60000 | 42382 |  |  | No |  | 3.1 | 4000 | 90 | 44 | 20 | 0.9 | 3000 | 83
PVPR1E6E | Acuity Brands Lighting | Peerless Lighting | OPM4 HI/HI XFT R4 120 EZB XXX LP830 FX/XX CXXX XXX | Indoor Luminaires | Linear Ambient | Linear Ambient Luminaires w/ Indirect component | Standard | TRUE | 6421.4 | 97.96 | 65.55 | 15.32 | 0.92 | 2996 | 81.9 | 5 | 60000 | 42382 |  |  | Yes | XFT in model number is runs of multiple luminaires | 3 | 6421.4 | 97.96 | 65.55 | 12.27 | 0.951 | 2996 | 81.9
PNAK212Z | Acuity Brands Lighting | Peerless Lighting | OPM4 LO/LO XFT R4 120 EZB XXX LP830 FX/XX CXXX XXX | Indoor Luminaires | Linear Ambient | Linear Ambient Luminaires w/ Indirect component | Standard | TRUE | 4329.87 | 102.26 | 42.34 | 17.27 | 0.889 | 3098 | 82 | 5 | 60000 | 42382 |  |  | Yes | XFT in model number is runs of multiple luminaires | 3 | 4329.87 | 102.26 | 42.34 | 12.27 | 0.951 | 2994 | 81.9
PHCE3DP9 | GE Lighting Solutions | Lumination | DS-[IC]-04-0-B3-xV-xxx | Indoor Luminaires | Linear Ambient | Direct Linear Ambient Luminaires | Premium | FALSE | [9 empty] | 42382 |  |  | No |  | 3 | 4000 | 114 | 35 | 20 | 0.9 | 4000 | 83
PF7FFBW1 | GE Lighting Solutions | Lumination | DS-[IC]-04-0-A3-xV-xxx-EL | Indoor Luminaires | Linear Ambient | Direct Linear Ambient Luminaires | Standard | FALSE | [9 empty] | 42382 |  |  | No |  | 3 | 4000 | 98 | 41 | 20 | 0.9 | 4000 | 83
PESBRAF6 | GE Lighting Solutions | Lumination | DS-[IC]-04-D-A3-xV-xxx | Indoor Luminaires | Linear Ambient | Direct Linear Ambient Luminaires | Standard | FALSE | [9 empty] | 42382 |  |  | No |  | 3 | 4000 | 96 | 42 | 20 | 0.9 | 4000 | 83
P4EWJ7GS | GE Lighting Solutions | Lumination | DS-[IC]-04-D-B3-xV-xxx | Indoor Luminaires | Linear Ambient | Direct Linear Ambient Luminaires | Standard | FALSE | [9 empty] | 42382 |  |  | No |  | 3 | 4000 | 97 | 41 | 20 | 0.9 | 4000 | 83
PUK9ED1G | GE Lighting Solutions | Lumination | DS-[IC]-04-0-B2-xV-xxx | Indoor Luminaires | Linear Ambient | Direct Linear Ambient Luminaires | Standard | FALSE | [9 empty] | 42382 |  |  | No |  | 3 | 4000 | 108 | 37 | 20 | 0.9 | 3500 | 83
PSYA8FW5 | GE Lighting Solutions | Lumination | DS-[IC]-04-0-A2-xV-xxx | Indoor Luminaires | Linear Ambient | Direct Linear Ambient Luminaires | Standard | FALSE | [9 empty] | 42382 |  |  | No |  | 3 | 4000 | 107 | 38 | 20 | 0.9 | 3500 | 83
PNRFC8PT | GE Lighting Solutions | Lumination | DS-[IC]-04-0-B2-xV-xxx-EL | Indoor Luminaires | Linear Ambient | Direct Linear Ambient Luminaires | Standard | FALSE | [9 empty] | 42382 |  |  | No |  | 3 | 4000 | 96 | 42 | 20 | 0.9 | 3500 | 83
PDWRBX6F | GE Lighting Solutions | Lumination | DS-[IC]-04-D-B2-xV-xxx | Indoor Luminaires | Linear Ambient | Direct Linear Ambient Luminaires | Standard | FALSE | [9 empty] | 42382 |  |  | No |  | 3 | 4000 | 93 | 43 | 20 | 0.9 | 3500 | 83
P59FRTJ8 | GE Lighting Solutions | Lumination | DS-[IC]-04-D-A2-xV-xxx | Indoor Luminaires | Linear Ambient | Direct Linear Ambient Luminaires | Standard | FALSE | [9 empty] | 42382 |  |  | No |  | 3 | 4000 | 92 | 43 | 20 | 0.9 | 3500 | 83
P37ZCVKT | GE Lighting Solutions | Lumination | DS-[IC]-04-0-A2-xV-xxx-EL | Indoor Luminaires | Linear Ambient | Direct Linear Ambient Luminaires | Standard | FALSE | [9 empty] | 42382 |  |  | No |  | 3 | 4000 | 94 | 42 | 20 | 0.9 | 3500 | 83
PVQWWENC | GE Lighting Solutions | Lumination | DS-[IC]-04-0-A1-xV-xxx | Indoor Luminaires | Linear Ambient | Direct Linear Ambient Luminaires | Standard | FALSE | [9 empty] | 42382 |  |  | No |  | 3 | 4000 | 104 | 39 | 20 | 0.9 | 3000 | 83
PPZQ6N2M | GE Lighting Solutions | Lumination | DS-[IC]-04-0-B1-xV-xxx-EL | Indoor Luminaires | Linear Ambient | Direct Linear Ambient Luminaires | Standard | FALSE | [9 empty] | 42382 |  |  | No |  | 3 | 4000 | 93 | 43 | 20 | 0.9 | 3000 | 83
PNJR56XN | GE Lighting Solutions | Lumination | DS-[IC]-04-0-B1-xV-xxx | Indoor Luminaires | Linear Ambient | Direct Linear Ambient Luminaires | Standard | FALSE | [9 empty] | 42382 |  |  | No |  | 3 | 4000 | 105 | 38 | 20 | 0.9 | 3000 | 83
PKKPPPPP | GE Lighting Solutions | Lumination | DS-[IC]-04-0-A1-xV-xxx-EL | Indoor Luminaires | Linear Ambient | Direct Linear Ambient Luminaires | Standard | FALSE | [9 empty] | 42382 |  |  | No |  | 3 | 4000 | 92 | 43 | 20 | 0.9 | 3000 | 83
P3Y8G2XB | GE Lighting Solutions | Lumination | DS-[IC]-04-D-B1-xV-xxx | Indoor Luminaires | Linear Ambient | Direct Linear Ambient Luminaires | Standard | FALSE | [9 empty] | 42382 |  |  | No |  | 3 | 4000 | 91 | 44 | 20 | 0.9 | 3000 | 83
PXAHDHAB | Axis Lighting | Axis Lighting | ARLED-B3-MF-600-40-S-2-W-120-D-1-XX-(NONE)-(NONE)-(NONE)-(NONE) | Indoor Luminaires | Linear Ambient | Direct Linear Ambient Luminaires | Standard | FALSE | [9 empty] | 42382 | Dimmable | Continuous Below 10 | Yes |  | 3.1 | 1327.53 | 110.44 | 12.02 | 24.7 | 0.9479 | 4089 | 84.98
P3H3Q13V | Axis Lighting | Axis Lighting | PWLED-B3-MF-600-40-S-2-W-120-D-1-XX-(NONE)-(NONE)-(NONE)-(NONE) | Indoor Luminaires | Linear Ambient | Direct Linear Ambient Luminaires | Standard | FALSE | [9 empty] | 42382 | Dimmable | Continuous Below 10 | Yes |  | 3.1 | 1323.57 | 110.11 | 12.02 | 24.7 | 0.9479 | 4089 | 84.98
PG1E7YR4 | Axis Lighting | Axis Lighting | MBLED-B3-MF-600-40-S-2-W-120-D-1-XX-(NONE)-(NONE)-(NONE)-(NONE) | Indoor Luminaires | Linear Ambient | Direct Linear Ambient Luminaires | Standard | FALSE | [9 empty] | 42382 | Dimmable | Continuous Below 10 | Yes |  | 3.1 | 1254.81 | 104.39 | 12.02 | 24.7 | 0.9479 | 4089 | 84.98
PHE6AHGR | Axis Lighting | Axis Lighting | PRLED-B3-MF-600-40-S-2-W-120-D-1-XX-(NONE)-(NONE)-(NONE)-(NONE) | Indoor Luminaires | Linear Ambient | Direct Linear Ambient Luminaires | Standard | FALSE | [9 empty] | 42382 | Dimmable | Continuous Below 10 | Yes |  | 3.1 | 1242.91 | 103.4 | 12.02 | 24.7 | 0.9479 | 4089 | 84.98
PU5PASFA | Axis Lighting | Axis Lighting | ARLED-B3-MF-800-40-S-2-W-120-D-1-XX-(NONE)-(NONE)-(NONE)-(NONE) | Indoor Luminaires | Linear Ambient | Direct Linear Ambient Luminaires | Standard | FALSE | [9 empty] | 42382 | Dimmable | Continuous Below 10 | Yes |  | 3.1 | 1752.94 | 109.75 | 15.97 | 22.59 | 0.9479 | 4089 | 84.98
PPNYF6DP | Axis Lighting | Axis Lighting | PWLED-B3-MF-800-40-S-2-W-120-D-1-XX-(NONE)-(NONE)-(NONE)-(NONE) | Indoor Luminaires | Linear Ambient | Direct Linear Ambient Luminaires | Standard | FALSE | [9 empty] | 42382 | Dimmable | Continuous Below 10 | Yes |  | 3.1 | 1747.41 | 109.42 | 15.97 | 22.585 | 0.9479 | 4089 | 84.98
PM6RWGVK | Axis Lighting | Axis Lighting | MBLED-B3-MF-800-40-S-2-W-120-D-1-XX-(NONE)-(NONE)-(NONE)-(NONE) | Indoor Luminaires | Linear Ambient | Direct Linear Ambient Luminaires | Standard | FALSE | [9 empty] | 42382 | Dimmable | Continuous Below 10 | Yes |  | 3.1 | 1656.64 | 103.74 | 15.97 | 22.585 | 0.9479 | 4089 | 84.98
PZ1BC7X5 | Axis Lighting | Axis Lighting | PRLED-B3-MF-800-40-S-2-W-120-D-1-XX-(NONE)-(NONE)-(NONE)-(NONE) | Indoor Luminaires | Linear Ambient | Direct Linear Ambient Luminaires | Standard | FALSE | [9 empty] | 42382 | Dimmable | Continuous Below 10 | Yes |  | 3.1 | 1640.92 | 102.75 | 15.97 | 22.585 | 0.9479 | 4089 | 84.98
PBH7Y5Y9 | Axis Lighting | Axis Lighting | ARLED-B3-MF-800-40-S-8-W-UNV-D-1-XX-(NONE)-(NONE)-(NONE)-(NONE) | Indoor Luminaires | Linear Ambient | Direct Linear Ambient Luminaires | Standard | FALSE | [9 empty] | 42382 | Dimmable | Continuous Below 10 | Yes |  | 3.1 | 7865.96 | 117.05 | 67.2 | 20.52 | 0.8925 | 4089 | 84.98
PQGBNQD9 | Axis Lighting | Axis Lighting | PWLED-B3-MF-800-40-S-8-W-UNV-D-1-XX-(NONE)-(NONE)-(NONE)-(NONE) | Indoor Luminaires | Linear Ambient | Direct Linear Ambient Luminaires | Standard | FALSE | [9 empty] | 42382 | Dimmable | Continuous Below 10 | Yes |  | 3.1 | 7842.45 | 116.7 | 67.2 | 20.52 | 0.8925 | 4089 | 84.98
P52379B5 | Axis Lighting | Axis Lighting | MBLED-B3-MF-800-40-S-8-W-UNV-D-1-XX-(NONE)-(NONE)-(NONE)-(NONE) | Indoor Luminaires | Linear Ambient | Direct Linear Ambient Luminaires | Standard | FALSE | [9 empty] | 42382 | Dimmable | Continuous Below 10 | Yes |  | 3.1 | 7435.05 | 110.64 | 67.2 | 20.52 | 0.8925 | 4089 | 84.98
PRHKFN4K | Axis Lighting | Axis Lighting | PRLED-B3-MF-800-40-S-8-W-UNV-D-1-XX-(NONE)-(NONE)-(NONE)-(NONE) | Indoor Luminaires | Linear Ambient | Direct Linear Ambient Luminaires | Standard | FALSE | [9 empty] | 42382 | Dimmable | Continuous Below 10 | Yes |  | 3.1 | 7364.54 | 109.59 | 67.2 | 20.52 | 0.8925 | 4089 | 84.98
PGU9GF5R | Axis Lighting | Axis Lighting | ARLED-B3-MF-800-40-S-4-W-UNV-D-1-XX-(NONE)-(NONE)-(NONE)-(NONE) | Indoor Luminaires | Linear Ambient | Direct Linear Ambient Luminaires | Standard | FALSE | [9 empty] | 42382 | Dimmable | Continuous Below 10 | Yes |  | 3.1 | 3949.74 | 117.59 | 33.59 | 20.52 | 0.9722 | 4089 | 84.98
P99RA3SW | Axis Lighting | Axis Lighting | PWLED-B3-MF-800-40-S-4-W-UNV-D-1-XX-(NONE)-(NONE)-(NONE)-(NONE) | Indoor Luminaires | Linear Ambient | Direct Linear Ambient Luminaires | Standard | FALSE | [9 empty] | 42382 | Dimmable | Continuous Below 10 | Yes |  | 3.1 | 3937.93 | 117.24 | 33.59 | 20.52 | 0.9722 | 4089 | 84.98
PS6EQ52E | Axis Lighting | Axis Lighting | MBLED-B3-MF-800-40-S-4-W-UNV-D-1-XX-(NONE)-(NONE)-(NONE)-(NONE) | Indoor Luminaires | Linear Ambient | Direct Linear Ambient Luminaires | Standard | FALSE | [9 empty] | 42382 | Dimmable | Continuous Below 10 | Yes |  | 3.1 | 3733.37 | 111.15 | 33.59 | 20.52 | 0.9722 | 4089 | 84.98
PZVHAN1T | Axis Lighting | Axis Lighting | PRLED-B3-MF-800-40-S-4-W-UNV-D-1-XX-(NONE)-(NONE)-(NONE)-(NONE) | Indoor Luminaires | Linear Ambient | Direct Linear Ambient Luminaires | Standard | FALSE | [9 empty] | 42382 | Dimmable | Continuous Below 10 | Yes |  | 3.1 | 3697.96 | 110.09 | 33.59 | 20.52 | 0.9722 | 4089 | 84.98
PDT5PU8K | Axis Lighting | Axis Lighting | ARLED-B3-MF-500-40-S-4-W-120-D-1-XX-(NONE)-(NONE)-(NONE)-(NONE) | Indoor Luminaires | Linear Ambient | Direct Linear Ambient Luminaires | Standard | FALSE | [9 empty] | 42382 | Dimmable | Continuous Below 10 | Yes |  | 3.1 | 2494.45 | 118.33 | 21.08 | 20.52 | 0.9722 | 4089 | 84.98
P6GSHM4V | Axis Lighting | Axis Lighting | PWLED-B3-MF-500-40-S-4-W-120-D-1-XX-(NONE)-(NONE)-(NONE)-(NONE) | Indoor Luminaires | Linear Ambient | Direct Linear Ambient Luminaires | Standard | FALSE | [9 empty] | 42382 | Dimmable | Continuous Below 10 | Yes |  | 3.1 | 2486.99 | 117.98 | 21.08 | 20.52 | 0.9722 | 4089 | 84.98
PTF2688B | Axis Lighting | Axis Lighting | MBLED-B3-MF-500-40-S-4-W-120-D-1-XX-(NONE)-(NONE)-(NONE)-(NONE) | Indoor Luminaires | Linear Ambient | Direct Linear Ambient Luminaires | Standard | FALSE | [9 empty] | 42382 | Dimmable | Continuous Below 10 | Yes |  | 3.1 | 2357.8 | 111.85 | 21.08 | 20.52 | 0.9722 | 4089 | 84.98
P8SCQE4H | Axis Lighting | Axis Lighting | PRLED-B3-MF-500-40-S-4-W-120-D-1-XX-(NONE)-(NONE)-(NONE)-(NONE) | Indoor Luminaires | Linear Ambient | Direct Linear Ambient Luminaires | Standard | FALSE | [9 empty] | 42382 | Dimmable | Continuous Below 10 | Yes |  | 3.1 | 2335.44 | 110.79 | 21.08 | 20.52 | 0.9722 | 4089 | 84.98
PRUF6RS9 | Axis Lighting | Axis Lighting | ARLED-B3-MF-500-40-S-8-W-120-D-1-XX-(NONE)-(NONE)-(NONE)-(NONE) | Indoor Luminaires | Linear Ambient | Direct Linear Ambient Luminaires | Standard | FALSE | [9 empty] | 42382 | Dimmable | Continuous Below 10 | Yes |  | 3.1 | 4970.96 | 117.8 | 42.2 | 18.93 | 0.9735 | 4089 | 84.98
PT9HF7WU | Axis Lighting | Axis Lighting | PWLED-B3-MF-500-40-S-8-W-120-D-1-XX-(NONE)-(NONE)-(NONE)-(NONE) | Indoor Luminaires | Linear Ambient | Direct Linear Ambient Luminaires | Standard | FALSE | [9 empty] | 42382 | Dimmable | Continuous Below 10 | Yes |  | 3.1 | 4956.11 | 117.44 | 42.2 | 18.93 | 0.9735 | 4089 | 84.98
PTRRSS46 | Axis Lighting | Axis Lighting | MBLED-B3-MF-500-40-S-8-W-120-D-1-XX-(NONE)-(NONE)-(NONE)-(NONE) | Indoor Luminaires | Linear Ambient | Direct Linear Ambient Luminaires | Standard | FALSE | [9 empty] | 42382 | Dimmable | Continuous Below 10 | Yes |  | 3.1 | 4698.65 | 111.34 | 42.2 | 18.93 | 0.9735 | 4089 | 84.98
PP1G6RP4 | Axis Lighting | Axis Lighting | PRLED-B3-MF-500-40-S-8-W-120-D-1-XX-(NONE)-(NONE)-(NONE)-(NONE) | Indoor Luminaires | Linear Ambient | Direct Linear Ambient Luminaires | Standard | FALSE | [9 empty] | 42382 | Dimmable | Continuous Below 10 | Yes |  | 3.1 | 4654.09 | 110.29 | 42.2 | 18.93 | 0.9735 | 4089 | 84.98
PVJBPY14 | Axis Lighting | Axis Lighting | ARLED-B3-MF-800-40-S-12-W-UNV-D-1-XX-(NONE)-(NONE)-(NONE)-(NONE) | Indoor Luminaires | Linear Ambient | Direct Linear Ambient Luminaires | Standard | FALSE | [9 empty] | 42382 | Dimmable | Continuous Below 10 | Yes |  | 3.1 | 11175.14 | 116.52 | 95.91 | 13.65 | 0.9722 | 4089 | 84.98
PNUCBHSG | Axis Lighting | Axis Lighting | PWLED-B3-MF-800-40-S-12-W-UNV-D-1-XX-(NONE)-(NONE)-(NONE)-(NONE) | Indoor Luminaires | Linear Ambient | Direct Linear Ambient Luminaires | Standard | FALSE | [9 empty] | 42382 | Dimmable | Continuous Below 10 | Yes |  | 3.1 | 11141.75 | 116.17 | 95.91 | 13.65 | 0.9722 | 4089 | 84.98
PH7JU6A9 | Axis Lighting | Axis Lighting | MBLED-B3-MF-800-40-S-12-W-UNV-D-1-XX-(NONE)-(NONE)-(NONE)-(NONE) | Indoor Luminaires | Linear Ambient | Direct Linear Ambient Luminaires | Standard | FALSE | [9 empty] | 42382 | Dimmable | Continuous Below 10 | Yes |  | 3.1 | 10562.96 | 110.14 | 95.91 | 13.65 | 0.9722 | 4089 | 84.98
PGPDKAH6 | Axis Lighting | Axis Lighting | PRLED-B3-MF-800-40-S-12-W-UNV-D-1-XX-(NONE)-(NONE)-(NONE)-(NONE) | Indoor Luminaires | Linear Ambient | Direct Linear Ambient Luminaires | Standard | FALSE | [9 empty] | 42382 | Dimmable | Continuous Below 10 | Yes |  | 3.1 | 10462.78 | 109.09 | 95.91 | 13.65 | 0.9722 | 4089 | 84.98
PCWE39SN | Axis Lighting | Axis Lighting | ARLED-B3-MF-500-40-S-12-W-120-D-1-XX-(NONE)-(NONE)-(NONE)-(NONE) | Indoor Luminaires | Linear Ambient | Direct Linear Ambient Luminaires | Standard | FALSE | [9 empty] | 42382 | Dimmable | Continuous Below 10 | Yes |  | 3.1 | 7415.41 | 117.26 | 63.24 | 13.65 | 0.9722 | 4089 | 84.98
PJB33RAU | Axis Lighting | Axis Lighting | PWLED-B3-MF-500-40-S-12-W-120-D-1-XX-(NONE)-(NONE)-(NONE)-(NONE) | Indoor Luminaires | Linear Ambient | Direct Linear Ambient Luminaires | Standard | FALSE | [9 empty] | 42382 | Dimmable | Continuous Below 10 | Yes |  | 3.1 | 7393.25 | 116.91 | 63.24 | 13.65 | 0.9722 | 4089 | 84.98
PSMY7GUU | Axis Lighting | Axis Lighting | MBLED-B3-MF-500-40-S-12-W-120-D-1-XX-(NONE)-(NONE)-(NONE)-(NONE) | Indoor Luminaires | Linear Ambient | Direct Linear Ambient Luminaires | Standard | FALSE | [9 empty] | 42382 | Dimmable | Continuous Below 10 | Yes |  | 3.1 | 7009.19 | 110.83 | 63.24 | 13.65 | 0.9722 | 4089 | 84.98
PZEKGVNJ | Axis Lighting | Axis Lighting | PRLED-B3-MF-500-40-S-12-W-120-D-1-XX-(NONE)-(NONE)-(NONE)-(NONE) | Indoor Luminaires | Linear Ambient | Direct Linear Ambient Luminaires | Standard | FALSE | [9 empty] | 42382 | Dimmable | Continuous Below 10 | Yes |  | 3.1 | 6942.72 | 109.78 | 63.24 | 13.65 | 0.9722 | 4089 | 84.98
PY5HCRPE | Axis Lighting | Axis Lighting | ARLED-B3-MF-1000-40-S-12-W-UNV-D-1-XX-(NONE)-(NONE)-(NONE)-(NONE) | Indoor Luminaires | Linear Ambient | Direct Linear Ambient Luminaires | Standard | FALSE | [9 empty] | 42382 | Dimmable | Continuous Below 10 | Yes |  | 3.1 | 14186.55 | 115.78 | 122.53 | 7.04 | 0.9722 | 4089 | 84.98
PXYSR2Y5 | Axis Lighting | Axis Lighting | PWLED-B3-MF-1000-40-S-12-W-UNV-D-1-XX-(NONE)-(NONE)-(NONE)-(NONE) | Indoor Luminaires | Linear Ambient | Direct Linear Ambient Luminaires | Standard | FALSE | [9 empty] | 42382 | Dimmable | Continuous Below 10 | Yes |  | 3.1 | 14144.16 | 115.43 | 122.53 | 7.04 | 0.9722 | 4089 | 84.98
PJ6D2T95 | Axis Lighting | Axis Lighting | MBLED-B3-MF-1000-40-S-12-W-UNV-D-1-XX-(NONE)-(NONE)-(NONE)-(NONE) | Indoor Luminaires | Linear Ambient | Direct Linear Ambient Luminaires | Standard | FALSE | [9 empty] | 42382 | Dimmable | Continuous Below 10 | Yes |  | 3.1 | 13409.4 | 109.44 | 122.53 | 7.04 | 0.9722 | 4089 | 84.98
P5J46WQC | Axis Lighting | Axis Lighting | PRLED-B3-MF-1000-40-S-12-W-UNV-D-1-XX-(NONE)-(NONE)-(NONE)-(NONE) | Indoor Luminaires | Linear Ambient | Direct Linear Ambient Luminaires | Standard | FALSE | [9 empty] | 42382 | Dimmable | Continuous Below 10 | Yes |  | 3.1 | 13282.23 | 108.4 | 122.53 | 7.04 | 0.9722 | 4089 | 84.98
P2P9RQEM | Axis Lighting | Axis Lighting | ARLED-B3-MF-1000-40-S-8-W-UNV-D-1-XX-(NONE)-(NONE)-(NONE)-(NONE) | Indoor Luminaires | Linear Ambient | Direct Linear Ambient Luminaires | Standard | FALSE | [9 empty] | 42382 | Dimmable | Continuous Below 10 | Yes |  | 3.1 | 9304.84 | 116.31 | 80 | 7.04 | 0.9722 | 4089 | 84.98
P189U2HR | Axis Lighting | Axis Lighting | PWLED-B3-MF-1000-40-S-8-W-UNV-D-1-XX-(NONE)-(NONE)-(NONE)-(NONE) | Indoor Luminaires | Linear Ambient | Direct Linear Ambient Luminaires | Standard | FALSE | [9 empty] | 42382 | Dimmable | Continuous Below 10 | Yes |  | 3.1 | 9277.04 | 115.96 | 80 | 7.04 | 0.9722 | 4089 | 84.98
PSGMVHNV | Axis Lighting | Axis Lighting | MBLED-B3-MF-1000-40-S-8-W-UNV-D-1-XX-(NONE)-(NONE)-(NONE)-(NONE) | Indoor Luminaires | Linear Ambient | Direct Linear Ambient Luminaires | Standard | FALSE | [9 empty] | 42382 | Dimmable | Continuous Below 10 | Yes |  | 3.1 | 8795.12 | 109.94 | 80 | 7.04 | 0.9722 | 4089 | 84.98
PSKHV15B | Axis Lighting | Axis Lighting | PRLED-B3-MF-1000-40-S-8-W-UNV-D-1-XX-(NONE)-(NONE)-(NONE)-(NONE) | Indoor Luminaires | Linear Ambient | Direct Linear Ambient Luminaires | Standard | FALSE | [9 empty] | 42382 | Dimmable | Continuous Below 10 | Yes |  | 3.1 | 8711.71 | 108.9 | 80 | 7.04 | 0.9722 | 4089 | 84.98
PXZ9YGF2 | Axis Lighting | Axis Lighting | ARLED-B3-MF-1000-40-S-4-W-UNV-D-1-XX-(NONE)-(NONE)-(NONE)-(NONE) | Indoor Luminaires | Linear Ambient | Direct Linear Ambient Luminaires | Standard | FALSE | [9 empty] | 42382 | Dimmable | Continuous Below 10 | Yes |  | 3.1 | 4673.64 | 116.84 | 40 | 7.04 | 0.9722 | 4089 | 84.98
PWHG9CBS | Axis Lighting | Axis Lighting | PWLED-B3-MF-1000-40-S-4-W-UNV-D-1-XX-(NONE)-(NONE)-(NONE)-(NONE) | Indoor Luminaires | Linear Ambient | Direct Linear Ambient Luminaires | Standard | FALSE | [9 empty] | 42382 | Dimmable | Continuous Below 10 | Yes |  | 3.1 | 4659.67 | 116.49 | 40 | 7.04 | 0.9722 | 4089 | 84.98
P8JYXESX | Axis Lighting | Axis Lighting | MBLED-B3-MF-1000-40-S-4-W-UNV-D-1-XX-(NONE)-(NONE)-(NONE)-(NONE) | Indoor Luminaires | Linear Ambient | Direct Linear Ambient Luminaires | Standard | FALSE | [9 empty] | 42382 | Dimmable | Continuous Below 10 | Yes |  | 3.1 | 4417.61 | 110.44 | 40 | 7.04 | 0.9722 | 4089 | 84.98
P7DG893G | Axis Lighting | Axis Lighting | PRLED-B3-MF-1000-40-S-4-W-UNV-D-1-XX-(NONE)-(NONE)-(NONE)-(NONE) | Indoor Luminaires | Linear Ambient | Direct Linear Ambient Luminaires | Standard | FALSE | [9 empty] | 42382 | Dimmable | Continuous Below 10 | Yes |  | 3.1 | 4375.71 | 109.39 | 40 | 7.04 | 0.9722 | 4089 | 84.98
PE2TBR2Z | Axis Lighting | Axis Lighting | ARLED-B3-MF-1000-40-S-2-W-120-D-1-XX-(NONE)-(NONE)-(NONE)-(NONE) | Indoor Luminaires | Linear Ambient | Direct Linear Ambient Luminaires | Standard | FALSE | [9 empty] | 42382 | Dimmable | Continuous Below 10 | Yes |  | 3.1 | 2283.54 | 109.05 | 20.94 | 7.04 | 0.9722 | 4089 | 84.98
PT2M3E18 | Axis Lighting | Axis Lighting | PWLED-B3-MF-1000-40-S-2-W-120-D-1-XX-(NONE)-(NONE)-(NONE)-(NONE) | Indoor Luminaires | Linear Ambient | Direct Linear Ambient Luminaires | Standard | FALSE | [9 empty] | 42382 | Dimmable | Continuous Below 10 | Yes |  | 3.1 | 2276.71 | 108.73 | 20.94 | 7.04 | 0.9722 | 4089 | 84.98
PSMT8YHK | Axis Lighting | Axis Lighting | MBLED-B3-MF-1000-40-S-2-W-120-D-1-XX-(NONE)-(NONE)-(NONE)-(NONE) | Indoor Luminaires | Linear Ambient | Direct Linear Ambient Luminaires | Standard | FALSE | [9 empty] | 42382 | Dimmable | Continuous Below 10 | Yes |  | 3.1 | 2158.44 | 103.08 | 20.94 | 7.04 | 0.9722 | 4089 | 84.98
P2GGD9A4 | Axis Lighting | Axis Lighting | ARLED-B3-MF-600-35-S-2-W-120-D-1-XX-(NONE)-(NONE)-(NONE)-(NONE) | Indoor Luminaires | Linear Ambient | Direct Linear Ambient Luminaires | Standard | FALSE | [9 empty] | 42382 | Dimmable | Continuous Below 10 | Yes |  | 3.1 | 1274.87 | 106.06 | 12.02 | 24.7 | 0.9479 | 3558 | 83.995
PHXZQQUJ | Axis Lighting | Axis Lighting | PWLED-B3-MF-600-35-S-2-W-120-D-1-XX-(NONE)-(NONE)-(NONE)-(NONE) | Indoor Luminaires | Linear Ambient | Direct Linear Ambient Luminaires | Standard | FALSE | [9 empty] | 42382 | Dimmable | Continuous Below 10 | Yes |  | 3.1 | 1271.06 | 105.75 | 12.02 | 24.7 | 0.9479 | 3558 | 83.995
PYMUUUUU | Axis Lighting | Axis Lighting | MBLED-B3-MF-600-35-S-2-W-120-D-1-XX-(NONE)-(NONE)-(NONE)-(NONE) | Indoor Luminaires | Linear Ambient | Direct Linear Ambient Luminaires | Standard | FALSE | [9 empty] | 42382 | Dimmable | Continuous Below 10 | Yes |  | 3.1 | 1205.03 | 100.25 | 12.02 | 24.7 | 0.9479 | 3558 | 83.995
PTE5MK5C | Axis Lighting | Axis Lighting | PRLED-B3-MF-600-35-S-2-W-120-D-1-XX-(NONE)-(NONE)-(NONE)-(NONE) | Indoor Luminaires | Linear Ambient | Direct Linear Ambient Luminaires | Standard | FALSE | [9 empty] | 42382 | Dimmable | Continuous Below 10 | Yes |  | 3.1 | 1193.61 | 99.3 | 12.02 | 24.7 | 0.9479 | 3558 | 83.995
PTTEPDTD | Axis Lighting | Axis Lighting | ARLED-B3-MF-800-35-S-2-W-120-D-1-XX-(NONE)-(NONE)-(NONE)-(NONE) | Indoor Luminaires | Linear Ambient | Direct Linear Ambient Luminaires | Standard | FALSE | [9 empty] | 42382 | Dimmable | Continuous Below 10 | Yes |  | 3.1 | 1683.13 | 105.39 | 15.97 | 22.585 | 0.9479 | 3558 | 83.995
PDTG92YR | Axis Lighting | Axis Lighting | PWLED-B3-MF-800-35-S-2-W-120-D-1-XX-(NONE)-(NONE)-(NONE)-(NONE) | Indoor Luminaires | Linear Ambient | Direct Linear Ambient Luminaires | Standard | FALSE | [9 empty] | 42382 | Dimmable | Continuous Below 10 | Yes |  | 3.1 | 1678.1 | 105.08 | 15.97 | 22.585 | 0.9479 | 3558 | 83.995
PXZ7DYM7 | Axis Lighting | Axis Lighting | MBLED-B3-MF-800-35-S-2-W-120-D-1-XX-(NONE)-(NONE)-(NONE)-(NONE) | Indoor Luminaires | Linear Ambient | Direct Linear Ambient Luminaires | Standard | FALSE | [9 empty] | 42382 | Dimmable | Continuous Below 10 | Yes |  | 3.1 | 1590.93 | 99.62 | 15.97 | 22.585 | 0.9479 | 3558 | 83.995
PUTEFZEF | Axis Lighting | Axis Lighting | PRLED-B3-MF-800-35-S-2-W-120-D-1-XX-(NONE)-(NONE)-(NONE)-(NONE) | Indoor Luminaires | Linear Ambient | Direct Linear Ambient Luminaires | Standard | FALSE | [9 empty] | 42382 | Dimmable | Continuous Below 10 | Yes |  | 3.1 | 1575.84 | 98.68 | 15.97 | 22.585 | 0.9479 | 3558 | 83.995
PSJAKY79 | Axis Lighting | Axis Lighting | ARLED-B3-MF-1000-35-S-2-W-120-D-1-XX-(NONE)-(NONE)-(NONE)-(NONE) | Indoor Luminaires | Linear Ambient | Direct Linear Ambient Luminaires | Standard | FALSE | [9 empty] | 42382 | Dimmable | Continuous Below 10 | Yes |  | 3.1 | 2095.56 | 104.73 | 20.01 | 20.47 | 0.974 | 3558 | 83.995
PDUHZPCU | Axis Lighting | Axis Lighting | PWLED-B3-MF-1000-35-S-2-W-120-D-1-XX-(NONE)-(NONE)-(NONE)-(NONE) | Indoor Luminaires | Linear Ambient | Direct Linear Ambient Luminaires | Standard | FALSE | [9 empty] | 42382 | Dimmable | Continuous Below 10 | Yes |  | 3.1 | 2089.3 | 104.41 | 20.01 | 20.47 | 0.979 | 3558 | 83.995
PZ5DE9JD | Axis Lighting | Axis Lighting | MBLED-B3-MF-1000-35-S-2-W-120-D-1-XX-(NONE)-(NONE)-(NONE)-(NONE) | Indoor Luminaires | Linear Ambient | Direct Linear Ambient Luminaires | Standard | FALSE | [9 empty] | 42382 | Dimmable | Continuous Below 10 | Yes |  | 3.1 | 1980.77 | 98.99 | 20.01 | 20.47 | 0.975 | 3558 | 83.995
PX18FM8Y | Axis Lighting | Axis Lighting | PRLED-B3-MF-1000-35-S-2-W-120-D-1-XX-(NONE)-(NONE)-(NONE)-(NONE) | Indoor Luminaires | Linear Ambient | Direct Linear Ambient Luminaires | Standard | FALSE | [9 empty] | 42382 | Dimmable | Continuous Below 10 | Yes |  | 3.1 | 1961.98 | 98.05 | 20.01 | 20.47 | 0.974 | 3558 | 83.995
PNTYPEZU | Axis Lighting | Axis Lighting | ARLED-B3-MF-1000-35-S-8-W-UNV-D-1-XX-(NONE)-(NONE)-(NONE)-(NONE) | Indoor Luminaires | Linear Ambient | Direct Linear Ambient Luminaires | Standard | FALSE | [9 empty] | 42382 | Dimmable | Continuous Below 10 | Yes |  | 3.1 | 8935.75 | 111.7 | 80 | 20.52 | 0.8925 | 3548 | 83.995
PZEQ8348 | Axis Lighting | Axis Lighting | PWLED-B3-MF-1000-35-S-8-W-UNV-D-1-XX-(NONE)-(NONE)-(NONE)-(NONE) | Indoor Luminaires | Linear Ambient | Direct Linear Ambient Luminaires | Standard | FALSE | [9 empty] | 42382 | Dimmable | Continuous Below 10 | Yes |  | 3.1 | 8909.05 | 111.36 | 80 | 20.52 | 0.8925 | 3548 | 83.995
PHAF1149 | Axis Lighting | Axis Lighting | MBLED-B3-MF-1000-35-S-8-W-UNV-D-1-XX-(NONE)-(NONE)-(NONE)-(NONE) | Indoor Luminaires | Linear Ambient | Direct Linear Ambient Luminaires | Standard | FALSE | [9 empty] | 42382 | Dimmable | Continuous Below 10 | Yes |  | 3.1 | 8446.24 | 105.58 | 80 | 20.52 | 0.8925 | 3548 | 83.995
PQ9QGW44 | Axis Lighting | Axis Lighting | PRLED-B3-MF-1000-35-S-8-W-UNV-D-1-XX-(NONE)-(NONE)-(NONE)-(NONE) | Indoor Luminaires | Linear Ambient | Direct Linear Ambient Luminaires | Standard | FALSE | [9 empty] | 42382 | Dimmable | Continuous Below 10 | Yes |  | 3.1 | 8366.14 | 104.58 | 80 | 20.52 | 0.8925 | 3548 | 83.995
PDRZ7XJS | Axis Lighting | Axis Lighting | ARLED-B3-MF-800-35-S-8-W-UNV-D-1-XX-(NONE)-(NONE)-(NONE)-(NONE) | Indoor Luminaires | Linear Ambient | Direct Linear Ambient Luminaires | Standard | FALSE | [9 empty] | 42382 | Dimmable | Continuous Below 10 | Yes |  | 3.1 | 7553.94 | 112.41 | 67.2 | 20.52 | 0.8925 | 3548 | 83.995
PJTPQ21Q | Axis Lighting | Axis Lighting | PWLED-B3-MF-800-35-S-8-W-UNV-D-1-XX-(NONE)-(NONE)-(NONE)-(NONE) | Indoor Luminaires | Linear Ambient | Direct Linear Ambient Luminaires | Standard | FALSE | [9 empty] | 42382 | Dimmable | Continuous Below 10 | Yes |  | 3.1 | 7531.37 | 112.07 | 67.2 | 20.52 | 0.8925 | 3548 | 83.995
PGA55HHJ | Axis Lighting | Axis Lighting | MBLED-B3-MF-800-35-S-8-W-UNV-D-1-XX-(NONE)-(NONE)-(NONE)-(NONE) | Indoor Luminaires | Linear Ambient | Direct Linear Ambient Luminaires | Standard | FALSE | [9 empty] | 42382 | Dimmable | Continuous Below 10 | Yes |  | 3.1 | 7140.13 | 106.25 | 67.2 | 20.52 | 0.8925 | 3548 | 83.995
PM6QWBE8 | Axis Lighting | Axis Lighting | PRLED-B3-MF-800-35-S-8-W-UNV-D-1-XX-(NONE)-(NONE)-(NONE)-(NONE) | Indoor Luminaires | Linear Ambient | Direct Linear Ambient Luminaires | Standard | FALSE | [9 empty] | 42382 | Dimmable | Continuous Below 10 | Yes |  | 3.1 | 7072.41 | 105.24 | 67.2 | 20.52 | 0.8925 | 3548 | 83.995
PYNM6FE7 | Axis Lighting | Axis Lighting | ARLED-B3-MF-1000-35-S-4-W-UNV-D-1-XX-(NONE)-(NONE)-(NONE)-(NONE) | Indoor Luminaires | Linear Ambient | Direct Linear Ambient Luminaires | Standard | FALSE | [9 empty] | 42382 | Dimmable | Continuous Below 10 | Yes |  | 3.1 | 4488.25 | 112.21 | 40 | 20.52 | 0.9735 | 3548 | 83.995
PSSB6EX1 | Axis Lighting | Axis Lighting | PWLED-B3-MF-1000-35-S-4-W-UNV-D-1-XX-(NONE)-(NONE)-(NONE)-(NONE) | Indoor Luminaires | Linear Ambient | Direct Linear Ambient Luminaires | Standard | FALSE | [9 empty] | 42382 | Dimmable | Continuous Below 10 | Yes |  | 3.1 | 4474.84 | 111.87 | 40 | 20.52 | 0.9735 | 3548 | 83.995
PB88AUTS | Axis Lighting | Axis Lighting | MBLED-B3-MF-1000-35-S-4-W-UNV-D-1-XX-(NONE)-(NONE)-(NONE)-(NONE) | Indoor Luminaires | Linear Ambient | Direct Linear Ambient Luminaires | Standard | FALSE | [9 empty] | 42382 | Dimmable | Continuous Below 10 | Yes |  | 3.1 | 4242.38 | 106.06 | 40 | 20.52 | 0.9735 | 3548 | 83.995
PVGRXUKB | Axis Lighting | Axis Lighting | PRLED-B3-MF-1000-35-S-4-W-UNV-D-1-XX-(NONE)-(NONE)-(NONE)-(NONE) | Indoor Luminaires | Linear Ambient | Direct Linear Ambient Luminaires | Standard | FALSE | [9 empty] | 42382 | Dimmable | Continuous Below 10 | Yes |  | 3.1 | 4202.14 | 105.05 | 40 | 20.52 | 0.9735 | 3548 | 83.995
PCCR68CQ | Axis Lighting | Axis Lighting | ARLED-B3-MF-800-35-S-4-W-UNV-D-1-XX-(NONE)-(NONE)-(NONE)-(NONE) | Indoor Luminaires | Linear Ambient | Direct Linear Ambient Luminaires | Standard | FALSE | [9 empty] | 42382 | Dimmable | Continuous Below 10 | Yes |  | 3.1 | 3793.06 | 112.92 | 33.59 | 20.52 | 0.9735 | 3548 | 83.995
P4DXE2X5 | Axis Lighting | Axis Lighting | PWLED-B3-MF-800-35-S-4-W-UNV-D-1-XX-(NONE)-(NONE)-(NONE)-(NONE) | Indoor Luminaires | Linear Ambient | Direct Linear Ambient Luminaires | Standard | FALSE | [9 empty] | 42382 | Dimmable | Continuous Below 10 | Yes |  | 3.1 | 3781.73 | 112.58 | 33.59 | 20.52 | 0.9735 | 3548 | 83.995
PUX46YW4 | Axis Lighting | Axis Lighting | MBLED-B3-MF-800-35-S-4-W-UNV-D-1-XX-(NONE)-(NONE)-(NONE)-(NONE) | Indoor Luminaires | Linear Ambient | Direct Linear Ambient Luminaires | Standard | FALSE | [9 empty] | 42382 | Dimmable | Continuous Below 10 | Yes |  | 3.1 | 3585.27 | 106.74 | 33.59 | 20.52 | 0.9735 | 3548 | 83.995
P9M38VJ1 | Axis Lighting | Axis Lighting | PRLED-B3-MF-800-35-S-4-W-UNV-D-1-XX-(NONE)-(NONE)-(NONE)-(NONE) | Indoor Luminaires | Linear Ambient | Direct Linear Ambient Luminaires | Standard | FALSE | [9 empty] | 42382 | Dimmable | Continuous Below 10 | Yes |  | 3.1 | 3551.27 | 105.72 | 33.59 | 20.52 | 0.9735 | 3548 | 83.995
PBMGGU28 | Axis Lighting | Axis Lighting | ARLED-B3-MF-500-35-S-4-W-120-D-1-XX-(NONE)-(NONE)-(NONE)-(NONE) | Indoor Luminaires | Linear Ambient | Direct Linear Ambient Luminaires | Standard | FALSE | [9 empty] | 42382 | Dimmable | Continuous Below 10 | Yes |  | 3.1 | 2395.5 | 113.64 | 21.08 | 20.52 | 0.9735 | 3548 | 83.995
PA3JASQN | Axis Lighting | Axis Lighting | PWLED-B3-MF-500-35-S-4-W-120-D-1-XX-(NONE)-(NONE)-(NONE)-(NONE) | Indoor Luminaires | Linear Ambient | Direct Linear Ambient Luminaires | Standard | FALSE | [9 empty] | 42382 | Dimmable | Continuous Below 10 | Yes |  | 3.1 | 2388.34 | 113.3 | 21.08 | 20.52 | 0.9735 | 3548 | 83.995
P64H8T96 | Axis Lighting | Axis Lighting | MBLED-B3-MF-500-35-S-4-W-120-D-1-XX-(NONE)-(NONE)-(NONE)-(NONE) | Indoor Luminaires | Linear Ambient | Direct Linear Ambient Luminaires | Standard | FALSE | [9 empty] | 42382 | Dimmable | Continuous Below 10 | Yes |  | 3.1 | 2264.27 | 107.41 | 21.08 | 20.52 | 0.9735 | 3548 | 83.995
P9XYMWW1 | Axis Lighting | Axis Lighting | PRLED-B3-MF-500-35-S-4-W-120-D-1-XX-(NONE)-(NONE)-(NONE)-(NONE) | Indoor Luminaires | Linear Ambient | Direct Linear Ambient Luminaires | Standard | FALSE | [9 empty] | 42382 | Dimmable | Continuous Below 10 | Yes |  | 3.1 | 2242.8 | 106.39 | 21.08 | 20.52 | 0.9735 | 3548 | 83.995
PGPNUXN8 | Axis Lighting | Axis Lighting | ARLED-B3-MF-500-35-S-8-W-120-D-1-XX-(NONE)-(NONE)-(NONE)-(NONE) | Indoor Luminaires | Linear Ambient | Direct Linear Ambient Luminaires | Standard | FALSE | [9 empty] | 42382 | Dimmable | Continuous Below 10 | Yes |  | 3.1 | 4773.78 | 113.12 | 42.2 | 18.93 | 0.9735 | 3548 | 83.995
PFVUA983 | Axis Lighting | Axis Lighting | PWLED-B3-MF-500-35-S-8-W-120-D-1-XX-(NONE)-(NONE)-(NONE)-(NONE) | Indoor Luminaires | Linear Ambient | Direct Linear Ambient Luminaires | Standard | FALSE | [9 empty] | 42382 | Dimmable | Continuous Below 10 | Yes |  | 3.1 | 4759.52 | 112.78 | 42.2 | 18.93 | 0.9735 | 3548 | 83.995
PV4UG1ZW | Axis Lighting | Axis Lighting | MBLED-B3-MF-500-35-S-8-W-120-D-1-XX-(NONE)-(NONE)-(NONE)-(NONE) | Indoor Luminaires | Linear Ambient | Direct Linear Ambient Luminaires | Standard | FALSE | [9 empty] | 42382 | Dimmable | Continuous Below 10 | Yes |  | 3.1 | 4512.27 | 106.93 | 42.2 | 18.93 | 0.9735 | 3548 | 83.995
PY6ZM45K | Axis Lighting | Axis Lighting | PRLED-B3-MF-500-35-S-8-W-120-D-1-XX-(NONE)-(NONE)-(NONE)-(NONE) | Indoor Luminaires | Linear Ambient | Direct Linear Ambient Luminaires | Standard | FALSE | [9 empty] | 42382 | Dimmable | Continuous Below 10 | Yes |  | 3.1 | 4469.48 | 105.91 | 42.2 | 18.93 | 0.9735 | 3548 | 83.995
PR688VHK | Axis Lighting | Axis Lighting | ARLED-B3-MF-1000-35-S-12-W-UNV-D-1-XX-(NONE)-(NONE)-(NONE)-(NONE) | Indoor Luminaires | Linear Ambient | Direct Linear Ambient Luminaires | Standard | FALSE | [9 empty] | 42382 | Dimmable | Continuous Below 10 | Yes |  | 3.1 | 13623.81 | 111.19 | 122.53 | 13.65 | 0.9879 | 3548 | 83.995
PWT4JWV1 | Axis Lighting | Axis Lighting | PWLED-B3-MF-1000-35-S-12-W-UNV-D-1-XX-(NONE)-(NONE)-(NONE)-(NONE) | Indoor Luminaires | Linear Ambient | Direct Linear Ambient Luminaires | Standard | FALSE | [9 empty] | 42382 | Dimmable | Continuous Below 10 | Yes |  | 3.1 | 13583.1 | 110.86 | 122.53 | 13.65 | 0.9879 | 3548 | 83.995
PF12UES2 | Axis Lighting | Axis Lighting | MBLED-B3-MF-1000-35-S-12-W-UNV-D-1-XX-(NONE)-(NONE)-(NONE)-(NONE) | Indoor Luminaires | Linear Ambient | Direct Linear Ambient Luminaires | Standard | FALSE | [9 empty] | 42382 | Dimmable | Continuous Below 10 | Yes |  | 3.1 | 12877.49 | 105.1 | 122.53 | 13.65 | 0.9879 | 3548 | 83.995
P64T7KSW | Axis Lighting | Axis Lighting | PRLED-B3-MF-1000-35-S-12-W-UNV-D-1-XX-(NONE)-(NONE)-(NONE)-(NONE) | Indoor Luminaires | Linear Ambient | Direct Linear Ambient Luminaires | Standard | FALSE | [9 empty] | 42382 | Dimmable | Continuous Below 10 | Yes |  | 3.1 | 12755.36 | 104.1 | 122.53 | 13.65 | 0.9879 | 3548 | 83.995
P14NY8RH | Axis Lighting | Axis Lighting | ARLED-B3-MF-800-35-S-12-W-UNV-D-1-XX-(NONE)-(NONE)-(NONE)-(NONE) | Indoor Luminaires | Linear Ambient | Direct Linear Ambient Luminaires | Standard | FALSE | [9 empty] | 42382 | Dimmable | Continuous Below 10 | Yes |  | 3.1 | 10731.86 | 111.9 | 95.91 | 13.65 | 0.8925 | 3548 | 83.995
PEDVZC7X | Axis Lighting | Axis Lighting | PWLED-B3-MF-800-35-S-12-W-UNV-D-1-XX-(NONE)-(NONE)-(NONE)-(NONE) | Indoor Luminaires | Linear Ambient | Direct Linear Ambient Luminaires | Standard | FALSE | [9 empty] | 42382 | Dimmable | Continuous Below 10 | Yes |  | 3.1 | 10699.79 | 111.56 | 95.91 | 13.65 | 0.8925 | 3548 | 83.995
P6V7PADG | Axis Lighting | Axis Lighting | MBLED-B3-MF-800-35-S-12-W-UNV-D-1-XX-(NONE)-(NONE)-(NONE)-(NONE) | Indoor Luminaires | Linear Ambient | Direct Linear Ambient Luminaires | Standard | FALSE | [9 empty] | 42382 | Dimmable | Continuous Below 10 | Yes |  | 3.1 | 10143.96 | 105.77 | 95.91 | 13.65 | 0.8925 | 3548 | 83.995
P4WDH23Y | Axis Lighting | Axis Lighting | PRLED-B3-MF-800-35-S-12-W-UNV-D-1-XX-(NONE)-(NONE)-(NONE)-(NONE) | Indoor Luminaires | Linear Ambient | Direct Linear Ambient Luminaires | Standard | FALSE | [9 empty] | 42382 | Dimmable | Continuous Below 10 | Yes |  | 3.1 | 10047.76 | 104.76 | 95.91 | 13.65 | 0.8925 | 3548 | 83.995
PXA3M8ZQ | Axis Lighting | Axis Lighting | ARLED-B3-MF-500-35-S-12-W-120-D-1-XX-(NONE)-(NONE)-(NONE)-(NONE) | Indoor Luminaires | Linear Ambient | Direct Linear Ambient Luminaires | Standard | FALSE | [9 empty] | 42382 | Dimmable | Continuous Below 10 | Yes |  | 3.1 | 7121.26 | 112.61 | 63.24 | 13.65 | 0.9735 | 3548 | 83.995
PQGXCBPH | Axis Lighting | Axis Lighting | PWLED-B3-MF-500-35-S-12-W-120-D-1-XX-(NONE)-(NONE)-(NONE)-(NONE) | Indoor Luminaires | Linear Ambient | Direct Linear Ambient Luminaires | Standard | FALSE | [9 empty] | 42382 | Dimmable | Continuous Below 10 | Yes |  | 3.1 | 7099.99 | 112.27 | 63.24 | 13.65 | 0.9735 | 3548 | 83.995
PCNP4WU1 | Axis Lighting | Axis Lighting | MBLED-B3-MF-500-35-S-12-W-120-D-1-XX-(NONE)-(NONE)-(NONE)-(NONE) | Indoor Luminaires | Linear Ambient | Direct Linear Ambient Luminaires | Standard | FALSE | [9 empty] | 42382 | Dimmable | Continuous Below 10 | Yes |  | 3.1 | 6731.16 | 106.44 | 63.24 | 13.65 | 0.9735 | 3548 | 83.995
PA1GG511 | Axis Lighting | Axis Lighting | PRLED-B3-MF-500-35-S-12-W-120-D-1-XX-(NONE)-(NONE)-(NONE)-(NONE) | Indoor Luminaires | Linear Ambient | Direct Linear Ambient Luminaires | Standard | FALSE | [9 empty] | 42382 | Dimmable | Continuous Below 10 | Yes |  | 3.1 | 6667.32 | 105.43 | 63.24 | 13.65 | 0.9735 | 3548 | 83.995
P2HUV4XZ | Axis Lighting | Axis Lighting | ARLED-B3-MF-600-30-S-2-W-120-D-1-XX-(NONE)-(NONE)-(NONE)-(NONE) | Indoor Luminaires | Linear Ambient | Direct Linear Ambient Luminaires | Standard | FALSE | [9 empty] | 42382 | Dimmable | Continuous Below 10 | Yes |  | 3.1 | 1222.21 | 101.68 | 12.02 | 24.7 | 0.9479 | 3034 | 83.11
PQBR82GT | Axis Lighting | Axis Lighting | PWLED-B3-MF-600-30-S-2-W-120-D-1-XX-(NONE)-(NONE)-(NONE)-(NONE) | Indoor Luminaires | Linear Ambient | Direct Linear Ambient Luminaires | Standard | FALSE | [9 empty] | 42382 | Dimmable | Continuous Below 10 | Yes |  | 3.1 | 1218.56 | 101.38 | 12.02 | 24.7 | 0.9479 | 3034 | 83.11
P7ANBGU3 | Axis Lighting | Axis Lighting | MBLED-B3-MF-600-30-S-2-W-120-D-1-XX-(NONE)-(NONE)-(NONE)-(NONE) | Indoor Luminaires | Linear Ambient | Direct Linear Ambient Luminaires | Standard | FALSE | [9 empty] | 42382 | Dimmable | Continuous Below 10 | Yes |  | 3.1 | 1155.26 | 96.11 | 12.02 | 24.7 | 0.9479 | 3034 | 83.11
PUUBN1R5 | Axis Lighting | Axis Lighting | PRLED-B3-MF-600-30-S-2-W-120-D-1-XX-(NONE)-(NONE)-(NONE)-(NONE) | Indoor Luminaires | Linear Ambient | Direct Linear Ambient Luminaires | Standard | FALSE | [9 empty] | 42382 | Dimmable | Continuous Below 10 | Yes |  | 3.1 | 1144 | 95.2 | 12.02 | 24.7 | 0.9479 | 3034 | 83.11
PSXKXSJD | Axis Lighting | Axis Lighting | ARLED-B3-MF-800-30-S-2-W-120-D-1-XX-(NONE)-(NONE)-(NONE)-(NONE) | Indoor Luminaires | Linear Ambient | Direct Linear Ambient Luminaires | Standard | FALSE | [9 empty] | 42382 | Dimmable | Continuous Below 10 | Yes |  | 3.1 | 1613.61 | 101.04 | 15.97 | 22.585 | 0.9479 | 3027 | 82.79
P88N8WET | Axis Lighting | Axis Lighting | PWLED-B3-MF-800-30-S-2-W-120-D-1-XX-(NONE)-(NONE)-(NONE)-(NONE) | Indoor Luminaires | Linear Ambient | Direct Linear Ambient Luminaires | Standard | FALSE | [9 empty] | 42382 | Dimmable | Continuous Below 10 | Yes |  | 3.1 | 1608.78 | 100.74 | 15.97 | 22.585 | 0.9479 | 3027 | 82.79
PYXYTEZB | Axis Lighting | Axis Lighting | MBLED-B3-MF-800-30-S-2-W-120-D-1-XX-(NONE)-(NONE)-(NONE)-(NONE) | Indoor Luminaires | Linear Ambient | Direct Linear Ambient Luminaires | Standard | FALSE | [9 empty] | 42382 | Dimmable | Continuous Below 10 | Yes |  | 3.1 | 1526.63 | 95.51 | 15.98 | 22.585 | 0.9479 | 3027 | 82.79
PQNGUJ77 | Axis Lighting | Axis Lighting | PRLED-B3-MF-800-30-S-2-W-120-D-1-XX-(NONE)-(NONE)-(NONE)-(NONE) | Indoor Luminaires | Linear Ambient | Direct Linear Ambient Luminaires | Standard | FALSE | [9 empty] | 42382 | Dimmable | Continuous Below 10 | Yes |  | 3.1 | 1511 | 94.6 | 15.97 | 22.585 | 0.9479 | 3027 | 82.79
PXQ6SJ2R | Axis Lighting | Axis Lighting | ARLED-B3-MF-800-30-S-12-W-UNV-D-1-XX-(NONE)-(NONE)-(NONE)-(NONE) | Indoor Luminaires | Linear Ambient | Direct Linear Ambient Luminaires | Standard | FALSE | [9 empty] | 42382 | Dimmable | Continuous Below 10 | Yes |  | 3.1 | 10288.58 | 107.28 | 95.91 | 20.52 | 0.8925 | 3027 | 82.79
PWJXCJTX | Axis Lighting | Axis Lighting | PWLED-B3-MF-800-30-S-12-W-UNV-D-1-XX-(NONE)-(NONE)-(NONE)-(NONE) | Indoor Luminaires | Linear Ambient | Direct Linear Ambient Luminaires | Standard | FALSE | [9 empty] | 42382 | Dimmable | Continuous Below 10 | Yes |  | 3.1 | 10257.83 | 106.95 | 95.91 | 20.52 | 0.8925 | 3027 | 82.79
PJMARDEG | Axis Lighting | Axis Lighting | MBLED-B3-MF-800-30-S-12-W-UNV-D-1-XX-(NONE)-(NONE)-(NONE)-(NONE) | Indoor Luminaires | Linear Ambient | Direct Linear Ambient Luminaires | Standard | FALSE | [9 empty] | 42382 | Dimmable | Continuous Below 10 | Yes |  | 3.1 | 9724.96 | 101.4 | 95.91 | 20.52 | 0.8925 | 3027 | 82.79
PZD7QRN7 | Axis Lighting | Axis Lighting | PRLED-B3-MF-800-30-S-12-W-UNV-D-1-XX-(NONE)-(NONE)-(NONE)-(NONE) | Indoor Luminaires | Linear Ambient | Direct Linear Ambient Luminaires | Standard | FALSE | [9 empty] | 42382 | Dimmable | Continuous Below 10 | Yes |  | 3.1 | 9632.73 | 100.44 | 95.91 | 20.52 | 0.8925 | 3027 | 82.79
P48A7XM5 | Axis Lighting | Axis Lighting | ARLED-B3-MF-1000-30-S-8-W-UNV-D-1-XX-(NONE)-(NONE)-(NONE)-(NONE) | Indoor Luminaires | Linear Ambient | Direct Linear Ambient Luminaires | Standard | FALSE | [9 empty] | 42382 | Dimmable | Continuous Below 10 | Yes |  | 3.1 | 8566.65 | 107.08 | 80 | 20.52 | 0.9735 | 3027 | 82.79
PXEG1HXB | Axis Lighting | Axis Lighting | PWLED-B3-MF-1000-30-S-8-W-UNV-D-1-XX-(NONE)-(NONE)-(NONE)-(NONE) | Indoor Luminaires | Linear Ambient | Direct Linear Ambient Luminaires | Standard | FALSE | [9 empty] | 42382 | Dimmable | Continuous Below 10 | Yes |  | 3.1 | 8541.06 | 106.76 | 80 | 20.52 | 0.9735 | 3027 | 82.79
PQNHVD6J | Axis Lighting | Axis Lighting | MBLED-B3-MF-1000-30-S-8-W-UNV-D-1-XX-(NONE)-(NONE)-(NONE)-(NONE) | Indoor Luminaires | Linear Ambient | Direct Linear Ambient Luminaires | Standard | FALSE | [9 empty] | 42382 | Dimmable | Continuous Below 10 | Yes |  | 3.1 | 8097.36 | 101.22 | 80 | 20.52 | 0.9735 | 3027 | 82.79
PY1H8JQC | Axis Lighting | Axis Lighting | PRLED-B3-MF-1000-30-S-8-W-UNV-D-1-XX-(NONE)-(NONE)-(NONE)-(NONE) | Indoor Luminaires | Linear Ambient | Direct Linear Ambient Luminaires | Standard | FALSE | [9 empty] | 42382 | Dimmable | Continuous Below 10 | Yes |  | 3.1 | 8020.57 | 100.26 | 80 | 20.52 | 0.9735 | 3027 | 82.79
PAVW7XTX | Axis Lighting | Axis Lighting | ARLED-B3-MF-800-30-S-8-W-UNV-D-1-XX-(NONE)-(NONE)-(NONE)-(NONE) | Indoor Luminaires | Linear Ambient | Direct Linear Ambient Luminaires | Standard | FALSE | [9 empty] | 42382 | Dimmable | Continuous Below 10 | Yes |  | 3.1 | 7241.92 | 107.77 | 67.2 | 20.52 | 0.8925 | 3027 | 82.79
P964SJQB | Axis Lighting | Axis Lighting | PWLED-B3-MF-800-30-S-8-W-UNV-D-1-XX-(NONE)-(NONE)-(NONE)-(NONE) | Indoor Luminaires | Linear Ambient | Direct Linear Ambient Luminaires | Standard | FALSE | [9 empty] | 42382 | Dimmable | Continuous Below 10 | Yes |  | 3.1 | 7220.28 | 107.44 | 67.2 | 20.52 | 0.8925 | 3027 | 82.79
PARXBRF1 | Axis Lighting | Axis Lighting | MBLED-B3-MF-800-30-S-8-W-UNV-D-1-XX-(NONE)-(NONE)-(NONE)-(NONE) | Indoor Luminaires | Linear Ambient | Direct Linear Ambient Luminaires | Standard | FALSE | [9 empty] | 42382 | Dimmable | Continuous Below 10 | Yes |  | 3.1 | 6845.2 | 101.86 | 67.2 | 20.52 | 0.8925 | 3027 | 82.79
P3W6W9F1 | Axis Lighting | Axis Lighting | PRLED-B3-MF-800-30-S-8-W-UNV-D-1-XX-(NONE)-(NONE)-(NONE)-(NONE) | Indoor Luminaires | Linear Ambient | Direct Linear Ambient Luminaires | Standard | FALSE | [9 empty] | 42382 | Dimmable | Continuous Below 10 | Yes |  | 3.1 | 6780.28 | 100.9 | 67.2 | 20.52 | 0.8925 | 3027 | 82.79
PW5CZ7XB | Axis Lighting | Axis Lighting | ARLED-B3-MF-1000-30-S-2-W-120-D-1-XX-(NONE)-(NONE)-(NONE)-(NONE) | Indoor Luminaires | Linear Ambient | Direct Linear Ambient Luminaires | Standard | FALSE | [9 empty] | 42382 | Dimmable | Continuous Below 10 | Yes |  | 3.1 | 2005 | 100.4 | 19.98 | 20.47 | 0.974 | 3027 | 82.79
PZHPTJW1 | Axis Lighting | Axis Lighting | PWLED-B3-MF-1000-30-S-2-W-120-D-1-XX-(NONE)-(NONE)-(NONE)-(NONE) | Indoor Luminaires | Linear Ambient | Direct Linear Ambient Luminaires | Standard | FALSE | [9 empty] | 42382 | Dimmable | Continuous Below 10 | Yes |  | 3.1 | 1999 | 100.1 | 19.97 | 20.47 | 0.979 | 3027 | 82.79
P86DQNKC | Axis Lighting | Axis Lighting | MBLED-B3-MF-1000-30-S-2-W-120-D-1-XX-(NONE)-(NONE)-(NONE)-(NONE) | Indoor Luminaires | Linear Ambient | Direct Linear Ambient Luminaires | Standard | FALSE | [9 empty] | 42382 | Dimmable | Continuous Below 10 | Yes |  | 3.1 | 1898 | 94.9 | 20.01 | 20.47 | 0.975 | 3027 | 82.79
PBVDXMPZ | Axis Lighting | Axis Lighting | ARLED-B3-MF-500-30-S-12-W-120-D-1-XX-(NONE)-(NONE)-(NONE)-(NONE) | Indoor Luminaires | Linear Ambient | Direct Linear Ambient Luminaires | Standard | FALSE | [9 empty] | 42382 | Dimmable | Continuous Below 10 | Yes |  | 3.1 | 6827.12 | 107.96 | 63.24 | 18.93 | 0.9735 | 3027 | 82.79
P743ZH71 | Axis Lighting | Axis Lighting | PWLED-B3-MF-500-30-S-12-W-120-D-1-XX-(NONE)-(NONE)-(NONE)-(NONE) | Indoor Luminaires | Linear Ambient | Direct Linear Ambient Luminaires | Standard | FALSE | [9 empty] | 42382 | Dimmable | Continuous Below 10 | Yes |  | 3.1 | 6806.72 | 107.63 | 63.24 | 18.93 | 0.9735 | 3027 | 82.79
PV1UU75U | Axis Lighting | Axis Lighting | MBLED-B3-MF-500-30-S-12-W-120-D-1-XX-(NONE)-(NONE)-(NONE)-(NONE) | Indoor Luminaires | Linear Ambient | Direct Linear Ambient Luminaires | Standard | FALSE | [9 empty] | 42382 | Dimmable | Continuous Below 10 | Yes |  | 3.1 | 6453.12 | 102.04 | 63.24 | 18.93 | 0.9735 | 3027 | 82.79
PKKVBN3B | Axis Lighting | Axis Lighting | ARLED-B3-MF-500-30-S-8-W-120-D-1-XX-(NONE)-(NONE)-(NONE)-(NONE) | Indoor Luminaires | Linear Ambient | Direct Linear Ambient Luminaires | Standard | FALSE | [9 empty] | 42382 | Dimmable | Continuous Below 10 | Yes |  | 3.1 | 4576.6 | 108.45 | 42.2 | 18.93 | 0.9735 | 3027 | 82.79
P6JB4ZQN | Axis Lighting | Axis Lighting | PWLED-B3-MF-500-30-S-8-W-120-D-1-XX-(NONE)-(NONE)-(NONE)-(NONE) | Indoor Luminaires | Linear Ambient | Direct Linear Ambient Luminaires | Standard | FALSE | [9 empty] | 42382 | Dimmable | Continuous Below 10 | Yes |  | 3.1 | 4562.92 | 108.13 | 42.2 | 18.93 | 0.9735 | 3027 | 82.79
P7YQCJTH | Axis Lighting | Axis Lighting | MBLED-B3-MF-500-30-S-8-W-120-D-1-XX-(NONE)-(NONE)-(NONE)-(NONE) | Indoor Luminaires | Linear Ambient | Direct Linear Ambient Luminaires | Standard | FALSE | [9 empty] | 42382 | Dimmable | Continuous Below 10 | Yes |  | 3.1 | 4325.89 | 102.51 | 42.2 | 18.93 | 0.9735 | 3027 | 82.79
P6JMFV2C | Axis Lighting | Axis Lighting | PRLED-B3-MF-500-30-S-8-W-120-D-1-XX-(NONE)-(NONE)-(NONE)-(NONE) | Indoor Luminaires | Linear Ambient | Direct Linear Ambient Luminaires | Standard | FALSE | [9 empty] | 42382 | Dimmable | Continuous Below 10 | Yes |  | 3.1 | 4284.86 | 101.54 | 42.2 | 18.93 | 0.9735 | 3027 | 82.79
PJCGGJTF | Axis Lighting | Axis Lighting | ARLED-B3-MF-1000-30-S-12-W-UNV-D-1-XX-(NONE)-(NONE)-(NONE)-(NONE) | Indoor Luminaires | Linear Ambient | Direct Linear Ambient Luminaires | Standard | FALSE | [9 empty] | 42382 | Dimmable | Continuous Below 10 | Yes |  | 3.1 | 13061.07 | 106.59 | 122.53 | 13.65 | 0.9879 | 3027 | 82.79
PZ5K2U4X | Axis Lighting | Axis Lighting | PWLED-B3-MF-1000-30-S-12-W-UNV-D-1-XX-(NONE)-(NONE)-(NONE)-(NONE) | Indoor Luminaires | Linear Ambient | Direct Linear Ambient Luminaires | Standard | FALSE | [9 empty] | 42382 | Dimmable | Continuous Below 10 | Yes |  | 3.1 | 13022.05 | 106.28 | 122.53 | 13.65 | 0.9879 | 3027 | 82.79
P725Z742 | Axis Lighting | Axis Lighting | MBLED-B3-MF-1000-30-S-12-W-UNV-D-1-XX-(NONE)-(NONE)-(NONE)-(NONE) | Indoor Luminaires | Linear Ambient | Direct Linear Ambient Luminaires | Standard | FALSE | [9 empty] | 42382 | Dimmable | Continuous Below 10 | Yes |  | 3.1 | 12345.58 | 100.76 | 122.53 | 13.65 | 0.9879 | 3027 | 82.79
P64QQGSH | Axis Lighting | Axis Lighting | PRLED-B3-MF-1000-30-S-12-W-UNV-D-1-XX-(NONE)-(NONE)-(NONE)-(NONE) | Indoor Luminaires | Linear Ambient | Direct Linear Ambient Luminaires | Standard | FALSE | [9 empty] | 42382 | Dimmable | Continuous Below 10 | Yes |  | 3.1 | 12230 | 99.8 | 122.53 | 13.65 | 0.9879 | 3027 | 82.79
PZ7KQP78 | Axis Lighting | Axis Lighting | ARLED-B3-MF-1000-30-S-4-W-UNV-D-1-XX-(NONE)-(NONE)-(NONE)-(NONE) | Indoor Luminaires | Linear Ambient | Direct Linear Ambient Luminaires | Standard | FALSE | [9 empty] | 42382 | Dimmable | Continuous Below 10 | Yes |  | 3.1 | 4302.86 | 107.57 | 40 | 20.52 | 0.8925 | 3007 | 83.01
P1S391PN | Axis Lighting | Axis Lighting | PWLED-B3-MF-1000-30-S-4-W-UNV-D-1-XX-(NONE)-(NONE)-(NONE)-(NONE) | Indoor Luminaires | Linear Ambient | Direct Linear Ambient Luminaires | Standard | FALSE | [9 empty] | 42382 | Dimmable | Continuous Below 10 | Yes |  | 3.1 | 4290 | 107.25 | 40 | 20.52 | 0.8925 | 3007 | 83.01
PDAQ3XC8 | Axis Lighting | Axis Lighting | MBLED-B3-MF-1000-30-S-4-W-UNV-D-1-XX-(NONE)-(NONE)-(NONE)-(NONE) | Indoor Luminaires | Linear Ambient | Direct Linear Ambient Luminaires | Standard | FALSE | [9 empty] | 42382 | Dimmable | Continuous Below 10 | Yes |  | 3.1 | 4067.14 | 101.68 | 40 | 20.52 | 0.8925 | 3007 | 83.01
PSKTATNH | Axis Lighting | Axis Lighting | PRLED-B3-MF-1000-30-S-4-W-UNV-D-1-XX-(NONE)-(NONE)-(NONE)-(NONE) | Indoor Luminaires | Linear Ambient | Direct Linear Ambient Luminaires | Standard | FALSE | [9 empty] | 42382 | Dimmable | Continuous Below 10 | Yes |  | 3.1 | 4028.57 | 100.71 | 40 | 20.52 | 0.8925 | 3007 | 83.01
P9C195X1 | Axis Lighting | Axis Lighting | ARLED-B3-MF-800-30-S-4-W-UNV-D-1-XX-(NONE)-(NONE)-(NONE)-(NONE) | Indoor Luminaires | Linear Ambient | Direct Linear Ambient Luminaires | Standard | FALSE | [9 empty] | 42382 | Dimmable | Continuous Below 10 | Yes |  | 3.1 | 3636.39 | 108.26 | 33.59 | 20.52 | 0.8925 | 3007 | 83.01
PGKKKU4X | Axis Lighting | Axis Lighting | PWLED-B3-MF-800-30-S-4-W-UNV-D-1-XX-(NONE)-(NONE)-(NONE)-(NONE) | Indoor Luminaires | Linear Ambient | Direct Linear Ambient Luminaires | Standard | FALSE | [9 empty] | 42382 | Dimmable | Continuous Below 10 | Yes |  | 3.1 | 3625.52 | 107.93 | 33.59 | 20.52 | 0.8925 | 3007 | 83.01
PVFETTNX | Axis Lighting | Axis Lighting | MBLED-B3-MF-800-30-S-4-W-UNV-D-1-XX-(NONE)-(NONE)-(NONE)-(NONE) | Indoor Luminaires | Linear Ambient | Direct Linear Ambient Luminaires | Standard | FALSE | [9 empty] | 42382 | Dimmable | Continuous Below 10 | Yes |  | 3.1 | 3437.18 | 102.33 | 33.59 | 20.52 | 0.8925 | 3007 | 83.01
PX78CZUV | Axis Lighting | Axis Lighting | PRLED-B3-MF-800-30-S-4-W-UNV-D-1-XX-(NONE)-(NONE)-(NONE)-(NONE) | Indoor Luminaires | Linear Ambient | Direct Linear Ambient Luminaires | Standard | FALSE | [9 empty] | 42382 | Dimmable | Continuous Below 10 | Yes |  | 3.1 | 3404.59 | 101.36 | 33.59 | 20.52 | 0.8925 | 3007 | 83.01
PU5C371V | Axis Lighting | Axis Lighting | ARLED-B3-MF-500-30-S-4-W-120-D-1-XX-(NONE)-(NONE)-(NONE)-(NONE) | Indoor Luminaires | Linear Ambient | Direct Linear Ambient Luminaires | Standard | FALSE | [9 empty] | 42382 | Dimmable | Continuous Below 10 | Yes |  | 3.1 | 2296.55 | 108.94 | 21.08 | 18.93 | 0.9735 | 3007 | 83.01
P5YQ5YJ9 | Axis Lighting | Axis Lighting | PWLED-B3-MF-500-30-S-4-W-120-D-1-XX-(NONE)-(NONE)-(NONE)-(NONE) | Indoor Luminaires | Linear Ambient | Direct Linear Ambient Luminaires | Standard | FALSE | [9 empty] | 42382 | Dimmable | Continuous Below 10 | Yes |  | 3.1 | 2289.69 | 108.62 | 21.08 | 18.93 | 0.9735 | 3007 | 83.01
PT2RKR7B | Axis Lighting | Axis Lighting | MBLED-B3-MF-500-30-S-4-W-120-D-1-XX-(NONE)-(NONE)-(NONE)-(NONE) | Indoor Luminaires | Linear Ambient | Direct Linear Ambient Luminaires | Standard | FALSE | [9 empty] | 42382 | Dimmable | Continuous Below 10 | Yes |  | 3.1 | 2170.75 | 102.98 | 21.08 | 18.93 | 0.9735 | 3007 | 83.01
P8UBS5FD | Axis Lighting | Axis Lighting | PRLED-B3-MF-500-30-S-4-W-120-D-1-XX-(NONE)-(NONE)-(NONE)-(NONE) | Indoor Luminaires | Linear Ambient | Direct Linear Ambient Luminaires | Standard | FALSE | [9 empty] | 42382 | Dimmable | Continuous Below 10 | Yes |  | 3.1 | 2151 | 102 | 21.08 | 18.93 | 0.9735 | 3007 | 83.01
P5TYYVD7 | Acuity Brands Lighting | Peerless Lighting | OPM4 LO/LO XFT R4 277 EZB XXX LP840 FX/XX CXXX XXX | Indoor Luminaires | Linear Ambient | Linear Ambient Luminaires w/ Indirect component | Standard | FALSE | [9 empty] | 42382 | Dimmable | Continuous Below 10 | Yes | XFT in model number is runs of multiple luminaires | 3 | 4648.49 | 99.33 | 46.8 | 17.27 | 0.8887 | 3871 | 83.3
P39EWYK1 | Acuity Brands Lighting | Peerless Lighting | OPM4 HI/HI XFT R8 120 EZB XXX LP840 FX/XX CXXX XXX | Indoor Luminaires | Linear Ambient | Linear Ambient Luminaires w/ Indirect component | Standard | FALSE | [9 empty] | 42382 | Dimmable | Continuous Below 10 | Yes | XFT in model number is runs of multiple luminaires | 3 | 13545.61 | 102.34 | 132.36 | 12.27 | 0.951 | 3871 | 83.3
PD1M7Y81 | Acuity Brands Lighting | Peerless Lighting | OPM4 HI/LO XFT R8 120 EZB XXX LP840 FX/XX CXXX XXX | Indoor Luminaires | Linear Ambient | Linear Ambient Luminaires w/ Indirect component | Standard | FALSE | [9 empty] | 42382 | Dimmable | Continuous Below 10 | Yes | XFT in model number is runs of multiple luminaires | 3 | 11541.83 | 105.46 | 109.44 | 12.27 | 0.951 | 3871 | 83.3
PGC21FK1 | Acuity Brands Lighting | Peerless Lighting | OPM4 LO/HI XFT R8 120 EZB XXX LP840 FX/XX CXXX XXX | Indoor Luminaires | Linear Ambient | Linear Ambient Luminaires w/ Indirect component | Standard | FALSE | [9 empty] | 42382 | Dimmable | Continuous Below 10 | Yes | XFT in model number is runs of multiple luminaires | 3 | 11302.48 | 101.19 | 111.7 | 12.27 | 0.951 | 3871 | 83.3
PRA1UJVZ | Acuity Brands Lighting | Peerless Lighting | OPM4 HI/HI XFT R6 120 EZB XXX LP840 FX/XX CXXX XXX | Indoor Luminaires | Linear Ambient | Linear Ambient Luminaires w/ Indirect component | Standard | FALSE | [9 empty] | 42382 | Dimmable | Continuous Below 10 | Yes | XFT in model number is runs of multiple luminaires | 3 | 10159.21 | 102.34 | 99.27 | 12.27 | 0.951 | 3871 | 83.3
P3T3M645 | Acuity Brands Lighting | Peerless Lighting | OPM4 LO/LO XFT R8 120 EZB XXX LP840 FX/XX CXXX XXX | Indoor Luminaires | Linear Ambient | Linear Ambient Luminaires w/ Indirect component | Standard | FALSE | [9 empty] | 42382 | Dimmable | Continuous Below 10 | Yes | XFT in model number is runs of multiple luminaires | 3 | 9296.98 | 104.58 | 88.9 | 12.27 | 0.951 | 3871 | 83.3
PZGWYECX | Acuity Brands Lighting | Peerless Lighting | OPM4 HI/LO XFT R6 120 EZB XXX LP840 FX/XX CXXX XXX | Indoor Luminaires | Linear Ambient | Linear Ambient Luminaires w/ Indirect component | Standard | FALSE | [9 empty] | 42382 | Dimmable | Continuous Below 10 | Yes | XFT in model number is runs of multiple luminaires | 3 | 8656.37 | 105.46 | 82.08 | 12.27 | 0.951 | 3871 | 83.3
P4MCASSU | Acuity Brands Lighting | Peerless Lighting | OPM4 LO/HI XFT R6 120 EZB XXX LP840 FX/XX CXXX XXX | Indoor Luminaires | Linear Ambient | Linear Ambient Luminaires w/ Indirect component | Standard | FALSE | [9 empty] | 42382 | Dimmable | Continuous Below 10 | Yes | XFT in model number is runs of multiple luminaires | 3 | 8476.86 | 101.19 | 83.775 | 12.27 | 0.951 | 3871 | 83.3
PH3Z9N9S | Acuity Brands Lighting | Peerless Lighting | OPM4 LO/LO XFT R6 120 EZB XXX LP840 FX/XX CXXX XXX | Indoor Luminaires | Linear Ambient | Linear Ambient Luminaires w/ Indirect component | Standard | FALSE | [9 empty] | 42382 | Dimmable | Continuous Below 10 | Yes | XFT in model number is runs of multiple luminaires | 3 | 6972.74 | 104.58 | 66.675 | 12.27 | 0.951 | 3871 | 83.3
PKXKTCTT | Acuity Brands Lighting | Peerless Lighting | OPM4 HI/HI XFT R4 120 EZB XXX LP840 FX/XX CXXX XXX | Indoor Luminaires | Linear Ambient | Linear Ambient Luminaires w/ Indirect component | Standard | FALSE | [9 empty] | 42382 | Dimmable | Continuous Below 10 | Yes | XFT in model number is runs of multiple luminaires | 3 | 6772.8 | 102.34 | 66.18 | 12.27 | 0.951 | 3871 | 83.3
P2RH1MNG | Acuity Brands Lighting | Peerless Lighting | OPM4 HI/LO XFT R4 120 EZB XXX LP840 FX/XX CXXX XXX | Indoor Luminaires | Linear Ambient | Linear Ambient Luminaires w/ Indirect component | Standard | FALSE | [9 empty] | 42382 | Dimmable | Continuous Below 10 | Yes | XFT in model number is runs of multiple luminaires | 3 | 5770.92 | 105.46 | 54.72 | 12.27 | 0.951 | 3871 | 83.3
P4D6DSBY | Acuity Brands Lighting | Peerless Lighting | OPM4 LO/LO XFT R4 120 EZB XXX LP840 FX/XX CXXX XXX | Indoor Luminaires | Linear Ambient | Linear Ambient Luminaires w/ Indirect component | Standard | FALSE | [9 empty] | 42382 | Dimmable | Continuous Below 10 | Yes | XFT in model number is runs of multiple luminaires | 3 | 4648.49 | 104.58 | 44.45 | 12.27 | 0.951 | 3871 | 83.3
PF4RZY3H | Acuity Brands Lighting | Peerless Lighting | OPM4 LO/LO XFT R8 120 EZB XXX LP835 FX/XX CXXX XXX | Indoor Luminaires | Linear Ambient | Linear Ambient Luminaires w/ Indirect component | Standard | FALSE | [9 empty] | 42382 | Dimmable | Continuous Below 10 | Yes | XFT in model number is runs of multiple luminaires | 3 | 9078.2 | 102.12 | 88.9 | 12.27 | 0.951 | 3437 | 81.8
PGKNHHVF | Acuity Brands Lighting | Peerless Lighting | OPM4 LO/LO XFT R6 120 EZB XXX LP835 FX/XX CXXX XXX | Indoor Luminaires | Linear Ambient | Linear Ambient Luminaires w/ Indirect component | Standard | FALSE | [9 empty] | 42382 | Dimmable | Continuous Below 10 | Yes | XFT in model number is runs of multiple luminaires | 3 | 6808.65 | 102.12 | 66.675 | 12.27 | 0.951 | 3437 | 81.8
P82B5AGS | Acuity Brands Lighting | Peerless Lighting | OPM4 LO/LO XFT R4 120 EZB XXX LP835 FX/XX CXXX XXX | Indoor Luminaires | Linear Ambient | Linear Ambient Luminaires w/ Indirect component | Standard | FALSE | [9 empty] | 42382 | Dimmable | Continuous Below 10 | Yes | XFT in model number is runs of multiple luminaires | 3 | 4539.1 | 102.12 | 44.45 | 12.27 | 0.98 | 3437 | 81.8
P68YB6G5 | Acuity Brands Lighting | Peerless Lighting | OPM4 HI/LO XFT R8 120 EZB XXX LP835 FX/XX CXXX XXX | Indoor Luminaires | Linear Ambient | Linear Ambient Luminaires w/ Indirect component | Standard | FALSE | [9 empty] | 42382 | Dimmable | Continuous Below 10 | Yes | XFT in model number is runs of multiple luminaires | 3 | 11270.22 | 102.98 | 109.44 | 12.27 | 0.951 | 3436 | 81.7
PENS2S9A | Acuity Brands Lighting | Peerless Lighting | OPM4 HI/LO XFT R6 120 EZB XXX LP835 FX/XX CXXX XXX | Indoor Luminaires | Linear Ambient | Linear Ambient Luminaires w/ Indirect component | Standard | FALSE | [9 empty] | 42382 | Dimmable | Continuous Below 10 | Yes | XFT in model number is runs of multiple luminaires | 3 | 8452.67 | 102.98 | 82.08 | 12.27 | 0.951 | 3436 | 81.7
P414RMTV | Acuity Brands Lighting | Peerless Lighting | OPM4 HI/LO XFT R4 120 EZB XXX LP835 FX/XX CXXX XXX | Indoor Luminaires | Linear Ambient | Linear Ambient Luminaires w/ Indirect component | Standard | FALSE | [9 empty] | 42382 | Dimmable | Continuous Below 10 | Yes | XFT in model number is runs of multiple luminaires | 3 | 5635.11 | 102.98 | 54.72 | 12.27 | 0.98 | 3436 | 81.7
PPTYMN7K | Acuity Brands Lighting | Peerless Lighting | OPM4 LO/HI XFT R8 120 EZB XXX LP835 FX/XX CXXX XXX | Indoor Luminaires | Linear Ambient | Linear Ambient Luminaires w/ Indirect component | Standard | FALSE | [9 empty] | 42382 | Dimmable | Continuous Below 10 | Yes | XFT in model number is runs of multiple luminaires | 3 | 11036.5 | 98.8 | 111.7 | 12.27 | 0.951 | 3431 | 81.8
P7B4R97T | Acuity Brands Lighting | Peerless Lighting | OPM4 LO/HI XFT R6 120 EZB XXX LP835 FX/XX CXXX XXX | Indoor Luminaires | Linear Ambient | Linear Ambient Luminaires w/ Indirect component | Standard | FALSE | [9 empty] | 42382 | Dimmable | Continuous Below 10 | Yes | XFT in model number is runs of multiple luminaires | 3 | 8277.38 | 98.8 | 83.775 | 12.27 | 0.951 | 3431 | 81.8
PYVA9X53 | Acuity Brands Lighting | Peerless Lighting | OPM4 LO/HI XFT R4 120 EZB XXX LP835 FX/XX CXXX XXX | Indoor Luminaires | Linear Ambient | Linear Ambient Luminaires w/ Indirect component | Standard | FALSE | [9 empty] | 42382 | Dimmable | Continuous Below 10 | Yes | XFT in model number is runs of multiple luminaires | 3 | 5518.25 | 98.8 | 55.85 | 12.27 | 0.99 | 3431 | 81.8
PNE8QEQR | Acuity Brands Lighting | Peerless Lighting | OPM4 HI/HI XFT R8 120 EZB XXX LP835 FX/XX CXXX XXX | Indoor Luminaires | Linear Ambient | Linear Ambient Luminaires w/ Indirect component | Standard | FALSE | [9 empty] | 42382 | Dimmable | Continuous Below 10 | Yes | XFT in model number is runs of multiple luminaires | 3 | 13226.84 | 99.93 | 132.36 | 12.27 | 0.951 | 3431 | 81.7
PRMH4N9G | Acuity Brands Lighting | Peerless Lighting | OPM4 HI/HI XFT R6 120 EZB XXX LP835 FX/XX CXXX XXX | Indoor Luminaires | Linear Ambient | Linear Ambient Luminaires w/ Indirect component | Standard | FALSE | [9 empty] | 42382 | Dimmable | Continuous Below 10 | Yes | XFT in model number is runs of multiple luminaires | 3 | 9920.13 | 99.93 | 99.27 | 12.27 | 0.951 | 3431 | 81.7
PMDNDY5T | Acuity Brands Lighting | Peerless Lighting | OPM4 HI/HI XFT R4 120 EZB XXX LP835 FX/XX CXXX XXX | Indoor Luminaires | Linear Ambient | Linear Ambient Luminaires w/ Indirect component | Standard | FALSE | [9 empty] | 42382 | Dimmable | Continuous Below 10 | Yes | XFT in model number is runs of multiple luminaires | 3 | 6613.42 | 99.93 | 66.18 | 12.27 | 0.951 | 3431 | 81.7
P1GP1N6M | Acuity Brands Lighting | Peerless Lighting | OPM4 HI/HI XFT R8 120 EZB XXX LP830 FX/XX CXXX XXX | Indoor Luminaires | Linear Ambient | Linear Ambient Luminaires w/ Indirect component | Standard | FALSE | [9 empty] | 42382 | Dimmable | Continuous Below 10 | Yes | XFT in model number is runs of multiple luminaires | 3 | 12842.8 | 97.96 | 131.1 | 12.27 | 0.951 | 2996 | 81.9
P24UZ28V | Acuity Brands Lighting | Peerless Lighting | OPM4 HI/HI XFT R6 120 EZB XXX LP830 FX/XX CXXX XXX | Indoor Luminaires | Linear Ambient | Linear Ambient Luminaires w/ Indirect component | Standard | FALSE | [9 empty] | 42382 | Dimmable | Continuous Below 10 | Yes | XFT in model number is runs of multiple luminaires | 3 | 9632.1 | 97.96 | 98.325 | 12.27 | 0.951 | 2996 | 81.9
PFCAHWQN | Acuity Brands Lighting | Peerless Lighting | OPM4 LO/LO XFT R8 120 EZB XXX LP830 FX/XX CXXX XXX | Indoor Luminaires | Linear Ambient | Linear Ambient Luminaires w/ Indirect component | Standard | FALSE | [9 empty] | 42382 | Dimmable | Continuous Below 10 | Yes | XFT in model number is runs of multiple luminaires | 3 | 8659.74 | 102.26 | 84.68 | 12.27 | 0.951 | 2994 | 81.9
PK945MWC | Acuity Brands Lighting | Peerless Lighting | OPM4 LO/LO XFT R6 120 EZB XXX LP830 FX/XX CXXX XXX | Indoor Luminaires | Linear Ambient | Linear Ambient Luminaires w/ Indirect component | Standard | FALSE | [9 empty] | 42382 | Dimmable | Continuous Below 10 | Yes | XFT in model number is runs of multiple luminaires | 3 | 6494.81 | 102.26 | 63.51 | 12.27 | 0.951 | 2994 | 81.9
P5E5HRS7 | Acuity Brands Lighting | Peerless Lighting | OPMS HI XFT R4 120 EZB XXX LP830 FX/XX CXXX XXX | Indoor Luminaires | Linear Ambient | Direct Linear Ambient Luminaires | Standard | TRUE | 3059.58 | 86.6 | 35.33 | 12.27 | 0.99 | 2957 | 82 | 5 | 60000 | 42381 |  |  | Yes | XFT in model number is runs of multiple luminaires | 3.1 | 3059.58 | 86.6001 | 35.33 | 12.27 | 0.951 | 2957 | 82
P444MUKJ | Acuity Brands Lighting | Peerless Lighting | OPMS LO XFT R4 120 EZB XXX LP840 FX/XX CXXX XXX | Indoor Luminaires | Linear Ambient | Direct Linear Ambient Luminaires | Standard | TRUE | 2316.57 | 95.53 | 24.25 | 12.27 | 0.98 | 3809 | 83.4 | 5 | 60000 | 42381 |  |  | Yes | XFT in model number is runs of multiple luminaires | 3.1 | 2316.57 | 95.5287 | 24.25 | 12.27 | 0.951 | 3809 | 83.4
P42HYHMV | Acuity Brands Lighting | Peerless Lighting | OPMS LO XFT R4 120 EZB XXX LP830 FX/XX CXXX XXX | Indoor Luminaires | Linear Ambient | Direct Linear Ambient Luminaires | Standard | TRUE | 2113.7 | 87.16 | 24.25 | 12.27 | 0.98 | 2954 | 82.1 | 5 | 60000 | 42381 |  |  | Yes | XFT in model number is runs of multiple luminaires | 3.1 | 2113.7 | 87.1629 | 24.25 | 12.27 | 0.951 | 2954 | 82.1
PHHGPHAZ | Acuity Brands Lighting | Peerless Lighting | OPMS S LO I4 120 EZB XXX LP840 FX/XX CXXX XXX | Indoor Luminaires | Linear Ambient | Direct Linear Ambient Luminaires | Standard | TRUE | 2229.31 | 101.1 | 22.05 |  | 0.98 | 3799 | 83.4 | 5 | 60000 | 42381 |  |  | Yes |  | 3.1 | 2229.31 | 101.1 | 22.05 | 12.27 | 0.951 | 3799 | 83.4
PWWFGSFG | Acuity Brands Lighting | Peerless Lighting | OPMS S LO I4 120 EZB XXX LP830 FX/XX CXXX XXX | Indoor Luminaires | Linear Ambient | Direct Linear Ambient Luminaires | Standard | TRUE | 2075.29 | 93.78 | 22.13 | 12.27 | 0.951 | 2936 | 82.1 | 5 | 60000 | 42381 |  |  | Yes |  | 3.1 | 2075.29 | 93.78 | 22.13 | 12.27 | 0.951 | 2936 | 82.1
PNSH9ZS2 | Acuity Brands Lighting | Peerless Lighting | OPMS S HI I4 120 EZB XXX LP835 FX/XX CXXX XXX | Indoor Luminaires | Linear Ambient | Direct Linear Ambient Luminaires | Standard | TRUE | 3134.45 | 93.85 | 33.4 | 8.46 | 0.946 | 3373 | 81.9 | 5 | 60000 | 42381 |  |  | Yes |  | 3.1 | 3134.45 | 93.85 | 33.4 | 12.27 | 0.951 | 3369 | 81.9
P3XP52TW | RAE ANNSAS LIMITED | Leader | LD-TRI-4(3000K) | Indoor Luminaires | Linear Ambient | Direct Linear Ambient Luminaires | Standard | TRUE | 5120 | 104.67 | 48.91 | 9.46 | 0.9365 | 3155 | 85.6 | 5 | 50000 | 42381 |  |  | No |  | 3.1 | 5120 | 104.67 | 48.91 | 9.46 | 0.9365 | 3000 | 85.6
PZBR1E5Z | Acuity Brands Lighting | Peerless Lighting | OPMS HI XFT R8 120 EZB XXX LP840 FX/XX CXXX XXX | Indoor Luminaires | Linear Ambient | Direct Linear Ambient Luminaires | Standard | FALSE | [9 empty] | 42381 | Dimmable | Continuous Below 10 | Yes | XFT in model number is runs of multiple luminaires | 3.1 | 6460.023 | 92.286 | 70 | 12.27 | 0.951 | 3809 | 83.4
PG1Y7BNU | Acuity Brands Lighting | Peerless Lighting | OPMS HI XFT R6 120 EZB XXX LP840 FX/XX CXXX XXX | Indoor Luminaires | Linear Ambient | Direct Linear Ambient Luminaires | Standard | FALSE | [9 empty] | 42381 | Dimmable | Continuous Below 10 | Yes | XFT in model number is runs of multiple luminaires | 3.1 | 4845.017 | 92.286 | 52.5 | 12.27 | 0.951 | 3809 | 83.4
PTHR6QFM | Acuity Brands Lighting | Peerless Lighting | OPMS LO XFT R8 120 EZB XXX LP840 FX/XX CXXX XXX | Indoor Luminaires | Linear Ambient | Direct Linear Ambient Luminaires | Standard | FALSE | [9 empty] | 42381 | Dimmable | Continuous Below 10 | Yes | XFT in model number is runs of multiple luminaires | 3.1 | 4633.14 | 95.5287 | 48.5 | 12.27 | 0.951 | 3809 | 83.4
PMYJYKPW | Acuity Brands Lighting | Peerless Lighting | OPMS LO XFT R6 120 EZB XXX LP840 FX/XX CXXX XXX | Indoor Luminaires | Linear Ambient | Direct Linear Ambient Luminaires | Standard | FALSE | [9 empty] | 42381 | Dimmable | Continuous Below 10 | Yes | XFT in model number is runs of multiple luminaires | 3.1 | 3474.855 | 95.5287 | 36.375 | 12.27 | 0.951 | 3809 | 83.4
P7RY5YMT | Acuity Brands Lighting | Peerless Lighting | OPMS HI XFT R4 120 EZB XXX LP840 FX/XX CXXX XXX | Indoor Luminaires | Linear Ambient | Direct Linear Ambient Luminaires | Standard | FALSE | [9 empty] | 42381 | Dimmable | Continuous Below 10 | Yes | XFT in model number is runs of multiple luminaires | 3.1 | 3230.0115 | 92.286 | 35 | 12.27 | 0.951 | 3809 | 83.4
PHZ2M1EQ | Acuity Brands Lighting | Peerless Lighting | OPMS S HI I8 120 EZB XXX LP840 FX/XX CXXX XXX | Indoor Luminaires | Linear Ambient | Direct Linear Ambient Luminaires | Standard | FALSE | [9 empty] | 42381 | Dimmable | Continuous Below 10 | Yes |  | 3.1 | 6419.98 | 96.11 | 66.8 | 12.27 | 0.951 | 3799 | 83.4
PZXFSABD | Acuity Brands Lighting | Peerless Lighting | OPMS S HI I6 120 EZB XXX LP840 FX/XX CXXX XXX | Indoor Luminaires | Linear Ambient | Direct Linear Ambient Luminaires | Standard | FALSE | [9 empty] | 42381 | Dimmable | Continuous Below 10 | Yes |  | 3.1 | 4814.99 | 96.11 | 50.1 | 12.27 | 0.951 | 3799 | 83.4
P9BU9EV4 | Acuity Brands Lighting | Peerless Lighting | OPMS S LO I8 120 EZB XXX LP840 FX/XX CXXX XXX | Indoor Luminaires | Linear Ambient | Direct Linear Ambient Luminaires | Standard | FALSE | [9 empty] | 42381 | Dimmable | Continuous Below 10 | Yes |  | 3.1 | 4458.62 | 101.1 | 44.1 | 12.27 | 0.951 | 3799 | 83.4
PUMTMPGM | Acuity Brands Lighting | Peerless Lighting | OPMS S LO I6 120 EZB XXX LP840 FX/XX CXXX XXX | Indoor Luminaires | Linear Ambient | Direct Linear Ambient Luminaires | Standard | FALSE | [9 empty] | 42381 | Dimmable | Continuous Below 10 | Yes |  | 3.1 | 3343.97 | 101.1 | 33.075 | 12.27 | 0.951 | 3799 | 83.4
P6JRXNWB | Acuity Brands Lighting | Peerless Lighting | OPMS S HI I4 120 EZB XXX LP840 FX/XX CXXX XXX | Indoor Luminaires | Linear Ambient | Direct Linear Ambient Luminaires | Standard | FALSE | [9 empty] | 42381 | Dimmable | Continuous Below 10 | Yes |  | 3.1 | 3209.99 | 96.11 | 33.4 | 12.27 | 0.951 | 3799 | 83.4
PNWVGEN1 | Acuity Brands Lighting | Peerless Lighting | OPMS HI XFT R8 120 EZB XXX LP835 FX/XX CXXX XXX | Indoor Luminaires | Linear Ambient | Direct Linear Ambient Luminaires | Standard | FALSE | [9 empty] | 42381 | Dimmable | Continuous Below 10 | Yes | XFT in model number is runs of multiple luminaires | 3.1 | 6308 | 90.1143 | 70 | 12.27 | 0.951 | 3387 | 81.8
PHYHRCCB | Acuity Brands Lighting | Peerless Lighting | OPMS HI XFT R6 120 EZB XXX LP835 FX/XX CXXX XXX | Indoor Luminaires | Linear Ambient | Direct Linear Ambient Luminaires | Standard | FALSE | [9 empty] | 42381 | Dimmable | Continuous Below 10 | Yes | XFT in model number is runs of multiple luminaires | 3.1 | 4731 | 90.1143 | 52.5 | 12.27 | 0.951 | 3387 | 81.8
PCY83J6U | Acuity Brands Lighting | Peerless Lighting | OPMS HI XFT R4 120 EZB XXX LP835 FX/XX CXXX XXX | Indoor Luminaires | Linear Ambient | Direct Linear Ambient Luminaires | Standard | FALSE | [9 empty] | 42381 | Dimmable | Continuous Below 10 | Yes | XFT in model number is runs of multiple luminaires | 3.1 | 3154 | 90.1143 | 35 | 12.27 | 0.951 | 3387 | 81.8
PDK68RBM | Acuity Brands Lighting | Peerless Lighting | OPMS LO XFT R8 120 EZB XXX LP835 FX/XX CXXX XXX | Indoor Luminaires | Linear Ambient | Direct Linear Ambient Luminaires | Standard | FALSE | [9 empty] | 42381 | Dimmable | Continuous Below 10 | Yes | XFT in model number is runs of multiple luminaires | 3.1 | 4362 | 89.5688 | 48.7 | 12.27 | 0.951 | 3383 | 81.9
PT5QW2T1 | Acuity Brands Lighting | Peerless Lighting | OPMS LO XFT R6 120 EZB XXX LP835 FX/XX CXXX XXX | Indoor Luminaires | Linear Ambient | Direct Linear Ambient Luminaires | Standard | FALSE | [9 empty] | 42381 | Dimmable | Continuous Below 10 | Yes | XFT in model number is runs of multiple luminaires | 3.1 | 3271.5 | 89.5688 | 36.525 | 12.27 | 0.951 | 3383 | 81.9
PT97MU1Z | Acuity Brands Lighting | Peerless Lighting | OPMS LO XFT R4 120 EZB XXX LP835 FX/XX CXXX XXX | Indoor Luminaires | Linear Ambient | Direct Linear Ambient Luminaires | Standard | FALSE | [9 empty] | 42381 | Dimmable | Continuous Below 10 | Yes | XFT in model number is runs of multiple luminaires | 3.1 | 2181 | 89.5688 | 24.35 | 12.27 | 0.951 | 3383 | 81.9
P3SVK951 | Acuity Brands Lighting | Peerless Lighting | OPMS S HI I8 120 EZB XXX LP835 FX/XX CXXX XXX | Indoor Luminaires | Linear Ambient | Direct Linear Ambient Luminaires | Standard | FALSE | [9 empty] | 42381 | Dimmable | Continuous Below 10 | Yes |  | 3.1 | 6268.9 | 93.85 | 66.8 | 12.27 | 0.951 | 3369 | 81.9
P8QS7CEK | Acuity Brands Lighting | Peerless Lighting | OPMS S HI I6 120 EZB XXX LP835 FX/XX CXXX XXX | Indoor Luminaires | Linear Ambient | Direct Linear Ambient Luminaires | Standard | FALSE | [9 empty] | 42381 | Dimmable | Continuous Below 10 | Yes |  | 3.1 | 4701.68 | 93.85 | 50.1 | 12.27 | 0.951 | 3369 | 81.9
PD8H3YRU | Acuity Brands Lighting | Peerless Lighting | OPMS S LO I8 120 EZB XXX LP835 FX/XX CXXX XXX | Indoor Luminaires | Linear Ambient | Direct Linear Ambient Luminaires | Standard | FALSE | [9 empty] | 42381 | Dimmable | Continuous Below 10 | Yes |  | 3.1 | 4349.56 | 97.31 | 44.7 | 12.27 | 0.951 | 3369 | 81.9
PUFJ1Y7J | Acuity Brands Lighting | Peerless Lighting | OPMS S LO I6 120 EZB XXX LP835 FX/XX CXXX XXX | Indoor Luminaires | Linear Ambient | Direct Linear Ambient Luminaires | Standard | FALSE | [9 empty] | 42381 | Dimmable | Continuous Below 10 | Yes |  | 3.1 | 3262.17 | 97.31 | 33.525 | 12.27 | 0.951 | 3369 | 81.9
PHHTGN2W | Acuity Brands Lighting | Peerless Lighting | OPMS S LO I4 120 EZB XXX LP835 FX/XX CXXX XXX | Indoor Luminaires | Linear Ambient | Direct Linear Ambient Luminaires | Standard | FALSE | [9 empty] | 42381 | Dimmable | Continuous Below 10 | Yes |  | 3.1 | 2174.78 | 97.31 | 22.35 | 12.27 | 0.951 | 3369 | 81.9
PVMFKYFW | Acuity Brands Lighting | Peerless Lighting | OPMS HI XFT R8 120 EZB XXX LP830 FX/XX CXXX XXX | Indoor Luminaires | Linear Ambient | Direct Linear Ambient Luminaires | Standard | FALSE | [9 empty] | 42381 | Dimmable | Continuous Below 10 | Yes | XFT in model number is runs of multiple luminaires | 3.1 | 6119.16 | 86.6001 | 70.66 | 12.27 | 0.951 | 2957 | 82
PKDYAJJD | Acuity Brands Lighting | Peerless Lighting | OPMS HI XFT R6 120 EZB XXX LP830 FX/XX CXXX XXX | Indoor Luminaires | Linear Ambient | Direct Linear Ambient Luminaires | Standard | FALSE | [9 empty] | 42381 | Dimmable | Continuous Below 10 | Yes | XFT in model number is runs of multiple luminaires | 3.1 | 4589.37 | 86.6001 | 52.995 | 12.27 | 0.951 | 2957 | 82
P64K6BPC | Acuity Brands Lighting | Peerless Lighting | OPMS LO XFT R8 120 EZB XXX LP830 FX/XX CXXX XXX | Indoor Luminaires | Linear Ambient | Direct Linear Ambient Luminaires | Standard | FALSE | [9 empty] | 42381 | Dimmable | Continuous Below 10 | Yes | XFT in model number is runs of multiple luminaires | 3.1 | 4227.4 | 87.1629 | 48.5 | 12.27 | 0.951 | 2954 | 82.1
PVVZD81N | Acuity Brands Lighting | Peerless Lighting | OPMS LO XFT R6 120 EZB XXX LP830 FX/XX CXXX XXX | Indoor Luminaires | Linear Ambient | Direct Linear Ambient Luminaires | Standard | FALSE | [9 empty] | 42381 | Dimmable | Continuous Below 10 | Yes | XFT in model number is runs of multiple luminaires | 3.1 | 3170.55 | 87.1629 | 36.375 | 12.27 | 0.951 | 2954 | 82.1
P4FGSS53 | Acuity Brands Lighting | Peerless Lighting | OPMS S LO I8 120 EZB XXX LP830 FX/XX CXXX XXX | Indoor Luminaires | Linear Ambient | Direct Linear Ambient Luminaires | Standard | FALSE | [9 empty] | 42381 | Dimmable | Continuous Below 10 | Yes |  | 3.1 | 4150.58 | 93.78 | 44.26 | 12.27 | 0.951 | 2936 | 82.1
PTM1P1T7 | Acuity Brands Lighting | Peerless Lighting | OPMS S LO I6 120 EZB XXX LP830 FX/XX CXXX XXX | Indoor Luminaires | Linear Ambient | Direct Linear Ambient Luminaires | Standard | FALSE | [9 empty] | 42381 | Dimmable | Continuous Below 10 | Yes |  | 3.1 | 3112.94 | 93.78 | 33.195 | 12.27 | 0.951 | 2936 | 82.1
PBQ3NYK8 | RAE ANNSAS LIMITED | Leader | LD-TRI-4(5000K) | Indoor Luminaires | Linear Ambient | Direct Linear Ambient Luminaires | Standard | FALSE | [9 empty] | 42381 | Not Dimmable | Not Dimmable | No |  | 3.1 | 5242 | 107.93 | 48.57 | 9.73 | 0.9349 | 5000 | 83.3
PEBUY7KS | RAE ANNSAS LIMITED | Leader | LD-TRI-4(4500K) | Indoor Luminaires | Linear Ambient | Direct Linear Ambient Luminaires | Standard | FALSE | [9 empty] | 42381 | Not Dimmable | Not Dimmable | No |  | 3.1 | 5211.5 | 106.92 | 48.74 | 9.46 | 0.9365 | 4500 | 85.6
PYUVT2W9 | RAE ANNSAS LIMITED | Leader | LD-TRI-4(4000K) | Indoor Luminaires | Linear Ambient | Direct Linear Ambient Luminaires | Standard | FALSE | [9 empty] | 42381 | Not Dimmable | Not Dimmable | No |  | 3.1 | 5181 | 106.3 | 48.74 | 9.46 | 0.9365 | 4000 | 85.6
P6RYUBRU | RAE ANNSAS LIMITED | Leader | LD-TRI-4(3500K) | Indoor Luminaires | Linear Ambient | Direct Linear Ambient Luminaires | Standard | FALSE | [9 empty] | 42381 | Not Dimmable | Not Dimmable | No |  | 3.1 | 5150.5 | 105.67 | 48.74 | 9.46 | 0.9365 | 3500 | 85.6
PTKTMF6J5 | NINGBO TOP OPTOELECTRONIC TECHNOLOGY CO.LTD |  | TOPA224-LED-U-4000K | Indoor Luminaires | Linear Ambient | Direct Linear Ambient Luminaires | Standard | TRUE | 4491.473 | 92.9 | 48.328 | 7.05 | 0.968 | 4078 | 84.1 | 5 | 50000 | 42380 |  |  | No |  | 3.1 | 4400 | 90 | 49 | 7 | 0.95 | 4000 | 80
PE1Z82M69 | NINGBO TOP OPTOELECTRONIC TECHNOLOGY CO.LTD |  | TOPA124-LED-U-4000K | Indoor Luminaires | Linear Ambient | Direct Linear Ambient Luminaires | Standard | TRUE | 2394.7 | 96.8 | 24.734 | 11.75 | 0.9029 | 4035 | 83.3 | 5 | 50000 | 42380 |  |  | No |  | 3.1 | 2300 | 89 | 26 | 12 | 0.9 | 4000 | 80
PYQG28749 | NINGBO TOP OPTOELECTRONIC TECHNOLOGY CO.LTD |  | TOPA124-LED-U-5000K | Indoor Luminaires | Linear Ambient | Direct Linear Ambient Luminaires | Standard | FALSE | [9 empty] | 42380 | Dimmable | Continuous Above 10 | No |  | 3.1 | 2300 | 89 | 26 | 12 | 0.9 | 5000 | 80
P82ZV6XGR | NINGBO TOP OPTOELECTRONIC TECHNOLOGY CO.LTD |  | TOPA224-LED-U-5000K | Indoor Luminaires | Linear Ambient | Direct Linear Ambient Luminaires | Standard | FALSE | [9 empty] | 42380 | Dimmable | Continuous Above 10 | No |  | 3.1 | 4400 | 90 | 49 | 7 | 0.95 | 5000 | 80
PYHZWM8Y | TechBrite LLC | TechBrite | N432SS1BC3D00XX | Indoor Luminaires | Linear Ambient | Direct Linear Ambient Luminaires | Standard | TRUE | 5245 | 103 | 51.1 | 7.32 | 0.981 | 3554 | 84.8 | 5 | 50000 | 42377 |  |  | No |  | 3.1 | 5245 | 102.64 | 51.1 | 8.51 | 0.949 | 3554 | 84.8
PM3QSGAS | TechBrite LLC | TechBrite | N432SS1BC5D00XX | Indoor Luminaires | Linear Ambient | Direct Linear Ambient Luminaires | Standard | TRUE | 5661 | 109 | 51.8 | 8.51 | 0.949 | 5306 | 84.4 | 5 | 50000 | 42377 |  |  | No |  | 3.1 | 5661 | 109.28 | 51.8 | 8.51 | 0.949 | 5306 | 84.4
P6HM9PPT | TechBrite LLC | TechBrite | N432SS1BC3A00XX | Indoor Luminaires | Linear Ambient | Direct Linear Ambient Luminaires | Standard | TRUE | 3010 | 111.5 | 27 | 8.51 | 0.949 | 3514 | 85.2 | 5 | 50000 | 42377 |  |  | No |  | 3.1 | 3010 | 111.48 | 27 | 8.51 | 0.949 | 3514 | 85.2
PKQ1PB5H | TechBrite LLC | TechBrite | N432SS1BC5C00XX | Indoor Luminaires | Linear Ambient | Direct Linear Ambient Luminaires | Standard | FALSE | [9 empty] | 42377 |  |  | No |  | 3.1 | 4577.32 | 109.28 | 41.88 | 8.51 | 0.949 | 5306 | 84.4
PTTZXS2X | TechBrite LLC | TechBrite | N432SS1BC5B00XX | Indoor Luminaires | Linear Ambient | Direct Linear Ambient Luminaires | Standard | FALSE | [9 empty] | 42377 |  |  | No |  | 3.1 | 3660.78 | 109.28 | 33.49 | 8.51 | 0.949 | 5306 | 84.4
P9WPCQ4R | TechBrite LLC | TechBrite | N432SS1BC5A00XX | Indoor Luminaires | Linear Ambient | Direct Linear Ambient Luminaires | Standard | FALSE | [9 empty] | 42377 |  |  | No |  | 3.1 | 3094.68 | 109.28 | 28.31 | 8.51 | 0.949 | 5306 | 84.4
PYAVB7UG | TechBrite LLC | TechBrite | N432SS1BC4D00XX | Indoor Luminaires | Linear Ambient | Direct Linear Ambient Luminaires | Standard | FALSE | [9 empty] | 42377 |  |  | No |  | 3.1 | 5350.89 | 103.29 | 51.8 | 8.51 | 0.949 | 4000 | 84.84
PR77F52X | TechBrite LLC | TechBrite | N432SS1BC4C00XX | Indoor Luminaires | Linear Ambient | Direct Linear Ambient Luminaires | Standard | FALSE | [9 empty] | 42377 |  |  | No |  | 3.1 | 4326.58 | 103.29 | 41.88 | 8.51 | 0.949 | 4000 | 84.84
P9CRKJCR | TechBrite LLC | TechBrite | N432SS1BC4B00XX | Indoor Luminaires | Linear Ambient | Direct Linear Ambient Luminaires | Standard | FALSE | [9 empty] | 42377 |  |  | No |  | 3.1 | 3460.24 | 103.29 | 33.49 | 8.51 | 0.949 | 4000 | 84.84
PF1DSKEF | TechBrite LLC | TechBrite | N432SS1BC4A00XX | Indoor Luminaires | Linear Ambient | Direct Linear Ambient Luminaires | Standard | FALSE | [9 empty] | 42377 |  |  | No |  | 3.1 | 3072.54 | 108.5 | 28.31 | 8.51 | 0.949 | 4000 | 84.84
PWN5BXDK | TechBrite LLC | TechBrite | N432SS1BC3C00XX | Indoor Luminaires | Linear Ambient | Direct Linear Ambient Luminaires | Standard | FALSE | [9 empty] | 42377 |  |  | No |  | 3.1 | 4240.95 | 102.64 | 41.31 | 8.51 | 0.949 | 3534 | 84.84
PWJWF7W8 | TechBrite LLC | TechBrite | N432SS1BC3B00XX | Indoor Luminaires | Linear Ambient | Direct Linear Ambient Luminaires | Standard | FALSE | [9 empty] | 42377 |  |  | No |  | 3.1 | 3391.76 | 102.64 | 33.04 | 8.51 | 0.949 | 3534 | 84.84
PZG3DR2U | FOSHAN INNOVATIVE LIGHTING | Innovative | CAT#LL-404804B-1(4000K) | Indoor Luminaires | Linear Ambient | Direct Linear Ambient Luminaires | Standard | TRUE | 3907.12 | 95.88 | 40.75 | 14.15 | 0.9 | 3914 | 84.2 | 5 | 50000 | 42375 |  |  | No |  | 3 | 3500 | 87.5 | 40 | 25 | 0.9 | 4000 | 80
PZSRVDAV | FOSHAN INNOVATIVE LIGHTING | Innovative | CAT#LWP-4002(5000K) | Indoor Luminaires | Linear Ambient | Direct Linear Ambient Luminaires | Standard | FALSE | [9 empty] | 42375 | Not Dimmable | Not Dimmable | No |  | 3.1 | 3500 | 87.5 | 40 | 25 | 0.9 | 5000 | 80
PR29WP1S | FOSHAN INNOVATIVE LIGHTING | Innovative | CAT#LL-404804B-1(5000K) | Indoor Luminaires | Linear Ambient | Direct Linear Ambient Luminaires | Standard | FALSE | [9 empty] | 42375 | Not Dimmable | Not Dimmable | No |  | 3 | 3500 | 87.5 | 40 | 25 | 0.9 | 5000 | 80
PWE3GM7C | FOSHAN INNOVATIVE LIGHTING | Innovative | CAT#LL-404804B-1(4500K) | Indoor Luminaires | Linear Ambient | Direct Linear Ambient Luminaires | Standard | FALSE | [9 empty] | 42375 | Not Dimmable | Not Dimmable | No |  | 3 | 3500 | 87.5 | 40 | 25 | 0.9 | 4500 | 80
PJH8BFS3 | FOSHAN INNOVATIVE LIGHTING | Innovative | CAT#LWP-4002(4500K) | Indoor Luminaires | Linear Ambient | Direct Linear Ambient Luminaires | Standard | FALSE | [9 empty] | 42375 | Not Dimmable | Not Dimmable | No |  | 3.1 | 3500 | 87.5 | 40 | 25 | 0.9 | 4500 | 80
PDGPN7Y5 | FOSHAN INNOVATIVE LIGHTING | Innovative | CAT#LWP-4002(4000K) | Indoor Luminaires | Linear Ambient | Direct Linear Ambient Luminaires | Standard | FALSE | [9 empty] | 42375 | Not Dimmable | Not Dimmable | No |  | 3.1 | 3500 | 87.5 | 40 | 25 | 0.9 | 4000 | 80
PS9U43EY | YANKON LIGHTING INC. | Yankon | GWL1004-LED20K850 | Indoor Luminaires | Linear Ambient | Direct Linear Ambient Luminaires | Standard | TRUE | 2372.408 | 118.715 | 19.984 | 10.12 | 0.991 | 5150 | 86.7 | 5 | 50000 | 42374 |  |  | No |  | 3 | 2000 | 100 | 20 | 10 | 0.9 | 5000 | 80
PQZHGTEM | YANKON LIGHTING INC. | Yankon | GWL1004-LED20K827 | Indoor Luminaires | Linear Ambient | Direct Linear Ambient Luminaires | Standard | TRUE | 2349.913 | 120.151 | 19.558 | 10.12 | 0.991 | 2705 | 83.1 | 5 | 50000 | 42374 |  |  | No |  | 3 | 2000 | 100 | 20 | 10 | 0.9 | 2700 | 80
P1X876V4 | YANKON LIGHTING INC. | Yankon | GWL1004-LED2/10K850 | Indoor Luminaires | Linear Ambient | Direct Linear Ambient Luminaires | Standard | TRUE | 2358.67 | 120.34 | 19.59 | 10.32 | 0.99 | 5126 | 86.5 | 5 | 50000 | 42374 |  |  | No |  | 3 | 2000 | 100 | 20 | 10 | 0.9 | 5000 | 80
PRE8Y38U | YANKON LIGHTING INC. | Yankon | GWL1004-LED2/10K827 | Indoor Luminaires | Linear Ambient | Direct Linear Ambient Luminaires | Standard | TRUE | 2321.25 | 121.63 | 19.08 | 10.32 | 0.99 | 2713 | 83.1 | 5 | 50000 | 42374 |  |  | No |  | 3 | 2000 | 100 | 20 | 10 | 0.9 | 2700 | 80
PPHX5H4A | YANKON LIGHTING INC. | Yankon | GWL1004-LED2/20K827 | Indoor Luminaires | Linear Ambient | Direct Linear Ambient Luminaires | Standard | TRUE | 4581.86 | 113.78 | 40.27 | 11.31 | 0.98 | 2717 | 83.2 | 5 | 50000 | 42374 |  |  | No |  | 3 | 4000 | 100 | 40 | 11 | 0.9 | 2700 | 80
PGNA58K4 | YANKON LIGHTING INC. | Yankon | GWL1004-LED10K850 | Indoor Luminaires | Linear Ambient | Direct Linear Ambient Luminaires | Standard | TRUE | 1216.923 | 117.136 | 10.389 | 14.18 | 0.976 | 5160 | 86.6 | 5 | 50000 | 42374 |  |  | No |  | 3 | 1000 | 100 | 10 | 10 | 0.9 | 5000 | 80
PD3B9GZ4 | YANKON LIGHTING INC. | Yankon | GWL1004-LED10K827 | Indoor Luminaires | Linear Ambient | Direct Linear Ambient Luminaires | Standard | TRUE | 1212.388 | 119.97 | 10.106 | 14.18 | 0.9729 | 2718 | 83 | 5 | 50000 | 42374 |  |  | No |  | 3 | 1000 | 100 | 10 | 10 | 0.9 | 2700 | 80
P84V4JV1 | RAE ANNSAS LIMITED | Leader | LD-CL-6(3000K) | Indoor Luminaires | Linear Ambient | Direct Linear Ambient Luminaires | Standard | TRUE | 2454.2 | 115.64 | 21.22 | 15.23 | 0.9476 | 3068 | 82.6 | 5 | 50000 | 42374 |  |  | No |  | 3.1 | 2469.4 | 117.32 | 21.05 | 15.23 | 0.9476 | 3000 | 82.6
PTT3VVDE | RAE ANNSAS LIMITED | Leader | LD-CL-5(3000K) | Indoor Luminaires | Linear Ambient | Direct Linear Ambient Luminaires | Standard | TRUE | 2292.8 | 119.68 | 19.16 | 16.24 | 0.9096 | 3060 | 82.4 | 5 | 50000 | 42374 |  |  | No |  | 3.1 | 2299 | 121.27 | 18.96 | 16.24 | 0.9096 | 3000 | 82.4
PV6YFVUG | RAE ANNSAS LIMITED | Leader | LD-CL-5(5000K) | Indoor Luminaires | Linear Ambient | Direct Linear Ambient Luminaires | Standard | FALSE | [9 empty] | 42374 | Not Dimmable | Not Dimmable | No |  | 3.1 | 2369 | 123.51 | 19.18 | 16.02 | 0.9087 | 5000 | 83
PUX535AW | RAE ANNSAS LIMITED | Leader | LD-CL-6(5000K) | Indoor Luminaires | Linear Ambient | Direct Linear Ambient Luminaires | Standard | FALSE | [9 empty] | 42374 | Not Dimmable | Not Dimmable | No |  | 3.1 | 2518 | 118.83 | 21.19 | 14.76 | 0.9451 | 5000 | 82.8
P84D29MC | RAE ANNSAS LIMITED | Leader | LD-CL-6(4500K) | Indoor Luminaires | Linear Ambient | Direct Linear Ambient Luminaires | Standard | FALSE | [9 empty] | 42374 | Not Dimmable | Not Dimmable | No |  | 3.1 | 2505.9 | 118.65 | 21.12 | 15.23 | 0.9476 | 4500 | 82.6
PXV8R3D4 | RAE ANNSAS LIMITED | Leader | LD-CL-5(4500K) | Indoor Luminaires | Linear Ambient | Direct Linear Ambient Luminaires | Standard | FALSE | [9 empty] | 42374 | Not Dimmable | Not Dimmable | No |  | 3.1 | 2351.5 | 123.31 | 19.07 | 16.24 | 0.9096 | 4500 | 82.4
PMXANY26 | RAE ANNSAS LIMITED | Leader | LD-CL-6(4000K) | Indoor Luminaires | Linear Ambient | Direct Linear Ambient Luminaires | Standard | FALSE | [9 empty] | 42374 | Not Dimmable | Not Dimmable | No |  | 3.1 | 2493.7 | 118.07 | 21.12 | 15.23 | 0.9476 | 4000 | 82.6
PVKQ9E75 | RAE ANNSAS LIMITED | Leader | LD-CL-5(4000K) | Indoor Luminaires | Linear Ambient | Direct Linear Ambient Luminaires | Standard | FALSE | [9 empty] | 42374 | Not Dimmable | Not Dimmable | No |  | 3.1 | 2334 | 122.39 | 19.07 | 16.24 | 0.9096 | 4000 | 82.4
PWE7MZ2A | RAE ANNSAS LIMITED | Leader | LD-CL-6(3500K) | Indoor Luminaires | Linear Ambient | Direct Linear Ambient Luminaires | Standard | FALSE | [9 empty] | 42374 | Not Dimmable | Not Dimmable | No |  | 3.1 | 2481.6 | 117.5 | 21.12 | 15.23 | 0.9476 | 3500 | 82.6
PYRKBNPG | RAE ANNSAS LIMITED | Leader | LD-CL-5(3500K) | Indoor Luminaires | Linear Ambient | Direct Linear Ambient Luminaires | Standard | FALSE | [9 empty] | 42374 | Not Dimmable | Not Dimmable | No |  | 3.1 | 2316.5 | 121.47 | 19.07 | 16.24 | 0.9096 | 3500 | 82.4
P2UP1YGA | YANKON LIGHTING INC. | Yankon | GWL1004-LED2/20K850 | Indoor Luminaires | Linear Ambient | Direct Linear Ambient Luminaires | Standard | FALSE | [9 empty] | 42374 | Not Dimmable | Not Dimmable | No |  | 3 | 4000 | 100 | 40 | 11 | 0.9 | 5000 | 80
PF1P4NWX | YANKON LIGHTING INC. | Yankon | GWL1004-LED2/20K840 | Indoor Luminaires | Linear Ambient | Direct Linear Ambient Luminaires | Standard | FALSE | [9 empty] | 42374 | Not Dimmable | Not Dimmable | No |  | 3 | 4000 | 100 | 40 | 11 | 0.9 | 4000 | 80
PM2WAEBC | YANKON LIGHTING INC. | Yankon | GWL1004-LED20K840 | Indoor Luminaires | Linear Ambient | Direct Linear Ambient Luminaires | Standard | FALSE | [9 empty] | 42374 | Not Dimmable | Not Dimmable | No |  | 3 | 2000 | 100 | 20 | 10 | 0.9 | 4000 | 80
PB6GNAMT | YANKON LIGHTING INC. | Yankon | GWL1004-LED2/10K840 | Indoor Luminaires | Linear Ambient | Direct Linear Ambient Luminaires | Standard | FALSE | [9 empty] | 42374 | Not Dimmable | Not Dimmable | No |  | 3 | 2000 | 100 | 20 | 10 | 0.9 | 4000 | 80
P3ZV4RMA | YANKON LIGHTING INC. | Yankon | GWL1004-LED10K840 | Indoor Luminaires | Linear Ambient | Direct Linear Ambient Luminaires | Standard | FALSE | [9 empty] | 42374 | Not Dimmable | Not Dimmable | No |  | 3 | 1000 | 100 | 10 | 10 | 0.9 | 4000 | 80
PF1JMMDS | YANKON LIGHTING INC. | Yankon | GWL1004-LED2/20K835 | Indoor Luminaires | Linear Ambient | Direct Linear Ambient Luminaires | Standard | FALSE | [9 empty] | 42374 | Not Dimmable | Not Dimmable | No |  | 3 | 4000 | 100 | 40 | 11 | 0.9 | 3500 | 80
PD337PJ1 | YANKON LIGHTING INC. | Yankon | GWL1004-LED20K835 | Indoor Luminaires | Linear Ambient | Direct Linear Ambient Luminaires | Standard | FALSE | [9 empty] | 42374 | Not Dimmable | Not Dimmable | No |  | 3 | 2000 | 100 | 20 | 10 | 0.9 | 3500 | 80
P9SDDHSH | YANKON LIGHTING INC. | Yankon | GWL1004-LED2/10K835 | Indoor Luminaires | Linear Ambient | Direct Linear Ambient Luminaires | Standard | FALSE | [9 empty] | 42374 | Not Dimmable | Not Dimmable | No |  | 3 | 2000 | 100 | 20 | 10 | 0.9 | 3500 | 80
P64QT3MN | YANKON LIGHTING INC. | Yankon | GWL1004-LED10K835 | Indoor Luminaires | Linear Ambient | Direct Linear Ambient Luminaires | Standard | FALSE | [9 empty] | 42374 | Not Dimmable | Not Dimmable | No |  | 3 | 1000 | 100 | 10 | 10 | 0.9 | 3500 | 80
P267RMF8 | YANKON LIGHTING INC. | Yankon | GWL1004-LED2/20K830 | Indoor Luminaires | Linear Ambient | Direct Linear Ambient Luminaires | Standard | FALSE | [9 empty] | 42374 | Not Dimmable | Not Dimmable | No |  | 3 | 4000 | 100 | 40 | 11 | 0.9 | 3000 | 80
PG3X6QHV | YANKON LIGHTING INC. | Yankon | GWL1004-LED20K830 | Indoor Luminaires | Linear Ambient | Direct Linear Ambient Luminaires | Standard | FALSE | [9 empty] | 42374 | Not Dimmable | Not Dimmable | No |  | 3 | 2000 | 100 | 20 | 10 | 0.9 | 3000 | 80
P5ZAQ5EY | YANKON LIGHTING INC. | Yankon | GWL1004-LED2/10K830 | Indoor Luminaires | Linear Ambient | Direct Linear Ambient Luminaires | Standard | FALSE | [9 empty] | 42374 | Not Dimmable | Not Dimmable | No |  | 3 | 2000 | 100 | 20 | 10 | 0.9 | 3000 | 80
PU9YXTZV | YANKON LIGHTING INC. | Yankon | GWL1004-LED10K830 | Indoor Luminaires | Linear Ambient | Direct Linear Ambient Luminaires | Standard | FALSE | [9 empty] | 42374 | Not Dimmable | Not Dimmable | No |  | 3 | 1000 | 100 | 10 | 10 | 0.9 | 3000 | 80
PQTAA94M | Tamlite Lighting | Tamlite Lighting | WLSLED2-4400D1L850-XX | Indoor Luminaires | Linear Ambient | Direct Linear Ambient Luminaires | Standard | TRUE | 4051 | 106.35 | 38.09 | 12.4 | 0.971 | 5203 | 85.2 | 5 | 50000 | 42373 |  |  | No |  | 3.1 | 4193 | 110.2 | 38.04 | 7.23 | 0.996 | 5203 | 85.2
PHDAW5W1 | RAE ANNSAS LIMITED | Leader | LD-T5B-4(3000K) | Indoor Luminaires | Linear Ambient | Direct Linear Ambient Luminaires | Standard | TRUE | 3261.9 | 112.87 | 28.9 | 10.89 | 0.9588 | 3107 | 83.7 | 5 | 50000 | 42373 |  |  | No |  | 3.1 | 3261.9 | 112.87 | 28.9 | 10.89 | 0.9588 | 3000 | 83.7
PK7SQSVV | RAE ANNSAS LIMITED | Leader | LD-TRI-5(3000K) | Indoor Luminaires | Linear Ambient | Direct Linear Ambient Luminaires | Standard | TRUE | 6060.5 | 100.66 | 60.21 | 8.75 | 0.9582 | 3158 | 83.7 | 5 | 50000 | 42373 |  |  | No |  | 3.1 | 6060.5 | 100.66 | 60.21 | 8.75 | 0.9582 | 3000 | 83.7
P4JPQHKV | RAE ANNSAS LIMITED | Leader | LD-T8-6(3000K) | Indoor Luminaires | Linear Ambient | Direct Linear Ambient Luminaires | Standard | TRUE | 2660.6 | 90.74 | 29.32 | 12.56 | 0.9476 | 3112 | 83.8 | 5 | 50000 | 42373 |  |  | No |  | 3.1 | 2668.2 | 92.42 | 28.87 | 12.56 | 0.9476 | 3000 | 83.8
P9HPDPMM | RAE ANNSAS LIMITED | Leader | LD-T8-4(3000K) | Indoor Luminaires | Linear Ambient | Direct Linear Ambient Luminaires | Standard | TRUE | 1992.9 | 82.66 | 24.11 | 12.35 | 0.9397 | 3101 | 83.3 | 5 | 50000 | 42373 |  |  | No |  | 3.1 | 2006.1 | 83.31 | 24.08 | 12.35 | 0.9397 | 3000 | 83.3
P3B3NMP5 | RAE ANNSAS LIMITED | Leader | LD-T8-5(3000K) | Indoor Luminaires | Linear Ambient | Direct Linear Ambient Luminaires | Standard | TRUE | 2069.1 | 86.86 | 23.82 | 9.67 | 0.9373 | 3138 | 83.9 | 5 | 50000 | 42373 |  |  | No |  | 3.1 | 2105.5 | 87.04 | 24.19 | 9.67 | 0.9373 | 3000 | 83.9
P1CN37WZ | Tamlite Lighting | Tamlite Lighting | WLSLED2-3300D1L835-XX | Indoor Luminaires | Linear Ambient | Direct Linear Ambient Luminaires | Standard | TRUE | 2904 | 100.03 | 29.03 | 14.1 | 0.937 | 3540 | 83.9 | 5 | 50000 | 42373 |  |  | No |  | 3.1 | 2996 | 103.3 | 29 | 6.73 | 0.995 | 3540 | 83.9
P3DGHUGN | Jiangsu Ever-Tie Lighting Co. Ltd | Ever-tie | ETLVP-4FT/HL/DM 3000K | Indoor Luminaires | Linear Ambient | Direct Linear Ambient Luminaires | Premium | TRUE | 6837.4 | 123.99 | 55.14 | 5.29 | 0.9214 | 3083 | 82 | 5 | 50000 | 42373 |  |  | No |  | 3.1 | 6837.4 | 123.99 | 55.14 | 20 | 0.995 | 3000 | 82
PD9TZA8X | Jiangsu Ever-Tie Lighting Co. Ltd | Ever-tie | ETLVP-4FT/LW/DM 3000K | Indoor Luminaires | Linear Ambient | Direct Linear Ambient Luminaires | Premium | TRUE | 4670.9 | 119.24 | 39.17 | 5.18 | 0.9169 | 3094 | 82 | 5 | 50000 | 42373 |  |  | No |  | 3.1 | 4670.9 | 119.24 | 40 | 20 | 0.997 | 3000 | 82
PXU3TXBU | RAE ANNSAS LIMITED | Leader | LD-T5B-5(3000K) | Indoor Luminaires | Linear Ambient | Direct Linear Ambient Luminaires | Standard | TRUE | 4100.6 | 102.44 | 40.03 | 9.82 | 0.9129 | 3106 | 84.1 | 5 | 50000 | 42373 |  |  | No |  | 3.1 | 4105.2 | 103.77 | 39.56 | 9.82 | 0.9129 | 3000 | 84.1
P4418HSW | Jiangsu Ever-Tie Lighting Co. Ltd | Ever-tie | ETLWRAP-4FT/LW/DM 3000K (A1+B1) | Indoor Luminaires | Linear Ambient | Direct Linear Ambient Luminaires | Premium | TRUE | 4512.1 | 115.07 | 39.21 | 5.61 | 0.9057 | 3107 | 81.8 | 5 | 50000 | 42373 |  |  | No |  | 3.1 | 4512.1 | 115.07 | 40 | 20 | 0.993 | 3000 | 81.8
P9JNTW96 | Jiangsu Ever-Tie Lighting Co. Ltd | Ever-tie | ETLVP-4FT/HL/DM 5000K | Indoor Luminaires | Linear Ambient | Direct Linear Ambient Luminaires | Premium | FALSE | [9 empty] | 42373 |  |  | No |  | 3.1 | 7137.08 | 128.78 | 55.42 | 20 | 0.994 | 5000 | 83
PQYYBFJ4 | Jiangsu Ever-Tie Lighting Co. Ltd | Ever-tie | ETLVP-4FT/LW/DM 5000K | Indoor Luminaires | Linear Ambient | Direct Linear Ambient Luminaires | Premium | FALSE | [9 empty] | 42373 |  |  | No |  | 3.1 | 4977.14 | 125.24 | 40 | 20 | 0.997 | 5000 | 82.7
PE7DT8NY | Jiangsu Ever-Tie Lighting Co. Ltd | Ever-tie | ETLWRAP-4FT/LW/DM 5000K (A1+B1) | Indoor Luminaires | Linear Ambient | Direct Linear Ambient Luminaires | Premium | FALSE | [9 empty] | 42373 |  |  | No |  | 3.1 | 4564.3 | 116.2 | 40 | 20 | 0.991 | 5000 | 82.6
PJDQPDBT | Jiangsu Ever-Tie Lighting Co. Ltd | Ever-tie | ETLVP-4FT/LW/DM 4000K | Indoor Luminaires | Linear Ambient | Direct Linear Ambient Luminaires | Premium | FALSE | [9 empty] | 42373 |  |  | No |  | 3.1 | 4980.54 | 124.86 | 40 | 20 | 0.997 | 4000 | 84.2
PV7ZM4PC | Jiangsu Ever-Tie Lighting Co. Ltd | Ever-tie | ETLVP-4FT/HL/DM 4000K | Indoor Luminaires | Linear Ambient | Direct Linear Ambient Luminaires | Premium | FALSE | [9 empty] | 42373 |  |  | No |  | 3.1 | 7198.44 | 128.77 | 55.9 | 20 | 0.994 | 4000 | 83.7
PKS5VMYZ | Jiangsu Ever-Tie Lighting Co. Ltd | Ever-tie | ETLWRAP-4FT/LW/DM 4000K (A1+B1) | Indoor Luminaires | Linear Ambient | Direct Linear Ambient Luminaires | Premium | FALSE | [9 empty] | 42373 |  |  | No |  | 3.1 | 4548.1 | 115.7 | 40 | 20 | 0.991 | 4000 | 83.4
PM7H1YRH | Jiangsu Ever-Tie Lighting Co. Ltd | Ever-tie | ETLWRAP-4FT/LW/DM 3500K (A1+B1) | Indoor Luminaires | Linear Ambient | Direct Linear Ambient Luminaires | Premium | FALSE | [9 empty] | 42373 |  |  | No |  | 3.1 | 4540 | 115.5 | 40 | 20 | 0.991 | 3500 | 83
PNWGRHBQ | Jiangsu Ever-Tie Lighting Co. Ltd | Ever-tie | ETLVP-4FT/LW/DM 3500K | Indoor Luminaires | Linear Ambient | Direct Linear Ambient Luminaires | Premium | FALSE | [9 empty] | 42373 |  |  | No |  | 3.1 | 4779.4 | 121.27 | 40 | 20 | 0.997 | 3500 | 82.9
PZKR81WD | Jiangsu Ever-Tie Lighting Co. Ltd | Ever-tie | ETLVP-4FT/HL/DM 3500K | Indoor Luminaires | Linear Ambient | Direct Linear Ambient Luminaires | Premium | FALSE | [9 empty] | 42373 |  |  | No |  | 3.1 | 6941.47 | 126.34 | 55.1 | 20 | 0.994 | 3500 | 82.8
PPQ54MSU | Tamlite Lighting | Tamlite Lighting | WLSLED2-5280D1L850-XX | Indoor Luminaires | Linear Ambient | Direct Linear Ambient Luminaires | Standard | FALSE | [9 empty] | 42373 |  |  | No |  | 3.1 | 5075 | 110.3 | 46 | 7.33 | 0.996 | 5200 | 84
PPEC48E4 | Tamlite Lighting | Tamlite Lighting | WLSLED2-3300D1L850-XX | Indoor Luminaires | Linear Ambient | Direct Linear Ambient Luminaires | Standard | FALSE | [9 empty] | 42373 |  |  | No |  | 3.1 | 3125 | 109 | 28.5 | 6.75 | 0.996 | 5200 | 84
P71ZADBZ | Tamlite Lighting | Tamlite Lighting | WLSLED2-5280D1L840-XX | Indoor Luminaires | Linear Ambient | Direct Linear Ambient Luminaires | Standard | FALSE | [9 empty] | 42373 |  |  | No |  | 3.1 | 4800 | 109 | 44 | 7.5 | 0.996 | 4000 | 84
PSXRW11S | Tamlite Lighting | Tamlite Lighting | WLSLED2-4400D1L840-XX | Indoor Luminaires | Linear Ambient | Direct Linear Ambient Luminaires | Standard | FALSE | [9 empty] | 42373 |  |  | No |  | 3.1 | 4200 | 107 | 39 | 7 | 0.996 | 4000 | 84
PPY87CKG | Tamlite Lighting | Tamlite Lighting | WLSLED2-3300D1L840-XX | Indoor Luminaires | Linear Ambient | Direct Linear Ambient Luminaires | Standard | FALSE | [9 empty] | 42373 |  |  | No |  | 3.1 | 3100 | 106 | 29 | 6.75 | 0.996 | 4000 | 84
PBED31YX | Tamlite Lighting | Tamlite Lighting | WLSLED2-4400D1L835-XX | Indoor Luminaires | Linear Ambient | Direct Linear Ambient Luminaires | Standard | FALSE | [9 empty] | 42373 |  |  | No |  | 3.1 | 4175 | 104 | 40 | 7 | 0.995 | 3540 | 84
P9QTF67Z | Tamlite Lighting | Tamlite Lighting | WLSLED2-5280D1L835-XX | Indoor Luminaires | Linear Ambient | Direct Linear Ambient Luminaires | Standard | FALSE | [9 empty] | 42373 |  |  | No |  | 3.1 | 4698 | 104.9 | 44.77 | 7.49 | 0.996 | 3532 | 84.3
PKRTN58F | RAE ANNSAS LIMITED | Leader | LD-T8-6(5000K) | Indoor Luminaires | Linear Ambient | Direct Linear Ambient Luminaires | Standard | FALSE | [9 empty] | 42373 | Not Dimmable | Not Dimmable | No |  | 3.1 | 2854 | 95.74 | 29.81 | 12.59 | 0.9457 | 5000 | 83.7
PPQ8F5HB | RAE ANNSAS LIMITED | Leader | LD-T8-4(5000K) | Indoor Luminaires | Linear Ambient | Direct Linear Ambient Luminaires | Standard | FALSE | [9 empty] | 42373 | Not Dimmable | Not Dimmable | No |  | 3.1 | 2057 | 85.28 | 24.12 | 12.21 | 0.9386 | 5000 | 83.6
PU4PTF75 | RAE ANNSAS LIMITED | Leader | LD-T5B-5(5000K) | Indoor Luminaires | Linear Ambient | Direct Linear Ambient Luminaires | Standard | FALSE | [9 empty] | 42373 | Not Dimmable | Not Dimmable | No |  | 3.1 | 4193 | 104.96 | 39.95 | 9.71 | 0.9133 | 5000 | 83.3
PK76TFZU | RAE ANNSAS LIMITED | Leader | LD-T8-5(5000K) | Indoor Luminaires | Linear Ambient | Direct Linear Ambient Luminaires | Standard | FALSE | [9 empty] | 42373 | Not Dimmable | Not Dimmable | No |  | 3.1 | 2153 | 88.53 | 24.32 | 9.41 | 0.9365 | 5000 | 83.3
PNENZJWQ | RAE ANNSAS LIMITED | Leader | LD-TRI-5(5000K) | Indoor Luminaires | Linear Ambient | Direct Linear Ambient Luminaires | Standard | FALSE | [9 empty] | 42373 | Not Dimmable | Not Dimmable | No |  | 3.1 | 6172 | 102.82 | 60.03 | 8.96 | 0.9564 | 5000 | 83
PTH8HRE6 | RAE ANNSAS LIMITED | Leader | LD-T5B-4(5000K) | Indoor Luminaires | Linear Ambient | Direct Linear Ambient Luminaires | Standard | FALSE | [9 empty] | 42373 | Not Dimmable | Not Dimmable | No |  | 3.1 | 3327 | 114.57 | 29.04 | 11.64 | 0.9573 | 5000 | 82.4
PCPE7YEM | RAE ANNSAS LIMITED | Leader | LD-T5B-5(4500K) | Indoor Luminaires | Linear Ambient | Direct Linear Ambient Luminaires | Standard | FALSE | [9 empty] | 42373 | Not Dimmable | Not Dimmable | No |  | 3.1 | 4171.1 | 104.92 | 39.76 | 9.82 | 0.9129 | 4500 | 84.1
PV7B37AW | RAE ANNSAS LIMITED | Leader | LD-T8-5(4500K) | Indoor Luminaires | Linear Ambient | Direct Linear Ambient Luminaires | Standard | FALSE | [9 empty] | 42373 | Not Dimmable | Not Dimmable | No |  | 3.1 | 2141.1 | 88.28 | 24.26 | 9.67 | 0.9373 | 4500 | 83.9
PRVNSS9G | RAE ANNSAS LIMITED | Leader | LD-T8-6(4500K) | Indoor Luminaires | Linear Ambient | Direct Linear Ambient Luminaires | Standard | FALSE | [9 empty] | 42373 | Not Dimmable | Not Dimmable | No |  | 3.1 | 2807.6 | 95.69 | 29.34 | 12.56 | 0.9476 | 4500 | 83.8
PHAWR78V | RAE ANNSAS LIMITED | Leader | LD-T5B-4(4500K) | Indoor Luminaires | Linear Ambient | Direct Linear Ambient Luminaires | Standard | FALSE | [9 empty] | 42373 | Not Dimmable | Not Dimmable | No |  | 3.1 | 3310.7 | 114.28 | 28.97 | 10.89 | 0.9588 | 4500 | 83.7
PEXV96GD | RAE ANNSAS LIMITED | Leader | LD-TRI-5(4500K) | Indoor Luminaires | Linear Ambient | Direct Linear Ambient Luminaires | Standard | FALSE | [9 empty] | 42373 | Not Dimmable | Not Dimmable | No |  | 3.1 | 6144.1 | 102.2 | 60.12 | 8.75 | 0.9582 | 4500 | 83.7
PE1UQPJ3 | RAE ANNSAS LIMITED | Leader | LD-T8-4(4500K) | Indoor Luminaires | Linear Ambient | Direct Linear Ambient Luminaires | Standard | FALSE | [9 empty] | 42373 | Not Dimmable | Not Dimmable | No |  | 3.1 | 2044.3 | 84.82 | 24.1 | 12.35 | 0.9397 | 4500 | 83.3
P1E2H189 | RAE ANNSAS LIMITED | Leader | LD-T5B-5(4000K) | Indoor Luminaires | Linear Ambient | Direct Linear Ambient Luminaires | Standard | FALSE | [9 empty] | 42373 | Not Dimmable | Not Dimmable | No |  | 3.1 | 4149.1 | 104.37 | 39.76 | 9.82 | 0.9129 | 4000 | 84.1
PAH99EWW | RAE ANNSAS LIMITED | Leader | LD-T8-5(4000K) | Indoor Luminaires | Linear Ambient | Direct Linear Ambient Luminaires | Standard | FALSE | [9 empty] | 42373 | Not Dimmable | Not Dimmable | No |  | 3.1 | 2129.3 | 87.79 | 24.26 | 9.67 | 0.9373 | 4000 | 83.9
P49AMFJ6 | RAE ANNSAS LIMITED | Leader | LD-T8-6(4000K) | Indoor Luminaires | Linear Ambient | Direct Linear Ambient Luminaires | Standard | FALSE | [9 empty] | 42373 | Not Dimmable | Not Dimmable | No |  | 3.1 | 2761.1 | 94.11 | 29.34 | 12.56 | 0.9476 | 4000 | 83.8
PT5ZABTD | RAE ANNSAS LIMITED | Leader | LD-T5B-4(4000K) | Indoor Luminaires | Linear Ambient | Direct Linear Ambient Luminaires | Standard | FALSE | [9 empty] | 42373 | Not Dimmable | Not Dimmable | No |  | 3.1 | 3294.5 | 113.72 | 28.97 | 10.89 | 0.9588 | 4000 | 83.7
PCG9ZG6U | RAE ANNSAS LIMITED | Leader | LD-TRI-5(4000K) | Indoor Luminaires | Linear Ambient | Direct Linear Ambient Luminaires | Standard | FALSE | [9 empty] | 42373 | Not Dimmable | Not Dimmable | No |  | 3.1 | 6116.3 | 101.73 | 60.12 | 8.75 | 0.9582 | 4000 | 83.7
PVCD1T1G | RAE ANNSAS LIMITED | Leader | LD-T8-4(4000K) | Indoor Luminaires | Linear Ambient | Direct Linear Ambient Luminaires | Standard | FALSE | [9 empty] | 42373 | Not Dimmable | Not Dimmable | No |  | 3.1 | 2031.6 | 84.3 | 24.1 | 12.35 | 0.9397 | 4000 | 83.3
PXFT66GS | RAE ANNSAS LIMITED | Leader | LD-T5B-5(3500K) | Indoor Luminaires | Linear Ambient | Direct Linear Ambient Luminaires | Standard | FALSE | [9 empty] | 42373 | Not Dimmable | Not Dimmable | No |  | 3.1 | 4127.2 | 103.81 | 39.76 | 9.82 | 0.9129 | 3500 | 84.1
PDMMRMV2 | RAE ANNSAS LIMITED | Leader | LD-T8-5(3500K) | Indoor Luminaires | Linear Ambient | Direct Linear Ambient Luminaires | Standard | FALSE | [9 empty] | 42373 | Not Dimmable | Not Dimmable | No |  | 3.1 | 2117.4 | 87.3 | 24.26 | 9.67 | 0.9373 | 3500 | 83.9
P77AURWQ | RAE ANNSAS LIMITED | Leader | LD-T8-6(3500K) | Indoor Luminaires | Linear Ambient | Direct Linear Ambient Luminaires | Standard | FALSE | [9 empty] | 42373 | Not Dimmable | Not Dimmable | No |  | 3.1 | 2714.7 | 92.52 | 29.34 | 12.56 | 0.9476 | 3500 | 83.8
P433X9M4 | RAE ANNSAS LIMITED | Leader | LD-T5B-4(3500K) | Indoor Luminaires | Linear Ambient | Direct Linear Ambient Luminaires | Standard | FALSE | [9 empty] | 42373 | Not Dimmable | Not Dimmable | No |  | 3.1 | 3278.2 | 113.16 | 28.97 | 10.89 | 0.9588 | 3500 | 83.7
P5DVA1D3 | RAE ANNSAS LIMITED | Leader | LD-TRI-5(3500K) | Indoor Luminaires | Linear Ambient | Direct Linear Ambient Luminaires | Standard | FALSE | [9 empty] | 42373 | Not Dimmable | Not Dimmable | No |  | 3.1 | 6088.4 | 101.27 | 60.12 | 8.75 | 0.9582 | 3500 | 83.7
PTY83ME9 | RAE ANNSAS LIMITED | Leader | LD-T8-4(3500K) | Indoor Luminaires | Linear Ambient | Direct Linear Ambient Luminaires | Standard | FALSE | [9 empty] | 42373 | Not Dimmable | Not Dimmable | No |  | 3.1 | 2018.8 | 83.77 | 24.1 | 12.35 | 0.9397 | 3500 | 83.3
PGG95D9Y | Amerlux | Amerlux LLC | GRUV4-HE-Z-PL-4-LED-4000-HW-120/277-4-IND | Indoor Luminaires | Linear Ambient | Direct Linear Ambient Luminaires | Standard | TRUE | 1917 | 119 | 16.11 | 19.5 | 0.879 | 4000 | 83.4 | 10 | 50000 | 42368 |  |  | No |  | 3.1 | 1917.8 | 119.86 | 16 | 20 | 0.9 | 4000 | 83.4
P8KA7KR7 | Amerlux | Amerlux LLC | GRUV4-HE-Z-PL-10-LED-3000-HW-120/277-8-IND | Indoor Luminaires | Linear Ambient | Direct Linear Ambient Luminaires | Standard | TRUE | 8291 | 104 | 79.59 | 19.5 | 0.879 | 3063 | 82.2 | 10 | 50000 | 42368 |  |  | No |  | 3.1 | 8291 | 103.64 | 80 | 20 | 0.9 | 3063 | 82.2
PZPJ2XVJ | Amerlux | Amerlux LLC | GRUV4-HE-Z-PL-9-LED-3000-HW-120/277-4-IND | Indoor Luminaires | Linear Ambient | Direct Linear Ambient Luminaires | Standard | TRUE | 3782 | 106 | 35.63 | 19.5 | 0.879 | 3048 | 82.5 | 10 | 50000 | 42368 |  |  | No |  | 3.1 | 3743.6 | 103.99 | 36 | 20 | 0.9 | 3063 | 82.2
P2TB13DA | Amerlux | Amerlux LLC | GRUV4-HE-Z-PL-4-LED-3000-HW-120/277-4-IND | Indoor Luminaires | Linear Ambient | Direct Linear Ambient Luminaires | Standard | TRUE | 1734 | 108 | 16.1 | 19.5 | 0.879 | 3063 | 82.2 | 10 | 50000 | 42368 |  |  | No |  | 3.1 | 1734 | 108.38 | 16 | 20 | 0.9 | 3063 | 82.2
PWGSX32R | Amerlux | Amerlux LLC | GRUV4-HE-Z-PL-10-LED-4000-HW-120/277-8-MOR | Indoor Luminaires | Linear Ambient | Direct Linear Ambient Luminaires | Standard | FALSE | [9 empty] | 42368 | Dimmable | Continuous Below 10 | No |  | 3.1 | 9169.8 | 114.62 | 80 | 20 | 0.9 | 4000 | 83.4
PU8J84VH | Amerlux | Amerlux LLC | GRUV4-HE-Z-PL-10-LED-4000-HW-120/277-8-EOR | Indoor Luminaires | Linear Ambient | Direct Linear Ambient Luminaires | Standard | FALSE | [9 empty] | 42368 | Dimmable | Continuous Below 10 | No |  | 3.1 | 9169.8 | 114.62 | 80 | 20 | 0.9 | 4000 | 83.4
PNH5N1UQ | Amerlux | Amerlux LLC | GRUV4-HE-Z-PL-10-LED-4000-HW-120/277-8-IND | Indoor Luminaires | Linear Ambient | Direct Linear Ambient Luminaires | Standard | FALSE | [9 empty] | 42368 | Dimmable | Continuous Below 10 | No |  | 3.1 | 9169.8 | 114.62 | 80 | 20 | 0.9 | 4000 | 83.4
PE5ZM442 | Amerlux | Amerlux LLC | GRUV4-HE-Z-PL-10-LED-4000-HW-120/277-8-BOR | Indoor Luminaires | Linear Ambient | Direct Linear Ambient Luminaires | Standard | FALSE | [9 empty] | 42368 | Dimmable | Continuous Below 10 | No |  | 3.1 | 9169.8 | 114.62 | 80 | 20 | 0.9 | 4000 | 83.4
PSQFHPYR | Amerlux | Amerlux LLC | GRUV4-HE-Z-PL-10-LED-4000-HW-120/277-7-EOR | Indoor Luminaires | Linear Ambient | Direct Linear Ambient Luminaires | Standard | FALSE | [9 empty] | 42368 | Dimmable | Continuous Below 10 | No |  | 3.1 | 8023.6 | 114.62 | 70 | 20 | 0.9 | 4000 | 83.4
PN97X434 | Amerlux | Amerlux LLC | GRUV4-HE-Z-PL-10-LED-4000-HW-120/277-7-MOR | Indoor Luminaires | Linear Ambient | Direct Linear Ambient Luminaires | Standard | FALSE | [9 empty] | 42368 | Dimmable | Continuous Below 10 | No |  | 3.1 | 8023.6 | 114.62 | 70 | 20 | 0.9 | 4000 | 83.4
P3VV6Q3Q | Amerlux | Amerlux LLC | GRUV4-HE-Z-PL-10-LED-4000-HW-120/277-7-BOR | Indoor Luminaires | Linear Ambient | Direct Linear Ambient Luminaires | Standard | FALSE | [9 empty] | 42368 | Dimmable | Continuous Below 10 | No |  | 3.1 | 8023.6 | 114.62 | 70 | 20 | 0.9 | 4000 | 83.4
P2129VPM | Amerlux | Amerlux LLC | GRUV4-HE-Z-PL-10-LED-4000-HW-120/277-7-IND | Indoor Luminaires | Linear Ambient | Direct Linear Ambient Luminaires | Standard | FALSE | [9 empty] | 42368 | Dimmable | Continuous Below 10 | No |  | 3.1 | 8023.6 | 114.62 | 70 | 20 | 0.9 | 4000 | 83.4
PZ3PD1QA | Amerlux | Amerlux LLC | GRUV4-HE-Z-PL-10-LED-4000-HW-120/277-6-IND | Indoor Luminaires | Linear Ambient | Direct Linear Ambient Luminaires | Standard | FALSE | [9 empty] | 42368 | Dimmable | Continuous Below 10 | No |  | 3.1 | 6877.4 | 114.62 | 60 | 20 | 0.9 | 4000 | 83.4
PVEUFNX9 | Amerlux | Amerlux LLC | GRUV4-HE-Z-PL-10-LED-4000-HW-120/277-6-EOR | Indoor Luminaires | Linear Ambient | Direct Linear Ambient Luminaires | Standard | FALSE | [9 empty] | 42368 | Dimmable | Continuous Below 10 | No |  | 3.1 | 6877.4 | 114.62 | 60 | 20 | 0.9 | 4000 | 83.4
PGN9RGFD | Amerlux | Amerlux LLC | GRUV4-HE-Z-PL-10-LED-4000-HW-120/277-6-MOR | Indoor Luminaires | Linear Ambient | Direct Linear Ambient Luminaires | Standard | FALSE | [9 empty] | 42368 | Dimmable | Continuous Below 10 | No |  | 3.1 | 6877.4 | 114.62 | 60 | 20 | 0.9 | 4000 | 83.4
PAS5FUA7 | Amerlux | Amerlux LLC | GRUV4-HE-Z-PL-10-LED-4000-HW-120/277-6-BOR | Indoor Luminaires | Linear Ambient | Direct Linear Ambient Luminaires | Standard | FALSE | [9 empty] | 42368 | Dimmable | Continuous Below 10 | No |  | 3.1 | 6877.4 | 114.62 | 60 | 20 | 0.9 | 4000 | 83.4
PQ8KM3PW | Amerlux | Amerlux LLC | GRUV4-HE-Z-PL-10-LED-4000-HW-120/277-5-EOR | Indoor Luminaires | Linear Ambient | Direct Linear Ambient Luminaires | Standard | FALSE | [9 empty] | 42368 | Dimmable | Continuous Below 10 | No |  | 3.1 | 5731.2 | 114.62 | 50 | 20 | 0.9 | 4000 | 83.4
PE88WJYW | Amerlux | Amerlux LLC | GRUV4-HE-Z-PL-10-LED-4000-HW-120/277-5-BOR | Indoor Luminaires | Linear Ambient | Direct Linear Ambient Luminaires | Standard | FALSE | [9 empty] | 42368 | Dimmable | Continuous Below 10 | No |  | 3.1 | 5731.2 | 114.62 | 50 | 20 | 0.9 | 4000 | 83.4
PBEPAPJ4 | Amerlux | Amerlux LLC | GRUV4-HE-Z-PL-10-LED-4000-HW-120/277-5-MOR | Indoor Luminaires | Linear Ambient | Direct Linear Ambient Luminaires | Standard | FALSE | [9 empty] | 42368 | Dimmable | Continuous Below 10 | No |  | 3.1 | 5731.2 | 114.62 | 50 | 20 | 0.9 | 4000 | 83.4
PB7J7NHN | Amerlux | Amerlux LLC | GRUV4-HE-Z-PL-10-LED-4000-HW-120/277-5-IND | Indoor Luminaires | Linear Ambient | Direct Linear Ambient Luminaires | Standard | FALSE | [9 empty] | 42368 | Dimmable | Continuous Below 10 | No |  | 3.1 | 5731.2 | 114.62 | 50 | 20 | 0.9 | 4000 | 83.4
PTP3V434 | Amerlux | Amerlux LLC | GRUV4-HE-Z-PL-5-LED-4000-HW-120/277-8-EOR | Indoor Luminaires | Linear Ambient | Direct Linear Ambient Luminaires | Standard | FALSE | [9 empty] | 42368 | Dimmable | Continuous Below 10 | No |  | 3.1 | 4724.6 | 118.12 | 40 | 20 | 0.9 | 4000 | 83.4
PJH6J9JM | Amerlux | Amerlux LLC | GRUV4-HE-Z-PL-5-LED-4000-HW-120/277-8-IND | Indoor Luminaires | Linear Ambient | Direct Linear Ambient Luminaires | Standard | FALSE | [9 empty] | 42368 | Dimmable | Continuous Below 10 | No |  | 3.1 | 4724.6 | 118.12 | 40 | 20 | 0.9 | 4000 | 83.4
P2C2ZD36 | Amerlux | Amerlux LLC | GRUV4-HE-Z-PL-5-LED-4000-HW-120/277-8-MOR | Indoor Luminaires | Linear Ambient | Direct Linear Ambient Luminaires | Standard | FALSE | [9 empty] | 42368 | Dimmable | Continuous Below 10 | No |  | 3.1 | 4724.6 | 118.12 | 40 | 20 | 0.9 | 4000 | 83.4
P245BRH1 | Amerlux | Amerlux LLC | GRUV4-HE-Z-PL-5-LED-4000-HW-120/277-8-BOR | Indoor Luminaires | Linear Ambient | Direct Linear Ambient Luminaires | Standard | FALSE | [9 empty] | 42368 | Dimmable | Continuous Below 10 | No |  | 3.1 | 4724.6 | 118.12 | 40 | 20 | 0.9 | 4000 | 83.4
PQYC16DA | Amerlux | Amerlux LLC | GRUV4-HE-Z-PL-10-LED-4000-HW-120/277-4-IND | Indoor Luminaires | Linear Ambient | Direct Linear Ambient Luminaires | Standard | FALSE | [9 empty] | 42368 | Dimmable | Continuous Below 10 | No |  | 3.1 | 4584.9 | 114.62 | 40 | 20 | 0.9 | 4000 | 83.4
PCTCERBJ | Amerlux | Amerlux LLC | GRUV4-HE-Z-PL-10-LED-4000-HW-120/277-4-EOR | Indoor Luminaires | Linear Ambient | Direct Linear Ambient Luminaires | Standard | FALSE | [9 empty] | 42368 | Dimmable | Continuous Below 10 | No |  | 3.1 | 4584.9 | 114.62 | 40 | 20 | 0.9 | 4000 | 83.4
PBDW74RT | Amerlux | Amerlux LLC | GRUV4-HE-Z-PL-10-LED-4000-HW-120/277-4-MOR | Indoor Luminaires | Linear Ambient | Direct Linear Ambient Luminaires | Standard | FALSE | [9 empty] | 42368 | Dimmable | Continuous Below 10 | No |  | 3.1 | 4584.9 | 114.62 | 40 | 20 | 0.9 | 4000 | 83.4
P5ED39AT | Amerlux | Amerlux LLC | GRUV4-HE-Z-PL-10-LED-4000-HW-120/277-4-BOR | Indoor Luminaires | Linear Ambient | Direct Linear Ambient Luminaires | Standard | FALSE | [9 empty] | 42368 | Dimmable | Continuous Below 10 | No |  | 3.1 | 4584.9 | 114.62 | 40 | 20 | 0.9 | 4000 | 83.4
PM8ADYP2 | Amerlux | Amerlux LLC | GRUV4-HE-Z-PL-5-LED-4000-HW-120/277-7-MOR | Indoor Luminaires | Linear Ambient | Direct Linear Ambient Luminaires | Standard | FALSE | [9 empty] | 42368 | Dimmable | Continuous Below 10 | No |  | 3.1 | 4134.1 | 118.12 | 35 | 20 | 0.9 | 4000 | 83.4
PKBT79BK | Amerlux | Amerlux LLC | GRUV4-HE-Z-PL-5-LED-4000-HW-120/277-7-IND | Indoor Luminaires | Linear Ambient | Direct Linear Ambient Luminaires | Standard | FALSE | [9 empty] | 42368 | Dimmable | Continuous Below 10 | No |  | 3.1 | 4134.1 | 118.12 | 35 | 20 | 0.9 | 4000 | 83.4
PGXPPQBN | Amerlux | Amerlux LLC | GRUV4-HE-Z-PL-5-LED-4000-HW-120/277-7-BOR | Indoor Luminaires | Linear Ambient | Direct Linear Ambient Luminaires | Standard | FALSE | [9 empty] | 42368 | Dimmable | Continuous Below 10 | No |  | 3.1 | 4134.1 | 118.12 | 35 | 20 | 0.9 | 4000 | 83.4
PABY28EF | Amerlux | Amerlux LLC | GRUV4-HE-Z-PL-5-LED-4000-HW-120/277-7-EOR | Indoor Luminaires | Linear Ambient | Direct Linear Ambient Luminaires | Standard | FALSE | [9 empty] | 42368 | Dimmable | Continuous Below 10 | No |  | 3.1 | 4134.1 | 118.12 | 35 | 20 | 0.9 | 4000 | 83.4
PKVYQ28E | Amerlux | Amerlux LLC | GRUV4-HE-Z-PL-4-LED-4000-HW-120/277-8-EOR | Indoor Luminaires | Linear Ambient | Direct Linear Ambient Luminaires | Standard | FALSE | [9 empty] | 42368 | Dimmable | Continuous Below 10 | No |  | 3.1 | 3835.6 | 119.86 | 32 | 20 | 0.9 | 4000 | 83.4
PJQ6B8YS | Amerlux | Amerlux LLC | GRUV4-HE-Z-PL-4-LED-4000-HW-120/277-8-MOR | Indoor Luminaires | Linear Ambient | Direct Linear Ambient Luminaires | Standard | FALSE | [9 empty] | 42368 | Dimmable | Continuous Below 10 | No |  | 3.1 | 3835.6 | 119.86 | 32 | 20 | 0.9 | 4000 | 83.4
PHHC7XAF | Amerlux | Amerlux LLC | GRUV4-HE-Z-PL-4-LED-4000-HW-120/277-8-BOR | Indoor Luminaires | Linear Ambient | Direct Linear Ambient Luminaires | Standard | FALSE | [9 empty] | 42368 | Dimmable | Continuous Below 10 | No |  | 3.1 | 3835.6 | 119.86 | 32 | 20 | 0.9 | 4000 | 83.4
P2RV25WA | Amerlux | Amerlux LLC | GRUV4-HE-Z-PL-4-LED-4000-HW-120/277-8-IND | Indoor Luminaires | Linear Ambient | Direct Linear Ambient Luminaires | Standard | FALSE | [9 empty] | 42368 | Dimmable | Continuous Below 10 | No |  | 3.1 | 3835.6 | 119.86 | 32 | 20 | 0.9 | 4000 | 83.4
PW4WYZFD | Amerlux | Amerlux LLC | GRUV4-HE-Z-PL-5-LED-4000-HW-120/277-6-MOR | Indoor Luminaires | Linear Ambient | Direct Linear Ambient Luminaires | Standard | FALSE | [9 empty] | 42368 | Dimmable | Continuous Below 10 | No |  | 3.1 | 3543.5 | 118.12 | 30 | 20 | 0.9 | 4000 | 83.4
PPVQU2WM | Amerlux | Amerlux LLC | GRUV4-HE-Z-PL-5-LED-4000-HW-120/277-6-BOR | Indoor Luminaires | Linear Ambient | Direct Linear Ambient Luminaires | Standard | FALSE | [9 empty] | 42368 | Dimmable | Continuous Below 10 | No |  | 3.1 | 3543.5 | 118.12 | 30 | 20 | 0.9 | 4000 | 83.4
P8F3FA6E | Amerlux | Amerlux LLC | GRUV4-HE-Z-PL-5-LED-4000-HW-120/277-6-EOR | Indoor Luminaires | Linear Ambient | Direct Linear Ambient Luminaires | Standard | FALSE | [9 empty] | 42368 | Dimmable | Continuous Below 10 | No |  | 3.1 | 3543.5 | 118.12 | 30 | 20 | 0.9 | 4000 | 83.4
P5K6YGER | Amerlux | Amerlux LLC | GRUV4-HE-Z-PL-5-LED-4000-HW-120/277-6-IND | Indoor Luminaires | Linear Ambient | Direct Linear Ambient Luminaires | Standard | FALSE | [9 empty] | 42368 | Dimmable | Continuous Below 10 | No |  | 3.1 | 3543.5 | 118.12 | 30 | 20 | 0.9 | 4000 | 83.4
PZAEKZBQ | Amerlux | Amerlux LLC | GRUV4-HE-Z-PL-4-LED-4000-HW-120/277-7-IND | Indoor Luminaires | Linear Ambient | Direct Linear Ambient Luminaires | Standard | FALSE | [9 empty] | 42368 | Dimmable | Continuous Below 10 | No |  | 3.1 | 3356.2 | 119.86 | 28 | 20 | 0.9 | 4000 | 83.4
PSRU6NRZ | Amerlux | Amerlux LLC | GRUV4-HE-Z-PL-4-LED-4000-HW-120/277-7-MOR | Indoor Luminaires | Linear Ambient | Direct Linear Ambient Luminaires | Standard | FALSE | [9 empty] | 42368 | Dimmable | Continuous Below 10 | No |  | 3.1 | 3356.2 | 119.86 | 28 | 20 | 0.9 | 4000 | 83.4
PJZV7K5U | Amerlux | Amerlux LLC | GRUV4-HE-Z-PL-4-LED-4000-HW-120/277-7-EOR | Indoor Luminaires | Linear Ambient | Direct Linear Ambient Luminaires | Standard | FALSE | [9 empty] | 42368 | Dimmable | Continuous Below 10 | No |  | 3.1 | 3356.2 | 119.86 | 28 | 20 | 0.9 | 4000 | 83.4
P99FMDE7 | Amerlux | Amerlux LLC | GRUV4-HE-Z-PL-4-LED-4000-HW-120/277-7-BOR | Indoor Luminaires | Linear Ambient | Direct Linear Ambient Luminaires | Standard | FALSE | [9 empty] | 42368 | Dimmable | Continuous Below 10 | No |  | 3.1 | 3356.2 | 119.86 | 28 | 20 | 0.9 | 4000 | 83.4
PJ5SCZH7 | Amerlux | Amerlux LLC | GRUV4-HE-Z-PL-5-LED-4000-HW-120/277-5-BOR | Indoor Luminaires | Linear Ambient | Direct Linear Ambient Luminaires | Standard | FALSE | [9 empty] | 42368 | Dimmable | Continuous Below 10 | No |  | 3.1 | 2952.9 | 118.12 | 25 | 20 | 0.9 | 4000 | 83.4
PFX5YM35 | Amerlux | Amerlux LLC | GRUV4-HE-Z-PL-5-LED-4000-HW-120/277-5-MOR | Indoor Luminaires | Linear Ambient | Direct Linear Ambient Luminaires | Standard | FALSE | [9 empty] | 42368 | Dimmable | Continuous Below 10 | No |  | 3.1 | 2952.9 | 118.12 | 25 | 20 | 0.9 | 4000 | 83.4
PER5Z75G | Amerlux | Amerlux LLC | GRUV4-HE-Z-PL-5-LED-4000-HW-120/277-5-IND | Indoor Luminaires | Linear Ambient | Direct Linear Ambient Luminaires | Standard | FALSE | [9 empty] | 42368 | Dimmable | Continuous Below 10 | No |  | 3.1 | 2952.9 | 118.12 | 25 | 20 | 0.9 | 4000 | 83.4
P1WRGUVS | Amerlux | Amerlux LLC | GRUV4-HE-Z-PL-5-LED-4000-HW-120/277-5-EOR | Indoor Luminaires | Linear Ambient | Direct Linear Ambient Luminaires | Standard | FALSE | [9 empty] | 42368 | Dimmable | Continuous Below 10 | No |  | 3.1 | 2952.9 | 118.12 | 25 | 20 | 0.9 | 4000 | 83.4
PZKUF29D | Amerlux | Amerlux LLC | GRUV4-HE-Z-PL-4-LED-4000-HW-120/277-6-MOR | Indoor Luminaires | Linear Ambient | Direct Linear Ambient Luminaires | Standard | FALSE | [9 empty] | 42368 | Dimmable | Continuous Below 10 | No |  | 3.1 | 2876.7 | 119.86 | 24 | 20 | 0.9 | 4000 | 83.4
PQSASBZE | Amerlux | Amerlux LLC | GRUV4-HE-Z-PL-4-LED-4000-HW-120/277-6-IND | Indoor Luminaires | Linear Ambient | Direct Linear Ambient Luminaires | Standard | FALSE | [9 empty] | 42368 | Dimmable | Continuous Below 10 | No |  | 3.1 | 2876.7 | 119.86 | 24 | 20 | 0.9 | 4000 | 83.4
PPT3JZXD | Amerlux | Amerlux LLC | GRUV4-HE-Z-PL-4-LED-4000-HW-120/277-6-BOR | Indoor Luminaires | Linear Ambient | Direct Linear Ambient Luminaires | Standard | FALSE | [9 empty] | 42368 | Dimmable | Continuous Below 10 | No |  | 3.1 | 2876.7 | 119.86 | 24 | 20 | 0.9 | 4000 | 83.4
PFK29T76 | Amerlux | Amerlux LLC | GRUV4-HE-Z-PL-4-LED-4000-HW-120/277-6-EOR | Indoor Luminaires | Linear Ambient | Direct Linear Ambient Luminaires | Standard | FALSE | [9 empty] | 42368 | Dimmable | Continuous Below 10 | No |  | 3.1 | 2876.7 | 119.86 | 24 | 20 | 0.9 | 4000 | 83.4
PZ92E4X7 | Amerlux | Amerlux LLC | GRUV4-HE-Z-PL-4-LED-4000-HW-120/277-5-IND | Indoor Luminaires | Linear Ambient | Direct Linear Ambient Luminaires | Standard | FALSE | [9 empty] | 42368 | Dimmable | Continuous Below 10 | No |  | 3.1 | 2397.3 | 119.87 | 20 | 20 | 0.9 | 4000 | 83.4
PM3T4X79 | Amerlux | Amerlux LLC | GRUV4-HE-Z-PL-4-LED-4000-HW-120/277-5-EOR | Indoor Luminaires | Linear Ambient | Direct Linear Ambient Luminaires | Standard | FALSE | [9 empty] | 42368 | Dimmable | Continuous Below 10 | No |  | 3.1 | 2397.3 | 119.87 | 20 | 20 | 0.9 | 4000 | 83.4
P98RGKF1 | Amerlux | Amerlux LLC | GRUV4-HE-Z-PL-4-LED-4000-HW-120/277-5-BOR | Indoor Luminaires | Linear Ambient | Direct Linear Ambient Luminaires | Standard | FALSE | [9 empty] | 42368 | Dimmable | Continuous Below 10 | No |  | 3.1 | 2397.3 | 119.87 | 20 | 20 | 0.9 | 4000 | 83.4
P59RB8CW | Amerlux | Amerlux LLC | GRUV4-HE-Z-PL-4-LED-4000-HW-120/277-5-MOR | Indoor Luminaires | Linear Ambient | Direct Linear Ambient Luminaires | Standard | FALSE | [9 empty] | 42368 | Dimmable | Continuous Below 10 | No |  | 3.1 | 2397.3 | 119.87 | 20 | 20 | 0.9 | 4000 | 83.4
PVCYKWVN | Amerlux | Amerlux LLC | GRUV4-HE-Z-PL-5-LED-4000-HW-120/277-4-MOR | Indoor Luminaires | Linear Ambient | Direct Linear Ambient Luminaires | Standard | FALSE | [9 empty] | 42368 | Dimmable | Continuous Below 10 | No |  | 3.1 | 2362.3 | 118.12 | 20 | 20 | 0.9 | 4000 | 83.4
PV3Y56H3 | Amerlux | Amerlux LLC | GRUV4-HE-Z-PL-5-LED-4000-HW-120/277-4-EOR | Indoor Luminaires | Linear Ambient | Direct Linear Ambient Luminaires | Standard | FALSE | [9 empty] | 42368 | Dimmable | Continuous Below 10 | No |  | 3.1 | 2362.3 | 118.12 | 20 | 20 | 0.9 | 4000 | 83.4
PRSH1FN8 | Amerlux | Amerlux LLC | GRUV4-HE-Z-PL-5-LED-4000-HW-120/277-4-BOR | Indoor Luminaires | Linear Ambient | Direct Linear Ambient Luminaires | Standard | FALSE | [9 empty] | 42368 | Dimmable | Continuous Below 10 | No |  | 3.1 | 2362.3 | 118.12 | 20 | 20 | 0.9 | 4000 | 83.4
P5R2DG2W | Amerlux | Amerlux LLC | GRUV4-HE-Z-PL-5-LED-4000-HW-120/277-4-IND | Indoor Luminaires | Linear Ambient | Direct Linear Ambient Luminaires | Standard | FALSE | [9 empty] | 42368 | Dimmable | Continuous Below 10 | No |  | 3.1 | 2362.3 | 118.12 | 20 | 20 | 0.9 | 4000 | 83.4
PRCVRJCV | Amerlux | Amerlux LLC | GRUV4-HE-Z-PL-4-LED-4000-HW-120/277-4-BOR | Indoor Luminaires | Linear Ambient | Direct Linear Ambient Luminaires | Standard | FALSE | [9 empty] | 42368 | Dimmable | Continuous Below 10 | No |  | 3.1 | 1917.8 | 119.86 | 16 | 20 | 0.9 | 4000 | 83.4
PCD18JZX | Amerlux | Amerlux LLC | GRUV4-HE-Z-PL-4-LED-4000-HW-120/277-4-EOR | Indoor Luminaires | Linear Ambient | Direct Linear Ambient Luminaires | Standard | FALSE | [9 empty] | 42368 | Dimmable | Continuous Below 10 | No |  | 3.1 | 1917.8 | 119.86 | 16 | 20 | 0.9 | 4000 | 83.4
P4YBYAP7 | Amerlux | Amerlux LLC | GRUV4-HE-Z-PL-4-LED-4000-HW-120/277-4-MOR | Indoor Luminaires | Linear Ambient | Direct Linear Ambient Luminaires | Standard | FALSE | [9 empty] | 42368 | Dimmable | Continuous Below 10 | No |  | 3.1 | 1917.8 | 119.86 | 16 | 20 | 0.9 | 4000 | 83.4
PZU9PPQS | Amerlux | Amerlux LLC | GRUV4-HE-Z-PL-10-LED-3500-HW-120/277-8-IND | Indoor Luminaires | Linear Ambient | Direct Linear Ambient Luminaires | Standard | FALSE | [9 empty] | 42368 | Dimmable | Continuous Below 10 | No |  | 3.1 | 8730.4 | 109.13 | 80 | 20 | 0.9 | 3531.5 | 82.8
PSUCCK36 | Amerlux | Amerlux LLC | GRUV4-HE-Z-PL-10-LED-3500-HW-120/277-8-EOR | Indoor Luminaires | Linear Ambient | Direct Linear Ambient Luminaires | Standard | FALSE | [9 empty] | 42368 | Dimmable | Continuous Below 10 | No |  | 3.1 | 8730.4 | 109.13 | 80 | 20 | 0.9 | 3531.5 | 82.8
PJ5FBT28 | Amerlux | Amerlux LLC | GRUV4-HE-Z-PL-10-LED-3500-HW-120/277-8-BOR | Indoor Luminaires | Linear Ambient | Direct Linear Ambient Luminaires | Standard | FALSE | [9 empty] | 42368 | Dimmable | Continuous Below 10 | No |  | 3.1 | 8730.4 | 109.13 | 80 | 20 | 0.9 | 3531.5 | 82.8
P2ZHD7SJ | Amerlux | Amerlux LLC | GRUV4-HE-Z-PL-10-LED-3500-HW-120/277-8-MOR | Indoor Luminaires | Linear Ambient | Direct Linear Ambient Luminaires | Standard | FALSE | [9 empty] | 42368 | Dimmable | Continuous Below 10 | No |  | 3.1 | 8730.4 | 109.13 | 80 | 20 | 0.9 | 3531.5 | 82.8
PASGDCG8 | Amerlux | Amerlux LLC | GRUV4-HE-Z-PL-10-LED-3500-HW-120/277-7-BOR | Indoor Luminaires | Linear Ambient | Direct Linear Ambient Luminaires | Standard | FALSE | [9 empty] | 42368 | Dimmable | Continuous Below 10 | No |  | 3.1 | 7639.1 | 109.13 | 70 | 20 | 0.9 | 3531.5 | 82.8
P291EAZA | Amerlux | Amerlux LLC | GRUV4-HE-Z-PL-10-LED-3500-HW-120/277-7-IND | Indoor Luminaires | Linear Ambient | Direct Linear Ambient Luminaires | Standard | FALSE | [9 empty] | 42368 | Dimmable | Continuous Below 10 | No |  | 3.1 | 7639.1 | 109.13 | 70 | 20 | 0.9 | 3531.5 | 82.8
P28YEXG9 | Amerlux | Amerlux LLC | GRUV4-HE-Z-PL-10-LED-3500-HW-120/277-7-EOR | Indoor Luminaires | Linear Ambient | Direct Linear Ambient Luminaires | Standard | FALSE | [9 empty] | 42368 | Dimmable | Continuous Below 10 | No |  | 3.1 | 7639.1 | 109.13 | 70 | 20 | 0.9 | 3531.5 | 82.8
P1WCAKH8 | Amerlux | Amerlux LLC | GRUV4-HE-Z-PL-10-LED-3500-HW-120/277-7-MOR | Indoor Luminaires | Linear Ambient | Direct Linear Ambient Luminaires | Standard | FALSE | [9 empty] | 42368 | Dimmable | Continuous Below 10 | No |  | 3.1 | 7639.1 | 109.13 | 70 | 20 | 0.9 | 3531.5 | 82.8
PYXHDBVQ | Amerlux | Amerlux LLC | GRUV4-HE-Z-PL-10-LED-3500-HW-120/277-6-IND | Indoor Luminaires | Linear Ambient | Direct Linear Ambient Luminaires | Standard | FALSE | [9 empty] | 42368 | Dimmable | Continuous Below 10 | No |  | 3.1 | 6547.8 | 109.13 | 60 | 20 | 0.9 | 3531.5 | 82.8
PJ1RNEXT | Amerlux | Amerlux LLC | GRUV4-HE-Z-PL-10-LED-3500-HW-120/277-6-MOR | Indoor Luminaires | Linear Ambient | Direct Linear Ambient Luminaires | Standard | FALSE | [9 empty] | 42368 | Dimmable | Continuous Below 10 | No |  | 3.1 | 6547.8 | 109.13 | 60 | 20 | 0.9 | 3531.5 | 82.8
PG9KTFEJ | Amerlux | Amerlux LLC | GRUV4-HE-Z-PL-10-LED-3500-HW-120/277-6-BOR | Indoor Luminaires | Linear Ambient | Direct Linear Ambient Luminaires | Standard | FALSE | [9 empty] | 42368 | Dimmable | Continuous Below 10 | No |  | 3.1 | 6547.8 | 109.13 | 60 | 20 | 0.9 | 3531.5 | 82.8
P882GFT2 | Amerlux | Amerlux LLC | GRUV4-HE-Z-PL-10-LED-3500-HW-120/277-6-EOR | Indoor Luminaires | Linear Ambient | Direct Linear Ambient Luminaires | Standard | FALSE | [9 empty] | 42368 | Dimmable | Continuous Below 10 | No |  | 3.1 | 6547.8 | 109.13 | 60 | 20 | 0.9 | 3531.5 | 82.8
PYN4GC6X | Amerlux | Amerlux LLC | GRUV4-HE-Z-PL-10-LED-3500-HW-120/277-5-MOR | Indoor Luminaires | Linear Ambient | Direct Linear Ambient Luminaires | Standard | FALSE | [9 empty] | 42368 | Dimmable | Continuous Below 10 | No |  | 3.1 | 5456.5 | 109.13 | 50 | 20 | 0.9 | 3531.5 | 82.8
PGNKQG95 | Amerlux | Amerlux LLC | GRUV4-HE-Z-PL-10-LED-3500-HW-120/277-5-BOR | Indoor Luminaires | Linear Ambient | Direct Linear Ambient Luminaires | Standard | FALSE | [9 empty] | 42368 | Dimmable | Continuous Below 10 | No |  | 3.1 | 5456.5 | 109.13 | 50 | 20 | 0.9 | 3531.5 | 82.8
PF2JGM3S | Amerlux | Amerlux LLC | GRUV4-HE-Z-PL-10-LED-3500-HW-120/277-5-EOR | Indoor Luminaires | Linear Ambient | Direct Linear Ambient Luminaires | Standard | FALSE | [9 empty] | 42368 | Dimmable | Continuous Below 10 | No |  | 3.1 | 5456.5 | 109.13 | 50 | 20 | 0.9 | 3531.5 | 82.8
P8117KUR | Amerlux | Amerlux LLC | GRUV4-HE-Z-PL-10-LED-3500-HW-120/277-5-IND | Indoor Luminaires | Linear Ambient | Direct Linear Ambient Luminaires | Standard | FALSE | [9 empty] | 42368 | Dimmable | Continuous Below 10 | No |  | 3.1 | 5456.5 | 109.13 | 50 | 20 | 0.9 | 3531.5 | 82.8
PQ6HR83X | Amerlux | Amerlux LLC | GRUV4-HE-Z-PL-5-LED-3500-HW-120/277-8-BOR | Indoor Luminaires | Linear Ambient | Direct Linear Ambient Luminaires | Standard | FALSE | [9 empty] | 42368 | Dimmable | Continuous Below 10 | No |  | 3.1 | 4498.2 | 112.46 | 40 | 20 | 0.9 | 3531.5 | 82.8
PNG5GP6U | Amerlux | Amerlux LLC | GRUV4-HE-Z-PL-5-LED-3500-HW-120/277-8-EOR | Indoor Luminaires | Linear Ambient | Direct Linear Ambient Luminaires | Standard | FALSE | [9 empty] | 42368 | Dimmable | Continuous Below 10 | No |  | 3.1 | 4498.2 | 112.46 | 40 | 20 | 0.9 | 3531.5 | 82.8
PBWP86CQ | Amerlux | Amerlux LLC | GRUV4-HE-Z-PL-5-LED-3500-HW-120/277-8-MOR | Indoor Luminaires | Linear Ambient | Direct Linear Ambient Luminaires | Standard | FALSE | [9 empty] | 42368 | Dimmable | Continuous Below 10 | No |  | 3.1 | 4498.2 | 112.46 | 40 | 20 | 0.9 | 3531.5 | 82.8
PB7EZVFY | Amerlux | Amerlux LLC | GRUV4-HE-Z-PL-5-LED-3500-HW-120/277-8-IND | Indoor Luminaires | Linear Ambient | Direct Linear Ambient Luminaires | Standard | FALSE | [9 empty] | 42368 | Dimmable | Continuous Below 10 | No |  | 3.1 | 4498.2 | 112.46 | 40 | 20 | 0.9 | 3531.5 | 82.8
PRMJFPEP | Amerlux | Amerlux LLC | GRUV4-HE-Z-PL-10-LED-3500-HW-120/277-4-EOR | Indoor Luminaires | Linear Ambient | Direct Linear Ambient Luminaires | Standard | FALSE | [9 empty] | 42368 | Dimmable | Continuous Below 10 | No |  | 3.1 | 4365.2 | 109.13 | 40 | 20 | 0.9 | 3531.5 | 82.8
PN9SNYYC | Amerlux | Amerlux LLC | GRUV4-HE-Z-PL-10-LED-3500-HW-120/277-4-MOR | Indoor Luminaires | Linear Ambient | Direct Linear Ambient Luminaires | Standard | FALSE | [9 empty] | 42368 | Dimmable | Continuous Below 10 | No |  | 3.1 | 4365.2 | 109.13 | 40 | 20 | 0.9 | 3531.5 | 82.8
PAGRYG5H | Amerlux | Amerlux LLC | GRUV4-HE-Z-PL-10-LED-3500-HW-120/277-4-BOR | Indoor Luminaires | Linear Ambient | Direct Linear Ambient Luminaires | Standard | FALSE | [9 empty] | 42368 | Dimmable | Continuous Below 10 | No |  | 3.1 | 4365.2 | 109.13 | 40 | 20 | 0.9 | 3531.5 | 82.8
P7R7RQ4C | Amerlux | Amerlux LLC | GRUV4-HE-Z-PL-10-LED-3500-HW-120/277-4-IND | Indoor Luminaires | Linear Ambient | Direct Linear Ambient Luminaires | Standard | FALSE | [9 empty] | 42368 | Dimmable | Continuous Below 10 | No |  | 3.1 | 4365.2 | 109.13 | 40 | 20 | 0.9 | 3531.5 | 82.8
PYTHN63J | Amerlux | Amerlux LLC | GRUV4-HE-Z-PL-5-LED-3500-HW-120/277-7-MOR | Indoor Luminaires | Linear Ambient | Direct Linear Ambient Luminaires | Standard | FALSE | [9 empty] | 42368 | Dimmable | Continuous Below 10 | No |  | 3.1 | 3936 | 112.46 | 35 | 20 | 0.9 | 3531.5 | 82.8
PPRBD4Y6 | Amerlux | Amerlux LLC | GRUV4-HE-Z-PL-5-LED-3500-HW-120/277-7-EOR | Indoor Luminaires | Linear Ambient | Direct Linear Ambient Luminaires | Standard | FALSE | [9 empty] | 42368 | Dimmable | Continuous Below 10 | No |  | 3.1 | 3936 | 112.46 | 35 | 20 | 0.9 | 3531.5 | 82.8
PFCK8SDK | Amerlux | Amerlux LLC | GRUV4-HE-Z-PL-5-LED-3500-HW-120/277-7-IND | Indoor Luminaires | Linear Ambient | Direct Linear Ambient Luminaires | Standard | FALSE | [9 empty] | 42368 | Dimmable | Continuous Below 10 | No |  | 3.1 | 3936 | 112.46 | 35 | 20 | 0.9 | 3531.5 | 82.8
PC8ZWW8W | Amerlux | Amerlux LLC | GRUV4-HE-Z-PL-5-LED-3500-HW-120/277-7-BOR | Indoor Luminaires | Linear Ambient | Direct Linear Ambient Luminaires | Standard | FALSE | [9 empty] | 42368 | Dimmable | Continuous Below 10 | No |  | 3.1 | 3936 | 112.46 | 35 | 20 | 0.9 | 3531.5 | 82.8
PFPN8DZS | Amerlux | Amerlux LLC | GRUV4-HE-Z-PL-4-LED-3500-HW-120/277-8-EOR | Indoor Luminaires | Linear Ambient | Direct Linear Ambient Luminaires | Standard | FALSE | [9 empty] | 42368 | Dimmable | Continuous Below 10 | No |  | 3.1 | 3651.8 | 114.12 | 32 | 20 | 0.9 | 3531.5 | 82.8
PEC8KF71 | Amerlux | Amerlux LLC | GRUV4-HE-Z-PL-4-LED-3500-HW-120/277-8-MOR | Indoor Luminaires | Linear Ambient | Direct Linear Ambient Luminaires | Standard | FALSE | [9 empty] | 42368 | Dimmable | Continuous Below 10 | No |  | 3.1 | 3651.8 | 114.12 | 32 | 20 | 0.9 | 3531.5 | 82.8
PCB72PG7 | Amerlux | Amerlux LLC | GRUV4-HE-Z-PL-4-LED-3500-HW-120/277-8-BOR | Indoor Luminaires | Linear Ambient | Direct Linear Ambient Luminaires | Standard | FALSE | [9 empty] | 42368 | Dimmable | Continuous Below 10 | No |  | 3.1 | 3651.8 | 114.12 | 32 | 20 | 0.9 | 3531.5 | 82.8
PB4Z1PTJ | Amerlux | Amerlux LLC | GRUV4-HE-Z-PL-4-LED-3500-HW-120/277-8-IND | Indoor Luminaires | Linear Ambient | Direct Linear Ambient Luminaires | Standard | FALSE | [9 empty] | 42368 | Dimmable | Continuous Below 10 | No |  | 3.1 | 3651.8 | 114.12 | 32 | 20 | 0.9 | 3531.5 | 82.8
PCU4W68G | Amerlux | Amerlux LLC | GRUV4-HE-Z-PL-5-LED-3500-HW-120/277-6-BOR | Indoor Luminaires | Linear Ambient | Direct Linear Ambient Luminaires | Standard | FALSE | [9 empty] | 42368 | Dimmable | Continuous Below 10 | No |  | 3.1 | 3373.7 | 112.46 | 30 | 20 | 0.9 | 3531.5 | 82.8
P7T8JTJB | Amerlux | Amerlux LLC | GRUV4-HE-Z-PL-5-LED-3500-HW-120/277-6-IND | Indoor Luminaires | Linear Ambient | Direct Linear Ambient Luminaires | Standard | FALSE | [9 empty] | 42368 | Dimmable | Continuous Below 10 | No |  | 3.1 | 3373.7 | 112.46 | 30 | 20 | 0.9 | 3531.5 | 82.8
P4E7NQAP | Amerlux | Amerlux LLC | GRUV4-HE-Z-PL-5-LED-3500-HW-120/277-6-MOR | Indoor Luminaires | Linear Ambient | Direct Linear Ambient Luminaires | Standard | FALSE | [9 empty] | 42368 | Dimmable | Continuous Below 10 | No |  | 3.1 | 3373.7 | 112.46 | 30 | 20 | 0.9 | 3531.5 | 82.8
P1K7R3MS | Amerlux | Amerlux LLC | GRUV4-HE-Z-PL-5-LED-3500-HW-120/277-6-EOR | Indoor Luminaires | Linear Ambient | Direct Linear Ambient Luminaires | Standard | FALSE | [9 empty] | 42368 | Dimmable | Continuous Below 10 | No |  | 3.1 | 3373.7 | 112.46 | 30 | 20 | 0.9 | 3531.5 | 82.8
PXEBSNSX | Amerlux | Amerlux LLC | GRUV4-HE-Z-PL-4-LED-3500-HW-120/277-7-EOR | Indoor Luminaires | Linear Ambient | Direct Linear Ambient Luminaires | Standard | FALSE | [9 empty] | 42368 | Dimmable | Continuous Below 10 | No |  | 3.1 | 3195.3 | 114.12 | 28 | 20 | 0.9 | 3531.5 | 82.8
PSDQNU31 | Amerlux | Amerlux LLC | GRUV4-HE-Z-PL-4-LED-3500-HW-120/277-7-BOR | Indoor Luminaires | Linear Ambient | Direct Linear Ambient Luminaires | Standard | FALSE | [9 empty] | 42368 | Dimmable | Continuous Below 10 | No |  | 3.1 | 3195.3 | 114.12 | 28 | 20 | 0.9 | 3531.5 | 82.8
P4WV894S | Amerlux | Amerlux LLC | GRUV4-HE-Z-PL-4-LED-3500-HW-120/277-7-IND | Indoor Luminaires | Linear Ambient | Direct Linear Ambient Luminaires | Standard | FALSE | [9 empty] | 42368 | Dimmable | Continuous Below 10 | No |  | 3.1 | 3195.3 | 114.12 | 28 | 20 | 0.9 | 3531.5 | 82.8
P1YN3CTY | Amerlux | Amerlux LLC | GRUV4-HE-Z-PL-4-LED-3500-HW-120/277-7-MOR | Indoor Luminaires | Linear Ambient | Direct Linear Ambient Luminaires | Standard | FALSE | [9 empty] | 42368 | Dimmable | Continuous Below 10 | No |  | 3.1 | 3195.3 | 114.12 | 28 | 20 | 0.9 | 3531.5 | 82.8
PY7JX936 | Amerlux | Amerlux LLC | GRUV4-HE-Z-PL-5-LED-3500-HW-120/277-5-EOR | Indoor Luminaires | Linear Ambient | Direct Linear Ambient Luminaires | Standard | FALSE | [9 empty] | 42368 | Dimmable | Continuous Below 10 | No |  | 3.1 | 2811.4 | 112.46 | 25 | 20 | 0.9 | 3531.5 | 82.8
PWR9224V | Amerlux | Amerlux LLC | GRUV4-HE-Z-PL-5-LED-3500-HW-120/277-5-IND | Indoor Luminaires | Linear Ambient | Direct Linear Ambient Luminaires | Standard | FALSE | [9 empty] | 42368 | Dimmable | Continuous Below 10 | No |  | 3.1 | 2811.4 | 112.46 | 25 | 20 | 0.9 | 3531.5 | 82.8
PWJPGT23 | Amerlux | Amerlux LLC | GRUV4-HE-Z-PL-5-LED-3500-HW-120/277-5-BOR | Indoor Luminaires | Linear Ambient | Direct Linear Ambient Luminaires | Standard | FALSE | [9 empty] | 42368 | Dimmable | Continuous Below 10 | No |  | 3.1 | 2811.4 | 112.46 | 25 | 20 | 0.9 | 3531.5 | 82.8
PGGRS6F5 | Amerlux | Amerlux LLC | GRUV4-HE-Z-PL-5-LED-3500-HW-120/277-5-MOR | Indoor Luminaires | Linear Ambient | Direct Linear Ambient Luminaires | Standard | FALSE | [9 empty] | 42368 | Dimmable | Continuous Below 10 | No |  | 3.1 | 2811.4 | 112.46 | 25 | 20 | 0.9 | 3531.5 | 82.8
PPJ41T7Q | Amerlux | Amerlux LLC | GRUV4-HE-Z-PL-4-LED-3500-HW-120/277-6-EOR | Indoor Luminaires | Linear Ambient | Direct Linear Ambient Luminaires | Standard | FALSE | [9 empty] | 42368 | Dimmable | Continuous Below 10 | No |  | 3.1 | 2738.9 | 114.12 | 24 | 20 | 0.9 | 3531.5 | 82.8
PEG5FC6F | Amerlux | Amerlux LLC | GRUV4-HE-Z-PL-4-LED-3500-HW-120/277-6-IND | Indoor Luminaires | Linear Ambient | Direct Linear Ambient Luminaires | Standard | FALSE | [9 empty] | 42368 | Dimmable | Continuous Below 10 | No |  | 3.1 | 2738.9 | 114.12 | 24 | 20 | 0.9 | 3531.5 | 82.8
PC1X7K9Q | Amerlux | Amerlux LLC | GRUV4-HE-Z-PL-4-LED-3500-HW-120/277-6-MOR | Indoor Luminaires | Linear Ambient | Direct Linear Ambient Luminaires | Standard | FALSE | [9 empty] | 42368 | Dimmable | Continuous Below 10 | No |  | 3.1 | 2738.9 | 114.12 | 24 | 20 | 0.9 | 3531.5 | 82.8
P14Z5BPX | Amerlux | Amerlux LLC | GRUV4-HE-Z-PL-4-LED-3500-HW-120/277-6-BOR | Indoor Luminaires | Linear Ambient | Direct Linear Ambient Luminaires | Standard | FALSE | [9 empty] | 42368 | Dimmable | Continuous Below 10 | No |  | 3.1 | 2738.9 | 114.12 | 24 | 20 | 0.9 | 3531.5 | 82.8
PW7TU69Y | Amerlux | Amerlux LLC | GRUV4-HE-Z-PL-4-LED-3500-HW-120/277-5-MOR | Indoor Luminaires | Linear Ambient | Direct Linear Ambient Luminaires | Standard | FALSE | [9 empty] | 42368 | Dimmable | Continuous Below 10 | No |  | 3.1 | 2282.4 | 114.12 | 20 | 20 | 0.9 | 3531.5 | 82.8
PSR46T1D | Amerlux | Amerlux LLC | GRUV4-HE-Z-PL-4-LED-3500-HW-120/277-5-EOR | Indoor Luminaires | Linear Ambient | Direct Linear Ambient Luminaires | Standard | FALSE | [9 empty] | 42368 | Dimmable | Continuous Below 10 | No |  | 3.1 | 2282.4 | 114.12 | 20 | 20 | 0.9 | 3531.5 | 82.8
PAPX9HTS | Amerlux | Amerlux LLC | GRUV4-HE-Z-PL-4-LED-3500-HW-120/277-5-BOR | Indoor Luminaires | Linear Ambient | Direct Linear Ambient Luminaires | Standard | FALSE | [9 empty] | 42368 | Dimmable | Continuous Below 10 | No |  | 3.1 | 2282.4 | 114.12 | 20 | 20 | 0.9 | 3531.5 | 82.8
PACQMR6J | Amerlux | Amerlux LLC | GRUV4-HE-Z-PL-4-LED-3500-HW-120/277-5-IND | Indoor Luminaires | Linear Ambient | Direct Linear Ambient Luminaires | Standard | FALSE | [9 empty] | 42368 | Dimmable | Continuous Below 10 | No |  | 3.1 | 2282.4 | 114.12 | 20 | 20 | 0.9 | 3531.5 | 82.8
PYKEYEJV | Amerlux | Amerlux LLC | GRUV4-HE-Z-PL-5-LED-3500-HW-120/277-4-MOR | Indoor Luminaires | Linear Ambient | Direct Linear Ambient Luminaires | Standard | FALSE | [9 empty] | 42368 | Dimmable | Continuous Below 10 | No |  | 3.1 | 2249.1 | 112.46 | 20 | 20 | 0.9 | 3531.5 | 82.8
PTPYS1EU | Amerlux | Amerlux LLC | GRUV4-HE-Z-PL-5-LED-3500-HW-120/277-4-BOR | Indoor Luminaires | Linear Ambient | Direct Linear Ambient Luminaires | Standard | FALSE | [9 empty] | 42368 | Dimmable | Continuous Below 10 | No |  | 3.1 | 2249.1 | 112.46 | 20 | 20 | 0.9 | 3531.5 | 82.8
PF53WJMF | Amerlux | Amerlux LLC | GRUV4-HE-Z-PL-5-LED-3500-HW-120/277-4-IND | Indoor Luminaires | Linear Ambient | Direct Linear Ambient Luminaires | Standard | FALSE | [9 empty] | 42368 | Dimmable | Continuous Below 10 | No |  | 3.1 | 2249.1 | 112.46 | 20 | 20 | 0.9 | 3531.5 | 82.8
P39ZD8VE | Amerlux | Amerlux LLC | GRUV4-HE-Z-PL-5-LED-3500-HW-120/277-4-EOR | Indoor Luminaires | Linear Ambient | Direct Linear Ambient Luminaires | Standard | FALSE | [9 empty] | 42368 | Dimmable | Continuous Below 10 | No |  | 3.1 | 2249.1 | 112.46 | 20 | 20 | 0.9 | 3531.5 | 82.8
PX3638AQ | Amerlux | Amerlux LLC | GRUV4-HE-Z-PL-4-LED-3500-HW-120/277-4-EOR | Indoor Luminaires | Linear Ambient | Direct Linear Ambient Luminaires | Standard | FALSE | [9 empty] | 42368 | Dimmable | Continuous Below 10 | No |  | 3.1 | 1825.9 | 114.12 | 16 | 20 | 0.9 | 3531.5 | 82.8
PFFF8PFJ | Amerlux | Amerlux LLC | GRUV4-HE-Z-PL-4-LED-3500-HW-120/277-4-MOR | Indoor Luminaires | Linear Ambient | Direct Linear Ambient Luminaires | Standard | FALSE | [9 empty] | 42368 | Dimmable | Continuous Below 10 | No |  | 3.1 | 1825.9 | 114.12 | 16 | 20 | 0.9 | 3531.5 | 82.8
P7WA2Y4A | Amerlux | Amerlux LLC | GRUV4-HE-Z-PL-4-LED-3500-HW-120/277-4-IND | Indoor Luminaires | Linear Ambient | Direct Linear Ambient Luminaires | Standard | FALSE | [9 empty] | 42368 | Dimmable | Continuous Below 10 | No |  | 3.1 | 1825.9 | 114.12 | 16 | 20 | 0.9 | 3531.5 | 82.8
P579XHGX | Amerlux | Amerlux LLC | GRUV4-HE-Z-PL-4-LED-3500-HW-120/277-4-BOR | Indoor Luminaires | Linear Ambient | Direct Linear Ambient Luminaires | Standard | FALSE | [9 empty] | 42368 | Dimmable | Continuous Below 10 | No |  | 3.1 | 1825.9 | 114.12 | 16 | 20 | 0.9 | 3531.5 | 82.8
PRMXVBD8 | Amerlux | Amerlux LLC | GRUV4-HE-Z-PL-10-LED-3000-HW-120/277-8-BOR | Indoor Luminaires | Linear Ambient | Direct Linear Ambient Luminaires | Standard | FALSE | [9 empty] | 42368 | Dimmable | Continuous Below 10 | No |  | 3.1 | 8291 | 103.64 | 80 | 20 | 0.9 | 3063 | 82.2
PNEJJW79 | Amerlux | Amerlux LLC | GRUV4-HE-Z-PL-10-LED-3000-HW-120/277-8-MOR | Indoor Luminaires | Linear Ambient | Direct Linear Ambient Luminaires | Standard | FALSE | [9 empty] | 42368 | Dimmable | Continuous Below 10 | No |  | 3.1 | 8291 | 103.64 | 80 | 20 | 0.9 | 3063 | 82.2
P5NH7QFA | Amerlux | Amerlux LLC | GRUV4-HE-Z-PL-10-LED-3000-HW-120/277-8-EOR | Indoor Luminaires | Linear Ambient | Direct Linear Ambient Luminaires | Standard | FALSE | [9 empty] | 42368 | Dimmable | Continuous Below 10 | No |  | 3.1 | 8291 | 103.64 | 80 | 20 | 0.9 | 3063 | 82.2
PY395GSC | Amerlux | Amerlux LLC | GRUV4-HE-Z-PL-10-LED-3000-HW-120/277-7-EOR | Indoor Luminaires | Linear Ambient | Direct Linear Ambient Luminaires | Standard | FALSE | [9 empty] | 42368 | Dimmable | Continuous Below 10 | No |  | 3.1 | 7254.6 | 103.64 | 70 | 20 | 0.9 | 3063 | 82.2
PHJZ45W5 | Amerlux | Amerlux LLC | GRUV4-HE-Z-PL-10-LED-3000-HW-120/277-7-IND | Indoor Luminaires | Linear Ambient | Direct Linear Ambient Luminaires | Standard | FALSE | [9 empty] | 42368 | Dimmable | Continuous Below 10 | No |  | 3.1 | 7254.6 | 103.64 | 70 | 20 | 0.9 | 3063 | 82.2
PBX9PYDW | Amerlux | Amerlux LLC | GRUV4-HE-Z-PL-10-LED-3000-HW-120/277-7-MOR | Indoor Luminaires | Linear Ambient | Direct Linear Ambient Luminaires | Standard | FALSE | [9 empty] | 42368 | Dimmable | Continuous Below 10 | No |  | 3.1 | 7254.6 | 103.64 | 70 | 20 | 0.9 | 3063 | 82.2
PAXF5MMS | Amerlux | Amerlux LLC | GRUV4-HE-Z-PL-10-LED-3000-HW-120/277-7-BOR | Indoor Luminaires | Linear Ambient | Direct Linear Ambient Luminaires | Standard | FALSE | [9 empty] | 42368 | Dimmable | Continuous Below 10 | No |  | 3.1 | 7254.6 | 103.64 | 70 | 20 | 0.9 | 3063 | 82.2
PZ1J5E3U | Amerlux | Amerlux LLC | GRUV4-HE-Z-PL-10-LED-3000-HW-120/277-6-IND | Indoor Luminaires | Linear Ambient | Direct Linear Ambient Luminaires | Standard | FALSE | [9 empty] | 42368 | Dimmable | Continuous Below 10 | No |  | 3.1 | 6218.3 | 103.64 | 60 | 20 | 0.9 | 3063 | 82.2
PFX4DDH2 | Amerlux | Amerlux LLC | GRUV4-HE-Z-PL-10-LED-3000-HW-120/277-6-MOR | Indoor Luminaires | Linear Ambient | Direct Linear Ambient Luminaires | Standard | FALSE | [9 empty] | 42368 | Dimmable | Continuous Below 10 | No |  | 3.1 | 6218.3 | 103.64 | 60 | 20 | 0.9 | 3063 | 82.2
P9TUDJ1Y | Amerlux | Amerlux LLC | GRUV4-HE-Z-PL-10-LED-3000-HW-120/277-6-EOR | Indoor Luminaires | Linear Ambient | Direct Linear Ambient Luminaires | Standard | FALSE | [9 empty] | 42368 | Dimmable | Continuous Below 10 | No |  | 3.1 | 6218.3 | 103.64 | 60 | 20 | 0.9 | 3063 | 82.2
P3DE2ZJ5 | Amerlux | Amerlux LLC | GRUV4-HE-Z-PL-10-LED-3000-HW-120/277-6-BOR | Indoor Luminaires | Linear Ambient | Direct Linear Ambient Luminaires | Standard | FALSE | [9 empty] | 42368 | Dimmable | Continuous Below 10 | No |  | 3.1 | 6218.3 | 103.64 | 60 | 20 | 0.9 | 3063 | 82.2
PV365URY | Amerlux | Amerlux LLC | GRUV4-HE-Z-PL-10-LED-3000-HW-120/277-5-MOR | Indoor Luminaires | Linear Ambient | Direct Linear Ambient Luminaires | Standard | FALSE | [9 empty] | 42368 | Dimmable | Continuous Below 10 | No |  | 3.1 | 5181.9 | 103.64 | 50 | 20 | 0.9 | 3063 | 82.2
PM3UBP39 | Amerlux | Amerlux LLC | GRUV4-HE-Z-PL-10-LED-3000-HW-120/277-5-BOR | Indoor Luminaires | Linear Ambient | Direct Linear Ambient Luminaires | Standard | FALSE | [9 empty] | 42368 | Dimmable | Continuous Below 10 | No |  | 3.1 | 5181.9 | 103.64 | 50 | 20 | 0.9 | 3063 | 82.2
PJ371VSN | Amerlux | Amerlux LLC | GRUV4-HE-Z-PL-10-LED-3000-HW-120/277-5-EOR | Indoor Luminaires | Linear Ambient | Direct Linear Ambient Luminaires | Standard | FALSE | [9 empty] | 42368 | Dimmable | Continuous Below 10 | No |  | 3.1 | 5181.9 | 103.64 | 50 | 20 | 0.9 | 3063 | 82.2
PB233DWK | Amerlux | Amerlux LLC | GRUV4-HE-Z-PL-10-LED-3000-HW-120/277-5-IND | Indoor Luminaires | Linear Ambient | Direct Linear Ambient Luminaires | Standard | FALSE | [9 empty] | 42368 | Dimmable | Continuous Below 10 | No |  | 3.1 | 5181.9 | 103.64 | 50 | 20 | 0.9 | 3063 | 82.2
PZWFDZN8 | Amerlux | Amerlux LLC | GRUV4-HE-Z-PL-5-LED-3000-HW-120/277-8-IND | Indoor Luminaires | Linear Ambient | Direct Linear Ambient Luminaires | Standard | FALSE | [9 empty] | 42368 | Dimmable | Continuous Below 10 | No |  | 3.1 | 4271.8 | 106.8 | 40 | 20 | 0.9 | 3063 | 82.2
PMYJS81D | Amerlux | Amerlux LLC | GRUV4-HE-Z-PL-5-LED-3000-HW-120/277-8-BOR | Indoor Luminaires | Linear Ambient | Direct Linear Ambient Luminaires | Standard | FALSE | [9 empty] | 42368 | Dimmable | Continuous Below 10 | No |  | 3.1 | 4271.8 | 106.8 | 40 | 20 | 0.9 | 3063 | 82.2
PMBW2PEN | Amerlux | Amerlux LLC | GRUV4-HE-Z-PL-5-LED-3000-HW-120/277-8-EOR | Indoor Luminaires | Linear Ambient | Direct Linear Ambient Luminaires | Standard | FALSE | [9 empty] | 42368 | Dimmable | Continuous Below 10 | No |  | 3.1 | 4271.8 | 106.8 | 40 | 20 | 0.9 | 3063 | 82.2
P2C9C1HM | Amerlux | Amerlux LLC | GRUV4-HE-Z-PL-5-LED-3000-HW-120/277-8-MOR | Indoor Luminaires | Linear Ambient | Direct Linear Ambient Luminaires | Standard | FALSE | [9 empty] | 42368 | Dimmable | Continuous Below 10 | No |  | 3.1 | 4271.8 | 106.8 | 40 | 20 | 0.9 | 3063 | 82.2
PW7QWH1T | Amerlux | Amerlux LLC | GRUV4-HE-Z-PL-10-LED-3000-HW-120/277-4-MOR | Indoor Luminaires | Linear Ambient | Direct Linear Ambient Luminaires | Standard | FALSE | [9 empty] | 42368 | Dimmable | Continuous Below 10 | No |  | 3.1 | 4145.5 | 103.64 | 40 | 20 | 0.9 | 3063 | 82.2
PJZU2AQ3 | Amerlux | Amerlux LLC | GRUV4-HE-Z-PL-10-LED-3000-HW-120/277-4-BOR | Indoor Luminaires | Linear Ambient | Direct Linear Ambient Luminaires | Standard | FALSE | [9 empty] | 42368 | Dimmable | Continuous Below 10 | No |  | 3.1 | 4145.5 | 103.64 | 40 | 20 | 0.9 | 3063 | 82.2
PG2CVTC1 | Amerlux | Amerlux LLC | GRUV4-HE-Z-PL-10-LED-3000-HW-120/277-4-EOR | Indoor Luminaires | Linear Ambient | Direct Linear Ambient Luminaires | Standard | FALSE | [9 empty] | 42368 | Dimmable | Continuous Below 10 | No |  | 3.1 | 4145.5 | 103.64 | 40 | 20 | 0.9 | 3063 | 82.2
P8SYAQXE | Amerlux | Amerlux LLC | GRUV4-HE-Z-PL-10-LED-3000-HW-120/277-4-IND | Indoor Luminaires | Linear Ambient | Direct Linear Ambient Luminaires | Standard | FALSE | [9 empty] | 42368 | Dimmable | Continuous Below 10 | No |  | 3.1 | 4145.5 | 103.64 | 40 | 20 | 0.9 | 3063 | 82.2
PRHRV9PY | Amerlux | Amerlux LLC | GRUV4-HE-Z-PL-5-LED-3000-HW-120/277-7-IND | Indoor Luminaires | Linear Ambient | Direct Linear Ambient Luminaires | Standard | FALSE | [9 empty] | 42368 | Dimmable | Continuous Below 10 | No |  | 3.1 | 3737.9 | 106.8 | 35 | 20 | 0.9 | 3063 | 82.2
PF3576HM | Amerlux | Amerlux LLC | GRUV4-HE-Z-PL-5-LED-3000-HW-120/277-7-BOR | Indoor Luminaires | Linear Ambient | Direct Linear Ambient Luminaires | Standard | FALSE | [9 empty] | 42368 | Dimmable | Continuous Below 10 | No |  | 3.1 | 3737.9 | 106.8 | 35 | 20 | 0.9 | 3063 | 82.2
P6SHFBYY | Amerlux | Amerlux LLC | GRUV4-HE-Z-PL-5-LED-3000-HW-120/277-7-EOR | Indoor Luminaires | Linear Ambient | Direct Linear Ambient Luminaires | Standard | FALSE | [9 empty] | 42368 | Dimmable | Continuous Below 10 | No |  | 3.1 | 3737.9 | 106.8 | 35 | 20 | 0.9 | 3063 | 82.2
P5JSHPSG | Amerlux | Amerlux LLC | GRUV4-HE-Z-PL-5-LED-3000-HW-120/277-7-MOR | Indoor Luminaires | Linear Ambient | Direct Linear Ambient Luminaires | Standard | FALSE | [9 empty] | 42368 | Dimmable | Continuous Below 10 | No |  | 3.1 | 3737.9 | 106.8 | 35 | 20 | 0.9 | 3063 | 82.2
PRHM7G8S | Amerlux | Amerlux LLC | GRUV4-HE-Z-PL-4-LED-3000-HW-120/277-8-BOR | Indoor Luminaires | Linear Ambient | Direct Linear Ambient Luminaires | Standard | FALSE | [9 empty] | 42368 | Dimmable | Continuous Below 10 | No |  | 3.1 | 3468 | 108.38 | 32 | 20 | 0.9 | 3063 | 82.2
PNPRSE1P | Amerlux | Amerlux LLC | GRUV4-HE-Z-PL-4-LED-3000-HW-120/277-8-EOR | Indoor Luminaires | Linear Ambient | Direct Linear Ambient Luminaires | Standard | FALSE | [9 empty] | 42368 | Dimmable | Continuous Below 10 | No |  | 3.1 | 3468 | 108.38 | 32 | 20 | 0.9 | 3063 | 82.2
PFG7KHZ9 | Amerlux | Amerlux LLC | GRUV4-HE-Z-PL-4-LED-3000-HW-120/277-8-MOR | Indoor Luminaires | Linear Ambient | Direct Linear Ambient Luminaires | Standard | FALSE | [9 empty] | 42368 | Dimmable | Continuous Below 10 | No |  | 3.1 | 3468 | 108.38 | 32 | 20 | 0.9 | 3063 | 82.2
P239HJSM | Amerlux | Amerlux LLC | GRUV4-HE-Z-PL-4-LED-3000-HW-120/277-8-IND | Indoor Luminaires | Linear Ambient | Direct Linear Ambient Luminaires | Standard | FALSE | [9 empty] | 42368 | Dimmable | Continuous Below 10 | No |  | 3.1 | 3468 | 108.38 | 32 | 20 | 0.9 | 3063 | 82.2
PXMG5UCX | Amerlux | Amerlux LLC | GRUV4-HE-Z-PL-5-LED-3000-HW-120/277-6-BOR | Indoor Luminaires | Linear Ambient | Direct Linear Ambient Luminaires | Standard | FALSE | [9 empty] | 42368 | Dimmable | Continuous Below 10 | No |  | 3.1 | 3203.9 | 106.8 | 30 | 20 | 0.9 | 3063 | 82.2
PQ9TVCD6 | Amerlux | Amerlux LLC | GRUV4-HE-Z-PL-5-LED-3000-HW-120/277-6-MOR | Indoor Luminaires | Linear Ambient | Direct Linear Ambient Luminaires | Standard | FALSE | [9 empty] | 42368 | Dimmable | Continuous Below 10 | No |  | 3.1 | 3203.9 | 106.8 | 30 | 20 | 0.9 | 3063 | 82.2
PJF4NFPB | Amerlux | Amerlux LLC | GRUV4-HE-Z-PL-5-LED-3000-HW-120/277-6-IND | Indoor Luminaires | Linear Ambient | Direct Linear Ambient Luminaires | Standard | FALSE | [9 empty] | 42368 | Dimmable | Continuous Below 10 | No |  | 3.1 | 3203.9 | 106.8 | 30 | 20 | 0.9 | 3063 | 82.2
PJD7UYWR | Amerlux | Amerlux LLC | GRUV4-HE-Z-PL-5-LED-3000-HW-120/277-6-EOR | Indoor Luminaires | Linear Ambient | Direct Linear Ambient Luminaires | Standard | FALSE | [9 empty] | 42368 | Dimmable | Continuous Below 10 | No |  | 3.1 | 3203.9 | 106.8 | 30 | 20 | 0.9 | 3063 | 82.2
PC6D4A7T | Amerlux | Amerlux LLC | GRUV4-HE-Z-PL-4-LED-3000-HW-120/277-7-EOR | Indoor Luminaires | Linear Ambient | Direct Linear Ambient Luminaires | Standard | FALSE | [9 empty] | 42368 | Dimmable | Continuous Below 10 | No |  | 3.1 | 3034.5 | 108.38 | 28 | 20 | 0.9 | 3063 | 82.2
P39FPH5T | Amerlux | Amerlux LLC | GRUV4-HE-Z-PL-4-LED-3000-HW-120/277-7-MOR | Indoor Luminaires | Linear Ambient | Direct Linear Ambient Luminaires | Standard | FALSE | [9 empty] | 42368 | Dimmable | Continuous Below 10 | No |  | 3.1 | 3034.5 | 108.38 | 28 | 20 | 0.9 | 3063 | 82.2
P2MBS7QH | Amerlux | Amerlux LLC | GRUV4-HE-Z-PL-4-LED-3000-HW-120/277-7-IND | Indoor Luminaires | Linear Ambient | Direct Linear Ambient Luminaires | Standard | FALSE | [9 empty] | 42368 | Dimmable | Continuous Below 10 | No |  | 3.1 | 3034.5 | 108.38 | 28 | 20 | 0.9 | 3063 | 82.2
P24CP6D1 | Amerlux | Amerlux LLC | GRUV4-HE-Z-PL-4-LED-3000-HW-120/277-7-BOR | Indoor Luminaires | Linear Ambient | Direct Linear Ambient Luminaires | Standard | FALSE | [9 empty] | 42368 | Dimmable | Continuous Below 10 | No |  | 3.1 | 3034.5 | 108.38 | 28 | 20 | 0.9 | 3063 | 82.2
P8VE9JW4 | Amerlux | Amerlux LLC | GRUV4-HE-Z-PL-5-LED-3000-HW-120/277-5-IND | Indoor Luminaires | Linear Ambient | Direct Linear Ambient Luminaires | Standard | FALSE | [9 empty] | 42368 | Dimmable | Continuous Below 10 | No |  | 3.1 | 2669.9 | 106.8 | 25 | 20 | 0.9 | 3063 | 82.2
P8HZC1DM | Amerlux | Amerlux LLC | GRUV4-HE-Z-PL-5-LED-3000-HW-120/277-5-EOR | Indoor Luminaires | Linear Ambient | Direct Linear Ambient Luminaires | Standard | FALSE | [9 empty] | 42368 | Dimmable | Continuous Below 10 | No |  | 3.1 | 2669.9 | 106.8 | 25 | 20 | 0.9 | 3063 | 82.2
P7AD5P3T | Amerlux | Amerlux LLC | GRUV4-HE-Z-PL-5-LED-3000-HW-120/277-5-MOR | Indoor Luminaires | Linear Ambient | Direct Linear Ambient Luminaires | Standard | FALSE | [9 empty] | 42368 | Dimmable | Continuous Below 10 | No |  | 3.1 | 2669.9 | 106.8 | 25 | 20 | 0.9 | 3063 | 82.2
P4G6ZMY2 | Amerlux | Amerlux LLC | GRUV4-HE-Z-PL-5-LED-3000-HW-120/277-5-BOR | Indoor Luminaires | Linear Ambient | Direct Linear Ambient Luminaires | Standard | FALSE | [9 empty] | 42368 | Dimmable | Continuous Below 10 | No |  | 3.1 | 2669.9 | 106.8 | 25 | 20 | 0.9 | 3063 | 82.2
PW8S1F56 | Amerlux | Amerlux LLC | GRUV4-HE-Z-PL-4-LED-3000-HW-120/277-6-BOR | Indoor Luminaires | Linear Ambient | Direct Linear Ambient Luminaires | Standard | FALSE | [9 empty] | 42368 | Dimmable | Continuous Below 10 | No |  | 3.1 | 2601 | 108.38 | 24 | 20 | 0.9 | 3063 | 82.2
PSY64JG9 | Amerlux | Amerlux LLC | GRUV4-HE-Z-PL-4-LED-3000-HW-120/277-6-IND | Indoor Luminaires | Linear Ambient | Direct Linear Ambient Luminaires | Standard | FALSE | [9 empty] | 42368 | Dimmable | Continuous Below 10 | No |  | 3.1 | 2601 | 108.38 | 24 | 20 | 0.9 | 3063 | 82.2
PJGS4NJR | Amerlux | Amerlux LLC | GRUV4-HE-Z-PL-4-LED-3000-HW-120/277-6-EOR | Indoor Luminaires | Linear Ambient | Direct Linear Ambient Luminaires | Standard | FALSE | [9 empty] | 42368 | Dimmable | Continuous Below 10 | No |  | 3.1 | 2601 | 108.38 | 24 | 20 | 0.9 | 3063 | 82.2
PCSHQHX8 | Amerlux | Amerlux LLC | GRUV4-HE-Z-PL-4-LED-3000-HW-120/277-6-MOR | Indoor Luminaires | Linear Ambient | Direct Linear Ambient Luminaires | Standard | FALSE | [9 empty] | 42368 | Dimmable | Continuous Below 10 | No |  | 3.1 | 2601 | 108.38 | 24 | 20 | 0.9 | 3063 | 82.2
PZR69XQ5 | Amerlux | Amerlux LLC | GRUV4-HE-Z-PL-4-LED-3000-HW-120/277-5-MOR | Indoor Luminaires | Linear Ambient | Direct Linear Ambient Luminaires | Standard | FALSE | [9 empty] | 42368 | Dimmable | Continuous Below 10 | No |  | 3.1 | 2167.5 | 108.38 | 20 | 20 | 0.9 | 3063 | 82.2
PYGZBBM8 | Amerlux | Amerlux LLC | GRUV4-HE-Z-PL-4-LED-3000-HW-120/277-5-BOR | Indoor Luminaires | Linear Ambient | Direct Linear Ambient Luminaires | Standard | FALSE | [9 empty] | 42368 | Dimmable | Continuous Below 10 | No |  | 3.1 | 2167.5 | 108.38 | 20 | 20 | 0.9 | 3063 | 82.2
PMAN4953 | Amerlux | Amerlux LLC | GRUV4-HE-Z-PL-4-LED-3000-HW-120/277-5-EOR | Indoor Luminaires | Linear Ambient | Direct Linear Ambient Luminaires | Standard | FALSE | [9 empty] | 42368 | Dimmable | Continuous Below 10 | No |  | 3.1 | 2167.5 | 108.38 | 20 | 20 | 0.9 | 3063 | 82.2
P28355G5 | Amerlux | Amerlux LLC | GRUV4-HE-Z-PL-4-LED-3000-HW-120/277-5-IND | Indoor Luminaires | Linear Ambient | Direct Linear Ambient Luminaires | Standard | FALSE | [9 empty] | 42368 | Dimmable | Continuous Below 10 | No |  | 3.1 | 2167.5 | 108.38 | 20 | 20 | 0.9 | 3063 | 82.2
PUWR1YHA | Amerlux | Amerlux LLC | GRUV4-HE-Z-PL-5-LED-3000-HW-120/277-4-BOR | Indoor Luminaires | Linear Ambient | Direct Linear Ambient Luminaires | Standard | FALSE | [9 empty] | 42368 | Dimmable | Continuous Below 10 | No |  | 3.1 | 2135.9 | 106.8 | 20 | 20 | 0.9 | 3063 | 82.2
PRS9X5NP | Amerlux | Amerlux LLC | GRUV4-HE-Z-PL-5-LED-3000-HW-120/277-4-EOR | Indoor Luminaires | Linear Ambient | Direct Linear Ambient Luminaires | Standard | FALSE | [9 empty] | 42368 | Dimmable | Continuous Below 10 | No |  | 3.1 | 2135.9 | 106.8 | 20 | 20 | 0.9 | 3063 | 82.2
PQS57DKZ | Amerlux | Amerlux LLC | GRUV4-HE-Z-PL-5-LED-3000-HW-120/277-4-IND | Indoor Luminaires | Linear Ambient | Direct Linear Ambient Luminaires | Standard | FALSE | [9 empty] | 42368 | Dimmable | Continuous Below 10 | No |  | 3.1 | 2135.9 | 106.8 | 20 | 20 | 0.9 | 3063 | 82.2
PA9DT4Z8 | Amerlux | Amerlux LLC | GRUV4-HE-Z-PL-5-LED-3000-HW-120/277-4-MOR | Indoor Luminaires | Linear Ambient | Direct Linear Ambient Luminaires | Standard | FALSE | [9 empty] | 42368 | Dimmable | Continuous Below 10 | No |  | 3.1 | 2135.9 | 106.8 | 20 | 20 | 0.9 | 3063 | 82.2
PVXHV9VN | Amerlux | Amerlux LLC | GRUV4-HE-Z-PL-4-LED-3000-HW-120/277-4-BOR | Indoor Luminaires | Linear Ambient | Direct Linear Ambient Luminaires | Standard | FALSE | [9 empty] | 42368 | Dimmable | Continuous Below 10 | No |  | 3.1 | 1734 | 108.38 | 16 | 20 | 0.9 | 3063 | 82.2
PUS6U5ZH | Amerlux | Amerlux LLC | GRUV4-HE-Z-PL-4-LED-3000-HW-120/277-4-EOR | Indoor Luminaires | Linear Ambient | Direct Linear Ambient Luminaires | Standard | FALSE | [9 empty] | 42368 | Dimmable | Continuous Below 10 | No |  | 3.1 | 1734 | 108.38 | 16 | 20 | 0.9 | 3063 | 82.2
P1BKDJQT | Amerlux | Amerlux LLC | GRUV4-HE-Z-PL-4-LED-3000-HW-120/277-4-MOR | Indoor Luminaires | Linear Ambient | Direct Linear Ambient Luminaires | Standard | FALSE | [9 empty] | 42368 | Dimmable | Continuous Below 10 | No |  | 3.1 | 1734 | 108.38 | 16 | 20 | 0.9 | 3063 | 82.2
PXAJU59KG | H.E. Williams Inc. |  | 39-4-L52-835-A-DIM-UNV | Indoor Luminaires | Linear Ambient | Direct Linear Ambient Luminaires | Standard | TRUE | 5198 | 101.7 | 51.101 | 8.25 | 0.9764 | 3531 | 84.31 | 5 | 50000 | 42361 |  |  | No |  | 3 | 5198 | 101.7 | 51.101 | 4.9745 | 0.9984 | 3531 | 84.31
PUUKVQF6 | Philips Day-Brite | Philips Day-Brite | LFR4FLSLD5530UDZT | Indoor Luminaires | Linear Ambient | Direct Linear Ambient Luminaires | Standard | TRUE | 5229.2 | 99.41 | 52.6 | 12.2 | 0.967 | 3124 | 81.42 | 5 | 50000 | 42360 |  |  | No |  | 3.1 | 5120 | 95.34 | 53.7 | 20 | 0.9 | 3000 | 80
PN5SY4VF | Philips Day-Brite | Philips Day-Brite | LFR4FLSLD37303DZT | Indoor Luminaires | Linear Ambient | Direct Linear Ambient Luminaires | Standard | TRUE | 3468.6 | 100.54 | 34.5 | 7.3 | 0.967 | 3111 | 81.57 | 5 | 50000 | 42360 |  |  | No |  | 3.1 | 3398 | 96.53 | 35.2 | 20 | 0.9 | 3000 | 80
PQX5ZC7H | Alphalite Inc. | Alphalite | ILL-4H/830 | Indoor Luminaires | Linear Ambient | Direct Linear Ambient Luminaires | Standard | TRUE | 3638.5 | 104.4 | 34.85 | 5.22 | 0.9407 | 3122 | 84 | 5 | 50000 | 42360 |  |  | No |  | 3 | 3638.5 | 104.4 | 34.85 | 20 | 0.997 | 3000 | 84
PRSGRPW2 | Philips Day-Brite | Philips Day-Brite | LF2FR20303DZT | Indoor Luminaires | Linear Ambient | Direct Linear Ambient Luminaires | Standard | TRUE | 1966.6 | 101.37 | 19.4 | 14.9 | 0.94 | 3094 | 81.09 | 5 | 50000 | 42360 |  |  | No |  | 3.1 | 1927 | 97.32 | 19.8 | 20 | 0.9 | 3000 | 80
P6C4X66F | Alphalite Inc. | Alphalite | ILL-4H/850 | Indoor Luminaires | Linear Ambient | Direct Linear Ambient Luminaires | Standard | FALSE | [9 empty] | 42360 |  |  | No |  | 3 | 3790.5 | 107.02 | 35.42 | 20 | 0.997 | 5000 | 82.8
PEXQGK6N | Alphalite Inc. | Alphalite | ILL-4H/840 | Indoor Luminaires | Linear Ambient | Direct Linear Ambient Luminaires | Standard | FALSE | [9 empty] | 42360 |  |  | No |  | 3 | 3710.4 | 106.34 | 34.89 | 20 | 0.997 | 4000 | 84.2
PQ91XM4F | Alphalite Inc. | Alphalite | ILL-4H/835 | Indoor Luminaires | Linear Ambient | Direct Linear Ambient Luminaires | Standard | FALSE | [9 empty] | 42360 |  |  | No |  | 3 | 3682.7 | 105.2 | 35.01 | 20 | 0.997 | 3500 | 83.1
PWNTHHQC | Philips Day-Brite | Philips Day-Brite | LF4FR6050UDZT(FH360) | Indoor Luminaires | Linear Ambient | Direct Linear Ambient Luminaires | Standard | FALSE | [9 empty] | 42360 |  |  | No |  | 3.1 | 6011 | 109.89 | 54.7 | 20 | 0.9 | 5000 | 80
P4U1EJG8 | Philips Day-Brite | Philips Day-Brite | LFR4FLPER5550UDZT | Indoor Luminaires | Linear Ambient | Direct Linear Ambient Luminaires | Standard | FALSE | [9 empty] | 42360 |  |  | No |  | 3.1 | 5668 | 105.55 | 53.7 | 20 | 0.9 | 5000 | 80
PSNEGEUT | Philips Day-Brite | Philips Day-Brite | LFR4FLSLT5550UDZT | Indoor Luminaires | Linear Ambient | Direct Linear Ambient Luminaires | Standard | FALSE | [9 empty] | 42360 |  |  | No |  | 3.1 | 5454 | 101.56 | 53.7 | 20 | 0.9 | 5000 | 80
PM3J9FV8 | Philips Day-Brite | Philips Day-Brite | LFR4FLSLD5550UDZT | Indoor Luminaires | Linear Ambient | Direct Linear Ambient Luminaires | Standard | FALSE | [9 empty] | 42360 |  |  | No |  | 3.1 | 5454 | 101.56 | 53.7 | 20 | 0.9 | 5000 | 80
PD1XWZC1 | Philips Day-Brite | Philips Day-Brite | LF4FR52H503DZT | Indoor Luminaires | Linear Ambient | Direct Linear Ambient Luminaires | Standard | FALSE | [9 empty] | 42360 |  |  | No |  | 3.1 | 5204 | 114.12 | 45.6 | 20 | 0.9 | 5000 | 80
P451QXKJ | Philips Day-Brite | Philips Day-Brite | LF4FR52H50UDZT | Indoor Luminaires | Linear Ambient | Direct Linear Ambient Luminaires | Standard | FALSE | [9 empty] | 42360 |  |  | No |  | 3.1 | 5204 | 115.9 | 44.9 | 20 | 0.9 | 5000 | 80
PN6Z61WG | Philips Day-Brite | Philips Day-Brite | LFR4FLPER3750UDZT | Indoor Luminaires | Linear Ambient | Direct Linear Ambient Luminaires | Standard | FALSE | [9 empty] | 42360 |  |  | No |  | 3.1 | 3730 | 107.49 | 34.7 | 20 | 0.9 | 5000 | 80
P3KW3ZXD | Philips Day-Brite | Philips Day-Brite | LFR4FLPER37503DZT | Indoor Luminaires | Linear Ambient | Direct Linear Ambient Luminaires | Standard | FALSE | [9 empty] | 42360 |  |  | No |  | 3.1 | 3730 | 105.97 | 35.2 | 20 | 0.9 | 5000 | 80
PSA6ETSY | Philips Day-Brite | Philips Day-Brite | LFR4FLSLT3750UDZT | Indoor Luminaires | Linear Ambient | Direct Linear Ambient Luminaires | Standard | FALSE | [9 empty] | 42360 |  |  | No |  | 3.1 | 3624 | 104.44 | 34.7 | 20 | 0.9 | 5000 | 80
PHMFVU1E | Philips Day-Brite | Philips Day-Brite | LFR4FLSLT37503DZT | Indoor Luminaires | Linear Ambient | Direct Linear Ambient Luminaires | Standard | FALSE | [9 empty] | 42360 |  |  | No |  | 3.1 | 3624 | 102.95 | 35.2 | 20 | 0.9 | 5000 | 80
PUC62MBK | Philips Day-Brite | Philips Day-Brite | LFR4FLSLD37503DZT | Indoor Luminaires | Linear Ambient | Direct Linear Ambient Luminaires | Standard | FALSE | [9 empty] | 42360 |  |  | No |  | 3.1 | 3601 | 102.3 | 35.2 | 20 | 0.9 | 5000 | 80
PD7CK2GP | Philips Day-Brite | Philips Day-Brite | LFR4FLSLD3750UDZT | Indoor Luminaires | Linear Ambient | Direct Linear Ambient Luminaires | Standard | FALSE | [9 empty] | 42360 |  |  | No |  | 3.1 | 3601 | 103.78 | 34.7 | 20 | 0.9 | 5000 | 80
PGQA8QTY | Philips Day-Brite | Philips Day-Brite | LF2FR20503DZT | Indoor Luminaires | Linear Ambient | Direct Linear Ambient Luminaires | Standard | FALSE | [9 empty] | 42360 |  |  | No |  | 3.1 | 2042 | 103.13 | 19.8 | 20 | 0.9 | 5000 | 80
PEH7Y9MX | Philips Day-Brite | Philips Day-Brite | LF2FR2050UDZT | Indoor Luminaires | Linear Ambient | Direct Linear Ambient Luminaires | Standard | FALSE | [9 empty] | 42360 |  |  | No |  | 3.1 | 2042 | 110.98 | 18.4 | 20 | 0.9 | 5000 | 80
PC8P2DMN | Philips Day-Brite | Philips Day-Brite | LF4FR6040UDZT(FH360) | Indoor Luminaires | Linear Ambient | Direct Linear Ambient Luminaires | Standard | FALSE | [9 empty] | 42360 |  |  | No |  | 3.1 | 5952 | 108.81 | 54.7 | 20 | 0.9 | 4000 | 80
P5V7CBVH | Philips Day-Brite | Philips Day-Brite | LFR4FLPER5540UDZT | Indoor Luminaires | Linear Ambient | Direct Linear Ambient Luminaires | Standard | FALSE | [9 empty] | 42360 |  |  | No |  | 3.1 | 5612 | 104.51 | 53.7 | 20 | 0.9 | 4000 | 80
PN1QM75J | Philips Day-Brite | Philips Day-Brite | LFR4FLSLT5540UDZT | Indoor Luminaires | Linear Ambient | Direct Linear Ambient Luminaires | Standard | FALSE | [9 empty] | 42360 |  |  | No |  | 3.1 | 5400 | 100.56 | 53.7 | 20 | 0.9 | 4000 | 80
PMMPSBMY | Philips Day-Brite | Philips Day-Brite | LFR4FLSLD5540UDZT | Indoor Luminaires | Linear Ambient | Direct Linear Ambient Luminaires | Standard | FALSE | [9 empty] | 42360 |  |  | No |  | 3.1 | 5399 | 100.54 | 53.7 | 20 | 0.9 | 4000 | 80
PF3QAUPU | Philips Day-Brite | Philips Day-Brite | LF4FR52H40UDZT | Indoor Luminaires | Linear Ambient | Direct Linear Ambient Luminaires | Standard | FALSE | [9 empty] | 42360 |  |  | No |  | 3.1 | 5155 | 114.81 | 44.9 | 20 | 0.9 | 4000 | 80
P1HM8BZJ | Philips Day-Brite | Philips Day-Brite | LF4FR52H403DZT | Indoor Luminaires | Linear Ambient | Direct Linear Ambient Luminaires | Standard | FALSE | [9 empty] | 42360 |  |  | No |  | 3.1 | 5155 | 113.05 | 45.6 | 20 | 0.9 | 4000 | 80
PKZJZJ3M | Philips Day-Brite | Philips Day-Brite | LFR4FLPER37403DZT | Indoor Luminaires | Linear Ambient | Direct Linear Ambient Luminaires | Standard | FALSE | [9 empty] | 42360 |  |  | No |  | 3.1 | 3694 | 104.94 | 35.2 | 20 | 0.9 | 4000 | 80
P2YXUTZE | Philips Day-Brite | Philips Day-Brite | LFR4FLPER3740UDZT | Indoor Luminaires | Linear Ambient | Direct Linear Ambient Luminaires | Standard | FALSE | [9 empty] | 42360 |  |  | No |  | 3.1 | 3694 | 106.46 | 34.7 | 20 | 0.9 | 4000 | 80
P5FGPKDN | Philips Day-Brite | Philips Day-Brite | LFR4FLSLT37403DZT | Indoor Luminaires | Linear Ambient | Direct Linear Ambient Luminaires | Standard | FALSE | [9 empty] | 42360 |  |  | No |  | 3.1 | 3588 | 101.93 | 35.2 | 20 | 0.9 | 4000 | 80
P2AWHV7A | Philips Day-Brite | Philips Day-Brite | LFR4FLSLT3740UDZT | Indoor Luminaires | Linear Ambient | Direct Linear Ambient Luminaires | Standard | FALSE | [9 empty] | 42360 |  |  | No |  | 3.1 | 3588 | 103.4 | 34.7 | 20 | 0.9 | 4000 | 80
PS8HERWV | Philips Day-Brite | Philips Day-Brite | LFR4FLSLD3740UDZT | Indoor Luminaires | Linear Ambient | Direct Linear Ambient Luminaires | Standard | FALSE | [9 empty] | 42360 |  |  | No |  | 3.1 | 3567 | 102.8 | 34.7 | 20 | 0.9 | 4000 | 80
P4TD8ABZ | Philips Day-Brite | Philips Day-Brite | LFR4FLSLD37403DZT | Indoor Luminaires | Linear Ambient | Direct Linear Ambient Luminaires | Standard | FALSE | [9 empty] | 42360 |  |  | No |  | 3.1 | 3567 | 101.34 | 35.2 | 20 | 0.9 | 4000 | 80
PS4G1K9H | Philips Day-Brite | Philips Day-Brite | LF2FR20403DZT | Indoor Luminaires | Linear Ambient | Direct Linear Ambient Luminaires | Standard | FALSE | [9 empty] | 42360 |  |  | No |  | 3.1 | 2023 | 102.17 | 19.8 | 20 | 0.9 | 4000 | 80
P6V3PRCC | Philips Day-Brite | Philips Day-Brite | LF2FR2040UDZT | Indoor Luminaires | Linear Ambient | Direct Linear Ambient Luminaires | Standard | FALSE | [9 empty] | 42360 |  |  | No |  | 3.1 | 2023 | 109.95 | 18.4 | 20 | 0.9 | 4000 | 80
PXX79K3G | Philips Day-Brite | Philips Day-Brite | LF4FR6035UDZT(FH360) | Indoor Luminaires | Linear Ambient | Direct Linear Ambient Luminaires | Standard | FALSE | [9 empty] | 42360 |  |  | No |  | 3.1 | 5832 | 106.62 | 54.7 | 20 | 0.9 | 3500 | 80
PZ6BTRU9 | Philips Day-Brite | Philips Day-Brite | LFR4FLPER5535UDZT | Indoor Luminaires | Linear Ambient | Direct Linear Ambient Luminaires | Standard | FALSE | [9 empty] | 42360 |  |  | No |  | 3.1 | 5500 | 102.42 | 53.7 | 20 | 0.9 | 3500 | 80
P7HUN8VP | Philips Day-Brite | Philips Day-Brite | LFR4FLSLD5535UDZT | Indoor Luminaires | Linear Ambient | Direct Linear Ambient Luminaires | Standard | FALSE | [9 empty] | 42360 |  |  | No |  | 3.1 | 5292 | 98.55 | 53.7 | 20 | 0.9 | 3500 | 80
P42NK6E3 | Philips Day-Brite | Philips Day-Brite | LFR4FLSLT5535UDZT | Indoor Luminaires | Linear Ambient | Direct Linear Ambient Luminaires | Standard | FALSE | [9 empty] | 42360 |  |  | No |  | 3.1 | 5290 | 98.51 | 53.7 | 20 | 0.9 | 3500 | 80
PFSD86UY | Philips Day-Brite | Philips Day-Brite | LF4FR52H353DZT | Indoor Luminaires | Linear Ambient | Direct Linear Ambient Luminaires | Standard | FALSE | [9 empty] | 42360 |  |  | No |  | 3.1 | 5057 | 110.9 | 45.6 | 20 | 0.9 | 3500 | 80
P8KJM34W | Philips Day-Brite | Philips Day-Brite | LF4FR52H35UDZT | Indoor Luminaires | Linear Ambient | Direct Linear Ambient Luminaires | Standard | FALSE | [9 empty] | 42360 |  |  | No |  | 3.1 | 5057 | 112.63 | 44.9 | 20 | 0.9 | 3500 | 80
PV1JX56P | Philips Day-Brite | Philips Day-Brite | LFR4FLPER37353DZT | Indoor Luminaires | Linear Ambient | Direct Linear Ambient Luminaires | Standard | FALSE | [9 empty] | 42360 |  |  | No |  | 3.1 | 3620 | 102.84 | 35.2 | 20 | 0.9 | 3500 | 80
PJU5WM56 | Philips Day-Brite | Philips Day-Brite | LFR4FLPER3735UDZT | Indoor Luminaires | Linear Ambient | Direct Linear Ambient Luminaires | Standard | FALSE | [9 empty] | 42360 |  |  | No |  | 3.1 | 3620 | 104.32 | 34.7 | 20 | 0.9 | 3500 | 80
PYU83WAH | Philips Day-Brite | Philips Day-Brite | LFR4FLSLT3735UDZT | Indoor Luminaires | Linear Ambient | Direct Linear Ambient Luminaires | Standard | FALSE | [9 empty] | 42360 |  |  | No |  | 3.1 | 3516 | 101.33 | 34.7 | 20 | 0.9 | 3500 | 80
P1SJK1WG | Philips Day-Brite | Philips Day-Brite | LFR4FLSLT37353DZT | Indoor Luminaires | Linear Ambient | Direct Linear Ambient Luminaires | Standard | FALSE | [9 empty] | 42360 |  |  | No |  | 3.1 | 3516 | 99.89 | 35.2 | 20 | 0.9 | 3500 | 80
PG4RNSCB | Philips Day-Brite | Philips Day-Brite | LFR4FLSLD3735UDZT | Indoor Luminaires | Linear Ambient | Direct Linear Ambient Luminaires | Standard | FALSE | [9 empty] | 42360 |  |  | No |  | 3.1 | 3500 | 100.86 | 34.7 | 20 | 0.9 | 3500 | 80
P2J5V1P9 | Philips Day-Brite | Philips Day-Brite | LFR4FLSLD37353DZT | Indoor Luminaires | Linear Ambient | Direct Linear Ambient Luminaires | Standard | FALSE | [9 empty] | 42360 |  |  | No |  | 3.1 | 3500 | 99.43 | 35.2 | 20 | 0.9 | 3500 | 80
P42TAX3C | Philips Day-Brite | Philips Day-Brite | LF2FR2035UDZT | Indoor Luminaires | Linear Ambient | Direct Linear Ambient Luminaires | Standard | FALSE | [9 empty] | 42360 |  |  | No |  | 3.1 | 1984 | 107.83 | 18.4 | 20 | 0.9 | 3500 | 80
P2QP37HG | Philips Day-Brite | Philips Day-Brite | LF2FR20353DZT | Indoor Luminaires | Linear Ambient | Direct Linear Ambient Luminaires | Standard | FALSE | [9 empty] | 42360 |  |  | No |  | 3.1 | 1984 | 100.2 | 19.8 | 20 | 0.9 | 3500 | 80
PW5RSP5Z | Philips Day-Brite | Philips Day-Brite | LF4FR6030UDZT(FH360) | Indoor Luminaires | Linear Ambient | Direct Linear Ambient Luminaires | Standard | FALSE | [9 empty] | 42360 |  |  | No |  | 3.1 | 5654 | 103.36 | 54.7 | 20 | 0.9 | 3000 | 80
P1QPNAWK | Philips Day-Brite | Philips Day-Brite | LFR4FLPER5530UDZT | Indoor Luminaires | Linear Ambient | Direct Linear Ambient Luminaires | Standard | FALSE | [9 empty] | 42360 |  |  | No |  | 3.1 | 5331 | 99.27 | 53.7 | 20 | 0.9 | 3000 | 80
P5D45YCG | Philips Day-Brite | Philips Day-Brite | LFR4FLSLT5530UDZT | Indoor Luminaires | Linear Ambient | Direct Linear Ambient Luminaires | Standard | FALSE | [9 empty] | 42360 |  |  | No |  | 3.1 | 5127 | 95.47 | 53.7 | 20 | 0.9 | 3000 | 80
P7C9PN7U | Philips Day-Brite | Philips Day-Brite | LF4FR52H30UDZT | Indoor Luminaires | Linear Ambient | Direct Linear Ambient Luminaires | Standard | FALSE | [9 empty] | 42360 |  |  | No |  | 3.1 | 4910 | 109.35 | 44.9 | 20 | 0.9 | 3000 | 80
P6QC8UZN | Philips Day-Brite | Philips Day-Brite | LF4FR52H303DZT | Indoor Luminaires | Linear Ambient | Direct Linear Ambient Luminaires | Standard | FALSE | [9 empty] | 42360 |  |  | No |  | 3.1 | 4910 | 107.68 | 45.6 | 20 | 0.9 | 3000 | 80
PZRYBG6A | Philips Day-Brite | Philips Day-Brite | LFR4FLPER3730UDZT | Indoor Luminaires | Linear Ambient | Direct Linear Ambient Luminaires | Standard | FALSE | [9 empty] | 42360 |  |  | No |  | 3.1 | 3509 | 101.12 | 34.7 | 20 | 0.9 | 3000 | 80
PBPTWAEY | Philips Day-Brite | Philips Day-Brite | LFR4FLPER37303DZT | Indoor Luminaires | Linear Ambient | Direct Linear Ambient Luminaires | Standard | FALSE | [9 empty] | 42360 |  |  | No |  | 3.1 | 3509 | 99.69 | 35.2 | 20 | 0.9 | 3000 | 80
P84NV64F | Philips Day-Brite | Philips Day-Brite | LFR4FLSLT37303DZT | Indoor Luminaires | Linear Ambient | Direct Linear Ambient Luminaires | Standard | FALSE | [9 empty] | 42360 |  |  | No |  | 3.1 | 3408 | 96.82 | 35.2 | 20 | 0.9 | 3000 | 80
P6NPEVKK | Philips Day-Brite | Philips Day-Brite | LFR4FLSLT3730UDZT | Indoor Luminaires | Linear Ambient | Direct Linear Ambient Luminaires | Standard | FALSE | [9 empty] | 42360 |  |  | No |  | 3.1 | 3408 | 98.21 | 34.7 | 20 | 0.9 | 3000 | 80
PB3P5M3E | Philips Day-Brite | Philips Day-Brite | LFR4FLSLD3730UDZT | Indoor Luminaires | Linear Ambient | Direct Linear Ambient Luminaires | Standard | FALSE | [9 empty] | 42360 |  |  | No |  | 3.1 | 3398 | 97.93 | 34.7 | 20 | 0.9 | 3000 | 80
PQNS2MVD | Philips Day-Brite | Philips Day-Brite | LF2FR2030UDZT | Indoor Luminaires | Linear Ambient | Direct Linear Ambient Luminaires | Standard | FALSE | [9 empty] | 42360 |  |  | No |  | 3.1 | 1927 | 104.73 | 18.4 | 20 | 0.9 | 3000 | 80
P78HTMYY | Industrial Lighting Products | Industrial Lighting Products | FZ8F-118WLED-UNIV-50-XXXXX [Any Width Between 4.3?-12? ALL OPTIONS EXCEPT SD480 WC] | Indoor Luminaires | Linear Ambient | Direct Linear Ambient Luminaires | Standard | FALSE | [9 empty] | 42360 |  |  | NotYetVerified |  | 3 | 16661 | 143.5 | 116.1 | 18.7 | 0.95 | 5000 | 80
P755N5VC | Industrial Lighting Products | Industrial Lighting Products | FZ8F-90WLED-UNIV-50-XXXXX [Any Width Between 4.3?-12? ALL OPTIONS EXCEPT SD480 WC] | Indoor Luminaires | Linear Ambient | Direct Linear Ambient Luminaires | Standard | FALSE | [9 empty] | 42360 |  |  | NotYetVerified |  | 3 | 13671 | 151.9 | 90 | 18.7 | 0.95 | 5000 | 80
PNERWEE9 | Industrial Lighting Products | Industrial Lighting Products | FZ4C-59WLED-UNIV-50-XXXXX [Any Width Between 4.3?-12? ALL OPTIONS EXCEPT SD480 WC] | Indoor Luminaires | Linear Ambient | Direct Linear Ambient Luminaires | Standard | FALSE | [9 empty] | 42360 |  |  | NotYetVerified |  | 3 | 8347 | 143.8 | 58 | 18.7 | 0.95 | 5000 | 80
P6UNY33Q | Industrial Lighting Products | Industrial Lighting Products | FZ4C-45WLED-UNIV-50-XXXXX [Any Width Between 4.3?-12? ALL OPTIONS EXCEPT SD480 WC] | Indoor Luminaires | Linear Ambient | Direct Linear Ambient Luminaires | Standard | FALSE | [9 empty] | 42360 |  |  | NotYetVerified |  | 3 | 6849 | 152.2 | 45 | 18.7 | 0.95 | 5000 | 80
PSG3SKK4 | Industrial Lighting Products | Industrial Lighting Products | FZ4C-36WLED-UNIV-50-XXXXX [Any Width Between 4.3?-12? ALL OPTIONS EXCEPT SD480 WC] | Indoor Luminaires | Linear Ambient | Direct Linear Ambient Luminaires | Standard | FALSE | [9 empty] | 42360 |  |  | NotYetVerified |  | 3 | 5831 | 157.6 | 37 | 18.7 | 0.95 | 5000 | 80
P5BCM7HW | Industrial Lighting Products | Industrial Lighting Products | FZ8F-118WLED-UNIV-40-XXXXX [Any Width Between 4.3?-12? ALL OPTIONS EXCEPT SD480 WC] | Indoor Luminaires | Linear Ambient | Direct Linear Ambient Luminaires | Standard | FALSE | [9 empty] | 42360 |  |  | NotYetVerified |  | 3 | 16594 | 139.9 | 118.6 | 18.7 | 0.95 | 4000 | 80
P7JQT4H1 | Industrial Lighting Products | Industrial Lighting Products | FZ8F-90WLED-UNIV-40-XXXXX [Any Width Between 4.3?-12? ALL OPTIONS EXCEPT SD480 WC] | Indoor Luminaires | Linear Ambient | Direct Linear Ambient Luminaires | Standard | FALSE | [9 empty] | 42360 |  |  | NotYetVerified |  | 3 | 13346 | 148.3 | 90 | 18.7 | 0.95 | 4000 | 80
PFXS4R85 | Industrial Lighting Products | Industrial Lighting Products | FZ4C-59WLED-UNIV-40-XXXXX [Any Width Between 4.3?-12? ALL OPTIONS EXCEPT SD480 WC] | Indoor Luminaires | Linear Ambient | Direct Linear Ambient Luminaires | Standard | FALSE | [9 empty] | 42360 |  |  | NotYetVerified |  | 3 | 8313 | 140.2 | 59.3 | 18.7 | 0.95 | 4000 | 80
PX4XAYFZ | Industrial Lighting Products | Industrial Lighting Products | FZ4C-45WLED-UNIV-40-XXXXX [Any Width Between 4.3?-12? ALL OPTIONS EXCEPT SD480 WC] | Indoor Luminaires | Linear Ambient | Direct Linear Ambient Luminaires | Standard | FALSE | [9 empty] | 42360 |  |  | NotYetVerified |  | 3 | 6686 | 148.6 | 45 | 18.7 | 0.95 | 4000 | 80
PY9K3AGH | Industrial Lighting Products | Industrial Lighting Products | FZ4C-36WLED-UNIV-40-XXXXX [Any Width Between 4.3?-12? ALL OPTIONS EXCEPT SD480 WC] | Indoor Luminaires | Linear Ambient | Direct Linear Ambient Luminaires | Standard | FALSE | [9 empty] | 42360 |  |  | NotYetVerified |  | 3 | 5697 | 154 | 37 | 18.7 | 0.95 | 4000 | 80
PGEVDHMR | Industrial Lighting Products | Industrial Lighting Products | FZ8F-118WLED-UNIV-35-XXXXX [Any Width Between 4.3?-12? ALL OPTIONS EXCEPT SD480 WC] | Indoor Luminaires | Linear Ambient | Direct Linear Ambient Luminaires | Standard | FALSE | [9 empty] | 42360 |  |  | NotYetVerified |  | 3 | 16167 | 136.3 | 118.6 | 18.7 | 0.95 | 3500 | 80
PXRNJMZU | Industrial Lighting Products | Industrial Lighting Products | FZ8F-90WLED-UNIV-35-XXXXX [Any Width Between 4.3?-12? ALL OPTIONS EXCEPT SD480 WC] | Indoor Luminaires | Linear Ambient | Direct Linear Ambient Luminaires | Standard | FALSE | [9 empty] | 42360 |  |  | NotYetVerified |  | 3 | 13021 | 144.7 | 90 | 18.7 | 0.95 | 3500 | 80
PD7NWFMS | Industrial Lighting Products | Industrial Lighting Products | FZ4C-59WLED-UNIV-35-XXXXX [Any Width Between 4.3?-12? ALL OPTIONS EXCEPT SD480 WC] | Indoor Luminaires | Linear Ambient | Direct Linear Ambient Luminaires | Standard | FALSE | [9 empty] | 42360 |  |  | NotYetVerified |  | 3 | 8099 | 136.6 | 59.3 | 18.7 | 0.95 | 3500 | 80
PG3XMG1K | Industrial Lighting Products | Industrial Lighting Products | FZ4C-45WLED-UNIV-35-XXXXX [Any Width Between 4.3?-12? ALL OPTIONS EXCEPT SD480 WC] | Indoor Luminaires | Linear Ambient | Direct Linear Ambient Luminaires | Standard | FALSE | [9 empty] | 42360 |  |  | NotYetVerified |  | 3 | 6523 | 145 | 45 | 18.7 | 0.95 | 3500 | 80
PRGC6ANX | Industrial Lighting Products | Industrial Lighting Products | FZ4C-36WLED-UNIV-35-XXXXX [Any Width Between 4.3?-12? ALL OPTIONS EXCEPT SD480 WC] | Indoor Luminaires | Linear Ambient | Direct Linear Ambient Luminaires | Standard | FALSE | [9 empty] | 42360 |  |  | NotYetVerified |  | 3 | 5563 | 150.4 | 37 | 18.7 | 0.95 | 3500 | 80
P92N3KWV | Industrial Lighting Products | Industrial Lighting Products | FZ8F-118WLED-UNIV-30-XXXXX [Any Width Between 4.3?-12? ALL OPTIONS EXCEPT SD480 WC] | Indoor Luminaires | Linear Ambient | Direct Linear Ambient Luminaires | Standard | FALSE | [9 empty] | 42360 |  |  | NotYetVerified |  | 3 | 15607 | 132.7 | 117.6 | 18.7 | 0.95 | 3000 | 80
PU34VP62 | Industrial Lighting Products | Industrial Lighting Products | FZ8F-90WLED-UNIV-30-XXXXX [Any Width Between 4.3?-12? ALL OPTIONS EXCEPT SD480 WC] | Indoor Luminaires | Linear Ambient | Direct Linear Ambient Luminaires | Standard | FALSE | [9 empty] | 42360 |  |  | NotYetVerified |  | 3 | 12697 | 141.1 | 90 | 18.7 | 0.95 | 3000 | 80
PQEG88QV | Industrial Lighting Products | Industrial Lighting Products | FZ4C-59WLED-UNIV-30-XXXXX [Any Width Between 4.3?-12? ALL OPTIONS EXCEPT SD480 WC] | Indoor Luminaires | Linear Ambient | Direct Linear Ambient Luminaires | Standard | FALSE | [9 empty] | 42360 |  |  | NotYetVerified |  | 3 | 7882 | 133 | 59.3 | 18.7 | 0.95 | 3000 | 80
P6DETPGM | Industrial Lighting Products | Industrial Lighting Products | FZ4C-45WLED-UNIV-30-XXXXX [Any Width Between 4.3?-12? ALL OPTIONS EXCEPT SD480 WC] | Indoor Luminaires | Linear Ambient | Direct Linear Ambient Luminaires | Standard | FALSE | [9 empty] | 42360 |  |  | NotYetVerified |  | 3 | 6361 | 141.4 | 45 | 18.7 | 0.95 | 3000 | 80
P7X7ZHJJ | Industrial Lighting Products | Industrial Lighting Products | FZ4C-36WLED-UNIV-30-XXXXX [Any Width Between 4.3?-12? ALL OPTIONS EXCEPT SD480 WC] | Indoor Luminaires | Linear Ambient | Direct Linear Ambient Luminaires | Standard | FALSE | [9 empty] | 42360 |  |  | NotYetVerified |  | 3 | 5425 | 146.7 | 37 | 18.7 | 0.95 | 3000 | 80
PZABQUNC | Mercury Lighting Products Co. Inc. | LSV | LSV-4-4000-35K-HTP-SA50-UNI | Indoor Luminaires | Linear Ambient | Direct Linear Ambient Luminaires | Standard | TRUE | 4148 | 115 | 36.082 | 12.93 | 0.9824 | 3521 | 84.16 | 5 | 50000 | 42359 |  |  | Yes |  | 3 | 4148 | 115 | 36.08 | 12.9 | 0.9 | 3500 | 84
PRH844PH | Spring Lighting Group Inc | SLG | SLVP4HUNV5KZZ | Indoor Luminaires | Linear Ambient | Direct Linear Ambient Luminaires | Standard | TRUE | 7111.735 | 127.863 | 55.62 | 23.44 | 0.9513 | 4994 | 81.3 |  |  | 42359 |  |  | NotYetVerified |  | 3 | 7111.735 | 127.863 | 55.62 | 23.44 | 0.9513 | 4994 | 81.3
PA63DVTE | Spring Lighting Group Inc | SLG | SLVP4HUNV4KZZ | Indoor Luminaires | Linear Ambient | Direct Linear Ambient Luminaires | Standard | TRUE | 6855.784 | 124.47 | 55.08 | 23.44 | 0.9513 | 3955 | 83.2 | 5 | 50000 | 42359 |  |  | NotYetVerified |  | 3 | 6855.784 | 124.47 | 55.08 | 23.44 | 0.9513 | 3955 | 83.2
P5SVW4TP | Spring Lighting Group Inc | SLG | SLVP4NUNV4KZZ | Indoor Luminaires | Linear Ambient | Direct Linear Ambient Luminaires | Standard | TRUE | 5262.5 | 132.124 | 39.83 | 15.59 | 0.9356 | 3959 | 83.4 | 5 | 50000 | 42359 |  |  | NotYetVerified |  | 3 | 5262.5 | 132.124 | 39.83 | 15.59 | 0.9356 | 3959 | 83.4
PGTE7XW4 | Spring Lighting Group Inc | SLG | SLVP4NUNV5KZZ | Indoor Luminaires | Linear Ambient | Direct Linear Ambient Luminaires | Standard | TRUE | 5379.145 | 134.647 | 39.95 | 15.59 | 0.9356 | 5010 | 81.7 |  |  | 42359 |  |  | NotYetVerified |  | 3 | 5379.145 | 134.647 | 39.95 | 15.59 | 0.9356 | 5010 | 81.7
PA3ASG29 | Spring Lighting Group Inc | SLG | SLVP2NUNV4KZZ | Indoor Luminaires | Linear Ambient | Direct Linear Ambient Luminaires | Standard | TRUE | 4014.811 | 134.185 | 29.92 | 17.19 | 0.9295 | 3945 | 83.2 | 5 | 50000 | 42359 |  |  | NotYetVerified |  | 3 | 4014.811 | 134.185 | 29.92 | 17.19 | 0.9295 | 3945 | 83.2
PPCKYKJZ | Spring Lighting Group Inc | SLG | SLVP2NUNV5KZZ | Indoor Luminaires | Linear Ambient | Direct Linear Ambient Luminaires | Standard | TRUE | 4203.247 | 140.91 | 29.83 | 17.19 | 0.9295 | 4984 | 81.3 |  |  | 42359 |  |  | NotYetVerified |  | 3 | 4203.247 | 140.91 | 29.83 | 17.19 | 0.9295 | 4984 | 81.3
P981S1BB | Metalumen Manufacturing Inc. | Orbit II O2DS | O2DS-2L35K-4-C-SBO-W-L-4-1-PA-4-X | Indoor Luminaires | Linear Ambient | Linear Ambient Luminaires w/ Indirect component | Standard | TRUE | 9266 | 91.1 | 101.66 | 17.37 | 0.9157 | 3565 | 85.58 | 5 | 50000 | 42359 |  |  | Yes |  | 3.1 | 9266 | 91.1 | 101.66 | 17.37 | 0.9157 | 3565 | 85.58
P65C4N8V | Metalumen Manufacturing Inc. | Orbit II O2DS | O2DS-2L35K-4-C-SBO-W-L-1-1-PA-4-X | Indoor Luminaires | Linear Ambient | Linear Ambient Luminaires w/ Indirect component | Standard | TRUE | 2964 | 113.7 | 26.07 | 17.37 | 0.9157 | 3565 | 85.58 | 5 | 50000 | 42359 |  |  | Yes |  | 3.1 | 2964 | 113.7 | 26.07 | 17.37 | 0.9157 | 3565 | 85.58
P45WMYQVV | Revolution Lighting Technologies | Seesmart | 110401-102 | Indoor Luminaires | Linear Ambient | Direct Linear Ambient Luminaires | Standard | FALSE | [9 empty] | 42359 |  |  | NotYetVerified |  | 3 | 6500 | 108 | 60 | 20 | 0.9 | 5000 | 87
PU2AY7SU | Mercury Lighting Products Co. Inc. | LSV | LSV-4-4000-40K-HTP-SA50-UNI | Indoor Luminaires | Linear Ambient | Direct Linear Ambient Luminaires | Standard | FALSE | [9 empty] | 42359 |  |  | Yes |  | 3 | 4304 | 119 | 36.08 | 12.9 | 0.9 | 4000 | 84
P3X146UB | Metalumen Manufacturing Inc. | Orbit II O2DS | O2DS-2L35K-8-C-SBO-W-L-3-1-PA-4-X | Indoor Luminaires | Linear Ambient | Linear Ambient Luminaires w/ Indirect component | Standard | FALSE | [9 empty] | 42359 | Dimmable | Continuous Below 10 | Yes |  | 3.1 | 9664.24 | 104.7 | 92.3 | 17.37 | 0.9157 | 3565 | 85.58
PHX7U35C | Metalumen Manufacturing Inc. | Orbit II O2DS | O2DS-2L35K-8-C-SBO-W-L-2-1-PA-4-X | Indoor Luminaires | Linear Ambient | Linear Ambient Luminaires w/ Indirect component | Standard | FALSE | [9 empty] | 42359 | Dimmable | Continuous Below 10 | Yes |  | 3.1 | 7442.52 | 110.58 | 67.3 | 17.37 | 0.9157 | 3565 | 85.58
PZMSZ316 | Metalumen Manufacturing Inc. | Orbit II O2DS | O2DS-2L35K-8-C-SBO-W-L-1-1-PA-4-X | Indoor Luminaires | Linear Ambient | Linear Ambient Luminaires w/ Indirect component | Standard | FALSE | [9 empty] | 42359 | Dimmable | Continuous Below 10 | Yes |  | 3.1 | 5924.8 | 114.12 | 51.92 | 17.37 | 0.9157 | 3565 | 85.58
PCTVUKY4 | Metalumen Manufacturing Inc. | Orbit II O2DS | O2DS-2L35K-4-C-SBO-W-L-3-1-PA-4-X | Indoor Luminaires | Linear Ambient | Linear Ambient Luminaires w/ Indirect component | Standard | FALSE | [9 empty] | 42359 | Dimmable | Continuous Below 10 | Yes |  | 3.1 | 4834.73 | 104.32 | 46.35 | 17.37 | 0.9157 | 3565 | 85.58
PKVENTAY | Metalumen Manufacturing Inc. | Orbit II O2DS | O2DS-2L35K-4-C-SBO-W-L-2-1-PA-4-X | Indoor Luminaires | Linear Ambient | Linear Ambient Luminaires w/ Indirect component | Standard | FALSE | [9 empty] | 42359 | Dimmable | Continuous Below 10 | Yes |  | 3.1 | 3723.27 | 110.17 | 33.79 | 17.37 | 0.9157 | 3565 | 85.58
PN68H7Q6 | Metalumen Manufacturing Inc. | Orbit II O2DS | O2DS-2L35K-8-C-SBO-W-L-4-1-PA-4-X | Indoor Luminaires | Linear Ambient | Linear Ambient Luminaires w/ Indirect component | Standard | FALSE | [9 empty] | 42359 | Dimmable | Continuous Below 10 | Yes |  | 3.1 | 18522 | 91.5 | 202.46 | 7.91 | 0.9995 | 3565 | 85.58
P7FDWBKK | Enpac Industries Inc DBA VM5 Lighting Solutions | VM5 Lighting Solutions | VLH-4-58W-40K-UNV-V1 | Indoor Luminaires | Linear Ambient | Direct Linear Ambient Luminaires | Standard | TRUE | 6487.49 | 110.219 | 58.86 | 15.42 | 0.943 | 4066 | 85.7 | 5 | 50000 | 42355 |  |  | No |  | 3.1 | 6487.49 | 110.219 | 58.86 | 15.42 | 0.986 | 4066 | 85.7
P6KBW9PK | Enpac Industries Inc DBA VM5 Lighting Solutions | VM5 Lighting Solutions | VLL-4-18W-40K-UNV-V1 | Indoor Luminaires | Linear Ambient | Direct Linear Ambient Luminaires | Standard | TRUE | 2033.912 | 116.02 | 17.53 | 16.56 | 0.919 | 4073 | 85.3 | 5 | 50000 | 42355 |  |  | No |  | 3.1 | 2033.912 | 116.02 | 17.53 | 16.56 | 0.98 | 4073 | 85.3
PNW3T1JC | Dongguan Souon Industry Co.Ltd | SOUON | SU-SQ1-20W24-I[C S]N/30K | Indoor Luminaires | Linear Ambient | Direct Linear Ambient Luminaires | Standard | TRUE | 1927.16 | 91.86 | 20.98 | 12.67 | 0.8835 | 3122 | 83.4 | 5 | 50000 | 42355 |  |  | No |  | 3.1 | 1428.18 | 101 | 14.14 | 10.32 | 0.989 | 3136 | 83.3
P7SXV5WF | Dongguan Souon Industry Co.Ltd | SOUON | SU-AR1-40W48-I[C S]N/30K | Indoor Luminaires | Linear Ambient | Direct Linear Ambient Luminaires | Standard | TRUE | 3896.58 | 97.66 | 39.9 | 12.33 | 0.8828 | 3123 | 83.9 | 5 | 50000 | 42355 |  |  | No |  | 3.1 | 3896.58 | 97.66 | 39.9 | 12.33 | 0.994 | 3123 | 83.9
PC7W7KBJ | Dongguan Souon Industry Co.Ltd | SOUON | SU-SQ1-40W48-I[C S]N/30K | Indoor Luminaires | Linear Ambient | Direct Linear Ambient Luminaires | Standard | TRUE | 3852.07 | 96.42 | 39.95 | 12.62 | 0.8823 | 3132 | 83.4 | 5 | 50000 | 42355 |  |  | No |  | 3.1 | 3852.07 | 96.42 | 39.95 | 12.62 | 0.993 | 3132 | 83.4
P2WYDHU1 | Dongguan Souon Industry Co.Ltd | SOUON | SU-SQ1-30W48-I[C S]N/30K | Indoor Luminaires | Linear Ambient | Direct Linear Ambient Luminaires | Standard | TRUE | 2850.04 | 99.17 | 28.74 | 10.48 | 0.8805 | 3142 | 83.4 | 5 | 50000 | 42355 |  |  | No |  | 3.1 | 2850.04 | 99.17 | 28.74 | 10.06 | 0.99 | 3142 | 83.4
PF76XSZE | Dongguan Souon Industry Co.Ltd | SOUON | SU-SQ3-30W48-I[C S]N/30K | Indoor Luminaires | Linear Ambient | Direct Linear Ambient Luminaires | Standard | TRUE | 2850.19 | 101.29 | 28.14 | 15.75 | 0.8796 | 3165 | 84.4 | 5 | 50000 | 42355 |  |  | No |  | 3.1 | 2850.19 | 101.29 | 28.14 | 15.75 | 0.988 | 3165 | 84.4
PTYG81SC | Dongguan Souon Industry Co.Ltd | SOUON | SU-SQ3-40W48-I[C S]N/30K | Indoor Luminaires | Linear Ambient | Direct Linear Ambient Luminaires | Standard | TRUE | 3892.57 | 97.68 | 39.85 | 12.5 | 0.8793 | 3136 | 84.3 | 5 | 50000 | 42355 |  |  | No |  | 3.1 | 3892.57 | 97.68 | 39.85 | 12.5 | 0.993 | 3136 | 84.3
PGZET6BR | Dongguan Souon Industry Co.Ltd | SOUON | SU-SQ3-15W24-I[C S]N/30K | Indoor Luminaires | Linear Ambient | Direct Linear Ambient Luminaires | Standard | TRUE | 1426.28 | 100.77 | 14.15 | 11.12 | 0.8788 | 3151 | 84.2 | 5 | 50000 | 42355 |  |  | No |  | 3.1 | 1426.28 | 100.77 | 14.15 | 10.02 | 0.989 | 3151 | 84.2
PZU3M3XV | Dongguan Souon Industry Co.Ltd | SOUON | SU-SQ1-15W24-I[C S]N/30K | Indoor Luminaires | Linear Ambient | Direct Linear Ambient Luminaires | Standard | TRUE | 1428.18 | 101 | 14.14 | 10.98 | 0.8785 | 3136 | 83.3 | 5 | 50000 | 42355 |  |  | No |  | 3.1 | 1428.18 | 101 | 14.14 | 10.32 | 0.989 | 3136 | 83.3
P323BXC4 | Dongguan Souon Industry Co.Ltd | SOUON | SU-AR1-30W48-I[C S]N/30K | Indoor Luminaires | Linear Ambient | Direct Linear Ambient Luminaires | Standard | TRUE | 2850.13 | 100.78 | 28.28 | 15.76 | 0.8761 | 3148 | 84 | 5 | 50000 | 42355 |  |  | No |  | 3.1 | 2850.13 | 100.78 | 28.28 | 15.76 | 0.989 | 3148 | 84
PM1HK4KA | Dongguan Souon Industry Co.Ltd | SOUON | SU-AR1-20W24-I[C S]N/30K | Indoor Luminaires | Linear Ambient | Direct Linear Ambient Luminaires | Standard | TRUE | 1955.2 | 98.25 | 19.9 | 12.5 | 0.8761 | 3113 | 83.7 | 5 | 50000 | 42355 |  |  | No |  | 3.1 | 1955.21 | 98.25 | 19.9 | 12.5 | 0.992 | 3113 | 83.7
P4KG1JTY | Dongguan Souon Industry Co.Ltd | SOUON | SU-AR1-15W24-I[C S]N/30K | Indoor Luminaires | Linear Ambient | Direct Linear Ambient Luminaires | Standard | TRUE | 1426.04 | 98.76 | 14.44 | 15.58 | 0.8748 | 3149 | 83.9 | 5 | 50000 | 42355 |  |  | No |  | 3.1 | 1426.04 | 98.76 | 14.44 | 15.58 | 0.99 | 3149 | 83.9
P1TFVY2Q | Dongguan Souon Industry Co.Ltd | SOUON | SU-SQ3-20W24-I[C S]N/30K | Indoor Luminaires | Linear Ambient | Direct Linear Ambient Luminaires | Standard | TRUE | 1960.52 | 96.44 | 20.33 | 13.22 | 0.8732 | 3124 | 84.2 | 5 | 50000 | 42355 |  |  | No |  | 3.1 | 1960.52 | 96.44 | 20.33 | 13.22 | 0.991 | 3124 | 84.2
PFV1B2G5 | Enpac Industries Inc DBA VM5 Lighting Solutions | VM5 Lighting Solutions | VLH-4-58W-50K-UNV-V1 | Indoor Luminaires | Linear Ambient | Direct Linear Ambient Luminaires | Standard | FALSE | [9 empty] | 42355 |  |  | No |  | 3.1 | 6511.679 | 112.06 | 58.11 | 14.37 | 0.984 | 5282 | 86.7
PC3587FU | Enpac Industries Inc DBA VM5 Lighting Solutions | VM5 Lighting Solutions | VLL-4-18W-50K-UNV-V1 | Indoor Luminaires | Linear Ambient | Direct Linear Ambient Luminaires | Standard | FALSE | [9 empty] | 42355 |  |  | No |  | 3.1 | 2133.372 | 122.96 | 17.35 | 15.08 | 0.983 | 5264 | 86.6
PTQQKCV8 | Enpac Industries Inc DBA VM5 Lighting Solutions | VM5 Lighting Solutions | VLL-4-18W-45K-UNV-V1 | Indoor Luminaires | Linear Ambient | Direct Linear Ambient Luminaires | Standard | FALSE | [9 empty] | 42355 |  |  | No |  | 3.1 | 2088.135 | 119.87 | 17.42 | 16.35 | 0.982 | 4421 | 85.9
PU9EKVJJ | Enpac Industries Inc DBA VM5 Lighting Solutions | VM5 Lighting Solutions | VLH-4-58W-45K-UNV-V1 | Indoor Luminaires | Linear Ambient | Direct Linear Ambient Luminaires | Standard | FALSE | [9 empty] | 42355 |  |  | No |  | 3.1 | 6499.516 | 111.618 | 58.23 | 15.06 | 0.985 | 4315 | 86.2
PXEHAA21 | Dongguan Souon Industry Co.Ltd | SOUON | SU-AR1-15W24-I[C S]N/50K | Indoor Luminaires | Linear Ambient | Direct Linear Ambient Luminaires | Standard | FALSE | [9 empty] | 42355 | Not Dimmable | Not Dimmable | No |  | 3.1 | 1456.9 | 102.45 | 14.22 | 15.58 | 0.989 | 5300 | 83.6
PEPKQS6M | Dongguan Souon Industry Co.Ltd | SOUON | SU-SQ3-40W48-I[C S]N/50K | Indoor Luminaires | Linear Ambient | Direct Linear Ambient Luminaires | Standard | FALSE | [9 empty] | 42355 | Not Dimmable | Not Dimmable | No |  | 3.1 | 3998.56 | 101.15 | 39.53 | 12.5 | 0.992 | 5274 | 84
PP2W1NFS | Dongguan Souon Industry Co.Ltd | SOUON | SU-SQ3-30W48-I[C S]N/50K | Indoor Luminaires | Linear Ambient | Direct Linear Ambient Luminaires | Standard | FALSE | [9 empty] | 42355 | Not Dimmable | Not Dimmable | No |  | 3.1 | 2885.11 | 101.16 | 28.52 | 15.75 | 0.99 | 5272 | 83.7
PBNP3HFU | Dongguan Souon Industry Co.Ltd | SOUON | SU-SQ1-20W24-I[C S]N/50K | Indoor Luminaires | Linear Ambient | Direct Linear Ambient Luminaires | Standard | FALSE | [9 empty] | 42355 | Not Dimmable | Not Dimmable | No |  | 3.1 | 1473.28 | 102.81 | 14.33 | 10.32 | 0.99 | 5272 | 83.1
P4XQD9JY | Dongguan Souon Industry Co.Ltd | SOUON | SU-SQ1-15W24-I[C S]N/50K | Indoor Luminaires | Linear Ambient | Direct Linear Ambient Luminaires | Standard | FALSE | [9 empty] | 42355 | Not Dimmable | Not Dimmable | No |  | 3.1 | 1473.28 | 102.81 | 14.33 | 10.32 | 0.99 | 5272 | 83.1
PMS3JFCE | Dongguan Souon Industry Co.Ltd | SOUON | SU-AR1-30W48-I[C S]N/50K | Indoor Luminaires | Linear Ambient | Direct Linear Ambient Luminaires | Standard | FALSE | [9 empty] | 42355 | Not Dimmable | Not Dimmable | No |  | 3.1 | 2895.93 | 101.72 | 28.47 | 15.76 | 0.99 | 5226 | 83.4
PN2EY3UU | Dongguan Souon Industry Co.Ltd | SOUON | SU-AR1-40W48-I[C S]N/50K | Indoor Luminaires | Linear Ambient | Direct Linear Ambient Luminaires | Standard | FALSE | [9 empty] | 42355 | Not Dimmable | Not Dimmable | No |  | 3.1 | 3974.11 | 99.65 | 39.88 | 12.33 | 0.993 | 5218 | 83.4
PG34TTJP | Dongguan Souon Industry Co.Ltd | SOUON | SU-SQ3-20W24-I[C S]N/50K | Indoor Luminaires | Linear Ambient | Direct Linear Ambient Luminaires | Standard | FALSE | [9 empty] | 42355 | Not Dimmable | Not Dimmable | No |  | 3.1 | 2035.97 | 97.46 | 20.89 | 13.22 | 0.992 | 5216 | 83.5
PRW2RRTS | Dongguan Souon Industry Co.Ltd | SOUON | SU-SQ1-30W48-I[C S]N/50K | Indoor Luminaires | Linear Ambient | Direct Linear Ambient Luminaires | Standard | FALSE | [9 empty] | 42355 | Not Dimmable | Not Dimmable | No |  | 3.1 | 2915.19 | 103.82 | 28.08 | 10.06 | 0.99 | 5216 | 83
P8XB3VYR | Dongguan Souon Industry Co.Ltd | SOUON | SU-SQ3-15W24-I[C S]N/50K | Indoor Luminaires | Linear Ambient | Direct Linear Ambient Luminaires | Standard | FALSE | [9 empty] | 42355 | Not Dimmable | Not Dimmable | No |  | 3.1 | 1462.47 | 103.06 | 14.19 | 10.02 | 0.99 | 5210 | 83.4
PPG291D6 | Dongguan Souon Industry Co.Ltd | SOUON | SU-SQ1-40W48-I[C S]N/50K | Indoor Luminaires | Linear Ambient | Direct Linear Ambient Luminaires | Standard | FALSE | [9 empty] | 42355 | Not Dimmable | Not Dimmable | No |  | 3.1 | 3925.76 | 98.34 | 39.92 | 12.62 | 0.994 | 5180 | 82.6
P73F8YYX | Dongguan Souon Industry Co.Ltd | SOUON | SU-AR1-20W24-I[C S]N/50K | Indoor Luminaires | Linear Ambient | Direct Linear Ambient Luminaires | Standard | FALSE | [9 empty] | 42355 | Not Dimmable | Not Dimmable | No |  | 3.1 | 2093.62 | 105.53 | 19.84 | 12.5 | 0.994 | 5160 | 83.1
PCB7JTTZ | Dongguan Souon Industry Co.Ltd | SOUON | SU-SQ3-30W48-I[C S]N/45K | Indoor Luminaires | Linear Ambient | Direct Linear Ambient Luminaires | Standard | FALSE | [9 empty] | 42355 | Not Dimmable | Not Dimmable | No |  | 3.1 | 2850.19 | 101.29 | 28.14 | 15.75 | 0.988 | 4500 | 84.4
PBWFBR9U | Dongguan Souon Industry Co.Ltd | SOUON | SU-SQ3-40W48-I[C S]N/45K | Indoor Luminaires | Linear Ambient | Direct Linear Ambient Luminaires | Standard | FALSE | [9 empty] | 42355 | Not Dimmable | Not Dimmable | No |  | 3.1 | 3892.57 | 97.68 | 39.85 | 12.5 | 0.993 | 4500 | 84.3
P58N9FQH | Dongguan Souon Industry Co.Ltd | SOUON | SU-SQ3-20W24-I[C S]N/45K | Indoor Luminaires | Linear Ambient | Direct Linear Ambient Luminaires | Standard | FALSE | [9 empty] | 42355 | Not Dimmable | Not Dimmable | No |  | 3.1 | 1960.52 | 96.44 | 20.33 | 13.22 | 0.991 | 4500 | 84.2
PV4VSMFQ | Dongguan Souon Industry Co.Ltd | SOUON | SU-SQ3-15W24-I[C S]N/45K | Indoor Luminaires | Linear Ambient | Direct Linear Ambient Luminaires | Standard | FALSE | [9 empty] | 42355 | Not Dimmable | Not Dimmable | No |  | 3.1 | 1426.28 | 100.77 | 14.15 | 10.02 | 0.989 | 4500 | 84.2
PA2NAHJY | Dongguan Souon Industry Co.Ltd | SOUON | SU-AR1-30W48-I[C S]N/45K | Indoor Luminaires | Linear Ambient | Direct Linear Ambient Luminaires | Standard | FALSE | [9 empty] | 42355 | Not Dimmable | Not Dimmable | No |  | 3.1 | 2850.13 | 100.78 | 28.28 | 15.76 | 0.989 | 4500 | 84
PPXRJMZV | Dongguan Souon Industry Co.Ltd | SOUON | SU-AR1-15W24-I[C S]N/45K | Indoor Luminaires | Linear Ambient | Direct Linear Ambient Luminaires | Standard | FALSE | [9 empty] | 42355 | Not Dimmable | Not Dimmable | No |  | 3.1 | 1426.04 | 98.76 | 14.44 | 15.58 | 0.99 | 4500 | 83.9
PAQBQ4EF | Dongguan Souon Industry Co.Ltd | SOUON | SU-AR1-40W48-I[C S]N/45K | Indoor Luminaires | Linear Ambient | Direct Linear Ambient Luminaires | Standard | FALSE | [9 empty] | 42355 | Not Dimmable | Not Dimmable | No |  | 3.1 | 3896.58 | 97.66 | 39.9 | 12.33 | 0.994 | 4500 | 83.9
PY1R84C1 | Dongguan Souon Industry Co.Ltd | SOUON | SU-AR1-20W24-I[C S]N/45K | Indoor Luminaires | Linear Ambient | Direct Linear Ambient Luminaires | Standard | FALSE | [9 empty] | 42355 | Not Dimmable | Not Dimmable | No |  | 3.1 | 1955.21 | 98.25 | 19.9 | 12.5 | 0.992 | 4500 | 83.7
PWD9HDXK | Dongguan Souon Industry Co.Ltd | SOUON | SU-SQ1-40W48-I[C S]N/45K | Indoor Luminaires | Linear Ambient | Direct Linear Ambient Luminaires | Standard | FALSE | [9 empty] | 42355 | Not Dimmable | Not Dimmable | No |  | 3.1 | 3852.07 | 96.42 | 39.95 | 12.62 | 0.993 | 4500 | 83.4
P4AVDARD | Dongguan Souon Industry Co.Ltd | SOUON | SU-SQ1-30W48-I[C S]N/45K | Indoor Luminaires | Linear Ambient | Direct Linear Ambient Luminaires | Standard | FALSE | [9 empty] | 42355 | Not Dimmable | Not Dimmable | No |  | 3.1 | 2850.04 | 99.17 | 28.74 | 10.06 | 0.99 | 4500 | 83.4
PA338XJX | Dongguan Souon Industry Co.Ltd | SOUON | SU-SQ1-20W24-I[C S]N/45K | Indoor Luminaires | Linear Ambient | Direct Linear Ambient Luminaires | Standard | FALSE | [9 empty] | 42355 | Not Dimmable | Not Dimmable | No |  | 3.1 | 1428.18 | 101 | 14.14 | 10.32 | 0.989 | 4500 | 83.3
P6UAU5AM | Dongguan Souon Industry Co.Ltd | SOUON | SU-SQ1-15W24-I[C S]N/45K | Indoor Luminaires | Linear Ambient | Direct Linear Ambient Luminaires | Standard | FALSE | [9 empty] | 42355 | Not Dimmable | Not Dimmable | No |  | 3.1 | 1428.18 | 101 | 14.14 | 10.32 | 0.989 | 4500 | 83.3
PD16ZFXR | Dongguan Souon Industry Co.Ltd | SOUON | SU-SQ3-30W48-I[C S]N/40K | Indoor Luminaires | Linear Ambient | Direct Linear Ambient Luminaires | Standard | FALSE | [9 empty] | 42355 | Not Dimmable | Not Dimmable | No |  | 3.1 | 2850.19 | 101.29 | 28.14 | 15.75 | 0.988 | 4000 | 84.4
PXXQ3CN6 | Dongguan Souon Industry Co.Ltd | SOUON | SU-SQ3-40W48-I[C S]N/40K | Indoor Luminaires | Linear Ambient | Direct Linear Ambient Luminaires | Standard | FALSE | [9 empty] | 42355 | Not Dimmable | Not Dimmable | No |  | 3.1 | 3892.57 | 97.68 | 39.85 | 12.5 | 0.993 | 4000 | 84.3
PYPZMH5C | Dongguan Souon Industry Co.Ltd | SOUON | SU-SQ3-20W24-I[C S]N/40K | Indoor Luminaires | Linear Ambient | Direct Linear Ambient Luminaires | Standard | FALSE | [9 empty] | 42355 | Not Dimmable | Not Dimmable | No |  | 3.1 | 1960.52 | 96.44 | 20.33 | 13.22 | 0.991 | 4000 | 84.2
PN6QEMP5 | Dongguan Souon Industry Co.Ltd | SOUON | SU-SQ3-15W24-I[C S]N/40K | Indoor Luminaires | Linear Ambient | Direct Linear Ambient Luminaires | Standard | FALSE | [9 empty] | 42355 | Not Dimmable | Not Dimmable | No |  | 3.1 | 1426.28 | 100.77 | 14.15 | 10.02 | 0.989 | 4000 | 84.2
PR9M33MY | Dongguan Souon Industry Co.Ltd | SOUON | SU-AR1-30W48-I[C S]N/40K | Indoor Luminaires | Linear Ambient | Direct Linear Ambient Luminaires | Standard | FALSE | [9 empty] | 42355 | Not Dimmable | Not Dimmable | No |  | 3.1 | 2850.13 | 100.78 | 28.28 | 15.76 | 0.989 | 4000 | 84
P9TAC68D | Dongguan Souon Industry Co.Ltd | SOUON | SU-AR1-15W24-I[C S]N/40K | Indoor Luminaires | Linear Ambient | Direct Linear Ambient Luminaires | Standard | FALSE | [9 empty] | 42355 | Not Dimmable | Not Dimmable | No |  | 3.1 | 1426.04 | 98.76 | 14.44 | 15.58 | 0.99 | 4000 | 83.9
P44E5N93 | Dongguan Souon Industry Co.Ltd | SOUON | SU-AR1-40W48-I[C S]N/40K | Indoor Luminaires | Linear Ambient | Direct Linear Ambient Luminaires | Standard | FALSE | [9 empty] | 42355 | Not Dimmable | Not Dimmable | No |  | 3.1 | 3896.58 | 97.66 | 39.9 | 12.33 | 0.994 | 4000 | 83.9
P7ZJZH8Q | Dongguan Souon Industry Co.Ltd | SOUON | SU-AR1-20W24-I[C S]N/40K | Indoor Luminaires | Linear Ambient | Direct Linear Ambient Luminaires | Standard | FALSE | [9 empty] | 42355 | Not Dimmable | Not Dimmable | No |  | 3.1 | 1955.21 | 98.25 | 19.9 | 12.5 | 0.992 | 4000 | 83.7
PU983KG8 | Dongguan Souon Industry Co.Ltd | SOUON | SU-SQ1-40W48-I[C S]N/40K | Indoor Luminaires | Linear Ambient | Direct Linear Ambient Luminaires | Standard | FALSE | [9 empty] | 42355 | Not Dimmable | Not Dimmable | No |  | 3.1 | 3852.07 | 96.42 | 39.95 | 12.62 | 0.993 | 4000 | 83.4
P83P4R5N | Dongguan Souon Industry Co.Ltd | SOUON | SU-SQ1-30W48-I[C S]N/40K | Indoor Luminaires | Linear Ambient | Direct Linear Ambient Luminaires | Standard | FALSE | [9 empty] | 42355 | Not Dimmable | Not Dimmable | No |  | 3.1 | 2850.04 | 99.17 | 28.74 | 10.06 | 0.99 | 4000 | 83.4
PHYWZE43 | Dongguan Souon Industry Co.Ltd | SOUON | SU-SQ1-20W24-I[C S]N/40K | Indoor Luminaires | Linear Ambient | Direct Linear Ambient Luminaires | Standard | FALSE | [9 empty] | 42355 | Not Dimmable | Not Dimmable | No |  | 3.1 | 1428.18 | 101 | 14.14 | 10.32 | 0.989 | 4000 | 83.3
P6PPG5TX | Dongguan Souon Industry Co.Ltd | SOUON | SU-SQ1-15W24-I[C S]N/40K | Indoor Luminaires | Linear Ambient | Direct Linear Ambient Luminaires | Standard | FALSE | [9 empty] | 42355 | Not Dimmable | Not Dimmable | No |  | 3.1 | 1428.18 | 101 | 14.14 | 10.32 | 0.989 | 4000 | 83.3
PX9PV6Y1 | Dongguan Souon Industry Co.Ltd | SOUON | SU-SQ3-30W48-I[C S]N/35K | Indoor Luminaires | Linear Ambient | Direct Linear Ambient Luminaires | Standard | FALSE | [9 empty] | 42355 | Not Dimmable | Not Dimmable | No |  | 3.1 | 2850.19 | 101.29 | 28.14 | 15.75 | 0.988 | 3500 | 84.4
P53BAHHS | Dongguan Souon Industry Co.Ltd | SOUON | SU-SQ3-40W48-I[C S]N/35K | Indoor Luminaires | Linear Ambient | Direct Linear Ambient Luminaires | Standard | FALSE | [9 empty] | 42355 | Not Dimmable | Not Dimmable | No |  | 3.1 | 3892.57 | 97.68 | 39.85 | 12.5 | 0.993 | 3500 | 84.3
PX2RVK4B | Dongguan Souon Industry Co.Ltd | SOUON | SU-SQ3-20W24-I[C S]N/35K | Indoor Luminaires | Linear Ambient | Direct Linear Ambient Luminaires | Standard | FALSE | [9 empty] | 42355 | Not Dimmable | Not Dimmable | No |  | 3.1 | 1960.52 | 96.44 | 20.33 | 13.22 | 0.991 | 3500 | 84.2
PKRYGYY1 | Dongguan Souon Industry Co.Ltd | SOUON | SU-SQ3-15W24-I[C S]N/35K | Indoor Luminaires | Linear Ambient | Direct Linear Ambient Luminaires | Standard | FALSE | [9 empty] | 42355 | Not Dimmable | Not Dimmable | No |  | 3.1 | 1426.28 | 100.77 | 14.15 | 10.02 | 0.989 | 3500 | 84.2
PS4UP55Z | Dongguan Souon Industry Co.Ltd | SOUON | SU-AR1-30W48-I[C S]N/35K | Indoor Luminaires | Linear Ambient | Direct Linear Ambient Luminaires | Standard | FALSE | [9 empty] | 42355 | Not Dimmable | Not Dimmable | No |  | 3.1 | 2850.13 | 100.78 | 28.28 | 15.76 | 0.989 | 3500 | 84
PNCBF8QQ | Dongguan Souon Industry Co.Ltd | SOUON | SU-AR1-15W24-I[C S]N/35K | Indoor Luminaires | Linear Ambient | Direct Linear Ambient Luminaires | Standard | FALSE | [9 empty] | 42355 | Not Dimmable | Not Dimmable | No |  | 3.1 | 1426.04 | 98.76 | 14.44 | 15.58 | 0.99 | 3500 | 83.9
P77U8GBR | Dongguan Souon Industry Co.Ltd | SOUON | SU-AR1-40W48-I[C S]N/35K | Indoor Luminaires | Linear Ambient | Direct Linear Ambient Luminaires | Standard | FALSE | [9 empty] | 42355 | Not Dimmable | Not Dimmable | No |  | 3.1 | 3896.58 | 97.66 | 39.9 | 12.33 | 0.994 | 3500 | 83.9
PVEX1751 | Dongguan Souon Industry Co.Ltd | SOUON | SU-AR1-20W24-I[C S]N/35K | Indoor Luminaires | Linear Ambient | Direct Linear Ambient Luminaires | Standard | FALSE | [9 empty] | 42355 | Not Dimmable | Not Dimmable | No |  | 3.1 | 1955.21 | 98.25 | 19.9 | 12.5 | 0.992 | 3500 | 83.7
P231G9CC | Dongguan Souon Industry Co.Ltd | SOUON | SU-SQ1-40W48-I[C S]N/35K | Indoor Luminaires | Linear Ambient | Direct Linear Ambient Luminaires | Standard | FALSE | [9 empty] | 42355 | Not Dimmable | Not Dimmable | No |  | 3.1 | 3852.07 | 96.42 | 39.95 | 12.62 | 0.993 | 3500 | 83.4
P1A9GQJV | Dongguan Souon Industry Co.Ltd | SOUON | SU-SQ1-30W48-I[C S]N/35K | Indoor Luminaires | Linear Ambient | Direct Linear Ambient Luminaires | Standard | FALSE | [9 empty] | 42355 | Not Dimmable | Not Dimmable | No |  | 3.1 | 2850.04 | 99.17 | 28.74 | 10.06 | 0.99 | 3500 | 83.4
PSY2S2T4 | Dongguan Souon Industry Co.Ltd | SOUON | SU-SQ1-15W24-I[C S]N/35K | Indoor Luminaires | Linear Ambient | Direct Linear Ambient Luminaires | Standard | FALSE | [9 empty] | 42355 | Not Dimmable | Not Dimmable | No |  | 3.1 | 1428.18 | 101 | 14.14 | 10.32 | 0.989 | 3500 | 83.3
PE39VYWC | Dongguan Souon Industry Co.Ltd | SOUON | SU-SQ1-20W24-I[C S]N/35K | Indoor Luminaires | Linear Ambient | Direct Linear Ambient Luminaires | Standard | FALSE | [9 empty] | 42355 | Not Dimmable | Not Dimmable | No |  | 3.1 | 1428.18 | 101 | 14.14 | 10.32 | 0.989 | 3500 | 83.3
P3QJRGBC | Los Angeles Lighting Mfg. Co. | Los Angeles Lighting Mfg.Co. | 4-CIT200-4K-4L-DRRLFR-XXX-XXXX-1DRDM-UNV-1/850 | Indoor Luminaires | Linear Ambient | Direct Linear Ambient Luminaires | Premium | TRUE | 3851 | 110 | 35.02 | 11 | 0.973 | 5151 | 83.2 | 5 | 50000 | 42353 | Dimmable | Continuous Below 10 | Yes |  | 3 | 3851 | 110 | 35.02 | 11 | 0.973 | 5151 | 83.2
PCHFWNG2 | Los Angeles Lighting Mfg. Co. | Los Angeles Lighting Mfg.Co. | 4-CIT200-4K-4L-DRRLFR-XXX-XXXX-1DRDM-UNV-1/835 | Indoor Luminaires | Linear Ambient | Direct Linear Ambient Luminaires | Standard | TRUE | 3324 | 96.8 | 34.34 | 11 | 0.973 | 3546 | 84.9 | 5 | 50000 | 42353 |  |  | Yes |  | 3 | 3398 | 99.1 | 34.3 | 11 | 0.973 | 3546 | 84.9
PEPYA23D | Los Angeles Lighting Mfg. Co. | Los Angeles Lighting Mfg.Co. | 4-CIT200-6K-4L-DRRLFR-XXX-XXXX-1DRDM-UNV-1/850 | Indoor Luminaires | Linear Ambient | Direct Linear Ambient Luminaires | Premium | FALSE | [9 empty] | 42353 |  |  | Yes |  | 3 | 5619 | 111 | 50.8 | 7.32 | 0.981 | 5180 | 83.5
PX36NT79 | Los Angeles Lighting Mfg. Co. | Los Angeles Lighting Mfg.Co. | 4-CIT200-8K-8L-DRRLFR-XXX-XXXX-1DRDM-UNV-1/850 | Indoor Luminaires | Linear Ambient | Direct Linear Ambient Luminaires | Premium | FALSE | [9 empty] | 42353 |  |  | Yes |  | 3 | 7488 | 114 | 65.66 | 10.7 | 0.979 | 5160 | 83.1
PDBN2UTP | Los Angeles Lighting Mfg. Co. | Los Angeles Lighting Mfg.Co. | 4-CIT200-12K-8L-DRRLFR-XXX-XXXX-1DRDM-UNV-1/850 | Indoor Luminaires | Linear Ambient | Direct Linear Ambient Luminaires | Premium | FALSE | [9 empty] | 42353 | Dimmable | Continuous Below 10 | Yes |  | 3 | 11790 | 129 | 91.45 | 10.7 | 0.983 | 5126 | 83.1
PCVQCGZH | Los Angeles Lighting Mfg. Co. | Los Angeles Lighting Mfg.Co. | 4-CIT200-6K-4L-DRRLFR-XXX-XXXX-1DRDM-UNV-1/840 | Indoor Luminaires | Linear Ambient | Direct Linear Ambient Luminaires | Standard | FALSE | [9 empty] | 42353 |  |  | Yes |  | 3 | 5082 | 101 | 50.35 | 7.32 | 0.981 | 4164 | 84.2
PQMDUP5M | Los Angeles Lighting Mfg. Co. | Los Angeles Lighting Mfg.Co. | 4-CIT200-4K-4L-DRRLFR-XXX-XXXX-1DRDM-UNV-1/840 | Indoor Luminaires | Linear Ambient | Direct Linear Ambient Luminaires | Standard | FALSE | [9 empty] | 42353 |  |  | Yes |  | 3 | 3567 | 103 | 34.55 | 11 | 0.973 | 4134 | 84.7
PZKGW398 | Los Angeles Lighting Mfg. Co. | Los Angeles Lighting Mfg.Co. | 4-CIT200-8K-8L-DRRLFR-XXX-XXXX-1DRDM-UNV-1/840 | Indoor Luminaires | Linear Ambient | Direct Linear Ambient Luminaires | Premium | FALSE | [9 empty] | 42353 |  |  | Yes |  | 3 | 7374 | 113 | 65.26 | 10.7 | 0.979 | 4118 | 84
P7QTXCH6 | Los Angeles Lighting Mfg. Co. | Los Angeles Lighting Mfg.Co. | 4-CIT200-12K-8L-DRRLFR-XXX-XXXX-1DRDM-UNV-1/840 | Indoor Luminaires | Linear Ambient | Direct Linear Ambient Luminaires | Premium | FALSE | [9 empty] | 42353 | Dimmable | Continuous Below 10 | Yes |  | 3 | 11520 | 128 | 90.12 | 10.7 | 0.983 | 4108 | 83.7
P8ZQFCAX | Los Angeles Lighting Mfg. Co. | Los Angeles Lighting Mfg.Co. | 4-CIT200-8K-8L-DRRLFR-XXX-XXXX-1DRDM-UNV-1/835 | Indoor Luminaires | Linear Ambient | Direct Linear Ambient Luminaires | Standard | FALSE | [9 empty] | 42353 |  |  | Yes |  | 3 | 6964 | 105 | 66.37 | 10.7 | 0.979 | 3543 | 84.7
PY1UETTK | Los Angeles Lighting Mfg. Co. | Los Angeles Lighting Mfg.Co. | 4-CIT200-12K-8L-DRRLFR-XXX-XXXX-1DRDM-UNV-1/835 | Indoor Luminaires | Linear Ambient | Direct Linear Ambient Luminaires | Premium | FALSE | [9 empty] | 42353 |  |  | Yes |  | 3 | 11040 | 122 | 90.25 | 10.7 | 0.983 | 3540 | 84.6
P43RU4UF | Los Angeles Lighting Mfg. Co. | Los Angeles Lighting Mfg.Co. | 4-CIT200-6K-4L-DRRLFR-XXX-XXXX-1DRDM-UNV-1/835 | Indoor Luminaires | Linear Ambient | Direct Linear Ambient Luminaires | Standard | FALSE | [9 empty] | 42353 |  |  | Yes |  | 3 | 4909 | 99.3 | 49.44 | 7.32 | 0.981 | 3535 | 84.7
P7VD676QP | PA-CO Lighting |  | PUAC-A-48-LED-83-50-MVOLT | Indoor Luminaires | Linear Ambient | Direct Linear Ambient Luminaires | Premium | TRUE | 8700 | 116.3 | 74.78 | 11.04 | 0.9812 | 5207 | 84.32 | 5 | 50000 | 42352 | Dimmable | Continuous Below 10 | No |  | 3 | 8700 | 116.3 | 74.78 | 11.94 | 0.9812 | 5207 | 84.32
P41C1SCVD | PA-CO Lighting |  | PUAC-A-48-LED-83-50-347 | Indoor Luminaires | Linear Ambient | Direct Linear Ambient Luminaires | Premium | FALSE | [9 empty] | 42352 | Dimmable | Continuous Below 10 | No |  | 3 | 8834 | 118.4 | 74.59 | 9.21 | 0.9775 | 5181 | 84.32
PJQXAAX9 | NEUTEX ADVANCED ENERGY GROUP | NEUTEX LED Lighting | GU65EVC5VF | Indoor Luminaires | Linear Ambient | Direct Linear Ambient Luminaires | Standard | TRUE | 5852.28 | 97.8 | 59.7 | 15.4 | 0.94 | 2958 | 83.8 | 5 | 50000 | 42349 |  |  | NotYetVerified |  | 3 | 6175 | 95 | 65 | 20 | 0.93 | 3000 | 80
PAM7AJ5B | NEUTEX ADVANCED ENERGY GROUP | NEUTEX LED Lighting | GU30EVC3VF | Indoor Luminaires | Linear Ambient | Direct Linear Ambient Luminaires | Standard | TRUE | 2733.18 | 95.97 | 28.5 | 10.7 | 0.937 | 2950 | 83.8 | 5 |  | 42349 |  |  | NotYetVerified |  | 3 | 2733.18 | 95.97 | 28.48 | 10.7 | 0.992 | 2950 | 84
PKRP2NC7 | NEUTEX ADVANCED ENERGY GROUP | NEUTEX LED Lighting | GU30EVC3VC | Indoor Luminaires | Linear Ambient | Direct Linear Ambient Luminaires | Standard | TRUE | 3040.79 | 107.75 | 28.22 | 9.6 | 0.935 | 2937 | 83 | 5 |  | 42349 |  |  | NotYetVerified |  | 3 | 3070.79 | 107.75 | 28.22 | 9.6 | 0.993 | 2937 | 83
PZ52AARW | NEUTEX ADVANCED ENERGY GROUP | NEUTEX LED Lighting | GU65EVC5VC | Indoor Luminaires | Linear Ambient | Direct Linear Ambient Luminaires | Standard | TRUE | 6529.66 | 109.63 | 59.8 | 16.2 | 0.93 | 2926 | 82.9 | 5 | 50000 | 42349 |  |  | NotYetVerified |  | 3 | 6825 | 105 | 65 | 20 | 0.93 | 3000 | 80
P328BZ1C | Self Electronics Co.Ltd | Self | PHOENIX-4730K | Indoor Luminaires | Linear Ambient | Direct Linear Ambient Luminaires | Standard | TRUE | 2768.406 | 98.87 | 28 | 9.29 | 0.9214 | 3060 | 83.7 | 5 | 50000 | 42349 |  |  | No |  | 3 | 2800 | 100 | 28 | 9.29 | 0.9214 | 3000 | 83.7
P9XF4EQU | NEUTEX ADVANCED ENERGY GROUP | NEUTEX LED Lighting | GU50EVC5VC | Indoor Luminaires | Linear Ambient | Direct Linear Ambient Luminaires | Standard | TRUE | 5146.05 | 109.65 | 46.97 | 12.9 | 0.92 | 2956 | 83 | 5 | 50000 | 42349 |  |  | NotYetVerified |  | 3 | 5250 | 105 | 50 | 20 | 0.93 | 3000 | 80
PQMU6HBR | NEUTEX ADVANCED ENERGY GROUP | NEUTEX LED Lighting | GU20EVC2VF | Indoor Luminaires | Linear Ambient | Direct Linear Ambient Luminaires | Standard | TRUE | 1766.55 | 94.82 | 18.63 | 13.3 | 0.912 | 2952 | 83.8 | 5 |  | 42349 |  |  | NotYetVerified |  | 3 | 1766.55 | 94.82 | 18.63 | 13.3 | 0.987 | 2952 | 84
P5K3Q6DH | NEUTEX ADVANCED ENERGY GROUP | NEUTEX LED Lighting | GU50EVC5VF | Indoor Luminaires | Linear Ambient | Direct Linear Ambient Luminaires | Standard | TRUE | 4591.59 | 97.38 | 46.73 | 15.5 | 0.91 | 2969 | 84 | 5 | 50000 | 42349 |  |  | NotYetVerified |  | 3 | 4750 | 95 | 50 | 20 | 0.93 | 3000 | 80
PBE9MWK9 | NEUTEX ADVANCED ENERGY GROUP | NEUTEX LED Lighting | GU20EVC2VC | Indoor Luminaires | Linear Ambient | Direct Linear Ambient Luminaires | Standard | TRUE | 2034.52 | 108.51 | 18.75 | 14.5 | 0.907 | 2932 | 83 | 5 |  | 42349 |  |  | NotYetVerified |  | 3 | 2034.52 | 108.51 | 18.75 | 14.5 | 0.982 | 2932 | 83
P6NFTAJ7 | NEUTEX ADVANCED ENERGY GROUP | NEUTEX LED Lighting | GU40EVC4VF | Indoor Luminaires | Linear Ambient | Direct Linear Ambient Luminaires | Standard | TRUE | 3684.2 | 96.77 | 37.74 | 11.3 | 0.88 | 2958 | 83.8 | 5 | 50000 | 42349 |  |  | NotYetVerified |  | 3 | 3800 | 95 | 40 | 20 | 0.93 | 3000 | 80
P4488ZPG | NEUTEX ADVANCED ENERGY GROUP | NEUTEX LED Lighting | GU40EVC4VC | Indoor Luminaires | Linear Ambient | Direct Linear Ambient Luminaires | Standard | TRUE | 4242.76 | 109.94 | 36.67 | 8.3 | 0.88 | 2939 | 83 | 5 | 50000 | 42349 |  |  | NotYetVerified |  | 3 | 4200 | 105 | 40 | 20 | 0.93 | 3000 | 80
P7PZH84K | Self Electronics Co.Ltd | Self | PHOENIX-4750K | Indoor Luminaires | Linear Ambient | Direct Linear Ambient Luminaires | Standard | FALSE | [9 empty] | 42349 |  |  | No |  | 3 | 2800 | 100 | 28 | 9.29 | 0.9214 | 5000 | 84.6
PA5ABDQW | Self Electronics Co.Ltd | Self | PHOENIX-4745K | Indoor Luminaires | Linear Ambient | Direct Linear Ambient Luminaires | Standard | FALSE | [9 empty] | 42349 |  |  | No |  | 3 | 2800 | 100 | 28 | 9.29 | 0.9214 | 4500 | 83
PPP4SJK5 | Self Electronics Co.Ltd | Self | PHOENIX-4740K | Indoor Luminaires | Linear Ambient | Direct Linear Ambient Luminaires | Standard | FALSE | [9 empty] | 42349 |  |  | No |  | 3 | 2800 | 100 | 28 | 9.29 | 0.9214 | 4000 | 83
PN913P8F | Self Electronics Co.Ltd | Self | PHOENIX-4735K | Indoor Luminaires | Linear Ambient | Direct Linear Ambient Luminaires | Standard | FALSE | [9 empty] | 42349 |  |  | No |  | 3 | 2800 | 100 | 28 | 9.29 | 0.9214 | 3500 | 83
PF2DV9X3 | NEUTEX ADVANCED ENERGY GROUP | NEUTEX LED Lighting | GU65EVC5SC | Indoor Luminaires | Linear Ambient | Direct Linear Ambient Luminaires | Standard | FALSE | [9 empty] | 42349 | Not Yet Verified | Not Yet Verified | NotYetVerified |  | 3 | 6825 | 105 | 65 | 20 | 0.93 | 5000 | 80
PBPDEFYG | NEUTEX ADVANCED ENERGY GROUP | NEUTEX LED Lighting | GU65EVC5SF | Indoor Luminaires | Linear Ambient | Direct Linear Ambient Luminaires | Standard | FALSE | [9 empty] | 42349 | Not Yet Verified | Not Yet Verified | NotYetVerified |  | 3 | 6175 | 95 | 65 | 20 | 0.93 | 5000 | 80
PXR4YZZC | NEUTEX ADVANCED ENERGY GROUP | NEUTEX LED Lighting | GU50EVC5SC | Indoor Luminaires | Linear Ambient | Direct Linear Ambient Luminaires | Standard | FALSE | [9 empty] | 42349 | Not Yet Verified | Not Yet Verified | NotYetVerified |  | 3 | 5250 | 105 | 50 | 20 | 0.93 | 5000 | 80
P91SHWED | NEUTEX ADVANCED ENERGY GROUP | NEUTEX LED Lighting | GU50EVC5SF | Indoor Luminaires | Linear Ambient | Direct Linear Ambient Luminaires | Standard | FALSE | [9 empty] | 42349 | Not Yet Verified | Not Yet Verified | NotYetVerified |  | 3 | 4750 | 95 | 50 | 20 | 0.93 | 5000 | 80
PYVVJGCU | NEUTEX ADVANCED ENERGY GROUP | NEUTEX LED Lighting | GU40EVC4SC | Indoor Luminaires | Linear Ambient | Direct Linear Ambient Luminaires | Standard | FALSE | [9 empty] | 42349 | Not Yet Verified | Not Yet Verified | NotYetVerified |  | 3 | 4200 | 105 | 40 | 20 | 0.93 | 5000 | 80
P9X69GPE | NEUTEX ADVANCED ENERGY GROUP | NEUTEX LED Lighting | GU40EVC4SF | Indoor Luminaires | Linear Ambient | Direct Linear Ambient Luminaires | Standard | FALSE | [9 empty] | 42349 | Not Yet Verified | Not Yet Verified | NotYetVerified |  | 3 | 3800 | 95 | 40 | 20 | 0.93 | 5000 | 80
P5EQ6SJM | NEUTEX ADVANCED ENERGY GROUP | NEUTEX LED Lighting | GU20EVC2SC | Indoor Luminaires | Linear Ambient | Direct Linear Ambient Luminaires | Standard | FALSE | [9 empty] | 42349 | Not Yet Verified | Not Yet Verified | NotYetVerified |  | 3 | 2100 | 105 | 20 | 14.5 | 0.982 | 5000 | 80
PHHVVYV9 | NEUTEX ADVANCED ENERGY GROUP | NEUTEX LED Lighting | GU20EVC2SF | Indoor Luminaires | Linear Ambient | Direct Linear Ambient Luminaires | Standard | FALSE | [9 empty] | 42349 | Not Yet Verified | Not Yet Verified | NotYetVerified |  | 3 | 1900 | 95 | 20 | 13.3 | 0.987 | 5000 | 80
P92CU1W6 | NEUTEX ADVANCED ENERGY GROUP | NEUTEX LED Lighting | GU30EVC3SF | Indoor Luminaires | Linear Ambient | Direct Linear Ambient Luminaires | Standard | FALSE | [9 empty] | 42349 | Not Yet Verified | Not Yet Verified | NotYetVerified |  | 3 | 2850 | 95 | 30 | 10.7 | 0.992 | 5000 | 80
PKYYPM9J | NEUTEX ADVANCED ENERGY GROUP | NEUTEX LED Lighting | GU30EVC3SC | Indoor Luminaires | Linear Ambient | Direct Linear Ambient Luminaires | Standard | FALSE | [9 empty] | 42349 | Not Yet Verified | Not Yet Verified | NotYetVerified |  | 3 | 3150 | 105 | 30 | 9.6 | 0.993 | 5000 | 80
PCDED7Z4 | NEUTEX ADVANCED ENERGY GROUP | NEUTEX LED Lighting | GU65EVC5TC | Indoor Luminaires | Linear Ambient | Direct Linear Ambient Luminaires | Standard | FALSE | [9 empty] | 42349 | Not Yet Verified | Not Yet Verified | NotYetVerified |  | 3 | 6825 | 105 | 65 | 20 | 0.93 | 4000 | 80
PEGUUG1A | NEUTEX ADVANCED ENERGY GROUP | NEUTEX LED Lighting | GU65EVC5TF | Indoor Luminaires | Linear Ambient | Direct Linear Ambient Luminaires | Standard | FALSE | [9 empty] | 42349 | Not Yet Verified | Not Yet Verified | NotYetVerified |  | 3 | 6175 | 95 | 65 | 20 | 0.93 | 4000 | 80
PS1SEJBR | NEUTEX ADVANCED ENERGY GROUP | NEUTEX LED Lighting | GU50EVC5TC | Indoor Luminaires | Linear Ambient | Direct Linear Ambient Luminaires | Standard | FALSE | [9 empty] | 42349 | Not Yet Verified | Not Yet Verified | NotYetVerified |  | 3 | 5250 | 105 | 50 | 20 | 0.93 | 4000 | 80
PSSA78DD | NEUTEX ADVANCED ENERGY GROUP | NEUTEX LED Lighting | GU50EVC5TF | Indoor Luminaires | Linear Ambient | Direct Linear Ambient Luminaires | Standard | FALSE | [9 empty] | 42349 | Not Yet Verified | Not Yet Verified | NotYetVerified |  | 3 | 4750 | 95 | 50 | 20 | 0.93 | 4000 | 80
PJZHYQ62 | NEUTEX ADVANCED ENERGY GROUP | NEUTEX LED Lighting | GU40EVC4TC | Indoor Luminaires | Linear Ambient | Direct Linear Ambient Luminaires | Standard | FALSE | [9 empty] | 42349 | Not Yet Verified | Not Yet Verified | NotYetVerified |  | 3 | 4200 | 105 | 40 | 20 | 0.93 | 4000 | 80
PYTF6KZQ | NEUTEX ADVANCED ENERGY GROUP | NEUTEX LED Lighting | GU40EVC4TF | Indoor Luminaires | Linear Ambient | Direct Linear Ambient Luminaires | Standard | FALSE | [9 empty] | 42349 | Not Yet Verified | Not Yet Verified | NotYetVerified |  | 3 | 3800 | 95 | 40 | 20 | 0.93 | 4000 | 80
P6P1WJBW | NEUTEX ADVANCED ENERGY GROUP | NEUTEX LED Lighting | GU20EVC2TC | Indoor Luminaires | Linear Ambient | Direct Linear Ambient Luminaires | Standard | FALSE | [9 empty] | 42349 | Not Yet Verified | Not Yet Verified | NotYetVerified |  | 3 | 2100 | 105 | 20 | 14.5 | 0.982 | 4000 | 80
P7Y6M1XF | NEUTEX ADVANCED ENERGY GROUP | NEUTEX LED Lighting | GU20EVC2TF | Indoor Luminaires | Linear Ambient | Direct Linear Ambient Luminaires | Standard | FALSE | [9 empty] | 42349 | Not Yet Verified | Not Yet Verified | NotYetVerified |  | 3 | 1900 | 95 | 20 | 13.3 | 0.987 | 4000 | 80
P33WUK1B | NEUTEX ADVANCED ENERGY GROUP | NEUTEX LED Lighting | GU30EVC3TF | Indoor Luminaires | Linear Ambient | Direct Linear Ambient Luminaires | Standard | FALSE | [9 empty] | 42349 | Not Yet Verified | Not Yet Verified | NotYetVerified |  | 3 | 2850 | 95 | 30 | 10.7 | 0.992 | 4000 | 80
PMPDQR6G | NEUTEX ADVANCED ENERGY GROUP | NEUTEX LED Lighting | GU30EVC3TC | Indoor Luminaires | Linear Ambient | Direct Linear Ambient Luminaires | Standard | FALSE | [9 empty] | 42349 | Not Yet Verified | Not Yet Verified | NotYetVerified |  | 3 | 3150 | 105 | 30 | 9.6 | 0.993 | 4000 | 80
PUXVRXZA | Los Angeles Lighting Mfg. Co. | LOS ANGELES LIGHTING | 3-STW100-2K-4L-1DRDM-UNV-1/850 | Indoor Luminaires | Linear Ambient | Direct Linear Ambient Luminaires | Standard | TRUE | 1633 | 93.96 | 17.38 | 12.07 | 0.953 | 4860 | 83.3 | 5 | 50000 | 42347 |  |  | Yes |  | 3 | 1633 | 93.96 | 17.38 | 11.11 | 0.986 | 4860 | 83.3
PY3611HC | Los Angeles Lighting Mfg. Co. | LOS ANGELES LIGHTING | 3-STW100-2K-4L-1DRDM-UNV-1/835 | Indoor Luminaires | Linear Ambient | Direct Linear Ambient Luminaires | Standard | TRUE | 1424 | 82.89 | 17.18 | 22.44 | 0.915 | 3430 | 84.3 | 5 | 50000 | 42347 |  |  | Yes |  | 3 | 1424 | 82.89 | 17.18 | 12.22 | 0.989 | 3430 | 84.3
PWZD31BN | Los Angeles Lighting Mfg. Co. | LOS ANGELES LIGHTING | 3-STW100-2K-4L-xxxxx-1DRDM-UNV-1/850 | Indoor Luminaires | Linear Ambient | Direct Linear Ambient Luminaires | Standard | FALSE | [9 empty] | 42347 |  |  | Yes |  | 3 | 1633 | 93.96 | 17.38 | 11.11 | 0.986 | 4860 | 83.3
PF3FCG4E | Los Angeles Lighting Mfg. Co. | LOS ANGELES LIGHTING | 3-STW100-2K-4L-xxxxx-xxxxx-1DRDM-UNV-1/850 | Indoor Luminaires | Linear Ambient | Direct Linear Ambient Luminaires | Standard | FALSE | [9 empty] | 42347 |  |  | Yes |  | 3 | 1633 | 93.96 | 17.38 | 11.11 | 0.986 | 4860 | 83.3
PKHVCSJX | Los Angeles Lighting Mfg. Co. | LOS ANGELES LIGHTING | 3-STW100-2K-4L-xxxxx-xxxxx-1DRDM-UNV-1/840 | Indoor Luminaires | Linear Ambient | Direct Linear Ambient Luminaires | Standard | FALSE | [9 empty] | 42347 |  |  | Yes |  | 3 | 1597 | 94.11 | 16.97 | 10.73 | 0.986 | 3960 | 83.5
P6DW1Z6X | Los Angeles Lighting Mfg. Co. | LOS ANGELES LIGHTING | 3-STW100-2K-4L-1DRDM-UNV-1/840 | Indoor Luminaires | Linear Ambient | Direct Linear Ambient Luminaires | Standard | FALSE | [9 empty] | 42347 |  |  | Yes |  | 3 | 1597 | 94.11 | 16.97 | 10.73 | 0.986 | 3960 | 83.5
P1X1XBJE | Los Angeles Lighting Mfg. Co. | LOS ANGELES LIGHTING | 3-STW100-2K-4L-xxxxx-1DRDM-UNV-1/840 | Indoor Luminaires | Linear Ambient | Direct Linear Ambient Luminaires | Standard | FALSE | [9 empty] | 42347 |  |  | Yes |  | 3 | 1597 | 94.11 | 16.97 | 10.73 | 0.986 | 3960 | 83.5
PCXHVCVF | Los Angeles Lighting Mfg. Co. | LOS ANGELES LIGHTING | 3-STW100-2K-4L-xxxxx-xxxxx-1DRDM-UNV-1/835 | Indoor Luminaires | Linear Ambient | Direct Linear Ambient Luminaires | Standard | FALSE | [9 empty] | 42347 |  |  | Yes |  | 3 | 1424 | 82.89 | 17.18 | 12.22 | 0.989 | 3430 | 84.3
PBWDVXAH | Los Angeles Lighting Mfg. Co. | LOS ANGELES LIGHTING | 3-STW100-2K-4L-xxxxx-1DRDM-UNV-1/835 | Indoor Luminaires | Linear Ambient | Direct Linear Ambient Luminaires | Standard | FALSE | [9 empty] | 42347 |  |  | Yes |  | 3 | 1424 | 82.89 | 17.18 | 12.22 | 0.989 | 3430 | 84.3
PWFA6V7N | Jiangsu Ever-Tie Lighting Co. Ltd | Ever-tie | ETLSN-4FT/HL/DM 3000K | Indoor Luminaires | Linear Ambient | Direct Linear Ambient Luminaires | Standard | TRUE | 3638.5 | 104.4 | 34.85 | 5.22 | 0.9407 | 3122 | 84 | 5 | 50000 | 42346 |  |  | No |  | 3 | 3638.5 | 104.4 | 34.85 | 20 | 0.997 | 3000 | 84
PQ4NDWGB | Ledsion Lighting Technology CO.LTD | LEDSION | LS-TP40WF4(4000K) | Indoor Luminaires | Linear Ambient | Direct Linear Ambient Luminaires | Standard | TRUE | 4131.7 | 104.36 | 39.59 | 19.51 | 0.926 | 4193 | 85.3 | 5 | 50000 | 42346 |  |  | NotYetVerified |  | 3 | 4100 | 100 | 40 | 20 | 0.9 | 4000 | 80
PPR69DZX | Ledsion Lighting Technology CO.LTD | LEDSION | LS-TP50WF4(4000K) | Indoor Luminaires | Linear Ambient | Direct Linear Ambient Luminaires | Standard | TRUE | 5175.87 | 99.77 | 52.06 | 21.62 | 0.902 | 4245 | 85.7 | 5 | 50000 | 42346 |  |  | NotYetVerified |  | 3 | 5100 | 100 | 50 | 20 | 0.9 | 4000 | 80
PHRF68QQ | Ledsion Lighting Technology CO.LTD | LEDSION | LS-TP30WF2(4000K) | Indoor Luminaires | Linear Ambient | Direct Linear Ambient Luminaires | Standard | TRUE | 2940.35 | 100.77 | 29.18 | 17.38 | 0.898 | 4204 | 85.5 | 5 | 50000 | 42346 |  |  | NotYetVerified |  | 3 | 2900 | 100 | 30 | 20 | 0.9 | 4000 | 80
PAK82J2P | Jiangsu Ever-Tie Lighting Co. Ltd | Ever-tie | ETLSN-4FT/HL/DM 5000K | Indoor Luminaires | Linear Ambient | Direct Linear Ambient Luminaires | Standard | FALSE | [9 empty] | 42346 |  |  | No |  | 3 | 3790.5 | 107.02 | 35.42 | 20 | 0.997 | 5000 | 82.8
PZUDRE3V | Jiangsu Ever-Tie Lighting Co. Ltd | Ever-tie | ETLSN-4FT/HL/DM 4000K | Indoor Luminaires | Linear Ambient | Direct Linear Ambient Luminaires | Standard | FALSE | [9 empty] | 42346 |  |  | No |  | 3 | 3710.4 | 106.34 | 34.89 | 20 | 0.997 | 4000 | 84.2
PM7EH1N8 | Jiangsu Ever-Tie Lighting Co. Ltd | Ever-tie | ETLSN-4FT/HL/DM 3500K | Indoor Luminaires | Linear Ambient | Direct Linear Ambient Luminaires | Standard | FALSE | [9 empty] | 42346 |  |  | No |  | 3 | 3682.7 | 105.2 | 35.01 | 20 | 0.997 | 3500 | 83.1
PCXPJF7Q | Ledsion Lighting Technology CO.LTD | LEDSION | LS-TP50WF4(5000K) | Indoor Luminaires | Linear Ambient | Direct Linear Ambient Luminaires | Standard | FALSE | [9 empty] | 42346 | Not Yet Verified | Not Yet Verified | NotYetVerified |  | 3 | 5100 | 100 | 50 | 20 | 0.9 | 5000 | 80
P6S8RN38 | Ledsion Lighting Technology CO.LTD | LEDSION | LS-TP40WF4(5000K) | Indoor Luminaires | Linear Ambient | Direct Linear Ambient Luminaires | Standard | FALSE | [9 empty] | 42346 | Not Yet Verified | Not Yet Verified | NotYetVerified |  | 3 | 4100 | 100 | 40 | 20 | 0.9 | 5000 | 80
PM2R3KDN | Ledsion Lighting Technology CO.LTD | LEDSION | LS-TP30WF2(5000K) | Indoor Luminaires | Linear Ambient | Direct Linear Ambient Luminaires | Standard | FALSE | [9 empty] | 42346 | Not Yet Verified | Not Yet Verified | NotYetVerified |  | 3 | 2900 | 100 | 30 | 20 | 0.9 | 5000 | 80
P1W79H3T | Los Angeles Lighting Mfg. Co. | LOS ANGELES LIGHTING | 3-WAN107-8K-4L-FPA-1DRDM-UNV-2/835 | Indoor Luminaires | Linear Ambient | Direct Linear Ambient Luminaires | Standard | TRUE | 5993 | 90.13 | 66.49 | 10.63 | 0.979 | 3468 | 84.6 | 5 | 50000 | 42345 |  |  | Yes |  | 3 | 5993 | 90.13 | 66.49 | 5.33 | 0.998 | 3468 | 84.6
P4XPEJDJ | Los Angeles Lighting Mfg. Co. | LOS ANGELES LIGHTING | 3-WAN107-4K-4L-FPA-1DRDM-UNV-2/840 | Indoor Luminaires | Linear Ambient | Direct Linear Ambient Luminaires | Standard | TRUE | 3359 | 101.6 | 33.06 | 14.58 | 0.963 | 4021 | 84 | 5 | 50000 | 42345 |  |  | Yes |  | 3 | 3359 | 101.6 | 33.06 | 8.36 | 0.995 | 4021 | 84
PAYCK6RY | TEAM G-TECH | G-Tech | GT3650MTLED(3000K) | Indoor Luminaires | Linear Ambient | Direct Linear Ambient Luminaires | Standard | TRUE | 4877.35 | 102.19 | 47.73 | 5.9 | 0.951 | 2938 | 82.6 | 5 | 50000 | 42345 |  |  | No |  | 3 | 4700 | 94 | 50 | 10 | 0.951 | 3000 | 80
P1V64K29 | Texas Fluorescents | Texas Fluorescents | C48LF28W3200LDMV30K | Indoor Luminaires | Linear Ambient | Direct Linear Ambient Luminaires | Standard | TRUE | 3332 | 124.8 | 26.7 | 6.5 | 0.95 | 3100 | 84 | 5 | 50000 | 42345 |  |  | NotYetVerified |  | 3.1 | 3332 | 125 | 27 | 5.65 | 0.996 | 3000 | 84
PHN1K95S | Standard Products Inc. | STANDARD | LSVS/65W/5FT/30K/2/ND/FP/STD | Indoor Luminaires | Linear Ambient | Direct Linear Ambient Luminaires | Standard | TRUE | 5852.28 | 97.8 | 59.7 | 15.4 | 0.94 | 2958 | 83.8 | 5 | 50000 | 42345 |  |  | NotYetVerified |  | 3 | 6175 | 95 | 65 | 20 | 0.93 | 3000 | 80
P4W52PGP | Standard Products Inc. | STANDARD | LSVS/30W/3FT/30K/2/ND/FP/STD | Indoor Luminaires | Linear Ambient | Direct Linear Ambient Luminaires | Standard | TRUE | 2733.18 | 95.97 | 28.5 | 10.7 | 0.937 | 2950 | 83.8 | 5 |  | 42345 |  |  | NotYetVerified |  | 3 | 2733.18 | 95.97 | 28.48 | 10.7 | 0.992 | 2950 | 84
PEJVSBKS | Standard Products Inc. | STANDARD | LSVS/20W/2FT/30K/2/ND/FP/STD | Indoor Luminaires | Linear Ambient | Direct Linear Ambient Luminaires | Standard | TRUE | 1766.55 | 94.82 | 18.63 | 13.3 | 0.912 | 2952 | 83.8 | 5 |  | 42345 |  |  | NotYetVerified |  | 3 | 1766.55 | 94.82 | 18.63 | 13.3 | 0.987 | 2952 | 84
PD3QNJJK | Standard Products Inc. | STANDARD | LSVS/50W/5FT/30K/2/ND/FP/STD | Indoor Luminaires | Linear Ambient | Direct Linear Ambient Luminaires | Standard | TRUE | 4591.59 | 97.38 | 46.73 | 15.5 | 0.91 | 2969 | 84 | 5 | 50000 | 42345 |  |  | NotYetVerified |  | 3 | 4750 | 95 | 50 | 20 | 0.93 | 3000 | 80
PPFAE7PZD | ATG Electronics Corp. | ATG Electronics Corp. | LIFI-40F-4FT-G2 | Indoor Luminaires | Linear Ambient | Direct Linear Ambient Luminaires | Standard | FALSE | [9 empty] | 42345 |  |  | Yes | Product updated on 1/30/2017 | 4.1 | 5000 | 120 | 42 | 16.02 | 0.91 | 4000 | 83
PD5EVUSB | Standard Products Inc. | STANDARD | LSVS/40W/4FT/30K/2/ND/FP/STD | Indoor Luminaires | Linear Ambient | Direct Linear Ambient Luminaires | Standard | TRUE | 3684.2 | 96.77 | 37.74 | 11.3 | 0.88 | 2958 | 83.8 | 5 | 50000 | 42345 |  |  | NotYetVerified |  | 3 | 3800 | 95 | 40 | 20 | 0.93 | 3000 | 80
PC8AJKRW | Texas Fluorescents | Texas Fluorescents | C48LF57W6400LDMV50K | Indoor Luminaires | Linear Ambient | Direct Linear Ambient Luminaires | Standard | FALSE | [9 empty] | 42345 |  |  | NotYetVerified | Label states: Model: C Wattage: 57W CCT: 5000K Voltage 120V 50/60Hz LED PRODUCT and ETL certification information | 3.1 | 6400 | 112 | 57 | 5.65 | 0.996 | 5000 | 83
P33NTW1P | Texas Fluorescents | Texas Fluorescents | C48LF48W5650LDMV50K | Indoor Luminaires | Linear Ambient | Direct Linear Ambient Luminaires | Standard | FALSE | [9 empty] | 42345 |  |  | NotYetVerified |  | 3.1 | 5650 | 118 | 48 | 5.65 | 0.996 | 5000 | 83
PSE34WYV | Texas Fluorescents | Texas Fluorescents | C48LF32W4050LDMV50K | Indoor Luminaires | Linear Ambient | Direct Linear Ambient Luminaires | Standard | FALSE | [9 empty] | 42345 |  |  | NotYetVerified |  | 3.1 | 4050 | 126 | 32 | 5.65 | 0.996 | 5000 | 83
P4DABS1Q | Texas Fluorescents | Texas Fluorescents | C48LF57W6400LDMV40K | Indoor Luminaires | Linear Ambient | Direct Linear Ambient Luminaires | Standard | FALSE | [9 empty] | 42345 |  |  | NotYetVerified |  | 3.1 | 6400 | 112 | 57 | 5.65 | 0.996 | 4000 | 83
PJHBDKQY | Texas Fluorescents | Texas Fluorescents | C48LF48W5650LDMV40K | Indoor Luminaires | Linear Ambient | Direct Linear Ambient Luminaires | Standard | FALSE | [9 empty] | 42345 |  |  | NotYetVerified |  | 3.1 | 5650 | 118 | 48 | 5.65 | 0.996 | 4000 | 83
PMNE2WAP | Texas Fluorescents | Texas Fluorescents | C48LF32W4050LDMV40K | Indoor Luminaires | Linear Ambient | Direct Linear Ambient Luminaires | Standard | FALSE | [9 empty] | 42345 |  |  | NotYetVerified |  | 3.1 | 4050 | 126 | 32 | 5.65 | 0.996 | 4000 | 83
PPXAREJQ | Texas Fluorescents | Texas Fluorescents | C48LF57W6400LDMV35K | Indoor Luminaires | Linear Ambient | Direct Linear Ambient Luminaires | Standard | FALSE | [9 empty] | 42345 |  |  | NotYetVerified |  | 3.1 | 6400 | 112 | 57 | 5.65 | 0.996 | 3500 | 83
P62P6ZUM | Texas Fluorescents | Texas Fluorescents | C48LF48W5650LDMV35K | Indoor Luminaires | Linear Ambient | Direct Linear Ambient Luminaires | Standard | FALSE | [9 empty] | 42345 |  |  | NotYetVerified |  | 3.1 | 5650 | 118 | 48 | 5.65 | 0.996 | 3500 | 83
PZQD36K5 | Texas Fluorescents | Texas Fluorescents | C48LF32W4050LDMV35K | Indoor Luminaires | Linear Ambient | Direct Linear Ambient Luminaires | Standard | FALSE | [9 empty] | 42345 |  |  | NotYetVerified |  | 3.1 | 4050 | 126 | 32 | 5.65 | 0.996 | 3500 | 83
PKJUZTE9 | Texas Fluorescents | Texas Fluorescents | C48LF57W6400LDMV30K | Indoor Luminaires | Linear Ambient | Direct Linear Ambient Luminaires | Standard | FALSE | [9 empty] | 42345 |  |  | NotYetVerified |  | 3.1 | 6400 | 112 | 57 | 5.65 | 0.996 | 3000 | 84
PNJG372W | Texas Fluorescents | Texas Fluorescents | C48LF48W5650LDMV30K | Indoor Luminaires | Linear Ambient | Direct Linear Ambient Luminaires | Standard | FALSE | [9 empty] | 42345 |  |  | NotYetVerified |  | 3.1 | 5650 | 118 | 48 | 5.65 | 0.996 | 3000 | 84
PPZB51EV | Texas Fluorescents | Texas Fluorescents | C48LF32W4050LDMV30K | Indoor Luminaires | Linear Ambient | Direct Linear Ambient Luminaires | Standard | FALSE | [9 empty] | 42345 |  |  | NotYetVerified |  | 3.1 | 4050 | 126 | 32 | 5.65 | 0.996 | 3000 | 84
P9R44X5F | Texas Fluorescents | Texas Fluorescents | C48LF61W7000LDMV30K | Indoor Luminaires | Linear Ambient | Direct Linear Ambient Luminaires | Standard | FALSE | [9 empty] | 42345 |  |  | NotYetVerified |  | 3.1 | 7000 | 115 | 61 | 5.65 | 0.996 | 3000 | 83
PM8CXJHV | TEAM G-TECH | G-Tech | GT3650MTLED(5000K) | Indoor Luminaires | Linear Ambient | Direct Linear Ambient Luminaires | Standard | FALSE | [9 empty] | 42345 |  |  | No |  | 3 | 4700 | 94 | 50 | 10 | 0.951 | 5000 | 80
PKXGU16K | TEAM G-TECH | G-Tech | GT3650MTLED(4500K) | Indoor Luminaires | Linear Ambient | Direct Linear Ambient Luminaires | Standard | FALSE | [9 empty] | 42345 |  |  | No |  | 3 | 4700 | 94 | 50 | 10 | 0.951 | 4500 | 80
PC4MNJYX | TEAM G-TECH | G-Tech | GT3650MTLED(4000K) | Indoor Luminaires | Linear Ambient | Direct Linear Ambient Luminaires | Standard | FALSE | [9 empty] | 42345 |  |  | No |  | 3 | 4700 | 94 | 50 | 10 | 0.951 | 4000 | 80
PWF5VB56 | TEAM G-TECH | G-Tech | GT3650MTLED(3500K) | Indoor Luminaires | Linear Ambient | Direct Linear Ambient Luminaires | Standard | FALSE | [9 empty] | 42345 |  |  | No |  | 3 | 4700 | 94 | 50 | 10 | 0.951 | 3500 | 80
PC1GJH15 | Standard Products Inc. | STANDARD | LSVS/65W/5FT/50K/2/ND/FP/STD | Indoor Luminaires | Linear Ambient | Direct Linear Ambient Luminaires | Standard | FALSE | [9 empty] | 42345 |  |  | NotYetVerified |  | 3 | 6175 | 95 | 65 | 20 | 0.93 | 5000 | 80
P2ZF5ZNK | Standard Products Inc. | STANDARD | LSVS/50W/5FT/50K/2/ND/FP/STD | Indoor Luminaires | Linear Ambient | Direct Linear Ambient Luminaires | Standard | FALSE | [9 empty] | 42345 |  |  | NotYetVerified |  | 3 | 4750 | 95 | 50 | 20 | 0.93 | 5000 | 80
PXZZYDCG | Standard Products Inc. | STANDARD | LSVS/40W/4FT/50K/2/ND/FP/STD | Indoor Luminaires | Linear Ambient | Direct Linear Ambient Luminaires | Standard | FALSE | [9 empty] | 42345 |  |  | NotYetVerified |  | 3 | 3800 | 95 | 40 | 20 | 0.93 | 5000 | 80
PP2MCQGQ | Standard Products Inc. | STANDARD | LSVS/20W/2FT/50K/2/ND/FP/STD | Indoor Luminaires | Linear Ambient | Direct Linear Ambient Luminaires | Standard | FALSE | [9 empty] | 42345 |  |  | NotYetVerified |  | 3 | 1900 | 95 | 20 | 13.3 | 0.987 | 5000 | 80
PDKDWF4Y | Standard Products Inc. | STANDARD | LSVS/30W/3FT/50K/2/ND/FP/STD | Indoor Luminaires | Linear Ambient | Direct Linear Ambient Luminaires | Standard | FALSE | [9 empty] | 42345 |  |  | NotYetVerified |  | 3 | 2850 | 95 | 30 | 10.7 | 0.992 | 5000 | 80
PVQ8C2S9 | Standard Products Inc. | STANDARD | LSVS/65W/5FT/40K/2/ND/FP/STD | Indoor Luminaires | Linear Ambient | Direct Linear Ambient Luminaires | Standard | FALSE | [9 empty] | 42345 |  |  | NotYetVerified |  | 3 | 6175 | 95 | 65 | 20 | 0.93 | 4000 | 80
PRGRJN1Z | Standard Products Inc. | STANDARD | LSVS/50W/5FT/40K/2/ND/FP/STD | Indoor Luminaires | Linear Ambient | Direct Linear Ambient Luminaires | Standard | FALSE | [9 empty] | 42345 |  |  | NotYetVerified |  | 3 | 4750 | 95 | 50 | 20 | 0.93 | 4000 | 80
PMGVTYYK | Standard Products Inc. | STANDARD | LSVS/40W/4FT/40K/2/ND/FP/STD | Indoor Luminaires | Linear Ambient | Direct Linear Ambient Luminaires | Standard | FALSE | [9 empty] | 42345 |  |  | NotYetVerified |  | 3 | 3800 | 95 | 40 | 20 | 0.93 | 4000 | 80
P4V1XN7Q | Standard Products Inc. | STANDARD | LSVS/20W/2FT/40K/2/ND/FP/STD | Indoor Luminaires | Linear Ambient | Direct Linear Ambient Luminaires | Standard | FALSE | [9 empty] | 42345 |  |  | NotYetVerified |  | 3 | 1900 | 95 | 20 | 13.3 | 0.987 | 4000 | 80
PXR8H9XF | Standard Products Inc. | STANDARD | LSVS/30W/3FT/40K/2/ND/FP/STD | Indoor Luminaires | Linear Ambient | Direct Linear Ambient Luminaires | Standard | FALSE | [9 empty] | 42345 |  |  | NotYetVerified |  | 3 | 2850 | 95 | 30 | 10.7 | 0.992 | 4000 | 80
PMVACHR4 | Los Angeles Lighting Mfg. Co. | LOS ANGELES LIGHTING | 3-WAN107-8K-4L-FPA-1DRDM-UNV-2/850 | Indoor Luminaires | Linear Ambient | Direct Linear Ambient Luminaires | Standard | FALSE | [9 empty] | 42345 |  |  | Yes |  | 3 | 6650 | 98.78 | 67.32 | 5.92 | 0.998 | 5222 | 83.1
PH93CXT9 | Los Angeles Lighting Mfg. Co. | LOS ANGELES LIGHTING | 3-WAN107-8K-4L-FPA-xxxxx-1DRDM-UNV-2/850 | Indoor Luminaires | Linear Ambient | Direct Linear Ambient Luminaires | Standard | FALSE | [9 empty] | 42345 |  |  | Yes |  | 3 | 6650 | 98.78 | 67.32 | 5.92 | 0.998 | 5222 | 83.1
PDARZQDD | Los Angeles Lighting Mfg. Co. | LOS ANGELES LIGHTING | 3-WAN107-8K-4L-FPA-xxxxx-xxxxx-1DRDM-UNV-2/850 | Indoor Luminaires | Linear Ambient | Direct Linear Ambient Luminaires | Standard | FALSE | [9 empty] | 42345 |  |  | Yes |  | 3 | 6650 | 98.78 | 67.32 | 5.92 | 0.998 | 5222 | 83.1
PV1NWW7Q | Los Angeles Lighting Mfg. Co. | LOS ANGELES LIGHTING | 3-WAN107-4K-4L-FPA-xxxxx-xxxxx-1DRDM-UNV-2/850 | Indoor Luminaires | Linear Ambient | Direct Linear Ambient Luminaires | Standard | FALSE | [9 empty] | 42345 |  |  | Yes |  | 3 | 3556 | 106.1 | 33.53 | 8.76 | 0.994 | 5025 | 83.1
PS3T4CST | Los Angeles Lighting Mfg. Co. | LOS ANGELES LIGHTING | 3-WAN107-4K-4L-FPA-1DRDM-UNV-2/850 | Indoor Luminaires | Linear Ambient | Direct Linear Ambient Luminaires | Standard | FALSE | [9 empty] | 42345 |  |  | Yes |  | 3 | 3556 | 106.1 | 33.53 | 8.76 | 0.994 | 5025 | 83.1
P8G2MA5B | Los Angeles Lighting Mfg. Co. | LOS ANGELES LIGHTING | 3-WAN107-4K-4L-FPA-xxxxx-1DRDM-UNV-2/850 | Indoor Luminaires | Linear Ambient | Direct Linear Ambient Luminaires | Standard | FALSE | [9 empty] | 42345 |  |  | Yes |  | 3 | 3556 | 106.1 | 33.53 | 8.76 | 0.994 | 5025 | 83.1
PV1TBWR9 | Los Angeles Lighting Mfg. Co. | LOS ANGELES LIGHTING | 3-WAN107-8K-4L-FPA-1DRDM-UNV-2/840 | Indoor Luminaires | Linear Ambient | Direct Linear Ambient Luminaires | Standard | FALSE | [9 empty] | 42345 |  |  | Yes |  | 3 | 6293 | 95.15 | 66.14 | 6 | 0.998 | 4079 | 84.3
PSQ1Q8XS | Los Angeles Lighting Mfg. Co. | LOS ANGELES LIGHTING | 3-WAN107-8K-4L-FPA-xxxxx-1DRDM-UNV-2/840 | Indoor Luminaires | Linear Ambient | Direct Linear Ambient Luminaires | Standard | FALSE | [9 empty] | 42345 |  |  | Yes |  | 3 | 6293 | 95.15 | 66.14 | 6 | 0.998 | 4079 | 84.3
PENTPRVZ | Los Angeles Lighting Mfg. Co. | LOS ANGELES LIGHTING | 3-WAN107-8K-4L-FPA-xxxxx-xxxxx-1DRDM-UNV-2/840 | Indoor Luminaires | Linear Ambient | Direct Linear Ambient Luminaires | Standard | FALSE | [9 empty] | 42345 |  |  | Yes |  | 3 | 6293 | 95.15 | 66.14 | 6 | 0.998 | 4079 | 84.3
PV4KN1KD | Los Angeles Lighting Mfg. Co. | LOS ANGELES LIGHTING | 3-WAN107-4K-4L-FPA-xxxxx-xxxxx-1DRDM-UNV-2/840 | Indoor Luminaires | Linear Ambient | Direct Linear Ambient Luminaires | Standard | FALSE | [9 empty] | 42345 |  |  | Yes |  | 3 | 3359 | 101.6 | 33.06 | 8.36 | 0.995 | 4021 | 84
PP63HJ5R | Los Angeles Lighting Mfg. Co. | LOS ANGELES LIGHTING | 3-WAN107-4K-4L-FPA-xxxxx-1DRDM-UNV-2/840 | Indoor Luminaires | Linear Ambient | Direct Linear Ambient Luminaires | Standard | FALSE | [9 empty] | 42345 |  |  | Yes |  | 3 | 3359 | 101.6 | 33.06 | 8.36 | 0.995 | 4021 | 84
PZVQZHDMB | Los Angeles Lighting Mfg. Co. |  | 3-WAN107-4K-4L-FPA-1DRDM-UNV-2/835 | Indoor Luminaires | Linear Ambient | Direct Linear Ambient Luminaires | Standard | FALSE | [9 empty] | 42345 |  |  | Yes |  | 3 | 3371 | 102.2 | 33 | 8.36 | 0.995 | 3485 | 84.2
PH463MQA | Los Angeles Lighting Mfg. Co. | LOS ANGELES LIGHTING | 3-WAN107-4K-4L-FPA-xxxxx-xxxxx-1DRDM-UNV-2/835 | Indoor Luminaires | Linear Ambient | Direct Linear Ambient Luminaires | Standard | FALSE | [9 empty] | 42345 |  |  | Yes |  | 3 | 3371 | 102.2 | 33 | 8.36 | 0.995 | 3485 | 84.2
PGES3QYS | Los Angeles Lighting Mfg. Co. | LOS ANGELES LIGHTING | 3-WAN107-4K-4L-FPA-xxxxx-1DRDM-UNV-2/835 | Indoor Luminaires | Linear Ambient | Direct Linear Ambient Luminaires | Standard | FALSE | [9 empty] | 42345 |  |  | Yes |  | 3 | 3371 | 102.2 | 33 | 8.36 | 0.995 | 3485 | 84.2
PD3KD5EJ | Los Angeles Lighting Mfg. Co. | LOS ANGELES LIGHTING | 3-WAN107-8K-4L-FPA-xxxxx-xxxxx-1DRDM-UNV-2/835 | Indoor Luminaires | Linear Ambient | Direct Linear Ambient Luminaires | Standard | FALSE | [9 empty] | 42345 |  |  | Yes |  | 3 | 5993 | 90.13 | 66.49 | 5.33 | 0.998 | 3468 | 84.6
PBS6UUNP | Los Angeles Lighting Mfg. Co. | LOS ANGELES LIGHTING | 3-WAN107-8K-4L-FPA-xxxxx-1DRDM-UNV-2/835 | Indoor Luminaires | Linear Ambient | Direct Linear Ambient Luminaires | Standard | FALSE | [9 empty] | 42345 |  |  | Yes |  | 3 | 5993 | 90.13 | 66.49 | 5.33 | 0.998 | 3468 | 84.6
PY2ZQ8MK | ATG Electronics Corp. | ATG Electronics Corp. | LIFI-50F-4FT-G2 | Indoor Luminaires | Linear Ambient | Direct Linear Ambient Luminaires | Standard | FALSE | [9 empty] | 42345 | Dimmable | Continuous Below 10 | Yes | Product updated on 1/30/2017 | 4.1 | 5000 | 120 | 42 | 16.02 | 0.91 | 5000 | 83
P19Q66QP | Coronet Inc. | Coronet | LSR2 LED-4FT-LTG3-3000K-UNV-[FNTTSG]-DB | Indoor Luminaires | Linear Ambient | Direct Linear Ambient Luminaires | Standard | TRUE | 3262 | 100.2 | 32.56 | 11.2 | 0.96 | 3062 | 82.6 | 5 | 50000 | 42341 |  |  | No |  | 3 | 3262 | 97.2 | 33.55 | 11.2 | 0.96 | 3062 | 82.6
PHEHDKJT | Industrial Lighting Products | Industrial Lighting Products | FZ4C-59WLED-UNIV-50-FRAL-XXXXX [Any Width Between 4.3?-12? ALL OPTIONS EXCEPT SD480 WC] | Indoor Luminaires | Linear Ambient | Direct Linear Ambient Luminaires | Standard | TRUE | 7188 | 124 | 58.04 | 18.7 | 0.95 | 5308 | 85.4 | 5 | 50000 | 42341 |  |  | NotYetVerified |  | 3 | 7188 | 123.8 | 58 | 18.7 | 0.95 | 5000 | 80
PB3MFXYS | Industrial Lighting Products | Industrial Lighting Products | FZ8F-118WLED-UNIV-30-FRAL-XXXXX [Any Width Between 4.3?-12? ALL OPTIONS EXCEPT SD480 WC] | Indoor Luminaires | Linear Ambient | Direct Linear Ambient Luminaires | Standard | TRUE | 13440 | 114 | 117.6 | 18.7 | 0.95 | 3112 | 83.2 | 5 | 50000 | 42341 |  |  | NotYetVerified |  | 3 | 13440 | 114.3 | 117.6 | 18.7 | 0.95 | 3000 | 80
PTFHBHDJ | Industrial Lighting Products | Industrial Lighting Products | FZ4C-36WLED-UNIV-30-FRAL-XXXXX [Any Width Between 4.3?-12? ALL OPTIONS EXCEPT SD480 WC] | Indoor Luminaires | Linear Ambient | Direct Linear Ambient Luminaires | Standard | TRUE | 4672 | 126 | 36.97 | 18.7 | 0.95 | 3080 | 83.6 | 5 | 50000 | 42341 |  |  | NotYetVerified |  | 3 | 4672 | 126.4 | 37 | 18.7 | 0.95 | 3000 | 80
PVZWMJZZ | Acuity Brands Lighting | Lithonia Lighting | MSL 4000LM L/LV MVOLT GZ10 30K 90CRI XXXX | Indoor Luminaires | Linear Ambient | Direct Linear Ambient Luminaires | Standard | TRUE | 2827 | 98.5 | 28.7 | 18.06 | 0.9468 | 3032 | 94.49 | 5 | 100000 | 42341 |  |  | Yes |  | 3 | 2813.4905 | 98.031 | 28.7 | 7.07 | 0.997 | 3000 | 90
PZCFCSZW | Cree Inc. | E-Conolight | E-VW4L04UNW | Indoor Luminaires | Linear Ambient | Direct Linear Ambient Luminaires | Standard | TRUE | 4667 | 98.3 | 47.68 | 22.8 | 0.885 | 4217 | 83.5 | 5 | 50000 | 42341 |  |  | NotYetVerified |  | 3 | 4903 | 103 | 47.8 | 20 | 0.9 | 4000 | 83
P7P35GXZ | Los Angeles Lighting Mfg. Co. | Los Angeles Lighting Mfg.Co. | 3-WCP200-6K-4L-DRP3-xxxxx-1DRDM xx(XXX)-UNV-2/840 | Indoor Luminaires | Linear Ambient | Direct Linear Ambient Luminaires | Premium | FALSE | [9 empty] | 42341 |  |  | Yes | Updated on 8/4/2016 | 3.1 | 5628 | 122.6 | 45.91 | 4.72 | 1 | 4135 | 84.4
PHEUFU5T | Los Angeles Lighting Mfg. Co. | Los Angeles Lighting Mfg.Co. | 3-WCP200-4K-4L-DRP3-WL-1DRDM-UNV-2/840 | Indoor Luminaires | Linear Ambient | Direct Linear Ambient Luminaires | Premium | FALSE | [9 empty] | 42341 |  |  | Yes | Updated on 8/4/2016 | 3.1 | 3851.74 | 117 | 33.05 | 7 | 1 | 4109 | 84
PYSZR179 | Los Angeles Lighting Mfg. Co. | Los Angeles Lighting Mfg.Co. | 3-WCP200-4K-4L-DRP3-xxxxx-1DRDM xx(XXX)-UNV-2/840 | Indoor Luminaires | Linear Ambient | Direct Linear Ambient Luminaires | Premium | FALSE | [9 empty] | 42341 |  |  | Yes | Updated on 8/4/2016 | 3.1 | 4058 | 130.8 | 31.03 | 7.28 | 1 | 4095 | 84.3
PSH2N7SZ | Los Angeles Lighting Mfg. Co. | Los Angeles Lighting Mfg.Co. | 3-WHO200-4K-4L-DRP3-xxxxx-1DRDM xx(XXX)-UNV-2/840 | Indoor Luminaires | Linear Ambient | Direct Linear Ambient Luminaires | Premium | FALSE | [9 empty] | 42341 |  |  | Yes | Updated on 8/4/2016 | 3.1 | 4058 | 130.8 | 31.03 | 7.28 | 1 | 4095 | 84.3
PVR1B5BQ | Industrial Lighting Products | Industrial Lighting Products | FZ8F-118WLED-UNIV-50-FRAL-XXXXX [Any Width Between 4.3?-12? ALL OPTIONS EXCEPT SD480 WC] | Indoor Luminaires | Linear Ambient | Direct Linear Ambient Luminaires | Standard | FALSE | [9 empty] | 42341 |  |  | NotYetVerified |  | 3 | 14348 | 123.6 | 116.1 | 18.7 | 0.95 | 5000 | 80
PMCY2WH1 | Industrial Lighting Products | Industrial Lighting Products | FZ8F-90WLED-UNIV-50-FRAL-XXXXX [Any Width Between 4.3?-12? ALL OPTIONS EXCEPT SD480 WC] | Indoor Luminaires | Linear Ambient | Direct Linear Ambient Luminaires | Standard | FALSE | [9 empty] | 42341 |  |  | NotYetVerified |  | 3 | 11773 | 130.8 | 90 | 18.7 | 0.95 | 5000 | 80
PXVFK37A | Industrial Lighting Products | Industrial Lighting Products | FZ4C-45WLED-UNIV-50-FRAL-XXXXX [Any Width Between 4.3?-12? ALL OPTIONS EXCEPT SD480 WC] | Indoor Luminaires | Linear Ambient | Direct Linear Ambient Luminaires | Standard | FALSE | [9 empty] | 42341 |  |  | NotYetVerified |  | 3 | 5898 | 131.1 | 45 | 18.7 | 0.95 | 5000 | 80
PSGBA3XN | Industrial Lighting Products | Industrial Lighting Products | FZ4C-36WLED-UNIV-50-FRAL-XXXXX [Any Width Between 4.3?-12? ALL OPTIONS EXCEPT SD480 WC] | Indoor Luminaires | Linear Ambient | Direct Linear Ambient Luminaires | Standard | FALSE | [9 empty] | 42341 |  |  | NotYetVerified |  | 3 | 5021 | 135.7 | 37 | 18.7 | 0.95 | 5000 | 80
P3RRTKNK | Industrial Lighting Products | Industrial Lighting Products | FZ8F-118WLED-UNIV-40-FRAL-XXXXX [Any Width Between 4.3?-12? ALL OPTIONS EXCEPT SD480 WC] | Indoor Luminaires | Linear Ambient | Direct Linear Ambient Luminaires | Standard | FALSE | [9 empty] | 42341 |  |  | NotYetVerified |  | 3 | 14290 | 120.5 | 118.6 | 18.7 | 0.95 | 4000 | 80
P7V3NJPR | Industrial Lighting Products | Industrial Lighting Products | FZ8F-90WLED-UNIV-40-FRAL-XXXXX [Any Width Between 4.3?-12? ALL OPTIONS EXCEPT SD480 WC] | Indoor Luminaires | Linear Ambient | Direct Linear Ambient Luminaires | Standard | FALSE | [9 empty] | 42341 |  |  | NotYetVerified |  | 3 | 11493 | 127.7 | 90 | 18.7 | 0.95 | 4000 | 80
PGHDWBM3 | Industrial Lighting Products | Industrial Lighting Products | FZ4C-59WLED-UNIV-40-FRAL-XXXXX [Any Width Between 4.3?-12? ALL OPTIONS EXCEPT SD480 WC] | Indoor Luminaires | Linear Ambient | Direct Linear Ambient Luminaires | Standard | FALSE | [9 empty] | 42341 |  |  | NotYetVerified |  | 3 | 7159 | 120.7 | 59.3 | 18.7 | 0.95 | 4000 | 80
PY963ZNC | Industrial Lighting Products | Industrial Lighting Products | FZ4C-45WLED-UNIV-40-FRAL-XXXXX [Any Width Between 4.3?-12? ALL OPTIONS EXCEPT SD480 WC] | Indoor Luminaires | Linear Ambient | Direct Linear Ambient Luminaires | Standard | FALSE | [9 empty] | 42341 |  |  | NotYetVerified |  | 3 | 5758 | 127.9 | 45 | 18.7 | 0.95 | 4000 | 80
P5TZGJSV | Industrial Lighting Products | Industrial Lighting Products | FZ4C-36WLED-UNIV-40-FRAL-XXXXX [Any Width Between 4.3?-12? ALL OPTIONS EXCEPT SD480 WC] | Indoor Luminaires | Linear Ambient | Direct Linear Ambient Luminaires | Standard | FALSE | [9 empty] | 42341 |  |  | NotYetVerified |  | 3 | 4906 | 132.6 | 37 | 18.7 | 0.95 | 4000 | 80
PJW3YYTC | Industrial Lighting Products | Industrial Lighting Products | FZ8F-118WLED-UNIV-35-FRAL-XXXXX [Any Width Between 4.3?-12? ALL OPTIONS EXCEPT SD480 WC] | Indoor Luminaires | Linear Ambient | Direct Linear Ambient Luminaires | Standard | FALSE | [9 empty] | 42341 |  |  | NotYetVerified |  | 3 | 13922 | 117.4 | 118.6 | 18.7 | 0.95 | 3500 | 80
PDQXFTBQ | Industrial Lighting Products | Industrial Lighting Products | FZ8F-90WLED-UNIV-35-FRAL-XXXXX [Any Width Between 4.3?-12? ALL OPTIONS EXCEPT SD480 WC] | Indoor Luminaires | Linear Ambient | Direct Linear Ambient Luminaires | Standard | FALSE | [9 empty] | 42341 |  |  | NotYetVerified |  | 3 | 11214 | 124.6 | 90 | 18.7 | 0.95 | 3500 | 80
PJBMAMCZ | Industrial Lighting Products | Industrial Lighting Products | FZ4C-59WLED-UNIV-35-FRAL-XXXXX [Any Width Between 4.3?-12? ALL OPTIONS EXCEPT SD480 WC] | Indoor Luminaires | Linear Ambient | Direct Linear Ambient Luminaires | Standard | FALSE | [9 empty] | 42341 |  |  | NotYetVerified |  | 3 | 6975 | 117.6 | 59.3 | 18.7 | 0.95 | 3500 | 80
PFMSCXQH | Industrial Lighting Products | Industrial Lighting Products | FZ4C-45WLED-UNIV-35-FRAL-XXXXX [Any Width Between 4.3?-12? ALL OPTIONS EXCEPT SD480 WC] | Indoor Luminaires | Linear Ambient | Direct Linear Ambient Luminaires | Standard | FALSE | [9 empty] | 42341 |  |  | NotYetVerified |  | 3 | 5618 | 124.8 | 45 | 18.7 | 0.95 | 3500 | 80
PMVBNA8U | Industrial Lighting Products | Industrial Lighting Products | FZ4C-36WLED-UNIV-35-FRAL-XXXXX [Any Width Between 4.3?-12? ALL OPTIONS EXCEPT SD480 WC] | Indoor Luminaires | Linear Ambient | Direct Linear Ambient Luminaires | Standard | FALSE | [9 empty] | 42341 |  |  | NotYetVerified |  | 3 | 4791 | 129.5 | 37 | 18.7 | 0.95 | 3500 | 80
P23ZGYQG | Industrial Lighting Products | Industrial Lighting Products | FZ8F-90WLED-UNIV-30-FRAL-XXXXX [Any Width Between 4.3?-12? ALL OPTIONS EXCEPT SD480 WC] | Indoor Luminaires | Linear Ambient | Direct Linear Ambient Luminaires | Standard | FALSE | [9 empty] | 42341 |  |  | NotYetVerified |  | 3 | 10934 | 121.5 | 90 | 18.7 | 0.95 | 3000 | 80
P9GBRR6F | Industrial Lighting Products | Industrial Lighting Products | FZ4C-59WLED-UNIV-30-FRAL-XXXXX [Any Width Between 4.3?-12? ALL OPTIONS EXCEPT SD480 WC] | Indoor Luminaires | Linear Ambient | Direct Linear Ambient Luminaires | Standard | FALSE | [9 empty] | 42341 |  |  | NotYetVerified |  | 3 | 6788 | 114.5 | 59.3 | 18.7 | 0.95 | 3000 | 80
PEM9AAWR | Industrial Lighting Products | Industrial Lighting Products | FZ4C-45WLED-UNIV-30-FRAL-XXXXX [Any Width Between 4.3?-12? ALL OPTIONS EXCEPT SD480 WC] | Indoor Luminaires | Linear Ambient | Direct Linear Ambient Luminaires | Standard | FALSE | [9 empty] | 42341 |  |  | NotYetVerified |  | 3 | 5478 | 121.7 | 45 | 18.7 | 0.95 | 3000 | 80
PNSG23Z9 | Cree Inc. | E-Conolight | E-VW4L04UCW | Indoor Luminaires | Linear Ambient | Direct Linear Ambient Luminaires | Standard | FALSE | [9 empty] | 42341 |  |  | NotYetVerified |  | 3 | 4903 | 103 | 47.8 | 20 | 0.9 | 5000 | 83
PHT19BU7 | Coronet Inc. | Coronet | LS2 LED-4FT-LTG3-4000K-UNV-[ACSMWB]-DB | Indoor Luminaires | Linear Ambient | Direct Linear Ambient Luminaires | Standard | FALSE | [9 empty] | 42341 |  |  | No |  | 3 | 3395 | 101.2 | 33.55 | 11.2 | 0.96 | 4000 | 83.6
PGRXU3JP | Coronet Inc. | Coronet | LSR2 LED-4FT-LTG3-4000K-UNV-[FNTTSG]-DB | Indoor Luminaires | Linear Ambient | Direct Linear Ambient Luminaires | Standard | FALSE | [9 empty] | 42341 |  |  | No |  | 3 | 3395 | 101.2 | 33.55 | 11.2 | 0.96 | 4000 | 83.6
PYM41S1J | Coronet Inc. | Coronet | LS2 LED-4FT-LTG3-3500K-UNV-[ACSMWB]-DB | Indoor Luminaires | Linear Ambient | Direct Linear Ambient Luminaires | Standard | FALSE | [9 empty] | 42341 |  |  | No |  | 3 | 3324 | 99.1 | 33.55 | 11.2 | 0.96 | 3500 | 83
PTWB11VJ | Coronet Inc. | Coronet | LSR2 LED-4FT-LTG3-3500K-UNV-[FNTTSG]-DB | Indoor Luminaires | Linear Ambient | Direct Linear Ambient Luminaires | Standard | FALSE | [9 empty] | 42341 |  |  | No |  | 3 | 3324 | 99.1 | 33.55 | 11.2 | 0.96 | 3500 | 83
PVSPG1VD | Coronet Inc. | Coronet | LS2 LED-4FT-LTG3-3000K-UNV-[ACSMWB]-DB | Indoor Luminaires | Linear Ambient | Direct Linear Ambient Luminaires | Standard | FALSE | [9 empty] | 42341 |  |  | No |  | 3 | 3262 | 97.2 | 33.55 | 11.2 | 0.96 | 3062 | 82.6
PKUFU8QU | Acuity Brands Lighting | Lithonia Lighting | MSL 4000LM L/LV MVOLT GZ10 50K 90CRI XXXX | Indoor Luminaires | Linear Ambient | Direct Linear Ambient Luminaires | Standard | FALSE | [9 empty] | 42341 | Dimmable | Continuous Above 10 | Yes |  | 3 | 3010 | 104.88 | 28.7 | 7.07 | 0.997 | 5000 | 90
PVQVV5RQ | Acuity Brands Lighting | Lithonia Lighting | MSL 4000LM L/LV MVOLT GZ10 50K 80CRI XXXX | Indoor Luminaires | Linear Ambient | Direct Linear Ambient Luminaires | Standard | FALSE | [9 empty] | 42341 | Dimmable | Continuous Above 10 | Yes |  | 3 | 3724.85 | 129.79 | 28.7 | 7.07 | 0.997 | 5000 | 80
PR873C2Z | Acuity Brands Lighting | Lithonia Lighting | MSL 4000LM L/LV MVOLT GZ10 40K 90CRI XXXX | Indoor Luminaires | Linear Ambient | Direct Linear Ambient Luminaires | Standard | FALSE | [9 empty] | 42341 | Dimmable | Continuous Above 10 | Yes |  | 3 | 2938.71 | 102.39 | 28.7 | 7.07 | 0.997 | 4000 | 90
PEH7UHRR | Acuity Brands Lighting | Lithonia Lighting | MSL 4000LM L/LV MVOLT GZ10 40K 80CRI XXXX | Indoor Luminaires | Linear Ambient | Direct Linear Ambient Luminaires | Standard | FALSE | [9 empty] | 42341 | Dimmable | Continuous Above 10 | Yes |  | 3 | 3636.64 | 126.71 | 28.7 | 7.07 | 0.997 | 4000 | 80
PES3JVRX | Acuity Brands Lighting | Lithonia Lighting | MSL 4000LM L/LV MVOLT GZ10 35K 90CRI XXXX | Indoor Luminaires | Linear Ambient | Direct Linear Ambient Luminaires | Standard | FALSE | [9 empty] | 42341 | Dimmable | Continuous Above 10 | Yes |  | 3 | 2929.47 | 102.07 | 28.7 | 7.07 | 0.997 | 3500 | 90
P6YYXGRU | Acuity Brands Lighting | Lithonia Lighting | MSL 4000LM L/LV MVOLT GZ10 35K 80CRI XXXX | Indoor Luminaires | Linear Ambient | Direct Linear Ambient Luminaires | Standard | FALSE | [9 empty] | 42341 | Dimmable | Continuous Above 10 | Yes |  | 3 | 3625.21 | 126.31 | 28.7 | 7.07 | 0.997 | 3500 | 80
P19ZKZPW | Acuity Brands Lighting | Lithonia Lighting | MSL 4000LM L/LV MVOLT GZ10 30K 80CRI XXXX | Indoor Luminaires | Linear Ambient | Direct Linear Ambient Luminaires | Standard | FALSE | [9 empty] | 42341 | Dimmable | Continuous Above 10 | Yes |  | 3 | 3481.68 | 121.31 | 28.7 | 7.07 | 0.997 | 3000 | 80
PDZX7WHS | Hubbell Lighting | Columbia Lighting | LXEN4-50LW-RFA-EU | Indoor Luminaires | Linear Ambient | Direct Linear Ambient Luminaires | Standard | TRUE | 4342 | 116.7 | 37.2 | 13.8 | 0.975 | 5261 | 85 | 5 | 60000 | 42340 |  |  | No |  | 3.1 | 4342 | 117 | 37 | 13.8 | 0.975 | 5261 | 84
P9QVATFW | Hubbell Lighting | Columbia Lighting | LXEN4-30LW-RFA-EU | Indoor Luminaires | Linear Ambient | Direct Linear Ambient Luminaires | Standard | TRUE | 3824 | 105.3 | 36.3 | 14.3 | 0.973 | 3096 | 84 | 5 | 60000 | 42340 |  |  | No |  | 3.1 | 3824 | 105 | 36 | 14.3 | 0.973 | 3096 | 84
P2TMVTZR | Hubbell Lighting | Columbia Lighting | LXEN4-30XW-RFA-EU | Indoor Luminaires | Linear Ambient | Direct Linear Ambient Luminaires | Standard | TRUE | 1985 | 112.8 | 17.5 | 10.4 | 0.966 | 3091 | 84 | 5 | 60000 | 42340 |  |  | No |  | 3.1 | 1985 | 113 | 18 | 10.4 | 0.966 | 3091 | 84
P7CT8X4R | Shinelong Technology Corp. LTD | Shinelong | SL-P68F4-40-W 4000K | Indoor Luminaires | Linear Ambient | Direct Linear Ambient Luminaires | Standard | TRUE | 3816.04 | 96.29 | 39.63 | 12.9 | 0.944 | 4193 | 85 | 5 |  | 42340 |  |  | No |  | 3 | 3400 | 85 | 40 | 15 | 0.9 | 4000 | 80
P4QGJ72B | Reonac Energy Systems Inc. | Think green solutions | LED-THK-HBL-5K1V-240W | Indoor Luminaires | Linear Ambient | Direct Linear Ambient Luminaires | Standard | TRUE | 28127.11 | 119.542 | 235.29 | 6.73 | 0.9359 | 4939 | 84.7 | 5 | 50000 | 42340 |  |  | NotYetVerified |  | 3 | 28127.11 | 119.542 | 235.29 | 6.73 | 0.997 | 4939 | 84.7
PZ3YXVAW | Industrial Lighting Products | Industrial Lighting Products | FZ4B-44WLED-UNIV-50-FRAL-XXXXX [Any Width Between 4.3?-12? ALL OPTIONS EXCEPT SD480 WC] | Indoor Luminaires | Linear Ambient | Direct Linear Ambient Luminaires | Premium | TRUE | 5246 | 118 | 44.64 | 15.4 | 0.915 | 5310 | 85.1 | 5 | 50000 | 42340 |  |  | NotYetVerified |  | 3 | 5246 | 117.5 | 44.6 | 15.4 | 0.92 | 5310 | 80
P55NQQFG | Industrial Lighting Products | Industrial Lighting Products | FZ4B-44WLED-UNIV-30-FRAL-XXXXX [Any Width Between 4.3?-12? ALL OPTIONS EXCEPT SD480 WC] | Indoor Luminaires | Linear Ambient | Direct Linear Ambient Luminaires | Premium | TRUE | 4998 | 112 | 44.66 | 15.4 | 0.915 | 3096 | 83.4 | 5 | 50000 | 42340 | Dimmable | Continuous Below 10 | NotYetVerified |  | 3 | 4998 | 111.9 | 44.7 | 15.4 | 0.92 | 3096 | 80
PPHJH645 | Industrial Lighting Products | Industrial Lighting Products | FZ4A-16WLED-UNIV-30-FRAL-XXXXX [Any Width Between 4.3?-12? ALL OPTIONS EXCEPT SD480 WC] | Indoor Luminaires | Linear Ambient | Direct Linear Ambient Luminaires | Premium | TRUE | 1970 | 120 | 16.42 | 15.4 | 0.915 | 3066 | 83.8 | 5 | 50000 | 42340 |  |  | NotYetVerified |  | 3 | 1970 | 120 | 16.4 | 15.4 | 0.92 | 3066 | 80
PFMNEH5Z | Shinelong Technology Corp. LTD | Shinelong | SL-P68F5-60-W 4000K | Indoor Luminaires | Linear Ambient | Direct Linear Ambient Luminaires | Standard | TRUE | 5380.82 | 97.34 | 55.28 | 12.7 | 0.893 | 4255 | 85 | 5 |  | 42340 |  |  | No |  | 3 | 5100 | 85 | 60 | 15 | 0.9 | 4000 | 80
PBVZQUCH | Shinelong Technology Corp. LTD | Shinelong | SL-P68F4-50-W 4000K | Indoor Luminaires | Linear Ambient | Direct Linear Ambient Luminaires | Standard | TRUE | 4507.59 | 95.2 | 47.35 | 13.1 | 0.885 | 4179 | 85 | 5 |  | 42340 |  |  | No |  | 3 | 4300 | 86 | 50 | 15 | 0.9 | 4000 | 80
P13NFJG4 | Shinelong Technology Corp. LTD | Shinelong | SL-P68F5-60-P 5000K | Indoor Luminaires | Linear Ambient | Direct Linear Ambient Luminaires | Standard | FALSE | [9 empty] | 42340 |  |  | No |  | 3 | 5100 | 85 | 60 | 15 | 0.9 | 5000 | 80
PM2TVDSA | Shinelong Technology Corp. LTD | Shinelong | SL-P68F4-50-P 5000K | Indoor Luminaires | Linear Ambient | Direct Linear Ambient Luminaires | Standard | FALSE | [9 empty] | 42340 |  |  | No |  | 3 | 4300 | 86 | 50 | 15 | 0.9 | 5000 | 80
PUDF6NAG | Shinelong Technology Corp. LTD | Shinelong | SL-P68F4-40-P 5000K | Indoor Luminaires | Linear Ambient | Direct Linear Ambient Luminaires | Standard | FALSE | [9 empty] | 42340 |  |  | No |  | 3 | 3400 | 85 | 40 | 15 | 0.9 | 5000 | 80
PKTMAKVJ | Reonac Energy Systems Inc. | Think green solutions | LED-THINK-HBL-5K1V-240W | Indoor Luminaires | Linear Ambient | Direct Linear Ambient Luminaires | Standard | FALSE | [9 empty] | 42340 |  |  | NotYetVerified |  | 3 | 28127.11 | 119.542 | 235.29 | 6.73 | 0.997 | 4939 | 84.7
PA4CDCEK | Industrial Lighting Products | Industrial Lighting Products | FZ8E-88WLED-UNIV-50-XXXXX [Any Width Between 4.3?-12? ALL OPTIONS EXCEPT SD480 WC] | Indoor Luminaires | Linear Ambient | Direct Linear Ambient Luminaires | Premium | FALSE | [9 empty] | 42340 | Dimmable | Continuous Below 10 | NotYetVerified |  | 3 | 12484.6 | 139.84 | 89.28 | 15.4 | 0.92 | 5000 | 80
PMHSFJ41 | Industrial Lighting Products | Industrial Lighting Products | FZ8D-80WLED-UNIV-50-XXXXX [Any Width Between 4.3?-12? ALL OPTIONS EXCEPT SD480 WC] | Indoor Luminaires | Linear Ambient | Direct Linear Ambient Luminaires | Premium | FALSE | [9 empty] | 42340 |  |  | NotYetVerified |  | 3 | 11378.94 | 142.24 | 80 | 15.4 | 0.92 | 5000 | 80
PFAVHTU1 | Industrial Lighting Products | Industrial Lighting Products | FZ8E-88WLED-UNIV-50-FRAL-XXXXX [Any Width Between 4.3?-12? ALL OPTIONS EXCEPT SD480 WC] | Indoor Luminaires | Linear Ambient | Direct Linear Ambient Luminaires | Premium | FALSE | [9 empty] | 42340 |  |  | NotYetVerified |  | 3 | 10527.91 | 117.92 | 89.28 | 15.4 | 0.92 | 5000 | 80
PX18TU36 | Industrial Lighting Products | Industrial Lighting Products | FZ8D-80WLED-UNIV-50-FRAL-XXXXX [Any Width Between 4.3?-12? ALL OPTIONS EXCEPT SD480 WC] | Indoor Luminaires | Linear Ambient | Direct Linear Ambient Luminaires | Premium | FALSE | [9 empty] | 42340 |  |  | NotYetVerified |  | 3 | 9610.44 | 120.13 | 80 | 15.4 | 0.92 | 5000 | 80
PA1VUAX2 | Industrial Lighting Products | Industrial Lighting Products | FZ8C-60WLED-UNIV-50-XXXXX [Any Width Between 4.3?-12? ALL OPTIONS EXCEPT SD480 WC] | Indoor Luminaires | Linear Ambient | Direct Linear Ambient Luminaires | Premium | FALSE | [9 empty] | 42340 | Dimmable | Continuous Below 10 | NotYetVerified |  | 3 | 8894.26 | 148.24 | 60 | 15.4 | 0.92 | 5000 | 80
P1D1C24G | Industrial Lighting Products | Industrial Lighting Products | FZ8C-60WLED-UNIV-50-FRAL-XXXXX [Any Width Between 4.3?-12? ALL OPTIONS EXCEPT SD480 WC] | Indoor Luminaires | Linear Ambient | Direct Linear Ambient Luminaires | Premium | FALSE | [9 empty] | 42340 | Dimmable | Continuous Below 10 | NotYetVerified |  | 3 | 7539.39 | 125.66 | 60 | 15.4 | 0.92 | 5000 | 80
PVKY75WA | Industrial Lighting Products | Industrial Lighting Products | FZ8B-44WLED-UNIV-50-XXXXX [Any Width Between 4.3?-12? ALL OPTIONS EXCEPT SD480 WC] | Indoor Luminaires | Linear Ambient | Direct Linear Ambient Luminaires | Premium | FALSE | [9 empty] | 42340 |  |  | NotYetVerified |  | 3 | 6626.96 | 150.61 | 44 | 15.4 | 0.92 | 5000 | 80
P5CNU58M | Industrial Lighting Products | Industrial Lighting Products | FZ4B-44WLED-UNIV-50-XXXXX [Any Width Between 4.3?-12? ALL OPTIONS EXCEPT SD480 WC] | Indoor Luminaires | Linear Ambient | Direct Linear Ambient Luminaires | Premium | FALSE | [9 empty] | 42340 | Dimmable | Continuous Below 10 | NotYetVerified |  | 3 | 6221 | 139.4 | 44.6 | 15.4 | 0.92 | 5000 | 80
PDV4MAZ1 | Industrial Lighting Products | Industrial Lighting Products | FZ8B-44WLED-UNIV-50-FRAL-XXXXX [Any Width Between 4.3?-12? ALL OPTIONS EXCEPT SD480 WC] | Indoor Luminaires | Linear Ambient | Direct Linear Ambient Luminaires | Premium | FALSE | [9 empty] | 42340 | Dimmable | Continuous Below 10 | NotYetVerified |  | 3 | 5388.94 | 122.48 | 44 | 15.4 | 0.92 | 5000 | 80
PGZR49RZ | Industrial Lighting Products | Industrial Lighting Products | FZ8B-32WLED-UNIV-50-XXXXX [Any Width Between 4.3?-12? ALL OPTIONS EXCEPT SD480 WC] | Indoor Luminaires | Linear Ambient | Direct Linear Ambient Luminaires | Premium | FALSE | [9 empty] | 42340 |  |  | NotYetVerified |  | 3 | 4952.45 | 154.76 | 32 | 15.4 | 0.92 | 5000 | 80
PVM6H8TN | Industrial Lighting Products | Industrial Lighting Products | FZ4A-30WLED-UNIV-50-XXXXX [Any Width Between 4.3?-12? ALL OPTIONS EXCEPT SD480 WC] | Indoor Luminaires | Linear Ambient | Direct Linear Ambient Luminaires | Premium | FALSE | [9 empty] | 42340 |  |  | NotYetVerified |  | 3 | 4432 | 147.7 | 30 | 15.4 | 0.92 | 5000 | 80
PDMJUZBR | Industrial Lighting Products | Industrial Lighting Products | FZ8B-32WLED-UNIV-50-FRAL-XXXXX [Any Width Between 4.3?-12? ALL OPTIONS EXCEPT SD480 WC] | Indoor Luminaires | Linear Ambient | Direct Linear Ambient Luminaires | Premium | FALSE | [9 empty] | 42340 | Dimmable | Continuous Below 10 | NotYetVerified |  | 3 | 4032.36 | 126.01 | 32 | 15.4 | 0.92 | 5000 | 80
PMQY94G1 | Industrial Lighting Products | Industrial Lighting Products | FZ4A-30WLED-UNIV-50-FRAL-XXXXX [Any Width Between 4.3?-12? ALL OPTIONS EXCEPT SD480 WC] | Indoor Luminaires | Linear Ambient | Direct Linear Ambient Luminaires | Premium | FALSE | [9 empty] | 42340 |  |  | NotYetVerified |  | 3 | 3757 | 125.2 | 30 | 15.4 | 0.92 | 5000 | 80
P1GUR64X | Industrial Lighting Products | Industrial Lighting Products | FZ4A-22WLED-UNIV-50-XXXXX [Any Width Between 4.3?-12? ALL OPTIONS EXCEPT SD480 WC] | Indoor Luminaires | Linear Ambient | Direct Linear Ambient Luminaires | Premium | FALSE | [9 empty] | 42340 | Dimmable | Continuous Below 10 | NotYetVerified |  | 3 | 3302 | 150.1 | 22 | 15.4 | 0.92 | 5000 | 80
PHST9W4H | Industrial Lighting Products | Industrial Lighting Products | FZ4A-22WLED-UNIV-50-FRAL-XXXXX [Any Width Between 4.3?-12? ALL OPTIONS EXCEPT SD480 WC] | Indoor Luminaires | Linear Ambient | Direct Linear Ambient Luminaires | Premium | FALSE | [9 empty] | 42340 |  |  | NotYetVerified |  | 3 | 2685 | 122.1 | 22 | 15.4 | 0.92 | 5000 | 80
PUBDD4D2 | Industrial Lighting Products | Industrial Lighting Products | FZ4A-16WLED-UNIV-50-XXXXX [Any Width Between 4.3?-12? ALL OPTIONS EXCEPT SD480 WC] | Indoor Luminaires | Linear Ambient | Direct Linear Ambient Luminaires | Premium | FALSE | [9 empty] | 42340 |  |  | NotYetVerified |  | 3 | 2468 | 154.2 | 16 | 15.4 | 0.92 | 5000 | 80
P5PZGDV9 | Industrial Lighting Products | Industrial Lighting Products | FZ4A-16WLED-UNIV-50-FRAL-XXXXX [Any Width Between 4.3?-12? ALL OPTIONS EXCEPT SD480 WC] | Indoor Luminaires | Linear Ambient | Direct Linear Ambient Luminaires | Premium | FALSE | [9 empty] | 42340 | Dimmable | Continuous Below 10 | NotYetVerified |  | 3 | 2009 | 125.6 | 16 | 15.4 | 0.92 | 5000 | 80
PHQVBBGE | Industrial Lighting Products | Industrial Lighting Products | FZ8E-88WLED-UNIV-40-XXXXX [Any Width Between 4.3?-12? ALL OPTIONS EXCEPT SD480 WC] | Indoor Luminaires | Linear Ambient | Direct Linear Ambient Luminaires | Premium | FALSE | [9 empty] | 42340 |  |  | NotYetVerified |  | 3 | 12273.18 | 137.59 | 89.2 | 15.4 | 0.92 | 4000 | 80
PFZU6215 | Industrial Lighting Products | Industrial Lighting Products | FZ8D-80WLED-UNIV-40-XXXXX [Any Width Between 4.3?-12? ALL OPTIONS EXCEPT SD480 WC] | Indoor Luminaires | Linear Ambient | Direct Linear Ambient Luminaires | Premium | FALSE | [9 empty] | 42340 |  |  | NotYetVerified |  | 3 | 11182.27 | 139.78 | 80 | 15.4 | 0.92 | 4000 | 80
PHQ3T2RU | Industrial Lighting Products | Industrial Lighting Products | FZ8E-88WLED-UNIV-40-FRAL-XXXXX [Any Width Between 4.3?-12? ALL OPTIONS EXCEPT SD480 WC] | Indoor Luminaires | Linear Ambient | Direct Linear Ambient Luminaires | Premium | FALSE | [9 empty] | 42340 |  |  | NotYetVerified |  | 3 | 10350.9 | 116.04 | 89.2 | 15.4 | 0.92 | 4000 | 80
P4F7YBR4 | Industrial Lighting Products | Industrial Lighting Products | FZ8D-80WLED-UNIV-40-FRAL-XXXXX [Any Width Between 4.3?-12? ALL OPTIONS EXCEPT SD480 WC] | Indoor Luminaires | Linear Ambient | Direct Linear Ambient Luminaires | Premium | FALSE | [9 empty] | 42340 | Dimmable | Continuous Below 10 | NotYetVerified |  | 3 | 9445.85 | 118.07 | 80 | 15.4 | 0.92 | 4000 | 80
PWV74MVK | Industrial Lighting Products | Industrial Lighting Products | FZ8C-60WLED-UNIV-40-XXXXX [Any Width Between 4.3?-12? ALL OPTIONS EXCEPT SD480 WC] | Indoor Luminaires | Linear Ambient | Direct Linear Ambient Luminaires | Premium | FALSE | [9 empty] | 42340 |  |  | NotYetVerified |  | 3 | 8759.97 | 146 | 60 | 15.4 | 0.92 | 4000 | 80
PCA3BCJ9 | Industrial Lighting Products | Industrial Lighting Products | FZ8C-60WLED-UNIV-40-FRAL-XXXXX [Any Width Between 4.3?-12? ALL OPTIONS EXCEPT SD480 WC] | Indoor Luminaires | Linear Ambient | Direct Linear Ambient Luminaires | Premium | FALSE | [9 empty] | 42340 | Dimmable | Continuous Below 10 | NotYetVerified |  | 3 | 7427.01 | 123.78 | 60 | 15.4 | 0.92 | 4000 | 80
PFFS2VTA | Industrial Lighting Products | Industrial Lighting Products | FZ8B-44WLED-UNIV-40-XXXXX [Any Width Between 4.3?-12? ALL OPTIONS EXCEPT SD480 WC] | Indoor Luminaires | Linear Ambient | Direct Linear Ambient Luminaires | Premium | FALSE | [9 empty] | 42340 |  |  | NotYetVerified |  | 3 | 6528.48 | 148.37 | 44 | 15.4 | 0.92 | 4000 | 80
PGH2XDFK | Industrial Lighting Products | Industrial Lighting Products | FZ4B-44WLED-UNIV-40-XXXXX [Any Width Between 4.3?-12? ALL OPTIONS EXCEPT SD480 WC] | Indoor Luminaires | Linear Ambient | Direct Linear Ambient Luminaires | Premium | FALSE | [9 empty] | 42340 |  |  | NotYetVerified |  | 3 | 6116 | 137.1 | 44.6 | 15.4 | 0.92 | 4000 | 80
PXWNZG2F | Industrial Lighting Products | Industrial Lighting Products | FZ8B-44WLED-UNIV-40-FRAL-XXXXX [Any Width Between 4.3?-12? ALL OPTIONS EXCEPT SD480 WC] | Indoor Luminaires | Linear Ambient | Direct Linear Ambient Luminaires | Premium | FALSE | [9 empty] | 42340 |  |  | NotYetVerified |  | 3 | 5306.52 | 120.6 | 44 | 15.4 | 0.92 | 4000 | 80
PU1TFR7F | Industrial Lighting Products | Industrial Lighting Products | FZ4B-44WLED-UNIV-40-FRAL-XXXXX [Any Width Between 4.3?-12? ALL OPTIONS EXCEPT SD480 WC] | Indoor Luminaires | Linear Ambient | Direct Linear Ambient Luminaires | Premium | FALSE | [9 empty] | 42340 |  |  | NotYetVerified |  | 3 | 5158 | 115.6 | 44.6 | 15.4 | 0.92 | 4000 | 80
PTQCTGGJ | Industrial Lighting Products | Industrial Lighting Products | FZ8B-32WLED-UNIV-40-XXXXX [Any Width Between 4.3?-12? ALL OPTIONS EXCEPT SD480 WC] | Indoor Luminaires | Linear Ambient | Direct Linear Ambient Luminaires | Premium | FALSE | [9 empty] | 42340 |  |  | NotYetVerified |  | 3 | 4880.61 | 152.52 | 32 | 15.4 | 0.92 | 4000 | 80
PFXFKA5H | Industrial Lighting Products | Industrial Lighting Products | FZ4A-30WLED-UNIV-40-XXXXX [Any Width Between 4.3?-12? ALL OPTIONS EXCEPT SD480 WC] | Indoor Luminaires | Linear Ambient | Direct Linear Ambient Luminaires | Premium | FALSE | [9 empty] | 42340 |  |  | NotYetVerified |  | 3 | 4365 | 145.5 | 30 | 15.4 | 0.92 | 4000 | 80
P9TB1MN8 | Industrial Lighting Products | Industrial Lighting Products | FZ8B-32WLED-UNIV-40-FRAL-XXXXX [Any Width Between 4.3?-12? ALL OPTIONS EXCEPT SD480 WC] | Indoor Luminaires | Linear Ambient | Direct Linear Ambient Luminaires | Premium | FALSE | [9 empty] | 42340 | Dimmable | Continuous Below 10 | NotYetVerified |  | 3 | 3972.24 | 124.13 | 32 | 15.4 | 0.92 | 4000 | 80
PRBHG34Q | Industrial Lighting Products | Industrial Lighting Products | FZ4A-30WLED-UNIV-40-FRAL-XXXXX [Any Width Between 4.3?-12? ALL OPTIONS EXCEPT SD480 WC] | Indoor Luminaires | Linear Ambient | Direct Linear Ambient Luminaires | Premium | FALSE | [9 empty] | 42340 |  |  | NotYetVerified |  | 3 | 3701 | 123.4 | 30 | 15.4 | 0.92 | 4000 | 80
PG7HF982 | Industrial Lighting Products | Industrial Lighting Products | FZ4A-22WLED-UNIV-40-XXXXX [Any Width Between 4.3?-12? ALL OPTIONS EXCEPT SD480 WC] | Indoor Luminaires | Linear Ambient | Direct Linear Ambient Luminaires | Premium | FALSE | [9 empty] | 42340 |  |  | NotYetVerified |  | 3 | 3253 | 147.9 | 22 | 15.4 | 0.92 | 4000 | 80
P4K43NXJ | Industrial Lighting Products | Industrial Lighting Products | FZ4A-22WLED-UNIV-40-FRAL-XXXXX [Any Width Between 4.3?-12? ALL OPTIONS EXCEPT SD480 WC] | Indoor Luminaires | Linear Ambient | Direct Linear Ambient Luminaires | Premium | FALSE | [9 empty] | 42340 | Dimmable | Continuous Below 10 | NotYetVerified |  | 3 | 2644 | 120.2 | 22 | 15.4 | 0.92 | 4000 | 80
P21PQQ1D | Industrial Lighting Products | Industrial Lighting Products | FZ4A-16WLED-UNIV-40-XXXXX [Any Width Between 4.3?-12? ALL OPTIONS EXCEPT SD480 WC] | Indoor Luminaires | Linear Ambient | Direct Linear Ambient Luminaires | Premium | FALSE | [9 empty] | 42340 | Dimmable | Continuous Below 10 | NotYetVerified |  | 3 | 2432 | 152 | 16 | 15.4 | 0.92 | 4000 | 80
PE5ZV887 | Industrial Lighting Products | Industrial Lighting Products | FZ4A-16WLED-UNIV-40-FRAL-XXXXX [Any Width Between 4.3?-12? ALL OPTIONS EXCEPT SD480 WC] | Indoor Luminaires | Linear Ambient | Direct Linear Ambient Luminaires | Premium | FALSE | [9 empty] | 42340 |  |  | NotYetVerified |  | 3 | 1979 | 123.7 | 16 | 15.4 | 0.92 | 4000 | 80
PCQQDEJK | Industrial Lighting Products | Industrial Lighting Products | FZ8E-88WLED-UNIV-35-XXXXX [Any Width Between 4.3?-12? ALL OPTIONS EXCEPT SD480 WC] | Indoor Luminaires | Linear Ambient | Direct Linear Ambient Luminaires | Premium | FALSE | [9 empty] | 42340 | Dimmable | Continuous Below 10 | NotYetVerified |  | 3 | 12073.54 | 135.35 | 89.2 | 15.4 | 0.92 | 3500 | 80
PCE8AX8S | Industrial Lighting Products | Industrial Lighting Products | FZ8D-80WLED-UNIV-35-XXXXX [Any Width Between 4.3?-12? ALL OPTIONS EXCEPT SD480 WC] | Indoor Luminaires | Linear Ambient | Direct Linear Ambient Luminaires | Premium | FALSE | [9 empty] | 42340 | Dimmable | Continuous Below 10 | NotYetVerified |  | 3 | 10986.19 | 137.33 | 80 | 15.4 | 0.92 | 3500 | 80
PB6U2YQ1 | Industrial Lighting Products | Industrial Lighting Products | FZ8E-88WLED-UNIV-35-FRAL-XXXXX [Any Width Between 4.3?-12? ALL OPTIONS EXCEPT SD480 WC] | Indoor Luminaires | Linear Ambient | Direct Linear Ambient Luminaires | Premium | FALSE | [9 empty] | 42340 | Dimmable | Continuous Below 10 | NotYetVerified |  | 3 | 10183.82 | 114.17 | 89.2 | 15.4 | 0.92 | 3500 | 80
PPCCAZV2 | Industrial Lighting Products | Industrial Lighting Products | FZ8D-80WLED-UNIV-35-FRAL-XXXXX [Any Width Between 4.3?-12? ALL OPTIONS EXCEPT SD480 WC] | Indoor Luminaires | Linear Ambient | Direct Linear Ambient Luminaires | Premium | FALSE | [9 empty] | 42340 |  |  | NotYetVerified |  | 3 | 9281.74 | 116.02 | 80 | 15.4 | 0.92 | 3500 | 80
PN8S43ER | Industrial Lighting Products | Industrial Lighting Products | FZ8C-60WLED-UNIV-35-XXXXX [Any Width Between 4.3?-12? ALL OPTIONS EXCEPT SD480 WC] | Indoor Luminaires | Linear Ambient | Direct Linear Ambient Luminaires | Premium | FALSE | [9 empty] | 42340 |  |  | NotYetVerified |  | 3 | 8625.69 | 143.76 | 60 | 15.4 | 0.92 | 3500 | 80
PDVMN2BC | Industrial Lighting Products | Industrial Lighting Products | FZ8C-60WLED-UNIV-35-FRAL-XXXXX [Any Width Between 4.3?-12? ALL OPTIONS EXCEPT SD480 WC] | Indoor Luminaires | Linear Ambient | Direct Linear Ambient Luminaires | Premium | FALSE | [9 empty] | 42340 | Dimmable | Continuous Below 10 | NotYetVerified |  | 3 | 7314.62 | 121.91 | 60 | 15.4 | 0.92 | 3500 | 80
PVXQZR4V | Industrial Lighting Products | Industrial Lighting Products | FZ8B-44WLED-UNIV-35-XXXXX [Any Width Between 4.3?-12? ALL OPTIONS EXCEPT SD480 WC] | Indoor Luminaires | Linear Ambient | Direct Linear Ambient Luminaires | Premium | FALSE | [9 empty] | 42340 |  |  | NotYetVerified |  | 3 | 6430.01 | 146.14 | 44 | 15.4 | 0.92 | 3500 | 80
PPKYVU1G | Industrial Lighting Products | Industrial Lighting Products | FZ4B-44WLED-UNIV-35-XXXXX [Any Width Between 4.3?-12? ALL OPTIONS EXCEPT SD480 WC] | Indoor Luminaires | Linear Ambient | Direct Linear Ambient Luminaires | Premium | FALSE | [9 empty] | 42340 |  |  | NotYetVerified |  | 3 | 6016 | 134.9 | 44.6 | 15.4 | 0.92 | 3500 | 80
P7TKMNJC | Industrial Lighting Products | Industrial Lighting Products | FZ8B-44WLED-UNIV-35-FRAL-XXXXX [Any Width Between 4.3?-12? ALL OPTIONS EXCEPT SD480 WC] | Indoor Luminaires | Linear Ambient | Direct Linear Ambient Luminaires | Premium | FALSE | [9 empty] | 42340 | Dimmable | Continuous Below 10 | NotYetVerified |  | 3 | 5224.11 | 118.73 | 44 | 15.4 | 0.92 | 3500 | 80
PZWBWBGH | Industrial Lighting Products | Industrial Lighting Products | FZ4B-44WLED-UNIV-35-FRAL-XXXXX [Any Width Between 4.3?-12? ALL OPTIONS EXCEPT SD480 WC] | Indoor Luminaires | Linear Ambient | Direct Linear Ambient Luminaires | Premium | FALSE | [9 empty] | 42340 |  |  | NotYetVerified |  | 3 | 5075 | 113.8 | 44.6 | 15.4 | 0.92 | 3500 | 80
PP83M2UV | Industrial Lighting Products | Industrial Lighting Products | FZ8B-32WLED-UNIV-35-XXXXX [Any Width Between 4.3?-12? ALL OPTIONS EXCEPT SD480 WC] | Indoor Luminaires | Linear Ambient | Direct Linear Ambient Luminaires | Premium | FALSE | [9 empty] | 42340 |  |  | NotYetVerified |  | 3 | 4808.99 | 150.28 | 32 | 15.4 | 0.92 | 3500 | 80
PDKB85SW | Industrial Lighting Products | Industrial Lighting Products | FZ4A-30WLED-UNIV-35-XXXXX [Any Width Between 4.3?-12? ALL OPTIONS EXCEPT SD480 WC] | Indoor Luminaires | Linear Ambient | Direct Linear Ambient Luminaires | Premium | FALSE | [9 empty] | 42340 | Dimmable | Continuous Below 10 | NotYetVerified |  | 3 | 4298 | 143.3 | 30 | 15.4 | 0.92 | 3500 | 80
PG6X797A | Industrial Lighting Products | Industrial Lighting Products | FZ8B-32WLED-UNIV-35-FRAL-XXXXX [Any Width Between 4.3?-12? ALL OPTIONS EXCEPT SD480 WC] | Indoor Luminaires | Linear Ambient | Direct Linear Ambient Luminaires | Premium | FALSE | [9 empty] | 42340 |  |  | NotYetVerified |  | 3 | 3912.3 | 122.26 | 32 | 15.4 | 0.92 | 3500 | 80
PD9YZBAJ | Industrial Lighting Products | Industrial Lighting Products | FZ4A-30WLED-UNIV-35-FRAL-XXXXX [Any Width Between 4.3?-12? ALL OPTIONS EXCEPT SD480 WC] | Indoor Luminaires | Linear Ambient | Direct Linear Ambient Luminaires | Premium | FALSE | [9 empty] | 42340 | Dimmable | Continuous Below 10 | NotYetVerified |  | 3 | 3645 | 121.5 | 30 | 15.4 | 0.92 | 3500 | 80
P2DD1ZSY | Industrial Lighting Products | Industrial Lighting Products | FZ4A-22WLED-UNIV-35-XXXXX [Any Width Between 4.3?-12? ALL OPTIONS EXCEPT SD480 WC] | Indoor Luminaires | Linear Ambient | Direct Linear Ambient Luminaires | Premium | FALSE | [9 empty] | 42340 | Dimmable | Continuous Below 10 | NotYetVerified |  | 3 | 3204 | 145.6 | 22 | 15.4 | 0.92 | 3500 | 80
P75U57U7 | Industrial Lighting Products | Industrial Lighting Products | FZ4A-22WLED-UNIV-35-FRAL-XXXXX [Any Width Between 4.3?-12? ALL OPTIONS EXCEPT SD480 WC] | Indoor Luminaires | Linear Ambient | Direct Linear Ambient Luminaires | Premium | FALSE | [9 empty] | 42340 | Dimmable | Continuous Below 10 | NotYetVerified |  | 3 | 2603 | 118.3 | 22 | 15.4 | 0.92 | 3500 | 80
PJBVNB8P | Industrial Lighting Products | Industrial Lighting Products | FZ4A-16WLED-UNIV-35-XXXXX [Any Width Between 4.3?-12? ALL OPTIONS EXCEPT SD480 WC] | Indoor Luminaires | Linear Ambient | Direct Linear Ambient Luminaires | Premium | FALSE | [9 empty] | 42340 |  |  | NotYetVerified |  | 3 | 2396 | 149.8 | 16 | 15.4 | 0.92 | 3500 | 80
PKEDMX9B | Industrial Lighting Products | Industrial Lighting Products | FZ4A-16WLED-UNIV-35-FRAL-XXXXX [Any Width Between 4.3?-12? ALL OPTIONS EXCEPT SD480 WC] | Indoor Luminaires | Linear Ambient | Direct Linear Ambient Luminaires | Premium | FALSE | [9 empty] | 42340 |  |  | NotYetVerified |  | 3 | 1970 | 123.13 | 16 | 15.4 | 0.92 | 3500 | 80
P3E8UFGF | Industrial Lighting Products | Industrial Lighting Products | FZ8E-88WLED-UNIV-30-FRAL-XXXXX [Any Width Between 4.3?-12? ALL OPTIONS EXCEPT SD480 WC] | Indoor Luminaires | Linear Ambient | Direct Linear Ambient Luminaires | Premium | FALSE | [9 empty] | 42340 | Dimmable | Continuous Below 10 | NotYetVerified |  | 3 | 10010 | 112.3 | 89.14 | 15.4 | 0.92 | 3117 | 80
PRBWD1FH | Industrial Lighting Products | Industrial Lighting Products | FZ8E-88WLED-UNIV-30-XXXXX [Any Width Between 4.3?-12? ALL OPTIONS EXCEPT SD480 WC] | Indoor Luminaires | Linear Ambient | Direct Linear Ambient Luminaires | Premium | FALSE | [9 empty] | 42340 |  |  | NotYetVerified |  | 3 | 11889.88 | 133.12 | 89.32 | 15.4 | 0.92 | 3000 | 80
PXC59YAJ | Industrial Lighting Products | Industrial Lighting Products | FZ8D-80WLED-UNIV-30-XXXXX [Any Width Between 4.3?-12? ALL OPTIONS EXCEPT SD480 WC] | Indoor Luminaires | Linear Ambient | Direct Linear Ambient Luminaires | Premium | FALSE | [9 empty] | 42340 |  |  | NotYetVerified |  | 3 | 10790.11 | 134.88 | 80 | 15.4 | 0.92 | 3000 | 80
PZSKMQRX | Industrial Lighting Products | Industrial Lighting Products | FZ8D-80WLED-UNIV-30-FRAL-XXXXX [Any Width Between 4.3?-12? ALL OPTIONS EXCEPT SD480 WC] | Indoor Luminaires | Linear Ambient | Direct Linear Ambient Luminaires | Premium | FALSE | [9 empty] | 42340 |  |  | NotYetVerified |  | 3 | 9117.64 | 113.97 | 80 | 15.4 | 0.92 | 3000 | 80
PWGAV67Q | Industrial Lighting Products | Industrial Lighting Products | FZ8C-60WLED-UNIV-30-XXXXX [Any Width Between 4.3?-12? ALL OPTIONS EXCEPT SD480 WC] | Indoor Luminaires | Linear Ambient | Direct Linear Ambient Luminaires | Premium | FALSE | [9 empty] | 42340 |  |  | NotYetVerified |  | 3 | 8356.71 | 139.28 | 60 | 15.4 | 0.92 | 3000 | 80
PVMJ7W55 | Industrial Lighting Products | Industrial Lighting Products | FZ8C-60WLED-UNIV-30-FRAL-XXXXX [Any Width Between 4.3?-12? ALL OPTIONS EXCEPT SD480 WC] | Indoor Luminaires | Linear Ambient | Direct Linear Ambient Luminaires | Premium | FALSE | [9 empty] | 42340 |  |  | NotYetVerified |  | 3 | 7089.51 | 118.16 | 60 | 15.4 | 0.92 | 3000 | 80
P88Q2ABN | Industrial Lighting Products | Industrial Lighting Products | FZ8B-44WLED-UNIV-30-XXXXX [Any Width Between 4.3?-12? ALL OPTIONS EXCEPT SD480 WC] | Indoor Luminaires | Linear Ambient | Direct Linear Ambient Luminaires | Premium | FALSE | [9 empty] | 42340 | Dimmable | Continuous Below 10 | NotYetVerified |  | 3 | 6232.76 | 141.65 | 44 | 15.4 | 0.92 | 3000 | 80
PUGSRSS4 | Industrial Lighting Products | Industrial Lighting Products | FZ4B-44WLED-UNIV-30-XXXXX [Any Width Between 4.3?-12? ALL OPTIONS EXCEPT SD480 WC] | Indoor Luminaires | Linear Ambient | Direct Linear Ambient Luminaires | Premium | FALSE | [9 empty] | 42340 |  |  | NotYetVerified |  | 3 | 5925 | 132.7 | 44.7 | 15.4 | 0.92 | 3000 | 80
PCAE3YBQ | Industrial Lighting Products | Industrial Lighting Products | FZ8B-44WLED-UNIV-30-FRAL-XXXXX [Any Width Between 4.3?-12? ALL OPTIONS EXCEPT SD480 WC] | Indoor Luminaires | Linear Ambient | Direct Linear Ambient Luminaires | Premium | FALSE | [9 empty] | 42340 | Dimmable | Continuous Below 10 | NotYetVerified |  | 3 | 5059.03 | 114.98 | 44 | 15.4 | 0.92 | 3000 | 80
PNU9RVEV | Industrial Lighting Products | Industrial Lighting Products | FZ8B-32WLED-UNIV-30-XXXXX [Any Width Between 4.3?-12? ALL OPTIONS EXCEPT SD480 WC] | Indoor Luminaires | Linear Ambient | Direct Linear Ambient Luminaires | Premium | FALSE | [9 empty] | 42340 |  |  | NotYetVerified |  | 3 | 4861.73 | 148.04 | 32.84 | 15.4 | 0.92 | 3000 | 80
P63571WN | Industrial Lighting Products | Industrial Lighting Products | FZ4A-30WLED-UNIV-30-XXXXX [Any Width Between 4.3?-12? ALL OPTIONS EXCEPT SD480 WC] | Indoor Luminaires | Linear Ambient | Direct Linear Ambient Luminaires | Premium | FALSE | [9 empty] | 42340 | Dimmable | Continuous Below 10 | NotYetVerified |  | 3 | 4164 | 138.8 | 30 | 15.4 | 0.92 | 3000 | 80
PFBPW947 | Industrial Lighting Products | Industrial Lighting Products | FZ8B-32WLED-UNIV-30-FRAL-XXXXX [Any Width Between 4.3?-12? ALL OPTIONS EXCEPT SD480 WC] | Indoor Luminaires | Linear Ambient | Direct Linear Ambient Luminaires | Premium | FALSE | [9 empty] | 42340 |  |  | NotYetVerified |  | 3 | 3953.49 | 120.39 | 32.84 | 15.4 | 0.92 | 3000 | 80
PRFU1PGS | Industrial Lighting Products | Industrial Lighting Products | FZ4A-30WLED-UNIV-30-FRAL-XXXXX [Any Width Between 4.3?-12? ALL OPTIONS EXCEPT SD480 WC] | Indoor Luminaires | Linear Ambient | Direct Linear Ambient Luminaires | Premium | FALSE | [9 empty] | 42340 |  |  | NotYetVerified |  | 3 | 3533 | 117.8 | 30 | 15.4 | 0.92 | 3000 | 80
PQ6ZPV8R | Industrial Lighting Products | Industrial Lighting Products | FZ4A-22WLED-UNIV-30-XXXXX [Any Width Between 4.3?-12? ALL OPTIONS EXCEPT SD480 WC] | Indoor Luminaires | Linear Ambient | Direct Linear Ambient Luminaires | Premium | FALSE | [9 empty] | 42340 |  |  | NotYetVerified |  | 3 | 3106 | 141.2 | 22 | 15.4 | 0.92 | 3000 | 80
PE7H7PXH | Industrial Lighting Products | Industrial Lighting Products | FZ4A-22WLED-UNIV-30-FRAL-XXXXX [Any Width Between 4.3?-12? ALL OPTIONS EXCEPT SD480 WC] | Indoor Luminaires | Linear Ambient | Direct Linear Ambient Luminaires | Premium | FALSE | [9 empty] | 42340 |  |  | NotYetVerified |  | 3 | 2521 | 114.6 | 22 | 15.4 | 0.92 | 3000 | 80
PA88H77E | Industrial Lighting Products | Industrial Lighting Products | FZ4A-16WLED-UNIV-30-XXXXX [Any Width Between 4.3?-12? ALL OPTIONS EXCEPT SD480 WC] | Indoor Luminaires | Linear Ambient | Direct Linear Ambient Luminaires | Premium | FALSE | [9 empty] | 42340 | Dimmable | Continuous Below 10 | NotYetVerified |  | 3 | 2423 | 147.5 | 16.4 | 15.4 | 0.92 | 3000 | 80
PT5NDW56 | Hubbell Lighting | Columbia Lighting | LXEN4-50LW-RFA-EDU | Indoor Luminaires | Linear Ambient | Direct Linear Ambient Luminaires | Standard | FALSE | [9 empty] | 42340 |  |  | No |  | 3.1 | 4342 | 117 | 37 | 13.8 | 0.975 | 5261 | 84
PDT6ATFK | Hubbell Lighting | Columbia Lighting | LXEN4-50XW-RFA-EU | Indoor Luminaires | Linear Ambient | Direct Linear Ambient Luminaires | Standard | FALSE | [9 empty] | 42340 |  |  | No |  | 3.1 | 2161 | 122 | 18 | 11.1 | 0.957 | 5171 | 84
PZYYBXRX | Hubbell Lighting | Columbia Lighting | LXEN4-50XW-RFA-EDU | Indoor Luminaires | Linear Ambient | Direct Linear Ambient Luminaires | Standard | FALSE | [9 empty] | 42340 |  |  | No |  | 3.1 | 2161 | 122 | 18 | 11.1 | 0.957 | 5171 | 84
PRF4YU53 | Hubbell Lighting | Columbia Lighting | LXEN4-40LW-RFA-EU | Indoor Luminaires | Linear Ambient | Direct Linear Ambient Luminaires | Standard | FALSE | [9 empty] | 42340 |  |  | No |  | 3.1 | 4084 | 112 | 37 | 13.8 | 0.975 | 4100 | 84
PT4A5BMP | Hubbell Lighting | Columbia Lighting | LXEN4-40XW-RFA-EU | Indoor Luminaires | Linear Ambient | Direct Linear Ambient Luminaires | Standard | FALSE | [9 empty] | 42340 |  |  | No |  | 3.1 | 2086 | 116 | 18 | 11.1 | 0.957 | 4100 | 84
PBQB8QWH | Hubbell Lighting | Columbia Lighting | LXEN4-40LW-RFA-EDU | Indoor Luminaires | Linear Ambient | Direct Linear Ambient Luminaires | Standard | FALSE | [9 empty] | 42340 |  |  | No |  | 3.1 | 4084 | 112 | 37 | 13.8 | 0.975 | 4100 | 84
PMQGNWVB | Hubbell Lighting | Columbia Lighting | LXEN4-40XW-RFA-EDU | Indoor Luminaires | Linear Ambient | Direct Linear Ambient Luminaires | Standard | FALSE | [9 empty] | 42340 |  |  | No |  | 3.1 | 2086 | 116 | 18 | 11.1 | 0.957 | 4100 | 84
PSP2MYER | Hubbell Lighting | Columbia Lighting | LXEN4-35LW-RFA-EU | Indoor Luminaires | Linear Ambient | Direct Linear Ambient Luminaires | Standard | FALSE | [9 empty] | 42340 |  |  | No |  | 3.1 | 3889 | 105 | 37 | 14.3 | 0.973 | 3510 | 84
P3RDP16R | Hubbell Lighting | Columbia Lighting | LXEN4-35XW-RFA-EU | Indoor Luminaires | Linear Ambient | Direct Linear Ambient Luminaires | Standard | FALSE | [9 empty] | 42340 |  |  | No |  | 3.1 | 2019 | 112 | 18 | 10.4 | 0.966 | 3510 | 84
P7JA5W75 | Hubbell Lighting | Columbia Lighting | LXEN4-35LW-RFA-EDU | Indoor Luminaires | Linear Ambient | Direct Linear Ambient Luminaires | Standard | FALSE | [9 empty] | 42340 |  |  | No |  | 3.1 | 3889 | 105 | 37 | 14.3 | 0.973 | 3510 | 84
PBN4AN2U | Hubbell Lighting | Columbia Lighting | LXEN4-35XW-RFA-EDU | Indoor Luminaires | Linear Ambient | Direct Linear Ambient Luminaires | Standard | FALSE | [9 empty] | 42340 |  |  | No |  | 3.1 | 2019 | 112 | 18 | 10.4 | 0.966 | 3510 | 84
PKAV22YC | Hubbell Lighting | Columbia Lighting | LXEN4-30LW-RFA-EDU | Indoor Luminaires | Linear Ambient | Direct Linear Ambient Luminaires | Standard | FALSE | [9 empty] | 42340 |  |  | No |  | 3.1 | 3824 | 105 | 36 | 14.3 | 0.973 | 3096 | 84
PF9ZWPHK | Hubbell Lighting | Columbia Lighting | LXEN4-30XW-RFA-EDU | Indoor Luminaires | Linear Ambient | Direct Linear Ambient Luminaires | Standard | FALSE | [9 empty] | 42340 |  |  | No |  | 3.1 | 1985 | 113 | 18 | 10.4 | 0.966 | 3091 | 84
P1EKUGRM | SKZIRCON | SKZIRCON | CL-B40UC-WL | Indoor Luminaires | Linear Ambient | Direct Linear Ambient Luminaires | Standard | TRUE | 4605 | 126.1644 | 36.5 | 20.79 | 0.919 | 5063 | 83.7 | 5 | 50000 | 42339 |  |  | No |  | 3 | 4605.2 | 126 | 36.6 | 20.79 | 0.994 | 5063 | 83.7
PBTJQPWW | Orion Energy Systems Inc | Orion | SPTS1C1UNVXXXINTXX840-XXXXXXXXXXX | Indoor Luminaires | Linear Ambient | Direct Linear Ambient Luminaires | Standard | TRUE | 5316 | 102 | 52.1 | 6.66 | 0.973 | 4029 | 83.9 | 5 | 100000 | 42338 |  |  | Yes |  | 3 | 5577 | 107.04 | 52.1 | 6.38 | 0.997 | 4029 | 83.9
P4GZ9ZRK | Orion Energy Systems Inc | Orion | SPTS1B1UNVXXXINTXX840-XXXXXXXXXXX | Indoor Luminaires | Linear Ambient | Direct Linear Ambient Luminaires | Standard | TRUE | 3844 | 96.5 | 39.85 | 13.9 | 0.961 | 4165 | 86.3 | 5 | 100000 | 42338 |  |  | Yes |  | 3 | 3958 | 99.32 | 39.85 | 11.6 | 0.992 | 4165 | 86.3
PRUTKEQG | Orion Energy Systems Inc | Orion | SPTS1E1UNVXXXEXTXX840-XXXXXXXXXXX | Indoor Luminaires | Linear Ambient | Direct Linear Ambient Luminaires | Standard | TRUE | 8262 | 93.1 | 88.75 | 10.8 | 0.953 | 4172 | 86.3 | 5 | 100000 | 42338 |  |  | Yes | Updated on 9/2/2016 | 3 | 8532 | 96.14 | 88.74 | 7.61 | 0.996 | 4172 | 86.3
PCBDFVWR | Orion Energy Systems Inc | Orion | SPTS1D1UNVXXXEXTXX840-XXXXXXXXXXX | Indoor Luminaires | Linear Ambient | Direct Linear Ambient Luminaires | Standard | TRUE | 7168 | 101.9 | 70.32 | 12 | 0.931 | 4134 | 84.4 | 5 | 100000 | 42338 |  |  | Yes | Updated on 9/2/2016 | 3 | 7413 | 105.38 | 70.34 | 7.72 | 0.995 | 4134 | 84.4
PVC9YKUN | Orion Energy Systems Inc | Orion | SPTS1A1UNVXXXINTXX840-XXXXXXXXXXX | Indoor Luminaires | Linear Ambient | Direct Linear Ambient Luminaires | Standard | TRUE | 2121 | 103.8 | 20.44 | 12.1 | 0.896 | 4111 | 85.5 | 5 | 100000 | 42338 |  |  | Yes |  | 3 | 2181 | 106.54 | 20.47 | 10.9 | 0.99 | 4111 | 85.5
PXTP35MK | LONYUNG LED LIGHTING CO.LTD | LONYUNG | LY-T5SL900-50W(3000K) | Indoor Luminaires | Linear Ambient | Direct Linear Ambient Luminaires | Standard | TRUE | 4877.35 | 102.19 | 47.73 | 5.9 | 0.951 | 2938 | 82.6 | 5 | 50000 | 42333 |  |  | No | Product updated on 08/25/2016 | 3 | 5250 | 105 | 50 | 10 | 0.951 | 3000 | 80
PZA4Z744 | LONYUNG LED LIGHTING CO.LTD | LONYUNG | LY-T5SL900-50W(5000K) | Indoor Luminaires | Linear Ambient | Direct Linear Ambient Luminaires | Standard | FALSE | [9 empty] | 42333 |  |  | No | Product updated on 08/25/2016 | 3 | 5250 | 105 | 50 | 10 | 0.951 | 5000 | 80
PXHZ5MTJ | LONYUNG LED LIGHTING CO.LTD | LONYUNG | LY-T5SL900-50W(4500K) | Indoor Luminaires | Linear Ambient | Direct Linear Ambient Luminaires | Standard | FALSE | [9 empty] | 42333 |  |  | No | Product updated on 08/25/2016 | 3 | 5250 | 105 | 50 | 10 | 0.951 | 4500 | 80
PY942TQA | LONYUNG LED LIGHTING CO.LTD | LONYUNG | LY-T5SL900-50W(4000K) | Indoor Luminaires | Linear Ambient | Direct Linear Ambient Luminaires | Standard | FALSE | [9 empty] | 42333 |  |  | No | Product updated on 08/25/2016 | 3 | 5250 | 105 | 50 | 10 | 0.951 | 4000 | 80
PMRQRBZG | LONYUNG LED LIGHTING CO.LTD | LONYUNG | LY-T5SL900-50W(3500K) | Indoor Luminaires | Linear Ambient | Direct Linear Ambient Luminaires | Standard | FALSE | [9 empty] | 42333 |  |  | No | Product updated on 08/25/2016 | 3 | 5250 | 105 | 50 | 10 | 0.951 | 3500 | 80
PKFUA9TM | Jiangsu Ever-Tie Lighting Co. Ltd | Ever-tie | ETLWRAP-4FT/LW/DM 3500K (A1+B3) | Indoor Luminaires | Linear Ambient | Direct Linear Ambient Luminaires | Standard | TRUE | 4231.2 | 102.22 | 41.39 | 5.15 | 0.9532 | 3431 | 83.8 | 5 | 50000 | 42331 |  |  | No |  | 3 | 4231.2 | 102.22 | 41.39 | 20 | 0.998 | 3500 | 83.8
PNH2NHRZ | Jiangsu Ever-Tie Lighting Co. Ltd | Ever-tie | ETLWRAP-4FT/LW/DM 5000K (A1+B3) | Indoor Luminaires | Linear Ambient | Direct Linear Ambient Luminaires | Standard | FALSE | [9 empty] | 42331 |  |  | No |  | 3 | 4427.73 | 105.45 | 41.99 | 20 | 0.997 | 5000 | 81.7
PZYJC56G | Jiangsu Ever-Tie Lighting Co. Ltd | Ever-tie | ETLWRAP-4FT/LW/DM 4000K (A1+B3) | Indoor Luminaires | Linear Ambient | Direct Linear Ambient Luminaires | Standard | FALSE | [9 empty] | 42331 |  |  | No |  | 3 | 4337.9 | 103.78 | 41.8 | 20 | 0.997 | 4000 | 82.8
PF27Q1ZC | Mercury Lighting Products Co. Inc. | MERCURY LIGHTING | LW4-8-8000-30K-HTA-U80TW-UNI-XXXX | Indoor Luminaires | Linear Ambient | Direct Linear Ambient Luminaires | Standard | TRUE | 8541 | 113 | 75.29 | 10.7 | 0.977 | 3108 | 83.5 | 5 | 60000 | 42328 |  |  | Yes |  | 3 | 7624 | 102.6 | 74.3 | 9.5 | 0.982 | 3000 | 80
PYWUG1G6 | Sun & Stars Lighting Inc. | Sun & Stars Lighting | SSL-TRSP1X4/35K | Indoor Luminaires | Linear Ambient | Linear Ambient Luminaires w/ Indirect component | Standard | TRUE | 4967.7 | 92.68 | 53.6 | 17.84 | 0.9094 | 3431 | 85.4 | 5 | 50000 | 42328 |  |  | No |  | 3 | 4967.7 | 92.68 | 53.6 | 17.84 | 0.9094 | 3431 | 85.4
PVDJRBSK | Sun & Stars Lighting Inc. | Sun & Stars Lighting | SSL-LFPLED-20/35K | Indoor Luminaires | Linear Ambient | Direct Linear Ambient Luminaires | Standard | TRUE | 2066.9 | 101.67 | 20.33 | 13.37 | 0.9085 | 3397 | 83.8 | 5 | 50000 | 42328 |  |  | No |  | 3 | 2073 | 103.49 | 20.03 | 13.37 | 0.9085 | 3500 | 83.8
PM1BU45G | Sun & Stars Lighting Inc. | Sun & Stars Lighting | SSL-TRSP1X4/50K | Indoor Luminaires | Linear Ambient | Linear Ambient Luminaires w/ Indirect component | Standard | FALSE | [9 empty] | 42328 |  |  | No |  | 3 | 5458 | 101.37 | 53.84 | 16.46 | 0.9005 | 5000 | 85.1
PUPYBP95 | Sun & Stars Lighting Inc. | Sun & Stars Lighting | SSL-LFPLED-20/50K | Indoor Luminaires | Linear Ambient | Direct Linear Ambient Luminaires | Standard | FALSE | [9 empty] | 42328 |  |  | No |  | 3 | 2126 | 106.62 | 19.94 | 13.55 | 0.9096 | 5000 | 83.2
P6P64GQQ | Sun & Stars Lighting Inc. | Sun & Stars Lighting | SSL-TRSP1X4/40K | Indoor Luminaires | Linear Ambient | Linear Ambient Luminaires w/ Indirect component | Standard | FALSE | [9 empty] | 42328 |  |  | No |  | 3 | 5384 | 99.96 | 53.86 | 16.03 | 0.9012 | 4000 | 84.5
PP7H18Q6 | Sun & Stars Lighting Inc. | Sun & Stars Lighting | SSL-LFPLED-20/40K | Indoor Luminaires | Linear Ambient | Direct Linear Ambient Luminaires | Standard | FALSE | [9 empty] | 42328 |  |  | No |  | 3 | 2109 | 104.82 | 20.12 | 13.06 | 0.9043 | 4000 | 82.9
PXU2CQ5E | Mercury Lighting Products Co. Inc. | MERCURY LIGHTING | LW14-8-8000-50K-HTA-U80TW-UNI-XXXX | Indoor Luminaires | Linear Ambient | Direct Linear Ambient Luminaires | Standard | FALSE | [9 empty] | 42328 |  |  | Yes |  | 3 | 8270 | 111.3 | 74.3 | 9.5 | 0.982 | 5000 | 80
PV1R5GHE | Mercury Lighting Products Co. Inc. | MERCURY LIGHTING | LW4-8-8000-50K-HTA-U80TW-UNI-XXXX | Indoor Luminaires | Linear Ambient | Direct Linear Ambient Luminaires | Standard | FALSE | [9 empty] | 42328 |  |  | Yes |  | 3 | 8270 | 111.3 | 74.3 | 9.5 | 0.982 | 5000 | 80
P6XBN222 | Mercury Lighting Products Co. Inc. | MERCURY LIGHTING | LW4-8-8000-50K-HTA-U80TW-UNI-SR-XXXX | Indoor Luminaires | Linear Ambient | Direct Linear Ambient Luminaires | Standard | FALSE | [9 empty] | 42328 |  |  | Yes |  | 3 | 8096.33 | 108.96 | 74.3 | 9.5 | 0.982 | 5000 | 80
P3CYH665 | Mercury Lighting Products Co. Inc. | MERCURY LIGHTING | LW14-8-8000-50K-HTA-U80TW-UNI-SR-XXXX | Indoor Luminaires | Linear Ambient | Direct Linear Ambient Luminaires | Standard | FALSE | [9 empty] | 42328 |  |  | Yes |  | 3 | 8096.33 | 108.96 | 74.3 | 9.5 | 0.982 | 5000 | 80
PXK77ZHV | Mercury Lighting Products Co. Inc. | MERCURY LIGHTING | LW14-4-3800-50K-HTA-U55-UNI-SR-XXXX | Indoor Luminaires | Linear Ambient | Direct Linear Ambient Luminaires | Standard | FALSE | [9 empty] | 42328 |  |  | Yes |  | 3 | 3920 | 106.03 | 36.97 | 8.9 | 0.963 | 5000 | 80
PTWSDYKF | Mercury Lighting Products Co. Inc. | MERCURY LIGHTING | LW14-4-3800-50K-HTA-U55-UNI-XXXX | Indoor Luminaires | Linear Ambient | Direct Linear Ambient Luminaires | Standard | FALSE | [9 empty] | 42328 |  |  | Yes |  | 3 | 3920 | 106.03 | 36.97 | 8.9 | 0.963 | 5000 | 80
PRE8933W | Mercury Lighting Products Co. Inc. | MERCURY LIGHTING | LW4-4-3800-50K-HTA-U55-UNI-XXXX | Indoor Luminaires | Linear Ambient | Direct Linear Ambient Luminaires | Standard | FALSE | [9 empty] | 42328 |  |  | Yes |  | 3 | 3920 | 106.03 | 36.97 | 8.9 | 0.963 | 5000 | 80
PQG433UP | Mercury Lighting Products Co. Inc. | MERCURY LIGHTING | LW4-4-3800-50K-HTA-U55-UNI-SR-XXXX | Indoor Luminaires | Linear Ambient | Direct Linear Ambient Luminaires | Standard | FALSE | [9 empty] | 42328 |  |  | Yes |  | 3 | 3920 | 106.03 | 36.97 | 8.9 | 0.963 | 5000 | 80
P91HNRG4 | Mercury Lighting Products Co. Inc. | MERCURY LIGHTING | LW10-4-3800-50K-HTA-U55-UNI-XXXX | Indoor Luminaires | Linear Ambient | Direct Linear Ambient Luminaires | Standard | FALSE | [9 empty] | 42328 |  |  | Yes |  | 3 | 3920 | 106.03 | 36.97 | 8.9 | 0.963 | 5000 | 80
P194DH9C | Mercury Lighting Products Co. Inc. | MERCURY LIGHTING | LW10-4-3800-50K-HTA-U55-UNI-SR-XXXX | Indoor Luminaires | Linear Ambient | Direct Linear Ambient Luminaires | Standard | FALSE | [9 empty] | 42328 |  |  | Yes |  | 3 | 3920 | 106.03 | 36.97 | 8.9 | 0.963 | 5000 | 80
PTX84BZ6 | Mercury Lighting Products Co. Inc. | MERCURY LIGHTING | LW14-4-2100-50K-HTA-U30-UNI-SR-XXXX | Indoor Luminaires | Linear Ambient | Direct Linear Ambient Luminaires | Standard | FALSE | [9 empty] | 42328 |  |  | Yes |  | 3 | 2189 | 98.6 | 22.2 | 8.86 | 0.929 | 5000 | 80
PTKFJE4C | Mercury Lighting Products Co. Inc. | MERCURY LIGHTING | LW10-4-2100-50K-HTA-U30-UNI-SR-XXXX | Indoor Luminaires | Linear Ambient | Direct Linear Ambient Luminaires | Standard | FALSE | [9 empty] | 42328 |  |  | Yes |  | 3 | 2189 | 98.6 | 22.2 | 8.86 | 0.929 | 5000 | 80
PNZJ5A51 | Mercury Lighting Products Co. Inc. | MERCURY LIGHTING | LW10-4-2100-50K-HTA-U30-UNI-XXXX | Indoor Luminaires | Linear Ambient | Direct Linear Ambient Luminaires | Standard | FALSE | [9 empty] | 42328 |  |  | Yes |  | 3 | 2189 | 98.6 | 22.2 | 8.86 | 0.929 | 5000 | 80
P73SDQ1V | Mercury Lighting Products Co. Inc. | MERCURY LIGHTING | LW4-4-2100-50K-HTA-U30-UNI-SR-XXXX | Indoor Luminaires | Linear Ambient | Direct Linear Ambient Luminaires | Standard | FALSE | [9 empty] | 42328 |  |  | Yes |  | 3 | 2189 | 98.6 | 22.2 | 8.86 | 0.929 | 5000 | 80
PZDQMMEX | Mercury Lighting Products Co. Inc. | MERCURY LIGHTING | LW14-2-2100-50K-HTA-U30-UNI-SR-XXXX | Indoor Luminaires | Linear Ambient | Direct Linear Ambient Luminaires | Standard | FALSE | [9 empty] | 42328 |  |  | Yes |  | 3 | 2230 | 97.33 | 22.91 | 8.76 | 0.932 | 5000 | 80
PVJNWNH2 | Mercury Lighting Products Co. Inc. | MERCURY LIGHTING | LW10-2-2100-50K-HTA-U30-UNI-XXXX | Indoor Luminaires | Linear Ambient | Direct Linear Ambient Luminaires | Standard | FALSE | [9 empty] | 42328 |  |  | Yes |  | 3 | 2230 | 97.33 | 22.91 | 8.76 | 0.932 | 5000 | 80
PDVNSRF3 | Mercury Lighting Products Co. Inc. | MERCURY LIGHTING | LW4-2-2100-50K-HTA-U30-UNI-SR-XXXX | Indoor Luminaires | Linear Ambient | Direct Linear Ambient Luminaires | Standard | FALSE | [9 empty] | 42328 |  |  | Yes |  | 3 | 2230 | 97.33 | 22.91 | 8.76 | 0.932 | 5000 | 80
P3XJ5RZU | Mercury Lighting Products Co. Inc. | MERCURY LIGHTING | LW10-2-2100-50K-HTA-U30-UNI-SR-XXXX | Indoor Luminaires | Linear Ambient | Direct Linear Ambient Luminaires | Standard | FALSE | [9 empty] | 42328 |  |  | Yes |  | 3 | 2230 | 97.33 | 22.91 | 8.76 | 0.932 | 5000 | 80
PV8UR9YG | Mercury Lighting Products Co. Inc. | MERCURY LIGHTING | LW14-4-4500-50K-HTA-U55-UNI-SR-XXXX | Indoor Luminaires | Linear Ambient | Direct Linear Ambient Luminaires | Standard | FALSE | [9 empty] | 42328 |  |  | Yes |  | 3 | 4686 | 105.13 | 44.57 | 8.74 | 0.97 | 5000 | 80
PPC2RZSE | Mercury Lighting Products Co. Inc. | MERCURY LIGHTING | LW10-4-4500-50K-HTA-U55-UNI-SR-XXXX | Indoor Luminaires | Linear Ambient | Direct Linear Ambient Luminaires | Standard | FALSE | [9 empty] | 42328 |  |  | Yes |  | 3 | 4686 | 105.13 | 44.57 | 8.74 | 0.97 | 5000 | 80
PGZH9F7U | Mercury Lighting Products Co. Inc. | MERCURY LIGHTING | LW10-4-4500-50K-HTA-U55-UNI-XXXX | Indoor Luminaires | Linear Ambient | Direct Linear Ambient Luminaires | Standard | FALSE | [9 empty] | 42328 |  |  | Yes |  | 3 | 4686 | 105.13 | 44.57 | 8.74 | 0.97 | 5000 | 80
P3V3KX8P | Mercury Lighting Products Co. Inc. | MERCURY LIGHTING | LW4-4-4500-50K-HTA-U55-UNI-SR-XXXX | Indoor Luminaires | Linear Ambient | Direct Linear Ambient Luminaires | Standard | FALSE | [9 empty] | 42328 |  |  | Yes |  | 3 | 4686 | 105.13 | 44.57 | 8.74 | 0.97 | 5000 | 80
PRZPFYT5 | Mercury Lighting Products Co. Inc. | MERCURY LIGHTING | LW4-4-5000-50K-HTA-U55-UNI-SR-XXXX | Indoor Luminaires | Linear Ambient | Direct Linear Ambient Luminaires | Standard | FALSE | [9 empty] | 42328 |  |  | Yes |  | 3 | 5176 | 103.45 | 50.03 | 8.64 | 0.973 | 5000 | 80
PH22RB74 | Mercury Lighting Products Co. Inc. | MERCURY LIGHTING | LW10-4-5000-50K-HTA-U55-UNI-SR-XXXX | Indoor Luminaires | Linear Ambient | Direct Linear Ambient Luminaires | Standard | FALSE | [9 empty] | 42328 |  |  | Yes |  | 3 | 5176 | 103.45 | 50.03 | 8.64 | 0.973 | 5000 | 80
P4KV6JU1 | Mercury Lighting Products Co. Inc. | MERCURY LIGHTING | LW14-4-5000-50K-HTA-U55-UNI-SR-XXXX | Indoor Luminaires | Linear Ambient | Direct Linear Ambient Luminaires | Standard | FALSE | [9 empty] | 42328 |  |  | Yes |  | 3 | 5176 | 103.45 | 50.03 | 8.64 | 0.973 | 5000 | 80
P3HT3YJD | Mercury Lighting Products Co. Inc. | MERCURY LIGHTING | LW10-4-5000-50K-HTA-U55-UNI-XXXX | Indoor Luminaires | Linear Ambient | Direct Linear Ambient Luminaires | Standard | FALSE | [9 empty] | 42328 |  |  | Yes |  | 3 | 5176 | 103.45 | 50.03 | 8.64 | 0.973 | 5000 | 80
PQE6B1DX | Mercury Lighting Products Co. Inc. | MERCURY LIGHTING | LW4-8-10000-50K-HTA-U55-UNI-2D-SR-XXXX | Indoor Luminaires | Linear Ambient | Direct Linear Ambient Luminaires | Standard | FALSE | [9 empty] | 42328 |  |  | Yes |  | 2.1 | 10728 | 103.47 | 103.68 | 8.59 | 0.975 | 5000 | 80
PN6RVJST | Mercury Lighting Products Co. Inc. | MERCURY LIGHTING | LW14-8-10000-50K-HTA-U55-UNI-2D-SR-XXXX | Indoor Luminaires | Linear Ambient | Direct Linear Ambient Luminaires | Standard | FALSE | [9 empty] | 42328 |  |  | Yes |  | 2.1 | 10728 | 103.47 | 103.68 | 8.59 | 0.975 | 5000 | 80
PP81FW5H | Mercury Lighting Products Co. Inc. | MERCURY LIGHTING | LW14-8-6000-50K-HTA-U55-UNI-SR-XXXX | Indoor Luminaires | Linear Ambient | Direct Linear Ambient Luminaires | Standard | FALSE | [9 empty] | 42328 |  |  | Yes |  | 3 | 6130 | 102.83 | 59.61 | 8.53 | 0.977 | 5000 | 80
PMT1SKJ7 | Mercury Lighting Products Co. Inc. | MERCURY LIGHTING | LW4-8-6000-50K-HTA-U55-UNI-2D-SR-XXXX | Indoor Luminaires | Linear Ambient | Direct Linear Ambient Luminaires | Standard | FALSE | [9 empty] | 42328 |  |  | Yes |  | 2.1 | 6130 | 102.83 | 59.61 | 8.53 | 0.977 | 5000 | 80
PY8R4CJC | Mercury Lighting Products Co. Inc. | MERCURY LIGHTING | LW10-2-2300-50K-HTA-U30-UNI-SR-XXXX | Indoor Luminaires | Linear Ambient | Direct Linear Ambient Luminaires | Standard | FALSE | [9 empty] | 42328 |  |  | Yes |  | 3 | 2423 | 97.62 | 24.82 | 8.52 | 0.94 | 5000 | 80
PP1HRPAH | Mercury Lighting Products Co. Inc. | MERCURY LIGHTING | LW10-2-2300-50K-HTA-U30-UNI-XXXX | Indoor Luminaires | Linear Ambient | Direct Linear Ambient Luminaires | Standard | FALSE | [9 empty] | 42328 |  |  | Yes |  | 3 | 2423 | 97.62 | 24.82 | 8.52 | 0.94 | 5000 | 80
PD3TBKBZ | Mercury Lighting Products Co. Inc. | MERCURY LIGHTING | LW4-2-2300-50K-HTA-U30-UNI-SR-XXXX | Indoor Luminaires | Linear Ambient | Direct Linear Ambient Luminaires | Standard | FALSE | [9 empty] | 42328 |  |  | Yes |  | 3 | 2423 | 97.62 | 24.82 | 8.52 | 0.94 | 5000 | 80
P33N95B2 | Mercury Lighting Products Co. Inc. | MERCURY LIGHTING | LW14-2-2300-50K-HTA-U30-UNI-SR-XXXX | Indoor Luminaires | Linear Ambient | Direct Linear Ambient Luminaires | Standard | FALSE | [9 empty] | 42328 |  |  | Yes |  | 3 | 2423 | 97.62 | 24.82 | 8.52 | 0.94 | 5000 | 80
PYMZQ3UQ | Mercury Lighting Products Co. Inc. | MERCURY LIGHTING | LW10-2-2500-50K-HTA-U30-UNI-SR-XXXX | Indoor Luminaires | Linear Ambient | Direct Linear Ambient Luminaires | Standard | FALSE | [9 empty] | 42328 |  |  | Yes |  | 3 | 2635 | 97.41 | 27.05 | 8.28 | 0.947 | 5000 | 80
PRMMAAXW | Mercury Lighting Products Co. Inc. | MERCURY LIGHTING | LW10-2-2500-50K-HTA-U30-UNI-XXXX | Indoor Luminaires | Linear Ambient | Direct Linear Ambient Luminaires | Standard | FALSE | [9 empty] | 42328 |  |  | Yes |  | 3 | 2635 | 97.41 | 27.05 | 8.28 | 0.947 | 5000 | 80
PKYHX1GC | Mercury Lighting Products Co. Inc. | MERCURY LIGHTING | LW4-2-2500-50K-HTA-U30-UNI-SR-XXXX | Indoor Luminaires | Linear Ambient | Direct Linear Ambient Luminaires | Standard | FALSE | [9 empty] | 42328 |  |  | Yes |  | 3 | 2635 | 97.41 | 27.05 | 8.28 | 0.947 | 5000 | 80
PBXMC1WV | Mercury Lighting Products Co. Inc. | MERCURY LIGHTING | LW14-2-2500-50K-HTA-U30-UNI-SR-XXXX | Indoor Luminaires | Linear Ambient | Direct Linear Ambient Luminaires | Standard | FALSE | [9 empty] | 42328 |  |  | Yes |  | 3 | 2635 | 97.41 | 27.05 | 8.28 | 0.947 | 5000 | 80
PP6CB12Z | Mercury Lighting Products Co. Inc. | MERCURY LIGHTING | LW4-2-2700-50K-HTA-U30-UNI-SR-XXXX | Indoor Luminaires | Linear Ambient | Direct Linear Ambient Luminaires | Standard | FALSE | [9 empty] | 42328 |  |  | Yes |  | 3 | 2682 | 97.31 | 27.56 | 8.23 | 0.948 | 5000 | 80
PMWAJCQ9 | Mercury Lighting Products Co. Inc. | MERCURY LIGHTING | LW10-2-2700-50K-HTA-U30-UNI-SR-XXXX | Indoor Luminaires | Linear Ambient | Direct Linear Ambient Luminaires | Standard | FALSE | [9 empty] | 42328 |  |  | Yes |  | 3 | 2682 | 97.31 | 27.56 | 8.23 | 0.948 | 5000 | 80
PFUXX85Y | Mercury Lighting Products Co. Inc. | MERCURY LIGHTING | LW14-2-2700-50K-HTA-U30-UNI-SR-XXXX | Indoor Luminaires | Linear Ambient | Direct Linear Ambient Luminaires | Standard | FALSE | [9 empty] | 42328 |  |  | Yes |  | 3 | 2682 | 97.31 | 27.56 | 8.23 | 0.948 | 5000 | 80
P1PS5MUR | Mercury Lighting Products Co. Inc. | MERCURY LIGHTING | LW10-2-2700-50K-HTA-U30-UNI-XXXX | Indoor Luminaires | Linear Ambient | Direct Linear Ambient Luminaires | Standard | FALSE | [9 empty] | 42328 |  |  | Yes |  | 3 | 2682 | 97.31 | 27.56 | 8.23 | 0.948 | 5000 | 80
P7P7EZZ6 | Mercury Lighting Products Co. Inc. | MERCURY LIGHTING | LW4-8-8000-40K-HTA-U80TW-UNI-XXXX | Indoor Luminaires | Linear Ambient | Direct Linear Ambient Luminaires | Standard | FALSE | [9 empty] | 42328 |  |  | Yes |  | 3 | 8012 | 107.83 | 74.3 | 9.5 | 0.982 | 4000 | 80
P1M9FR3J | Mercury Lighting Products Co. Inc. | MERCURY LIGHTING | LW14-8-8000-40K-HTA-U80TW-UNI-XXXX | Indoor Luminaires | Linear Ambient | Direct Linear Ambient Luminaires | Standard | FALSE | [9 empty] | 42328 |  |  | Yes |  | 3 | 8012 | 107.83 | 74.3 | 9.5 | 0.982 | 4000 | 80
PP9BEAWU | Mercury Lighting Products Co. Inc. | MERCURY LIGHTING | LW4-8-8000-40K-HTA-U80TW-UNI-SR-XXXX | Indoor Luminaires | Linear Ambient | Direct Linear Ambient Luminaires | Standard | FALSE | [9 empty] | 42328 |  |  | Yes |  | 3 | 7843.74 | 105.56 | 74.3 | 9.5 | 0.982 | 4000 | 80
PCSJP7F5 | Mercury Lighting Products Co. Inc. | MERCURY LIGHTING | LW14-8-8000-40K-HTA-U80TW-UNI-SR-XXXX | Indoor Luminaires | Linear Ambient | Direct Linear Ambient Luminaires | Standard | FALSE | [9 empty] | 42328 |  |  | Yes |  | 3 | 7843.74 | 105.56 | 74.3 | 9.5 | 0.982 | 4000 | 80
PTZA7F5J | Mercury Lighting Products Co. Inc. | MERCURY LIGHTING | LW10-4-3800-40K-HTA-U55-UNI-XXXX | Indoor Luminaires | Linear Ambient | Direct Linear Ambient Luminaires | Standard | FALSE | [9 empty] | 42328 |  |  | Yes |  | 3 | 3797 | 102.7 | 36.97 | 8.9 | 0.963 | 4000 | 80
PSXDJ7VV | Mercury Lighting Products Co. Inc. | MERCURY LIGHTING | LW10-4-3800-40K-HTA-U55-UNI-SR-XXXX | Indoor Luminaires | Linear Ambient | Direct Linear Ambient Luminaires | Standard | FALSE | [9 empty] | 42328 |  |  | Yes |  | 3 | 3797 | 102.7 | 36.97 | 8.9 | 0.963 | 4000 | 80
PE9X4NMM | Mercury Lighting Products Co. Inc. | MERCURY LIGHTING | LW14-4-3800-40K-HTA-U55-UNI-SR-XXXX | Indoor Luminaires | Linear Ambient | Direct Linear Ambient Luminaires | Standard | FALSE | [9 empty] | 42328 |  |  | Yes |  | 3 | 3797 | 102.7 | 36.97 | 8.9 | 0.963 | 4000 | 80
PC5WVYKU | Mercury Lighting Products Co. Inc. | MERCURY LIGHTING | LW14-4-3800-40K-HTA-U55-UNI-XXXX | Indoor Luminaires | Linear Ambient | Direct Linear Ambient Luminaires | Standard | FALSE | [9 empty] | 42328 |  |  | Yes |  | 3 | 3797 | 102.7 | 36.97 | 8.9 | 0.963 | 4000 | 80
P42UFR3G | Mercury Lighting Products Co. Inc. | MERCURY LIGHTING | LW4-4-3800-40K-HTA-U55-UNI-XXXX | Indoor Luminaires | Linear Ambient | Direct Linear Ambient Luminaires | Standard | FALSE | [9 empty] | 42328 |  |  | Yes |  | 3 | 3797 | 102.7 | 36.97 | 8.9 | 0.963 | 4000 | 80
P1XWAZNQ | Mercury Lighting Products Co. Inc. | MERCURY LIGHTING | LW4-4-3800-40K-HTA-U55-UNI-SR-XXXX | Indoor Luminaires | Linear Ambient | Direct Linear Ambient Luminaires | Standard | FALSE | [9 empty] | 42328 |  |  | Yes |  | 3 | 3797 | 102.7 | 36.97 | 8.9 | 0.963 | 4000 | 80
PNY6U948 | Mercury Lighting Products Co. Inc. | MERCURY LIGHTING | LW10-4-2100-40K-HTA-U30-UNI-SR-XXXX | Indoor Luminaires | Linear Ambient | Direct Linear Ambient Luminaires | Standard | FALSE | [9 empty] | 42328 |  |  | Yes |  | 3 | 2121 | 95.54 | 22.2 | 8.86 | 0.929 | 4000 | 80
PJ8JX3R9 | Mercury Lighting Products Co. Inc. | MERCURY LIGHTING | LW14-4-2100-40K-HTA-U30-UNI-SR-XXXX | Indoor Luminaires | Linear Ambient | Direct Linear Ambient Luminaires | Standard | FALSE | [9 empty] | 42328 |  |  | Yes |  | 3 | 2121 | 95.54 | 22.2 | 8.86 | 0.929 | 4000 | 80
PGXWF1E4 | Mercury Lighting Products Co. Inc. | MERCURY LIGHTING | LW4-4-2100-40K-HTA-U30-UNI-SR-XXXX | Indoor Luminaires | Linear Ambient | Direct Linear Ambient Luminaires | Standard | FALSE | [9 empty] | 42328 |  |  | Yes |  | 3 | 2121 | 95.54 | 22.2 | 8.86 | 0.929 | 4000 | 80
P4DCKPJ5 | Mercury Lighting Products Co. Inc. | MERCURY LIGHTING | LW10-4-2100-40K-HTA-U30-UNI-XXXX | Indoor Luminaires | Linear Ambient | Direct Linear Ambient Luminaires | Standard | FALSE | [9 empty] | 42328 |  |  | Yes |  | 3 | 2121 | 95.54 | 22.2 | 8.86 | 0.929 | 4000 | 80
PWGTHBB3 | Mercury Lighting Products Co. Inc. | MERCURY LIGHTING | LW10-2-2100-40K-HTA-U30-UNI-SR-XXXX | Indoor Luminaires | Linear Ambient | Direct Linear Ambient Luminaires | Standard | FALSE | [9 empty] | 42328 |  |  | Yes |  | 3 | 2160 | 94.28 | 22.91 | 8.76 | 0.932 | 4000 | 80
PVB1YSY3 | Mercury Lighting Products Co. Inc. | MERCURY LIGHTING | LW10-2-2100-40K-HTA-U30-UNI-XXXX | Indoor Luminaires | Linear Ambient | Direct Linear Ambient Luminaires | Standard | FALSE | [9 empty] | 42328 |  |  | Yes |  | 3 | 2160 | 94.28 | 22.91 | 8.76 | 0.932 | 4000 | 80
PRKDKCKV | Mercury Lighting Products Co. Inc. | MERCURY LIGHTING | LW14-2-2100-40K-HTA-U30-UNI-SR-XXXX | Indoor Luminaires | Linear Ambient | Direct Linear Ambient Luminaires | Standard | FALSE | [9 empty] | 42328 |  |  | Yes |  | 3 | 2160 | 94.28 | 22.91 | 8.76 | 0.932 | 4000 | 80
P8FPHDYS | Mercury Lighting Products Co. Inc. | MERCURY LIGHTING | LW4-2-2100-40K-HTA-U30-UNI-SR-XXXX | Indoor Luminaires | Linear Ambient | Direct Linear Ambient Luminaires | Standard | FALSE | [9 empty] | 42328 |  |  | Yes |  | 3 | 2160 | 94.28 | 22.91 | 8.76 | 0.932 | 4000 | 80
PW35UTTX | Mercury Lighting Products Co. Inc. | MERCURY LIGHTING | LW10-4-4500-40K-HTA-U55-UNI-XXXX | Indoor Luminaires | Linear Ambient | Direct Linear Ambient Luminaires | Standard | FALSE | [9 empty] | 42328 |  |  | Yes |  | 3 | 4540 | 101.86 | 44.57 | 8.74 | 0.97 | 4000 | 80
PEFFH3F1 | Mercury Lighting Products Co. Inc. | MERCURY LIGHTING | LW14-4-4500-40K-HTA-U55-UNI-SR-XXXX | Indoor Luminaires | Linear Ambient | Direct Linear Ambient Luminaires | Standard | FALSE | [9 empty] | 42328 |  |  | Yes |  | 3 | 4540 | 101.86 | 44.57 | 8.74 | 0.97 | 4000 | 80
PAKRYZYC | Mercury Lighting Products Co. Inc. | MERCURY LIGHTING | LW10-4-4500-40K-HTA-U55-UNI-SR-XXXX | Indoor Luminaires | Linear Ambient | Direct Linear Ambient Luminaires | Standard | FALSE | [9 empty] | 42328 |  |  | Yes |  | 3 | 4540 | 101.86 | 44.57 | 8.74 | 0.97 | 4000 | 80
P4GWFGR6 | Mercury Lighting Products Co. Inc. | MERCURY LIGHTING | LW4-4-4500-40K-HTA-U55-UNI-SR-XXXX | Indoor Luminaires | Linear Ambient | Direct Linear Ambient Luminaires | Standard | FALSE | [9 empty] | 42328 |  |  | Yes |  | 3 | 4540 | 101.86 | 44.57 | 8.74 | 0.97 | 4000 | 80
PVU984VC | Mercury Lighting Products Co. Inc. | MERCURY LIGHTING | LW10-4-5000-40K-HTA-U55-UNI-SR-XXXX | Indoor Luminaires | Linear Ambient | Direct Linear Ambient Luminaires | Standard | FALSE | [9 empty] | 42328 |  |  | Yes |  | 3 | 5014 | 100.21 | 50.03 | 8.64 | 0.973 | 4000 | 80
PK5W6JMB | Mercury Lighting Products Co. Inc. | MERCURY LIGHTING | LW4-4-5000-40K-HTA-U55-UNI-SR-XXXX | Indoor Luminaires | Linear Ambient | Direct Linear Ambient Luminaires | Standard | FALSE | [9 empty] | 42328 |  |  | Yes |  | 3 | 5014 | 100.21 | 50.03 | 8.64 | 0.973 | 4000 | 80
PFH1V3GN | Mercury Lighting Products Co. Inc. | MERCURY LIGHTING | LW10-4-5000-40K-HTA-U55-UNI-XXXX | Indoor Luminaires | Linear Ambient | Direct Linear Ambient Luminaires | Standard | FALSE | [9 empty] | 42328 |  |  | Yes |  | 3 | 5014 | 100.21 | 50.03 | 8.64 | 0.973 | 4000 | 80
P86NM8PH | Mercury Lighting Products Co. Inc. | MERCURY LIGHTING | LW14-4-5000-40K-HTA-U55-UNI-SR-XXXX | Indoor Luminaires | Linear Ambient | Direct Linear Ambient Luminaires | Standard | FALSE | [9 empty] | 42328 |  |  | Yes |  | 3 | 5014 | 100.21 | 50.03 | 8.64 | 0.973 | 4000 | 80
PCC3MSHQ | Mercury Lighting Products Co. Inc. | MERCURY LIGHTING | LW4-8-10000-40K-HTA-U55-UNI-2D-SR-XXXX | Indoor Luminaires | Linear Ambient | Direct Linear Ambient Luminaires | Standard | FALSE | [9 empty] | 42328 |  |  | Yes |  | 2.1 | 10392 | 100.23 | 103.68 | 8.59 | 0.975 | 4000 | 80
P3RE5K63 | Mercury Lighting Products Co. Inc. | MERCURY LIGHTING | LW14-8-10000-40K-HTA-U55-UNI-2D-SR-XXXX | Indoor Luminaires | Linear Ambient | Direct Linear Ambient Luminaires | Standard | FALSE | [9 empty] | 42328 |  |  | Yes |  | 2.1 | 10392 | 100.23 | 103.68 | 8.59 | 0.975 | 4000 | 80
PK6NEWSZ | Mercury Lighting Products Co. Inc. | MERCURY LIGHTING | LW14-8-6000-40K-HTA-U55-UNI-SR-XXXX | Indoor Luminaires | Linear Ambient | Direct Linear Ambient Luminaires | Standard | FALSE | [9 empty] | 42328 |  |  | Yes |  | 3 | 5938 | 99.61 | 59.61 | 8.53 | 0.977 | 4000 | 80
PGM1G265 | Mercury Lighting Products Co. Inc. | MERCURY LIGHTING | LW4-8-6000-40K-HTA-U55-UNI-2D-SR-XXXX | Indoor Luminaires | Linear Ambient | Direct Linear Ambient Luminaires | Standard | FALSE | [9 empty] | 42328 |  |  | Yes |  | 2.1 | 5938 | 99.61 | 59.61 | 8.53 | 0.977 | 4000 | 80
PDMRG8UD | Mercury Lighting Products Co. Inc. | MERCURY LIGHTING | LW10-2-2300-40K-HTA-U30-UNI-XXXX | Indoor Luminaires | Linear Ambient | Direct Linear Ambient Luminaires | Standard | FALSE | [9 empty] | 42328 |  |  | Yes |  | 3 | 2347 | 94.56 | 24.82 | 8.52 | 0.94 | 4000 | 80
PAM6YD8G | Mercury Lighting Products Co. Inc. | MERCURY LIGHTING | LW14-2-2300-40K-HTA-U30-UNI-SR-XXXX | Indoor Luminaires | Linear Ambient | Direct Linear Ambient Luminaires | Standard | FALSE | [9 empty] | 42328 |  |  | Yes |  | 3 | 2347 | 94.56 | 24.82 | 8.52 | 0.94 | 4000 | 80
P965ST9H | Mercury Lighting Products Co. Inc. | MERCURY LIGHTING | LW4-2-2300-40K-HTA-U30-UNI-SR-XXXX | Indoor Luminaires | Linear Ambient | Direct Linear Ambient Luminaires | Standard | FALSE | [9 empty] | 42328 |  |  | Yes |  | 3 | 2347 | 94.56 | 24.82 | 8.52 | 0.94 | 4000 | 80
P3MGBUXD | Mercury Lighting Products Co. Inc. | MERCURY LIGHTING | LW10-2-2300-40K-HTA-U30-UNI-SR-XXXX | Indoor Luminaires | Linear Ambient | Direct Linear Ambient Luminaires | Standard | FALSE | [9 empty] | 42328 |  |  | Yes |  | 3 | 2347 | 94.56 | 24.82 | 8.52 | 0.94 | 4000 | 80
PY7MP3G5 | Mercury Lighting Products Co. Inc. | MERCURY LIGHTING | LW14-2-2500-40K-HTA-U30-UNI-SR-XXXX | Indoor Luminaires | Linear Ambient | Direct Linear Ambient Luminaires | Standard | FALSE | [9 empty] | 42328 |  |  | Yes |  | 3 | 2553 | 94.38 | 27.05 | 8.28 | 0.947 | 4000 | 80
PT2A23UC | Mercury Lighting Products Co. Inc. | MERCURY LIGHTING | LW10-2-2500-40K-HTA-U30-UNI-SR-XXXX | Indoor Luminaires | Linear Ambient | Direct Linear Ambient Luminaires | Standard | FALSE | [9 empty] | 42328 |  |  | Yes |  | 3 | 2553 | 94.38 | 27.05 | 8.28 | 0.947 | 4000 | 80
PF68ZZU5 | Mercury Lighting Products Co. Inc. | MERCURY LIGHTING | LW10-2-2500-40K-HTA-U30-UNI-XXXX | Indoor Luminaires | Linear Ambient | Direct Linear Ambient Luminaires | Standard | FALSE | [9 empty] | 42328 |  |  | Yes |  | 3 | 2553 | 94.38 | 27.05 | 8.28 | 0.947 | 4000 | 80
PA4EWQ7X | Mercury Lighting Products Co. Inc. | MERCURY LIGHTING | LW4-2-2500-40K-HTA-U30-UNI-SR-XXXX | Indoor Luminaires | Linear Ambient | Direct Linear Ambient Luminaires | Standard | FALSE | [9 empty] | 42328 |  |  | Yes |  | 3 | 2553 | 94.38 | 27.05 | 8.28 | 0.947 | 4000 | 80
PX8BTUKD | Mercury Lighting Products Co. Inc. | MERCURY LIGHTING | LW14-2-2700-40K-HTA-U30-UNI-SR-XXXX | Indoor Luminaires | Linear Ambient | Direct Linear Ambient Luminaires | Standard | FALSE | [9 empty] | 42328 |  |  | Yes |  | 3 | 2598 | 94.26 | 27.56 | 8.23 | 0.948 | 4000 | 80
PK1MZAHW | Mercury Lighting Products Co. Inc. | MERCURY LIGHTING | LW10-2-2700-40K-HTA-U30-UNI-XXXX | Indoor Luminaires | Linear Ambient | Direct Linear Ambient Luminaires | Standard | FALSE | [9 empty] | 42328 |  |  | Yes |  | 3 | 2598 | 94.26 | 27.56 | 8.23 | 0.948 | 4000 | 80
P8NQ272U | Mercury Lighting Products Co. Inc. | MERCURY LIGHTING | LW10-2-2700-40K-HTA-U30-UNI-SR-XXXX | Indoor Luminaires | Linear Ambient | Direct Linear Ambient Luminaires | Standard | FALSE | [9 empty] | 42328 |  |  | Yes |  | 3 | 2598 | 94.26 | 27.56 | 8.23 | 0.948 | 4000 | 80
P2F4PR27 | Mercury Lighting Products Co. Inc. | MERCURY LIGHTING | LW4-2-2700-40K-HTA-U30-UNI-SR-XXXX | Indoor Luminaires | Linear Ambient | Direct Linear Ambient Luminaires | Standard | FALSE | [9 empty] | 42328 |  |  | Yes |  | 3 | 2598 | 94.26 | 27.56 | 8.23 | 0.948 | 4000 | 80
PXQDS3SA | Mercury Lighting Products Co. Inc. | MERCURY LIGHTING | LW4-8-8000-35K-HTA-U80TW-UNI-XXXX | Indoor Luminaires | Linear Ambient | Direct Linear Ambient Luminaires | Standard | FALSE | [9 empty] | 42328 |  |  | Yes |  | 3 | 7753 | 104.34 | 74.3 | 9.5 | 0.982 | 3500 | 80
PACWBBBV | Mercury Lighting Products Co. Inc. | MERCURY LIGHTING | LW14-8-8000-35K-HTA-U80TW-UNI-XXXX | Indoor Luminaires | Linear Ambient | Direct Linear Ambient Luminaires | Standard | FALSE | [9 empty] | 42328 |  |  | Yes |  | 3 | 7753 | 104.34 | 74.3 | 9.5 | 0.982 | 3500 | 80
PWEYTP8N | Mercury Lighting Products Co. Inc. | MERCURY LIGHTING | LW4-8-8000-35K-HTA-U80TW-UNI-SR-XXXX | Indoor Luminaires | Linear Ambient | Direct Linear Ambient Luminaires | Standard | FALSE | [9 empty] | 42328 |  |  | Yes |  | 3 | 7590.18 | 102.15 | 74.3 | 9.5 | 0.982 | 3500 | 80
P6YD9344 | Mercury Lighting Products Co. Inc. | MERCURY LIGHTING | LW14-8-8000-35K-HTA-U80TW-UNI-SR-XXXX | Indoor Luminaires | Linear Ambient | Direct Linear Ambient Luminaires | Standard | FALSE | [9 empty] | 42328 |  |  | Yes |  | 3 | 7590.18 | 102.15 | 74.3 | 9.5 | 0.982 | 3500 | 80
PY17XC2T | Mercury Lighting Products Co. Inc. | MERCURY LIGHTING | LW10-4-3800-35K-HTA-U55-UNI-XXXX | Indoor Luminaires | Linear Ambient | Direct Linear Ambient Luminaires | Standard | FALSE | [9 empty] | 42328 |  |  | Yes |  | 3 | 3675 | 99.4 | 36.97 | 8.9 | 0.963 | 3500 | 80
PXKFYVSS | Mercury Lighting Products Co. Inc. | MERCURY LIGHTING | LW4-4-3800-35K-HTA-U55-UNI-XXXX | Indoor Luminaires | Linear Ambient | Direct Linear Ambient Luminaires | Standard | FALSE | [9 empty] | 42328 |  |  | Yes |  | 3 | 3675 | 99.4 | 36.97 | 8.9 | 0.963 | 3500 | 80
PCVSKG1Z | Mercury Lighting Products Co. Inc. | MERCURY LIGHTING | LW10-4-3800-35K-HTA-U55-UNI-SR-XXXX | Indoor Luminaires | Linear Ambient | Direct Linear Ambient Luminaires | Standard | FALSE | [9 empty] | 42328 |  |  | Yes |  | 3 | 3675 | 99.4 | 36.97 | 8.9 | 0.963 | 3500 | 80
P7F467P6 | Mercury Lighting Products Co. Inc. | MERCURY LIGHTING | LW14-4-3800-35K-HTA-U55-UNI-SR-XXXX | Indoor Luminaires | Linear Ambient | Direct Linear Ambient Luminaires | Standard | FALSE | [9 empty] | 42328 |  |  | Yes |  | 3 | 3675 | 99.4 | 36.97 | 8.9 | 0.963 | 3500 | 80
P4K78WCY | Mercury Lighting Products Co. Inc. | MERCURY LIGHTING | LW4-4-3800-35K-HTA-U55-UNI-SR-XXXX | Indoor Luminaires | Linear Ambient | Direct Linear Ambient Luminaires | Standard | FALSE | [9 empty] | 42328 |  |  | Yes |  | 3 | 3675 | 99.4 | 36.97 | 8.9 | 0.963 | 3500 | 80
P43TXQVU | Mercury Lighting Products Co. Inc. | MERCURY LIGHTING | LW14-4-3800-35K-HTA-U55-UNI-XXXX | Indoor Luminaires | Linear Ambient | Direct Linear Ambient Luminaires | Standard | FALSE | [9 empty] | 42328 |  |  | Yes |  | 3 | 3675 | 99.4 | 36.97 | 8.9 | 0.963 | 3500 | 80
PZJY29J9 | Mercury Lighting Products Co. Inc. | MERCURY LIGHTING | LW14-4-2100-35K-HTA-U30-UNI-SR-XXXX | Indoor Luminaires | Linear Ambient | Direct Linear Ambient Luminaires | Standard | FALSE | [9 empty] | 42328 |  |  | Yes |  | 3 | 2052 | 92.43 | 22.2 | 8.86 | 0.929 | 3500 | 80
PMPDF4AK | Mercury Lighting Products Co. Inc. | MERCURY LIGHTING | LW10-4-2100-35K-HTA-U30-UNI-XXXX | Indoor Luminaires | Linear Ambient | Direct Linear Ambient Luminaires | Standard | FALSE | [9 empty] | 42328 |  |  | Yes |  | 3 | 2052 | 92.43 | 22.2 | 8.86 | 0.929 | 3500 | 80
PKEJDUFU | Mercury Lighting Products Co. Inc. | MERCURY LIGHTING | LW4-4-2100-35K-HTA-U30-UNI-SR-XXXX | Indoor Luminaires | Linear Ambient | Direct Linear Ambient Luminaires | Standard | FALSE | [9 empty] | 42328 |  |  | Yes |  | 3 | 2052 | 92.43 | 22.2 | 8.86 | 0.929 | 3500 | 80
PHY45FPT | Mercury Lighting Products Co. Inc. | MERCURY LIGHTING | LW10-4-2100-35K-HTA-U30-UNI-SR-XXXX | Indoor Luminaires | Linear Ambient | Direct Linear Ambient Luminaires | Standard | FALSE | [9 empty] | 42328 |  |  | Yes |  | 3 | 2052 | 92.43 | 22.2 | 8.86 | 0.929 | 3500 | 80
PT5TXRAX | Mercury Lighting Products Co. Inc. | MERCURY LIGHTING | LW4-2-2100-35K-HTA-U30-UNI-SR-XXXX | Indoor Luminaires | Linear Ambient | Direct Linear Ambient Luminaires | Standard | FALSE | [9 empty] | 42328 |  |  | Yes |  | 3 | 2091 | 91.27 | 22.91 | 8.76 | 0.932 | 3500 | 80
PJBNTZZ9 | Mercury Lighting Products Co. Inc. | MERCURY LIGHTING | LW10-2-2100-35K-HTA-U30-UNI-SR-XXXX | Indoor Luminaires | Linear Ambient | Direct Linear Ambient Luminaires | Standard | FALSE | [9 empty] | 42328 |  |  | Yes |  | 3 | 2091 | 91.27 | 22.91 | 8.76 | 0.932 | 3500 | 80
PCJQC7N9 | Mercury Lighting Products Co. Inc. | MERCURY LIGHTING | LW14-2-2100-35K-HTA-U30-UNI-SR-XXXX | Indoor Luminaires | Linear Ambient | Direct Linear Ambient Luminaires | Standard | FALSE | [9 empty] | 42328 |  |  | Yes |  | 3 | 2091 | 91.27 | 22.91 | 8.76 | 0.932 | 3500 | 80
P9M24CP5 | Mercury Lighting Products Co. Inc. | MERCURY LIGHTING | LW10-2-2100-35K-HTA-U30-UNI-XXXX | Indoor Luminaires | Linear Ambient | Direct Linear Ambient Luminaires | Standard | FALSE | [9 empty] | 42328 |  |  | Yes |  | 3 | 2091 | 91.27 | 22.91 | 8.76 | 0.932 | 3500 | 80
PHHD6U6A | Mercury Lighting Products Co. Inc. | MERCURY LIGHTING | LW14-4-4500-35K-HTA-U55-UNI-SR-XXXX | Indoor Luminaires | Linear Ambient | Direct Linear Ambient Luminaires | Standard | FALSE | [9 empty] | 42328 |  |  | Yes |  | 3 | 4394 | 98.58 | 44.57 | 8.74 | 0.97 | 3500 | 80
PHDS9ANQ | Mercury Lighting Products Co. Inc. | MERCURY LIGHTING | LW10-4-4500-35K-HTA-U55-UNI-SR-XXXX | Indoor Luminaires | Linear Ambient | Direct Linear Ambient Luminaires | Standard | FALSE | [9 empty] | 42328 |  |  | Yes |  | 3 | 4394 | 98.58 | 44.57 | 8.74 | 0.97 | 3500 | 80
PB7X2ZKB | Mercury Lighting Products Co. Inc. | MERCURY LIGHTING | LW10-4-4500-35K-HTA-U55-UNI-XXXX | Indoor Luminaires | Linear Ambient | Direct Linear Ambient Luminaires | Standard | FALSE | [9 empty] | 42328 |  |  | Yes |  | 3 | 4394 | 98.58 | 44.57 | 8.74 | 0.97 | 3500 | 80
P82UZYQV | Mercury Lighting Products Co. Inc. | MERCURY LIGHTING | LW4-4-4500-35K-HTA-U55-UNI-SR-XXXX | Indoor Luminaires | Linear Ambient | Direct Linear Ambient Luminaires | Standard | FALSE | [9 empty] | 42328 |  |  | Yes |  | 3 | 4394 | 98.58 | 44.57 | 8.74 | 0.97 | 3500 | 80
PMBKUQV4 | Mercury Lighting Products Co. Inc. | MERCURY LIGHTING | LW10-4-5000-35K-HTA-U55-UNI-SR-XXXX | Indoor Luminaires | Linear Ambient | Direct Linear Ambient Luminaires | Standard | FALSE | [9 empty] | 42328 |  |  | Yes |  | 3 | 4852 | 96.98 | 50.03 | 8.64 | 0.973 | 3500 | 80
PK57H2BB | Mercury Lighting Products Co. Inc. | MERCURY LIGHTING | LW14-4-5000-35K-HTA-U55-UNI-SR-XXXX | Indoor Luminaires | Linear Ambient | Direct Linear Ambient Luminaires | Standard | FALSE | [9 empty] | 42328 |  |  | Yes |  | 3 | 4852 | 96.98 | 50.03 | 8.64 | 0.973 | 3500 | 80
PEY6SEVW | Mercury Lighting Products Co. Inc. | MERCURY LIGHTING | LW4-4-5000-35K-HTA-U55-UNI-SR-XXXX | Indoor Luminaires | Linear Ambient | Direct Linear Ambient Luminaires | Standard | FALSE | [9 empty] | 42328 |  |  | Yes |  | 3 | 4852 | 96.98 | 50.03 | 8.64 | 0.973 | 3500 | 80
P9V64Y35 | Mercury Lighting Products Co. Inc. | MERCURY LIGHTING | LW10-4-5000-35K-HTA-U55-UNI-XXXX | Indoor Luminaires | Linear Ambient | Direct Linear Ambient Luminaires | Standard | FALSE | [9 empty] | 42328 |  |  | Yes |  | 3 | 4852 | 96.98 | 50.03 | 8.64 | 0.973 | 3500 | 80
PF6XND9X | Mercury Lighting Products Co. Inc. | MERCURY LIGHTING | LW4-8-10000-35K-HTA-U55-UNI-2D-SR-XXXX | Indoor Luminaires | Linear Ambient | Direct Linear Ambient Luminaires | Standard | FALSE | [9 empty] | 42328 |  |  | Yes |  | 2.1 | 10057 | 97 | 103.68 | 8.59 | 0.975 | 3500 | 80
PC4KRMNZ | Mercury Lighting Products Co. Inc. | MERCURY LIGHTING | LW14-8-10000-35K-HTA-U55-UNI-2D-SR-XXXX | Indoor Luminaires | Linear Ambient | Direct Linear Ambient Luminaires | Standard | FALSE | [9 empty] | 42328 |  |  | Yes |  | 2.1 | 10057 | 97 | 103.68 | 8.59 | 0.975 | 3500 | 80
PZPQWJC1 | Mercury Lighting Products Co. Inc. | MERCURY LIGHTING | LW14-8-6000-35K-HTA-U55-UNI-SR-XXXX | Indoor Luminaires | Linear Ambient | Direct Linear Ambient Luminaires | Standard | FALSE | [9 empty] | 42328 |  |  | Yes |  | 3 | 5747 | 96.4 | 59.61 | 8.53 | 0.977 | 3500 | 80
PQST4D5Y | Mercury Lighting Products Co. Inc. | MERCURY LIGHTING | LW4-8-6000-35K-HTA-U55-UNI-2D-SR-XXXX | Indoor Luminaires | Linear Ambient | Direct Linear Ambient Luminaires | Standard | FALSE | [9 empty] | 42328 |  |  | Yes |  | 2.1 | 5747 | 96.4 | 59.61 | 8.53 | 0.977 | 3500 | 80
PW3C7RW4 | Mercury Lighting Products Co. Inc. | MERCURY LIGHTING | LW14-2-2300-35K-HTA-U30-UNI-SR-XXXX | Indoor Luminaires | Linear Ambient | Direct Linear Ambient Luminaires | Standard | FALSE | [9 empty] | 42328 |  |  | Yes |  | 3 | 2271 | 91.49 | 24.82 | 8.52 | 0.94 | 3500 | 80
PU8BK853 | Mercury Lighting Products Co. Inc. | MERCURY LIGHTING | LW10-2-2300-35K-HTA-U30-UNI-SR-XXXX | Indoor Luminaires | Linear Ambient | Direct Linear Ambient Luminaires | Standard | FALSE | [9 empty] | 42328 |  |  | Yes |  | 3 | 2271 | 91.49 | 24.82 | 8.52 | 0.94 | 3500 | 80
PSGHNXX6 | Mercury Lighting Products Co. Inc. | MERCURY LIGHTING | LW10-2-2300-35K-HTA-U30-UNI-XXXX | Indoor Luminaires | Linear Ambient | Direct Linear Ambient Luminaires | Standard | FALSE | [9 empty] | 42328 |  |  | Yes |  | 3 | 2271 | 91.49 | 24.82 | 8.52 | 0.94 | 3500 | 80
PCYX5S4K | Mercury Lighting Products Co. Inc. | MERCURY LIGHTING | LW4-2-2300-35K-HTA-U30-UNI-SR-XXXX | Indoor Luminaires | Linear Ambient | Direct Linear Ambient Luminaires | Standard | FALSE | [9 empty] | 42328 |  |  | Yes |  | 3 | 2271 | 91.49 | 24.82 | 8.52 | 0.94 | 3500 | 80
PXUE1GQE | Mercury Lighting Products Co. Inc. | MERCURY LIGHTING | LW14-2-2500-35K-HTA-U30-UNI-SR-XXXX | Indoor Luminaires | Linear Ambient | Direct Linear Ambient Luminaires | Standard | FALSE | [9 empty] | 42328 |  |  | Yes |  | 3 | 2470 | 91.31 | 27.05 | 8.28 | 0.947 | 3500 | 80
PW4MQGK1 | Mercury Lighting Products Co. Inc. | MERCURY LIGHTING | LW10-2-2500-35K-HTA-U30-UNI-XXXX | Indoor Luminaires | Linear Ambient | Direct Linear Ambient Luminaires | Standard | FALSE | [9 empty] | 42328 |  |  | Yes |  | 3 | 2470 | 91.31 | 27.05 | 8.28 | 0.947 | 3500 | 80
PR627TXJ | Mercury Lighting Products Co. Inc. | MERCURY LIGHTING | LW4-2-2500-35K-HTA-U30-UNI-SR-XXXX | Indoor Luminaires | Linear Ambient | Direct Linear Ambient Luminaires | Standard | FALSE | [9 empty] | 42328 |  |  | Yes |  | 3 | 2470 | 91.31 | 27.05 | 8.28 | 0.947 | 3500 | 80
PD985ZP8 | Mercury Lighting Products Co. Inc. | MERCURY LIGHTING | LW10-2-2500-35K-HTA-U30-UNI-SR-XXXX | Indoor Luminaires | Linear Ambient | Direct Linear Ambient Luminaires | Standard | FALSE | [9 empty] | 42328 |  |  | Yes |  | 3 | 2470 | 91.31 | 27.05 | 8.28 | 0.947 | 3500 | 80
PX164JNK | Mercury Lighting Products Co. Inc. | MERCURY LIGHTING | LW10-2-2700-35K-HTA-U30-UNI-SR-XXXX | Indoor Luminaires | Linear Ambient | Direct Linear Ambient Luminaires | Standard | FALSE | [9 empty] | 42328 |  |  | Yes |  | 3 | 2514 | 91.21 | 27.56 | 8.23 | 0.948 | 3500 | 80
PCMCQNNN | Mercury Lighting Products Co. Inc. | MERCURY LIGHTING | LW10-2-2700-35K-HTA-U30-UNI-XXXX | Indoor Luminaires | Linear Ambient | Direct Linear Ambient Luminaires | Standard | FALSE | [9 empty] | 42328 |  |  | Yes |  | 3 | 2514 | 91.21 | 27.56 | 8.23 | 0.948 | 3500 | 80
P3ANW9XR | Mercury Lighting Products Co. Inc. | MERCURY LIGHTING | LW14-2-2700-35K-HTA-U30-UNI-SR-XXXX | Indoor Luminaires | Linear Ambient | Direct Linear Ambient Luminaires | Standard | FALSE | [9 empty] | 42328 |  |  | Yes |  | 3 | 2514 | 91.21 | 27.56 | 8.23 | 0.948 | 3500 | 80
P1NNAC13 | Mercury Lighting Products Co. Inc. | MERCURY LIGHTING | LW4-2-2700-35K-HTA-U30-UNI-SR-XXXX | Indoor Luminaires | Linear Ambient | Direct Linear Ambient Luminaires | Standard | FALSE | [9 empty] | 42328 |  |  | Yes |  | 3 | 2514 | 91.21 | 27.56 | 8.23 | 0.948 | 3500 | 80
PXBK76VU | Mercury Lighting Products Co. Inc. | MERCURY LIGHTING | LW14-8-8000-30K-HTA-U80TW-UNI-XXXX | Indoor Luminaires | Linear Ambient | Direct Linear Ambient Luminaires | Standard | FALSE | [9 empty] | 42328 |  |  | Yes |  | 3 | 7624 | 102.61 | 74.3 | 9.5 | 0.982 | 3000 | 80
PRXDR8TE | Mercury Lighting Products Co. Inc. | MERCURY LIGHTING | LW14-8-8000-30K-HTA-U80TW-UNI-SR-XXXX | Indoor Luminaires | Linear Ambient | Direct Linear Ambient Luminaires | Standard | FALSE | [9 empty] | 42328 |  |  | Yes |  | 3 | 7624 | 102.61 | 74.3 | 9.5 | 0.982 | 3000 | 80
P1466GVT | Mercury Lighting Products Co. Inc. | MERCURY LIGHTING | LW4-8-8000-30K-HTA-U80TW-UNI-SR-XXXX | Indoor Luminaires | Linear Ambient | Direct Linear Ambient Luminaires | Standard | FALSE | [9 empty] | 42328 |  |  | Yes |  | 3 | 7624 | 102.61 | 74.3 | 9.5 | 0.982 | 3000 | 80
PR3H63B1 | Mercury Lighting Products Co. Inc. | MERCURY LIGHTING | LW14-4-3800-30K-HTA-U55-UNI-XXXX | Indoor Luminaires | Linear Ambient | Direct Linear Ambient Luminaires | Standard | FALSE | [9 empty] | 42328 |  |  | Yes |  | 3 | 3613 | 97.72 | 36.97 | 8.9 | 0.963 | 3000 | 80
PQAZD9TJ | Mercury Lighting Products Co. Inc. | MERCURY LIGHTING | LW10-4-3800-30K-HTA-U55-UNI-SR-XXXX | Indoor Luminaires | Linear Ambient | Direct Linear Ambient Luminaires | Standard | FALSE | [9 empty] | 42328 |  |  | Yes |  | 3 | 3613 | 97.72 | 36.97 | 8.9 | 0.963 | 3000 | 80
PPQ6WRQ9 | Mercury Lighting Products Co. Inc. | MERCURY LIGHTING | LW4-4-3800-30K-HTA-U55-UNI-SR-XXXX | Indoor Luminaires | Linear Ambient | Direct Linear Ambient Luminaires | Standard | FALSE | [9 empty] | 42328 |  |  | Yes |  | 3 | 3613 | 97.72 | 36.97 | 8.9 | 0.963 | 3000 | 80
PK741BX6 | Mercury Lighting Products Co. Inc. | MERCURY LIGHTING | LW14-4-3800-30K-HTA-U55-UNI-SR-XXXX | Indoor Luminaires | Linear Ambient | Direct Linear Ambient Luminaires | Standard | FALSE | [9 empty] | 42328 |  |  | Yes |  | 3 | 3613 | 97.72 | 36.97 | 8.9 | 0.963 | 3000 | 80
PGFCVCUK | Mercury Lighting Products Co. Inc. | MERCURY LIGHTING | LW10-4-3800-30K-HTA-U55-UNI-XXXX | Indoor Luminaires | Linear Ambient | Direct Linear Ambient Luminaires | Standard | FALSE | [9 empty] | 42328 |  |  | Yes |  | 3 | 3613 | 97.72 | 36.97 | 8.9 | 0.963 | 3000 | 80
P7PAKFE3 | Mercury Lighting Products Co. Inc. | MERCURY LIGHTING | LW4-4-3800-30K-HTA-U55-UNI-XXXX | Indoor Luminaires | Linear Ambient | Direct Linear Ambient Luminaires | Standard | FALSE | [9 empty] | 42328 |  |  | Yes |  | 3 | 3613 | 97.72 | 36.97 | 8.9 | 0.963 | 3000 | 80
PJPGPF9A | Mercury Lighting Products Co. Inc. | MERCURY LIGHTING | LW4-4-2100-30K-HTA-U30-UNI-SR-XXXX | Indoor Luminaires | Linear Ambient | Direct Linear Ambient Luminaires | Standard | FALSE | [9 empty] | 42328 |  |  | Yes |  | 3 | 2018 | 90.9 | 22.2 | 8.86 | 0.929 | 3000 | 80
PJ388HQ3 | Mercury Lighting Products Co. Inc. | MERCURY LIGHTING | LW14-4-2100-30K-HTA-U30-UNI-SR-XXXX | Indoor Luminaires | Linear Ambient | Direct Linear Ambient Luminaires | Standard | FALSE | [9 empty] | 42328 |  |  | Yes |  | 3 | 2018 | 90.9 | 22.2 | 8.86 | 0.929 | 3000 | 80
PHWXNK4H | Mercury Lighting Products Co. Inc. | MERCURY LIGHTING | LW10-4-2100-30K-HTA-U30-UNI-SR-XXXX | Indoor Luminaires | Linear Ambient | Direct Linear Ambient Luminaires | Standard | FALSE | [9 empty] | 42328 |  |  | Yes |  | 3 | 2018 | 90.9 | 22.2 | 8.86 | 0.929 | 3000 | 80
PA8MGUUQ | Mercury Lighting Products Co. Inc. | MERCURY LIGHTING | LW10-4-2100-30K-HTA-U30-UNI-XXXX | Indoor Luminaires | Linear Ambient | Direct Linear Ambient Luminaires | Standard | FALSE | [9 empty] | 42328 |  |  | Yes |  | 3 | 2018 | 90.9 | 22.2 | 8.86 | 0.929 | 3000 | 80
PMM421D7 | Mercury Lighting Products Co. Inc. | MERCURY LIGHTING | LW4-2-2100-30K-HTA-U30-UNI-SR-XXXX | Indoor Luminaires | Linear Ambient | Direct Linear Ambient Luminaires | Standard | FALSE | [9 empty] | 42328 |  |  | Yes |  | 3 | 2056 | 89.74 | 22.91 | 8.76 | 0.932 | 3000 | 80
P6CCM33Y | Mercury Lighting Products Co. Inc. | MERCURY LIGHTING | LW14-2-2100-30K-HTA-U30-UNI-SR-XXXX | Indoor Luminaires | Linear Ambient | Direct Linear Ambient Luminaires | Standard | FALSE | [9 empty] | 42328 |  |  | Yes |  | 3 | 2056 | 89.74 | 22.91 | 8.76 | 0.932 | 3000 | 80
P5F76FEF | Mercury Lighting Products Co. Inc. | MERCURY LIGHTING | LW10-2-2100-30K-HTA-U30-UNI-SR-XXXX | Indoor Luminaires | Linear Ambient | Direct Linear Ambient Luminaires | Standard | FALSE | [9 empty] | 42328 |  |  | Yes |  | 3 | 2056 | 89.74 | 22.91 | 8.76 | 0.932 | 3000 | 80
P54KXXGX | Mercury Lighting Products Co. Inc. | MERCURY LIGHTING | LW10-2-2100-30K-HTA-U30-UNI-XXXX | Indoor Luminaires | Linear Ambient | Direct Linear Ambient Luminaires | Standard | FALSE | [9 empty] | 42328 |  |  | Yes |  | 3 | 2056 | 89.74 | 22.91 | 8.76 | 0.932 | 3000 | 80
PWWGY9VT | Mercury Lighting Products Co. Inc. | MERCURY LIGHTING | LW14-4-4500-30K-HTA-U55-UNI-SR-XXXX | Indoor Luminaires | Linear Ambient | Direct Linear Ambient Luminaires | Standard | FALSE | [9 empty] | 42328 |  |  | Yes |  | 3 | 4320 | 96.92 | 44.57 | 8.74 | 0.97 | 3000 | 80
PA6166H1 | Mercury Lighting Products Co. Inc. | MERCURY LIGHTING | LW4-4-4500-30K-HTA-U55-UNI-SR-XXXX | Indoor Luminaires | Linear Ambient | Direct Linear Ambient Luminaires | Standard | FALSE | [9 empty] | 42328 |  |  | Yes |  | 3 | 4320 | 96.92 | 44.57 | 8.74 | 0.97 | 3000 | 80
P86B2KAN | Mercury Lighting Products Co. Inc. | MERCURY LIGHTING | LW10-4-4500-30K-HTA-U55-UNI-SR-XXXX | Indoor Luminaires | Linear Ambient | Direct Linear Ambient Luminaires | Standard | FALSE | [9 empty] | 42328 |  |  | Yes |  | 3 | 4320 | 96.92 | 44.57 | 8.74 | 0.97 | 3000 | 80
P3AKKZND | Mercury Lighting Products Co. Inc. | MERCURY LIGHTING | LW10-4-4500-30K-HTA-U55-UNI-XXXX | Indoor Luminaires | Linear Ambient | Direct Linear Ambient Luminaires | Standard | FALSE | [9 empty] | 42328 |  |  | Yes |  | 3 | 4320 | 96.92 | 44.57 | 8.74 | 0.97 | 3000 | 80
PVTA8WJM | Mercury Lighting Products Co. Inc. | MERCURY LIGHTING | LW10-4-4800-30K-HTA-U55-UNI-SR-XXXX | Indoor Luminaires | Linear Ambient | Direct Linear Ambient Luminaires | Standard | FALSE | [9 empty] | 42328 |  |  | Yes |  | 3 | 4772 | 95.38 | 50.03 | 8.64 | 0.973 | 3000 | 80
PSKVV91N | Mercury Lighting Products Co. Inc. | MERCURY LIGHTING | LW10-4-4800-30K-HTA-U55-UNI-XXXX | Indoor Luminaires | Linear Ambient | Direct Linear Ambient Luminaires | Standard | FALSE | [9 empty] | 42328 |  |  | Yes |  | 3 | 4772 | 95.38 | 50.03 | 8.64 | 0.973 | 3000 | 80
PHW24ST9 | Mercury Lighting Products Co. Inc. | MERCURY LIGHTING | LW4-4-4800-30K-HTA-U55-UNI-SR-XXXX | Indoor Luminaires | Linear Ambient | Direct Linear Ambient Luminaires | Standard | FALSE | [9 empty] | 42328 |  |  | Yes |  | 3 | 4772 | 95.38 | 50.03 | 8.64 | 0.973 | 3000 | 80
PFDZ9GD8 | Mercury Lighting Products Co. Inc. | MERCURY LIGHTING | LW14-4-4800-30K-HTA-U55-UNI-SR-XXXX | Indoor Luminaires | Linear Ambient | Direct Linear Ambient Luminaires | Standard | FALSE | [9 empty] | 42328 |  |  | Yes |  | 3 | 4772 | 95.38 | 50.03 | 8.64 | 0.973 | 3000 | 80
PV2RZ4T8 | Mercury Lighting Products Co. Inc. | MERCURY LIGHTING | LW4-8-10000-30K-HTA-U55-2D-UNI-SR-XXXX | Indoor Luminaires | Linear Ambient | Direct Linear Ambient Luminaires | Standard | FALSE | [9 empty] | 42328 |  |  | Yes |  | 3 | 9889 | 95.38 | 103.68 | 8.59 | 0.975 | 3000 | 80
PP3VZ2SH | Mercury Lighting Products Co. Inc. | MERCURY LIGHTING | LW14-8-10000-30K-HTA-U55-UNI-2D-SR-XXXX | Indoor Luminaires | Linear Ambient | Direct Linear Ambient Luminaires | Standard | FALSE | [9 empty] | 42328 |  |  | Yes |  | 2.1 | 9889 | 95.38 | 103.68 | 8.59 | 0.975 | 3000 | 80
P8EHSEJK | Mercury Lighting Products Co. Inc. | MERCURY LIGHTING | LW4-8-6000-30K-HTA-U55-UNI-2D-SR-XXXX | Indoor Luminaires | Linear Ambient | Direct Linear Ambient Luminaires | Standard | FALSE | [9 empty] | 42328 |  |  | Yes |  | 2.1 | 5651 | 94.79 | 59.61 | 8.53 | 0.977 | 3000 | 80
P13PKH4N | Mercury Lighting Products Co. Inc. | MERCURY LIGHTING | LW14-8-6000-30K-HTA-U55-UNI-SR-XXXX | Indoor Luminaires | Linear Ambient | Direct Linear Ambient Luminaires | Standard | FALSE | [9 empty] | 42328 |  |  | Yes |  | 3 | 5651 | 94.79 | 59.61 | 8.53 | 0.977 | 3000 | 80
PX4HQHZW | Mercury Lighting Products Co. Inc. | MERCURY LIGHTING | LW10-2-2300-30K-HTA-U30-UNI-XXXX | Indoor Luminaires | Linear Ambient | Direct Linear Ambient Luminaires | Standard | FALSE | [9 empty] | 42328 |  |  | Yes |  | 3 | 2234 | 90 | 24.82 | 8.52 | 0.94 | 3000 | 80
PMSBPKZD | Mercury Lighting Products Co. Inc. | MERCURY LIGHTING | LW14-2-2300-30K-HTA-U30-UNI-SR-XXXX | Indoor Luminaires | Linear Ambient | Direct Linear Ambient Luminaires | Standard | FALSE | [9 empty] | 42328 |  |  | Yes |  | 3 | 2234 | 90 | 24.82 | 8.52 | 0.94 | 3000 | 80
PFZ81E7H | Mercury Lighting Products Co. Inc. | MERCURY LIGHTING | LW4-2-2300-30K-HTA-U30-UNI-SR-XXXX | Indoor Luminaires | Linear Ambient | Direct Linear Ambient Luminaires | Standard | FALSE | [9 empty] | 42328 |  |  | Yes |  | 3 | 2234 | 90 | 24.82 | 8.52 | 0.94 | 3000 | 80
P1B439F4 | Mercury Lighting Products Co. Inc. | MERCURY LIGHTING | LW10-2-2300-30K-HTA-U30-UNI-SR-XXXX | Indoor Luminaires | Linear Ambient | Direct Linear Ambient Luminaires | Standard | FALSE | [9 empty] | 42328 |  |  | Yes |  | 3 | 2234 | 90 | 24.82 | 8.52 | 0.94 | 3000 | 80
PTUZH7QS | Mercury Lighting Products Co. Inc. | MERCURY LIGHTING | LW4-2-2500-30K-HTA-U30-UNI-SR-XXXX | Indoor Luminaires | Linear Ambient | Direct Linear Ambient Luminaires | Standard | FALSE | [9 empty] | 42328 |  |  | Yes |  | 3 | 2429 | 89.79 | 27.05 | 8.28 | 0.947 | 3000 | 80
PH8C6469 | Mercury Lighting Products Co. Inc. | MERCURY LIGHTING | LW10-2-2500-30K-HTA-U30-UNI-XXXX | Indoor Luminaires | Linear Ambient | Direct Linear Ambient Luminaires | Standard | FALSE | [9 empty] | 42328 |  |  | Yes |  | 3 | 2429 | 89.79 | 27.05 | 8.28 | 0.947 | 3000 | 80
P8KWCMDF | Mercury Lighting Products Co. Inc. | MERCURY LIGHTING | LW10-2-2500-30K-HTA-U30-UNI-SR-XXXX | Indoor Luminaires | Linear Ambient | Direct Linear Ambient Luminaires | Standard | FALSE | [9 empty] | 42328 |  |  | Yes |  | 3 | 2429 | 89.79 | 27.05 | 8.28 | 0.947 | 3000 | 80
P1HRRWGY | Mercury Lighting Products Co. Inc. | MERCURY LIGHTING | LW14-2-2500-30K-HTA-U30-UNI-SR-XXXX | Indoor Luminaires | Linear Ambient | Direct Linear Ambient Luminaires | Standard | FALSE | [9 empty] | 42328 |  |  | Yes |  | 3 | 2429 | 89.79 | 27.05 | 8.28 | 0.947 | 3000 | 80
PTN9WJZ5 | Mercury Lighting Products Co. Inc. | MERCURY LIGHTING | LW14-2-2700-30K-HTA-U30-UNI-SR-XXXX | Indoor Luminaires | Linear Ambient | Direct Linear Ambient Luminaires | Standard | FALSE | [9 empty] | 42328 |  |  | Yes |  | 3 | 2472 | 89.69 | 27.56 | 8.23 | 0.948 | 3000 | 80
PPSCNW2F | Mercury Lighting Products Co. Inc. | MERCURY LIGHTING | LW10-2-2700-30K-HTA-U30-UNI-XXXX | Indoor Luminaires | Linear Ambient | Direct Linear Ambient Luminaires | Standard | FALSE | [9 empty] | 42328 |  |  | Yes |  | 3 | 2472 | 89.69 | 27.56 | 8.23 | 0.948 | 3000 | 80
PKAMBWKC | Mercury Lighting Products Co. Inc. | MERCURY LIGHTING | LW4-2-2700-30K-HTA-U30-UNI-SR-XXXX | Indoor Luminaires | Linear Ambient | Direct Linear Ambient Luminaires | Standard | FALSE | [9 empty] | 42328 |  |  | Yes |  | 3 | 2472 | 89.69 | 27.56 | 8.23 | 0.948 | 3000 | 80
P1E26MDC | Mercury Lighting Products Co. Inc. | MERCURY LIGHTING | LW10-2-2700-30K-HTA-U30-UNI-SR-XXXX | Indoor Luminaires | Linear Ambient | Direct Linear Ambient Luminaires | Standard | FALSE | [9 empty] | 42328 |  |  | Yes |  | 3 | 2472 | 89.69 | 27.56 | 8.23 | 0.948 | 3000 | 80
PMW4YVYC | Los Angeles Lighting Mfg. Co. | Los Angeles Lighting Mfg.Co. | 3-WHO200-6K-4L-DRP3-xxxxx-1DRDM xx(XXX)-UNV-2/840 | Indoor Luminaires | Linear Ambient | Direct Linear Ambient Luminaires | Premium | FALSE | [9 empty] | 42328 |  |  | Yes | Updated on 8/4/2016 | 3.1 | 5628 | 122.6 | 45.91 | 4.72 | 1 | 4135 | 84.4
PB664B3A | Los Angeles Lighting Mfg. Co. | Los Angeles Lighting Mfg.Co. | 3-WCP200-6K-4L-DRP3-WL-1DRDM-UNV-2/840 | Indoor Luminaires | Linear Ambient | Direct Linear Ambient Luminaires | Premium | FALSE | [9 empty] | 42328 |  |  | Yes | Updated on 8/4/2016 | 3.1 | 5367.6 | 107 | 50.28 | 5 | 1 | 4133 | 84
P3JN7WHM | Metalumen Manufacturing Inc. | Metalumen Manufacturing Inc. | RMEP8-2L35K-4-25CM-X-L4X-X-4-X | Indoor Luminaires | Linear Ambient | Direct Linear Ambient Luminaires | Standard | TRUE | 9183 | 90.5 | 101.43 | 19.07 | 0.9121 | 3598 | 85.04 | 5 | 60000 | 42327 |  |  | Yes |  | 3 | 9183 | 90.5 | 101.43 | 19.07 | 0.9121 | 3598 | 85.04
P8GEES3G | Metalumen Manufacturing Inc. | Metalumen Manufacturing Inc. | RMEP8-2L35K-4-25CM-X-L1X-X-4-X | Indoor Luminaires | Linear Ambient | Direct Linear Ambient Luminaires | Standard | TRUE | 2903 | 103.1 | 28.14 | 19.07 | 0.9121 | 3598 | 85.04 | 5 | 60000 | 42327 |  |  | Yes |  | 3 | 2903 | 103.1 | 28.14 | 19.07 | 0.9121 | 3598 | 85.04
PGQ7GZ67 | Metalumen Manufacturing Inc. | Metalumen Manufacturing Inc. | RMEP8-2L35K-4-25CM-X-L3X-X-4-X | Indoor Luminaires | Linear Ambient | Direct Linear Ambient Luminaires | Standard | FALSE | [9 empty] | 42327 | Dimmable | Continuous Below 10 | Yes |  | 3 | 5617 | 103.98 | 54.02 | 8.23 | 0.994 | 3598 | 85.04
PVBCWNRX | Metalumen Manufacturing Inc. | Metalumen Manufacturing Inc. | RMEP8-2L35K-4-25CM-X-L2X-X-4-X | Indoor Luminaires | Linear Ambient | Direct Linear Ambient Luminaires | Standard | FALSE | [9 empty] | 42327 | Dimmable | Continuous Below 10 | Yes |  | 3 | 4260 | 103.7 | 41.08 | 8.23 | 0.9531 | 3598 | 85.04
PK2H734S | Delviro | Delviro Energy | Zip2-30-3K-U-FR-(xx)-(xx)-(xx)-(x) | Indoor Luminaires | Linear Ambient | Direct Linear Ambient Luminaires | Standard | TRUE | 3175 | 100.8 | 31.5 | 16.4 | 0.93 | 3131 | 83.67 | 5 | 200000 | 42326 |  |  | NotYetVerified |  | 3 | 3175 | 100.8 | 31.5 | 6.7 | 0.9959 | 3131 | 83.67
P232YWS7 | Delviro | Delviro Energy | Zip2-20-3K-U-FR-(xx)-(xx)-(xx)-(x) | Indoor Luminaires | Linear Ambient | Direct Linear Ambient Luminaires | Standard | TRUE | 1921 | 95.2 | 20.17 | 16.4 | 0.93 | 3098 | 83.98 | 5 | 200000 | 42326 |  |  | NotYetVerified |  | 3 | 1920.184 | 95.2 | 20.17 | 6.13 | 0.9929 | 3098 | 83.98
PG8868TJ | Delviro | Delviro Energy | Zip2-20-3K-H-FR-(xx)-(xx)-(xx)-(x) | Indoor Luminaires | Linear Ambient | Direct Linear Ambient Luminaires | Standard | TRUE | 2108 | 99.2 | 21.24 | 21.4 | 0.9042 | 3142 | 84.06 | 5 | 200000 | 42326 |  |  | NotYetVerified |  | 3 | 2025.7521 | 95.1504 | 21.29 | 21.77 | 0.8987 | 3114.5 | 83.825
P4N7AWBS | Delviro | Delviro Energy | Zip2-20-5K-H-FR-(xx)-(xx)-(xx)-(x) | Indoor Luminaires | Linear Ambient | Direct Linear Ambient Luminaires | Standard | TRUE | 2198 | 103.2 | 21.29 | 21.77 | 0.8987 | 5257 | 82.44 | 5 | 200000 | 42326 |  |  | NotYetVerified |  | 3 | 2198 | 103.2 | 21.29 | 21.77 | 0.8987 | 5257 | 82.44
PJQSZSPT | Delviro | Delviro Energy | Zip2-30-5K-H-FR-(xx)-(xx)-(xx)-(x) | Indoor Luminaires | Linear Ambient | Direct Linear Ambient Luminaires | Standard | FALSE | [9 empty] | 42326 |  |  | NotYetVerified |  | 3 | 3433.7349 | 107.07 | 32.07 | 21.77 | 0.8987 | 5257 | 82.44
PVAYQTK5 | Delviro | Delviro Energy | Zip2-30-5K-U-FR-(xx)-(xx)-(xx)-(x) | Indoor Luminaires | Linear Ambient | Direct Linear Ambient Luminaires | Standard | FALSE | [9 empty] | 42326 |  |  | NotYetVerified |  | 3 | 3443.6008 | 109.3275 | 31.498 | 6.7 | 0.9959 | 5257 | 82.44
PHXEVXD9 | Delviro | Delviro Energy | Zip2-20-5K-U-FR-(xx)-(xx)-(xx)-(x) | Indoor Luminaires | Linear Ambient | Direct Linear Ambient Luminaires | Standard | FALSE | [9 empty] | 42326 |  |  | NotYetVerified |  | 3 | 2082.6292 | 103.2538 | 20.17 | 6.13 | 0.9929 | 5257 | 82.44
P6DECYJA | Delviro | Delviro Energy | Zip2-30-4K-H-FR-(xx)-(xx)-(xx)-(x) | Indoor Luminaires | Linear Ambient | Direct Linear Ambient Luminaires | Standard | FALSE | [9 empty] | 42326 |  |  | NotYetVerified |  | 3 | 3327.289 | 103.7508 | 32.07 | 21.77 | 0.8987 | 4194 | 82.44
PSAJKF2N | Delviro | Delviro Energy | Zip2-20-4K-H-FR-(xx)-(xx)-(xx)-(x) | Indoor Luminaires | Linear Ambient | Direct Linear Ambient Luminaires | Standard | FALSE | [9 empty] | 42326 |  |  | NotYetVerified |  | 3 | 2129.017 | 100.0008 | 21.29 | 21.77 | 0.8987 | 4194 | 82.44
PNJAEYZ2 | Delviro | Delviro Energy | Zip2-30-4K-U-FR-(xx)-(xx)-(xx)-(x) | Indoor Luminaires | Linear Ambient | Direct Linear Ambient Luminaires | Standard | FALSE | [9 empty] | 42326 |  |  | NotYetVerified |  | 3 | 3530.1956 | 105.9384 | 33.3231 | 6.7 | 0.9959 | 4194 | 82.44
PBTYZ3SX | Delviro | Delviro Energy | Zip2-20-4K-U-FR-(xx)-(xx)-(xx)-(x) | Indoor Luminaires | Linear Ambient | Direct Linear Ambient Luminaires | Standard | FALSE | [9 empty] | 42326 |  |  | NotYetVerified |  | 3 | 2135 | 100.0529 | 20.17 | 6.13 | 0.9929 | 4194 | 82.44
PVUPV1BW | Delviro | Delviro Energy | Zip2-30-35K-H-FR-(xx)-(xx)-(xx)-(x) | Indoor Luminaires | Linear Ambient | Direct Linear Ambient Luminaires | Standard | FALSE | [9 empty] | 42326 |  |  | NotYetVerified |  | 3 | 3220.8433 | 100.4317 | 32.07 | 21.77 | 0.8987 | 3654.25 | 83.98
PZAK5JYJ | Delviro | Delviro Energy | Zip2-20-35K-H-FR-(xx)-(xx)-(xx)-(x) | Indoor Luminaires | Linear Ambient | Direct Linear Ambient Luminaires | Standard | FALSE | [9 empty] | 42326 |  |  | NotYetVerified |  | 3 | 2060.906 | 96.8016 | 21.29 | 21.77 | 0.8987 | 3654.25 | 83.98
PTV4Z1TP | Delviro | Delviro Energy | Zip2-30-35K-U-FR-(xx)-(xx)-(xx)-(x) | Indoor Luminaires | Linear Ambient | Direct Linear Ambient Luminaires | Standard | FALSE | [9 empty] | 42326 |  |  | NotYetVerified |  | 3 | 3230.0977 | 102.5492 | 31.498 | 6.7 | 0.9959 | 3654.25 | 83.98
PZ8BRU9Q | Delviro | Delviro Energy | Zip2-20-35K-U-FR-(xx)-(xx)-(xx)-(x) | Indoor Luminaires | Linear Ambient | Direct Linear Ambient Luminaires | Standard | FALSE | [9 empty] | 42326 |  |  | NotYetVerified |  | 3 | 1953.5061 | 96.8521 | 20.17 | 6.13 | 0.9929 | 3654.25 | 83.98
P17CTEHW | Delviro | Delviro Energy | Zip2-30-3K-H-FR-(xx)-(xx)-(xx)-(x) | Indoor Luminaires | Linear Ambient | Direct Linear Ambient Luminaires | Standard | FALSE | [9 empty] | 42326 |  |  | NotYetVerified |  | 3 | 3165.9036 | 98.7185 | 32.07 | 21.77 | 0.8987 | 3114.5 | 83.825
PHVEBY91 | Shenzhen Ruizi Light Electricity Technology Co. Ltd. | BTS LED | BTP60D3F5 | Indoor Luminaires | Linear Ambient | Direct Linear Ambient Luminaires | Standard | TRUE | 5852.28 | 97.8 | 59.7 | 15.4 | 0.94 | 2958 | 83.8 | 5 | 50000 | 42325 |  |  | NotYetVerified |  | 3 | 6175 | 95 | 65 | 20 | 0.93 | 3000 | 80
PUGJA6QF | Shenzhen Ruizi Light Electricity Technology Co. Ltd. | BTS LED | BTP30D3F3 | Indoor Luminaires | Linear Ambient | Direct Linear Ambient Luminaires | Standard | TRUE | 2733.18 | 95.97 | 28.5 | 10.7 | 0.937 | 2950 | 83.8 | 5 |  | 42325 |  |  | NotYetVerified |  | 3 | 2733.18 | 95.97 | 28.48 | 10.7 | 0.992 | 2950 | 84
PPS59RMP | Acuity Brands Lighting | SLOT 4/6 LED SERIES | SL4L RLP 4FT XX 40K HO MIN1 120 HT XX XX XX | Indoor Luminaires | Linear Ambient | Direct Linear Ambient Luminaires | Standard | TRUE | 1554.17 | 94.65 | 16.42 | 17.92 | 0.9367 | 3867 | 82.4 | 5 | 50000 | 42325 |  |  | No |  | 3 | 3639 | 89 | 41.04 | 3.85 | 0.99 | 4000 | 82
PVQM4YGH | Acuity Brands Lighting | SLOT 4/6 LED SERIES | SL4L RLP 4FT XX 35K HO MIN1 120 HT XX XX XX | Indoor Luminaires | Linear Ambient | Direct Linear Ambient Luminaires | Standard | TRUE | 3637.09 | 87.94 | 41.36 | 17.92 | 0.9367 | 3406 | 81.6 | 5 | 50000 | 42325 |  |  | No |  | 3 | 3602 | 87 | 41.04 | 3.85 | 0.99 | 3500 | 81
P6WXDWCU | Acuity Brands Lighting | SLOT 4/6 LED SERIES | SL4L RLP 4FT XX 30K LO MIN1 120 HT XX XX XX | Indoor Luminaires | Linear Ambient | Direct Linear Ambient Luminaires | Standard | TRUE | 1511.22 | 90.33 | 16.73 | 17.92 | 0.9367 | 3002 | 82.1 | 5 | 50000 | 42325 |  |  | No |  | 3 | 1497 | 90 | 16.64 | 3.85 | 0.99 | 3000 | 82
PVXHFBYV | Shenzhen Ruizi Light Electricity Technology Co. Ltd. | BTS LED | BTP20D3F2 | Indoor Luminaires | Linear Ambient | Direct Linear Ambient Luminaires | Standard | TRUE | 1766.55 | 94.82 | 18.63 | 13.3 | 0.912 | 2952 | 83.8 | 5 |  | 42325 |  |  | NotYetVerified |  | 3 | 1766.55 | 94.82 | 18.63 | 13.3 | 0.987 | 2952 | 84
PMQPCZ2C | Shenzhen Ruizi Light Electricity Technology Co. Ltd. | BTS LED | BTP50D3F5 | Indoor Luminaires | Linear Ambient | Direct Linear Ambient Luminaires | Standard | TRUE | 4591.59 | 97.38 | 46.73 | 15.5 | 0.91 | 2969 | 84 | 5 | 50000 | 42325 |  |  | NotYetVerified |  | 3 | 4750 | 95 | 50 | 20 | 0.93 | 3000 | 80
PT599MD9 | Shenzhen Ruizi Light Electricity Technology Co. Ltd. | BTS LED | BTP40D3F4 | Indoor Luminaires | Linear Ambient | Direct Linear Ambient Luminaires | Standard | TRUE | 3684.2 | 96.77 | 37.74 | 11.3 | 0.88 | 2958 | 83.8 | 5 | 50000 | 42325 |  |  | NotYetVerified |  | 3 | 3800 | 95 | 40 | 20 | 0.93 | 3000 | 80
PRW6WM6C | Shenzhen Ruizi Light Electricity Technology Co. Ltd. | BTS LED | BTP60D5F5 | Indoor Luminaires | Linear Ambient | Direct Linear Ambient Luminaires | Standard | FALSE | [9 empty] | 42325 |  |  | NotYetVerified |  | 3 | 6175 | 95 | 65 | 20 | 0.93 | 5000 | 80
PMJAVKGP | Shenzhen Ruizi Light Electricity Technology Co. Ltd. | BTS LED | BTP50D5F5 | Indoor Luminaires | Linear Ambient | Direct Linear Ambient Luminaires | Standard | FALSE | [9 empty] | 42325 |  |  | NotYetVerified |  | 3 | 4750 | 95 | 50 | 20 | 0.93 | 5000 | 80
PQ9FEHPG | Shenzhen Ruizi Light Electricity Technology Co. Ltd. | BTS LED | BTP40D5F4 | Indoor Luminaires | Linear Ambient | Direct Linear Ambient Luminaires | Standard | FALSE | [9 empty] | 42325 |  |  | NotYetVerified |  | 3 | 3800 | 95 | 40 | 20 | 0.93 | 5000 | 80
PH86HRHS | Shenzhen Ruizi Light Electricity Technology Co. Ltd. | BTS LED | BTP20D5F2 | Indoor Luminaires | Linear Ambient | Direct Linear Ambient Luminaires | Standard | FALSE | [9 empty] | 42325 |  |  | NotYetVerified |  | 3 | 1900 | 95 | 20 | 13.3 | 0.987 | 5000 | 80
PETUY6FY | Shenzhen Ruizi Light Electricity Technology Co. Ltd. | BTS LED | BTP30D5F3 | Indoor Luminaires | Linear Ambient | Direct Linear Ambient Luminaires | Standard | FALSE | [9 empty] | 42325 |  |  | NotYetVerified |  | 3 | 2850 | 95 | 30 | 10.7 | 0.992 | 5000 | 80
PUNUX3RF | Shenzhen Ruizi Light Electricity Technology Co. Ltd. | BTS LED | BTP60D4F5 | Indoor Luminaires | Linear Ambient | Direct Linear Ambient Luminaires | Standard | FALSE | [9 empty] | 42325 |  |  | NotYetVerified |  | 3 | 6175 | 95 | 65 | 20 | 0.93 | 4000 | 80
PQMUUC3B | Shenzhen Ruizi Light Electricity Technology Co. Ltd. | BTS LED | BTP50D4F5 | Indoor Luminaires | Linear Ambient | Direct Linear Ambient Luminaires | Standard | FALSE | [9 empty] | 42325 |  |  | NotYetVerified |  | 3 | 4750 | 95 | 50 | 20 | 0.93 | 4000 | 80
PTANHRAA | Shenzhen Ruizi Light Electricity Technology Co. Ltd. | BTS LED | BTP40D4F4 | Indoor Luminaires | Linear Ambient | Direct Linear Ambient Luminaires | Standard | FALSE | [9 empty] | 42325 |  |  | NotYetVerified |  | 3 | 3800 | 95 | 40 | 20 | 0.93 | 4000 | 80
PDVN1VP2 | Shenzhen Ruizi Light Electricity Technology Co. Ltd. | BTS LED | BTP20D4F2 | Indoor Luminaires | Linear Ambient | Direct Linear Ambient Luminaires | Standard | FALSE | [9 empty] | 42325 |  |  | NotYetVerified |  | 3 | 1900 | 95 | 20 | 13.3 | 0.987 | 4000 | 80
P6H7NTZA | Shenzhen Ruizi Light Electricity Technology Co. Ltd. | BTS LED | BTP30D4F3 | Indoor Luminaires | Linear Ambient | Direct Linear Ambient Luminaires | Standard | FALSE | [9 empty] | 42325 |  |  | NotYetVerified |  | 3 | 2850 | 95 | 30 | 10.7 | 0.992 | 4000 | 80
P8BV75D2 | Acuity Brands Lighting | SLOT 4/6 LED SERIES | SL6L FLP 4FT XX 40K LO NODIM 120 HT XX XX XX | Indoor Luminaires | Linear Ambient | Direct Linear Ambient Luminaires | Standard | FALSE | [9 empty] | 42325 | Not Dimmable | Not Dimmable | No |  | 3 | 1865 | 113 | 16.45 | 3.85 | 0.99 | 4000 | 83
P2DHX13U | Acuity Brands Lighting | SLOT 4/6 LED SERIES | SL4L FLP 4FT XX 40K LO NODIM 120 HT XX XX XX | Indoor Luminaires | Linear Ambient | Direct Linear Ambient Luminaires | Standard | FALSE | [9 empty] | 42325 | Not Dimmable | Not Dimmable | No |  | 3 | 1800 | 106 | 16.64 | 3.85 | 0.99 | 4000 | 83
PXXDE9TY | Acuity Brands Lighting | SLOT 4/6 LED SERIES | SL6L FLP 4FT XX 40K HO NODIM 277 HT XX XX XX | Indoor Luminaires | Linear Ambient | Direct Linear Ambient Luminaires | Standard | FALSE | [9 empty] | 42325 | Not Dimmable | Not Dimmable | No |  | 3 | 4418 | 105 | 42.05 | 17.92 | 0.93 | 4000 | 82
PVTFMSAK | Acuity Brands Lighting | SLOT 4/6 LED SERIES | SL6L RLP 4FT XX 40K HO NODIM 277 HT XX XX XX | Indoor Luminaires | Linear Ambient | Direct Linear Ambient Luminaires | Standard | FALSE | [9 empty] | 42325 | Not Dimmable | Not Dimmable | No |  | 3 | 4326 | 103 | 42.05 | 17.92 | 0.93 | 4000 | 82
PK425M19 | Acuity Brands Lighting | SLOT 4/6 LED SERIES | SL4L FLP 4FT XX 40K HO NODIM 277 HT XX XX XX | Indoor Luminaires | Linear Ambient | Direct Linear Ambient Luminaires | Standard | FALSE | [9 empty] | 42325 | Not Dimmable | Not Dimmable | No |  | 3 | 4170 | 102 | 41.04 | 17.92 | 0.93 | 4000 | 82
P8BG2HVE | Acuity Brands Lighting | SLOT 4/6 LED SERIES | SL4L RLP 4FT XX 40K HO NODIM 277 HT XX XX XX | Indoor Luminaires | Linear Ambient | Direct Linear Ambient Luminaires | Standard | FALSE | [9 empty] | 42325 | Not Dimmable | Not Dimmable | No |  | 3 | 3639 | 89 | 41.04 | 17.92 | 0.93 | 4000 | 82
PGGJNH1J | Acuity Brands Lighting | SLOT 4/6 LED SERIES | SL6L FLP 4FT XX 40K MO NODIM 277 HT XX XX XX | Indoor Luminaires | Linear Ambient | Direct Linear Ambient Luminaires | Standard | FALSE | [9 empty] | 42325 | Not Dimmable | Not Dimmable | No |  | 3 | 3274 | 111 | 29.42 | 17.92 | 0.93 | 4000 | 82
P3ZJRJT6 | Acuity Brands Lighting | SLOT 4/6 LED SERIES | SL6L RLP 4FT XX 40K MO NODIM 277 HT XX XX XX | Indoor Luminaires | Linear Ambient | Direct Linear Ambient Luminaires | Standard | FALSE | [9 empty] | 42325 | Not Dimmable | Not Dimmable | No |  | 3 | 3206 | 109 | 29.42 | 17.92 | 0.93 | 4000 | 82
PM5JY9GE | Acuity Brands Lighting | SLOT 4/6 LED SERIES | SL4L FLP 4FT XX 40K MO NODIM 277 HT XX XX XX | Indoor Luminaires | Linear Ambient | Direct Linear Ambient Luminaires | Standard | FALSE | [9 empty] | 42325 | Not Dimmable | Not Dimmable | No |  | 3 | 3084 | 106 | 29.42 | 17.92 | 0.93 | 4000 | 82
P38TYH7T | Acuity Brands Lighting | SLOT 4/6 LED SERIES | SL4L RLP 4FT XX 40K MO NODIM 277 HT XX XX XX | Indoor Luminaires | Linear Ambient | Direct Linear Ambient Luminaires | Standard | FALSE | [9 empty] | 42325 | Not Dimmable | Not Dimmable | No |  | 3 | 2691 | 93 | 29.42 | 17.92 | 0.93 | 4000 | 82
PNGMXR6E | Acuity Brands Lighting | SLOT 4/6 LED SERIES | SL6L FLP 4FT XX 40K LO NODIM 277 HT XX XX XX | Indoor Luminaires | Linear Ambient | Direct Linear Ambient Luminaires | Standard | FALSE | [9 empty] | 42325 | Not Dimmable | Not Dimmable | No |  | 3 | 1865 | 113 | 16.45 | 17.92 | 0.93 | 4000 | 82
P549AXB2 | Acuity Brands Lighting | SLOT 4/6 LED SERIES | SL6L RLP 4FT XX 40K LO NODIM 277 HT XX XX XX | Indoor Luminaires | Linear Ambient | Direct Linear Ambient Luminaires | Standard | FALSE | [9 empty] | 42325 | Not Dimmable | Not Dimmable | No |  | 3 | 1826 | 111 | 16.45 | 17.92 | 0.93 | 4000 | 82
P1TCU6T8 | Acuity Brands Lighting | SLOT 4/6 LED SERIES | SL4L FLP 4FT XX 40K LO NODIM 277 HT XX XX XX | Indoor Luminaires | Linear Ambient | Direct Linear Ambient Luminaires | Standard | FALSE | [9 empty] | 42325 | Not Dimmable | Not Dimmable | No |  | 3 | 1800 | 106 | 16.64 | 17.92 | 0.93 | 4000 | 82
PYMVKEF1 | Acuity Brands Lighting | SLOT 4/6 LED SERIES | SL4L RLP 4FT XX 40K LO NODIM 277 HT XX XX XX | Indoor Luminaires | Linear Ambient | Direct Linear Ambient Luminaires | Standard | FALSE | [9 empty] | 42325 | Not Dimmable | Not Dimmable | No |  | 3 | 1571 | 94 | 16.64 | 17.92 | 0.93 | 4000 | 82
PMBG3MGJ | Acuity Brands Lighting | SLOT 4/6 LED SERIES | SL6L FLP 4FT XX 40K HO NODIM 120 HT XX XX XX | Indoor Luminaires | Linear Ambient | Direct Linear Ambient Luminaires | Standard | FALSE | [9 empty] | 42325 | Not Dimmable | Not Dimmable | No |  | 3 | 4418 | 105 | 42.05 | 3.85 | 0.99 | 4000 | 82
PCRGUEMN | Acuity Brands Lighting | SLOT 4/6 LED SERIES | SL6L RLP 4FT XX 40K HO NODIM 120 HT XX XX XX | Indoor Luminaires | Linear Ambient | Direct Linear Ambient Luminaires | Standard | FALSE | [9 empty] | 42325 | Not Dimmable | Not Dimmable | No |  | 3 | 4326 | 103 | 42.05 | 3.85 | 0.99 | 4000 | 82
PMMSV55B | Acuity Brands Lighting | SLOT 4/6 LED SERIES | SL4L FLP 4FT XX 40K HO NODIM 120 HT XX XX XX | Indoor Luminaires | Linear Ambient | Direct Linear Ambient Luminaires | Standard | FALSE | [9 empty] | 42325 | Not Dimmable | Not Dimmable | No |  | 3 | 4170 | 102 | 41.04 | 3.85 | 0.99 | 4000 | 82
PP82B6NH | Acuity Brands Lighting | SLOT 4/6 LED SERIES | SL4L RLP 4FT XX 40K HO NODIM 120 HT XX XX XX | Indoor Luminaires | Linear Ambient | Direct Linear Ambient Luminaires | Standard | FALSE | [9 empty] | 42325 | Not Dimmable | Not Dimmable | No |  | 3 | 3639 | 89 | 41.04 | 3.85 | 0.99 | 4000 | 82
P6DV354J | Acuity Brands Lighting | SLOT 4/6 LED SERIES | SL6L FLP 4FT XX 40K MO NODIM 120 HT XX XX XX | Indoor Luminaires | Linear Ambient | Direct Linear Ambient Luminaires | Standard | FALSE | [9 empty] | 42325 | Not Dimmable | Not Dimmable | No |  | 3 | 3274 | 111 | 29.42 | 3.85 | 0.99 | 4000 | 82
P7K19QV5 | Acuity Brands Lighting | SLOT 4/6 LED SERIES | SL6L RLP 4FT XX 40K MO NODIM 120 HT XX XX XX | Indoor Luminaires | Linear Ambient | Direct Linear Ambient Luminaires | Standard | FALSE | [9 empty] | 42325 | Not Dimmable | Not Dimmable | No |  | 3 | 3206 | 109 | 29.42 | 3.85 | 0.99 | 4000 | 82
PHD6WR8M | Acuity Brands Lighting | SLOT 4/6 LED SERIES | SL4L FLP 4FT XX 40K MO NODIM 120 HT XX XX XX | Indoor Luminaires | Linear Ambient | Direct Linear Ambient Luminaires | Standard | FALSE | [9 empty] | 42325 | Not Dimmable | Not Dimmable | No |  | 3 | 3084 | 106 | 29.42 | 3.85 | 0.99 | 4000 | 82
PB1ZPEBF | Acuity Brands Lighting | SLOT 4/6 LED SERIES | SL4L RLP 4FT XX 40K MO NODIM 120 HT XX XX XX | Indoor Luminaires | Linear Ambient | Direct Linear Ambient Luminaires | Standard | FALSE | [9 empty] | 42325 | Not Dimmable | Not Dimmable | No |  | 3 | 2691 | 93 | 29.42 | 3.85 | 0.99 | 4000 | 82
PJT6TSC5 | Acuity Brands Lighting | SLOT 4/6 LED SERIES | SL6L RLP 4FT XX 40K LO NODIM 120 HT XX XX XX | Indoor Luminaires | Linear Ambient | Direct Linear Ambient Luminaires | Standard | FALSE | [9 empty] | 42325 | Not Dimmable | Not Dimmable | No |  | 3 | 1826 | 111 | 16.45 | 3.85 | 0.99 | 4000 | 82
P75A48VF | Acuity Brands Lighting | SLOT 4/6 LED SERIES | SL4L RLP 4FT XX 40K LO NODIM 120 HT XX XX XX | Indoor Luminaires | Linear Ambient | Direct Linear Ambient Luminaires | Standard | FALSE | [9 empty] | 42325 | Not Dimmable | Not Dimmable | No |  | 3 | 1571 | 94 | 16.64 | 3.85 | 0.99 | 4000 | 82
PRVF6YUM | Acuity Brands Lighting | SLOT 4/6 LED SERIES | SL6L FLP 4FT XX 40K LO MIN1 120 HT XX XX XX | Indoor Luminaires | Linear Ambient | Direct Linear Ambient Luminaires | Standard | FALSE | [9 empty] | 42325 | Dimmable | Continuous Below 10 | No |  | 3 | 1865 | 113 | 16.45 | 3.85 | 0.99 | 4000 | 83
P4WH27U1 | Acuity Brands Lighting | SLOT 4/6 LED SERIES | SL6L FLP 4FT XX 40K LO XX 120 HT XX NLIGHT CLO | Indoor Luminaires | Linear Ambient | Direct Linear Ambient Luminaires | Standard | FALSE | [9 empty] | 42325 | Dimmable | Continuous Below 10 | No |  | 3 | 1865 | 113 | 16.45 | 3.85 | 0.99 | 4000 | 83
PYJB3466 | Acuity Brands Lighting | SLOT 4/6 LED SERIES | SL4L FLP 4FT XX 40K LO XX 120 HT XX NLIGHT CLO | Indoor Luminaires | Linear Ambient | Direct Linear Ambient Luminaires | Standard | FALSE | [9 empty] | 42325 | Dimmable | Continuous Below 10 | No |  | 3 | 1800 | 106 | 16.64 | 3.85 | 0.99 | 4000 | 83
PWJ4UQ6X | Acuity Brands Lighting | SLOT 4/6 LED SERIES | SL4L FLP 4FT XX 40K LO MIN1 120 HT XX XX XX | Indoor Luminaires | Linear Ambient | Direct Linear Ambient Luminaires | Standard | FALSE | [9 empty] | 42325 | Dimmable | Continuous Below 10 | No |  | 3 | 1800 | 106 | 16.64 | 3.85 | 0.99 | 4000 | 83
PMG8N1ZF | Acuity Brands Lighting | SLOT 4/6 LED SERIES | SL6L FLP 4FT XX 40K HO XX 277 HT XX NLIGHT CLO | Indoor Luminaires | Linear Ambient | Direct Linear Ambient Luminaires | Standard | FALSE | [9 empty] | 42325 | Dimmable | Continuous Below 10 | No |  | 3 | 4418 | 105 | 42.05 | 17.92 | 0.93 | 4000 | 82
PK97Y436 | Acuity Brands Lighting | SLOT 4/6 LED SERIES | SL6L FLP 4FT XX 40K HO MIN1 277 HT XX XX XX | Indoor Luminaires | Linear Ambient | Direct Linear Ambient Luminaires | Standard | FALSE | [9 empty] | 42325 | Dimmable | Continuous Below 10 | No |  | 3 | 4418 | 105 | 42.05 | 17.92 | 0.93 | 4000 | 82
PEPJTAAN | Acuity Brands Lighting | SLOT 4/6 LED SERIES | SL6L RLP 4FT XX 40K HO MIN1 277 HT XX XX XX | Indoor Luminaires | Linear Ambient | Direct Linear Ambient Luminaires | Standard | FALSE | [9 empty] | 42325 | Dimmable | Continuous Below 10 | No |  | 3 | 4326 | 103 | 42.05 | 17.92 | 0.93 | 4000 | 82
P976QA1K | Acuity Brands Lighting | SLOT 4/6 LED SERIES | SL6L RLP 4FT XX 40K HO XX 277 HT XX NLIGHT CLO | Indoor Luminaires | Linear Ambient | Direct Linear Ambient Luminaires | Standard | FALSE | [9 empty] | 42325 | Dimmable | Continuous Below 10 | No |  | 3 | 4326 | 103 | 42.05 | 17.92 | 0.93 | 4000 | 82
PVMBU7BG | Acuity Brands Lighting | SLOT 4/6 LED SERIES | SL4L FLP 4FT XX 40K HO XX 277 HT XX NLIGHT CLO | Indoor Luminaires | Linear Ambient | Direct Linear Ambient Luminaires | Standard | FALSE | [9 empty] | 42325 | Dimmable | Continuous Below 10 | No |  | 3 | 4170 | 102 | 41.04 | 17.92 | 0.93 | 4000 | 82
PP6CMQVZ | Acuity Brands Lighting | SLOT 4/6 LED SERIES | SL4L FLP 4FT XX 40K HO MIN1 277 HT XX XX XX | Indoor Luminaires | Linear Ambient | Direct Linear Ambient Luminaires | Standard | FALSE | [9 empty] | 42325 | Dimmable | Continuous Below 10 | No |  | 3 | 4170 | 102 | 41.04 | 17.92 | 0.93 | 4000 | 82
PUS8Q6ZS | Acuity Brands Lighting | SLOT 4/6 LED SERIES | SL4L RLP 4FT XX 40K HO XX 277 HT XX NLIGHT CLO | Indoor Luminaires | Linear Ambient | Direct Linear Ambient Luminaires | Standard | FALSE | [9 empty] | 42325 | Dimmable | Continuous Below 10 | No |  | 3 | 3639 | 89 | 41.04 | 17.92 | 0.93 | 4000 | 82
PFWAVSAQ | Acuity Brands Lighting | SLOT 4/6 LED SERIES | SL4L RLP 4FT XX 40K HO MIN1 277 HT XX XX XX | Indoor Luminaires | Linear Ambient | Direct Linear Ambient Luminaires | Standard | FALSE | [9 empty] | 42325 | Dimmable | Continuous Below 10 | No |  | 3 | 3639 | 89 | 41.04 | 17.92 | 0.93 | 4000 | 82
PH5C8GR8 | Acuity Brands Lighting | SLOT 4/6 LED SERIES | SL6L FLP 4FT XX 40K MO XX 277 HT XX NLIGHT CLO | Indoor Luminaires | Linear Ambient | Direct Linear Ambient Luminaires | Standard | FALSE | [9 empty] | 42325 | Dimmable | Continuous Below 10 | No |  | 3 | 3274 | 111 | 29.42 | 17.92 | 0.93 | 4000 | 82
PGVJYPDX | Acuity Brands Lighting | SLOT 4/6 LED SERIES | SL6L FLP 4FT XX 40K MO MIN1 277 HT XX XX XX | Indoor Luminaires | Linear Ambient | Direct Linear Ambient Luminaires | Standard | FALSE | [9 empty] | 42325 | Dimmable | Continuous Below 10 | No |  | 3 | 3274 | 111 | 29.42 | 17.92 | 0.93 | 4000 | 82
PUQCGU9D | Acuity Brands Lighting | SLOT 4/6 LED SERIES | SL6L RLP 4FT XX 40K MO XX 277 HT XX NLIGHT CLO | Indoor Luminaires | Linear Ambient | Direct Linear Ambient Luminaires | Standard | FALSE | [9 empty] | 42325 | Dimmable | Continuous Below 10 | No |  | 3 | 3206 | 109 | 29.42 | 17.92 | 0.93 | 4000 | 82
P6WXXNN4 | Acuity Brands Lighting | SLOT 4/6 LED SERIES | SL6L RLP 4FT XX 40K MO MIN1 277 HT XX XX XX | Indoor Luminaires | Linear Ambient | Direct Linear Ambient Luminaires | Standard | FALSE | [9 empty] | 42325 | Dimmable | Continuous Below 10 | No |  | 3 | 3206 | 109 | 29.42 | 17.92 | 0.93 | 4000 | 82
PRHDU973 | Acuity Brands Lighting | SLOT 4/6 LED SERIES | SL4L FLP 4FT XX 40K MO MIN1 277 HT XX XX XX | Indoor Luminaires | Linear Ambient | Direct Linear Ambient Luminaires | Standard | FALSE | [9 empty] | 42325 | Dimmable | Continuous Below 10 | No |  | 3 | 3084 | 106 | 29.42 | 17.92 | 0.93 | 4000 | 82
PC9361JC | Acuity Brands Lighting | SLOT 4/6 LED SERIES | SL4L FLP 4FT XX 40K MO XX 277 HT XX NLIGHT CLO | Indoor Luminaires | Linear Ambient | Direct Linear Ambient Luminaires | Standard | FALSE | [9 empty] | 42325 | Dimmable | Continuous Below 10 | No |  | 3 | 3084 | 106 | 29.42 | 17.92 | 0.93 | 4000 | 82
PWMEZV19 | Acuity Brands Lighting | SLOT 4/6 LED SERIES | SL4L RLP 4FT XX 40K MO XX 277 HT XX NLIGHT CLO | Indoor Luminaires | Linear Ambient | Direct Linear Ambient Luminaires | Standard | FALSE | [9 empty] | 42325 | Dimmable | Continuous Below 10 | No |  | 3 | 2691 | 93 | 29.42 | 17.92 | 0.93 | 4000 | 82
PSPTFG4H | Acuity Brands Lighting | SLOT 4/6 LED SERIES | SL4L RLP 4FT XX 40K MO MIN1 277 HT XX XX XX | Indoor Luminaires | Linear Ambient | Direct Linear Ambient Luminaires | Standard | FALSE | [9 empty] | 42325 | Dimmable | Continuous Below 10 | No |  | 3 | 2691 | 93 | 29.42 | 17.92 | 0.93 | 4000 | 82
PH15X45Z | Acuity Brands Lighting | SLOT 4/6 LED SERIES | SL6L FLP 4FT XX 40K LO MIN1 277 HT XX XX XX | Indoor Luminaires | Linear Ambient | Direct Linear Ambient Luminaires | Standard | FALSE | [9 empty] | 42325 | Dimmable | Continuous Below 10 | No |  | 3 | 1865 | 113 | 16.45 | 17.92 | 0.93 | 4000 | 82
P9XWBJFX | Acuity Brands Lighting | SLOT 4/6 LED SERIES | SL6L FLP 4FT XX 40K LO XX 277 HT XX NLIGHT CLO | Indoor Luminaires | Linear Ambient | Direct Linear Ambient Luminaires | Standard | FALSE | [9 empty] | 42325 | Dimmable | Continuous Below 10 | No |  | 3 | 1865 | 113 | 16.45 | 17.92 | 0.93 | 4000 | 82
PXQSQ31Q | Acuity Brands Lighting | SLOT 4/6 LED SERIES | SL6L RLP 4FT XX 40K LO MIN1 277 HT XX XX XX | Indoor Luminaires | Linear Ambient | Direct Linear Ambient Luminaires | Standard | FALSE | [9 empty] | 42325 | Dimmable | Continuous Below 10 | No |  | 3 | 1826 | 111 | 16.45 | 17.92 | 0.93 | 4000 | 82
P94UKM79 | Acuity Brands Lighting | SLOT 4/6 LED SERIES | SL6L RLP 4FT XX 40K LO XX 277 HT XX NLIGHT CLO | Indoor Luminaires | Linear Ambient | Direct Linear Ambient Luminaires | Standard | FALSE | [9 empty] | 42325 | Dimmable | Continuous Below 10 | No |  | 3 | 1826 | 111 | 16.45 | 17.92 | 0.93 | 4000 | 82
PVVV2WJ4 | Acuity Brands Lighting | SLOT 4/6 LED SERIES | SL4L FLP 4FT XX 40K LO MIN1 277 HT XX XX XX | Indoor Luminaires | Linear Ambient | Direct Linear Ambient Luminaires | Standard | FALSE | [9 empty] | 42325 | Dimmable | Continuous Below 10 | No |  | 3 | 1800 | 106 | 16.64 | 17.92 | 0.93 | 4000 | 82
P62QWQC2 | Acuity Brands Lighting | SLOT 4/6 LED SERIES | SL4L FLP 4FT XX 40K LO XX 277 HT XX NLIGHT CLO | Indoor Luminaires | Linear Ambient | Direct Linear Ambient Luminaires | Standard | FALSE | [9 empty] | 42325 | Dimmable | Continuous Below 10 | No |  | 3 | 1800 | 106 | 16.64 | 17.92 | 0.93 | 4000 | 82
PY34UE7U | Acuity Brands Lighting | SLOT 4/6 LED SERIES | SL4L RLP 4FT XX 40K LO XX 277 HT XX NLIGHT CLO | Indoor Luminaires | Linear Ambient | Direct Linear Ambient Luminaires | Standard | FALSE | [9 empty] | 42325 | Dimmable | Continuous Below 10 | No |  | 3 | 1571 | 94 | 16.64 | 17.92 | 0.93 | 4000 | 82
PXJG84JQ | Acuity Brands Lighting | SLOT 4/6 LED SERIES | SL4L RLP 4FT XX 40K LO MIN1 277 HT XX XX XX | Indoor Luminaires | Linear Ambient | Direct Linear Ambient Luminaires | Standard | FALSE | [9 empty] | 42325 | Dimmable | Continuous Below 10 | No |  | 3 | 1571 | 94 | 16.64 | 17.92 | 0.93 | 4000 | 82
PZBGMUA2 | Acuity Brands Lighting | SLOT 4/6 LED SERIES | SL6L FLP 4FT XX 40K HO XX 120 HT XX NLIGHT CLO | Indoor Luminaires | Linear Ambient | Direct Linear Ambient Luminaires | Standard | FALSE | [9 empty] | 42325 | Dimmable | Continuous Below 10 | No |  | 3 | 4418 | 105 | 42.05 | 3.85 | 0.99 | 4000 | 82
PMRNQR4N | Acuity Brands Lighting | SLOT 4/6 LED SERIES | SL6L FLP 4FT XX 40K HO MIN1 120 HT XX XX XX | Indoor Luminaires | Linear Ambient | Direct Linear Ambient Luminaires | Standard | FALSE | [9 empty] | 42325 | Dimmable | Continuous Below 10 | No |  | 3 | 4418 | 105 | 42.05 | 3.85 | 0.99 | 4000 | 82
PY6EWNKX | Acuity Brands Lighting | SLOT 4/6 LED SERIES | SL6L RLP 4FT XX 40K HO MIN1 120 HT XX XX XX | Indoor Luminaires | Linear Ambient | Direct Linear Ambient Luminaires | Standard | FALSE | [9 empty] | 42325 | Dimmable | Continuous Below 10 | No |  | 3 | 4326 | 103 | 42.05 | 3.85 | 0.99 | 4000 | 82
PJCPE51Q | Acuity Brands Lighting | SLOT 4/6 LED SERIES | SL6L RLP 4FT XX 40K HO XX 120 HT XX NLIGHT CLO | Indoor Luminaires | Linear Ambient | Direct Linear Ambient Luminaires | Standard | FALSE | [9 empty] | 42325 | Dimmable | Continuous Below 10 | No |  | 3 | 4326 | 103 | 42.05 | 3.85 | 0.99 | 4000 | 82
PE3SDAGW | Acuity Brands Lighting | SLOT 4/6 LED SERIES | SL4L FLP 4FT XX 40K HO XX 120 HT XX NLIGHT CLO | Indoor Luminaires | Linear Ambient | Direct Linear Ambient Luminaires | Standard | FALSE | [9 empty] | 42325 | Dimmable | Continuous Below 10 | No |  | 3 | 4170 | 102 | 41.04 | 3.85 | 0.99 | 4000 | 82
P2QGX3EV | Acuity Brands Lighting | SLOT 4/6 LED SERIES | SL4L FLP 4FT XX 40K HO MIN1 120 HT XX XX XX | Indoor Luminaires | Linear Ambient | Direct Linear Ambient Luminaires | Standard | FALSE | [9 empty] | 42325 | Dimmable | Continuous Below 10 | No |  | 3 | 4170 | 102 | 41.04 | 3.85 | 0.99 | 4000 | 82
P84M9H1V | Acuity Brands Lighting | SLOT 4/6 LED SERIES | SL4L RLP 4FT XX 40K HO XX 120 HT XX NLIGHT CLO | Indoor Luminaires | Linear Ambient | Direct Linear Ambient Luminaires | Standard | FALSE | [9 empty] | 42325 | Dimmable | Continuous Below 10 | No |  | 3 | 3639 | 89 | 41.04 | 3.85 | 0.99 | 4000 | 82
PYB5SK1F | Acuity Brands Lighting | SLOT 4/6 LED SERIES | SL6L FLP 4FT XX 40K MO MIN1 120 HT XX XX XX | Indoor Luminaires | Linear Ambient | Direct Linear Ambient Luminaires | Standard | FALSE | [9 empty] | 42325 | Dimmable | Continuous Below 10 | No |  | 3 | 3274 | 111 | 29.42 | 3.85 | 0.99 | 4000 | 82
P44UV66B | Acuity Brands Lighting | SLOT 4/6 LED SERIES | SL6L FLP 4FT XX 40K MO XX 120 HT XX NLIGHT CLO | Indoor Luminaires | Linear Ambient | Direct Linear Ambient Luminaires | Standard | FALSE | [9 empty] | 42325 | Dimmable | Continuous Below 10 | No |  | 3 | 3274 | 111 | 29.42 | 3.85 | 0.99 | 4000 | 82
PZZEBU7T | Acuity Brands Lighting | SLOT 4/6 LED SERIES | SL6L RLP 4FT XX 40K MO XX 120 HT XX NLIGHT CLO | Indoor Luminaires | Linear Ambient | Direct Linear Ambient Luminaires | Standard | FALSE | [9 empty] | 42325 | Dimmable | Continuous Below 10 | No |  | 3 | 3206 | 109 | 29.42 | 3.85 | 0.99 | 4000 | 82
P78HWU83 | Acuity Brands Lighting | SLOT 4/6 LED SERIES | SL6L RLP 4FT XX 40K MO MIN1 120 HT XX XX XX | Indoor Luminaires | Linear Ambient | Direct Linear Ambient Luminaires | Standard | FALSE | [9 empty] | 42325 | Dimmable | Continuous Below 10 | No |  | 3 | 3206 | 109 | 29.42 | 3.85 | 0.99 | 4000 | 82
PPUBNBV7 | Acuity Brands Lighting | SLOT 4/6 LED SERIES | SL4L FLP 4FT XX 40K MO MIN1 120 HT XX XX XX | Indoor Luminaires | Linear Ambient | Direct Linear Ambient Luminaires | Standard | FALSE | [9 empty] | 42325 | Dimmable | Continuous Below 10 | No |  | 3 | 3084 | 106 | 29.42 | 3.85 | 0.99 | 4000 | 82
PMSE4C7U | Acuity Brands Lighting | SLOT 4/6 LED SERIES | SL4L FLP 4FT XX 40K MO XX 120 HT XX NLIGHT CLO | Indoor Luminaires | Linear Ambient | Direct Linear Ambient Luminaires | Standard | FALSE | [9 empty] | 42325 | Dimmable | Continuous Below 10 | No |  | 3 | 3084 | 106 | 29.42 | 3.85 | 0.99 | 4000 | 82
PG8Q4T5F | Acuity Brands Lighting | SLOT 4/6 LED SERIES | SL4L RLP 4FT XX 40K MO XX 120 HT XX NLIGHT CLO | Indoor Luminaires | Linear Ambient | Direct Linear Ambient Luminaires | Standard | FALSE | [9 empty] | 42325 | Dimmable | Continuous Below 10 | No |  | 3 | 2691 | 93 | 29.42 | 3.85 | 0.99 | 4000 | 82
P3NBEANM | Acuity Brands Lighting | SLOT 4/6 LED SERIES | SL4L RLP 4FT XX 40K MO MIN1 120 HT XX XX XX | Indoor Luminaires | Linear Ambient | Direct Linear Ambient Luminaires | Standard | FALSE | [9 empty] | 42325 | Dimmable | Continuous Below 10 | No |  | 3 | 2691 | 93 | 29.42 | 3.85 | 0.99 | 4000 | 82
PH7H2CUN | Acuity Brands Lighting | SLOT 4/6 LED SERIES | SL6L RLP 4FT XX 40K LO XX 120 HT XX NLIGHT CLO | Indoor Luminaires | Linear Ambient | Direct Linear Ambient Luminaires | Standard | FALSE | [9 empty] | 42325 | Dimmable | Continuous Below 10 | No |  | 3 | 1826 | 111 | 16.45 | 3.85 | 0.99 | 4000 | 82
P2DX2ATQ | Acuity Brands Lighting | SLOT 4/6 LED SERIES | SL6L RLP 4FT XX 40K LO MIN1 120 HT XX XX XX | Indoor Luminaires | Linear Ambient | Direct Linear Ambient Luminaires | Standard | FALSE | [9 empty] | 42325 | Dimmable | Continuous Below 10 | No |  | 3 | 1826 | 111 | 16.45 | 3.85 | 0.99 | 4000 | 82
PCK5VYE1 | Acuity Brands Lighting | SLOT 4/6 LED SERIES | SL4L RLP 4FT XX 40K LO XX 120 HT XX NLIGHT CLO | Indoor Luminaires | Linear Ambient | Direct Linear Ambient Luminaires | Standard | FALSE | [9 empty] | 42325 | Dimmable | Continuous Below 10 | No |  | 3 | 1571 | 94 | 16.64 | 3.85 | 0.99 | 4000 | 82
PAUH8MDA | Acuity Brands Lighting | SLOT 4/6 LED SERIES | SL4L RLP 4FT XX 40K LO MIN1 120 HT XX XX XX | Indoor Luminaires | Linear Ambient | Direct Linear Ambient Luminaires | Standard | FALSE | [9 empty] | 42325 | Dimmable | Continuous Below 10 | No |  | 3 | 1571 | 94 | 16.64 | 3.85 | 0.99 | 4000 | 82
P2CT1CME | Acuity Brands Lighting | SLOT 4/6 LED SERIES | SL6L FLP 4FT XX 35K HO NODIM 277 HT XX XX XX | Indoor Luminaires | Linear Ambient | Direct Linear Ambient Luminaires | Standard | FALSE | [9 empty] | 42325 | Not Dimmable | Not Dimmable | No |  | 3 | 4268 | 101 | 42.05 | 17.92 | 0.93 | 3500 | 82
PRQVD3R1 | Acuity Brands Lighting | SLOT 4/6 LED SERIES | SL6L RLP 4FT XX 35K HO NODIM 277 HT XX XX XX | Indoor Luminaires | Linear Ambient | Direct Linear Ambient Luminaires | Standard | FALSE | [9 empty] | 42325 | Not Dimmable | Not Dimmable | No |  | 3 | 4179 | 99 | 42.05 | 17.92 | 0.93 | 3500 | 82
PCP4ESB8 | Acuity Brands Lighting | SLOT 4/6 LED SERIES | SL4L FLP 4FT XX 35K HO NODIM 277 HT XX XX XX | Indoor Luminaires | Linear Ambient | Direct Linear Ambient Luminaires | Standard | FALSE | [9 empty] | 42325 | Not Dimmable | Not Dimmable | No |  | 3 | 4128 | 102 | 41.04 | 17.92 | 0.93 | 3500 | 82
PVCKFM9H | Acuity Brands Lighting | SLOT 4/6 LED SERIES | SL4L RLP 4FT XX 35K HO NODIM 277 HT XX XX XX | Indoor Luminaires | Linear Ambient | Direct Linear Ambient Luminaires | Standard | FALSE | [9 empty] | 42325 | Not Dimmable | Not Dimmable | No |  | 3 | 3602 | 87 | 41.04 | 17.92 | 0.93 | 3500 | 82
P6ENZGGZ | Acuity Brands Lighting | SLOT 4/6 LED SERIES | SL6L FLP 4FT XX 35K MO NODIM 277 HT XX XX XX | Indoor Luminaires | Linear Ambient | Direct Linear Ambient Luminaires | Standard | FALSE | [9 empty] | 42325 | Not Dimmable | Not Dimmable | No |  | 3 | 3163 | 107 | 29.42 | 17.92 | 0.93 | 3500 | 82
P8CM8SQ6 | Acuity Brands Lighting | SLOT 4/6 LED SERIES | SL6L RLP 4FT XX 35K MO NODIM 277 HT XX XX XX | Indoor Luminaires | Linear Ambient | Direct Linear Ambient Luminaires | Standard | FALSE | [9 empty] | 42325 | Not Dimmable | Not Dimmable | No |  | 3 | 3097 | 105 | 29.42 | 17.92 | 0.93 | 3500 | 82
PTUZAQDK | Acuity Brands Lighting | SLOT 4/6 LED SERIES | SL4L FLP 4FT XX 35K MO NODIM 277 HT XX XX XX | Indoor Luminaires | Linear Ambient | Direct Linear Ambient Luminaires | Standard | FALSE | [9 empty] | 42325 | Not Dimmable | Not Dimmable | No |  | 3 | 3052 | 103 | 29.42 | 17.92 | 0.93 | 3500 | 82
PYQMQ6ES | Acuity Brands Lighting | SLOT 4/6 LED SERIES | SL4L RLP 4FT XX 35K MO NODIM 277 HT XX XX XX | Indoor Luminaires | Linear Ambient | Direct Linear Ambient Luminaires | Standard | FALSE | [9 empty] | 42325 | Not Dimmable | Not Dimmable | No |  | 3 | 2664 | 91 | 29.42 | 17.92 | 0.93 | 3500 | 82
PCBS5AZ3 | Acuity Brands Lighting | SLOT 4/6 LED SERIES | SL6L FLP 4FT XX 35K LO NODIM 277 HT XX XX XX | Indoor Luminaires | Linear Ambient | Direct Linear Ambient Luminaires | Standard | FALSE | [9 empty] | 42325 | Not Dimmable | Not Dimmable | No |  | 3 | 1802 | 109 | 16.45 | 17.92 | 0.93 | 3500 | 82
P84BVNS9 | Acuity Brands Lighting | SLOT 4/6 LED SERIES | SL4L FLP 4FT XX 35K LO NODIM 277 HT XX XX XX | Indoor Luminaires | Linear Ambient | Direct Linear Ambient Luminaires | Standard | FALSE | [9 empty] | 42325 | Not Dimmable | Not Dimmable | No |  | 3 | 1782 | 107 | 16.64 | 17.92 | 0.93 | 3500 | 82
P5FHV4XZ | Acuity Brands Lighting | SLOT 4/6 LED SERIES | SL6L RLP 4FT XX 35K LO NODIM 277 HT XX XX XX | Indoor Luminaires | Linear Ambient | Direct Linear Ambient Luminaires | Standard | FALSE | [9 empty] | 42325 | Not Dimmable | Not Dimmable | No |  | 3 | 1764 | 107 | 16.45 | 17.92 | 0.93 | 3500 | 82
PM9AS9BG | Acuity Brands Lighting | SLOT 4/6 LED SERIES | SL4L RLP 4FT XX 35K LO NODIM 277 HT XX XX XX | Indoor Luminaires | Linear Ambient | Direct Linear Ambient Luminaires | Standard | FALSE | [9 empty] | 42325 | Not Dimmable | Not Dimmable | No |  | 3 | 1555 | 94 | 16.64 | 17.92 | 0.93 | 3500 | 82
PBCPCQCY | Acuity Brands Lighting | SLOT 4/6 LED SERIES | SL6L FLP 4FT XX 35K HO NODIM 120 HT XX XX XX | Indoor Luminaires | Linear Ambient | Direct Linear Ambient Luminaires | Standard | FALSE | [9 empty] | 42325 | Not Dimmable | Not Dimmable | No |  | 3 | 4268 | 101 | 42.05 | 3.85 | 0.99 | 3500 | 82
PMPU1275 | Acuity Brands Lighting | SLOT 4/6 LED SERIES | SL4L FLP 4FT XX 35K HO NODIM 120 HT XX XX XX | Indoor Luminaires | Linear Ambient | Direct Linear Ambient Luminaires | Standard | FALSE | [9 empty] | 42325 | Not Dimmable | Not Dimmable | No |  | 3 | 4128 | 102 | 41.04 | 3.85 | 0.99 | 3500 | 82
PS42YG9B | Acuity Brands Lighting | SLOT 4/6 LED SERIES | SL6L FLP 4FT XX 35K MO NODIM 120 HT XX XX XX | Indoor Luminaires | Linear Ambient | Direct Linear Ambient Luminaires | Standard | FALSE | [9 empty] | 42325 | Not Dimmable | Not Dimmable | No |  | 3 | 3163 | 107 | 29.42 | 3.85 | 0.99 | 3500 | 82
P1G5NE2C | Acuity Brands Lighting | SLOT 4/6 LED SERIES | SL6L RLP 4FT XX 35K MO NODIM 120 HT XX XX XX | Indoor Luminaires | Linear Ambient | Direct Linear Ambient Luminaires | Standard | FALSE | [9 empty] | 42325 | Not Dimmable | Not Dimmable | No |  | 3 | 3097 | 105 | 29.42 | 3.85 | 0.99 | 3500 | 82
P6EF4UD3 | Acuity Brands Lighting | SLOT 4/6 LED SERIES | SL4L FLP 4FT XX 35K MO NODIM 120 HT XX XX XX | Indoor Luminaires | Linear Ambient | Direct Linear Ambient Luminaires | Standard | FALSE | [9 empty] | 42325 | Not Dimmable | Not Dimmable | No |  | 3 | 3052 | 103 | 29.42 | 3.85 | 0.99 | 3500 | 82
PBJHCERJ | Acuity Brands Lighting | SLOT 4/6 LED SERIES | SL4L RLP 4FT XX 35K MO NODIM 120 HT XX XX XX | Indoor Luminaires | Linear Ambient | Direct Linear Ambient Luminaires | Standard | FALSE | [9 empty] | 42325 | Not Dimmable | Not Dimmable | No |  | 3 | 2664 | 91 | 29.42 | 3.85 | 0.99 | 3500 | 82
PXRG45R5 | Acuity Brands Lighting | SLOT 4/6 LED SERIES | SL6L FLP 4FT XX 35K LO NODIM 120 HT XX XX XX | Indoor Luminaires | Linear Ambient | Direct Linear Ambient Luminaires | Standard | FALSE | [9 empty] | 42325 | Not Dimmable | Not Dimmable | No |  | 3 | 1802 | 109 | 16.45 | 3.85 | 0.99 | 3500 | 82
PB9BTWMT | Acuity Brands Lighting | SLOT 4/6 LED SERIES | SL4L FLP 4FT XX 35K LO NODIM 120 HT XX XX XX | Indoor Luminaires | Linear Ambient | Direct Linear Ambient Luminaires | Standard | FALSE | [9 empty] | 42325 | Not Dimmable | Not Dimmable | No |  | 3 | 1782 | 107 | 16.64 | 3.85 | 0.99 | 3500 | 82
PPW7AMCV | Acuity Brands Lighting | SLOT 4/6 LED SERIES | SL6L RLP 4FT XX 35K LO NODIM 120 HT XX XX XX | Indoor Luminaires | Linear Ambient | Direct Linear Ambient Luminaires | Standard | FALSE | [9 empty] | 42325 | Not Dimmable | Not Dimmable | No |  | 3 | 1764 | 107 | 16.45 | 3.85 | 0.99 | 3500 | 82
P6356T8Y | Acuity Brands Lighting | SLOT 4/6 LED SERIES | SL4L RLP 4FT XX 35K LO NODIM 120 HT XX XX XX | Indoor Luminaires | Linear Ambient | Direct Linear Ambient Luminaires | Standard | FALSE | [9 empty] | 42325 | Not Dimmable | Not Dimmable | No |  | 3 | 1555 | 94 | 16.64 | 3.85 | 0.99 | 3500 | 82
PBGKC5PZ | Acuity Brands Lighting | SLOT 4/6 LED SERIES | SL6L RLP 4FT XX 35K HO NODIM 120 HT XX XX XX | Indoor Luminaires | Linear Ambient | Direct Linear Ambient Luminaires | Standard | FALSE | [9 empty] | 42325 | Not Dimmable | Not Dimmable | No |  | 3 | 4179 | 99 | 42.05 | 3.85 | 0.99 | 3500 | 81
PCBF6B4K | Acuity Brands Lighting | SLOT 4/6 LED SERIES | SL4L RLP 4FT XX 35K HO NODIM 120 HT XX XX XX | Indoor Luminaires | Linear Ambient | Direct Linear Ambient Luminaires | Standard | FALSE | [9 empty] | 42325 | Not Dimmable | Not Dimmable | No |  | 3 | 3602 | 87 | 41.04 | 3.85 | 0.99 | 3500 | 81
PH2XM5VY | Acuity Brands Lighting | SLOT 4/6 LED SERIES | SL6L FLP 4FT XX 35K HO MIN1 277 HT XX XX XX | Indoor Luminaires | Linear Ambient | Direct Linear Ambient Luminaires | Standard | FALSE | [9 empty] | 42325 | Dimmable | Continuous Below 10 | No |  | 3 | 4268 | 101 | 42.05 | 17.92 | 0.93 | 3500 | 82
PBRK9WZC | Acuity Brands Lighting | SLOT 4/6 LED SERIES | SL6L FLP 4FT XX 35K HO XX 277 HT XX NLIGHT CLO | Indoor Luminaires | Linear Ambient | Direct Linear Ambient Luminaires | Standard | FALSE | [9 empty] | 42325 | Dimmable | Continuous Below 10 | No |  | 3 | 4268 | 101 | 42.05 | 17.92 | 0.93 | 3500 | 82
PJMX5A69 | Acuity Brands Lighting | SLOT 4/6 LED SERIES | SL6L RLP 4FT XX 35K HO XX 277 HT XX NLIGHT CLO | Indoor Luminaires | Linear Ambient | Direct Linear Ambient Luminaires | Standard | FALSE | [9 empty] | 42325 | Dimmable | Continuous Below 10 | No |  | 3 | 4179 | 99 | 42.05 | 17.92 | 0.93 | 3500 | 82
P2ZXB22J | Acuity Brands Lighting | SLOT 4/6 LED SERIES | SL6L RLP 4FT XX 35K HO MIN1 277 HT XX XX XX | Indoor Luminaires | Linear Ambient | Direct Linear Ambient Luminaires | Standard | FALSE | [9 empty] | 42325 | Dimmable | Continuous Below 10 | No |  | 3 | 4179 | 99 | 42.05 | 17.92 | 0.93 | 3500 | 82
PR5QAXD6 | Acuity Brands Lighting | SLOT 4/6 LED SERIES | SL4L FLP 4FT XX 35K HO XX 277 HT XX NLIGHT CLO | Indoor Luminaires | Linear Ambient | Direct Linear Ambient Luminaires | Standard | FALSE | [9 empty] | 42325 | Dimmable | Continuous Below 10 | No |  | 3 | 4128 | 102 | 41.04 | 17.92 | 0.93 | 3500 | 82
P874BRPQ | Acuity Brands Lighting | SLOT 4/6 LED SERIES | SL4L FLP 4FT XX 35K HO MIN1 277 HT XX XX XX | Indoor Luminaires | Linear Ambient | Direct Linear Ambient Luminaires | Standard | FALSE | [9 empty] | 42325 | Dimmable | Continuous Below 10 | No |  | 3 | 4128 | 102 | 41.04 | 17.92 | 0.93 | 3500 | 82
PUNS1BZM | Acuity Brands Lighting | SLOT 4/6 LED SERIES | SL4L RLP 4FT XX 35K HO XX 277 HT XX NLIGHT CLO | Indoor Luminaires | Linear Ambient | Direct Linear Ambient Luminaires | Standard | FALSE | [9 empty] | 42325 | Dimmable | Continuous Below 10 | No |  | 3 | 3602 | 87 | 41.04 | 17.92 | 0.93 | 3500 | 82
PA21B3Z8 | Acuity Brands Lighting | SLOT 4/6 LED SERIES | SL4L RLP 4FT XX 35K HO MIN1 277 HT XX XX XX | Indoor Luminaires | Linear Ambient | Direct Linear Ambient Luminaires | Standard | FALSE | [9 empty] | 42325 | Dimmable | Continuous Below 10 | No |  | 3 | 3602 | 87 | 41.04 | 17.92 | 0.93 | 3500 | 82
PWH6QUNM | Acuity Brands Lighting | SLOT 4/6 LED SERIES | SL6L FLP 4FT XX 35K MO XX 277 HT XX NLIGHT CLO | Indoor Luminaires | Linear Ambient | Direct Linear Ambient Luminaires | Standard | FALSE | [9 empty] | 42325 | Dimmable | Continuous Below 10 | No |  | 3 | 3163 | 107 | 29.42 | 17.92 | 0.93 | 3500 | 82
P992RGKT | Acuity Brands Lighting | SLOT 4/6 LED SERIES | SL6L FLP 4FT XX 35K MO MIN1 277 HT XX XX XX | Indoor Luminaires | Linear Ambient | Direct Linear Ambient Luminaires | Standard | FALSE | [9 empty] | 42325 | Dimmable | Continuous Below 10 | No |  | 3 | 3163 | 107 | 29.42 | 17.92 | 0.93 | 3500 | 82
PPT23G68 | Acuity Brands Lighting | SLOT 4/6 LED SERIES | SL6L RLP 4FT XX 35K MO MIN1 277 HT XX XX XX | Indoor Luminaires | Linear Ambient | Direct Linear Ambient Luminaires | Standard | FALSE | [9 empty] | 42325 | Dimmable | Continuous Below 10 | No |  | 3 | 3097 | 105 | 29.42 | 17.92 | 0.93 | 3500 | 82
PP4RN7PZ | Acuity Brands Lighting | SLOT 4/6 LED SERIES | SL6L RLP 4FT XX 35K MO XX 277 HT XX NLIGHT CLO | Indoor Luminaires | Linear Ambient | Direct Linear Ambient Luminaires | Standard | FALSE | [9 empty] | 42325 | Dimmable | Continuous Below 10 | No |  | 3 | 3097 | 105 | 29.42 | 17.92 | 0.93 | 3500 | 82
PV31B84K | Acuity Brands Lighting | SLOT 4/6 LED SERIES | SL4L FLP 4FT XX 35K MO MIN1 277 HT XX XX XX | Indoor Luminaires | Linear Ambient | Direct Linear Ambient Luminaires | Standard | FALSE | [9 empty] | 42325 | Dimmable | Continuous Below 10 | No |  | 3 | 3052 | 103 | 29.42 | 17.92 | 0.93 | 3500 | 82
PP8AUK4Y | Acuity Brands Lighting | SLOT 4/6 LED SERIES | SL4L FLP 4FT XX 35K MO XX 277 HT XX NLIGHT CLO | Indoor Luminaires | Linear Ambient | Direct Linear Ambient Luminaires | Standard | FALSE | [9 empty] | 42325 | Dimmable | Continuous Below 10 | No |  | 3 | 3052 | 103 | 29.42 | 17.92 | 0.93 | 3500 | 82
PVXT96T8 | Acuity Brands Lighting | SLOT 4/6 LED SERIES | SL4L RLP 4FT XX 35K MO MIN1 277 HT XX XX XX | Indoor Luminaires | Linear Ambient | Direct Linear Ambient Luminaires | Standard | FALSE | [9 empty] | 42325 | Dimmable | Continuous Below 10 | No |  | 3 | 2664 | 91 | 29.42 | 17.92 | 0.93 | 3500 | 82
P8GYUVV5 | Acuity Brands Lighting | SLOT 4/6 LED SERIES | SL4L RLP 4FT XX 35K MO XX 277 HT XX NLIGHT CLO | Indoor Luminaires | Linear Ambient | Direct Linear Ambient Luminaires | Standard | FALSE | [9 empty] | 42325 | Dimmable | Continuous Below 10 | No |  | 3 | 2664 | 91 | 29.42 | 17.92 | 0.93 | 3500 | 82
PTJMEJEB | Acuity Brands Lighting | SLOT 4/6 LED SERIES | SL6L FLP 4FT XX 35K LO MIN1 277 HT XX XX XX | Indoor Luminaires | Linear Ambient | Direct Linear Ambient Luminaires | Standard | FALSE | [9 empty] | 42325 | Dimmable | Continuous Below 10 | No |  | 3 | 1802 | 109 | 16.45 | 17.92 | 0.93 | 3500 | 82
P8E9EBYA | Acuity Brands Lighting | SLOT 4/6 LED SERIES | SL6L FLP 4FT XX 35K LO XX 277 HT XX NLIGHT CLO | Indoor Luminaires | Linear Ambient | Direct Linear Ambient Luminaires | Standard | FALSE | [9 empty] | 42325 | Dimmable | Continuous Below 10 | No |  | 3 | 1802 | 109 | 16.45 | 17.92 | 0.93 | 3500 | 82
PU2S9N55 | Acuity Brands Lighting | SLOT 4/6 LED SERIES | SL4L FLP 4FT XX 35K LO MIN1 277 HT XX XX XX | Indoor Luminaires | Linear Ambient | Direct Linear Ambient Luminaires | Standard | FALSE | [9 empty] | 42325 | Dimmable | Continuous Below 10 | No |  | 3 | 1782 | 107 | 16.64 | 17.92 | 0.93 | 3500 | 82
PHTGPDMN | Acuity Brands Lighting | SLOT 4/6 LED SERIES | SL4L FLP 4FT XX 35K LO XX 277 HT XX NLIGHT CLO | Indoor Luminaires | Linear Ambient | Direct Linear Ambient Luminaires | Standard | FALSE | [9 empty] | 42325 | Dimmable | Continuous Below 10 | No |  | 3 | 1782 | 107 | 16.64 | 17.92 | 0.93 | 3500 | 82
PTRSRKN2 | Acuity Brands Lighting | SLOT 4/6 LED SERIES | SL6L RLP 4FT XX 35K LO MIN1 277 HT XX XX XX | Indoor Luminaires | Linear Ambient | Direct Linear Ambient Luminaires | Standard | FALSE | [9 empty] | 42325 | Dimmable | Continuous Below 10 | No |  | 3 | 1764 | 107 | 16.45 | 17.92 | 0.93 | 3500 | 82
PTPD3SNN | Acuity Brands Lighting | SLOT 4/6 LED SERIES | SL6L RLP 4FT XX 35K LO XX 277 HT XX NLIGHT CLO | Indoor Luminaires | Linear Ambient | Direct Linear Ambient Luminaires | Standard | FALSE | [9 empty] | 42325 | Dimmable | Continuous Below 10 | No |  | 3 | 1764 | 107 | 16.45 | 17.92 | 0.93 | 3500 | 82
PF7G1VBE | Acuity Brands Lighting | SLOT 4/6 LED SERIES | SL4L RLP 4FT XX 35K LO MIN1 277 HT XX XX XX | Indoor Luminaires | Linear Ambient | Direct Linear Ambient Luminaires | Standard | FALSE | [9 empty] | 42325 | Dimmable | Continuous Below 10 | No |  | 3 | 1555 | 94 | 16.64 | 17.92 | 0.93 | 3500 | 82
P223YHVM | Acuity Brands Lighting | SLOT 4/6 LED SERIES | SL4L RLP 4FT XX 35K LO XX 277 HT XX NLIGHT CLO | Indoor Luminaires | Linear Ambient | Direct Linear Ambient Luminaires | Standard | FALSE | [9 empty] | 42325 | Dimmable | Continuous Below 10 | No |  | 3 | 1555 | 94 | 16.64 | 17.92 | 0.93 | 3500 | 82
PEZRMZUT | Acuity Brands Lighting | SLOT 4/6 LED SERIES | SL6L FLP 4FT XX 35K HO MIN1 120 HT XX XX XX | Indoor Luminaires | Linear Ambient | Direct Linear Ambient Luminaires | Standard | FALSE | [9 empty] | 42325 | Dimmable | Continuous Below 10 | No |  | 3 | 4268 | 101 | 42.05 | 3.85 | 0.99 | 3500 | 82
P6TKE95C | Acuity Brands Lighting | SLOT 4/6 LED SERIES | SL6L FLP 4FT XX 35K HO XX 120 HT XX NLIGHT CLO | Indoor Luminaires | Linear Ambient | Direct Linear Ambient Luminaires | Standard | FALSE | [9 empty] | 42325 | Dimmable | Continuous Below 10 | No |  | 3 | 4268 | 101 | 42.05 | 3.85 | 0.99 | 3500 | 82
P7B33MEY | Acuity Brands Lighting | SLOT 4/6 LED SERIES | SL4L FLP 4FT XX 35K HO MIN1 120 HT XX XX XX | Indoor Luminaires | Linear Ambient | Direct Linear Ambient Luminaires | Standard | FALSE | [9 empty] | 42325 | Dimmable | Continuous Below 10 | No |  | 3 | 4128 | 102 | 41.04 | 3.85 | 0.99 | 3500 | 82
P6P2KRR9 | Acuity Brands Lighting | SLOT 4/6 LED SERIES | SL4L FLP 4FT XX 35K HO XX 120 HT XX NLIGHT CLO | Indoor Luminaires | Linear Ambient | Direct Linear Ambient Luminaires | Standard | FALSE | [9 empty] | 42325 | Dimmable | Continuous Below 10 | No |  | 3 | 4128 | 102 | 41.04 | 3.85 | 0.99 | 3500 | 82
PJA3ZYZM | Acuity Brands Lighting | SLOT 4/6 LED SERIES | SL6L FLP 4FT XX 35K MO MIN1 120 HT XX XX XX | Indoor Luminaires | Linear Ambient | Direct Linear Ambient Luminaires | Standard | FALSE | [9 empty] | 42325 | Dimmable | Continuous Below 10 | No |  | 3 | 3163 | 107 | 29.42 | 3.85 | 0.99 | 3500 | 82
P5U5955T | Acuity Brands Lighting | SLOT 4/6 LED SERIES | SL6L FLP 4FT XX 35K MO XX 120 HT XX NLIGHT CLO | Indoor Luminaires | Linear Ambient | Direct Linear Ambient Luminaires | Standard | FALSE | [9 empty] | 42325 | Dimmable | Continuous Below 10 | No |  | 3 | 3163 | 107 | 29.42 | 3.85 | 0.99 | 3500 | 82
PZMP89R5 | Acuity Brands Lighting | SLOT 4/6 LED SERIES | SL6L RLP 4FT XX 35K MO XX 120 HT XX NLIGHT CLO | Indoor Luminaires | Linear Ambient | Direct Linear Ambient Luminaires | Standard | FALSE | [9 empty] | 42325 | Dimmable | Continuous Below 10 | No |  | 3 | 3097 | 105 | 29.42 | 3.85 | 0.99 | 3500 | 82
P88GP9FD | Acuity Brands Lighting | SLOT 4/6 LED SERIES | SL6L RLP 4FT XX 35K MO MIN1 120 HT XX XX XX | Indoor Luminaires | Linear Ambient | Direct Linear Ambient Luminaires | Standard | FALSE | [9 empty] | 42325 | Dimmable | Continuous Below 10 | No |  | 3 | 3097 | 105 | 29.42 | 3.85 | 0.99 | 3500 | 82
PQMQQGVK | Acuity Brands Lighting | SLOT 4/6 LED SERIES | SL4L FLP 4FT XX 35K MO MIN1 120 HT XX XX XX | Indoor Luminaires | Linear Ambient | Direct Linear Ambient Luminaires | Standard | FALSE | [9 empty] | 42325 | Dimmable | Continuous Below 10 | No |  | 3 | 3052 | 103 | 29.42 | 3.85 | 0.99 | 3500 | 82
PPCSG69Y | Acuity Brands Lighting | SLOT 4/6 LED SERIES | SL4L FLP 4FT XX 35K MO XX 120 HT XX NLIGHT CLO | Indoor Luminaires | Linear Ambient | Direct Linear Ambient Luminaires | Standard | FALSE | [9 empty] | 42325 | Dimmable | Continuous Below 10 | No |  | 3 | 3052 | 103 | 29.42 | 3.85 | 0.99 | 3500 | 82
PXVEUADU | Acuity Brands Lighting | SLOT 4/6 LED SERIES | SL4L RLP 4FT XX 35K MO MIN1 120 HT XX XX XX | Indoor Luminaires | Linear Ambient | Direct Linear Ambient Luminaires | Standard | FALSE | [9 empty] | 42325 | Dimmable | Continuous Below 10 | No |  | 3 | 2664 | 91 | 29.42 | 3.85 | 0.99 | 3500 | 82
PVMN4CEA | Acuity Brands Lighting | SLOT 4/6 LED SERIES | SL4L RLP 4FT XX 35K MO XX 120 HT XX NLIGHT CLO | Indoor Luminaires | Linear Ambient | Direct Linear Ambient Luminaires | Standard | FALSE | [9 empty] | 42325 | Dimmable | Continuous Below 10 | No |  | 3 | 2664 | 91 | 29.42 | 3.85 | 0.99 | 3500 | 82
PYA3221D | Acuity Brands Lighting | SLOT 4/6 LED SERIES | SL6L FLP 4FT XX 35K LO MIN1 120 HT XX XX XX | Indoor Luminaires | Linear Ambient | Direct Linear Ambient Luminaires | Standard | FALSE | [9 empty] | 42325 | Dimmable | Continuous Below 10 | No |  | 3 | 1802 | 109 | 16.45 | 3.85 | 0.99 | 3500 | 82
P98DDX2M | Acuity Brands Lighting | SLOT 4/6 LED SERIES | SL6L FLP 4FT XX 35K LO XX 120 HT XX NLIGHT CLO | Indoor Luminaires | Linear Ambient | Direct Linear Ambient Luminaires | Standard | FALSE | [9 empty] | 42325 | Dimmable | Continuous Below 10 | No |  | 3 | 1802 | 109 | 16.45 | 3.85 | 0.99 | 3500 | 82
PNHVFW8E | Acuity Brands Lighting | SLOT 4/6 LED SERIES | SL4L FLP 4FT XX 35K LO XX 120 HT XX NLIGHT CLO | Indoor Luminaires | Linear Ambient | Direct Linear Ambient Luminaires | Standard | FALSE | [9 empty] | 42325 | Dimmable | Continuous Below 10 | No |  | 3 | 1782 | 107 | 16.64 | 3.85 | 0.99 | 3500 | 82
PFJP2NH2 | Acuity Brands Lighting | SLOT 4/6 LED SERIES | SL4L FLP 4FT XX 35K LO MIN1 120 HT XX XX XX | Indoor Luminaires | Linear Ambient | Direct Linear Ambient Luminaires | Standard | FALSE | [9 empty] | 42325 | Dimmable | Continuous Below 10 | No |  | 3 | 1782 | 107 | 16.64 | 3.85 | 0.99 | 3500 | 82
PRW6DF3V | Acuity Brands Lighting | SLOT 4/6 LED SERIES | SL6L RLP 4FT XX 35K LO MIN1 120 HT XX XX XX | Indoor Luminaires | Linear Ambient | Direct Linear Ambient Luminaires | Standard | FALSE | [9 empty] | 42325 | Dimmable | Continuous Below 10 | No |  | 3 | 1764 | 107 | 16.45 | 3.85 | 0.99 | 3500 | 82
PM5N1GWB | Acuity Brands Lighting | SLOT 4/6 LED SERIES | SL6L RLP 4FT XX 35K LO XX 120 HT XX NLIGHT CLO | Indoor Luminaires | Linear Ambient | Direct Linear Ambient Luminaires | Standard | FALSE | [9 empty] | 42325 | Dimmable | Continuous Below 10 | No |  | 3 | 1764 | 107 | 16.45 | 3.85 | 0.99 | 3500 | 82
PX856BMF | Acuity Brands Lighting | SLOT 4/6 LED SERIES | SL4L RLP 4FT XX 35K LO MIN1 120 HT XX XX XX | Indoor Luminaires | Linear Ambient | Direct Linear Ambient Luminaires | Standard | FALSE | [9 empty] | 42325 | Dimmable | Continuous Below 10 | No |  | 3 | 1555 | 94 | 16.64 | 3.85 | 0.99 | 3500 | 82
P8TP2CJB | Acuity Brands Lighting | SLOT 4/6 LED SERIES | SL4L RLP 4FT XX 35K LO XX 120 HT XX NLIGHT CLO | Indoor Luminaires | Linear Ambient | Direct Linear Ambient Luminaires | Standard | FALSE | [9 empty] | 42325 | Dimmable | Continuous Below 10 | No |  | 3 | 1555 | 94 | 16.64 | 3.85 | 0.99 | 3500 | 82
PRD4R5ME | Acuity Brands Lighting | SLOT 4/6 LED SERIES | SL6L RLP 4FT XX 35K HO XX 120 HT XX NLIGHT CLO | Indoor Luminaires | Linear Ambient | Direct Linear Ambient Luminaires | Standard | FALSE | [9 empty] | 42325 | Dimmable | Continuous Below 10 | No |  | 3 | 4179 | 99 | 42.05 | 3.85 | 0.99 | 3500 | 81
PJD6JZFG | Acuity Brands Lighting | SLOT 4/6 LED SERIES | SL6L RLP 4FT XX 35K HO MIN1 120 HT XX XX XX | Indoor Luminaires | Linear Ambient | Direct Linear Ambient Luminaires | Standard | FALSE | [9 empty] | 42325 | Dimmable | Continuous Below 10 | No |  | 3 | 4179 | 99 | 42.05 | 3.85 | 0.99 | 3500 | 81
PWJGQJPZ | Acuity Brands Lighting | SLOT 4/6 LED SERIES | SL4L RLP 4FT XX 35K HO XX 120 HT XX NLIGHT CLO | Indoor Luminaires | Linear Ambient | Direct Linear Ambient Luminaires | Standard | FALSE | [9 empty] | 42325 | Dimmable | Continuous Below 10 | No |  | 3 | 3602 | 87 | 41.04 | 3.85 | 0.99 | 3500 | 81
PVFYG5X9 | Acuity Brands Lighting | SLOT 4/6 LED SERIES | SL6L FLP 4FT XX 30K MO NODIM 277 HT XX XX XX | Indoor Luminaires | Linear Ambient | Direct Linear Ambient Luminaires | Standard | FALSE | [9 empty] | 42325 | Not Dimmable | Not Dimmable | No |  | 3 | 2986 | 101 | 29.42 | 17.92 | 0.93 | 3000 | 82
P7ET1PZY | Acuity Brands Lighting | SLOT 4/6 LED SERIES | SL4L FLP 4FT XX 30K MO NODIM 277 HT XX XX XX | Indoor Luminaires | Linear Ambient | Direct Linear Ambient Luminaires | Standard | FALSE | [9 empty] | 42325 | Not Dimmable | Not Dimmable | No |  | 3 | 2938 | 101 | 29.42 | 17.92 | 0.93 | 3000 | 82
PBMSXQJD | Acuity Brands Lighting | SLOT 4/6 LED SERIES | SL6L RLP 4FT XX 30K MO NODIM 277 HT XX XX XX | Indoor Luminaires | Linear Ambient | Direct Linear Ambient Luminaires | Standard | FALSE | [9 empty] | 42325 | Not Dimmable | Not Dimmable | No |  | 3 | 2924 | 99 | 29.42 | 17.92 | 0.93 | 3000 | 82
PV419WN3 | Acuity Brands Lighting | SLOT 4/6 LED SERIES | SL4L RLP 4FT XX 30K MO NODIM 277 HT XX XX XX | Indoor Luminaires | Linear Ambient | Direct Linear Ambient Luminaires | Standard | FALSE | [9 empty] | 42325 | Not Dimmable | Not Dimmable | No |  | 3 | 2563 | 88 | 29.42 | 17.92 | 0.93 | 3000 | 82
PDY7KABS | Acuity Brands Lighting | SLOT 4/6 LED SERIES | SL4L FLP 4FT XX 30K LO NODIM 277 HT XX XX XX | Indoor Luminaires | Linear Ambient | Direct Linear Ambient Luminaires | Standard | FALSE | [9 empty] | 42325 | Not Dimmable | Not Dimmable | No |  | 3 | 1715 | 101 | 16.64 | 17.92 | 0.93 | 3000 | 82
PN3VR9N5 | Acuity Brands Lighting | SLOT 4/6 LED SERIES | SL6L FLP 4FT XX 30K LO NODIM 277 HT XX XX XX | Indoor Luminaires | Linear Ambient | Direct Linear Ambient Luminaires | Standard | FALSE | [9 empty] | 42325 | Not Dimmable | Not Dimmable | No |  | 3 | 1701 | 103 | 16.45 | 17.92 | 0.93 | 3000 | 82
P2CV9XBY | Acuity Brands Lighting | SLOT 4/6 LED SERIES | SL6L RLP 4FT XX 30K LO NODIM 277 HT XX XX XX | Indoor Luminaires | Linear Ambient | Direct Linear Ambient Luminaires | Standard | FALSE | [9 empty] | 42325 | Not Dimmable | Not Dimmable | No |  | 3 | 1666 | 101 | 16.45 | 17.92 | 0.93 | 3000 | 82
P461XUSQ | Acuity Brands Lighting | SLOT 4/6 LED SERIES | SL4L RLP 4FT XX 30K LO NODIM 277 HT XX XX XX | Indoor Luminaires | Linear Ambient | Direct Linear Ambient Luminaires | Standard | FALSE | [9 empty] | 42325 | Not Dimmable | Not Dimmable | No |  | 3 | 1497 | 90 | 16.64 | 17.92 | 0.93 | 3000 | 82
PPPUZHKX | Acuity Brands Lighting | SLOT 4/6 LED SERIES | SL6L FLP 4FT XX 30K MO NODIM 120 HT XX XX XX | Indoor Luminaires | Linear Ambient | Direct Linear Ambient Luminaires | Standard | FALSE | [9 empty] | 42325 | Not Dimmable | Not Dimmable | No |  | 3 | 2986 | 101 | 29.42 | 3.85 | 0.99 | 3000 | 82
PVYNGEAX | Acuity Brands Lighting | SLOT 4/6 LED SERIES | SL4L FLP 4FT XX 30K MO NODIM 120 HT XX XX XX | Indoor Luminaires | Linear Ambient | Direct Linear Ambient Luminaires | Standard | FALSE | [9 empty] | 42325 | Not Dimmable | Not Dimmable | No |  | 3 | 2938 | 101 | 29.42 | 3.85 | 0.99 | 3000 | 82
PV2BAMWZ | Acuity Brands Lighting | SLOT 4/6 LED SERIES | SL6L RLP 4FT XX 30K MO NODIM 120 HT XX XX XX | Indoor Luminaires | Linear Ambient | Direct Linear Ambient Luminaires | Standard | FALSE | [9 empty] | 42325 | Not Dimmable | Not Dimmable | No |  | 3 | 2924 | 99 | 29.42 | 3.85 | 0.99 | 3000 | 82
PUGNW659 | Acuity Brands Lighting | SLOT 4/6 LED SERIES | SL4L RLP 4FT XX 30K MO NODIM 120 HT XX XX XX | Indoor Luminaires | Linear Ambient | Direct Linear Ambient Luminaires | Standard | FALSE | [9 empty] | 42325 | Not Dimmable | Not Dimmable | No |  | 3 | 2563 | 88 | 29.42 | 3.85 | 0.99 | 3000 | 82
PNB8ARES | Acuity Brands Lighting | SLOT 4/6 LED SERIES | SL4L FLP 4FT XX 30K LO NODIM 120 HT XX XX XX | Indoor Luminaires | Linear Ambient | Direct Linear Ambient Luminaires | Standard | FALSE | [9 empty] | 42325 | Not Dimmable | Not Dimmable | No |  | 3 | 1715 | 101 | 16.64 | 3.85 | 0.99 | 3000 | 82
P6ZFVRH7 | Acuity Brands Lighting | SLOT 4/6 LED SERIES | SL6L FLP 4FT XX 30K LO NODIM 120 HT XX XX XX | Indoor Luminaires | Linear Ambient | Direct Linear Ambient Luminaires | Standard | FALSE | [9 empty] | 42325 | Not Dimmable | Not Dimmable | No |  | 3 | 1701 | 103 | 16.45 | 3.85 | 0.99 | 3000 | 82
PJ91V3C7 | Acuity Brands Lighting | SLOT 4/6 LED SERIES | SL6L RLP 4FT XX 30K LO NODIM 120 HT XX XX XX | Indoor Luminaires | Linear Ambient | Direct Linear Ambient Luminaires | Standard | FALSE | [9 empty] | 42325 | Not Dimmable | Not Dimmable | No |  | 3 | 1666 | 101 | 16.45 | 3.85 | 0.99 | 3000 | 82
PB7T449Z | Acuity Brands Lighting | SLOT 4/6 LED SERIES | SL4L RLP 4FT XX 30K LO NODIM 120 HT XX XX XX | Indoor Luminaires | Linear Ambient | Direct Linear Ambient Luminaires | Standard | FALSE | [9 empty] | 42325 | Not Dimmable | Not Dimmable | No |  | 3 | 1497 | 90 | 16.64 | 3.85 | 0.99 | 3000 | 82
PB7VFAKG | Acuity Brands Lighting | SLOT 4/6 LED SERIES | SL6L FLP 4FT XX 30K MO XX 277 HT XX NLIGHT CLO | Indoor Luminaires | Linear Ambient | Direct Linear Ambient Luminaires | Standard | FALSE | [9 empty] | 42325 | Dimmable | Continuous Below 10 | No |  | 3 | 2986 | 101 | 29.42 | 17.92 | 0.93 | 3000 | 82
P5566NZV | Acuity Brands Lighting | SLOT 4/6 LED SERIES | SL6L FLP 4FT XX 30K MO MIN1 277 HT XX XX XX | Indoor Luminaires | Linear Ambient | Direct Linear Ambient Luminaires | Standard | FALSE | [9 empty] | 42325 | Dimmable | Continuous Below 10 | No |  | 3 | 2986 | 101 | 29.42 | 17.92 | 0.93 | 3000 | 82
PK8YNUS2 | Acuity Brands Lighting | SLOT 4/6 LED SERIES | SL4L FLP 4FT XX 30K MO MIN1 277 HT XX XX XX | Indoor Luminaires | Linear Ambient | Direct Linear Ambient Luminaires | Standard | FALSE | [9 empty] | 42325 | Dimmable | Continuous Below 10 | No |  | 3 | 2938 | 101 | 29.42 | 17.92 | 0.93 | 3000 | 82
P5PDFB1X | Acuity Brands Lighting | SLOT 4/6 LED SERIES | SL4L FLP 4FT XX 30K MO XX 277 HT XX NLIGHT CLO | Indoor Luminaires | Linear Ambient | Direct Linear Ambient Luminaires | Standard | FALSE | [9 empty] | 42325 | Dimmable | Continuous Below 10 | No |  | 3 | 2938 | 101 | 29.42 | 17.92 | 0.93 | 3000 | 82
PYY2S851 | Acuity Brands Lighting | SLOT 4/6 LED SERIES | SL6L RLP 4FT XX 30K MO XX 277 HT XX NLIGHT CLO | Indoor Luminaires | Linear Ambient | Direct Linear Ambient Luminaires | Standard | FALSE | [9 empty] | 42325 | Dimmable | Continuous Below 10 | No |  | 3 | 2924 | 99 | 29.42 | 17.92 | 0.93 | 3000 | 82
P6DRFPB8 | Acuity Brands Lighting | SLOT 4/6 LED SERIES | SL6L RLP 4FT XX 30K MO MIN1 277 HT XX XX XX | Indoor Luminaires | Linear Ambient | Direct Linear Ambient Luminaires | Standard | FALSE | [9 empty] | 42325 | Dimmable | Continuous Below 10 | No |  | 3 | 2924 | 99 | 29.42 | 17.92 | 0.93 | 3000 | 82
PQDW2685 | Acuity Brands Lighting | SLOT 4/6 LED SERIES | SL4L RLP 4FT XX 30K MO XX 277 HT XX NLIGHT CLO | Indoor Luminaires | Linear Ambient | Direct Linear Ambient Luminaires | Standard | FALSE | [9 empty] | 42325 | Dimmable | Continuous Below 10 | No |  | 3 | 2563 | 88 | 29.42 | 17.92 | 0.93 | 3000 | 82
PF7MVYRV | Acuity Brands Lighting | SLOT 4/6 LED SERIES | SL4L RLP 4FT XX 30K MO MIN1 277 HT XX XX XX | Indoor Luminaires | Linear Ambient | Direct Linear Ambient Luminaires | Standard | FALSE | [9 empty] | 42325 | Dimmable | Continuous Below 10 | No |  | 3 | 2563 | 88 | 29.42 | 17.92 | 0.93 | 3000 | 82
PMGHRYZ8 | Acuity Brands Lighting | SLOT 4/6 LED SERIES | SL4L FLP 4FT XX 30K LO MIN1 277 HT XX XX XX | Indoor Luminaires | Linear Ambient | Direct Linear Ambient Luminaires | Standard | FALSE | [9 empty] | 42325 | Dimmable | Continuous Below 10 | No |  | 3 | 1715 | 101 | 16.64 | 17.92 | 0.93 | 3000 | 82
PKJ98Z4T | Acuity Brands Lighting | SLOT 4/6 LED SERIES | SL4L FLP 4FT XX 30K LO XX 277 HT XX NLIGHT CLO | Indoor Luminaires | Linear Ambient | Direct Linear Ambient Luminaires | Standard | FALSE | [9 empty] | 42325 | Dimmable | Continuous Below 10 | No |  | 3 | 1715 | 101 | 16.64 | 17.92 | 0.93 | 3000 | 82
PEVFYYS4 | Acuity Brands Lighting | SLOT 4/6 LED SERIES | SL6L FLP 4FT XX 30K LO MIN1 277 HT XX XX XX | Indoor Luminaires | Linear Ambient | Direct Linear Ambient Luminaires | Standard | FALSE | [9 empty] | 42325 | Dimmable | Continuous Below 10 | No |  | 3 | 1701 | 103 | 16.45 | 17.92 | 0.93 | 3000 | 82
P72FGT9Z | Acuity Brands Lighting | SLOT 4/6 LED SERIES | SL6L FLP 4FT XX 30K LO XX 277 HT XX NLIGHT CLO | Indoor Luminaires | Linear Ambient | Direct Linear Ambient Luminaires | Standard | FALSE | [9 empty] | 42325 | Dimmable | Continuous Below 10 | No |  | 3 | 1701 | 103 | 16.45 | 17.92 | 0.93 | 3000 | 82
PWGBRMZR | Acuity Brands Lighting | SLOT 4/6 LED SERIES | SL6L RLP 4FT XX 30K LO XX 277 HT XX NLIGHT CLO | Indoor Luminaires | Linear Ambient | Direct Linear Ambient Luminaires | Standard | FALSE | [9 empty] | 42325 | Dimmable | Continuous Below 10 | No |  | 3 | 1666 | 101 | 16.45 | 17.92 | 0.93 | 3000 | 82
PM4UQM36 | Acuity Brands Lighting | SLOT 4/6 LED SERIES | SL6L RLP 4FT XX 30K LO MIN1 277 HT XX XX XX | Indoor Luminaires | Linear Ambient | Direct Linear Ambient Luminaires | Standard | FALSE | [9 empty] | 42325 | Dimmable | Continuous Below 10 | No |  | 3 | 1666 | 101 | 16.45 | 17.92 | 0.93 | 3000 | 82
PQ1SK4DZ | Acuity Brands Lighting | SLOT 4/6 LED SERIES | SL4L RLP 4FT XX 30K LO MIN1 277 HT XX XX XX | Indoor Luminaires | Linear Ambient | Direct Linear Ambient Luminaires | Standard | FALSE | [9 empty] | 42325 | Dimmable | Continuous Below 10 | No |  | 3 | 1497 | 90 | 16.64 | 17.92 | 0.93 | 3000 | 82
P13UVSFS | Acuity Brands Lighting | SLOT 4/6 LED SERIES | SL4L RLP 4FT XX 30K LO XX 277 HT XX NLIGHT CLO | Indoor Luminaires | Linear Ambient | Direct Linear Ambient Luminaires | Standard | FALSE | [9 empty] | 42325 | Dimmable | Continuous Below 10 | No |  | 3 | 1497 | 90 | 16.64 | 17.92 | 0.93 | 3000 | 82
PK3W27W5 | Acuity Brands Lighting | SLOT 4/6 LED SERIES | SL6L FLP 4FT XX 30K MO MIN1 120 HT XX XX XX | Indoor Luminaires | Linear Ambient | Direct Linear Ambient Luminaires | Standard | FALSE | [9 empty] | 42325 | Dimmable | Continuous Below 10 | No |  | 3 | 2986 | 101 | 29.42 | 3.85 | 0.99 | 3000 | 82
P68HMNA9 | Acuity Brands Lighting | SLOT 4/6 LED SERIES | SL6L FLP 4FT XX 30K MO XX 120 HT XX NLIGHT CLO | Indoor Luminaires | Linear Ambient | Direct Linear Ambient Luminaires | Standard | FALSE | [9 empty] | 42325 | Dimmable | Continuous Below 10 | No |  | 3 | 2986 | 101 | 29.42 | 3.85 | 0.99 | 3000 | 82
PK9PKCXX | Acuity Brands Lighting | SLOT 4/6 LED SERIES | SL4L FLP 4FT XX 30K MO MIN1 120 HT XX XX XX | Indoor Luminaires | Linear Ambient | Direct Linear Ambient Luminaires | Standard | FALSE | [9 empty] | 42325 | Dimmable | Continuous Below 10 | No |  | 3 | 2938 | 101 | 29.42 | 3.85 | 0.99 | 3000 | 82
PJFZ84H6 | Acuity Brands Lighting | SLOT 4/6 LED SERIES | SL4L FLP 4FT XX 30K MO XX 120 HT XX NLIGHT CLO | Indoor Luminaires | Linear Ambient | Direct Linear Ambient Luminaires | Standard | FALSE | [9 empty] | 42325 | Dimmable | Continuous Below 10 | No |  | 3 | 2938 | 101 | 29.42 | 3.85 | 0.99 | 3000 | 82
PQNMTESF | Acuity Brands Lighting | SLOT 4/6 LED SERIES | SL6L RLP 4FT XX 30K MO XX 120 HT XX NLIGHT CLO | Indoor Luminaires | Linear Ambient | Direct Linear Ambient Luminaires | Standard | FALSE | [9 empty] | 42325 | Dimmable | Continuous Below 10 | No |  | 3 | 2924 | 99 | 29.42 | 3.85 | 0.99 | 3000 | 82
P33CJ6U3 | Acuity Brands Lighting | SLOT 4/6 LED SERIES | SL6L RLP 4FT XX 30K MO MIN1 120 HT XX XX XX | Indoor Luminaires | Linear Ambient | Direct Linear Ambient Luminaires | Standard | FALSE | [9 empty] | 42325 | Dimmable | Continuous Below 10 | No |  | 3 | 2924 | 99 | 29.42 | 3.85 | 0.99 | 3000 | 82
PQCAQMS6 | Acuity Brands Lighting | SLOT 4/6 LED SERIES | SL4L RLP 4FT XX 30K MO MIN1 120 HT XX XX XX | Indoor Luminaires | Linear Ambient | Direct Linear Ambient Luminaires | Standard | FALSE | [9 empty] | 42325 | Dimmable | Continuous Below 10 | No |  | 3 | 2563 | 88 | 29.42 | 3.85 | 0.99 | 3000 | 82
PCG27HG1 | Acuity Brands Lighting | SLOT 4/6 LED SERIES | SL4L RLP 4FT XX 30K MO XX 120 HT XX NLIGHT CLO | Indoor Luminaires | Linear Ambient | Direct Linear Ambient Luminaires | Standard | FALSE | [9 empty] | 42325 | Dimmable | Continuous Below 10 | No |  | 3 | 2563 | 88 | 29.42 | 3.85 | 0.99 | 3000 | 82
PDZR33UH | Acuity Brands Lighting | SLOT 4/6 LED SERIES | SL4L FLP 4FT XX 30K LO MIN1 120 HT XX XX XX | Indoor Luminaires | Linear Ambient | Direct Linear Ambient Luminaires | Standard | FALSE | [9 empty] | 42325 | Dimmable | Continuous Below 10 | No |  | 3 | 1715 | 101 | 16.64 | 3.85 | 0.99 | 3000 | 82
P6NP4P9D | Acuity Brands Lighting | SLOT 4/6 LED SERIES | SL4L FLP 4FT XX 30K LO XX 120 HT XX NLIGHT CLO | Indoor Luminaires | Linear Ambient | Direct Linear Ambient Luminaires | Standard | FALSE | [9 empty] | 42325 | Dimmable | Continuous Below 10 | No |  | 3 | 1715 | 101 | 16.64 | 3.85 | 0.99 | 3000 | 82
PA27HVFS | Acuity Brands Lighting | SLOT 4/6 LED SERIES | SL6L FLP 4FT XX 30K LO XX 120 HT XX NLIGHT CLO | Indoor Luminaires | Linear Ambient | Direct Linear Ambient Luminaires | Standard | FALSE | [9 empty] | 42325 | Dimmable | Continuous Below 10 | No |  | 3 | 1701 | 103 | 16.45 | 3.85 | 0.99 | 3000 | 82
P4JVHBUV | Acuity Brands Lighting | SLOT 4/6 LED SERIES | SL6L FLP 4FT XX 30K LO MIN1 120 HT XX XX XX | Indoor Luminaires | Linear Ambient | Direct Linear Ambient Luminaires | Standard | FALSE | [9 empty] | 42325 | Dimmable | Continuous Below 10 | No |  | 3 | 1701 | 103 | 16.45 | 3.85 | 0.99 | 3000 | 82
PH2SK4SB | Acuity Brands Lighting | SLOT 4/6 LED SERIES | SL6L RLP 4FT XX 30K LO MIN1 120 HT XX XX XX | Indoor Luminaires | Linear Ambient | Direct Linear Ambient Luminaires | Standard | FALSE | [9 empty] | 42325 | Dimmable | Continuous Below 10 | No |  | 3 | 1666 | 101 | 16.45 | 3.85 | 0.99 | 3000 | 82
P43D7PEB | Acuity Brands Lighting | SLOT 4/6 LED SERIES | SL6L RLP 4FT XX 30K LO XX 120 HT XX NLIGHT CLO | Indoor Luminaires | Linear Ambient | Direct Linear Ambient Luminaires | Standard | FALSE | [9 empty] | 42325 | Dimmable | Continuous Below 10 | No |  | 3 | 1666 | 101 | 16.45 | 3.85 | 0.99 | 3000 | 82
PE4X2A86 | Acuity Brands Lighting | SLOT 4/6 LED SERIES | SL4L RLP 4FT XX 30K LO XX 120 HT XX NLIGHT CLO | Indoor Luminaires | Linear Ambient | Direct Linear Ambient Luminaires | Standard | FALSE | [9 empty] | 42325 | Dimmable | Continuous Below 10 | No |  | 3 | 1497 | 90 | 16.64 | 3.85 | 0.99 | 3000 | 82
PAUSCP8Q | Eaton (formerly Cooper Lighting) | Metalux | 4BCLED-LD4-40SL-F-UNV-L850-CD1-U | Indoor Luminaires | Linear Ambient | Direct Linear Ambient Luminaires | Standard | TRUE | 4173.55 | 98.88 | 42.2 | 7.98 | 0.996 | 4912 | 82.4 | 5 | 60000 | 42324 |  |  | No |  | 3
PNRU13KV | Shenzhen Snowball Lighting Limited | Snowball | SB/TP/C/F/2FT/20W/SWW | Indoor Luminaires | Linear Ambient | Direct Linear Ambient Luminaires | Standard | TRUE | 2134.3 | 108.7 | 19.634 | 19.43 | 0.9815 | 2670 | 83 | 5 | 50000 | 42324 |  |  | No |  | 3 | 2200 | 110 | 20 | 20 | 0.9 | 2700 | 80
PRWHS4Z2 | Shenzhen Snowball Lighting Limited | Snowball | SB/TP/C/F/4FT/40W/SWW | Indoor Luminaires | Linear Ambient | Direct Linear Ambient Luminaires | Standard | TRUE | 4287.5 | 110.62 | 38.756 | 10.89 | 0.9618 | 2692 | 83.7 | 5 | 50000 | 42324 |  |  | No |  | 3 | 4400 | 110 | 40 | 20 | 0.9 | 2700 | 80
P5ZU4BNZ | Entegrity Energy Partners LLC | entegrity | ENLED-LHB-240W-L50K728B | Indoor Luminaires | Linear Ambient | Direct Linear Ambient Luminaires | Standard | TRUE | 28127.11 | 119.542 | 235.29 | 6.73 | 0.9359 | 4939 | 84.7 | 5 | 50000 | 42324 |  |  | NotYetVerified |  | 3 | 28127.11 | 119.542 | 235.29 | 6.73 | 0.997 | 4939 | 84.7
PTCQE7P2 | Eaton (formerly Cooper Lighting) | Metalux | 2BCLED-LD4-20SL-F-UNV-L835-CD1-U | Indoor Luminaires | Linear Ambient | Direct Linear Ambient Luminaires | Standard | TRUE | 1989 | 84.6 | 23.5 | 13.6 | 0.931 |  |  | 5 | 60000 | 42324 |  |  | No |  | 3
PX6VPVS3 | Eaton (formerly Cooper Lighting) | Metalux | 4BCLED-LD4-20SL-F-UNV-L830-CD1-U | Indoor Luminaires | Linear Ambient | Direct Linear Ambient Luminaires | Standard | TRUE | 1983 | 91.8 | 21.6 | 23.2 | 0.882 | 3005 | 82.7 | 5 | 60000 | 42324 |  |  | No |  | 3
PD6P6BRV | Entegrity Energy Partners LLC | entegrity | ENLED-LHB-240W-DM-L50K728B | Indoor Luminaires | Linear Ambient | Direct Linear Ambient Luminaires | Standard | FALSE | [9 empty] | 42324 |  |  | NotYetVerified |  | 3 | 28127.11 | 119.542 | 235.29 | 6.73 | 0.997 | 4939 | 84.7
PK329W79 | Shenzhen Snowball Lighting Limited | Snowball | SB/TP/C/F/4FT/40W/CW | Indoor Luminaires | Linear Ambient | Direct Linear Ambient Luminaires | Standard | FALSE | [9 empty] | 42324 |  |  | No |  | 3 | 5000 | 125 | 40 | 20 | 0.9 | 5000 | 80
PVGSAHBN | Shenzhen Snowball Lighting Limited | Snowball | SB/TP/C/F/2FT/20W/CW | Indoor Luminaires | Linear Ambient | Direct Linear Ambient Luminaires | Standard | FALSE | [9 empty] | 42324 |  |  | No |  | 3 | 2500 | 125 | 20 | 20 | 0.9 | 5000 | 80
PR1JZ2XH | Shenzhen Snowball Lighting Limited | Snowball | SB/TP/F/4FT/40W/CW | Indoor Luminaires | Linear Ambient | Direct Linear Ambient Luminaires | Standard | FALSE | [9 empty] | 42324 |  |  | No |  | 3 | 5250 | 131.25 | 40 | 10 | 0.9 | 5000 | 80
PQCEPHGM | Shenzhen Snowball Lighting Limited | Snowball | SB/TP/F/2FT/20W/CW | Indoor Luminaires | Linear Ambient | Direct Linear Ambient Luminaires | Standard | FALSE | [9 empty] | 42324 |  |  | No |  | 3 | 2750 | 137.5 | 20 | 10 | 0.9 | 5000 | 80
PRE5J3RV | Shenzhen Snowball Lighting Limited | Snowball | SB/TP/C/F/4FT/40W/HNW | Indoor Luminaires | Linear Ambient | Direct Linear Ambient Luminaires | Standard | FALSE | [9 empty] | 42324 |  |  | No |  | 3 | 4800 | 120 | 40 | 20 | 0.9 | 4500 | 80
PY9438CV | Shenzhen Snowball Lighting Limited | Snowball | SB/TP/C/F/2FT/20W/HNW | Indoor Luminaires | Linear Ambient | Direct Linear Ambient Luminaires | Standard | FALSE | [9 empty] | 42324 |  |  | No |  | 3 | 2400 | 120 | 20 | 20 | 0.9 | 4500 | 80
P1GH5X9D | Shenzhen Snowball Lighting Limited | Snowball | SB/TP/F/4FT/40W/HNW | Indoor Luminaires | Linear Ambient | Direct Linear Ambient Luminaires | Standard | FALSE | [9 empty] | 42324 |  |  | No |  | 3 | 5100 | 127.5 | 40 | 10 | 0.9 | 4500 | 80
PFH2W5D5 | Shenzhen Snowball Lighting Limited | Snowball | SB/TP/F/2FT/20W/HNW | Indoor Luminaires | Linear Ambient | Direct Linear Ambient Luminaires | Standard | FALSE | [9 empty] | 42324 |  |  | No |  | 3 | 2600 | 130 | 20 | 10 | 0.9 | 4500 | 80
PG54HKEF | Shenzhen Snowball Lighting Limited | Snowball | SB/TP/C/F/4FT/40W/NW | Indoor Luminaires | Linear Ambient | Direct Linear Ambient Luminaires | Standard | FALSE | [9 empty] | 42324 |  |  | No |  | 3 | 4800 | 120 | 40 | 20 | 0.9 | 4000 | 80
PVF5QZFJ | Shenzhen Snowball Lighting Limited | Snowball | SB/TP/C/F/2FT/20W/NW | Indoor Luminaires | Linear Ambient | Direct Linear Ambient Luminaires | Standard | FALSE | [9 empty] | 42324 |  |  | No |  | 3 | 2400 | 120 | 20 | 20 | 0.9 | 4000 | 80
P7A2H3UX | Shenzhen Snowball Lighting Limited | Snowball | SB/TP/F/4FT/40W/NW | Indoor Luminaires | Linear Ambient | Direct Linear Ambient Luminaires | Standard | FALSE | [9 empty] | 42324 |  |  | No |  | 3 | 5100 | 127.5 | 40 | 10 | 0.9 | 4000 | 80
PUXJPVV4 | Shenzhen Snowball Lighting Limited | Snowball | SB/TP/F/2FT/20W/NW | Indoor Luminaires | Linear Ambient | Direct Linear Ambient Luminaires | Standard | FALSE | [9 empty] | 42324 |  |  | No |  | 3 | 2600 | 130 | 20 | 10 | 0.9 | 4000 | 80
P7U9GRU8 | Shenzhen Snowball Lighting Limited | Snowball | SB/TP/C/F/4FT/40W/SNW | Indoor Luminaires | Linear Ambient | Direct Linear Ambient Luminaires | Standard | FALSE | [9 empty] | 42324 |  |  | No |  | 3 | 4600 | 115 | 40 | 20 | 0.9 | 3500 | 80
PPN1347S | Shenzhen Snowball Lighting Limited | Snowball | SB/TP/C/F/2FT/20W/SNW | Indoor Luminaires | Linear Ambient | Direct Linear Ambient Luminaires | Standard | FALSE | [9 empty] | 42324 |  |  | No |  | 3 | 2300 | 115 | 20 | 20 | 0.9 | 3500 | 80
P1PHUVVM | Shenzhen Snowball Lighting Limited | Snowball | SB/TP/F/4FT/40W/SNW | Indoor Luminaires | Linear Ambient | Direct Linear Ambient Luminaires | Standard | FALSE | [9 empty] | 42324 |  |  | No |  | 3 | 4900 | 122.5 | 40 | 10 | 0.9 | 3500 | 80
PJZKDEKZ | Shenzhen Snowball Lighting Limited | Snowball | SB/TP/F/2FT/20W/SNW | Indoor Luminaires | Linear Ambient | Direct Linear Ambient Luminaires | Standard | FALSE | [9 empty] | 42324 |  |  | No |  | 3 | 2400 | 120 | 20 | 10 | 0.9 | 3500 | 80
P2C6ABJD | Shenzhen Snowball Lighting Limited | Snowball | SB/TP/C/F/4FT/40W/WW | Indoor Luminaires | Linear Ambient | Direct Linear Ambient Luminaires | Standard | FALSE | [9 empty] | 42324 |  |  | No |  | 3 | 4600 | 115 | 40 | 20 | 0.9 | 3000 | 80
PPTRBNYF | Shenzhen Snowball Lighting Limited | Snowball | SB/TP/C/F/2FT/20W/WW | Indoor Luminaires | Linear Ambient | Direct Linear Ambient Luminaires | Standard | FALSE | [9 empty] | 42324 |  |  | No |  | 3 | 2300 | 115 | 20 | 20 | 0.9 | 3000 | 80
PH3PZBYJ | Shenzhen Snowball Lighting Limited | Snowball | SB/TP/F/4FT/40W/WW | Indoor Luminaires | Linear Ambient | Direct Linear Ambient Luminaires | Standard | FALSE | [9 empty] | 42324 |  |  | No |  | 3 | 4900 | 122.5 | 40 | 10 | 0.9 | 3000 | 80
PNU78Z23 | Shenzhen Snowball Lighting Limited | Snowball | SB/TP/F/2FT/20W/WW | Indoor Luminaires | Linear Ambient | Direct Linear Ambient Luminaires | Standard | FALSE | [9 empty] | 42324 |  |  | No |  | 3 | 2400 | 120 | 20 | 10 | 0.9 | 3000 | 80
PDQD9VNU | Shenzhen Snowball Lighting Limited | Snowball | SB/TP/F/4FT/40W/SWW | Indoor Luminaires | Linear Ambient | Direct Linear Ambient Luminaires | Standard | FALSE | [9 empty] | 42324 |  |  | No |  | 3 | 4700 | 117.5 | 40 | 10 | 0.9 | 2700 | 80
PZ23KK7C | Shenzhen Snowball Lighting Limited | Snowball | SB/TP/F/2FT/20W/SWW | Indoor Luminaires | Linear Ambient | Direct Linear Ambient Luminaires | Standard | FALSE | [9 empty] | 42324 |  |  | No |  | 3 | 2300 | 115 | 20 | 10 | 0.9 | 2700 | 80
PMZHPU24 | Eaton (formerly Cooper Lighting) | Metalux | 4BCLED-LD4-36SL-F-[ALL VOLTAGES]-[ALL OPTIONS]-[ALL EMERGENCY OPTIONS]-L840-SD1-[ALL OPTIONS]-U | Indoor Luminaires | Linear Ambient | Direct Linear Ambient Luminaires | Standard | FALSE | [9 empty] | 42324 |  |  | No |  | 3 | 3694 | 97.7249 | 37.8 | 13.1 | 0.989 | 4000 | 82
PTMF5DJD | Eaton (formerly Cooper Lighting) | Metalux | 4BCLED-LD4-40SL-F-[ALL VOLTAGES]-[ALL OPTIONS]-[ALL EMERGENCY OPTIONS]-L840-SD1-[ALL OPTIONS]-U | Indoor Luminaires | Linear Ambient | Direct Linear Ambient Luminaires | Standard | FALSE | [9 empty] | 42324 |  |  | No |  | 3 | 4097.73 | 95.7678 | 42.7882 | 12.1802 | 0.99103 | 4000 | 82
PQ6VFXJM | Eaton (formerly Cooper Lighting) | Metalux | 4BCLED-LD4-36SL-F-[ALL VOLTAGES]-[ALL OPTIONS]-[ALL EMERGENCY OPTIONS]-L840-[DRIVER TYPES INCLUDE CD1 AND 5LTD1]-[ALL OPTIONS]-U | Indoor Luminaires | Linear Ambient | Direct Linear Ambient Luminaires | Standard | FALSE | [9 empty] | 42324 |  |  | No |  | 3 | 3694.119 | 100.1116 | 36.9 | 11.3 | 0.987 | 4000 | 82
P82WUD2S | Eaton (formerly Cooper Lighting) | Metalux | 2BCLED-LD4-16SL-F-[ALL VOLTAGES]-[ALL OPTIONS]-L840-CD1-[ALL OPTIONS]-U | Indoor Luminaires | Linear Ambient | Direct Linear Ambient Luminaires | Standard | FALSE | [9 empty] | 42324 |  |  | No |  | 3 | 1649 | 91.105 | 18.1 | 10.8 | 0.989 | 4000 | 82
PSWGB6EP | Eaton (formerly Cooper Lighting) | Metalux | 4BCLED-LD4-44HL-F-[ALL VOLTAGES]-[ALL OPTIONS]-[ALL EMERGENCY OPTIONS]-L840-SD1-[ALL OPTIONS]-U | Indoor Luminaires | Linear Ambient | Direct Linear Ambient Luminaires | Standard | FALSE | [9 empty] | 42324 |  |  | No |  | 3 | 4530.097 | 96.8981 | 46.7511 | 10.7125 | 0.99262 | 4000 | 82
PEGXUM77 | Eaton (formerly Cooper Lighting) | Metalux | 4BCLED-LD4-48HL-F-[ALL VOLTAGES]-[ALL OPTIONS]-[ALL EMERGENCY OPTIONS]-L840-[DRIVER TYPES INCLUDE CD1 AND 5LTD1]-[ALL OPTIONS]-U | Indoor Luminaires | Linear Ambient | Direct Linear Ambient Luminaires | Standard | FALSE | [9 empty] | 42324 |  |  | No |  | 3 | 4908.033 | 96.2359 | 51 | 10.5 | 0.993 | 4000 | 82
P93HEKKN | Eaton (formerly Cooper Lighting) | Metalux | 4BCLED-LD4-40SL-F-[ALL VOLTAGES]-[ALL OPTIONS]-[ALL EMERGENCY OPTIONS]-L840-[DRIVER TYPES INCLUDE CD1 AND 5LTD1]-[ALL OPTIONS]-U | Indoor Luminaires | Linear Ambient | Direct Linear Ambient Luminaires | Standard | FALSE | [9 empty] | 42324 |  |  | No |  | 3 | 4097.73 | 97.565 | 42 | 10.2 | 0.99 | 4000 | 82
PMFECK9G | Eaton (formerly Cooper Lighting) | Metalux | 4BCLED-LD4-48HL-F-[ALL VOLTAGES]-[ALL OPTIONS]-[ALL EMERGENCY OPTIONS]-L840-SD1-[ALL OPTIONS]-U | Indoor Luminaires | Linear Ambient | Direct Linear Ambient Luminaires | Standard | FALSE | [9 empty] | 42324 |  |  | No |  | 3 | 4908.033 | 94.9895 | 51.6692 | 10.1392 | 0.99329 | 4000 | 82
P3Y81H4W | Eaton (formerly Cooper Lighting) | Metalux | 4BCLED-LD4-44HL-F-[ALL VOLTAGES]-[ALL OPTIONS]-[ALL EMERGENCY OPTIONS]-L840-[DRIVER TYPES INCLUDE CD1 AND 5LTD1]-[ALL OPTIONS]-U | Indoor Luminaires | Linear Ambient | Direct Linear Ambient Luminaires | Standard | FALSE | [9 empty] | 42324 |  |  | No |  | 3 | 4530.097 | 97.8423 | 46.3 | 9.75 | 0.9915 | 4000 | 82
PHHJM1YE | Eaton (formerly Cooper Lighting) | Metalux | 2BCLED-LD4-24HL-F-[ALL VOLTAGES]-[ALL OPTIONS]-L840-CD1-[ALL OPTIONS]-U | Indoor Luminaires | Linear Ambient | Direct Linear Ambient Luminaires | Standard | FALSE | [9 empty] | 42324 |  |  | No |  | 3 | 2496 | 104 | 24 | 8.8 | 0.991 | 4000 | 82
PZ2K52E9 | Eaton (formerly Cooper Lighting) | Metalux | 4BCLED-LD4-20SL-F-[ALL VOLTAGES]-[ALL OPTIONS]-[ALL EMERGENCY OPTIONS]-L840-CD1-[ALL OPTIONS]-U | Indoor Luminaires | Linear Ambient | Direct Linear Ambient Luminaires | Standard | FALSE | [9 empty] | 42324 |  |  | No |  | 3 | 2103 | 96.0274 | 21.9 | 7.7 | 0.991 | 4000 | 82
P1QARWEE | Eaton (formerly Cooper Lighting) | Metalux | 4BCLED-LD4-28SL-F-[ALL VOLTAGES]-[ALL OPTIONS]-[ALL EMERGENCY OPTIONS]-L840-CD1-[ALL OPTIONS]-U | Indoor Luminaires | Linear Ambient | Direct Linear Ambient Luminaires | Standard | FALSE | [9 empty] | 42324 |  |  | No |  | 3 | 2859 | 95.6187 | 29.9 | 7.3 | 0.994 | 4000 | 82
PTQPX8GF | Eaton (formerly Cooper Lighting) | Metalux | 2BCLED-LD4-20SL-F-[ALL VOLTAGES]-[ALL OPTIONS]-L840-CD1-[ALL OPTIONS]-U | Indoor Luminaires | Linear Ambient | Direct Linear Ambient Luminaires | Standard | FALSE | [9 empty] | 42324 |  |  | No |  | 3 | 2043 | 92.027 | 22.2 | 7.3 | 0.992 | 4000 | 82
PQ87KZ8A | Eaton (formerly Cooper Lighting) | Metalux | 2BCLED-LD4-28HL-F-[ALL VOLTAGES]-[ALL OPTIONS]-L840-CD1-[ALL OPTIONS]-U | Indoor Luminaires | Linear Ambient | Direct Linear Ambient Luminaires | Standard | FALSE | [9 empty] | 42324 |  |  | No |  | 3 | 2886 | 102.3404 | 28.2 | 7.1 | 0.99 | 4000 | 82
PJAE6QT6 | Eaton (formerly Cooper Lighting) | Metalux | 4BCLED-LD4-32SL-F-[ALL VOLTAGES]-[ALL OPTIONS]-[ALL EMERGENCY OPTIONS]-L840-CD1-[ALL OPTIONS]-U | Indoor Luminaires | Linear Ambient | Direct Linear Ambient Luminaires | Standard | FALSE | [9 empty] | 42324 |  |  | No |  | 3 | 3257 | 102.4214 | 31.8 | 6.8 | 0.99 | 4000 | 82
P1UC8C1S | Eaton (formerly Cooper Lighting) | Metalux | 4BCLED-LD4-36SL-F-[ALL VOLTAGES]-[ALL OPTIONS]-[ALL EMERGENCY OPTIONS]-L835-SD1-[ALL OPTIONS]-U | Indoor Luminaires | Linear Ambient | Direct Linear Ambient Luminaires | Standard | FALSE | [9 empty] | 42324 |  |  | No |  | 3 | 3597 | 95.1587 | 37.8 | 13.1 | 0.989 | 3500 | 82
PP4APUF1 | Eaton (formerly Cooper Lighting) | Metalux | 4BCLED-LD4-40SL-F-[ALL VOLTAGES]-[ALL OPTIONS]-[ALL EMERGENCY OPTIONS]-L835-SD1-[ALL OPTIONS]-U | Indoor Luminaires | Linear Ambient | Direct Linear Ambient Luminaires | Standard | FALSE | [9 empty] | 42324 |  |  | No |  | 3 | 3990 | 93.25 | 42.7882 | 12.1802 | 0.99103 | 3500 | 82
PBZBXYBD | Eaton (formerly Cooper Lighting) | Metalux | 4BCLED-LD4-36SL-F-[ALL VOLTAGES]-[ALL OPTIONS]-[ALL EMERGENCY OPTIONS]-L835-[DRIVER TYPES INCLUDE CD1 AND 5LTD1]-[ALL OPTIONS]-U | Indoor Luminaires | Linear Ambient | Direct Linear Ambient Luminaires | Standard | FALSE | [9 empty] | 42324 |  |  | No |  | 3 | 3597 | 97.4797 | 36.9 | 11.3 | 0.987 | 3500 | 82
PSAGTBNH | Eaton (formerly Cooper Lighting) | Metalux | 2BCLED-LD4-16SL-F-[ALL VOLTAGES]-[ALL OPTIONS]-L835-CD1-[ALL OPTIONS]-U | Indoor Luminaires | Linear Ambient | Direct Linear Ambient Luminaires | Standard | FALSE | [9 empty] | 42324 |  |  | No |  | 3 | 1606 | 88.7293 | 18.1 | 10.8 | 0.989 | 3500 | 82
PMAWFSYH | Eaton (formerly Cooper Lighting) | Metalux | 4BCLED-LD4-44HL-F-[ALL VOLTAGES]-[ALL OPTIONS]-[ALL EMERGENCY OPTIONS]-L835-SD1-[ALL OPTIONS]-U | Indoor Luminaires | Linear Ambient | Direct Linear Ambient Luminaires | Standard | FALSE | [9 empty] | 42324 |  |  | No |  | 3 | 4411 | 94.3506 | 46.7511 | 10.7125 | 0.99262 | 3500 | 82
PM3ABWN3 | Eaton (formerly Cooper Lighting) | Metalux | 4BCLED-LD4-48HL-F-[ALL VOLTAGES]-[ALL OPTIONS]-[ALL EMERGENCY OPTIONS]-L835-[DRIVER TYPES INCLUDE CD1 AND 5LTD1]-[ALL OPTIONS]-U | Indoor Luminaires | Linear Ambient | Direct Linear Ambient Luminaires | Standard | FALSE | [9 empty] | 42324 |  |  | No |  | 3 | 4779 | 93.7059 | 51 | 10.5 | 0.993 | 3500 | 82
P1D544S7 | Eaton (formerly Cooper Lighting) | Metalux | 4BCLED-LD4-40SL-F-[ALL VOLTAGES]-[ALL OPTIONS]-[ALL EMERGENCY OPTIONS]-L835-[DRIVER TYPES INCLUDE CD1 AND 5LTD1]-[ALL OPTIONS]-U | Indoor Luminaires | Linear Ambient | Direct Linear Ambient Luminaires | Standard | FALSE | [9 empty] | 42324 |  |  | No |  | 3 | 3990 | 95 | 42 | 10.2 | 0.99 | 3500 | 82
PZW8BCN1 | Eaton (formerly Cooper Lighting) | Metalux | 4BCLED-LD4-48HL-F-[ALL VOLTAGES]-[ALL OPTIONS]-[ALL EMERGENCY OPTIONS]-L835-SD1-[ALL OPTIONS]-U | Indoor Luminaires | Linear Ambient | Direct Linear Ambient Luminaires | Standard | FALSE | [9 empty] | 42324 |  |  | No |  | 3 | 4779 | 92.4922 | 51.6692 | 10.1392 | 0.99329 | 3500 | 82
PH1PYRSM | Eaton (formerly Cooper Lighting) | Metalux | 4BCLED-LD4-44HL-F-[ALL VOLTAGES]-[ALL OPTIONS]-[ALL EMERGENCY OPTIONS]-L835-[DRIVER TYPES INCLUDE CD1 AND 5LTD1]-[ALL OPTIONS]-U | Indoor Luminaires | Linear Ambient | Direct Linear Ambient Luminaires | Standard | FALSE | [9 empty] | 42324 |  |  | No |  | 3 | 4411 | 95.27 | 46.3 | 9.75 | 0.9915 | 3500 | 82
PK3V3XJH | Eaton (formerly Cooper Lighting) | Metalux | 2BCLED-LD4-24HL-F-[ALL VOLTAGES]-[ALL OPTIONS]-L835-CD1-[ALL OPTIONS]-U | Indoor Luminaires | Linear Ambient | Direct Linear Ambient Luminaires | Standard | FALSE | [9 empty] | 42324 |  |  | No |  | 3 | 2430 | 101.25 | 24 | 8.8 | 0.991 | 3500 | 82
PFEKHUAP | Eaton (formerly Cooper Lighting) | Metalux | 4BCLED-LD4-20SL-F-[ALL VOLTAGES]-[ALL OPTIONS]-[ALL EMERGENCY OPTIONS]-L835-CD1-[ALL OPTIONS]-U | Indoor Luminaires | Linear Ambient | Direct Linear Ambient Luminaires | Standard | FALSE | [9 empty] | 42324 |  |  | No |  | 3 | 2048 | 93.516 | 21.9 | 7.7 | 0.991 | 3500 | 82
PKNAA1E4 | Eaton (formerly Cooper Lighting) | Metalux | 4BCLED-LD4-28SL-F-[ALL VOLTAGES]-[ALL OPTIONS]-[ALL EMERGENCY OPTIONS]-L835-CD1-[ALL OPTIONS]-U | Indoor Luminaires | Linear Ambient | Direct Linear Ambient Luminaires | Standard | FALSE | [9 empty] | 42324 |  |  | No |  | 3 | 2784 | 93.1104 | 29.9 | 7.3 | 0.994 | 3500 | 82
PMSTR4CQ | Eaton (formerly Cooper Lighting) | Metalux | 2BCLED-LD4-20SL-F-[ALL VOLTAGES]-[ALL OPTIONS]-L835-CD1-[ALL OPTIONS]-U | Indoor Luminaires | Linear Ambient | Direct Linear Ambient Luminaires | Standard | FALSE | [9 empty] | 42324 |  |  | No |  | 3 | 1989 | 89.5946 | 22.2 | 7.3 | 0.992 | 3500 | 82
PMG7FVMR | Eaton (formerly Cooper Lighting) | Metalux | 2BCLED-LD4-28HL-F-[ALL VOLTAGES]-[ALL OPTIONS]-L835-CD1-[ALL OPTIONS]-U | Indoor Luminaires | Linear Ambient | Direct Linear Ambient Luminaires | Standard | FALSE | [9 empty] | 42324 |  |  | No |  | 3 | 2810 | 99.6454 | 28.2 | 7.1 | 0.99 | 3500 | 82
PFWR73BD | Eaton (formerly Cooper Lighting) | Metalux | 4BCLED-LD4-32SL-F-[ALL VOLTAGES]-[ALL OPTIONS]-[ALL EMERGENCY OPTIONS]-L835-CD1-[ALL OPTIONS]-U | Indoor Luminaires | Linear Ambient | Direct Linear Ambient Luminaires | Standard | FALSE | [9 empty] | 42324 |  |  | No |  | 3 | 3171 | 99.717 | 31.8 | 6.8 | 0.99 | 3500 | 82
PMJPFA4S | Eaton (formerly Cooper Lighting) | Metalux | 4BCLED-LD4-36SL-F-[ALL VOLTAGES]-[ALL OPTIONS]-[ALL EMERGENCY OPTIONS]-L830-SD1-[ALL OPTIONS]-U | Indoor Luminaires | Linear Ambient | Direct Linear Ambient Luminaires | Standard | FALSE | [9 empty] | 42324 |  |  | No |  | 3 | 3493 | 92.4074 | 37.8 | 13.1 | 0.989 | 3000 | 82
PMDH2R2B | Eaton (formerly Cooper Lighting) | Metalux | 4BCLED-LD4-40SL-F-[ALL VOLTAGES]-[ALL OPTIONS]-[ALL EMERGENCY OPTIONS]-L830-SD1-[ALL OPTIONS]-U | Indoor Luminaires | Linear Ambient | Direct Linear Ambient Luminaires | Standard | FALSE | [9 empty] | 42324 |  |  | No |  | 3 | 3874.29 | 90.5458 | 42.7882 | 12.1802 | 0.99103 | 3000 | 82
P2KG36U8 | Eaton (formerly Cooper Lighting) | Metalux | 4BCLED-LD4-36SL-F-[ALL VOLTAGES]-[ALL OPTIONS]-[ALL EMERGENCY OPTIONS]-L830-[DRIVER TYPES INCLUDE CD1 AND 5LTD1]-[ALL OPTIONS]-U | Indoor Luminaires | Linear Ambient | Direct Linear Ambient Luminaires | Standard | FALSE | [9 empty] | 42324 |  |  | No |  | 3 | 3493 | 94.6612 | 36.9 | 11.3 | 0.987 | 3000 | 82
PVBBZ2AG | Eaton (formerly Cooper Lighting) | Metalux | 2BCLED-LD4-16SL-F-[ALL VOLTAGES]-[ALL OPTIONS]-L830-CD1-[ALL OPTIONS]-U | Indoor Luminaires | Linear Ambient | Direct Linear Ambient Luminaires | Standard | FALSE | [9 empty] | 42324 |  |  | No |  | 3 | 1559 | 86.1326 | 18.1 | 10.8 | 0.989 | 3000 | 82
PVPVZJ79 | Eaton (formerly Cooper Lighting) | Metalux | 4BCLED-LD4-44HL-F-[ALL VOLTAGES]-[ALL OPTIONS]-[ALL EMERGENCY OPTIONS]-L830-SD1-[ALL OPTIONS]-U | Indoor Luminaires | Linear Ambient | Direct Linear Ambient Luminaires | Standard | FALSE | [9 empty] | 42324 |  |  | No |  | 3 | 4283.081 | 91.6145 | 46.7511 | 10.7125 | 0.99262 | 3000 | 82
PPYRAPPJ | Eaton (formerly Cooper Lighting) | Metalux | 4BCLED-LD4-48HL-F-[ALL VOLTAGES]-[ALL OPTIONS]-[ALL EMERGENCY OPTIONS]-L830-[DRIVER TYPES INCLUDE CD1 AND 5LTD1]-[ALL OPTIONS]-U | Indoor Luminaires | Linear Ambient | Direct Linear Ambient Luminaires | Standard | FALSE | [9 empty] | 42324 |  |  | No |  | 3 | 4640.409 | 90.9884 | 51 | 10.5 | 0.993 | 3000 | 82
PNB23HWG | Eaton (formerly Cooper Lighting) | Metalux | 4BCLED-LD4-40SL-F-[ALL VOLTAGES]-[ALL OPTIONS]-[ALL EMERGENCY OPTIONS]-L830-[DRIVER TYPES INCLUDE CD1 AND 5LTD1]-[ALL OPTIONS]-U | Indoor Luminaires | Linear Ambient | Direct Linear Ambient Luminaires | Standard | FALSE | [9 empty] | 42324 |  |  | No |  | 3 | 3874.29 | 92.245 | 42 | 10.2 | 0.99 | 3000 | 82
PV2FX22R | Eaton (formerly Cooper Lighting) | Metalux | 4BCLED-LD4-48HL-F-[ALL VOLTAGES]-[ALL OPTIONS]-[ALL EMERGENCY OPTIONS]-L830-SD1-[ALL OPTIONS]-U | Indoor Luminaires | Linear Ambient | Direct Linear Ambient Luminaires | Standard | FALSE | [9 empty] | 42324 |  |  | No |  | 3 | 4640.409 | 89.8099 | 51.6692 | 10.1392 | 0.99329 | 3000 | 82
P2MQFTJV | Eaton (formerly Cooper Lighting) | Metalux | 4BCLED-LD4-44HL-F-[ALL VOLTAGES]-[ALL OPTIONS]-[ALL EMERGENCY OPTIONS]-L830-[DRIVER TYPES INCLUDE CD1 AND 5LTD1]-[ALL OPTIONS]-U | Indoor Luminaires | Linear Ambient | Direct Linear Ambient Luminaires | Standard | FALSE | [9 empty] | 42324 |  |  | No |  | 3 | 4283.081 | 92.5071 | 46.3 | 9.75 | 0.9915 | 3000 | 82
P6P5TEVV | Eaton (formerly Cooper Lighting) | Metalux | 2BCLED-LD4-24HL-F-[ALL VOLTAGES]-[ALL OPTIONS]-L830-CD1-[ALL OPTIONS]-U | Indoor Luminaires | Linear Ambient | Direct Linear Ambient Luminaires | Standard | FALSE | [9 empty] | 42324 |  |  | No |  | 3 | 2360 | 98.3333 | 24 | 8.8 | 0.991 | 3000 | 82
PZ7XG4GK | Eaton (formerly Cooper Lighting) | Metalux | 4BCLED-LD4-20SL-F-[ALL VOLTAGES]-[ALL OPTIONS]-[ALL EMERGENCY OPTIONS]-L830-CD1-[ALL OPTIONS]-U | Indoor Luminaires | Linear Ambient | Direct Linear Ambient Luminaires | Standard | FALSE | [9 empty] | 42324 |  |  | No |  | 3 | 1989 | 90.8219 | 21.9 | 7.7 | 0.991 | 3000 | 82
PVYXC723 | Eaton (formerly Cooper Lighting) | Metalux | 4BCLED-LD4-28SL-F-[ALL VOLTAGES]-[ALL OPTIONS]-[ALL EMERGENCY OPTIONS]-L830-CD1-[ALL OPTIONS]-U | Indoor Luminaires | Linear Ambient | Direct Linear Ambient Luminaires | Standard | FALSE | [9 empty] | 42324 |  |  | No |  | 3 | 2703 | 90.4013 | 29.9 | 7.3 | 0.994 | 3000 | 82
PN43QRJT | Eaton (formerly Cooper Lighting) | Metalux | 2BCLED-LD4-20SL-F-[ALL VOLTAGES]-[ALL OPTIONS]-L830-CD1-[ALL OPTIONS]-U | Indoor Luminaires | Linear Ambient | Direct Linear Ambient Luminaires | Standard | FALSE | [9 empty] | 42324 |  |  | No |  | 3 | 1931 | 86.982 | 22.2 | 7.3 | 0.992 | 3000 | 82
PTYCHJ3Q | Eaton (formerly Cooper Lighting) | Metalux | 2BCLED-LD4-28HL-F-[ALL VOLTAGES]-[ALL OPTIONS]-L830-CD1-[ALL OPTIONS]-U | Indoor Luminaires | Linear Ambient | Direct Linear Ambient Luminaires | Standard | FALSE | [9 empty] | 42324 |  |  | No |  | 3 | 2729 | 96.773 | 28.2 | 7.1 | 0.99 | 3000 | 82
PCW7AKC1 | Eaton (formerly Cooper Lighting) | Metalux | 4BCLED-LD4-32SL-F-[ALL VOLTAGES]-[ALL OPTIONS]-[ALL EMERGENCY OPTIONS]-L830-CD1-[ALL OPTIONS]-U | Indoor Luminaires | Linear Ambient | Direct Linear Ambient Luminaires | Standard | FALSE | [9 empty] | 42324 |  |  | No |  | 3 | 3079 | 96.8239 | 31.8 | 6.8 | 0.99 | 3000 | 82
P4SS9SS7 | Hubbell Lighting | Alera | LP7-OA-4-30VL-100-[CM WM]-E | Indoor Luminaires | Linear Ambient | Direct Linear Ambient Luminaires | Standard | TRUE | 6416 | 90 | 71.4 | 11.2 | 0.98 | 3116 | 84 | 5 | 100000 | 42321 |  |  | No |  | 3 | 6041 | 84.6078 | 71.4 | 11.2 | 0.98 | 3116 | 84
PTKNBHBG | Hubbell Lighting | Alera | LP7-OA-4-35HL-100-[CM WM]-E | Indoor Luminaires | Linear Ambient | Direct Linear Ambient Luminaires | Standard | TRUE | 4595 | 88.5 | 51.9 | 9.4 | 0.95 | 3506 | 85 | 5 | 100000 | 42321 |  |  | No |  | 3 | 4595 | 88.5356 | 51.9 | 9.9 | 0.98 | 3506 | 85
PM9UTF9W | Hubbell Lighting | Alera | LP7-OA-4-35ML-80-[CM WM]-E | Indoor Luminaires | Linear Ambient | Direct Linear Ambient Luminaires | Standard | TRUE | 3988 | 97.3 | 41 | 9.4 | 0.95 | 3506 | 85 | 5 | 100000 | 42321 |  |  | No |  | 3 | 3988 | 90.6364 | 44 | 9.9 | 0.98 | 3506 | 85
PU16RB3U | Hubbell Lighting | Alera | LP7-OA-4-35LW-100-[CM WM]-E | Indoor Luminaires | Linear Ambient | Direct Linear Ambient Luminaires | Standard | TRUE | 2834 | 101.2 | 28 | 9.4 | 0.95 | 3506 | 85 | 5 | 100000 | 42321 |  |  | No |  | 3 | 2528 | 92.9412 | 27.2 | 9.9 | 0.98 | 3506 | 85
PDWJXNRR | Hubbell Lighting | Alera | LP7-OA-4-35LW-60-[CM WM]-E | Indoor Luminaires | Linear Ambient | Linear Ambient Luminaires w/ Indirect component | Standard | TRUE | 3001 | 108.7 | 27.6 | 8.6 | 0.95 | 3500 | 85 | 5 | 100000 | 42321 |  |  | No |  | 3 | 2752 | 101.1765 | 27.2 | 9.9 | 0.98 | 3506 | 85
P3R54M81 | Hubbell Lighting | Alera | LP7-OA-8-40VL-[CM WM]-E | Indoor Luminaires | Linear Ambient | Linear Ambient Luminaires w/ Indirect component | Standard | FALSE | [9 empty] | 42321 |  |  | No |  | 3 | 15066 | 105.4747 | 142.84 | 10.3 | 0.98 | 4106 | 85.3
P72P52P9 | Hubbell Lighting | Alera | LP7-OA-8-40VL-40-[CM WM]-E | Indoor Luminaires | Linear Ambient | Linear Ambient Luminaires w/ Indirect component | Standard | FALSE | [9 empty] | 42321 |  |  | No |  | 3 | 14460 | 101.2322 | 142.84 | 10.3 | 0.98 | 4106 | 85.3
PNQFMK1R | Hubbell Lighting | Alera | LP7-OA-8-40VL-60-[CM WM]-E | Indoor Luminaires | Linear Ambient | Linear Ambient Luminaires w/ Indirect component | Standard | FALSE | [9 empty] | 42321 |  |  | No |  | 3 | 14170 | 99.2019 | 142.84 | 10.3 | 0.98 | 4106 | 85.3
PE6S9BVF | Hubbell Lighting | Alera | LP7-OA-8-40VL-100-[CM WM]-E | Indoor Luminaires | Linear Ambient | Direct Linear Ambient Luminaires | Standard | FALSE | [9 empty] | 42321 |  |  | No |  | 3 | 13014 | 91.519 | 142.2 | 10.3 | 0.981 | 4106 | 85.3
P4Y8YWBP | Hubbell Lighting | Alera | LP7-OA-8-40HL-[CM WM]-E | Indoor Luminaires | Linear Ambient | Linear Ambient Luminaires w/ Indirect component | Standard | FALSE | [9 empty] | 42321 |  |  | No |  | 3 | 11880 | 111.4447 | 106.6 | 10.3 | 0.98 | 4106 | 85.3
PFG3SQMV | Hubbell Lighting | Alera | LP7-OA-8-40HL-40-[CM WM]-E | Indoor Luminaires | Linear Ambient | Linear Ambient Luminaires w/ Indirect component | Standard | FALSE | [9 empty] | 42321 |  |  | No |  | 3 | 11578 | 111.3269 | 104 | 10.3 | 0.98 | 4106 | 85.3
PEQSJKE9 | Hubbell Lighting | Alera | LP7-OA-8-40HL-60-[CM WM]-E | Indoor Luminaires | Linear Ambient | Linear Ambient Luminaires w/ Indirect component | Standard | FALSE | [9 empty] | 42321 |  |  | No |  | 3 | 11334 | 111.1176 | 102 | 10.3 | 0.98 | 4106 | 85.3
PYA5F3PC | Hubbell Lighting | Alera | LP7-OA-8-40HL-100-[CM WM]-E | Indoor Luminaires | Linear Ambient | Direct Linear Ambient Luminaires | Standard | FALSE | [9 empty] | 42321 |  |  | No |  | 3 | 10336 | 99.5761 | 103.8 | 10.3 | 0.98 | 4106 | 85.3
PUH95HSB | Hubbell Lighting | Alera | LP7-OA-8-40ML-[CM WM]-E | Indoor Luminaires | Linear Ambient | Linear Ambient Luminaires w/ Indirect component | Standard | FALSE | [9 empty] | 42321 |  |  | No |  | 3 | 10178 | 115.6591 | 88 | 10.3 | 0.98 | 4106 | 85.3
PZP8CHQA | Hubbell Lighting | Alera | LP7-OA-8-40HL-80-[CM WM]-E | Indoor Luminaires | Linear Ambient | Direct Linear Ambient Luminaires | Standard | FALSE | [9 empty] | 42321 |  |  | No |  | 3 | 10044 | 106.8511 | 94 | 10.3 | 0.98 | 4106 | 85.3
PNKWKVQK | Hubbell Lighting | Alera | LP7-OA-8-40ML-40-[CM WM]-E | Indoor Luminaires | Linear Ambient | Linear Ambient Luminaires w/ Indirect component | Standard | FALSE | [9 empty] | 42321 |  |  | No |  | 3 | 9768 | 113.5814 | 86 | 10.3 | 0.98 | 4106 | 85.3
PXQM616E | Hubbell Lighting | Alera | LP7-OA-8-40ML-60-[CM WM]-E | Indoor Luminaires | Linear Ambient | Linear Ambient Luminaires w/ Indirect component | Standard | FALSE | [9 empty] | 42321 |  |  | No |  | 3 | 9572 | 113.9524 | 84 | 10.3 | 0.98 | 4106 | 85.3
PY4186HZ | Hubbell Lighting | Alera | LP7-OA-8-40ML-80-[CM WM]-E | Indoor Luminaires | Linear Ambient | Direct Linear Ambient Luminaires | Standard | FALSE | [9 empty] | 42321 |  |  | No |  | 3 | 8972 | 101.9545 | 88 | 10.3 | 0.98 | 4106 | 85.3
PV43AB3Q | Hubbell Lighting | Alera | LP7-OA-8-40ML-100-[CM WM]-E | Indoor Luminaires | Linear Ambient | Direct Linear Ambient Luminaires | Standard | FALSE | [9 empty] | 42321 |  |  | No |  | 3 | 8792 | 103.1925 | 85.2 | 10.3 | 0.98 | 4106 | 85.3
PP24PDQB | Hubbell Lighting | Alera | LP7-OA-4-40VL-[CM WM]-E | Indoor Luminaires | Linear Ambient | Linear Ambient Luminaires w/ Indirect component | Standard | FALSE | [9 empty] | 42321 |  |  | No |  | 3 | 7533 | 105.4747 | 71.42 | 10.3 | 0.98 | 4106 | 85.3
PE5YZ9BJ | Hubbell Lighting | Alera | LP7-OA-4-40VL-40-[CM WM]-E | Indoor Luminaires | Linear Ambient | Linear Ambient Luminaires w/ Indirect component | Standard | FALSE | [9 empty] | 42321 |  |  | No |  | 3 | 7230 | 101.2322 | 71.42 | 10.3 | 0.98 | 4106 | 85.3
P9GS8A9Q | Hubbell Lighting | Alera | LP7-OA-4-40VL-60-[CM WM]-E | Indoor Luminaires | Linear Ambient | Linear Ambient Luminaires w/ Indirect component | Standard | FALSE | [9 empty] | 42321 |  |  | No |  | 3 | 7085 | 99.2019 | 71.42 | 10.3 | 0.98 | 4106 | 85.3
PRXR4GEJ | Hubbell Lighting | Alera | LP7-OA-8-40LW-[CM WM]-E | Indoor Luminaires | Linear Ambient | Linear Ambient Luminaires w/ Indirect component | Standard | FALSE | [9 empty] | 42321 |  |  | No |  | 3 | 6818 | 119.1958 | 57.2 | 10.3 | 0.98 | 4106 | 85.3
PUMBA7Y5 | Hubbell Lighting | Alera | LP7-OA-4-40VL-100-[CM WM]-E | Indoor Luminaires | Linear Ambient | Direct Linear Ambient Luminaires | Standard | FALSE | [9 empty] | 42321 |  |  | No |  | 3 | 6507 | 91.519 | 71.1 | 10.3 | 0.981 | 4106 | 85.3
PK9NB6EG | Hubbell Lighting | Alera | LP7-OA-8-40LW-40-[CM WM]-E | Indoor Luminaires | Linear Ambient | Linear Ambient Luminaires w/ Indirect component | Standard | FALSE | [9 empty] | 42321 |  |  | No |  | 3 | 6296 | 114.058 | 55.2 | 10.3 | 0.98 | 4106 | 85.3
PBNS1NTP | Hubbell Lighting | Alera | LP7-OA-8-40LW-60-[CM WM]-E | Indoor Luminaires | Linear Ambient | Linear Ambient Luminaires w/ Indirect component | Standard | FALSE | [9 empty] | 42321 |  |  | No |  | 3 | 6192 | 113.8235 | 54.4 | 10.3 | 0.98 | 4106 | 85.3
P4GKA9TE | Hubbell Lighting | Alera | LP7-OA-4-40HL-[CM WM]-E | Indoor Luminaires | Linear Ambient | Linear Ambient Luminaires w/ Indirect component | Standard | FALSE | [9 empty] | 42321 |  |  | No |  | 3 | 5940 | 111.4447 | 53.3 | 10.3 | 0.98 | 4106 | 85.3
PP9U1Q8N | Hubbell Lighting | Alera | LP7-OA-4-40HL-40-[CM WM]-E | Indoor Luminaires | Linear Ambient | Linear Ambient Luminaires w/ Indirect component | Standard | FALSE | [9 empty] | 42321 |  |  | No |  | 3 | 5789 | 111.3269 | 52 | 10.3 | 0.98 | 4106 | 85.3
PZNXB2VT | Hubbell Lighting | Alera | LP7-OA-8-40LW-100-[CM WM]-E | Indoor Luminaires | Linear Ambient | Direct Linear Ambient Luminaires | Standard | FALSE | [9 empty] | 42321 |  |  | No |  | 3 | 5686 | 104.5221 | 54.4 | 10.3 | 0.98 | 4106 | 85.3
PF2CZGJE | Hubbell Lighting | Alera | LP7-OA-4-40HL-60-[CM WM]-E | Indoor Luminaires | Linear Ambient | Linear Ambient Luminaires w/ Indirect component | Standard | FALSE | [9 empty] | 42321 |  |  | No |  | 3 | 5667 | 111.1176 | 51 | 10.3 | 0.98 | 4106 | 85.3
PRZD5FFP | Hubbell Lighting | Alera | LP7-OA-4-40HL-100-[CM WM]-E | Indoor Luminaires | Linear Ambient | Direct Linear Ambient Luminaires | Standard | FALSE | [9 empty] | 42321 |  |  | No |  | 3 | 5168 | 99.5761 | 51.9 | 10.3 | 0.98 | 4106 | 85.3
PAE55KE3 | Hubbell Lighting | Alera | LP7-OA-4-40ML-[CM WM]-E | Indoor Luminaires | Linear Ambient | Linear Ambient Luminaires w/ Indirect component | Standard | FALSE | [9 empty] | 42321 |  |  | No |  | 3 | 5089 | 115.6591 | 44 | 10.3 | 0.98 | 4106 | 85.3
P5P3T9AX | Hubbell Lighting | Alera | LP7-OA-4-40HL-80-[CM WM]-E | Indoor Luminaires | Linear Ambient | Direct Linear Ambient Luminaires | Standard | FALSE | [9 empty] | 42321 |  |  | No |  | 3 | 5022 | 106.8511 | 47 | 10.3 | 0.98 | 4106 | 85.3
PNC4TPWR | Hubbell Lighting | Alera | LP7-OA-4-40ML-40-[CM WM]-E | Indoor Luminaires | Linear Ambient | Linear Ambient Luminaires w/ Indirect component | Standard | FALSE | [9 empty] | 42321 |  |  | No |  | 3 | 4884 | 113.5814 | 43 | 10.3 | 0.98 | 4106 | 85.3
P19ACJQX | Hubbell Lighting | Alera | LP7-OA-4-40ML-60-[CM WM]-E | Indoor Luminaires | Linear Ambient | Linear Ambient Luminaires w/ Indirect component | Standard | FALSE | [9 empty] | 42321 |  |  | No |  | 3 | 4786 | 113.9524 | 42 | 10.3 | 0.98 | 4106 | 85.3
PG514UJE | Hubbell Lighting | Alera | LP7-OA-4-40ML-80-[CM WM]-E | Indoor Luminaires | Linear Ambient | Direct Linear Ambient Luminaires | Standard | FALSE | [9 empty] | 42321 |  |  | No |  | 3 | 4486 | 101.9545 | 44 | 10.3 | 0.98 | 4106 | 85.3
PBTW49JU | Hubbell Lighting | Alera | LP7-OA-4-40ML-100-[CM WM]-E | Indoor Luminaires | Linear Ambient | Direct Linear Ambient Luminaires | Standard | FALSE | [9 empty] | 42321 |  |  | No |  | 3 | 4396 | 103.1925 | 42.6 | 10.3 | 0.98 | 4106 | 85.3
P73M2266 | Hubbell Lighting | Alera | LP7-OA-4-40LW-[CM WM]-E | Indoor Luminaires | Linear Ambient | Linear Ambient Luminaires w/ Indirect component | Standard | FALSE | [9 empty] | 42321 |  |  | No |  | 3 | 3409 | 119.1958 | 28.6 | 10.3 | 0.98 | 4106 | 85.3
PDPBCKWX | Hubbell Lighting | Alera | LP7-OA-4-40LW-40-[CM WM]-E | Indoor Luminaires | Linear Ambient | Linear Ambient Luminaires w/ Indirect component | Standard | FALSE | [9 empty] | 42321 |  |  | No |  | 3 | 3148 | 114.058 | 27.6 | 10.3 | 0.98 | 4106 | 85.3
PUF3U9JC | Hubbell Lighting | Alera | LP7-OA-4-40LW-60-[CM WM]-E | Indoor Luminaires | Linear Ambient | Linear Ambient Luminaires w/ Indirect component | Standard | FALSE | [9 empty] | 42321 |  |  | No |  | 3 | 3096 | 113.8235 | 27.2 | 10.3 | 0.98 | 4106 | 85.3
P32WQK33 | Hubbell Lighting | Alera | LP7-OA-4-40LW-100-[CM WM]-E | Indoor Luminaires | Linear Ambient | Direct Linear Ambient Luminaires | Standard | FALSE | [9 empty] | 42321 |  |  | No |  | 3 | 2843 | 104.5221 | 27.2 | 10.3 | 0.98 | 4106 | 85.3
PB67ZNZY | Hubbell Lighting | Alera | LP7-OA-8-40VL-[CM WM]-ED | Indoor Luminaires | Linear Ambient | Linear Ambient Luminaires w/ Indirect component | Standard | FALSE | [9 empty] | 42321 |  |  | No |  | 3 | 15066 | 105.4747 | 142.84 | 10.3 | 0.98 | 4106 | 85.3
PQ5KK3MJ | Hubbell Lighting | Alera | LP7-OA-8-40VL-40-[CM WM]-ED | Indoor Luminaires | Linear Ambient | Linear Ambient Luminaires w/ Indirect component | Standard | FALSE | [9 empty] | 42321 |  |  | No |  | 3 | 14460 | 101.2322 | 142.84 | 10.3 | 0.98 | 4106 | 85.3
P5T8F5PS | Hubbell Lighting | Alera | LP7-OA-8-40VL-60-[CM WM]-ED | Indoor Luminaires | Linear Ambient | Linear Ambient Luminaires w/ Indirect component | Standard | FALSE | [9 empty] | 42321 |  |  | No |  | 3 | 14170 | 99.2019 | 142.84 | 10.3 | 0.98 | 4106 | 85.3
PWKWGX4P | Hubbell Lighting | Alera | LP7-OA-8-40VL-100-[CM WM]-ED | Indoor Luminaires | Linear Ambient | Direct Linear Ambient Luminaires | Standard | FALSE | [9 empty] | 42321 |  |  | No |  | 3 | 13014 | 91.519 | 142.2 | 10.3 | 0.981 | 4106 | 85.3
PHW8GK3Z | Hubbell Lighting | Alera | LP7-OA-8-40HL-[CM WM]-ED | Indoor Luminaires | Linear Ambient | Linear Ambient Luminaires w/ Indirect component | Standard | FALSE | [9 empty] | 42321 |  |  | No |  | 3 | 11880 | 111.4447 | 106.6 | 10.3 | 0.98 | 4106 | 85.3
PATHM63R | Hubbell Lighting | Alera | LP7-OA-8-40HL-40-[CM WM]-ED | Indoor Luminaires | Linear Ambient | Linear Ambient Luminaires w/ Indirect component | Standard | FALSE | [9 empty] | 42321 |  |  | No |  | 3 | 11578 | 111.3269 | 104 | 10.3 | 0.98 | 4106 | 85.3
P65FWTA1 | Hubbell Lighting | Alera | LP7-OA-8-40HL-60-[CM WM]-ED | Indoor Luminaires | Linear Ambient | Linear Ambient Luminaires w/ Indirect component | Standard | FALSE | [9 empty] | 42321 |  |  | No |  | 3 | 11334 | 111.1176 | 102 | 10.3 | 0.98 | 4106 | 85.3
PVGST387 | Hubbell Lighting | Alera | LP7-OA-8-40HL-100-[CM WM]-ED | Indoor Luminaires | Linear Ambient | Direct Linear Ambient Luminaires | Standard | FALSE | [9 empty] | 42321 |  |  | No |  | 3 | 10336 | 99.5761 | 103.8 | 10.3 | 0.98 | 4106 | 85.3
P9264EWW | Hubbell Lighting | Alera | LP7-OA-8-40ML-[CM WM]-ED | Indoor Luminaires | Linear Ambient | Linear Ambient Luminaires w/ Indirect component | Standard | FALSE | [9 empty] | 42321 |  |  | No |  | 3 | 10178 | 115.6591 | 88 | 10.3 | 0.98 | 4106 | 85.3
PAQTQKTP | Hubbell Lighting | Alera | LP7-OA-8-40HL-80-[CM WM]-ED | Indoor Luminaires | Linear Ambient | Direct Linear Ambient Luminaires | Standard | FALSE | [9 empty] | 42321 |  |  | No |  | 3 | 10044 | 106.8511 | 94 | 10.3 | 0.98 | 4106 | 85.3
PCE1XPFN | Hubbell Lighting | Alera | LP7-OA-8-40ML-40-[CM WM]-ED | Indoor Luminaires | Linear Ambient | Linear Ambient Luminaires w/ Indirect component | Standard | FALSE | [9 empty] | 42321 |  |  | No |  | 3 | 9768 | 113.5814 | 86 | 10.3 | 0.98 | 4106 | 85.3
PDFKA3A9 | Hubbell Lighting | Alera | LP7-OA-8-40ML-60-[CM WM]-ED | Indoor Luminaires | Linear Ambient | Linear Ambient Luminaires w/ Indirect component | Standard | FALSE | [9 empty] | 42321 |  |  | No |  | 3 | 9572 | 113.9524 | 84 | 10.3 | 0.98 | 4106 | 85.3
P4N84FW4 | Hubbell Lighting | Alera | LP7-OA-8-40ML-80-[CM WM]-ED | Indoor Luminaires | Linear Ambient | Direct Linear Ambient Luminaires | Standard | FALSE | [9 empty] | 42321 |  |  | No |  | 3 | 8972 | 101.9545 | 88 | 10.3 | 0.98 | 4106 | 85.3
PBTN8N9S | Hubbell Lighting | Alera | LP7-OA-8-40ML-100-[CM WM]-ED | Indoor Luminaires | Linear Ambient | Direct Linear Ambient Luminaires | Standard | FALSE | [9 empty] | 42321 |  |  | No |  | 3 | 8792 | 103.1925 | 85.2 | 10.3 | 0.98 | 4106 | 85.3
PBJ61PPA | Hubbell Lighting | Alera | LP7-OA-4-40VL-[CM WM]-ED | Indoor Luminaires | Linear Ambient | Linear Ambient Luminaires w/ Indirect component | Standard | FALSE | [9 empty] | 42321 |  |  | No |  | 3 | 7533 | 105.4747 | 71.42 | 10.3 | 0.98 | 4106 | 85.3
PNSPMYXU | Hubbell Lighting | Alera | LP7-OA-4-40VL-40-[CM WM]-ED | Indoor Luminaires | Linear Ambient | Linear Ambient Luminaires w/ Indirect component | Standard | FALSE | [9 empty] | 42321 |  |  | No |  | 3 | 7230 | 101.2322 | 71.42 | 10.3 | 0.98 | 4106 | 85.3
PHNR1ENH | Hubbell Lighting | Alera | LP7-OA-4-40VL-60-[CM WM]-ED | Indoor Luminaires | Linear Ambient | Linear Ambient Luminaires w/ Indirect component | Standard | FALSE | [9 empty] | 42321 |  |  | No |  | 3 | 7085 | 99.2019 | 71.42 | 10.3 | 0.98 | 4106 | 85.3
PJ2Z4X26 | Hubbell Lighting | Alera | LP7-OA-8-40LW-[CM WM]-ED | Indoor Luminaires | Linear Ambient | Linear Ambient Luminaires w/ Indirect component | Standard | FALSE | [9 empty] | 42321 |  |  | No |  | 3 | 6818 | 119.1958 | 57.2 | 10.3 | 0.98 | 4106 | 85.3
PMHVW24E | Hubbell Lighting | Alera | LP7-OA-4-40VL-100-[CM WM]-ED | Indoor Luminaires | Linear Ambient | Direct Linear Ambient Luminaires | Standard | FALSE | [9 empty] | 42321 |  |  | No |  | 3 | 6507 | 91.519 | 71.1 | 10.3 | 0.981 | 4106 | 85.3
PD9MF4T7 | Hubbell Lighting | Alera | LP7-OA-8-40LW-40-[CM WM]-ED | Indoor Luminaires | Linear Ambient | Linear Ambient Luminaires w/ Indirect component | Standard | FALSE | [9 empty] | 42321 |  |  | No |  | 3 | 6296 | 114.058 | 55.2 | 10.3 | 0.98 | 4106 | 85.3
PFCZCA62 | Hubbell Lighting | Alera | LP7-OA-8-40LW-60-[CM WM]-ED | Indoor Luminaires | Linear Ambient | Linear Ambient Luminaires w/ Indirect component | Standard | FALSE | [9 empty] | 42321 |  |  | No |  | 3 | 6192 | 113.8235 | 54.4 | 10.3 | 0.98 | 4106 | 85.3
PSK54SR1 | Hubbell Lighting | Alera | LP7-OA-4-40HL-[CM WM]-ED | Indoor Luminaires | Linear Ambient | Linear Ambient Luminaires w/ Indirect component | Standard | FALSE | [9 empty] | 42321 |  |  | No |  | 3 | 5940 | 111.4447 | 53.3 | 10.3 | 0.98 | 4106 | 85.3
PK9GPT34 | Hubbell Lighting | Alera | LP7-OA-4-40HL-40-[CM WM]-ED | Indoor Luminaires | Linear Ambient | Linear Ambient Luminaires w/ Indirect component | Standard | FALSE | [9 empty] | 42321 |  |  | No |  | 3 | 5789 | 111.3269 | 52 | 10.3 | 0.98 | 4106 | 85.3
P17VCN44 | Hubbell Lighting | Alera | LP7-OA-8-40LW-100-[CM WM]-ED | Indoor Luminaires | Linear Ambient | Direct Linear Ambient Luminaires | Standard | FALSE | [9 empty] | 42321 |  |  | No |  | 3 | 5686 | 104.5221 | 54.4 | 10.3 | 0.98 | 4106 | 85.3
PW1HBZUR | Hubbell Lighting | Alera | LP7-OA-4-40HL-60-[CM WM]-ED | Indoor Luminaires | Linear Ambient | Linear Ambient Luminaires w/ Indirect component | Standard | FALSE | [9 empty] | 42321 |  |  | No |  | 3 | 5667 | 111.1176 | 51 | 10.3 | 0.98 | 4106 | 85.3
P3CW6YR3 | Hubbell Lighting | Alera | LP7-OA-4-40HL-100-[CM WM]-ED | Indoor Luminaires | Linear Ambient | Direct Linear Ambient Luminaires | Standard | FALSE | [9 empty] | 42321 |  |  | No |  | 3 | 5168 | 99.5761 | 51.9 | 10.3 | 0.98 | 4106 | 85.3
PWE1RAYZ | Hubbell Lighting | Alera | LP7-OA-4-40ML-[CM WM]-ED | Indoor Luminaires | Linear Ambient | Linear Ambient Luminaires w/ Indirect component | Standard | FALSE | [9 empty] | 42321 |  |  | No |  | 3 | 5089 | 115.6591 | 44 | 10.3 | 0.98 | 4106 | 85.3
PBSM47SG | Hubbell Lighting | Alera | LP7-OA-4-40HL-80-[CM WM]-ED | Indoor Luminaires | Linear Ambient | Direct Linear Ambient Luminaires | Standard | FALSE | [9 empty] | 42321 |  |  | No |  | 3 | 5022 | 106.8511 | 47 | 10.3 | 0.98 | 4106 | 85.3
PGPX1QGC | Hubbell Lighting | Alera | LP7-OA-4-40ML-40-[CM WM]-ED | Indoor Luminaires | Linear Ambient | Linear Ambient Luminaires w/ Indirect component | Standard | FALSE | [9 empty] | 42321 |  |  | No |  | 3 | 4884 | 113.5814 | 43 | 10.3 | 0.98 | 4106 | 85.3
PCHGY5DS | Hubbell Lighting | Alera | LP7-OA-4-40ML-60-[CM WM]-ED | Indoor Luminaires | Linear Ambient | Linear Ambient Luminaires w/ Indirect component | Standard | FALSE | [9 empty] | 42321 |  |  | No |  | 3 | 4786 | 113.9524 | 42 | 10.3 | 0.98 | 4106 | 85.3
PXR5F5YC | Hubbell Lighting | Alera | LP7-OA-4-40ML-80-[CM WM]-ED | Indoor Luminaires | Linear Ambient | Direct Linear Ambient Luminaires | Standard | FALSE | [9 empty] | 42321 |  |  | No |  | 3 | 4486 | 101.9545 | 44 | 10.3 | 0.98 | 4106 | 85.3
PPJ6H51Y | Hubbell Lighting | Alera | LP7-OA-4-40ML-100-[CM WM]-ED | Indoor Luminaires | Linear Ambient | Direct Linear Ambient Luminaires | Standard | FALSE | [9 empty] | 42321 |  |  | No |  | 3 | 4396 | 103.1925 | 42.6 | 10.3 | 0.98 | 4106 | 85.3
PPPP6SBH | Hubbell Lighting | Alera | LP7-OA-4-40LW-[CM WM]-ED | Indoor Luminaires | Linear Ambient | Linear Ambient Luminaires w/ Indirect component | Standard | FALSE | [9 empty] | 42321 |  |  | No |  | 3 | 3409 | 119.1958 | 28.6 | 10.3 | 0.98 | 4106 | 85.3
PJST1DVZ | Hubbell Lighting | Alera | LP7-OA-4-40LW-40-[CM WM]-ED | Indoor Luminaires | Linear Ambient | Linear Ambient Luminaires w/ Indirect component | Standard | FALSE | [9 empty] | 42321 |  |  | No |  | 3 | 3148 | 114.058 | 27.6 | 10.3 | 0.98 | 4106 | 85.3
PQ99AYXN | Hubbell Lighting | Alera | LP7-OA-4-40LW-60-[CM WM]-ED | Indoor Luminaires | Linear Ambient | Linear Ambient Luminaires w/ Indirect component | Standard | FALSE | [9 empty] | 42321 |  |  | No |  | 3 | 3096 | 113.8235 | 27.2 | 10.3 | 0.98 | 4106 | 85.3
PYBUWCFR | Hubbell Lighting | Alera | LP7-OA-4-40LW-100-[CM WM]-ED | Indoor Luminaires | Linear Ambient | Direct Linear Ambient Luminaires | Standard | FALSE | [9 empty] | 42321 |  |  | No |  | 3 | 2843 | 104.5221 | 27.2 | 10.3 | 0.98 | 4106 | 85.3
PF7MX7TE | Hubbell Lighting | Alera | LP7-OA-8-35VL-[CM WM]-E | Indoor Luminaires | Linear Ambient | Linear Ambient Luminaires w/ Indirect component | Standard | FALSE | [9 empty] | 42321 |  |  | No |  | 3 | 13394 | 93.7692 | 142.84 | 9.9 | 0.98 | 3506 | 85
PTCT39BU | Hubbell Lighting | Alera | LP7-OA-8-35VL-40-[CM WM]-E | Indoor Luminaires | Linear Ambient | Linear Ambient Luminaires w/ Indirect component | Standard | FALSE | [9 empty] | 42321 |  |  | No |  | 3 | 12854 | 89.9888 | 142.84 | 9.9 | 0.98 | 3506 | 85
PDFJ9WEY | Hubbell Lighting | Alera | LP7-OA-8-35VL-60-[CM WM]-E | Indoor Luminaires | Linear Ambient | Linear Ambient Luminaires w/ Indirect component | Standard | FALSE | [9 empty] | 42321 |  |  | No |  | 3 | 12598 | 88.1966 | 142.84 | 9.9 | 0.98 | 3506 | 85
PCCRGM33 | Hubbell Lighting | Alera | LP7-OA-8-35HL-[CM WM]-E | Indoor Luminaires | Linear Ambient | Linear Ambient Luminaires w/ Indirect component | Standard | FALSE | [9 empty] | 42321 |  |  | No |  | 3 | 10562 | 99.0807 | 106.6 | 9.9 | 0.98 | 3506 | 85
PABZU26R | Hubbell Lighting | Alera | LP7-OA-8-35HL-40-[CM WM]-E | Indoor Luminaires | Linear Ambient | Linear Ambient Luminaires w/ Indirect component | Standard | FALSE | [9 empty] | 42321 |  |  | No |  | 3 | 10294 | 98.9808 | 104 | 9.9 | 0.98 | 3506 | 85
P7Y5BNVU | Hubbell Lighting | Alera | LP7-OA-8-35HL-60-[CM WM]-E | Indoor Luminaires | Linear Ambient | Linear Ambient Luminaires w/ Indirect component | Standard | FALSE | [9 empty] | 42321 |  |  | No |  | 3 | 10076 | 98.7843 | 102 | 9.9 | 0.98 | 3506 | 85
PAPZYWDB | Hubbell Lighting | Alera | LP7-OA-8-35HL-100-[CM WM]-E | Indoor Luminaires | Linear Ambient | Direct Linear Ambient Luminaires | Standard | FALSE | [9 empty] | 42321 |  |  | No |  | 3 | 9190 | 88.5356 | 103.8 | 9.9 | 0.98 | 3506 | 85
P44H12Y9 | Hubbell Lighting | Alera | LP7-OA-8-35ML-[CM WM]-E | Indoor Luminaires | Linear Ambient | Linear Ambient Luminaires w/ Indirect component | Standard | FALSE | [9 empty] | 42321 |  |  | No |  | 3 | 9048 | 102.8182 | 88 | 9.9 | 0.98 | 3506 | 85
PDNCJHVP | Hubbell Lighting | Alera | LP7-OA-8-35HL-80-[CM WM]-E | Indoor Luminaires | Linear Ambient | Direct Linear Ambient Luminaires | Standard | FALSE | [9 empty] | 42321 |  |  | No |  | 3 | 8930 | 95 | 94 | 9.9 | 0.98 | 3506 | 85
PDEB368M | Hubbell Lighting | Alera | LP7-OA-8-35ML-40-[CM WM]-E | Indoor Luminaires | Linear Ambient | Linear Ambient Luminaires w/ Indirect component | Standard | FALSE | [9 empty] | 42321 |  |  | No |  | 3 | 8684 | 100.9767 | 86 | 9.9 | 0.98 | 3506 | 85
P9FMEYAW | Hubbell Lighting | Alera | LP7-OA-8-35ML-60-[CM WM]-E | Indoor Luminaires | Linear Ambient | Linear Ambient Luminaires w/ Indirect component | Standard | FALSE | [9 empty] | 42321 |  |  | No |  | 3 | 8510 | 101.3095 | 84 | 9.9 | 0.98 | 3506 | 85
PYFQ9422 | Hubbell Lighting | Alera | LP7-OA-8-35ML-80-[CM WM]-E | Indoor Luminaires | Linear Ambient | Direct Linear Ambient Luminaires | Standard | FALSE | [9 empty] | 42321 |  |  | No |  | 3 | 7976 | 90.6364 | 88 | 9.9 | 0.98 | 3506 | 85
PQUHA66U | Hubbell Lighting | Alera | LP7-OA-8-35ML-100-[CM WM]-E | Indoor Luminaires | Linear Ambient | Direct Linear Ambient Luminaires | Standard | FALSE | [9 empty] | 42321 |  |  | No |  | 3 | 7816 | 91.7371 | 85.2 | 9.9 | 0.98 | 3506 | 85
PKQ5H28M | Hubbell Lighting | Alera | LP7-OA-4-35VL-[CM WM]-E | Indoor Luminaires | Linear Ambient | Linear Ambient Luminaires w/ Indirect component | Standard | FALSE | [9 empty] | 42321 |  |  | No |  | 3 | 6697 | 93.7692 | 71.42 | 9.9 | 0.98 | 3506 | 85
PD1B92EK | Hubbell Lighting | Alera | LP7-OA-4-35VL-40-[CM WM]-E | Indoor Luminaires | Linear Ambient | Linear Ambient Luminaires w/ Indirect component | Standard | FALSE | [9 empty] | 42321 |  |  | No |  | 3 | 6427 | 89.9888 | 71.42 | 9.9 | 0.98 | 3506 | 85
P813JBK7 | Hubbell Lighting | Alera | LP7-OA-4-35VL-60-[CM WM]-E | Indoor Luminaires | Linear Ambient | Linear Ambient Luminaires w/ Indirect component | Standard | FALSE | [9 empty] | 42321 |  |  | No |  | 3 | 6299 | 88.1966 | 71.42 | 9.9 | 0.98 | 3506 | 85
PBKEWV5K | Hubbell Lighting | Alera | LP7-OA-8-35LW-[CM WM]-E | Indoor Luminaires | Linear Ambient | Linear Ambient Luminaires w/ Indirect component | Standard | FALSE | [9 empty] | 42321 |  |  | No |  | 3 | 6062 | 105.979 | 57.2 | 9.9 | 0.98 | 3506 | 85
P9YZF7Z7 | Hubbell Lighting | Alera | LP7-OA-8-35LW-40-[CM WM]-E | Indoor Luminaires | Linear Ambient | Linear Ambient Luminaires w/ Indirect component | Standard | FALSE | [9 empty] | 42321 |  |  | No |  | 3 | 5598 | 101.413 | 55.2 | 9.9 | 0.98 | 3506 | 85
P1N1TW2E | Hubbell Lighting | Alera | LP7-OA-8-35LW-60-[CM WM]-E | Indoor Luminaires | Linear Ambient | Linear Ambient Luminaires w/ Indirect component | Standard | FALSE | [9 empty] | 42321 |  |  | No |  | 3 | 5504 | 101.1765 | 54.4 | 9.9 | 0.98 | 3506 | 85
PTQNWXYM | Hubbell Lighting | Alera | LP7-OA-4-35HL-[CM WM]-E | Indoor Luminaires | Linear Ambient | Linear Ambient Luminaires w/ Indirect component | Standard | FALSE | [9 empty] | 42321 |  |  | No |  | 3 | 5281 | 99.0807 | 53.3 | 9.9 | 0.98 | 3506 | 85
PE1BFDHN | Hubbell Lighting | Alera | LP7-OA-4-35HL-40-[CM WM]-E | Indoor Luminaires | Linear Ambient | Linear Ambient Luminaires w/ Indirect component | Standard | FALSE | [9 empty] | 42321 |  |  | No |  | 3 | 5147 | 98.9808 | 52 | 9.9 | 0.98 | 3506 | 85
PTT8D2Z7 | Hubbell Lighting | Alera | LP7-OA-8-35LW-100-[CM WM]-E | Indoor Luminaires | Linear Ambient | Direct Linear Ambient Luminaires | Standard | FALSE | [9 empty] | 42321 |  |  | No |  | 3 | 5056 | 92.9412 | 54.4 | 9.9 | 0.98 | 3506 | 85
PHB7MX1W | Hubbell Lighting | Alera | LP7-OA-4-35HL-60-[CM WM]-E | Indoor Luminaires | Linear Ambient | Linear Ambient Luminaires w/ Indirect component | Standard | FALSE | [9 empty] | 42321 |  |  | No |  | 3 | 5038 | 98.7843 | 51 | 9.9 | 0.98 | 3506 | 85
P8FQH9T6 | Hubbell Lighting | Alera | LP7-OA-4-35ML-[CM WM]-E | Indoor Luminaires | Linear Ambient | Linear Ambient Luminaires w/ Indirect component | Standard | FALSE | [9 empty] | 42321 |  |  | No |  | 3 | 4524 | 102.8182 | 44 | 9.9 | 0.98 | 3506 | 85
PNU93EYK | Hubbell Lighting | Alera | LP7-OA-4-35HL-80-[CM WM]-E | Indoor Luminaires | Linear Ambient | Direct Linear Ambient Luminaires | Standard | FALSE | [9 empty] | 42321 |  |  | No |  | 3 | 4465 | 95 | 47 | 9.9 | 0.98 | 3506 | 85
P323JABU | Hubbell Lighting | Alera | LP7-OA-4-35ML-40-[CM WM]-E | Indoor Luminaires | Linear Ambient | Linear Ambient Luminaires w/ Indirect component | Standard | FALSE | [9 empty] | 42321 |  |  | No |  | 3 | 4342 | 100.9767 | 43 | 9.9 | 0.98 | 3506 | 85
PVAMR93U | Hubbell Lighting | Alera | LP7-OA-4-35ML-60-[CM WM]-E | Indoor Luminaires | Linear Ambient | Linear Ambient Luminaires w/ Indirect component | Standard | FALSE | [9 empty] | 42321 |  |  | No |  | 3 | 4255 | 101.3095 | 42 | 9.9 | 0.98 | 3506 | 85
PXZKXFBJ | Hubbell Lighting | Alera | LP7-OA-4-35ML-100-[CM WM]-E | Indoor Luminaires | Linear Ambient | Direct Linear Ambient Luminaires | Standard | FALSE | [9 empty] | 42321 |  |  | No |  | 3 | 3908 | 91.7371 | 42.6 | 9.9 | 0.98 | 3506 | 85
PN5MMZ5F | Hubbell Lighting | Alera | LP7-OA-4-35LW-[CM WM]-E | Indoor Luminaires | Linear Ambient | Linear Ambient Luminaires w/ Indirect component | Standard | FALSE | [9 empty] | 42321 |  |  | No |  | 3 | 3031 | 105.979 | 28.6 | 9.9 | 0.98 | 3506 | 85
PBR13TWE | Hubbell Lighting | Alera | LP7-OA-4-35LW-40-[CM WM]-E | Indoor Luminaires | Linear Ambient | Linear Ambient Luminaires w/ Indirect component | Standard | FALSE | [9 empty] | 42321 |  |  | No |  | 3 | 2799 | 101.413 | 27.6 | 9.9 | 0.98 | 3506 | 85
PM14C5UA | Hubbell Lighting | Alera | LP7-OA-8-35VL-[CM WM]-ED | Indoor Luminaires | Linear Ambient | Linear Ambient Luminaires w/ Indirect component | Standard | FALSE | [9 empty] | 42321 |  |  | No |  | 3 | 13394 | 93.7692 | 142.84 | 9.9 | 0.98 | 3506 | 85
P9TM968P | Hubbell Lighting | Alera | LP7-OA-8-35VL-40-[CM WM]-ED | Indoor Luminaires | Linear Ambient | Linear Ambient Luminaires w/ Indirect component | Standard | FALSE | [9 empty] | 42321 |  |  | No |  | 3 | 12854 | 89.9888 | 142.84 | 9.9 | 0.98 | 3506 | 85
P3FPJE9C | Hubbell Lighting | Alera | LP7-OA-8-35VL-60-[CM WM]-ED | Indoor Luminaires | Linear Ambient | Linear Ambient Luminaires w/ Indirect component | Standard | FALSE | [9 empty] | 42321 |  |  | No |  | 3 | 12598 | 88.1966 | 142.84 | 9.9 | 0.98 | 3506 | 85
PSEHFMDN | Hubbell Lighting | Alera | LP7-OA-8-35HL-[CM WM]-ED | Indoor Luminaires | Linear Ambient | Linear Ambient Luminaires w/ Indirect component | Standard | FALSE | [9 empty] | 42321 |  |  | No |  | 3 | 10562 | 99.0807 | 106.6 | 9.9 | 0.98 | 3506 | 85
PY7T1X6H | Hubbell Lighting | Alera | LP7-OA-8-35HL-40-[CM WM]-ED | Indoor Luminaires | Linear Ambient | Linear Ambient Luminaires w/ Indirect component | Standard | FALSE | [9 empty] | 42321 |  |  | No |  | 3 | 10294 | 98.9808 | 104 | 9.9 | 0.98 | 3506 | 85
PFT44VM5 | Hubbell Lighting | Alera | LP7-OA-8-35HL-60-[CM WM]-ED | Indoor Luminaires | Linear Ambient | Linear Ambient Luminaires w/ Indirect component | Standard | FALSE | [9 empty] | 42321 |  |  | No |  | 3 | 10076 | 98.7843 | 102 | 9.9 | 0.98 | 3506 | 85
PKNKHDCK | Hubbell Lighting | Alera | LP7-OA-8-35HL-100-[CM WM]-ED | Indoor Luminaires | Linear Ambient | Direct Linear Ambient Luminaires | Standard | FALSE | [9 empty] | 42321 |  |  | No |  | 3 | 9190 | 88.5356 | 103.8 | 9.9 | 0.98 | 3506 | 85
P8Q3XT29 | Hubbell Lighting | Alera | LP7-OA-8-35ML-[CM WM]-ED | Indoor Luminaires | Linear Ambient | Linear Ambient Luminaires w/ Indirect component | Standard | FALSE | [9 empty] | 42321 |  |  | No |  | 3 | 9048 | 102.8182 | 88 | 9.9 | 0.98 | 3506 | 85
P2E4Y745 | Hubbell Lighting | Alera | LP7-OA-8-35HL-80-[CM WM]-ED | Indoor Luminaires | Linear Ambient | Direct Linear Ambient Luminaires | Standard | FALSE | [9 empty] | 42321 |  |  | No |  | 3 | 8930 | 95 | 94 | 9.9 | 0.98 | 3506 | 85
P69FG67N | Hubbell Lighting | Alera | LP7-OA-8-35ML-40-[CM WM]-ED | Indoor Luminaires | Linear Ambient | Linear Ambient Luminaires w/ Indirect component | Standard | FALSE | [9 empty] | 42321 |  |  | No |  | 3 | 8684 | 100.9767 | 86 | 9.9 | 0.98 | 3506 | 85
PSAV97JK | Hubbell Lighting | Alera | LP7-OA-8-35ML-60-[CM WM]-ED | Indoor Luminaires | Linear Ambient | Linear Ambient Luminaires w/ Indirect component | Standard | FALSE | [9 empty] | 42321 |  |  | No |  | 3 | 8510 | 101.3095 | 84 | 9.9 | 0.98 | 3506 | 85
P8VQYZWN | Hubbell Lighting | Alera | LP7-OA-8-35ML-80-[CM WM]-ED | Indoor Luminaires | Linear Ambient | Direct Linear Ambient Luminaires | Standard | FALSE | [9 empty] | 42321 |  |  | No |  | 3 | 7976 | 90.6364 | 88 | 9.9 | 0.98 | 3506 | 85
PB8X57UP | Hubbell Lighting | Alera | LP7-OA-8-35ML-100-[CM WM]-ED | Indoor Luminaires | Linear Ambient | Direct Linear Ambient Luminaires | Standard | FALSE | [9 empty] | 42321 |  |  | No |  | 3 | 7816 | 91.7371 | 85.2 | 9.9 | 0.98 | 3506 | 85
P6VT5NA3 | Hubbell Lighting | Alera | LP7-OA-4-35VL-[CM WM]-ED | Indoor Luminaires | Linear Ambient | Linear Ambient Luminaires w/ Indirect component | Standard | FALSE | [9 empty] | 42321 |  |  | No |  | 3 | 6697 | 93.7692 | 71.42 | 9.9 | 0.98 | 3506 | 85
P4ZDQMKW | Hubbell Lighting | Alera | LP7-OA-4-35VL-40-[CM WM]-ED | Indoor Luminaires | Linear Ambient | Linear Ambient Luminaires w/ Indirect component | Standard | FALSE | [9 empty] | 42321 |  |  | No |  | 3 | 6427 | 89.9888 | 71.42 | 9.9 | 0.98 | 3506 | 85
PYST4MB2 | Hubbell Lighting | Alera | LP7-OA-4-35VL-60-[CM WM]-ED | Indoor Luminaires | Linear Ambient | Linear Ambient Luminaires w/ Indirect component | Standard | FALSE | [9 empty] | 42321 |  |  | No |  | 3 | 6299 | 88.1966 | 71.42 | 9.9 | 0.98 | 3506 | 85
PVN4KNVC | Hubbell Lighting | Alera | LP7-OA-8-35LW-[CM WM]-ED | Indoor Luminaires | Linear Ambient | Linear Ambient Luminaires w/ Indirect component | Standard | FALSE | [9 empty] | 42321 |  |  | No |  | 3 | 6062 | 105.979 | 57.2 | 9.9 | 0.98 | 3506 | 85
PQ95TUV6 | Hubbell Lighting | Alera | LP7-OA-8-35LW-40-[CM WM]-ED | Indoor Luminaires | Linear Ambient | Linear Ambient Luminaires w/ Indirect component | Standard | FALSE | [9 empty] | 42321 |  |  | No |  | 3 | 5598 | 101.413 | 55.2 | 9.9 | 0.98 | 3506 | 85
P8N11M54 | Hubbell Lighting | Alera | LP7-OA-8-35LW-80-[CM WM]-ED | Indoor Luminaires | Linear Ambient | Direct Linear Ambient Luminaires | Standard | FALSE | [9 empty] | 42321 |  |  | No |  | 3 | 5504 | 99.7101 | 55.2 | 9.9 | 0.98 | 3506 | 85
P6SSWX4T | Hubbell Lighting | Alera | LP7-OA-4-35HL-[CM WM]-ED | Indoor Luminaires | Linear Ambient | Linear Ambient Luminaires w/ Indirect component | Standard | FALSE | [9 empty] | 42321 |  |  | No |  | 3 | 5281 | 99.0807 | 53.3 | 9.9 | 0.98 | 3506 | 85
P8VM9VE9 | Hubbell Lighting | Alera | LP7-OA-4-35HL-40-[CM WM]-ED | Indoor Luminaires | Linear Ambient | Linear Ambient Luminaires w/ Indirect component | Standard | FALSE | [9 empty] | 42321 |  |  | No |  | 3 | 5147 | 98.9808 | 52 | 9.9 | 0.98 | 3506 | 85
P1V2P9PC | Hubbell Lighting | Alera | LP7-OA-8-35LW-100-[CM WM]-ED | Indoor Luminaires | Linear Ambient | Direct Linear Ambient Luminaires | Standard | FALSE | [9 empty] | 42321 |  |  | No |  | 3 | 5056 | 92.9412 | 54.4 | 9.9 | 0.98 | 3506 | 85
PKD2NQ17 | Hubbell Lighting | Alera | LP7-OA-4-35HL-60-[CM WM]-ED | Indoor Luminaires | Linear Ambient | Linear Ambient Luminaires w/ Indirect component | Standard | FALSE | [9 empty] | 42321 |  |  | No |  | 3 | 5038 | 98.7843 | 51 | 9.9 | 0.98 | 3506 | 85
P22JPZRT | Hubbell Lighting | Alera | LP7-OA-4-35HL-100-[CM WM]-ED | Indoor Luminaires | Linear Ambient | Direct Linear Ambient Luminaires | Standard | FALSE | [9 empty] | 42321 |  |  | No |  | 3 | 4595 | 88.5356 | 51.9 | 9.9 | 0.98 | 3506 | 85
PNFW5Q75 | Hubbell Lighting | Alera | LP7-OA-4-35ML-[CM WM]-ED | Indoor Luminaires | Linear Ambient | Linear Ambient Luminaires w/ Indirect component | Standard | FALSE | [9 empty] | 42321 |  |  | No |  | 3 | 4524 | 102.8182 | 44 | 9.9 | 0.98 | 3506 | 85
PRQAJ46A | Hubbell Lighting | Alera | LP7-OA-4-35HL-80-[CM WM]-ED | Indoor Luminaires | Linear Ambient | Direct Linear Ambient Luminaires | Standard | FALSE | [9 empty] | 42321 |  |  | No |  | 3 | 4465 | 95 | 47 | 9.9 | 0.98 | 3506 | 85
PDBQMURT | Hubbell Lighting | Alera | LP7-OA-4-35ML-40-[CM WM]-ED | Indoor Luminaires | Linear Ambient | Linear Ambient Luminaires w/ Indirect component | Standard | FALSE | [9 empty] | 42321 |  |  | No |  | 3 | 4342 | 100.9767 | 43 | 9.9 | 0.98 | 3506 | 85
PJ2BGG7F | Hubbell Lighting | Alera | LP7-OA-4-35ML-60-[CM WM]-ED | Indoor Luminaires | Linear Ambient | Linear Ambient Luminaires w/ Indirect component | Standard | FALSE | [9 empty] | 42321 |  |  | No |  | 3 | 4255 | 101.3095 | 42 | 9.9 | 0.98 | 3506 | 85
P5TEAJCF | Hubbell Lighting | Alera | LP7-OA-4-35ML-80-[CM WM]-ED | Indoor Luminaires | Linear Ambient | Direct Linear Ambient Luminaires | Standard | FALSE | [9 empty] | 42321 |  |  | No |  | 3 | 3988 | 90.6364 | 44 | 9.9 | 0.98 | 3506 | 85
PAYFRKW3 | Hubbell Lighting | Alera | LP7-OA-4-35ML-100-[CM WM]-ED | Indoor Luminaires | Linear Ambient | Direct Linear Ambient Luminaires | Standard | FALSE | [9 empty] | 42321 |  |  | No |  | 3 | 3908 | 91.7371 | 42.6 | 9.9 | 0.98 | 3506 | 85
PQ2NF2FP | Hubbell Lighting | Alera | LP7-OA-4-35LW-[CM WM]-ED | Indoor Luminaires | Linear Ambient | Linear Ambient Luminaires w/ Indirect component | Standard | FALSE | [9 empty] | 42321 |  |  | No |  | 3 | 3031 | 105.979 | 28.6 | 9.9 | 0.98 | 3506 | 85
PF8K3CNM | Hubbell Lighting | Alera | LP7-OA-4-35LW-40-[CM WM]-ED | Indoor Luminaires | Linear Ambient | Linear Ambient Luminaires w/ Indirect component | Standard | FALSE | [9 empty] | 42321 |  |  | No |  | 3 | 2799 | 101.413 | 27.6 | 9.9 | 0.98 | 3506 | 85
PFXJTZRY | Hubbell Lighting | Alera | LP7-OA-4-35LW-60-[CM WM]-ED | Indoor Luminaires | Linear Ambient | Linear Ambient Luminaires w/ Indirect component | Standard | FALSE | [9 empty] | 42321 |  |  | No |  | 3 | 2752 | 99.7101 | 27.6 | 9.9 | 0.98 | 3506 | 85
P83H4X6H | Hubbell Lighting | Alera | LP7-OA-4-35LW-100-[CM WM]-ED | Indoor Luminaires | Linear Ambient | Direct Linear Ambient Luminaires | Standard | FALSE | [9 empty] | 42321 |  |  | No |  | 3 | 2528 | 92.9412 | 27.2 | 9.9 | 0.98 | 3506 | 85
PEJ23J35 | Hubbell Lighting | Alera | LP7-OA-8-30VL-40-[CM WM]-E | Indoor Luminaires | Linear Ambient | Linear Ambient Luminaires w/ Indirect component | Standard | FALSE | [9 empty] | 42321 |  |  | No |  | 3 | 14088 | 98.6278 | 142.84 | 11.2 | 0.98 | 3116 | 84
PJAWPXPT | Hubbell Lighting | Alera | LP7-OA-8-30VL-100-[CM WM]-E | Indoor Luminaires | Linear Ambient | Direct Linear Ambient Luminaires | Standard | FALSE | [9 empty] | 42321 |  |  | No |  | 3 | 12082 | 84.6078 | 142.8 | 11.2 | 0.98 | 3116 | 84
P53YHMR3 | Hubbell Lighting | Alera | LP7-OA-8-30HL-40-[CM WM]-E | Indoor Luminaires | Linear Ambient | Linear Ambient Luminaires w/ Indirect component | Standard | FALSE | [9 empty] | 42321 |  |  | No |  | 3 | 10750 | 103.3654 | 104 | 11.2 | 0.98 | 3116 | 84
PE6DE9Q5 | Hubbell Lighting | Alera | LP7-OA-8-30HL-60-[CM WM]-E | Indoor Luminaires | Linear Ambient | Linear Ambient Luminaires w/ Indirect component | Standard | FALSE | [9 empty] | 42321 |  |  | No |  | 3 | 10522 | 103.1569 | 102 | 11.2 | 0.98 | 3116 | 84
PS3KUX5Y | Hubbell Lighting | Alera | LP7-OA-8-30HL-100-[CM WM]-E | Indoor Luminaires | Linear Ambient | Direct Linear Ambient Luminaires | Standard | FALSE | [9 empty] | 42321 |  |  | No |  | 3 | 9596 | 92.447 | 103.8 | 11.2 | 0.98 | 3116 | 84
PQH7NJM2 | Hubbell Lighting | Alera | LP7-OA-8-30HL-80-[CM WM]-E | Indoor Luminaires | Linear Ambient | Direct Linear Ambient Luminaires | Standard | FALSE | [9 empty] | 42321 |  |  | No |  | 3 | 9326 | 99.2128 | 94 | 11.2 | 0.98 | 3116 | 84
PBHMZUXQ | Hubbell Lighting | Alera | LP7-OA-8-30ML-40-[CM WM]-E | Indoor Luminaires | Linear Ambient | Linear Ambient Luminaires w/ Indirect component | Standard | FALSE | [9 empty] | 42321 |  |  | No |  | 3 | 9068 | 105.4419 | 86 | 11.2 | 0.98 | 3116 | 84
PNPRZX7S | Hubbell Lighting | Alera | LP7-OA-8-30ML-60-[CM WM]-E | Indoor Luminaires | Linear Ambient | Linear Ambient Luminaires w/ Indirect component | Standard | FALSE | [9 empty] | 42321 |  |  | No |  | 3 | 8886 | 105.7857 | 84 | 11.2 | 0.98 | 3116 | 84
PFSNPFU2 | Hubbell Lighting | Alera | LP7-OA-8-30ML-80-[CM WM]-E | Indoor Luminaires | Linear Ambient | Direct Linear Ambient Luminaires | Standard | FALSE | [9 empty] | 42321 |  |  | No |  | 3 | 8328 | 94.6364 | 88 | 11.2 | 0.98 | 3116 | 84
PJ42RU2T | Hubbell Lighting | Alera | LP7-OA-8-30ML-100-[CM WM]-E | Indoor Luminaires | Linear Ambient | Direct Linear Ambient Luminaires | Standard | FALSE | [9 empty] | 42321 |  |  | No |  | 3 | 8162 | 95.7981 | 85.2 | 11.2 | 0.98 | 3116 | 84
PVQCZ18M | Hubbell Lighting | Alera | LP7-OA-4-30VL-40-[CM WM]-E | Indoor Luminaires | Linear Ambient | Linear Ambient Luminaires w/ Indirect component | Standard | FALSE | [9 empty] | 42321 |  |  | No |  | 3 | 7044 | 98.6278 | 71.42 | 11.2 | 0.98 | 3116 | 84
PMWD9X2R | Hubbell Lighting | Alera | LP7-OA-8-30LW-40-[CM WM]-E | Indoor Luminaires | Linear Ambient | Linear Ambient Luminaires w/ Indirect component | Standard | FALSE | [9 empty] | 42321 |  |  | No |  | 3 | 5846 | 105.9058 | 55.2 | 11.2 | 0.98 | 3116 | 84
PGZCXYBQ | Hubbell Lighting | Alera | LP7-OA-8-30LW-60-[CM WM]-E | Indoor Luminaires | Linear Ambient | Linear Ambient Luminaires w/ Indirect component | Standard | FALSE | [9 empty] | 42321 |  |  | No |  | 3 | 5748 | 105.6618 | 54.4 | 11.2 | 0.98 | 3116 | 84
P6192NF7 | Hubbell Lighting | Alera | LP7-OA-4-30HL-40-[CM WM]-E | Indoor Luminaires | Linear Ambient | Linear Ambient Luminaires w/ Indirect component | Standard | FALSE | [9 empty] | 42321 |  |  | No |  | 3 | 5375 | 103.3654 | 52 | 11.2 | 0.98 | 3116 | 84
PDBDFYTZ | Hubbell Lighting | Alera | LP7-OA-8-30LW-100-[CM WM]-E | Indoor Luminaires | Linear Ambient | Direct Linear Ambient Luminaires | Standard | FALSE | [9 empty] | 42321 |  |  | No |  | 3 | 5280 | 97.0588 | 54.4 | 11.2 | 0.98 | 3116 | 84
PZJV6XX4 | Hubbell Lighting | Alera | LP7-OA-4-30HL-60-[CM WM]-E | Indoor Luminaires | Linear Ambient | Linear Ambient Luminaires w/ Indirect component | Standard | FALSE | [9 empty] | 42321 |  |  | No |  | 3 | 5261 | 103.1569 | 51 | 11.2 | 0.98 | 3116 | 84
PVHZQM75 | Hubbell Lighting | Alera | LP7-OA-4-30HL-100-[CM WM]-E | Indoor Luminaires | Linear Ambient | Direct Linear Ambient Luminaires | Standard | FALSE | [9 empty] | 42321 |  |  | No |  | 3 | 4798 | 92.447 | 51.9 | 11.2 | 0.98 | 3116 | 84
PJDB15XK | Hubbell Lighting | Alera | LP7-OA-4-30HL-80-[CM WM]-E | Indoor Luminaires | Linear Ambient | Direct Linear Ambient Luminaires | Standard | FALSE | [9 empty] | 42321 |  |  | No |  | 3 | 4663 | 99.2128 | 47 | 11.2 | 0.98 | 3116 | 84
PXPB21HA | Hubbell Lighting | Alera | LP7-OA-4-30ML-40-[CM WM]-E | Indoor Luminaires | Linear Ambient | Linear Ambient Luminaires w/ Indirect component | Standard | FALSE | [9 empty] | 42321 |  |  | No |  | 3 | 4534 | 105.4419 | 43 | 11.2 | 0.98 | 3116 | 84
PHGVC43A | Hubbell Lighting | Alera | LP7-OA-4-30ML-60-[CM WM]-E | Indoor Luminaires | Linear Ambient | Linear Ambient Luminaires w/ Indirect component | Standard | FALSE | [9 empty] | 42321 |  |  | No |  | 3 | 4443 | 105.7857 | 42 | 11.2 | 0.98 | 3116 | 84
PVD6CURE | Hubbell Lighting | Alera | LP7-OA-4-30ML-80-[CM WM]-E | Indoor Luminaires | Linear Ambient | Direct Linear Ambient Luminaires | Standard | FALSE | [9 empty] | 42321 |  |  | No |  | 3 | 4164 | 94.6364 | 44 | 11.2 | 0.98 | 3116 | 84
PA1MSCC8 | Hubbell Lighting | Alera | LP7-OA-4-30ML-100-[CM WM]-E | Indoor Luminaires | Linear Ambient | Direct Linear Ambient Luminaires | Standard | FALSE | [9 empty] | 42321 |  |  | No |  | 3 | 4081 | 95.7981 | 42.6 | 11.2 | 0.98 | 3116 | 84
PH81N2E3 | Hubbell Lighting | Alera | LP7-OA-4-30LW-40-[CM WM]-E | Indoor Luminaires | Linear Ambient | Linear Ambient Luminaires w/ Indirect component | Standard | FALSE | [9 empty] | 42321 |  |  | No |  | 3 | 2923 | 105.9058 | 27.6 | 11.2 | 0.98 | 3116 | 84
PZ96VCVP | Hubbell Lighting | Alera | LP7-OA-4-30LW-60-[CM WM]-E | Indoor Luminaires | Linear Ambient | Linear Ambient Luminaires w/ Indirect component | Standard | FALSE | [9 empty] | 42321 |  |  | No |  | 3 | 2874 | 105.6618 | 27.2 | 11.2 | 0.98 | 3116 | 84
PGQBH32H | Hubbell Lighting | Alera | LP7-OA-4-30LW-100-[CM WM]-E | Indoor Luminaires | Linear Ambient | Direct Linear Ambient Luminaires | Standard | FALSE | [9 empty] | 42321 |  |  | No |  | 3 | 2640 | 97.0588 | 27.2 | 11.2 | 0.98 | 3116 | 84
PA7P2TE7 | Hubbell Lighting | Alera | LP7-OA-8-30VL-[CM WM]-E | Indoor Luminaires | Linear Ambient | Linear Ambient Luminaires w/ Indirect component | Standard | FALSE | [9 empty] | 42321 |  |  | No |  | 3 | 14940 | 103.75 | 144 | 10.4 | 0.98 | 3116 | 84
P8NJQTVM | Hubbell Lighting | Alera | LP7-OA-8-30HL-[CM WM]-E | Indoor Luminaires | Linear Ambient | Linear Ambient Luminaires w/ Indirect component | Standard | FALSE | [9 empty] | 42321 |  |  | No |  | 3 | 11030 | 103.4709 | 106.6 | 10.4 | 0.98 | 3116 | 84
P3FT4FNU | Hubbell Lighting | Alera | LP7-OA-8-30ML-[CM WM]-E | Indoor Luminaires | Linear Ambient | Linear Ambient Luminaires w/ Indirect component | Standard | FALSE | [9 empty] | 42321 |  |  | No |  | 3 | 9448 | 107.3636 | 88 | 10.4 | 0.98 | 3116 | 84
P5XMXGS9 | Hubbell Lighting | Alera | LP7-OA-4-30VL-[CM WM]-E | Indoor Luminaires | Linear Ambient | Linear Ambient Luminaires w/ Indirect component | Standard | FALSE | [9 empty] | 42321 |  |  | No |  | 3 | 7470 | 103.75 | 72 | 10.4 | 0.98 | 3116 | 84
PBT1XT15 | Hubbell Lighting | Alera | LP7-OA-8-30LW-[CM WM]-E | Indoor Luminaires | Linear Ambient | Linear Ambient Luminaires w/ Indirect component | Standard | FALSE | [9 empty] | 42321 |  |  | No |  | 3 | 6330 | 110.6643 | 57.2 | 10.4 | 0.98 | 3116 | 84
P4NQAH5P | Hubbell Lighting | Alera | LP7-OA-8-30LW-[CM WM]-ED | Indoor Luminaires | Linear Ambient | Linear Ambient Luminaires w/ Indirect component | Standard | FALSE | [9 empty] | 42321 |  |  | No |  | 3 | 6330 | 110.6643 | 57.2 | 10.4 | 0.98 | 3116 | 84
P5SWZY28 | Hubbell Lighting | Alera | LP7-OA-4-30HL-[CM WM]-E | Indoor Luminaires | Linear Ambient | Linear Ambient Luminaires w/ Indirect component | Standard | FALSE | [9 empty] | 42321 |  |  | No |  | 3 | 5515 | 103.4709 | 53.3 | 10.4 | 0.98 | 3116 | 84
PEQ5XBXD | Hubbell Lighting | Alera | LP7-OA-4-30ML-[CM WM]-E | Indoor Luminaires | Linear Ambient | Linear Ambient Luminaires w/ Indirect component | Standard | FALSE | [9 empty] | 42321 |  |  | No |  | 3 | 4724 | 107.3636 | 44 | 10.4 | 0.98 | 3116 | 84
P2YZQF96 | Hubbell Lighting | Alera | LP7-OA-4-30LW-[CM WM]-ED | Indoor Luminaires | Linear Ambient | Linear Ambient Luminaires w/ Indirect component | Standard | FALSE | [9 empty] | 42321 |  |  | No |  | 3 | 3165 | 110.6643 | 28.6 | 10.4 | 0.98 | 3116 | 84
P2M4VUTD | Hubbell Lighting | Alera | LP7-OA-4-30LW-[CM WM]-E | Indoor Luminaires | Linear Ambient | Linear Ambient Luminaires w/ Indirect component | Standard | FALSE | [9 empty] | 42321 |  |  | No |  | 3 | 3165 | 110.6643 | 28.6 | 10.4 | 0.98 | 3116 | 84
PWWMBBPP | Hubbell Lighting | Alera | LP7-OA-8-30VL-40-[CM WM]-ED | Indoor Luminaires | Linear Ambient | Linear Ambient Luminaires w/ Indirect component | Standard | FALSE | [9 empty] | 42321 |  |  | No |  | 3 | 14088 | 98.6278 | 142.84 | 11.2 | 0.98 | 3116 | 84
PGR39JMQ | Hubbell Lighting | Alera | LP7-OA-8-30VL-100-[CM WM]-ED | Indoor Luminaires | Linear Ambient | Direct Linear Ambient Luminaires | Standard | FALSE | [9 empty] | 42321 |  |  | No |  | 3 | 12082 | 84.6078 | 142.8 | 11.2 | 0.98 | 3116 | 84
PRYBMQ98 | Hubbell Lighting | Alera | LP7-OA-8-30HL-40-[CM WM]-ED | Indoor Luminaires | Linear Ambient | Linear Ambient Luminaires w/ Indirect component | Standard | FALSE | [9 empty] | 42321 |  |  | No |  | 3 | 10750 | 103.3654 | 104 | 11.2 | 0.98 | 3116 | 84
P3N5DTPF | Hubbell Lighting | Alera | LP7-OA-8-30HL-60-[CM WM]-ED | Indoor Luminaires | Linear Ambient | Linear Ambient Luminaires w/ Indirect component | Standard | FALSE | [9 empty] | 42321 |  |  | No |  | 3 | 10522 | 103.1569 | 102 | 11.2 | 0.98 | 3116 | 84
PWPYAG55 | Hubbell Lighting | Alera | LP7-OA-8-30HL-100-[CM WM]-ED | Indoor Luminaires | Linear Ambient | Direct Linear Ambient Luminaires | Standard | FALSE | [9 empty] | 42321 |  |  | No |  | 3 | 9596 | 92.447 | 103.8 | 11.2 | 0.98 | 3116 | 84
PP7A892B | Hubbell Lighting | Alera | LP7-OA-8-30HL-80-[CM WM]-ED | Indoor Luminaires | Linear Ambient | Direct Linear Ambient Luminaires | Standard | FALSE | [9 empty] | 42321 |  |  | No |  | 3 | 9326 | 99.2128 | 94 | 11.2 | 0.98 | 3116 | 84
PGFZ7395 | Hubbell Lighting | Alera | LP7-OA-8-30ML-40-[CM WM]-ED | Indoor Luminaires | Linear Ambient | Linear Ambient Luminaires w/ Indirect component | Standard | FALSE | [9 empty] | 42321 |  |  | No |  | 3 | 9068 | 105.4419 | 86 | 11.2 | 0.98 | 3116 | 84
PNQUTN6V | Hubbell Lighting | Alera | LP7-OA-8-30ML-60-[CM WM]-ED | Indoor Luminaires | Linear Ambient | Linear Ambient Luminaires w/ Indirect component | Standard | FALSE | [9 empty] | 42321 |  |  | No |  | 3 | 8886 | 105.7857 | 84 | 11.2 | 0.98 | 3116 | 84
PTCK8TKU | Hubbell Lighting | Alera | LP7-OA-8-30ML-80-[CM WM]-ED | Indoor Luminaires | Linear Ambient | Direct Linear Ambient Luminaires | Standard | FALSE | [9 empty] | 42321 |  |  | No |  | 3 | 8328 | 94.6364 | 88 | 11.2 | 0.98 | 3116 | 84
P5D1J7CK | Hubbell Lighting | Alera | LP7-OA-8-30ML-100-[CM WM]-ED | Indoor Luminaires | Linear Ambient | Direct Linear Ambient Luminaires | Standard | FALSE | [9 empty] | 42321 |  |  | No |  | 3 | 8162 | 95.7981 | 85.2 | 11.2 | 0.98 | 3116 | 84
PR45MCFE | Hubbell Lighting | Alera | LP7-OA-4-30VL-40-[CM WM]-ED | Indoor Luminaires | Linear Ambient | Linear Ambient Luminaires w/ Indirect component | Standard | FALSE | [9 empty] | 42321 |  |  | No |  | 3 | 7044 | 98.6278 | 71.42 | 11.2 | 0.98 | 3116 | 84
P3UAU8US | Hubbell Lighting | Alera | LP7-OA-4-30VL-100-[CM WM]-ED | Indoor Luminaires | Linear Ambient | Direct Linear Ambient Luminaires | Standard | FALSE | [9 empty] | 42321 |  |  | No |  | 3 | 6041 | 84.6078 | 71.4 | 11.2 | 0.98 | 3116 | 84
PRS4WUPW | Hubbell Lighting | Alera | LP7-OA-8-30LW-40-[CM WM]-ED | Indoor Luminaires | Linear Ambient | Linear Ambient Luminaires w/ Indirect component | Standard | FALSE | [9 empty] | 42321 |  |  | No |  | 3 | 5846 | 105.9058 | 55.2 | 11.2 | 0.98 | 3116 | 84
PME7GXV2 | Hubbell Lighting | Alera | LP7-OA-8-30LW-60-[CM WM]-ED | Indoor Luminaires | Linear Ambient | Linear Ambient Luminaires w/ Indirect component | Standard | FALSE | [9 empty] | 42321 |  |  | No |  | 3 | 5748 | 105.6618 | 54.4 | 11.2 | 0.98 | 3116 | 84
PETJ45D8 | Hubbell Lighting | Alera | LP7-OA-4-30HL-40-[CM WM]-ED | Indoor Luminaires | Linear Ambient | Linear Ambient Luminaires w/ Indirect component | Standard | FALSE | [9 empty] | 42321 |  |  | No |  | 3 | 5375 | 103.3654 | 52 | 11.2 | 0.98 | 3116 | 84
P1CXMQGX | Hubbell Lighting | Alera | LP7-OA-8-30LW-100-[CM WM]-ED | Indoor Luminaires | Linear Ambient | Direct Linear Ambient Luminaires | Standard | FALSE | [9 empty] | 42321 |  |  | No |  | 3 | 5280 | 97.0588 | 54.4 | 11.2 | 0.98 | 3116 | 84
PQ82RSK8 | Hubbell Lighting | Alera | LP7-OA-4-30HL-60-[CM WM]-ED | Indoor Luminaires | Linear Ambient | Linear Ambient Luminaires w/ Indirect component | Standard | FALSE | [9 empty] | 42321 |  |  | No |  | 3 | 5261 | 103.1569 | 51 | 11.2 | 0.98 | 3116 | 84
PE1SVSQS | Hubbell Lighting | Alera | LP7-OA-4-30HL-100-[CM WM]-ED | Indoor Luminaires | Linear Ambient | Direct Linear Ambient Luminaires | Standard | FALSE | [9 empty] | 42321 |  |  | No |  | 3 | 4798 | 92.447 | 51.9 | 11.2 | 0.98 | 3116 | 84
PY5KF9X3 | Hubbell Lighting | Alera | LP7-OA-4-30HL-80-[CM WM]-ED | Indoor Luminaires | Linear Ambient | Direct Linear Ambient Luminaires | Standard | FALSE | [9 empty] | 42321 |  |  | No |  | 3 | 4663 | 99.2128 | 47 | 11.2 | 0.98 | 3116 | 84
PU67VMC6 | Hubbell Lighting | Alera | LP7-OA-4-30ML-40-[CM WM]-ED | Indoor Luminaires | Linear Ambient | Linear Ambient Luminaires w/ Indirect component | Standard | FALSE | [9 empty] | 42321 |  |  | No |  | 3 | 4534 | 105.4419 | 43 | 11.2 | 0.98 | 3116 | 84
PE22V68U | Hubbell Lighting | Alera | LP7-OA-4-30ML-60-[CM WM]-ED | Indoor Luminaires | Linear Ambient | Linear Ambient Luminaires w/ Indirect component | Standard | FALSE | [9 empty] | 42321 |  |  | No |  | 3 | 4443 | 105.7857 | 42 | 11.2 | 0.98 | 3116 | 84
P3J49J6Z | Hubbell Lighting | Alera | LP7-OA-4-30ML-80-[CM WM]-ED | Indoor Luminaires | Linear Ambient | Direct Linear Ambient Luminaires | Standard | FALSE | [9 empty] | 42321 |  |  | No |  | 3 | 4164 | 94.6364 | 44 | 11.2 | 0.98 | 3116 | 84
PN5JP62K | Hubbell Lighting | Alera | LP7-OA-4-30ML-100-[CM WM]-ED | Indoor Luminaires | Linear Ambient | Direct Linear Ambient Luminaires | Standard | FALSE | [9 empty] | 42321 |  |  | No |  | 3 | 4081 | 95.7981 | 42.6 | 11.2 | 0.98 | 3116 | 84
PYB5YTK8 | Hubbell Lighting | Alera | LP7-OA-4-30LW-40-[CM WM]-ED | Indoor Luminaires | Linear Ambient | Linear Ambient Luminaires w/ Indirect component | Standard | FALSE | [9 empty] | 42321 |  |  | No |  | 3 | 2923 | 105.9058 | 27.6 | 11.2 | 0.98 | 3116 | 84
P6NJ3CB8 | Hubbell Lighting | Alera | LP7-OA-4-30LW-60-[CM WM]-ED | Indoor Luminaires | Linear Ambient | Linear Ambient Luminaires w/ Indirect component | Standard | FALSE | [9 empty] | 42321 |  |  | No |  | 3 | 2874 | 105.6618 | 27.2 | 11.2 | 0.98 | 3116 | 84
PTKMBKT5 | Hubbell Lighting | Alera | LP7-OA-4-30LW-100-[CM WM]-ED | Indoor Luminaires | Linear Ambient | Direct Linear Ambient Luminaires | Standard | FALSE | [9 empty] | 42321 |  |  | No |  | 3 | 2640 | 97.0588 | 27.2 | 11.2 | 0.98 | 3116 | 84
P65XKUE2 | Hubbell Lighting | Alera | LP7-OA-8-30VL-[CM WM]-ED | Indoor Luminaires | Linear Ambient | Linear Ambient Luminaires w/ Indirect component | Standard | FALSE | [9 empty] | 42321 |  |  | No |  | 3 | 14940 | 103.75 | 144 | 10.4 | 0.98 | 3116 | 84
PHYE3XY5 | Hubbell Lighting | Alera | LP7-OA-8-30HL-[CM WM]-ED | Indoor Luminaires | Linear Ambient | Linear Ambient Luminaires w/ Indirect component | Standard | FALSE | [9 empty] | 42321 |  |  | No |  | 3 | 11030 | 103.4709 | 106.6 | 10.4 | 0.98 | 3116 | 84
P3B6PFAE | Hubbell Lighting | Alera | LP7-OA-8-30ML-[CM WM]-ED | Indoor Luminaires | Linear Ambient | Linear Ambient Luminaires w/ Indirect component | Standard | FALSE | [9 empty] | 42321 |  |  | No |  | 3 | 9448 | 107.3636 | 88 | 10.4 | 0.98 | 3116 | 84
P46T8KGE | Hubbell Lighting | Alera | LP7-OA-4-30VL-[CM WM]-ED | Indoor Luminaires | Linear Ambient | Linear Ambient Luminaires w/ Indirect component | Standard | FALSE | [9 empty] | 42321 |  |  | No |  | 3 | 7470 | 103.75 | 72 | 10.4 | 0.98 | 3116 | 84
PWM1FJRY | Hubbell Lighting | Alera | LP7-OA-4-30HL-[CM WM]-ED | Indoor Luminaires | Linear Ambient | Linear Ambient Luminaires w/ Indirect component | Standard | FALSE | [9 empty] | 42321 |  |  | No |  | 3 | 5515 | 103.4709 | 53.3 | 10.4 | 0.98 | 3116 | 84
P9DMEJE3 | Hubbell Lighting | Alera | LP7-OA-4-30ML-[CM WM]-ED | Indoor Luminaires | Linear Ambient | Linear Ambient Luminaires w/ Indirect component | Standard | FALSE | [9 empty] | 42321 |  |  | No |  | 3 | 4724 | 107.3636 | 44 | 10.4 | 0.98 | 3116 | 84
P9HQK9CE | Hubbell Lighting | Alera | LP7-OA-8-30VL-60-[CM WM]-E | Indoor Luminaires | Linear Ambient | Linear Ambient Luminaires w/ Indirect component | Standard | FALSE | [9 empty] | 42321 |  |  | No |  | 3 | 13806 | 100.0435 | 138 | 10.4 | 0.98 | 3086 | 84.2
PTKNB3C9 | Hubbell Lighting | Alera | LP7-OA-4-30VL-60-[CM WM]-E | Indoor Luminaires | Linear Ambient | Linear Ambient Luminaires w/ Indirect component | Standard | FALSE | [9 empty] | 42321 |  |  | No |  | 3 | 6903 | 100.0435 | 69 | 10.4 | 0.98 | 3086 | 84.2
PSEWVCVH | Hubbell Lighting | Alera | LP7-OA-8-30VL-60-[CM WM]-ED | Indoor Luminaires | Linear Ambient | Linear Ambient Luminaires w/ Indirect component | Standard | FALSE | [9 empty] | 42321 |  |  | No |  | 3 | 13806 | 100.0435 | 138 | 10.4 | 0.98 | 3086 | 84.2
PBBM97CQ | Hubbell Lighting | Alera | LP7-OA-4-30VL-60-[CM WM]-ED | Indoor Luminaires | Linear Ambient | Linear Ambient Luminaires w/ Indirect component | Standard | FALSE | [9 empty] | 42321 |  |  | No |  | 3 | 6903 | 100.0435 | 69 | 10.4 | 0.98 | 3086 | 84.2
PQU4RYCB | XtraLight Manufacturing Ltd. | XtraLight | LRSLED804067X4XUINXXRFXXW | Indoor Luminaires | Linear Ambient | Direct Linear Ambient Luminaires | Standard | TRUE | 7216 | 105.5 | 68.38 | 8.26 | 0.945 | 4191 | 82.45 | 10 | 100000 | 42320 |  |  | No |  | 3 | 7216 | 105.5 | 68.38 | 6.66 | 0.998 | 4191 | 82.45
P9DJRXUE | XtraLight Manufacturing Ltd. | XtraLight | LRSLED402036X4XDIMXXRFXXW | Indoor Luminaires | Linear Ambient | Direct Linear Ambient Luminaires | Standard | TRUE | 3608 | 103.86 | 34.74 | 7.29 | 0.936 | 4191 | 82.45 | 10 | 100000 | 42320 |  |  | No |  | 3 | 3608 | 104.9 | 34.38 | 6.66 | 0.9969 | 4191 | 82.45
P1YR7PGS | Samjin Lnd Co. Ltd. | SAMJIN | A1W4-02340 | Indoor Luminaires | Linear Ambient | Direct Linear Ambient Luminaires | Standard | TRUE | 2873.98 | 131.53 | 21.85 | 18.4 | 0.913 | 3962 | 83.1 | 5 | 50000 | 42319 |  |  | No |  | 3 | 2873.98 | 131.53 | 21.85 | 18.4 | 0.913 | 3962 | 83.1
PMHRAGXP | Los Angeles Lighting Mfg. Co. | Los Angeles Lighting Mfg.Co. | 3-WCP200-12K-8L-DRP3-WL-1DRDM-UNV-2/840 | Indoor Luminaires | Linear Ambient | Direct Linear Ambient Luminaires | Premium | FALSE | [9 empty] | 42319 |  |  | Yes | Updated on 8/4/2016 | 3.1 | 10785.62 | 119 | 90.28 | 5 | 1 | 4174 | 85
PZWDZHCS | Los Angeles Lighting Mfg. Co. | Los Angeles Lighting Mfg.Co. | 3-WBE200-12K-8L-DRP3-xxxxx-1DRDM xx(XXX)-UNV-2/840 | Indoor Luminaires | Linear Ambient | Direct Linear Ambient Luminaires | Premium | FALSE | [9 empty] | 42319 |  |  | Yes | Updated on 8/4/2016 | 3.1 | 11050 | 124.4 | 88.83 | 10.1 | 0.98 | 4148 | 84.6
PA7RP92E | Los Angeles Lighting Mfg. Co. | Los Angeles Lighting Mfg.Co. | 3-WCP200-12K-8L-DRP3-xxxxx-1DRDM xx(XXX)-UNV-2/840 | Indoor Luminaires | Linear Ambient | Direct Linear Ambient Luminaires | Premium | FALSE | [9 empty] | 42319 |  |  | Yes | Updated on 8/4/2016 | 3.1 | 11050 | 124.4 | 88.83 | 10.1 | 0.98 | 4148 | 84.6
P3148TP2 | Los Angeles Lighting Mfg. Co. | Los Angeles Lighting Mfg.Co. | 3-WHO200-12K-8L-DRP3-xxxxx-1DRDM xx(XXX)-UNV-2/840 | Indoor Luminaires | Linear Ambient | Direct Linear Ambient Luminaires | Premium | FALSE | [9 empty] | 42319 |  |  | Yes | Updated on 8/4/2016 | 3.1 | 11050 | 124.4 | 88.83 | 10.1 | 0.98 | 4148 | 84.6
PYVDHTR6 | Los Angeles Lighting Mfg. Co. | Los Angeles Lighting Mfg.Co. | 3-WBE200-8K-8L-DRP3-xxxxx-1DRDM xx(XXX)-UNV-2/840 | Indoor Luminaires | Linear Ambient | Direct Linear Ambient Luminaires | Premium | FALSE | [9 empty] | 42319 |  |  | Yes | Updated on 8/4/2016 | 3.1 | 8185 | 136.9 | 59.77 | 6.6 | 0.99 | 4109 | 84.7
PYNYVE93 | Los Angeles Lighting Mfg. Co. | Los Angeles Lighting Mfg.Co. | 3-WHO200-8K-8L-DRP3-xxxxx-1DRDM xx(XXX)-UNV-2/840 | Indoor Luminaires | Linear Ambient | Direct Linear Ambient Luminaires | Premium | FALSE | [9 empty] | 42319 |  |  | Yes | Updated on 8/4/2016 | 3.1 | 8185 | 136.9 | 59.77 | 6.6 | 0.99 | 4109 | 84.7
PXCTGMDE | Los Angeles Lighting Mfg. Co. | Los Angeles Lighting Mfg.Co. | 3-WCP200-8K-8L-DRP3-xxxxx-1DRDM xx(XXX)-UNV-2/840 | Indoor Luminaires | Linear Ambient | Direct Linear Ambient Luminaires | Premium | FALSE | [9 empty] | 42319 |  |  | Yes | Updated on 8/4/2016 | 3.1 | 8185 | 136.9 | 59.77 | 6.6 | 0.99 | 4109 | 84.7
PEF3EQ6W | Los Angeles Lighting Mfg. Co. | Los Angeles Lighting Mfg.Co. | 3-WCP200-8K-8L-DRP3-WL-1DRDM-UNV-2/840 | Indoor Luminaires | Linear Ambient | Direct Linear Ambient Luminaires | Premium | FALSE | [9 empty] | 42319 |  |  | Yes | Updated on 8/4/2016 | 3.1 | 7665.98 | 119 | 64.44 | 6 | 1 | 4109 | 84
PFB83QV5 | Eaton (formerly Cooper Lighting) | Metalux | 4CRLED-LD4-40SL-F-UNV-L850-CD1-U | Indoor Luminaires | Linear Ambient | Direct Linear Ambient Luminaires | Standard | TRUE | 3930.77 | 102.95 | 38.18 | 8 | 0.995 | 4998 | 82.4 | 5 | 60000 | 42312 |  |  | No |  | 3
P8XHDAPM | Group Dekko Inc. | Dekko OEM | L240-4-30-MVO-HO-WHT | Indoor Luminaires | Linear Ambient | Linear Ambient Luminaires w/ Indirect component | Standard | FALSE | [9 empty] | 42312 |  |  | No | Updated 3/10/2017 | 4.1 | 4249 | 87.4 | 48.6 | 5.13 | 0.998 | 3998 | 82.3
PY38F9KS | Group Dekko Inc. | Dekko OEM | L240-8-30-MVO-HO-WHT | Indoor Luminaires | Linear Ambient | Linear Ambient Luminaires w/ Indirect component | Standard | TRUE | 7961 | 117.9 | 67.52 | 6.91 | 0.994 | 3098 | 83.5 | 5 | 50000 | 42312 |  |  | No | Updated 3/10/2017 | 4.1 | 4120 | 85.1 | 48.4 | 5.37 | 0.998 | 3000 | 83
PNJ48CT7 | Eaton (formerly Cooper Lighting) | Metalux | 4CRLED-LD4-20SL-F-UNV-L830-CD1-U | Indoor Luminaires | Linear Ambient | Direct Linear Ambient Luminaires | Standard | TRUE | 2002 | 106.5 | 18.8 | 19.4 | 0.9396 | 3005 | 82.7 | 5 | 60000 | 42312 |  |  | No |  | 3
P37TKZ8Z | Eaton (formerly Cooper Lighting) | Metalux | 2CRLED-LD4-8SL-F-UNV-L835-CD1-U | Indoor Luminaires | Linear Ambient | Direct Linear Ambient Luminaires | Standard | TRUE | 975 | 90.3 | 10.8 | 23.4 |  |  |  | 5 | 60000 | 42312 |  |  | No |  | 3
PQPFQUHF | Eaton (formerly Cooper Lighting) | Metalux | [All Rating] -4CRLED-LD4-36SL-F-[All Voltage]-[All options][All Emergency options]-L840-SD1-U | Indoor Luminaires | Linear Ambient | Direct Linear Ambient Luminaires | Standard | FALSE | [9 empty] | 42312 |  |  | No |  | 3 | 3714 | 107.341 | 34.6 | 13.9 | 0.984 | 4000 | 82
PJWEUD5F | Eaton (formerly Cooper Lighting) | Metalux | [All Rating] -4CRLED-LD4-40SL-F-[All Voltage]-[All options][All Emergency options]-L840-SD1-U | Indoor Luminaires | Linear Ambient | Direct Linear Ambient Luminaires | Standard | FALSE | [9 empty] | 42312 |  |  | No |  | 3 | 4158 | 105.533 | 39.4 | 12.9 | 0.989 | 4000 | 82
P7J4XCKZ | Eaton (formerly Cooper Lighting) | Metalux | [All Rating] -4CRLED-LD4-44HL-F-[All Voltage]-[All options][All Emergency options]-L840-SD1-U | Indoor Luminaires | Linear Ambient | Direct Linear Ambient Luminaires | Standard | FALSE | [9 empty] | 42312 |  |  | No |  | 3 | 4516 | 117.9112 | 38.3 | 12.2 | 0.991 | 4000 | 82
PJ88PQMC | Eaton (formerly Cooper Lighting) | Metalux | [All Rating] -4CRLED-LD4-48HL-F-[All Voltage]-[All options][All Emergency options]-L840-SD1-U | Indoor Luminaires | Linear Ambient | Direct Linear Ambient Luminaires | Standard | FALSE | [9 empty] | 42312 |  |  | No |  | 3 | 4911 | 116.9286 | 42 | 11.6 | 0.991 | 4000 | 82
PV3B35CW | Eaton (formerly Cooper Lighting) | Metalux | [All Rating] -4CRLED-LD4-36SL-F-[All Voltage]-[All options][All Emergency options]-L840-[Drivers Include CD & 5LTD]1-U | Indoor Luminaires | Linear Ambient | Direct Linear Ambient Luminaires | Standard | FALSE | [9 empty] | 42312 |  |  | No |  | 3 | 3714 | 111.3643 | 33.35 | 11.4 | 0.99 | 4000 | 82
PV19U8PU | Eaton (formerly Cooper Lighting) | Metalux | [All Rating] -4CRLED-LD4-40SL-F-[All Voltage]-[All options][All Emergency options]-L840-[Drivers Include CD & 5LTD]1-U | Indoor Luminaires | Linear Ambient | Direct Linear Ambient Luminaires | Standard | FALSE | [9 empty] | 42312 |  |  | No |  | 3 | 4158 | 108.4224 | 38.35 | 10.65 | 0.9885 | 4000 | 82
PT34G6EW | Eaton (formerly Cooper Lighting) | Metalux | [All Rating] -4CRLED-LD4-48HL-F-[All Voltage]-[All options][All Emergency options]-L840-[Drivers Include CD & 5LTD]1-U | Indoor Luminaires | Linear Ambient | Direct Linear Ambient Luminaires | Standard | FALSE | [9 empty] | 42312 |  |  | No |  | 3 | 4911 | 118.6232 | 41.4 | 10.25 | 0.99 | 4000 | 82
P7HNMDNA | Eaton (formerly Cooper Lighting) | Metalux | [All Rating] -4CRLED-LD4-44HL-F-[All Voltage]-[All options][All Emergency options]-L840-[Drivers Include CD & 5LTD]1-U | Indoor Luminaires | Linear Ambient | Direct Linear Ambient Luminaires | Standard | FALSE | [9 empty] | 42312 |  |  | No |  | 3 | 4516 | 120.2663 | 37.55 | 10.25 | 0.99 | 4000 | 82
PDCMU3WQ | Eaton (formerly Cooper Lighting) | Metalux | [All Rating] -4CRLED-LD4-20SL-F-[All Voltage]-[All options][All Emergency options]-L840-CD1-U | Indoor Luminaires | Linear Ambient | Direct Linear Ambient Luminaires | Standard | FALSE | [9 empty] | 42312 |  |  | No |  | 3 | 2055 | 103.2663 | 19.9 | 9.8 | 0.992 | 4000 | 82
PDH68FZN | Eaton (formerly Cooper Lighting) | Metalux | [All Rating] -2CRLED-LD4-24HL-F-[All Voltage]-[All options][All Emergency options]-L840-CD1-U | Indoor Luminaires | Linear Ambient | Direct Linear Ambient Luminaires | Standard | FALSE | [9 empty] | 42312 |  |  | No |  | 3 | 2483 | 99.32 | 25 | 8.8 | 0.991 | 4000 | 82
P898G4YG | Eaton (formerly Cooper Lighting) | Metalux | [All Rating] -4CRLED-LD4-28SL-F-[All Voltage]-[All options][All Emergency options]-L840-CD1-U | Indoor Luminaires | Linear Ambient | Direct Linear Ambient Luminaires | Standard | FALSE | [9 empty] | 42312 |  |  | No |  | 3 | 2826 | 105.4478 | 26.8 | 7.5 | 0.99 | 4000 | 82
P3PEEA3D | Eaton (formerly Cooper Lighting) | Metalux | [All Rating] -4CRLED-LD4-32SL-F-[All Voltage]-[All options][All Emergency options]-L840-CD1-U | Indoor Luminaires | Linear Ambient | Direct Linear Ambient Luminaires | Standard | FALSE | [9 empty] | 42312 |  |  | No |  | 3 | 3241 | 113.3217 | 28.6 | 7.1 | 0.99 | 4000 | 82
PTN3NZHK | Eaton (formerly Cooper Lighting) | Metalux | [All Rating] -2CRLED-LD4-28HL-F-[All Voltage]-[All options][All Emergency options]-L840-CD1-U | Indoor Luminaires | Linear Ambient | Direct Linear Ambient Luminaires | Standard | FALSE | [9 empty] | 42312 |  |  | No |  | 3 | 2870 | 93.7909 | 30.6 | 6.7 | 0.989 | 4000 | 82
PSHV72MT | Eaton (formerly Cooper Lighting) | Metalux | [All Rating] -2CRLED-LD4-20SL-F-[All Voltage]-[All options][All Emergency options]-L840-CD1-U | Indoor Luminaires | Linear Ambient | Direct Linear Ambient Luminaires | Standard | FALSE | [9 empty] | 42312 |  |  | No |  | 3 | 2028 | 99.9015 | 20.3 | 5.7 | 0.999 | 4000 | 82
PTQSZ5MG | Eaton (formerly Cooper Lighting) | Metalux | [All Rating] -2CRLED-LD4-16SL-F-[All Voltage]-[All options][All Emergency options]-L840-CD1-U | Indoor Luminaires | Linear Ambient | Direct Linear Ambient Luminaires | Standard | FALSE | [9 empty] | 42312 |  |  | No |  | 3 | 1702 | 101.3095 | 16.8 | 5.4 | 0.996 | 4000 | 82
PX2V4FFF | Eaton (formerly Cooper Lighting) | Metalux | [All Rating] -4CRLED-LD4-36SL-F-[All Voltage]-[All options][All Emergency options]-L835-SD1-U | Indoor Luminaires | Linear Ambient | Direct Linear Ambient Luminaires | Standard | FALSE | [9 empty] | 42312 |  |  | No |  | 3 | 3616 | 104.5087 | 34.6 | 13.9 | 0.984 | 3500 | 82
PVJECF2D | Eaton (formerly Cooper Lighting) | Metalux | [All Rating] -4CRLED-LD4-40SL-F-[All Voltage]-[All options][All Emergency options]-L835-SD1-U | Indoor Luminaires | Linear Ambient | Direct Linear Ambient Luminaires | Standard | FALSE | [9 empty] | 42312 |  |  | No |  | 3 | 4049 | 102.7665 | 39.4 | 12.9 | 0.989 | 3500 | 82
PT1PXEPN | Eaton (formerly Cooper Lighting) | Metalux | [All Rating] -4CRLED-LD4-44HL-F-[All Voltage]-[All options][All Emergency options]-L835-SD1-U | Indoor Luminaires | Linear Ambient | Direct Linear Ambient Luminaires | Standard | FALSE | [9 empty] | 42312 |  |  | No |  | 3 | 4397 | 114.8042 | 38.3 | 12.2 | 0.991 | 3500 | 82
PVE3EMTM | Eaton (formerly Cooper Lighting) | Metalux | [All Rating] -4CRLED-LD4-48HL-F-[All Voltage]-[All options][All Emergency options]-L835-SD1-U | Indoor Luminaires | Linear Ambient | Direct Linear Ambient Luminaires | Standard | FALSE | [9 empty] | 42312 |  |  | No |  | 3 | 4782 | 113.8571 | 42 | 11.6 | 0.991 | 3500 | 82
PT96QCGV | Eaton (formerly Cooper Lighting) | Metalux | [All Rating] -4CRLED-LD4-36SL-F-[All Voltage]-[All options][All Emergency options]-L835-[Drivers Include CD & 5LTD]1-U | Indoor Luminaires | Linear Ambient | Direct Linear Ambient Luminaires | Standard | FALSE | [9 empty] | 42312 |  |  | No |  | 3 | 3616 | 108.4258 | 33.35 | 11.4 | 0.99 | 3500 | 82
PWUN7Q9T | Eaton (formerly Cooper Lighting) | Metalux | [All Rating] -4CRLED-LD4-40SL-F-[All Voltage]-[All options][All Emergency options]-L835-[Drivers Include CD & 5LTD]1-U | Indoor Luminaires | Linear Ambient | Direct Linear Ambient Luminaires | Standard | FALSE | [9 empty] | 42312 |  |  | No |  | 3 | 4049 | 105.5802 | 38.35 | 10.65 | 0.9885 | 3500 | 82
PH3WRKG5 | Eaton (formerly Cooper Lighting) | Metalux | [All Rating] -4CRLED-LD4-44HL-F-[All Voltage]-[All options][All Emergency options]-L835-[Drivers Include CD & 5LTD]1-U | Indoor Luminaires | Linear Ambient | Direct Linear Ambient Luminaires | Standard | FALSE | [9 empty] | 42312 |  |  | No |  | 3 | 4397 | 117.0972 | 37.55 | 10.25 | 0.99 | 3500 | 82
PWSWPJR8 | Eaton (formerly Cooper Lighting) | Metalux | [All Rating] -4CRLED-LD4-48HL-F-[All Voltage]-[All options][All Emergency options]-L835-[Drivers Include CD & 5LTD]1-U | Indoor Luminaires | Linear Ambient | Direct Linear Ambient Luminaires | Standard | FALSE | [9 empty] | 42312 |  |  | No |  | 3 | 4782 | 115.5072 | 41.4 | 10.1 | 0.99 | 3500 | 82
PAY9VXFF | Eaton (formerly Cooper Lighting) | Metalux | [All Rating] -4CRLED-LD4-20SL-F-[All Voltage]-[All options][All Emergency options]-L835-CD1-U | Indoor Luminaires | Linear Ambient | Direct Linear Ambient Luminaires | Standard | FALSE | [9 empty] | 42312 |  |  | No |  | 3 | 2001 | 100.5528 | 19.9 | 9.8 | 0.992 | 3500 | 82
PWRDVJXT | Eaton (formerly Cooper Lighting) | Metalux | [All Rating] -2CRLED-LD4-24HL-F-[All Voltage]-[All options][All Emergency options]-L835-CD1-U | Indoor Luminaires | Linear Ambient | Direct Linear Ambient Luminaires | Standard | FALSE | [9 empty] | 42312 |  |  | No |  | 3 | 2418 | 96.72 | 25 | 8.8 | 0.991 | 3500 | 82
P6DVSRBW | Eaton (formerly Cooper Lighting) | Metalux | [All Rating] -4CRLED-LD4-28SL-F-[All Voltage]-[All options][All Emergency options]-L835-CD1-U | Indoor Luminaires | Linear Ambient | Direct Linear Ambient Luminaires | Standard | FALSE | [9 empty] | 42312 |  |  | No |  | 3 | 2752 | 102.6866 | 26.8 | 7.5 | 0.99 | 3500 | 82
PKS46X6R | Eaton (formerly Cooper Lighting) | Metalux | [All Rating] -4CRLED-LD4-32SL-F-[All Voltage]-[All options][All Emergency options]-L835-CD1-U | Indoor Luminaires | Linear Ambient | Direct Linear Ambient Luminaires | Standard | FALSE | [9 empty] | 42312 |  |  | No |  | 3 | 3156 | 110.3496 | 28.6 | 7.1 | 0.99 | 3500 | 82
PG62C9ZK | Eaton (formerly Cooper Lighting) | Metalux | [All Rating] -2CRLED-LD4-28HL-F-[All Voltage]-[All options][All Emergency options]-L835-CD1-U | Indoor Luminaires | Linear Ambient | Direct Linear Ambient Luminaires | Standard | FALSE | [9 empty] | 42312 |  |  | No |  | 3 | 2795 | 91.3399 | 30.6 | 6.7 | 0.989 | 3500 | 82
P7SHRY21 | Eaton (formerly Cooper Lighting) | Metalux | [All Rating] -2CRLED-LD4-20SL-F-[All Voltage]-[All options][All Emergency options]-L835-CD1-U | Indoor Luminaires | Linear Ambient | Direct Linear Ambient Luminaires | Standard | FALSE | [9 empty] | 42312 |  |  | No |  | 3 | 1975 | 97.2906 | 20.3 | 5.7 | 0.999 | 3500 | 82
PKDKMAC4 | Eaton (formerly Cooper Lighting) | Metalux | [All Rating] -2CRLED-LD4-16SL-F-[All Voltage]-[All options][All Emergency options]-L835-CD1-U | Indoor Luminaires | Linear Ambient | Direct Linear Ambient Luminaires | Standard | FALSE | [9 empty] | 42312 |  |  | No |  | 3 | 1657 | 98.6309 | 16.8 | 5.4 | 0.996 | 3500 | 82
PDNM88HP | Eaton (formerly Cooper Lighting) | Metalux | [All Rating] -4CRLED-LD4-36SL-F-[All Voltage]-[All options][All Emergency options]-L830-SD1-U | Indoor Luminaires | Linear Ambient | Direct Linear Ambient Luminaires | Standard | FALSE | [9 empty] | 42312 |  |  | No |  | 3 | 3511 | 101.474 | 34.6 | 13.9 | 0.984 | 3000 | 82
PQH18WU8 | Eaton (formerly Cooper Lighting) | Metalux | [All Rating] -4CRLED-LD4-40SL-F-[All Voltage]-[All options][All Emergency options]-L830-SD1-U | Indoor Luminaires | Linear Ambient | Direct Linear Ambient Luminaires | Standard | FALSE | [9 empty] | 42312 |  |  | No |  | 3 | 3932 | 99.7969 | 39.4 | 12.9 | 0.989 | 3000 | 82
P53TDHYU | Eaton (formerly Cooper Lighting) | Metalux | [All Rating] -4CRLED-LD4-44HL-F-[All Voltage]-[All options][All Emergency options]-L830-SD1-U | Indoor Luminaires | Linear Ambient | Direct Linear Ambient Luminaires | Standard | FALSE | [9 empty] | 42312 |  |  | No |  | 3 | 4269 | 111.4621 | 38.3 | 12.2 | 0.991 | 3000 | 82
P4UC4YMB | Eaton (formerly Cooper Lighting) | Metalux | [All Rating] -4CRLED-LD4-48HL-F-[All Voltage]-[All options][All Emergency options]-L830-SD1-U | Indoor Luminaires | Linear Ambient | Direct Linear Ambient Luminaires | Standard | FALSE | [9 empty] | 42312 |  |  | No |  | 3 | 4643 | 110.5476 | 42 | 11.6 | 0.991 | 3000 | 82
PVPDFDVE | Eaton (formerly Cooper Lighting) | Metalux | [All Rating] -4CRLED-LD4-36SL-F-[All Voltage]-[All options][All Emergency options]-L830-[Drivers Include CD & 5LTD]1-U | Indoor Luminaires | Linear Ambient | Direct Linear Ambient Luminaires | Standard | FALSE | [9 empty] | 42312 |  |  | No |  | 3 | 3511 | 105.2774 | 33.35 | 11.4 | 0.99 | 3000 | 82
PDT8YXBK | Eaton (formerly Cooper Lighting) | Metalux | [All Rating] -4CRLED-LD4-40SL-F-[All Voltage]-[All options][All Emergency options]-L830-[Drivers Include CD & 5LTD]1-U | Indoor Luminaires | Linear Ambient | Direct Linear Ambient Luminaires | Standard | FALSE | [9 empty] | 42312 |  |  | No |  | 3 | 3932 | 102.5293 | 38.35 | 10.65 | 0.9885 | 3000 | 82
PUM5JTY3 | Eaton (formerly Cooper Lighting) | Metalux | [All Rating] -4CRLED-LD4-44HL-F-[All Voltage]-[All options][All Emergency options]-L830-[Drivers Include CD & 5LTD]1-U | Indoor Luminaires | Linear Ambient | Direct Linear Ambient Luminaires | Standard | FALSE | [9 empty] | 42312 |  |  | No |  | 3 | 4269 | 113.6884 | 37.55 | 10.25 | 0.99 | 3000 | 82
P7SQZ19A | Eaton (formerly Cooper Lighting) | Metalux | [All Rating] -4CRLED-LD4-48HL-F-[All Voltage]-[All options][All Emergency options]-L830-[Drivers Include CD & 5LTD]1-U | Indoor Luminaires | Linear Ambient | Direct Linear Ambient Luminaires | Standard | FALSE | [9 empty] | 42312 |  |  | No |  | 3 | 4643 | 112.1498 | 41.4 | 10.1 | 0.99 | 3000 | 82
PAE6QDHP | Eaton (formerly Cooper Lighting) | Metalux | [All Rating] -4CRLED-LD4-20SL-F-[All Voltage]-[All options][All Emergency options]-L830-CD1-U | Indoor Luminaires | Linear Ambient | Direct Linear Ambient Luminaires | Standard | FALSE | [9 empty] | 42312 |  |  | No |  | 3 | 1943 | 97.6382 | 19.9 | 9.8 | 0.992 | 3000 | 82
P3G8Y56X | Eaton (formerly Cooper Lighting) | Metalux | [All Rating] -2CRLED-LD4-24HL-F-[All Voltage]-[All options][All Emergency options]-L830-CD1-U | Indoor Luminaires | Linear Ambient | Direct Linear Ambient Luminaires | Standard | FALSE | [9 empty] | 42312 |  |  | No |  | 3 | 2348 | 93.92 | 25 | 8.8 | 0.991 | 3000 | 82
PVMSJ8GV | Eaton (formerly Cooper Lighting) | Metalux | [All Rating] -4CRLED-LD4-28SL-F-[All Voltage]-[All options][All Emergency options]-L830-CD1-U | Indoor Luminaires | Linear Ambient | Direct Linear Ambient Luminaires | Standard | FALSE | [9 empty] | 42312 |  |  | No |  | 3 | 2672 | 99.7015 | 26.8 | 7.5 | 0.99 | 3000 | 82
PG3TNTDP | Eaton (formerly Cooper Lighting) | Metalux | [All Rating] -4CRLED-LD4-32SL-F-[All Voltage]-[All options][All Emergency options]-L830-CD1-U | Indoor Luminaires | Linear Ambient | Direct Linear Ambient Luminaires | Standard | FALSE | [9 empty] | 42312 |  |  | No |  | 3 | 3064 | 107.1329 | 28.6 | 7.1 | 0.99 | 3000 | 82
PWC5NMCB | Eaton (formerly Cooper Lighting) | Metalux | [All Rating] -2CRLED-LD4-28HL-F-[All Voltage]-[All options][All Emergency options]-L830-CD1-U | Indoor Luminaires | Linear Ambient | Direct Linear Ambient Luminaires | Standard | FALSE | [9 empty] | 42312 |  |  | No |  | 3 | 2714 | 88.6928 | 30.6 | 6.7 | 0.989 | 3000 | 82
PDZMSHV6 | Eaton (formerly Cooper Lighting) | Metalux | [All Rating] -2CRLED-LD4-20SL-F-[All Voltage]-[All options][All Emergency options]-L830-CD1-U | Indoor Luminaires | Linear Ambient | Direct Linear Ambient Luminaires | Standard | FALSE | [9 empty] | 42312 |  |  | No |  | 3 | 1918 | 94.4828 | 20.3 | 5.7 | 0.999 | 3000 | 82
PW3VPF2V | Eaton (formerly Cooper Lighting) | Metalux | [All Rating] -2CRLED-LD4-16SL-F-[All Voltage]-[All options][All Emergency options]-L830-CD1-U | Indoor Luminaires | Linear Ambient | Direct Linear Ambient Luminaires | Standard | FALSE | [9 empty] | 42312 |  |  | No |  | 3 | 1609 | 95.7738 | 16.8 | 5.4 | 0.996 | 3000 | 82
PBCAB47A | Group Dekko Inc. | Dekko OEM | L250-8-40-MVO-HO-WHT | Indoor Luminaires | Linear Ambient | Linear Ambient Luminaires w/ Indirect component | Standard | FALSE | [9 empty] | 42312 | Dimmable | Continuous (Can dim down to ? 10% (W)) | No | Updated 3/10/2017 | 4.1 | 9258 | 95 | 97.5 | 5.1 | 0.998 | 4000 | 83
PJCZXAZZ | Group Dekko Inc. | Dekko OEM | L245-8-40-MVO-HO-WHT | Indoor Luminaires | Linear Ambient | Linear Ambient Luminaires w/ Indirect component | Standard | FALSE | [9 empty] | 42312 | Dimmable | Continuous (Can dim down to ? 10% (W)) | No | Updated 3/10/2017 | 4.1 | 8590 | 89.1 | 96.4 | 5.1 | 0.998 | 4000 | 83
P5VCK9WP | Group Dekko Inc. | Dekko OEM | L240-8-40-MVO-HO-WHT | Indoor Luminaires | Linear Ambient | Linear Ambient Luminaires w/ Indirect component | Standard | FALSE | [9 empty] | 42312 | Dimmable | Continuous (Can dim down to ? 10% (W)) | No | Updated 3/10/2017 | 4.1 | 8498 | 88.2 | 96.4 | 5.1 | 0.998 | 4000 | 83
P5CKWJ6K | Group Dekko Inc. | Dekko OEM | L250-4-40-MVO-HO-WHT | Indoor Luminaires | Linear Ambient | Linear Ambient Luminaires w/ Indirect component | Standard | FALSE | [9 empty] | 42312 | Dimmable | Continuous (Can dim down to ? 10% (W)) | No | Updated 3/10/2017 | 4.1 | 4629 | 95.1 | 48.7 | 5.1 | 0.998 | 4000 | 83
PYGRQ7ZK | Group Dekko Inc. | Dekko OEM | L245-4-40-MVO-HO-WHT | Indoor Luminaires | Linear Ambient | Linear Ambient Luminaires w/ Indirect component | Standard | FALSE | [9 empty] | 42312 | Dimmable | Continuous (Can dim down to ? 10% (W)) | No | Updated 3/10/2017 | 4.1 | 4295 | 88.4 | 48.6 | 5.1 | 0.998 | 4000 | 83
PYRA6H9B | Group Dekko Inc. | Dekko OEM | L250-8-35-MVO-HO-WHT | Indoor Luminaires | Linear Ambient | Linear Ambient Luminaires w/ Indirect component | Standard | FALSE | [9 empty] | 42312 | Dimmable | Continuous (Can dim down to ? 10% (W)) | No | Updated 3/10/2017 | 4.1 | 9128 | 93.7 | 97.4 | 5.2 | 0.998 | 3500 | 83
PAP1GT6R | Group Dekko Inc. | Dekko OEM | L245-8-35-MVO-HO-WHT | Indoor Luminaires | Linear Ambient | Linear Ambient Luminaires w/ Indirect component | Standard | FALSE | [9 empty] | 42312 | Dimmable | Continuous (Can dim down to ? 10% (W)) | No | Updated 3/10/2017 | 4.1 | 8460 | 87.9 | 96.3 | 5.2 | 0.998 | 3500 | 83
PPS9PBXT | Group Dekko Inc. | Dekko OEM | L240-4-40-MVO-HO-WHT | Indoor Luminaires | Linear Ambient | Linear Ambient Luminaires w/ Indirect component | Standard | TRUE | 4853 | 141.8 | 34.22 | 6.11 | 0.997 | 4075 | 85.2 | 5 | 50000 | 42312 | Dimmable | Continuous (Can dim down to ? 10% (W)) | No | Updated 3/10/2017 | 4.1 | 8370 | 86.9 | 96.3 | 5.2 | 0.998 | 3500 | 83
P4FT6ZNV | Group Dekko Inc. | Dekko OEM | L250-4-35-MVO-HO-WHT | Indoor Luminaires | Linear Ambient | Linear Ambient Luminaires w/ Indirect component | Standard | FALSE | [9 empty] | 42312 | Dimmable | Continuous (Can dim down to ? 10% (W)) | No | Updated 3/10/2017 | 4.1 | 4564 | 93.9 | 48.6 | 5.2 | 0.998 | 3500 | 83
PM828X8W | Group Dekko Inc. | Dekko OEM | L245-4-35-MVO-HO-WHT | Indoor Luminaires | Linear Ambient | Linear Ambient Luminaires w/ Indirect component | Standard | FALSE | [9 empty] | 42312 | Dimmable | Continuous (Can dim down to ? 10% (W)) | No | Updated 3/10/2017 | 4.1 | 4230 | 87.2 | 48.5 | 5.2 | 0.998 | 3500 | 83
PMHK2QUC | Group Dekko Inc. | Dekko OEM | L240-8-35-MVO-HO-WHT | Indoor Luminaires | Linear Ambient | Linear Ambient Luminaires w/ Indirect component | Standard | FALSE | [9 empty] | 42312 | Dimmable | Continuous (Can dim down to ? 10% (W)) | No | Updated 3/10/2017 | 4.1 | 4185 | 86.3 | 48.5 | 5.2 | 0.998 | 3500 | 83
PVXX4G6H | Group Dekko Inc. | Dekko OEM | L240-4-35-MVO-HO-WHT | Indoor Luminaires | Linear Ambient | Linear Ambient Luminaires w/ Indirect component | Standard | FALSE | [9 empty] | 42312 | Dimmable | Continuous (Can dim down to ? 10% (W)) | No | Updated 3/10/2017 | 4.1 | 8218 | 85.5 | 96.2 | 5.3 | 0.998 | 3075 | 83
PDG7ZPW4 | Group Dekko Inc. | Dekko OEM | L245-4-30-MVO-HO-WHT | Indoor Luminaires | Linear Ambient | Linear Ambient Luminaires w/ Indirect component | Standard | FALSE | [9 empty] | 42312 | Dimmable | Continuous (Can dim down to ? 10% (W)) | No | Updated 3/10/2017 | 4.1 | 4165 | 86.1 | 48.4 | 5.31 | 0.998 | 3000 | 83
PXMMNX2D | Group Dekko Inc. | Dekko OEM | L250-8-30-MVO-HO-WHT | Indoor Luminaires | Linear Ambient | Linear Ambient Luminaires w/ Indirect component | Standard | FALSE | [9 empty] | 42312 | Dimmable | Continuous (Can dim down to ? 10% (W)) | No | Updated 3/10/2017 | 4.1 | 8998 | 92.5 | 97.3 | 5.3 | 0.998 | 3000 | 83
PJ67R47J | Group Dekko Inc. | Dekko OEM | L245-8-30-MVO-HO-WHT | Indoor Luminaires | Linear Ambient | Linear Ambient Luminaires w/ Indirect component | Standard | TRUE | 7961 | 117.9 | 67.52 | 6.91 | 0.994 | 3098 | 83.5 | 5 | 50000 | 42312 | Dimmable | Continuous (Can dim down to ? 10% (W)) | No | Updated 3/10/2017 | 4.1 | 8330 | 86.6 | 96.2 | 5.3 | 0.998 | 3000 | 83
P1MXFRBU | Group Dekko Inc. | Dekko OEM | L250-4-30-MVO-HO-WHT | Indoor Luminaires | Linear Ambient | Linear Ambient Luminaires w/ Indirect component | Standard | FALSE | [9 empty] | 42312 | Dimmable | Continuous (Can dim down to ? 10% (W)) | No | Updated 3/10/2017 | 4.1 | 4499 | 92.8 | 48.5 | 5.3 | 0.998 | 3000 | 83
PYK24J97 | Lamar Lighting | Lamar Lighting | DLL48H50 | Indoor Luminaires | Linear Ambient | Direct Linear Ambient Luminaires | Standard | TRUE | 6621 | 126.71 | 52.25 | 7.67 | 0.977 | 5224 | 84.1 | 5 | 50000 | 42310 |  |  | Yes |  | 3 | 6149 | 117 | 52.72 | 7.79 | 0.997 | 5224 | 84
PTVE9UW7 | Acuity Brands Lighting | Lithonia Lighting | DMW2 4000LM WD PCL XXXXX 40K 90CRI | Indoor Luminaires | Linear Ambient | Direct Linear Ambient Luminaires | Standard | TRUE | 3284 | 84.55 | 38.84 | 10.61 | 0.95 | 4077 | 95.39 | 5 |  | 42310 |  |  | Yes |  | 3 | 3576.31 | 89.63 | 39.9 | 8.07 | 0.96 | 4000 | 90
PZUD5RQY | Ensol Energy Management Solutions Inc. | ENSOL LED | ENS-T5DL1200-15W(2700K) | Indoor Luminaires | Linear Ambient | Direct Linear Ambient Luminaires | Standard | TRUE | 1739.9 | 114.17 | 15.24 | 15.63 | 0.947 | 2753 | 82.7 | 5 | 50000 | 42310 |  |  | NotYetVerified |  | 3 | 1740 | 114.17 | 15.24 | 9.12 | 0.991 | 2753 | 83
PE16M8GC | Ensol Energy Management Solutions Inc. | ENSOL LED | ENS-T5SL1200-30W(2700K) | Indoor Luminaires | Linear Ambient | Direct Linear Ambient Luminaires | Standard | TRUE | 3155.91 | 95.26 | 33.13 | 20.9 | 0.935 | 2758 | 83 | 5 | 50000 | 42310 |  |  | NotYetVerified |  | 3 | 3156 | 95.26 | 33.13 | 14.2 | 0.986 | 2758 | 83
PM5HGD9J | Ensol Energy Management Solutions Inc. | ENSOL LED | ENS-SF90L1200-60W(3000K) | Indoor Luminaires | Linear Ambient | Direct Linear Ambient Luminaires | Standard | TRUE | 5577.48 | 97.83 | 57.01 | 10 | 0.927 | 3217 | 84.9 | 5 | 50000 | 42310 |  |  | NotYetVerified |  | 3 | 5400 |  | 60 | 10 | 0.996 | 3000 | 80
PJ9U29G4 | Ensol Energy Management Solutions Inc. | ENSOL LED | ENS-T8DL1500-25WV(3000K) | Indoor Luminaires | Linear Ambient | Direct Linear Ambient Luminaires | Standard | TRUE | 2400.14 | 102.35 | 23.56 | 5.97 | 0.916 | 3115 | 84.4 | 5 | 50000 | 42310 |  |  | NotYetVerified |  | 3 | 2400 |  | 25 | 10 |  | 3000 | 80
PKBRKWZK | Ensol Energy Management Solutions Inc. | ENSOL LED | ENS-T8DL1200-22W(3000K) | Indoor Luminaires | Linear Ambient | Direct Linear Ambient Luminaires | Standard | TRUE | 2385.13 | 115 | 20.98 | 16.64 | 0.895 | 2899 | 82.8 | 5 | 50000 | 42310 |  |  | No |  | 3 | 2540 | 115.45 | 22 | 20 | 0.9 | 3000 | 83
PY9JJRXX | Ensol Energy Management Solutions Inc. | ENSOL LED | ENS-T8DL1800-28WV(3000K) | Indoor Luminaires | Linear Ambient | Direct Linear Ambient Luminaires | Standard | TRUE | 2753.56 | 109.18 | 25.24 | 9.36 | 0.883 | 3107 | 84.5 | 5 | 50000 | 42310 |  |  | NotYetVerified |  | 3 | 2700 |  | 28 | 10 |  | 3000 | 80
PNES2UPS | Ensol Energy Management Solutions Inc. | ENSOL LED | ENS-T5SL1200-30W(5000K) | Indoor Luminaires | Linear Ambient | Direct Linear Ambient Luminaires | Standard | FALSE | [9 empty] | 42310 |  |  | NotYetVerified |  | 3 | 3156 | 95.26 | 30 | 14.2 | 0.986 | 5000 | 83
PYPP2Z5Y | Ensol Energy Management Solutions Inc. | ENSOL LED | ENS-T5DL1200-15W(5000K) | Indoor Luminaires | Linear Ambient | Direct Linear Ambient Luminaires | Standard | FALSE | [9 empty] | 42310 |  |  | NotYetVerified |  | 3 | 1740 | 114.17 | 15 | 9.12 | 0.991 | 5000 | 83
PGFZUYDV | Ensol Energy Management Solutions Inc. | ENSOL LED | ENS-T8DL1200-22W(5000K) | Indoor Luminaires | Linear Ambient | Direct Linear Ambient Luminaires | Standard | FALSE | [9 empty] | 42310 |  |  | No |  | 3 | 2540 | 115.45 | 22 | 20 | 0.9 | 5000 | 83
P8WAD4S8 | Ensol Energy Management Solutions Inc. | ENSOL LED | ENS-SF90L1200-60W(5000K) | Indoor Luminaires | Linear Ambient | Direct Linear Ambient Luminaires | Standard | FALSE | [9 empty] | 42310 |  |  | NotYetVerified |  | 3 | 5400 | 90 | 60 | 10 | 0.996 | 5000 | 80
PEDF8QP3 | Ensol Energy Management Solutions Inc. | ENSOL LED | ENS-T8DL1800-28WV(5000K) | Indoor Luminaires | Linear Ambient | Direct Linear Ambient Luminaires | Standard | FALSE | [9 empty] | 42310 |  |  | NotYetVerified |  | 3 | 2700 | 96 | 28 | 10 |  | 5000 | 80
PZ975G6N | Ensol Energy Management Solutions Inc. | ENSOL LED | ENS-T8DL1500-25WV(5000K) | Indoor Luminaires | Linear Ambient | Direct Linear Ambient Luminaires | Standard | FALSE | [9 empty] | 42310 |  |  | NotYetVerified |  | 3 | 2400 | 96 | 25 | 10 |  | 5000 | 80
PEMEBZ5F | Ensol Energy Management Solutions Inc. | ENSOL LED | ENS-T5SL1200-30W(4500K) | Indoor Luminaires | Linear Ambient | Direct Linear Ambient Luminaires | Standard | FALSE | [9 empty] | 42310 |  |  | NotYetVerified |  | 3 | 3156 | 95.26 | 30 | 14.2 | 0.986 | 4500 | 83
PDMSF2FP | Ensol Energy Management Solutions Inc. | ENSOL LED | ENS-T5DL1200-15W(4500K) | Indoor Luminaires | Linear Ambient | Direct Linear Ambient Luminaires | Standard | FALSE | [9 empty] | 42310 |  |  | NotYetVerified |  | 3 | 1740 | 114.17 | 15 | 9.12 | 0.991 | 4500 | 83
P21MJ4AT | Ensol Energy Management Solutions Inc. | ENSOL LED | ENS-T8DL1200-22W(4500K) | Indoor Luminaires | Linear Ambient | Direct Linear Ambient Luminaires | Standard | FALSE | [9 empty] | 42310 |  |  | No |  | 3 | 2540 | 115.45 | 22 | 20 | 0.9 | 4500 | 83
PYS65GHB | Ensol Energy Management Solutions Inc. | ENSOL LED | ENS-SF90L1200-60W(4500K) | Indoor Luminaires | Linear Ambient | Direct Linear Ambient Luminaires | Standard | FALSE | [9 empty] | 42310 |  |  | NotYetVerified |  | 3 | 5400 | 90 | 60 | 10 | 0.996 | 4500 | 80
PXG5H9RM | Ensol Energy Management Solutions Inc. | ENSOL LED | ENS-T8DL1800-28WV(4500K) | Indoor Luminaires | Linear Ambient | Direct Linear Ambient Luminaires | Standard | FALSE | [9 empty] | 42310 |  |  | NotYetVerified |  | 3 | 2700 | 96 | 28 | 10 |  | 4500 | 80
PNMN71GN | Ensol Energy Management Solutions Inc. | ENSOL LED | ENS-T8DL1500-25WV(4500K) | Indoor Luminaires | Linear Ambient | Direct Linear Ambient Luminaires | Standard | FALSE | [9 empty] | 42310 |  |  | NotYetVerified |  | 3 | 2400 | 96 | 25 | 10 |  | 4500 | 80
PJDH268R | Ensol Energy Management Solutions Inc. | ENSOL LED | ENS-T5SL1200-30W(4000K) | Indoor Luminaires | Linear Ambient | Direct Linear Ambient Luminaires | Standard | FALSE | [9 empty] | 42310 |  |  | NotYetVerified |  | 3 | 3156 | 95.26 | 30 | 14.2 | 0.986 | 4000 | 83
PKDA3Z2S | Ensol Energy Management Solutions Inc. | ENSOL LED | ENS-T5DL1200-15W(4000K) | Indoor Luminaires | Linear Ambient | Direct Linear Ambient Luminaires | Standard | FALSE | [9 empty] | 42310 |  |  | NotYetVerified |  | 3 | 1740 | 114.17 | 15 | 9.12 | 0.991 | 4000 | 83
PDGSHHEU | Ensol Energy Management Solutions Inc. | ENSOL LED | ENS-T8DL1200-22W(4000K) | Indoor Luminaires | Linear Ambient | Direct Linear Ambient Luminaires | Standard | FALSE | [9 empty] | 42310 |  |  | No |  | 3 | 2540 | 115.45 | 22 | 20 | 0.9 | 4000 | 83
PWYUBJXS | Ensol Energy Management Solutions Inc. | ENSOL LED | ENS-SF90L1200-60W(4000K) | Indoor Luminaires | Linear Ambient | Direct Linear Ambient Luminaires | Standard | FALSE | [9 empty] | 42310 |  |  | NotYetVerified |  | 3 | 5400 | 90 | 60 | 10 | 0.996 | 4000 | 80
PYK3CSK6 | Ensol Energy Management Solutions Inc. | ENSOL LED | ENS-T8DL1800-28WV(4000K) | Indoor Luminaires | Linear Ambient | Direct Linear Ambient Luminaires | Standard | FALSE | [9 empty] | 42310 |  |  | NotYetVerified |  | 3 | 2700 | 96 | 28 | 10 |  | 4000 | 80
PR7ZK1AY | Ensol Energy Management Solutions Inc. | ENSOL LED | ENS-T8DL1500-25WV(4000K) | Indoor Luminaires | Linear Ambient | Direct Linear Ambient Luminaires | Standard | FALSE | [9 empty] | 42310 |  |  | NotYetVerified |  | 3 | 2400 | 96 | 25 | 10 |  | 4000 | 80
PQCC2YG9 | Ensol Energy Management Solutions Inc. | ENSOL LED | ENS-T5SL1200-30W(3500K) | Indoor Luminaires | Linear Ambient | Direct Linear Ambient Luminaires | Standard | FALSE | [9 empty] | 42310 |  |  | NotYetVerified |  | 3 | 3156 | 95.26 | 30 | 14.2 | 0.986 | 3500 | 83
PDUZ71VU | Ensol Energy Management Solutions Inc. | ENSOL LED | ENS-T5DL1200-15W(3500K) | Indoor Luminaires | Linear Ambient | Direct Linear Ambient Luminaires | Standard | FALSE | [9 empty] | 42310 |  |  | NotYetVerified |  | 3 | 1740 | 114.17 | 15 | 9.12 | 0.991 | 3500 | 83
PYKAA461 | Ensol Energy Management Solutions Inc. | ENSOL LED | ENS-T8DL1200-22W(3500K) | Indoor Luminaires | Linear Ambient | Direct Linear Ambient Luminaires | Standard | FALSE | [9 empty] | 42310 |  |  | No |  | 3 | 2540 | 115.45 | 22 | 20 | 0.9 | 3500 | 83
PMKAAYZ5 | Ensol Energy Management Solutions Inc. | ENSOL LED | ENS-SF90L1200-60W(3500K) | Indoor Luminaires | Linear Ambient | Direct Linear Ambient Luminaires | Standard | FALSE | [9 empty] | 42310 |  |  | NotYetVerified |  | 3 | 5400 | 90 | 60 | 10 | 0.996 | 3500 | 80
PN63B7KS | Ensol Energy Management Solutions Inc. | ENSOL LED | ENS-T8DL1800-28WV(3500K) | Indoor Luminaires | Linear Ambient | Direct Linear Ambient Luminaires | Standard | FALSE | [9 empty] | 42310 |  |  | NotYetVerified |  | 3 | 2700 | 96 | 28 | 10 |  | 3500 | 80
PAEABEM2 | Ensol Energy Management Solutions Inc. | ENSOL LED | ENS-T8DL1500-25WV(3500K) | Indoor Luminaires | Linear Ambient | Direct Linear Ambient Luminaires | Standard | FALSE | [9 empty] | 42310 |  |  | NotYetVerified |  | 3 | 2400 | 96 | 25 | 10 |  | 3500 | 80
PW9X7UBQ | Ensol Energy Management Solutions Inc. | ENSOL LED | ENS-T5SL1200-30W(3000K) | Indoor Luminaires | Linear Ambient | Direct Linear Ambient Luminaires | Standard | FALSE | [9 empty] | 42310 |  |  | NotYetVerified |  | 3 | 3156 | 95.26 | 30 | 14.2 | 0.986 | 3000 | 83
PCWWPTCM | Ensol Energy Management Solutions Inc. | ENSOL LED | ENS-T5DL1200-15W(3000K) | Indoor Luminaires | Linear Ambient | Direct Linear Ambient Luminaires | Standard | FALSE | [9 empty] | 42310 |  |  | NotYetVerified |  | 3 | 1740 | 114.17 | 15 | 9.12 | 0.991 | 3000 | 83
PT4Z3PYS | Lamar Lighting | Lamar Lighting | DLLR96MRA50 | Indoor Luminaires | Linear Ambient | Direct Linear Ambient Luminaires | Standard | FALSE | [9 empty] | 42310 |  |  | Yes |  | 3 | 6971 | 117 | 60.71 | 7.53 | 0.981 | 5289 | 83.8
PBPBU8UA | Lamar Lighting | Lamar Lighting | DLL96L50 | Indoor Luminaires | Linear Ambient | Direct Linear Ambient Luminaires | Standard | FALSE | [9 empty] | 42310 |  |  | Yes |  | 3 | 3969 | 132 | 30.14 | 7.62 | 0.955 | 5288 | 83.4
PG2M14Z8 | Lamar Lighting | Lamar Lighting | DLLR96HRA50 | Indoor Luminaires | Linear Ambient | Direct Linear Ambient Luminaires | Standard | FALSE | [9 empty] | 42310 |  |  | Yes |  | 3 | 11160 | 117 | 105.2 | 7.55 | 0.978 | 5262 | 83.68
P1PAYB1E | Lamar Lighting | Lamar Lighting | DLLR48HRA50 | Indoor Luminaires | Linear Ambient | Direct Linear Ambient Luminaires | Standard | FALSE | [9 empty] | 42310 |  |  | Yes |  | 3 | 5580 | 106 | 52.28 | 7.55 | 0.978 | 5262 | 83.68
PKGK96WW | Lamar Lighting | Lamar Lighting | DLL96H50 | Indoor Luminaires | Linear Ambient | Direct Linear Ambient Luminaires | Standard | FALSE | [9 empty] | 42310 |  |  | Yes |  | 3 | 12298 | 117 | 105.28 | 7.79 | 0.997 | 5224 | 83.4
PXXGSEAC | Lamar Lighting | Lamar Lighting | DLL96M50 | Indoor Luminaires | Linear Ambient | Direct Linear Ambient Luminaires | Standard | FALSE | [9 empty] | 42310 |  |  | Yes |  | 3 | 7023 | 116 | 60.79 | 7.15 | 0.993 | 5000 | 80
P74EDDMK | Lamar Lighting | Lamar Lighting | DLL96H40 | Indoor Luminaires | Linear Ambient | Direct Linear Ambient Luminaires | Standard | FALSE | [9 empty] | 42310 |  |  | Yes |  | 3 | 11812 | 112 | 105.28 | 7.79 | 0.997 | 4000 | 80
PVK5YBYN | Lamar Lighting | Lamar Lighting | DLL48H40 | Indoor Luminaires | Linear Ambient | Direct Linear Ambient Luminaires | Standard | FALSE | [9 empty] | 42310 |  |  | Yes |  | 3 | 5906 | 112 | 52.72 | 7.79 | 0.997 | 4000 | 80
P62EHJ3A | Lamar Lighting | Lamar Lighting | DLLR96HRA40 | Indoor Luminaires | Linear Ambient | Direct Linear Ambient Luminaires | Standard | FALSE | [9 empty] | 42310 |  |  | Yes |  | 3 | 10718 | 112 | 105.2 | 7.72 | 0.978 | 4000 | 80
P18E6MCN | Lamar Lighting | Lamar Lighting | DLLR48HRA40 | Indoor Luminaires | Linear Ambient | Direct Linear Ambient Luminaires | Standard | FALSE | [9 empty] | 42310 |  |  | Yes |  | 3 | 5359 | 102 | 52.6 | 7.72 | 0.978 | 4000 | 80
PCURJ2ZK | Lamar Lighting | Lamar Lighting | DLL96L40 | Indoor Luminaires | Linear Ambient | Direct Linear Ambient Luminaires | Standard | FALSE | [9 empty] | 42310 |  |  | Yes |  | 3 | 3813 | 126 | 30.14 | 7.7 | 0.955 | 4000 | 80
P34ZYTV1 | Lamar Lighting | Lamar Lighting | DLLR96MRA40 | Indoor Luminaires | Linear Ambient | Direct Linear Ambient Luminaires | Standard | FALSE | [9 empty] | 42310 |  |  | Yes |  | 3 | 6696 | 112 | 60.71 | 7.53 | 0.98 | 4000 | 80
PRKUGEYV | Lamar Lighting | Lamar Lighting | DLL96M40 | Indoor Luminaires | Linear Ambient | Direct Linear Ambient Luminaires | Standard | FALSE | [9 empty] | 42310 |  |  | Yes |  | 3 | 6747 | 111 | 60.79 | 7.15 | 0.993 | 4000 | 80
P62T178T | Lamar Lighting | Lamar Lighting | DLL96H35 | Indoor Luminaires | Linear Ambient | Direct Linear Ambient Luminaires | Standard | FALSE | [9 empty] | 42310 |  |  | Yes |  | 3 | 11424 | 109 | 105.28 | 7.79 | 0.997 | 3500 | 80
PEQH3SXH | Lamar Lighting | Lamar Lighting | DLL48H35 | Indoor Luminaires | Linear Ambient | Direct Linear Ambient Luminaires | Standard | FALSE | [9 empty] | 42310 |  |  | Yes |  | 3 | 5712 | 108 | 52.72 | 7.79 | 0.997 | 3500 | 80
PF2BJZA7 | Lamar Lighting | Lamar Lighting | DLLR96HRA35 | Indoor Luminaires | Linear Ambient | Direct Linear Ambient Luminaires | Standard | FALSE | [9 empty] | 42310 |  |  | Yes |  | 3 | 10366 | 109 | 105.2 | 7.72 | 0.978 | 3500 | 80
PUW6K9GG | Lamar Lighting | Lamar Lighting | DLLR48HRA35 | Indoor Luminaires | Linear Ambient | Direct Linear Ambient Luminaires | Standard | FALSE | [9 empty] | 42310 |  |  | Yes |  | 3 | 5183 | 98 | 52.6 | 7.72 | 0.978 | 3500 | 80
PXDYTNV7 | Lamar Lighting | Lamar Lighting | DLL96L35 | Indoor Luminaires | Linear Ambient | Direct Linear Ambient Luminaires | Standard | FALSE | [9 empty] | 42310 |  |  | Yes |  | 3 | 3687 | 122 | 30.14 | 7.7 | 0.955 | 3500 | 80
PTPE8HPS | Lamar Lighting | Lamar Lighting | DLLR96MRA35 | Indoor Luminaires | Linear Ambient | Direct Linear Ambient Luminaires | Standard | FALSE | [9 empty] | 42310 |  |  | Yes |  | 3 | 6475 | 109 | 60.71 | 7.53 | 0.98 | 3500 | 80
PM4SGPYK | Lamar Lighting | Lamar Lighting | DLL96M35 | Indoor Luminaires | Linear Ambient | Direct Linear Ambient Luminaires | Standard | FALSE | [9 empty] | 42310 |  |  | Yes |  | 3 | 6523 | 107 | 60.79 | 7.15 | 0.993 | 3500 | 80
PA9DKAX7 | Acuity Brands Lighting | Lithonia Lighting | DMW2 4000LM MD ACL XXXXX 50K 90CRI | Indoor Luminaires | Linear Ambient | Direct Linear Ambient Luminaires | Standard | FALSE | [9 empty] | 42310 | Dimmable | Continuous Below 10 | Yes |  | 3 | 4311.18 | 108.05 | 39.9 | 8.07 | 0.96 | 5000 | 90
PWJGPRCU | Acuity Brands Lighting | Lithonia Lighting | DMW2 4000LM MD PCL XXXXX 50K 90CRI | Indoor Luminaires | Linear Ambient | Direct Linear Ambient Luminaires | Standard | FALSE | [9 empty] | 42310 | Dimmable | Continuous Below 10 | Yes |  | 3 | 4196.81 | 105.18 | 39.9 | 8.07 | 0.96 | 5000 | 90
PJW9UWCJ | Acuity Brands Lighting | Lithonia Lighting | DMW2 4000LM MD AFL XXXXX 50K 90CRI | Indoor Luminaires | Linear Ambient | Direct Linear Ambient Luminaires | Standard | FALSE | [9 empty] | 42310 | Dimmable | Continuous Below 10 | Yes |  | 3 | 4185.58 | 104.9 | 39.9 | 8.07 | 0.96 | 5000 | 90
PTZP1E78 | Acuity Brands Lighting | Lithonia Lighting | DMW2 4000LM WD ACL XXXXX 50K 90CRI | Indoor Luminaires | Linear Ambient | Direct Linear Ambient Luminaires | Standard | FALSE | [9 empty] | 42310 | Dimmable | Continuous Below 10 | Yes |  | 3 | 3860.8 | 96.76 | 39.9 | 8.07 | 0.96 | 5000 | 90
PRB7HFCU | Acuity Brands Lighting | Lithonia Lighting | DMW2 4000LM WD PCL XXXXX 50K 90CRI | Indoor Luminaires | Linear Ambient | Direct Linear Ambient Luminaires | Standard | FALSE | [9 empty] | 42310 | Dimmable | Continuous Below 10 | Yes |  | 3 | 3752.37 | 94.04 | 39.9 | 8.07 | 0.96 | 5000 | 90
PP7XQE5K | Acuity Brands Lighting | Lithonia Lighting | DMW2 4000LM MD PFL XXXXX 50K 90CRI | Indoor Luminaires | Linear Ambient | Direct Linear Ambient Luminaires | Standard | FALSE | [9 empty] | 42310 | Dimmable | Continuous Below 10 | Yes |  | 3 | 3661.27 | 91.76 | 39.9 | 8.07 | 0.96 | 5000 | 90
P9XT1WPC | Acuity Brands Lighting | Lithonia Lighting | DMW2 4000LM WD AFL XXXXX 50K 90CRI | Indoor Luminaires | Linear Ambient | Direct Linear Ambient Luminaires | Standard | FALSE | [9 empty] | 42310 | Dimmable | Continuous Below 10 | Yes |  | 3 | 3633.38 | 91.06 | 39.9 | 8.07 | 0.96 | 5000 | 90
PUSY23FY | Acuity Brands Lighting | Lithonia Lighting | DMW2 4000LM WD AFL XXXXX 50K 80CRI | Indoor Luminaires | Linear Ambient | Direct Linear Ambient Luminaires | Standard | FALSE | [9 empty] | 42310 | Dimmable | Continuous Below 10 | Yes |  | 3 | 4422.66 | 110.84 | 39.9 | 8.07 | 0.96 | 5000 | 80
P5YVCQA6 | Acuity Brands Lighting | Lithonia Lighting | DMW2 4000LM WD PFL XXXXX 50K 80CRI | Indoor Luminaires | Linear Ambient | Direct Linear Ambient Luminaires | Standard | FALSE | [9 empty] | 42310 | Dimmable | Continuous Below 10 | Yes |  | 3 | 3843.91 | 96.34 | 39.9 | 8.07 | 0.96 | 5000 | 80
PNAH1CNR | Acuity Brands Lighting | Lithonia Lighting | DMW2 4000LM MD ACL XXXXX 40K 90CRI | Indoor Luminaires | Linear Ambient | Direct Linear Ambient Luminaires | Standard | FALSE | [9 empty] | 42310 | Dimmable | Continuous Below 10 | Yes |  | 3 | 4108.89 | 102.98 | 39.9 | 8.07 | 0.96 | 4000 | 90
P64GD78W | Acuity Brands Lighting | Lithonia Lighting | DMW2 4000LM MD PCL XXXXX 40K 90CRI | Indoor Luminaires | Linear Ambient | Direct Linear Ambient Luminaires | Standard | FALSE | [9 empty] | 42310 | Dimmable | Continuous Below 10 | Yes |  | 3 | 3999.89 | 100.25 | 39.9 | 8.07 | 0.96 | 4000 | 90
PNMF1CYQ | Acuity Brands Lighting | Lithonia Lighting | DMW2 4000LM MD AFL XXXXX 40K 90CRI | Indoor Luminaires | Linear Ambient | Direct Linear Ambient Luminaires | Standard | FALSE | [9 empty] | 42310 | Dimmable | Continuous Below 10 | Yes |  | 3 | 3989.19 | 99.98 | 39.9 | 8.07 | 0.96 | 4000 | 90
PDD3M6HE | Acuity Brands Lighting | Lithonia Lighting | DMW2 4000LM WD ACL XXXXX 40K 90CRI | Indoor Luminaires | Linear Ambient | Direct Linear Ambient Luminaires | Standard | FALSE | [9 empty] | 42310 | Dimmable | Continuous Below 10 | Yes |  | 3 | 3679.65 | 92.22 | 39.9 | 8.07 | 0.96 | 4000 | 90
PUX7DD4A | Acuity Brands Lighting | Lithonia Lighting | DMW2 4000LM WD PCL XXXXX 40K 80CRI | Indoor Luminaires | Linear Ambient | Direct Linear Ambient Luminaires | Standard | FALSE | [9 empty] | 42310 | Dimmable | Continuous Below 10 | Yes |  | 3 | 4353.18 | 109.1 | 39.9 | 8.07 | 0.96 | 4000 | 80
PJPWXJMJ | Acuity Brands Lighting | Lithonia Lighting | DMW2 4000LM MD PFL XXXXX 40K 80CRI | Indoor Luminaires | Linear Ambient | Direct Linear Ambient Luminaires | Standard | FALSE | [9 empty] | 42310 | Dimmable | Continuous Below 10 | Yes |  | 3 | 4247.5 | 106.45 | 39.9 | 8.07 | 0.96 | 4000 | 80
PFQ6CJVN | Acuity Brands Lighting | Lithonia Lighting | DMW2 4000LM WD AFL XXXXX 40K 80CRI | Indoor Luminaires | Linear Ambient | Direct Linear Ambient Luminaires | Standard | FALSE | [9 empty] | 42310 | Dimmable | Continuous Below 10 | Yes |  | 3 | 4215.14 | 105.64 | 39.9 | 8.07 | 0.96 | 4000 | 80
P181JDC4 | Acuity Brands Lighting | Lithonia Lighting | DMW2 4000LM WD PFL XXXXX 40K 80CRI | Indoor Luminaires | Linear Ambient | Direct Linear Ambient Luminaires | Standard | FALSE | [9 empty] | 42310 | Dimmable | Continuous Below 10 | Yes |  | 3 | 3663.55 | 91.82 | 39.9 | 8.07 | 0.96 | 4000 | 80
PXXT8S3T | Acuity Brands Lighting | Lithonia Lighting | DMW2 4000LM MD ACL XXXXX 35K 90CRI | Indoor Luminaires | Linear Ambient | Direct Linear Ambient Luminaires | Standard | FALSE | [9 empty] | 42310 | Dimmable | Continuous Below 10 | Yes |  | 3 | 4020.39 | 100.76 | 39.9 | 8.07 | 0.96 | 3500 | 90
PNSM5H8W | Acuity Brands Lighting | Lithonia Lighting | DMW2 4000LM MD PCL XXXXX 35K 90CRI | Indoor Luminaires | Linear Ambient | Direct Linear Ambient Luminaires | Standard | FALSE | [9 empty] | 42310 | Dimmable | Continuous Below 10 | Yes |  | 3 | 3913.74 | 98.09 | 39.9 | 8.07 | 0.96 | 3500 | 90
P6ZF9313 | Acuity Brands Lighting | Lithonia Lighting | DMW2 4000LM MD AFL XXXXX 35K 90CRI | Indoor Luminaires | Linear Ambient | Direct Linear Ambient Luminaires | Standard | FALSE | [9 empty] | 42310 | Dimmable | Continuous Below 10 | Yes |  | 3 | 3903.27 | 97.83 | 39.9 | 8.07 | 0.96 | 3500 | 90
PK4P5FT5 | Acuity Brands Lighting | Lithonia Lighting | DMW2 4000LM WD ACL XXXXX 35K 90CRI | Indoor Luminaires | Linear Ambient | Direct Linear Ambient Luminaires | Standard | FALSE | [9 empty] | 42310 | Dimmable | Continuous Below 10 | Yes |  | 3 | 3600.39 | 90.24 | 39.9 | 8.07 | 0.96 | 3500 | 90
PHN6M19W | Acuity Brands Lighting | Lithonia Lighting | DMW2 4000LM WD ACL XXXXX 35K 80CRI | Indoor Luminaires | Linear Ambient | Direct Linear Ambient Luminaires | Standard | FALSE | [9 empty] | 42310 | Dimmable | Continuous Below 10 | Yes |  | 3 | 4382.5 | 109.84 | 39.9 | 8.07 | 0.96 | 3500 | 80
PA11ZYJN | Acuity Brands Lighting | Lithonia Lighting | DMW2 4000LM WD PCL XXXXX 35K 80CRI | Indoor Luminaires | Linear Ambient | Direct Linear Ambient Luminaires | Standard | FALSE | [9 empty] | 42310 | Dimmable | Continuous Below 10 | Yes |  | 3 | 4259.42 | 106.75 | 39.9 | 8.07 | 0.96 | 3500 | 80
PC9T9PZF | Acuity Brands Lighting | Lithonia Lighting | DMW2 4000LM MD PFL XXXXX 35K 80CRI | Indoor Luminaires | Linear Ambient | Direct Linear Ambient Luminaires | Standard | FALSE | [9 empty] | 42310 | Dimmable | Continuous Below 10 | Yes |  | 3 | 4156.01 | 104.16 | 39.9 | 8.07 | 0.96 | 3500 | 80
PXD2M9AE | Acuity Brands Lighting | Lithonia Lighting | DMW2 4000LM WD AFL XXXXX 35K 80CRI | Indoor Luminaires | Linear Ambient | Direct Linear Ambient Luminaires | Standard | FALSE | [9 empty] | 42310 | Dimmable | Continuous Below 10 | Yes |  | 3 | 4124.35 | 103.37 | 39.9 | 8.07 | 0.96 | 3500 | 80
PKQ8HXWT | Acuity Brands Lighting | Lithonia Lighting | DMW2 4000LM WD PFL XXXXX 35K 80CRI | Indoor Luminaires | Linear Ambient | Direct Linear Ambient Luminaires | Standard | FALSE | [9 empty] | 42310 | Dimmable | Continuous Below 10 | Yes |  | 3 | 3584.64 | 89.84 | 39.9 | 8.07 | 0.96 | 3500 | 80
P394EAUV | Acuity Brands Lighting | Lithonia Lighting | DMW2 4000LM MD ACL XXXXX 30K 90CRI | Indoor Luminaires | Linear Ambient | Direct Linear Ambient Luminaires | Standard | FALSE | [9 empty] | 42310 | Dimmable | Continuous Below 10 | Yes |  | 3 | 3919.25 | 98.23 | 39.9 | 8.07 | 0.96 | 3000 | 90
PSM3T1HV | Acuity Brands Lighting | Lithonia Lighting | DMW2 4000LM MD PCL XXXXX 30K 90CRI | Indoor Luminaires | Linear Ambient | Direct Linear Ambient Luminaires | Standard | FALSE | [9 empty] | 42310 | Dimmable | Continuous Below 10 | Yes |  | 3 | 3815.28 | 95.62 | 39.9 | 8.07 | 0.96 | 3000 | 90
P8WH8H56 | Acuity Brands Lighting | Lithonia Lighting | DMW2 4000LM MD AFL XXXXX 30K 90CRI | Indoor Luminaires | Linear Ambient | Direct Linear Ambient Luminaires | Standard | FALSE | [9 empty] | 42310 | Dimmable | Continuous Below 10 | Yes |  | 3 | 3805.08 | 95.37 | 39.9 | 8.07 | 0.96 | 3000 | 90
PS32P861 | Acuity Brands Lighting | Lithonia Lighting | DMW2 4000LM WD ACL XXXXX 30K 80CRI | Indoor Luminaires | Linear Ambient | Direct Linear Ambient Luminaires | Standard | FALSE | [9 empty] | 42310 | Dimmable | Continuous Below 10 | Yes |  | 3 | 4272.25 | 107.07 | 39.9 | 8.07 | 0.96 | 3000 | 80
PNKGT1CF | Acuity Brands Lighting | Lithonia Lighting | DMW2 4000LM WD PCL XXXXX 30K 80CRI | Indoor Luminaires | Linear Ambient | Direct Linear Ambient Luminaires | Standard | FALSE | [9 empty] | 42310 | Dimmable | Continuous Below 10 | Yes |  | 3 | 4152.27 | 104.07 | 39.9 | 8.07 | 0.96 | 3000 | 80
P1VVEPNT | Acuity Brands Lighting | Lithonia Lighting | DMW2 4000LM MD PFL XXXXX 30K 80CRI | Indoor Luminaires | Linear Ambient | Direct Linear Ambient Luminaires | Standard | FALSE | [9 empty] | 42310 | Dimmable | Continuous Below 10 | Yes |  | 3 | 4051.46 | 101.54 | 39.9 | 8.07 | 0.96 | 3000 | 80
PFJGGCJ1 | Acuity Brands Lighting | Lithonia Lighting | DMW2 4000LM WD AFL XXXXX 30K 80CRI | Indoor Luminaires | Linear Ambient | Direct Linear Ambient Luminaires | Standard | FALSE | [9 empty] | 42310 | Dimmable | Continuous Below 10 | Yes |  | 3 | 4020.6 | 100.77 | 39.9 | 8.07 | 0.96 | 3000 | 80
PAEU7C9Z | Acuity Brands Lighting | Lithonia Lighting | DMW2 2000LM WD PFL XXXXX 50K 90CRI | Indoor Luminaires | Linear Ambient | Direct Linear Ambient Luminaires | Standard | TRUE | 1640.69 | 87.32 | 18.79 | 17.48 | 0.91 | 5114 | 85.8 | 5 |  | 42303 |  |  | Yes |  | 3 | 1649.41 | 87.83 | 18.78 | 16.73 | 0.93 | 5000 | 90
PXABBG3J | Acuity Brands Lighting | Lithonia Lighting | DMW2 3000LM WD ACL XXXXX 50K 90CRI | Indoor Luminaires | Linear Ambient | Direct Linear Ambient Luminaires | Standard | FALSE | [9 empty] | 42303 | Dimmable | Continuous Below 10 | Yes |  | 3 | 2903.41 | 104.25 | 27.85 | 16.73 | 0.93 | 5000 | 90
PZWFJY6W | Acuity Brands Lighting | Lithonia Lighting | DMW2 3000LM WD PCL XXXXX 50K 90CRI | Indoor Luminaires | Linear Ambient | Direct Linear Ambient Luminaires | Standard | FALSE | [9 empty] | 42303 | Dimmable | Continuous Below 10 | Yes |  | 3 | 2821.87 | 101.32 | 27.85 | 16.73 | 0.93 | 5000 | 90
PA6C8T3G | Acuity Brands Lighting | Lithonia Lighting | DMW2 3000LM MD PFL XXXXX 50K 90CRI | Indoor Luminaires | Linear Ambient | Direct Linear Ambient Luminaires | Standard | FALSE | [9 empty] | 42303 | Dimmable | Continuous Below 10 | Yes |  | 3 | 2753.36 | 98.86 | 27.85 | 16.73 | 0.93 | 5000 | 90
PK5NQTU9 | Acuity Brands Lighting | Lithonia Lighting | DMW2 3000LM WD AFL XXXXX 50K 90CRI | Indoor Luminaires | Linear Ambient | Direct Linear Ambient Luminaires | Standard | FALSE | [9 empty] | 42303 | Dimmable | Continuous Below 10 | Yes |  | 3 | 2732.39 | 98.11 | 27.85 | 16.73 | 0.93 | 5000 | 90
PSQBHNE4 | Acuity Brands Lighting | Lithonia Lighting | DMW2 2000LM WD ACL XXXXX 50K 90CRI | Indoor Luminaires | Linear Ambient | Direct Linear Ambient Luminaires | Standard | FALSE | [9 empty] | 42303 | Dimmable | Continuous Below 10 | Yes |  | 3 | 2016.52 | 107.38 | 18.78 | 16.73 | 0.93 | 5000 | 90
PKMQ567D | Acuity Brands Lighting | Lithonia Lighting | DMW2 2000LM WD PCL XXXXX 50K 90CRI | Indoor Luminaires | Linear Ambient | Direct Linear Ambient Luminaires | Standard | FALSE | [9 empty] | 42303 | Dimmable | Continuous Below 10 | Yes |  | 3 | 1959.89 | 104.36 | 18.78 | 16.73 | 0.93 | 5000 | 90
PHRVJD55 | Acuity Brands Lighting | Lithonia Lighting | DMW2 2000LM MD PFL XXXXX 50K 90CRI | Indoor Luminaires | Linear Ambient | Direct Linear Ambient Luminaires | Standard | FALSE | [9 empty] | 42303 | Dimmable | Continuous Below 10 | Yes |  | 3 | 1912.31 | 101.83 | 18.78 | 16.73 | 0.93 | 5000 | 90
P2S7GJQY | Acuity Brands Lighting | Lithonia Lighting | DMW2 2000LM WD AFL XXXXX 50K 90CRI | Indoor Luminaires | Linear Ambient | Direct Linear Ambient Luminaires | Standard | FALSE | [9 empty] | 42303 | Dimmable | Continuous Below 10 | Yes |  | 3 | 1897.74 | 101.05 | 18.78 | 16.73 | 0.93 | 5000 | 90
PK5EJEHW | Acuity Brands Lighting | Lithonia Lighting | DMW2 3000LM WD PFL XXXXX 50K 80CRI | Indoor Luminaires | Linear Ambient | Direct Linear Ambient Luminaires | Standard | FALSE | [9 empty] | 42303 | Dimmable | Continuous Below 10 | Yes |  | 3 | 2890.71 | 103.8 | 27.85 | 16.73 | 0.93 | 5000 | 80
PQ5Q8HBM | Acuity Brands Lighting | Lithonia Lighting | DMW2 2000LM WD PFL XXXXX 50K 80CRI | Indoor Luminaires | Linear Ambient | Direct Linear Ambient Luminaires | Standard | FALSE | [9 empty] | 42303 | Dimmable | Continuous Below 10 | Yes |  | 3 | 2007.7 | 106.91 | 18.78 | 16.73 | 0.93 | 5000 | 80
PMN3MQJD | Acuity Brands Lighting | Lithonia Lighting | DMW2 3000LM MD PCL XXXXX 40K 90CRI | Indoor Luminaires | Linear Ambient | Direct Linear Ambient Luminaires | Standard | FALSE | [9 empty] | 42303 | Dimmable | Continuous Below 10 | Yes |  | 3 | 3008.01 | 108.01 | 27.85 | 16.73 | 0.93 | 4000 | 90
PX5FD6VA | Acuity Brands Lighting | Lithonia Lighting | DMW2 3000LM MD AFL XXXXX 40K 90CRI | Indoor Luminaires | Linear Ambient | Direct Linear Ambient Luminaires | Standard | FALSE | [9 empty] | 42303 | Dimmable | Continuous Below 10 | Yes |  | 3 | 2999.97 | 107.72 | 27.85 | 16.73 | 0.93 | 4000 | 90
PWF1HH5C | Acuity Brands Lighting | Lithonia Lighting | DMW2 3000LM WD ACL XXXXX 40K 90CRI | Indoor Luminaires | Linear Ambient | Direct Linear Ambient Luminaires | Standard | FALSE | [9 empty] | 42303 | Dimmable | Continuous Below 10 | Yes |  | 3 | 2767.18 | 99.36 | 27.85 | 16.73 | 0.93 | 4000 | 90
PUTXE6M9 | Acuity Brands Lighting | Lithonia Lighting | DMW2 3000LM WD PCL XXXXX 40K 90CRI | Indoor Luminaires | Linear Ambient | Direct Linear Ambient Luminaires | Standard | FALSE | [9 empty] | 42303 | Dimmable | Continuous Below 10 | Yes |  | 3 | 2689.47 | 96.57 | 27.85 | 16.73 | 0.93 | 4000 | 90
P5S9JQUE | Acuity Brands Lighting | Lithonia Lighting | DMW2 3000LM MD PFL XXXXX 40K 90CRI | Indoor Luminaires | Linear Ambient | Direct Linear Ambient Luminaires | Standard | FALSE | [9 empty] | 42303 | Dimmable | Continuous Below 10 | Yes |  | 3 | 2624.17 | 94.23 | 27.85 | 16.73 | 0.93 | 4000 | 90
PA39248U | Acuity Brands Lighting | Lithonia Lighting | DMW2 3000LM WD AFL XXXXX 40K 90CRI | Indoor Luminaires | Linear Ambient | Direct Linear Ambient Luminaires | Standard | FALSE | [9 empty] | 42303 | Dimmable | Continuous Below 10 | Yes |  | 3 | 2604.18 | 93.51 | 27.85 | 16.73 | 0.93 | 4000 | 90
PQM454AY | Acuity Brands Lighting | Lithonia Lighting | DMW2 2000LM WD ACL XXXXX 40K 90CRI | Indoor Luminaires | Linear Ambient | Direct Linear Ambient Luminaires | Standard | FALSE | [9 empty] | 42303 | Dimmable | Continuous Below 10 | Yes |  | 3 | 1921.91 | 102.34 | 18.78 | 16.73 | 0.93 | 4000 | 90
PQXWNHYN | Acuity Brands Lighting | Lithonia Lighting | DMW2 2000LM WD PCL XXXXX 40K 90CRI | Indoor Luminaires | Linear Ambient | Direct Linear Ambient Luminaires | Standard | FALSE | [9 empty] | 42303 | Dimmable | Continuous Below 10 | Yes |  | 3 | 1867.93 | 99.46 | 18.78 | 16.73 | 0.93 | 4000 | 90
P8H9DEQD | Acuity Brands Lighting | Lithonia Lighting | DMW2 2000LM MD PFL XXXXX 40K 90CRI | Indoor Luminaires | Linear Ambient | Direct Linear Ambient Luminaires | Standard | FALSE | [9 empty] | 42303 | Dimmable | Continuous Below 10 | Yes |  | 3 | 1822.58 | 97.05 | 18.78 | 16.73 | 0.93 | 4000 | 90
PRT5RU8X | Acuity Brands Lighting | Lithonia Lighting | DMW2 2000LM WD AFL XXXXX 40K 90CRI | Indoor Luminaires | Linear Ambient | Direct Linear Ambient Luminaires | Standard | FALSE | [9 empty] | 42303 | Dimmable | Continuous Below 10 | Yes |  | 3 | 1808.7 | 96.31 | 18.78 | 16.73 | 0.93 | 4000 | 90
PQMWUNKC | Acuity Brands Lighting | Lithonia Lighting | DMW2 3000LM WD PFL XXXXX 40K 80CRI | Indoor Luminaires | Linear Ambient | Direct Linear Ambient Luminaires | Standard | FALSE | [9 empty] | 42303 | Dimmable | Continuous Below 10 | Yes |  | 3 | 2755.08 | 98.93 | 27.85 | 16.73 | 0.93 | 4000 | 80
PE56FGH6 | Acuity Brands Lighting | Lithonia Lighting | DMW2 2000LM WD PFL XXXXX 40K 80CRI | Indoor Luminaires | Linear Ambient | Direct Linear Ambient Luminaires | Standard | FALSE | [9 empty] | 42303 | Dimmable | Continuous Below 10 | Yes |  | 3 | 1913.5 | 101.89 | 18.78 | 16.73 | 0.93 | 4000 | 80
P5E1V9GH | Acuity Brands Lighting | Lithonia Lighting | DMW2 3000LM MD ACL XXXXX 35K 90CRI | Indoor Luminaires | Linear Ambient | Direct Linear Ambient Luminaires | Standard | FALSE | [9 empty] | 42303 | Dimmable | Continuous Below 10 | Yes |  | 3 | 3023.43 | 108.56 | 27.85 | 16.73 | 0.93 | 3500 | 90
PMTXA8QE | Acuity Brands Lighting | Lithonia Lighting | DMW2 3000LM MD PCL XXXXX 35K 90CRI | Indoor Luminaires | Linear Ambient | Direct Linear Ambient Luminaires | Standard | FALSE | [9 empty] | 42303 | Dimmable | Continuous Below 10 | Yes |  | 3 | 2943.22 | 105.68 | 27.85 | 16.73 | 0.93 | 3500 | 90
P1QJ5GAU | Acuity Brands Lighting | Lithonia Lighting | DMW2 3000LM MD AFL XXXXX 35K 90CRI | Indoor Luminaires | Linear Ambient | Direct Linear Ambient Luminaires | Standard | FALSE | [9 empty] | 42303 | Dimmable | Continuous Below 10 | Yes |  | 3 | 2935.35 | 105.4 | 27.85 | 16.73 | 0.93 | 3500 | 90
PXQUFF2C | Acuity Brands Lighting | Lithonia Lighting | DMW2 3000LM WD ACL XXXXX 35K 90CRI | Indoor Luminaires | Linear Ambient | Direct Linear Ambient Luminaires | Standard | FALSE | [9 empty] | 42303 | Dimmable | Continuous Below 10 | Yes |  | 3 | 2707.58 | 97.22 | 27.85 | 16.73 | 0.93 | 3500 | 90
PG7RXJY3 | Acuity Brands Lighting | Lithonia Lighting | DMW2 3000LM WD PCL XXXXX 35K 90CRI | Indoor Luminaires | Linear Ambient | Direct Linear Ambient Luminaires | Standard | FALSE | [9 empty] | 42303 | Dimmable | Continuous Below 10 | Yes |  | 3 | 2631.54 | 94.49 | 27.85 | 16.73 | 0.93 | 3500 | 90
PJDPSP4P | Acuity Brands Lighting | Lithonia Lighting | DMW2 3000LM MD PFL XXXXX 35K 90CRI | Indoor Luminaires | Linear Ambient | Direct Linear Ambient Luminaires | Standard | FALSE | [9 empty] | 42303 | Dimmable | Continuous Below 10 | Yes |  | 3 | 2567.65 | 92.2 | 27.85 | 16.73 | 0.93 | 3500 | 90
P2E18KF2 | Acuity Brands Lighting | Lithonia Lighting | DMW2 3000LM WD AFL XXXXX 35K 90CRI | Indoor Luminaires | Linear Ambient | Direct Linear Ambient Luminaires | Standard | FALSE | [9 empty] | 42303 | Dimmable | Continuous Below 10 | Yes |  | 3 | 2548.09 | 91.49 | 27.85 | 16.73 | 0.93 | 3500 | 90
PCTGR3UD | Acuity Brands Lighting | Lithonia Lighting | DMW2 2000LM MD PCL XXXXX 35K 90CRI | Indoor Luminaires | Linear Ambient | Direct Linear Ambient Luminaires | Standard | FALSE | [9 empty] | 42303 | Dimmable | Continuous Below 10 | Yes |  | 3 | 2044.17 | 108.85 | 18.78 | 16.73 | 0.93 | 3500 | 90
PV8ZXBVB | Acuity Brands Lighting | Lithonia Lighting | DMW2 2000LM MD AFL XXXXX 35K 90CRI | Indoor Luminaires | Linear Ambient | Direct Linear Ambient Luminaires | Standard | FALSE | [9 empty] | 42303 | Dimmable | Continuous Below 10 | Yes |  | 3 | 2038.71 | 108.56 | 18.78 | 16.73 | 0.93 | 3500 | 90
P11QPPAC | Acuity Brands Lighting | Lithonia Lighting | DMW2 2000LM WD ACL XXXXX 35K 90CRI | Indoor Luminaires | Linear Ambient | Direct Linear Ambient Luminaires | Standard | FALSE | [9 empty] | 42303 | Dimmable | Continuous Below 10 | Yes |  | 3 | 1880.51 | 100.13 | 18.78 | 16.73 | 0.93 | 3500 | 90
P5W3N6GH | Acuity Brands Lighting | Lithonia Lighting | DMW2 2000LM WD PCL XXXXX 35K 90CRI | Indoor Luminaires | Linear Ambient | Direct Linear Ambient Luminaires | Standard | FALSE | [9 empty] | 42303 | Dimmable | Continuous Below 10 | Yes |  | 3 | 1827.7 | 97.32 | 18.78 | 16.73 | 0.93 | 3500 | 90
PDN86FZ9 | Acuity Brands Lighting | Lithonia Lighting | DMW2 2000LM MD PFL XXXXX 35K 90CRI | Indoor Luminaires | Linear Ambient | Direct Linear Ambient Luminaires | Standard | FALSE | [9 empty] | 42303 | Dimmable | Continuous Below 10 | Yes |  | 3 | 1783.33 | 94.96 | 18.78 | 16.73 | 0.93 | 3500 | 90
PWBE5S4T | Acuity Brands Lighting | Lithonia Lighting | DMW2 2000LM WD AFL XXXXX 35K 90CRI | Indoor Luminaires | Linear Ambient | Direct Linear Ambient Luminaires | Standard | FALSE | [9 empty] | 42303 | Dimmable | Continuous Below 10 | Yes |  | 3 | 1769.74 | 94.24 | 18.78 | 16.73 | 0.93 | 3500 | 90
P5552ZEP | Acuity Brands Lighting | Lithonia Lighting | DMW2 3000LM WD PFL XXXXX 35K 80CRI | Indoor Luminaires | Linear Ambient | Direct Linear Ambient Luminaires | Standard | FALSE | [9 empty] | 42303 | Dimmable | Continuous Below 10 | Yes |  | 3 | 2695.74 | 96.79 | 27.85 | 16.73 | 0.93 | 3500 | 80
PUG1XGD5 | Acuity Brands Lighting | Lithonia Lighting | DMW2 2000LM WD PFL XXXXX 35K 80CRI | Indoor Luminaires | Linear Ambient | Direct Linear Ambient Luminaires | Standard | FALSE | [9 empty] | 42303 | Dimmable | Continuous Below 10 | Yes |  | 3 | 1872.29 | 99.7 | 18.78 | 16.73 | 0.93 | 3500 | 80
PZC7C6VJ | Acuity Brands Lighting | Lithonia Lighting | DMW2 3000LM MD ACL XXXXX 30K 90CRI | Indoor Luminaires | Linear Ambient | Direct Linear Ambient Luminaires | Standard | FALSE | [9 empty] | 42303 | Dimmable | Continuous Below 10 | Yes |  | 3 | 2947.37 | 105.83 | 27.85 | 16.73 | 0.93 | 3000 | 90
PVUNTGJS | Acuity Brands Lighting | Lithonia Lighting | DMW2 3000LM MD PCL XXXXX 30K 90CRI | Indoor Luminaires | Linear Ambient | Direct Linear Ambient Luminaires | Standard | FALSE | [9 empty] | 42303 | Dimmable | Continuous Below 10 | Yes |  | 3 | 2869.18 | 103.02 | 27.85 | 16.73 | 0.93 | 3000 | 90
PEZE9JY5 | Acuity Brands Lighting | Lithonia Lighting | DMW2 3000LM MD AFL XXXXX 30K 90CRI | Indoor Luminaires | Linear Ambient | Direct Linear Ambient Luminaires | Standard | FALSE | [9 empty] | 42303 | Dimmable | Continuous Below 10 | Yes |  | 3 | 2861.51 | 102.75 | 27.85 | 16.73 | 0.93 | 3000 | 90
PXFJ91DP | Acuity Brands Lighting | Lithonia Lighting | DMW2 3000LM WD ACL XXXXX 30K 90CRI | Indoor Luminaires | Linear Ambient | Direct Linear Ambient Luminaires | Standard | FALSE | [9 empty] | 42303 | Dimmable | Continuous Below 10 | Yes |  | 3 | 2639.46 | 94.77 | 27.85 | 16.73 | 0.93 | 3000 | 90
P3QEB4YX | Acuity Brands Lighting | Lithonia Lighting | DMW2 3000LM WD PCL XXXXX 30K 90CRI | Indoor Luminaires | Linear Ambient | Direct Linear Ambient Luminaires | Standard | FALSE | [9 empty] | 42303 | Dimmable | Continuous Below 10 | Yes |  | 3 | 2565.34 | 92.11 | 27.85 | 16.73 | 0.93 | 3000 | 90
P8BGFYER | Acuity Brands Lighting | Lithonia Lighting | DMW2 3000LM MD PFL XXXXX 30K 90CRI | Indoor Luminaires | Linear Ambient | Direct Linear Ambient Luminaires | Standard | FALSE | [9 empty] | 42303 | Dimmable | Continuous Below 10 | Yes |  | 3 | 2503.06 | 89.88 | 27.85 | 16.73 | 0.93 | 3000 | 90
P7G6HHYR | Acuity Brands Lighting | Lithonia Lighting | DMW2 3000LM WD AFL XXXXX 30K 90CRI | Indoor Luminaires | Linear Ambient | Direct Linear Ambient Luminaires | Standard | FALSE | [9 empty] | 42303 | Dimmable | Continuous Below 10 | Yes |  | 3 | 2483.99 | 89.19 | 27.85 | 16.73 | 0.93 | 3000 | 90
PSXW33G6 | Acuity Brands Lighting | Lithonia Lighting | DMW2 2000LM MD ACL XXXXX 30K 90CRI | Indoor Luminaires | Linear Ambient | Direct Linear Ambient Luminaires | Standard | FALSE | [9 empty] | 42303 | Dimmable | Continuous Below 10 | Yes |  | 3 | 2047.05 | 109 | 18.78 | 16.73 | 0.93 | 3000 | 90
PH8YMMPV | Acuity Brands Lighting | Lithonia Lighting | DMW2 2000LM MD PCL XXXXX 30K 90CRI | Indoor Luminaires | Linear Ambient | Direct Linear Ambient Luminaires | Standard | FALSE | [9 empty] | 42303 | Dimmable | Continuous Below 10 | Yes |  | 3 | 1992.75 | 106.11 | 18.78 | 16.73 | 0.93 | 3000 | 90
PRZVY3BT | Acuity Brands Lighting | Lithonia Lighting | DMW2 2000LM MD AFL XXXXX 30K 90CRI | Indoor Luminaires | Linear Ambient | Direct Linear Ambient Luminaires | Standard | FALSE | [9 empty] | 42303 | Dimmable | Continuous Below 10 | Yes |  | 3 | 1987.42 | 105.83 | 18.78 | 16.73 | 0.93 | 3000 | 90
PSCDRVVS | Acuity Brands Lighting | Lithonia Lighting | DMW2 2000LM WD ACL XXXXX 30K 90CRI | Indoor Luminaires | Linear Ambient | Direct Linear Ambient Luminaires | Standard | FALSE | [9 empty] | 42303 | Dimmable | Continuous Below 10 | Yes |  | 3 | 1833.2 | 97.61 | 18.78 | 16.73 | 0.93 | 3000 | 90
PXPH8JHF | Acuity Brands Lighting | Lithonia Lighting | DMW2 2000LM WD PCL XXXXX 30K 90CRI | Indoor Luminaires | Linear Ambient | Direct Linear Ambient Luminaires | Standard | FALSE | [9 empty] | 42303 | Dimmable | Continuous Below 10 | Yes |  | 3 | 1781.72 | 94.87 | 18.78 | 16.73 | 0.93 | 3000 | 90
P2ES4N9H | Acuity Brands Lighting | Lithonia Lighting | DMW2 2000LM MD PFL XXXXX 30K 90CRI | Indoor Luminaires | Linear Ambient | Direct Linear Ambient Luminaires | Standard | FALSE | [9 empty] | 42303 | Dimmable | Continuous Below 10 | Yes |  | 3 | 1738.46 | 92.57 | 18.78 | 16.73 | 0.93 | 3000 | 90
PNNPJ9J6 | Acuity Brands Lighting | Lithonia Lighting | DMW2 2000LM WD AFL XXXXX 30K 90CRI | Indoor Luminaires | Linear Ambient | Direct Linear Ambient Luminaires | Standard | FALSE | [9 empty] | 42303 | Dimmable | Continuous Below 10 | Yes |  | 3 | 1725.22 | 91.86 | 18.78 | 16.73 | 0.93 | 3000 | 90
PSNWMV33 | Acuity Brands Lighting | Lithonia Lighting | DMW2 3000LM MD PFL XXXXX 30K 80CRI | Indoor Luminaires | Linear Ambient | Direct Linear Ambient Luminaires | Standard | FALSE | [9 empty] | 42303 | Dimmable | Continuous Below 10 | Yes |  | 3 | 3046.79 | 109.4 | 27.85 | 16.73 | 0.93 | 3000 | 80
PY54TQRV | Acuity Brands Lighting | Lithonia Lighting | DMW2 3000LM WD AFL XXXXX 30K 80CRI | Indoor Luminaires | Linear Ambient | Direct Linear Ambient Luminaires | Standard | FALSE | [9 empty] | 42303 | Dimmable | Continuous Below 10 | Yes |  | 3 | 3023.58 | 108.57 | 27.85 | 16.73 | 0.93 | 3000 | 80
PANR7NPW | Acuity Brands Lighting | Lithonia Lighting | DMW2 3000LM WD PFL XXXXX 30K 80CRI | Indoor Luminaires | Linear Ambient | Direct Linear Ambient Luminaires | Standard | FALSE | [9 empty] | 42303 | Dimmable | Continuous Below 10 | Yes |  | 3 | 2627.92 | 94.36 | 27.85 | 16.73 | 0.93 | 3000 | 80
PVT1C84F | Acuity Brands Lighting | Lithonia Lighting | DMW2 2000LM WD PFL XXXXX 30K 80CRI | Indoor Luminaires | Linear Ambient | Direct Linear Ambient Luminaires | Standard | FALSE | [9 empty] | 42303 | Dimmable | Continuous Below 10 | Yes |  | 3 | 1825.18 | 97.19 | 18.78 | 16.73 | 0.93 | 3000 | 80
PEQ4USSE | Visioneering Corp | Visioneering | LCOMN48-LED835K040L [UNV347] | Indoor Luminaires | Linear Ambient | Direct Linear Ambient Luminaires | Standard | TRUE | 4148 | 115 | 36.082 | 12.93 | 0.9824 | 3521 | 84.16 | 5 | 50000 | 42300 |  |  | Yes |  | 3 | 4148 | 115 | 36.08 | 12.9 | 0.9 | 3500 | 84
PEXR87ZN | Allstar Lighting Supplies Inc. | LUXRITE | LR25150 | Indoor Luminaires | Linear Ambient | Direct Linear Ambient Luminaires | Standard | TRUE | 3427.6 | 93.9 | 36.52 | 15.16 | 0.8892 | 4021 | 82.6 | 5 | 50000 | 42300 |  |  | NotYetVerified |  | 3 | 3400 | 100 | 40 |  |  | 4000 | 82
PFQW5DYP | Visioneering Corp | Visioneering | LCOMN48-LED835K020L [UNV347] | Indoor Luminaires | Linear Ambient | Direct Linear Ambient Luminaires | Standard | TRUE | 2104 | 118.3 | 17.79 | 17.5 | 0.8875 | 3494 | 84.7 | 5 | 50000 | 42300 |  |  | Yes |  | 3 | 2104 | 118.3 | 17.79 | 12.9 | 0.9 | 3500 | 84
PU6YSRTF | Visioneering Corp | Visioneering | LCOMN48-LED850K020L [UNV347] | Indoor Luminaires | Linear Ambient | Direct Linear Ambient Luminaires | Standard | TRUE | 2106 | 118.6 | 17.76 | 17.52 | 0.8869 | 5011 | 83.78 | 5 | 50000 | 42300 |  |  | Yes |  | 3 | 2106 | 118.6 | 17.76 | 12.9 | 0.9 | 5000 | 84
PPPHC5J7 | Visioneering Corp | Visioneering | LCOMN48-LED850K040L [UNV347] | Indoor Luminaires | Linear Ambient | Direct Linear Ambient Luminaires | Standard | FALSE | [9 empty] | 42300 |  |  | Yes |  | 3 | 4380 | 121 | 36.08 | 12.9 | 0.9 | 5000 | 84
P5MUQWVW | Visioneering Corp | Visioneering | LCOMN48-LED840K040L [UNV347] | Indoor Luminaires | Linear Ambient | Direct Linear Ambient Luminaires | Standard | FALSE | [9 empty] | 42300 |  |  | Yes |  | 3 | 4304 | 119 | 36.08 | 12.9 | 0.9 | 4000 | 84
PGW3BNV5 | Visioneering Corp | Visioneering | LCOMN48-LED840K020L [UNV347] | Indoor Luminaires | Linear Ambient | Direct Linear Ambient Luminaires | Standard | FALSE | [9 empty] | 42300 |  |  | Yes |  | 3 | 2183 | 122.7 | 17.79 | 12.9 | 0.9 | 4000 | 84
PSWR7E2P | HISHINE GROUP LIMITED | HISHINE GR | HS-P65F6-90-C-4000K | Indoor Luminaires | Linear Ambient | Direct Linear Ambient Luminaires | Standard | TRUE | 8784.8 | 98.37 | 89.3 | 21.8 | 0.912 | 4265 | 85.9 | 5 | 50000 | 42299 |  |  | No |  | 3 | 7650 | 85 | 90 | 21.8 | 0.912 | 4000 | 80
PFWKJKCF | HISHINE GROUP LIMITED | HISHINE GR | HS-P65F4-60-C-4000K | Indoor Luminaires | Linear Ambient | Direct Linear Ambient Luminaires | Standard | TRUE | 5708.55 | 96.55 | 59.13 | 22.1 | 0.905 | 4258 | 85.7 | 5 | 50000 | 42299 |  |  | No |  | 3 | 5100 | 85 | 60 | 22.1 | 0.905 | 4000 | 80
P1Y295XD | HISHINE GROUP LIMITED | HISHINE GR | HS-P65F3-40-C-4000K | Indoor Luminaires | Linear Ambient | Direct Linear Ambient Luminaires | Standard | TRUE | 3729.42 | 90.83 | 41.06 | 22 | 0.895 | 4255 | 86 | 5 | 50000 | 42299 |  |  | No |  | 3 | 3400 | 85 | 40 | 22 | 0.895 | 4000 | 80
PJF11U2R | HISHINE GROUP LIMITED | HISHINE GR | HS-P65F5-80-C-4000K | Indoor Luminaires | Linear Ambient | Direct Linear Ambient Luminaires | Standard | TRUE | 7501.29 | 93.73 | 80.03 | 21.1 | 0.889 | 4270 | 85.8 | 5 | 50000 | 42299 |  |  | No |  | 3 | 6800 | 85 | 80 | 21.1 | 0.889 | 4000 | 80
PNVWF2V4 | HISHINE GROUP LIMITED | HISHINE GR | HS-P65F2-30-C-4000K | Indoor Luminaires | Linear Ambient | Direct Linear Ambient Luminaires | Standard | TRUE | 2862.39 | 97.02 | 29.5 | 21.5 | 0.884 | 4229 | 85.8 | 5 | 50000 | 42299 |  |  | No |  | 3 | 2550 | 85 | 30 | 21.8 | 0.884 | 4000 | 80
PQMGNZ6T | HISHINE GROUP LIMITED | HISHINE GR | HS-P65F4-60-C-5000K | Indoor Luminaires | Linear Ambient | Direct Linear Ambient Luminaires | Standard | FALSE | [9 empty] | 42299 |  |  | No |  | 3 | 5100 | 85 | 60 | 22.1 | 0.905 | 5000 | 80
PDC8DDU3 | HISHINE GROUP LIMITED | HISHINE GR | HS-P65F3-40-C-5000K | Indoor Luminaires | Linear Ambient | Direct Linear Ambient Luminaires | Standard | FALSE | [9 empty] | 42299 |  |  | No |  | 3 | 3400 | 85 | 40 | 22 | 0.895 | 5000 | 80
PDR5PJWK | HISHINE GROUP LIMITED | HISHINE GR | HS-P65F6-90-C-5000K | Indoor Luminaires | Linear Ambient | Direct Linear Ambient Luminaires | Standard | FALSE | [9 empty] | 42299 |  |  | No |  | 3 | 7650 | 85 | 90 | 21.8 | 0.912 | 5000 | 80
P6GNU3MY | HISHINE GROUP LIMITED | HISHINE GR | HS-P65F2-30-C-5000K | Indoor Luminaires | Linear Ambient | Direct Linear Ambient Luminaires | Standard | FALSE | [9 empty] | 42299 |  |  | No |  | 3 | 2550 | 85 | 30 | 21.8 | 0.884 | 5000 | 80
PTZGFCXW | HISHINE GROUP LIMITED | HISHINE GR | HS-P65F5-80-C-5000K | Indoor Luminaires | Linear Ambient | Direct Linear Ambient Luminaires | Standard | FALSE | [9 empty] | 42299 |  |  | No |  | 3 | 6800 | 85 | 80 | 21.1 | 0.889 | 5000 | 80
PFRSVYEH | Los Angeles Lighting Mfg. Co. | Los Angeles Lighting Mfg.Co. | 3-WBE200-6K-4L-DRP3-xxxxx-1DRDM xx(XXX)-UNV-2/840 | Indoor Luminaires | Linear Ambient | Direct Linear Ambient Luminaires | Premium | TRUE | 5628 | 122.6 | 45.91 | 10.6 | 0.972 | 4135 | 84.4 | 5 | 100000 | 42298 |  |  | Yes | Updated on 8/4/2016 | 3.1 | 5628 | 122.6 | 45.91 | 4.72 | 1 | 4135 | 84.4
PYFDG37P | Los Angeles Lighting Mfg. Co. | Los Angeles Lighting Mfg.Co. | 3-WBE200-4K-4L-DRP3-xxxxx-1DRDM xx(XXX)-UNV-2/840 | Indoor Luminaires | Linear Ambient | Direct Linear Ambient Luminaires | Premium | FALSE | [9 empty] | 42298 |  |  | Yes | Updated on 8/4/2016 | 3.1 | 4058 | 130.8 | 31.03 | 7.28 | 1 | 4095 | 84.3
PZEJGJJF | Eaton (formerly Cooper Lighting) | Metalux | 4VT2-LD4-4-FR50-UNV-L835-CD1-WL-U | Indoor Luminaires | Linear Ambient | Direct Linear Ambient Luminaires | Standard | TRUE | 4358 | 114.7 | 38 | 6.26 | 0.997 | 3411 | 81.6 | 5 | 50000 | 42297 |  |  | Yes |  | 3
P64QXZPS | Eaton (formerly Cooper Lighting) | Metalux | 4VT2-LD4-6-FR50-UNV-L850-CD1-U | Indoor Luminaires | Linear Ambient | Direct Linear Ambient Luminaires | Standard | TRUE | 5949.7 | 108.34 | 54.92 | 11.7 | 0.992 | 4944 | 83 | 5 | 50000 | 42297 |  |  | Yes |  | 3
PHD4C4ZR | Lumax Lighting | Lumax Lighting | CLDLED50L3K48-9-(8) | Indoor Luminaires | Linear Ambient | Direct Linear Ambient Luminaires | Standard | TRUE | 5348 | 101.68 | 16.46 | 7.72 | 0.978 | 3126 | 83.4 | 5 | 50000 | 42297 |  |  | Yes |  | 3 | 5028 | 96 | 52.6 | 7.72 | 0.978 | 3126 | 83.4
PV7WHUMB | Aimlite Lighting Products | AimLite | VP4-LA2-8/40K [L6 L10 SS OSI EM KV] | Indoor Luminaires | Linear Ambient | Direct Linear Ambient Luminaires | Standard | TRUE | 4938 | 87.9 | 56.18 | 19.76 | 0.941 | 4089 | 85.83 | 5 |  | 42297 |  |  | NotYetVerified |  | 3 | 4938 | 87.9 | 56.18 | 18.98 | 0.963 | 4089 | 85.83
PC8R8V3S | Lumax Lighting | Lumax Lighting | CLDLED14L3K24-9SQ | Indoor Luminaires | Linear Ambient | Direct Linear Ambient Luminaires | Standard | TRUE | 1637 | 95.34 | 17.17 | 8.82 | 0.907 | 3093 | 84 | 5 | 50000 | 42297 |  |  | Yes |  | 3 | 1523 | 89 | 17.17 | 8.82 | 0.907 | 3093 | 84
PFZYCTKU | Lumax Lighting | Lumax Lighting | CLDLED16L5K24-9SQ | Indoor Luminaires | Linear Ambient | Direct Linear Ambient Luminaires | Standard | TRUE | 1739 | 101.87 | 17.07 | 8.96 | 0.903 | 5297 | 83.6 | 5 | 50000 | 42297 |  |  | Yes |  | 3 | 1691 | 98 | 17.17 | 8.96 | 0.903 | 5297 | 83.6
PNUZ295T | Lumax Lighting | Lumax Lighting | CLDLED30L4K48-9 | Indoor Luminaires | Linear Ambient | Direct Linear Ambient Luminaires | Standard | FALSE | [9 empty] | 42297 |  |  | Yes |  | 3 | 3016 | 97 | 31.1 | 7.94 | 0.956 | 4000 | 80
P2F9ED2V | Lumax Lighting | Lumax Lighting | CLDLED29L35K48-9 | Indoor Luminaires | Linear Ambient | Direct Linear Ambient Luminaires | Standard | FALSE | [9 empty] | 42297 |  |  | Yes |  | 3 | 2917 | 94 | 31.1 | 7.94 | 0.956 | 3500 | 80
PJJ3H3SZ | Lumax Lighting | Lumax Lighting | CLDLED101L3K96-9-(8) | Indoor Luminaires | Linear Ambient | Direct Linear Ambient Luminaires | Standard | FALSE | [9 empty] | 42297 |  |  | Yes |  | 3 | 10056 | 105 | 105.2 | 7.72 | 0.978 | 3126 | 83.4
P7YT4XX5 | Lumax Lighting | Lumax Lighting | CLDLED28L3K48-9 | Indoor Luminaires | Linear Ambient | Direct Linear Ambient Luminaires | Standard | FALSE | [9 empty] | 42297 |  |  | Yes |  | 3 | 2829 | 91 | 31.1 | 7.94 | 0.956 | 3113 | 83.9
PNRP1QYJ | Lumax Lighting | Lumax Lighting | CLDLED63L3K96-9-(8) | Indoor Luminaires | Linear Ambient | Direct Linear Ambient Luminaires | Standard | FALSE | [9 empty] | 42297 |  |  | Yes |  | 3 | 6281 | 105 | 59.86 | 7.35 | 0.98 | 3112 | 84
PFKXG4G4 | Eaton (formerly Cooper Lighting) | Metalux | 4VT2-LD4-4-DR-[Blank]-UNV-[All Remote Emergency Enclosures]-L850-5LTD1-WL-[All Options]-[All Packaging] | Indoor Luminaires | Linear Ambient | Direct Linear Ambient Luminaires | Standard | FALSE | [9 empty] | 42297 |  |  | Yes |  | 3 | 5248.19 | 139.73 | 37.56 | 14.6 | 0.987 | 5000 | 85
P9K24QHM | Eaton (formerly Cooper Lighting) | Metalux | 4VT2-LD4-4-DR100-[Blank]-UNV-[All Remote Emergency Enclosures]-L850-5LTD1-WL-[All Options]-[All Packaging] | Indoor Luminaires | Linear Ambient | Direct Linear Ambient Luminaires | Standard | FALSE | [9 empty] | 42297 |  |  | Yes |  | 3 | 5221.95 | 139.03 | 37.56 | 14.6 | 0.987 | 5000 | 85
PEMGABUH | Eaton (formerly Cooper Lighting) | Metalux | 4VT2-LD4-4-FR50-[Blank]-UNV-[All Remote Emergency Enclosures]-L850-5LTD1-WL-[All Options]-[All Packaging] | Indoor Luminaires | Linear Ambient | Direct Linear Ambient Luminaires | Standard | FALSE | [9 empty] | 42297 |  |  | Yes |  | 3 | 4676.13 | 124.5 | 37.56 | 14.6 | 0.987 | 5000 | 85
P4WYWFW8 | Eaton (formerly Cooper Lighting) | Metalux | 8VT2-LD4-9-DR-[Blank]-UNV-[All Remote Emergency Enclosures]-L850-5LTD2-WL-[All Options]-[All Packaging] | Indoor Luminaires | Linear Ambient | Direct Linear Ambient Luminaires | Standard | FALSE | [9 empty] | 42297 |  |  | Yes |  | 3 | 12237.74 | 118.09 | 103.63 | 12.4 | 0.991 | 5000 | 85
P862Y327 | Eaton (formerly Cooper Lighting) | Metalux | 8VT2-LD4-9-DR100-[Blank]-UNV-[All Remote Emergency Enclosures]-L850-5LTD2-WL-[All Options]-[All Packaging] | Indoor Luminaires | Linear Ambient | Direct Linear Ambient Luminaires | Standard | FALSE | [9 empty] | 42297 |  |  | Yes |  | 3 | 12176.55 | 117.5 | 103.63 | 12.4 | 0.991 | 5000 | 85
PYF7U9DW | Eaton (formerly Cooper Lighting) | Metalux | 8VT2-LD4-9-FR50-[Blank]-UNV-[All Remote Emergency Enclosures]-L850-5LTD2-WL-[All Options]-[All Packaging] | Indoor Luminaires | Linear Ambient | Direct Linear Ambient Luminaires | Standard | FALSE | [9 empty] | 42297 |  |  | Yes |  | 3 | 10903.83 | 105.22 | 103.63 | 12.4 | 0.991 | 5000 | 85
P1Y71W4Y | Eaton (formerly Cooper Lighting) | Metalux | 8VT2-LD4-9-DR-W-UNV-[All Remote Emergency Enclosures]-L850-5LTD2-WL-[All Options]-[All Packaging] | Indoor Luminaires | Linear Ambient | Direct Linear Ambient Luminaires | Standard | FALSE | [9 empty] | 42297 |  |  | Yes |  | 3 | 10696.57 | 103.22 | 103.63 | 12.4 | 0.991 | 5000 | 85
P5AB2Y6U | Eaton (formerly Cooper Lighting) | Metalux | 8VT2-LD4-9-DR100-W-UNV-[All Remote Emergency Enclosures]-L850-5LTD2-WL-[All Options]-[All Packaging] | Indoor Luminaires | Linear Ambient | Direct Linear Ambient Luminaires | Standard | FALSE | [9 empty] | 42297 |  |  | Yes |  | 3 | 10643.09 | 102.7 | 103.63 | 12.4 | 0.991 | 5000 | 85
PA5NNZHV | Eaton (formerly Cooper Lighting) | Metalux | 8VT2-LD4-12-DR-[Blank]-UNV-[All Remote Emergency Enclosures]-L850-5LTD2-WL-[All Options]-[All Packaging] | Indoor Luminaires | Linear Ambient | Direct Linear Ambient Luminaires | Standard | FALSE | [9 empty] | 42297 |  |  | Yes |  | 3 | 14041.73 | 125.7 | 111.71 | 11.4 | 0.992 | 5000 | 85
PXDZR8X2 | Eaton (formerly Cooper Lighting) | Metalux | 8VT2-LD4-12-DR100-[Blank]-UNV-[All Remote Emergency Enclosures]-L850-5LTD2-WL-[All Options]-[All Packaging] | Indoor Luminaires | Linear Ambient | Direct Linear Ambient Luminaires | Standard | FALSE | [9 empty] | 42297 |  |  | Yes |  | 3 | 13971.52 | 125.07 | 111.71 | 11.4 | 0.992 | 5000 | 85
PPJYQF85 | Eaton (formerly Cooper Lighting) | Metalux | 8VT2-LD4-12-FR50-[Blank]-UNV-[All Remote Emergency Enclosures]-L850-5LTD2-WL-[All Options]-[All Packaging] | Indoor Luminaires | Linear Ambient | Direct Linear Ambient Luminaires | Standard | FALSE | [9 empty] | 42297 |  |  | Yes |  | 3 | 12511.18 | 111.99 | 111.71 | 11.4 | 0.992 | 5000 | 85
PG2E1ZRJ | Eaton (formerly Cooper Lighting) | Metalux | 8VT2-LD4-12-DR-W-UNV-[All Remote Emergency Enclosures]-L850-5LTD2-WL-[All Options]-[All Packaging] | Indoor Luminaires | Linear Ambient | Direct Linear Ambient Luminaires | Standard | FALSE | [9 empty] | 42297 |  |  | Yes |  | 3 | 11243.31 | 100.65 | 111.71 | 11.4 | 0.992 | 5000 | 85
PS2YR9D7 | Eaton (formerly Cooper Lighting) | Metalux | 8VT2-LD4-12-DR100-W-UNV-[All Remote Emergency Enclosures]-L850-5LTD2-WL-[All Options]-[All Packaging] | Indoor Luminaires | Linear Ambient | Direct Linear Ambient Luminaires | Standard | FALSE | [9 empty] | 42297 |  |  | Yes |  | 3 | 11187.1 | 100.14 | 111.71 | 11.4 | 0.992 | 5000 | 85
P5C8158R | Eaton (formerly Cooper Lighting) | Metalux | 4VT2-LD4-6-DR-[Blank]-UNV-[All Remote Emergency Enclosures]-L850-5LTD1-WL-[All Options]-[All Packaging] | Indoor Luminaires | Linear Ambient | Direct Linear Ambient Luminaires | Standard | FALSE | [9 empty] | 42297 |  |  | Yes |  | 3 | 7020.86 | 125.7 | 55.86 | 11.4 | 0.992 | 5000 | 85
PHAJTGAH | Eaton (formerly Cooper Lighting) | Metalux | 4VT2-LD4-6-DR100-[Blank]-UNV-[All Remote Emergency Enclosures]-L850-5LTD1-WL-[All Options]-[All Packaging] | Indoor Luminaires | Linear Ambient | Direct Linear Ambient Luminaires | Standard | FALSE | [9 empty] | 42297 |  |  | Yes |  | 3 | 6985.76 | 125.07 | 55.86 | 11.4 | 0.992 | 5000 | 85
PER6CF2G | Eaton (formerly Cooper Lighting) | Metalux | 4VT2-LD4-6-FR50-[Blank]-UNV-[All Remote Emergency Enclosures]-L850-5LTD1-WL-[All Options]-[All Packaging] | Indoor Luminaires | Linear Ambient | Direct Linear Ambient Luminaires | Standard | FALSE | [9 empty] | 42297 |  |  | Yes |  | 3 | 6255.59 | 111.99 | 55.86 | 11.4 | 0.992 | 5000 | 85
P8V3PYCD | Eaton (formerly Cooper Lighting) | Metalux | 4VT2-LD4-6-DR100-W-UNV-[All Remote Emergency Enclosures]-L850-5LTD1-WL-[All Options]-[All Packaging] | Indoor Luminaires | Linear Ambient | Direct Linear Ambient Luminaires | Standard | FALSE | [9 empty] | 42297 |  |  | Yes |  | 3 | 5744.57 | 102.7 | 55.93 | 11.4 | 0.992 | 5000 | 85
PBZGY7G6 | Eaton (formerly Cooper Lighting) | Metalux | 4VT2-LD4-6-DR-W-UNV-[All Remote Emergency Enclosures]-L850-5LTD1-WL-[All Options]-[All Packaging] | Indoor Luminaires | Linear Ambient | Direct Linear Ambient Luminaires | Standard | FALSE | [9 empty] | 42297 |  |  | Yes |  | 3 | 5621.66 | 100.51 | 55.93 | 11.4 | 0.992 | 5000 | 85
PRYKDVJQ | Eaton (formerly Cooper Lighting) | Metalux | 4VT2-LD4-6-DR-[Blank]-UNV-[All Remote Emergency Enclosures]-L850-CD1-WL-[All Options]-[All Packaging] | Indoor Luminaires | Linear Ambient | Direct Linear Ambient Luminaires | Standard | FALSE | [9 empty] | 42297 |  |  | Yes |  | 3 | 7020.86 | 123.76 | 56.73 | 9.967 | 0.994 | 5000 | 85
P3B2XMUP | Eaton (formerly Cooper Lighting) | Metalux | 4VT2-LD4-6-DR100-[Blank]-UNV-[All Remote Emergency Enclosures]-L850-CD1-WL-[All Options]-[All Packaging] | Indoor Luminaires | Linear Ambient | Direct Linear Ambient Luminaires | Standard | FALSE | [9 empty] | 42297 |  |  | Yes |  | 3 | 6985.76 | 123.14 | 56.73 | 9.967 | 0.994 | 5000 | 85
PNT3EMV5 | Eaton (formerly Cooper Lighting) | Metalux | 4VT2-LD4-6-FR50-[Blank]-UNV-[All Remote Emergency Enclosures]-L850-CD1-WL-[All Options]-[All Packaging] | Indoor Luminaires | Linear Ambient | Direct Linear Ambient Luminaires | Standard | FALSE | [9 empty] | 42297 |  |  | Yes |  | 3 | 6255.59 | 110.27 | 56.73 | 9.967 | 0.994 | 5000 | 85
PXUHUY1Y | Eaton (formerly Cooper Lighting) | Metalux | 4VT2-LD4-6-DR-W-[Voltages include 120 only]-[All Remote Emergency Enclosures]-L850-CD1-WL-[All Options]-[All Packaging] | Indoor Luminaires | Linear Ambient | Direct Linear Ambient Luminaires | Standard | FALSE | [9 empty] | 42297 |  |  | Yes |  | 3 | 5621.66 | 98.96 | 56.81 | 9.967 | 0.994 | 5000 | 85
PWENBUEU | Eaton (formerly Cooper Lighting) | Metalux | 4VT2-LD4-6-DR100-W-[Voltages include 120 only]-[All Remote Emergency Enclosures]-L850-CD1-WL-[All Options]-[All Packaging] | Indoor Luminaires | Linear Ambient | Direct Linear Ambient Luminaires | Standard | FALSE | [9 empty] | 42297 |  |  | Yes |  | 3 | 5593.55 | 98.46 | 56.81 | 9.967 | 0.994 | 5000 | 85
PM45XWRW | Eaton (formerly Cooper Lighting) | Metalux | 4VT2-LD4-4-DR-[Blank]-UNV-[All Remote Emergency Enclosures]-L850-CD1-WL-[All Options]-[All Packaging] | Indoor Luminaires | Linear Ambient | Direct Linear Ambient Luminaires | Standard | FALSE | [9 empty] | 42297 |  |  | Yes |  | 3 | 5248.19 | 139.24 | 37.69 | 9.533 | 0.992 | 5000 | 85
PBGC8JD6 | Eaton (formerly Cooper Lighting) | Metalux | 4VT2-LD4-4-DR100-[Blank]-UNV-[All Remote Emergency Enclosures]-L850-CD1-WL-[All Options]-[All Packaging] | Indoor Luminaires | Linear Ambient | Direct Linear Ambient Luminaires | Standard | FALSE | [9 empty] | 42297 |  |  | Yes |  | 3 | 5221.95 | 138.55 | 37.69 | 9.533 | 0.992 | 5000 | 85
PEP6JMR5 | Eaton (formerly Cooper Lighting) | Metalux | 4VT2-LD4-4-FR50-[Blank]-UNV-[All Remote Emergency Enclosures]-L850-CD1-WL-[All Options]-[All Packaging] | Indoor Luminaires | Linear Ambient | Direct Linear Ambient Luminaires | Standard | FALSE | [9 empty] | 42297 |  |  | Yes |  | 3 | 4676.13 | 124.06 | 37.69 | 9.533 | 0.992 | 5000 | 85
PQMUT3SY | Eaton (formerly Cooper Lighting) | Metalux | 8VT2-LD4-12-DR-[Blank]-UNV-[All Remote Emergency Enclosures]-L850-CD2-WL-[All Options]-[All Packaging] | Indoor Luminaires | Linear Ambient | Direct Linear Ambient Luminaires | Standard | FALSE | [9 empty] | 42297 |  |  | Yes |  | 3 | 14041.73 | 122.82 | 114.33 | 9.25 | 0.995 | 5000 | 85
P7ZH4GG4 | Eaton (formerly Cooper Lighting) | Metalux | 8VT2-LD4-12-DR100-[Blank]-UNV-[All Remote Emergency Enclosures]-L850-CD2-WL-[All Options]-[All Packaging] | Indoor Luminaires | Linear Ambient | Direct Linear Ambient Luminaires | Standard | FALSE | [9 empty] | 42297 |  |  | Yes |  | 3 | 13971.52 | 122.2 | 114.33 | 9.25 | 0.995 | 5000 | 85
PHATN51K | Eaton (formerly Cooper Lighting) | Metalux | 8VT2-LD4-12-FR50-[Blank]-UNV-[All Remote Emergency Enclosures]-L850-CD2-WL-[All Options]-[All Packaging] | Indoor Luminaires | Linear Ambient | Direct Linear Ambient Luminaires | Standard | FALSE | [9 empty] | 42297 |  |  | Yes |  | 3 | 12511.18 | 109.43 | 114.33 | 9.25 | 0.995 | 5000 | 85
PEV3UDDQ | Eaton (formerly Cooper Lighting) | Metalux | 8VT2-LD4-12-DR-W-UNV-[All Remote Emergency Enclosures]-L850-CD2-WL-[All Options]-[All Packaging] | Indoor Luminaires | Linear Ambient | Direct Linear Ambient Luminaires | Standard | FALSE | [9 empty] | 42297 |  |  | Yes |  | 3 | 11243.31 | 98.34 | 114.33 | 9.25 | 0.995 | 5000 | 85
PP8J11TC | Eaton (formerly Cooper Lighting) | Metalux | 8VT2-LD4-12-DR100-W-UNV-[All Remote Emergency Enclosures]-L850-CD2-WL-[All Options]-[All Packaging] | Indoor Luminaires | Linear Ambient | Direct Linear Ambient Luminaires | Standard | FALSE | [9 empty] | 42297 |  |  | Yes |  | 3 | 11187.1 | 97.85 | 114.33 | 9.25 | 0.995 | 5000 | 85
P7VSFBZ7 | Eaton (formerly Cooper Lighting) | Metalux | 8VT2-LD4-16-DR-[Blank]-UNV-[All Remote Emergency Enclosures]-L850-5LTD2-WL-[All Options]-[All Packaging] | Indoor Luminaires | Linear Ambient | Direct Linear Ambient Luminaires | Standard | FALSE | [9 empty] | 42297 |  |  | Yes |  | 3 | 20600.15 | 128.02 | 160.91 | 8.4 | 0.995 | 5000 | 85
PJNZBKAS | Eaton (formerly Cooper Lighting) | Metalux | 8VT2-LD4-16-DR100-[Blank]-UNV-[All Remote Emergency Enclosures]-L850-5LTD2-WL-[All Options]-[All Packaging] | Indoor Luminaires | Linear Ambient | Direct Linear Ambient Luminaires | Standard | FALSE | [9 empty] | 42297 |  |  | Yes |  | 3 | 20497.15 | 127.38 | 160.91 | 8.4 | 0.995 | 5000 | 85
PZ5E3XKH | Eaton (formerly Cooper Lighting) | Metalux | 8VT2-LD4-16-DR-W-UNV-[All Remote Emergency Enclosures]-L850-5LTD2-WL-[All Options]-[All Packaging] | Indoor Luminaires | Linear Ambient | Direct Linear Ambient Luminaires | Standard | FALSE | [9 empty] | 42297 |  |  | Yes |  | 3 | 20066.72 | 124.71 | 160.91 | 8.4 | 0.995 | 5000 | 85
PTA3NK8G | Eaton (formerly Cooper Lighting) | Metalux | 8VT2-LD4-16-DR100-W-UNV-[All Remote Emergency Enclosures]-L850-5LTD2-WL-[All Options]-[All Packaging] | Indoor Luminaires | Linear Ambient | Direct Linear Ambient Luminaires | Standard | FALSE | [9 empty] | 42297 |  |  | Yes |  | 3 | 19966.38 | 124.09 | 160.91 | 8.4 | 0.995 | 5000 | 85
PZ68P5BP | Eaton (formerly Cooper Lighting) | Metalux | 8VT2-LD4-16-FR50-[Blank]-UNV-[All Remote Emergency Enclosures]-L850-5LTD2-WL-[All Options]-[All Packaging] | Indoor Luminaires | Linear Ambient | Direct Linear Ambient Luminaires | Standard | FALSE | [9 empty] | 42297 |  |  | Yes |  | 3 | 18354.74 | 114.07 | 160.91 | 8.4 | 0.995 | 5000 | 85
PNAPBNNA | Eaton (formerly Cooper Lighting) | Metalux | 4VT2-LD4-8-DR-[Blank]-UNV-[All Remote Emergency Enclosures]-L850-5LTD1-WL-[All Options]-[All Packaging] | Indoor Luminaires | Linear Ambient | Direct Linear Ambient Luminaires | Standard | FALSE | [9 empty] | 42297 |  |  | Yes |  | 3 | 10300.08 | 128.02 | 80.45 | 8.4 | 0.995 | 5000 | 85
PVNQBHBR | Eaton (formerly Cooper Lighting) | Metalux | 4VT2-LD4-8-DR100-W-UNV-[All Remote Emergency Enclosures]-L850-5LTD1-WL-[All Options]-[All Packaging] | Indoor Luminaires | Linear Ambient | Direct Linear Ambient Luminaires | Standard | FALSE | [9 empty] | 42297 |  |  | Yes |  | 3 | 10252.74 | 113.32 | 90.47 | 8.4 | 0.995 | 5000 | 85
PRV91HKX | Eaton (formerly Cooper Lighting) | Metalux | 4VT2-LD4-8-DR100-[Blank]-UNV-[All Remote Emergency Enclosures]-L850-5LTD1-WL-[All Options]-[All Packaging] | Indoor Luminaires | Linear Ambient | Direct Linear Ambient Luminaires | Standard | FALSE | [9 empty] | 42297 |  |  | Yes |  | 3 | 10248.58 | 127.38 | 80.45 | 8.4 | 0.995 | 5000 | 85
PQPMDCN5 | Eaton (formerly Cooper Lighting) | Metalux | 4VT2-LD4-8-DR-W-UNV-[All Remote Emergency Enclosures]-L850-5LTD1-WL-[All Options]-[All Packaging] | Indoor Luminaires | Linear Ambient | Direct Linear Ambient Luminaires | Standard | FALSE | [9 empty] | 42297 |  |  | Yes |  | 3 | 10033.36 | 110.9 | 90.47 | 8.4 | 0.995 | 5000 | 85
PA5NP8TX | Eaton (formerly Cooper Lighting) | Metalux | 4VT2-LD4-8-FR50-[Blank]-UNV-[All Remote Emergency Enclosures]-L850-5LTD1-WL-[All Options]-[All Packaging] | Indoor Luminaires | Linear Ambient | Direct Linear Ambient Luminaires | Standard | FALSE | [9 empty] | 42297 |  |  | Yes |  | 3 | 9177.37 | 114.07 | 80.45 | 8.4 | 0.995 | 5000 | 85
PDNPNHWC | Eaton (formerly Cooper Lighting) | Metalux | 2VT2-LD4-2-DR-[Blank]-[Voltages include 120 only]-[All Remote Emergency Enclosures]-L850-CD1-WL-[All Options]-[All Packaging] | Indoor Luminaires | Linear Ambient | Direct Linear Ambient Luminaires | Standard | FALSE | [9 empty] | 42297 |  |  | Yes |  | 3 | 2740.91 | 136.75 | 20.04 | 5.933 | 0.991 | 5000 | 85
PJXMYVG2 | Eaton (formerly Cooper Lighting) | Metalux | 2VT2-LD4-2-DR100-[Blank]-[Voltages include 120 only]-[All Remote Emergency Enclosures]-L850-CD1-WL-[All Options]-[All Packaging] | Indoor Luminaires | Linear Ambient | Direct Linear Ambient Luminaires | Standard | FALSE | [9 empty] | 42297 |  |  | Yes |  | 3 | 2727.2 | 136.07 | 20.04 | 5.933 | 0.991 | 5000 | 85
PWVBJYNY | Eaton (formerly Cooper Lighting) | Metalux | 2VT2-LD4-2-FR50-[Blank]-[Voltages include 120 only]-[All Remote Emergency Enclosures]-L850-CD1-WL-[All Options]-[All Packaging] | Indoor Luminaires | Linear Ambient | Direct Linear Ambient Luminaires | Standard | FALSE | [9 empty] | 42297 |  |  | Yes |  | 3 | 2442.15 | 121.84 | 20.04 | 5.933 | 0.991 | 5000 | 85
P3HJ8D8Z | Eaton (formerly Cooper Lighting) | Metalux | 4VT2-LD4-8-DR-[Blank]-UNV-[All Remote Emergency Enclosures]-L850-CD1-WL-[All Options]-[All Packaging] | Indoor Luminaires | Linear Ambient | Direct Linear Ambient Luminaires | Standard | FALSE | [9 empty] | 42297 |  |  | Yes |  | 3 | 10300.08 | 127.51 | 80.78 | 5.8 | 0.997 | 5000 | 85
PKKPBYRE | Eaton (formerly Cooper Lighting) | Metalux | 4VT2-LD4-8-DR100-[Blank]-UNV-[All Remote Emergency Enclosures]-L850-CD1-WL-[All Options]-[All Packaging] | Indoor Luminaires | Linear Ambient | Direct Linear Ambient Luminaires | Standard | FALSE | [9 empty] | 42297 |  |  | Yes |  | 3 | 10248.58 | 126.87 | 80.78 | 5.8 | 0.997 | 5000 | 85
PZC86YBD | Eaton (formerly Cooper Lighting) | Metalux | 4VT2-LD4-8-DR-W-UNV-[All Remote Emergency Enclosures]-L850-CD1-WL-[All Options]-[All Packaging] | Indoor Luminaires | Linear Ambient | Direct Linear Ambient Luminaires | Standard | FALSE | [9 empty] | 42297 |  |  | Yes |  | 3 | 10033.36 | 110.45 | 90.84 | 5.8 | 0.997 | 5000 | 85
P8P58HNS | Eaton (formerly Cooper Lighting) | Metalux | 4VT2-LD4-8-DR100-W-UNV-[All Remote Emergency Enclosures]-L850-CD1-WL-[All Options]-[All Packaging] | Indoor Luminaires | Linear Ambient | Direct Linear Ambient Luminaires | Standard | FALSE | [9 empty] | 42297 |  |  | Yes |  | 3 | 9983.19 | 109.9 | 90.84 | 5.8 | 0.997 | 5000 | 85
PU4YCJYN | Eaton (formerly Cooper Lighting) | Metalux | 4VT2-LD4-8-FR50-[Blank]-UNV-[All Remote Emergency Enclosures]-L850-CD1-WL-[All Options]-[All Packaging] | Indoor Luminaires | Linear Ambient | Direct Linear Ambient Luminaires | Standard | FALSE | [9 empty] | 42297 |  |  | Yes |  | 3 | 9177.37 | 113.61 | 80.78 | 5.8 | 0.997 | 5000 | 85
PNQB7S39 | Eaton (formerly Cooper Lighting) | Metalux | 2VT2-LD4-3-DR-[Blank]-UNV-[All Remote Emergency Enclosures]-L850-CD1-WL-[All Options]-[All Packaging] | Indoor Luminaires | Linear Ambient | Direct Linear Ambient Luminaires | Standard | FALSE | [9 empty] | 42297 |  |  | Yes |  | 3 | 3899.41 | 146.77 | 26.57 | 5 | 0.996 | 5000 | 85
P9P5K8KS | Eaton (formerly Cooper Lighting) | Metalux | 2VT2-LD4-3-DR100-[Blank]-UNV-[All Remote Emergency Enclosures]-L850-CD1-WL-[All Options]-[All Packaging] | Indoor Luminaires | Linear Ambient | Direct Linear Ambient Luminaires | Standard | FALSE | [9 empty] | 42297 |  |  | Yes |  | 3 | 3879.91 | 146.04 | 26.57 | 5 | 0.996 | 5000 | 85
PCRHK4NC | Eaton (formerly Cooper Lighting) | Metalux | 2VT2-LD4-3-FR50-[Blank]-UNV-[All Remote Emergency Enclosures]-L850-CD1-WL-[All Options]-[All Packaging] | Indoor Luminaires | Linear Ambient | Direct Linear Ambient Luminaires | Standard | FALSE | [9 empty] | 42297 |  |  | Yes |  | 3 | 3474.37 | 130.77 | 26.57 | 5 | 0.996 | 5000 | 85
PCHEM33U | Eaton (formerly Cooper Lighting) | Metalux | 2VT2-LD4-3-DR-W-UNV-[All Remote Emergency Enclosures]-L850-CD1-WL-[All Options]-[All Packaging] | Indoor Luminaires | Linear Ambient | Direct Linear Ambient Luminaires | Standard | FALSE | [9 empty] | 42297 |  |  | Yes |  | 3 | 3407.72 | 127.46 | 26.74 | 5 | 0.996 | 5000 | 85
PRK4F9XY | Eaton (formerly Cooper Lighting) | Metalux | 2VT2-LD4-3-DR100-W-UNV-[All Remote Emergency Enclosures]-L850-CD1-WL-[All Options]-[All Packaging] | Indoor Luminaires | Linear Ambient | Direct Linear Ambient Luminaires | Standard | FALSE | [9 empty] | 42297 |  |  | Yes |  | 3 | 3390.68 | 126.82 | 26.74 | 5 | 0.996 | 5000 | 85
PPWPPXFU | Eaton (formerly Cooper Lighting) | Metalux | 8VT2-LD4-9-DR-[Blank]-UNV-[All Remote Emergency Enclosures]-L850-CD1-WL-[All Options]-[All Packaging] | Indoor Luminaires | Linear Ambient | Direct Linear Ambient Luminaires | Standard | FALSE | [9 empty] | 42297 |  |  | Yes |  | 3 | 12237.74 | 126.68 | 96.6 | 4.92 | 0.999 | 5000 | 85
P8BZC93R | Eaton (formerly Cooper Lighting) | Metalux | 8VT2-LD4-9-DR100-[Blank]-UNV-[All Remote Emergency Enclosures]-L850-CD1-WL-[All Options]-[All Packaging] | Indoor Luminaires | Linear Ambient | Direct Linear Ambient Luminaires | Standard | FALSE | [9 empty] | 42297 |  |  | Yes |  | 3 | 12176.55 | 126.05 | 96.6 | 4.92 | 0.999 | 5000 | 85
PSY4MQ24 | Eaton (formerly Cooper Lighting) | Metalux | 8VT2-LD4-9-FR50-[Blank]-UNV-[All Remote Emergency Enclosures]-L850-CD1-WL-[All Options]-[All Packaging] | Indoor Luminaires | Linear Ambient | Direct Linear Ambient Luminaires | Standard | FALSE | [9 empty] | 42297 |  |  | Yes |  | 3 | 10903.83 | 112.88 | 96.6 | 4.92 | 0.999 | 5000 | 85
PTJ2S4VF | Eaton (formerly Cooper Lighting) | Metalux | 8VT2-LD4-9-DR-W-UNV-[All Remote Emergency Enclosures]-L850-CD1-WL-[All Options]-[All Packaging] | Indoor Luminaires | Linear Ambient | Direct Linear Ambient Luminaires | Standard | FALSE | [9 empty] | 42297 |  |  | Yes |  | 3 | 10696.57 | 110.73 | 96.6 | 4.92 | 0.999 | 5000 | 85
P9Q9VXJJ | Eaton (formerly Cooper Lighting) | Metalux | 8VT2-LD4-9-DR100-W-UNV-[All Remote Emergency Enclosures]-L850-CD1-WL-[All Options]-[All Packaging] | Indoor Luminaires | Linear Ambient | Direct Linear Ambient Luminaires | Standard | FALSE | [9 empty] | 42297 |  |  | Yes |  | 3 | 10643.09 | 110.18 | 96.6 | 4.92 | 0.999 | 5000 | 85
P6X4UXZC | Eaton (formerly Cooper Lighting) | Metalux | 8VT2-LD4-16-DR-[Blank]-UNV-[All Remote Emergency Enclosures]-L850-CD2-WL-[All Options]-[All Packaging] | Indoor Luminaires | Linear Ambient | Direct Linear Ambient Luminaires | Standard | FALSE | [9 empty] | 42297 |  |  | Yes |  | 3 | 20600.15 | 127 | 162.2 | 3.2 | 0.999 | 5000 | 85
PR1VPVFR | Eaton (formerly Cooper Lighting) | Metalux | 8VT2-LD4-16-DR100-[Blank]-UNV-[All Remote Emergency Enclosures]-L850-CD2-WL-[All Options]-[All Packaging] | Indoor Luminaires | Linear Ambient | Direct Linear Ambient Luminaires | Standard | FALSE | [9 empty] | 42297 |  |  | Yes |  | 3 | 20497.15 | 126.37 | 162.2 | 3.2 | 0.999 | 5000 | 85
PRYAX8KW | Eaton (formerly Cooper Lighting) | Metalux | 8VT2-LD4-16-DR-W-UNV-[All Remote Emergency Enclosures]-L850-CD2-WL-[All Options]-[All Packaging] | Indoor Luminaires | Linear Ambient | Direct Linear Ambient Luminaires | Standard | FALSE | [9 empty] | 42297 |  |  | Yes |  | 3 | 20066.72 | 123.72 | 162.2 | 3.2 | 0.999 | 5000 | 85
P97K48TT | Eaton (formerly Cooper Lighting) | Metalux | 8VT2-LD4-16-DR100-W-UNV-[All Remote Emergency Enclosures]-L850-CD2-WL-[All Options]-[All Packaging] | Indoor Luminaires | Linear Ambient | Direct Linear Ambient Luminaires | Standard | FALSE | [9 empty] | 42297 |  |  | Yes |  | 3 | 19966.38 | 123.1 | 162.2 | 3.2 | 0.999 | 5000 | 85
PNZDJ1VH | Eaton (formerly Cooper Lighting) | Metalux | 8VT2-LD4-16-FR50-[Blank]-UNV-[All Remote Emergency Enclosures]-L850-CD2-WL-[All Options]-[All Packaging] | Indoor Luminaires | Linear Ambient | Direct Linear Ambient Luminaires | Standard | FALSE | [9 empty] | 42297 |  |  | Yes |  | 3 | 18354.74 | 113.16 | 162.2 | 3.2 | 0.999 | 5000 | 85
PMJMBKHF | Eaton (formerly Cooper Lighting) | Metalux | 4VT2-LD4-4-DR-[Blank]-UNV-[All Remote Emergency Enclosures]-L840-5LTD1-WL-[All Options]-[All Packaging] | Indoor Luminaires | Linear Ambient | Direct Linear Ambient Luminaires | Standard | FALSE | [9 empty] | 42297 |  |  | Yes |  | 3 | 5023.19 | 133.74 | 37.56 | 14.6 | 0.987 | 4000 | 85
P42ERWS1 | Eaton (formerly Cooper Lighting) | Metalux | 4VT2-LD4-4-DR100-[Blank]-UNV-[All Remote Emergency Enclosures]-L840-5LTD1-WL-[All Options]-[All Packaging] | Indoor Luminaires | Linear Ambient | Direct Linear Ambient Luminaires | Standard | FALSE | [9 empty] | 42297 |  |  | Yes |  | 3 | 4998.08 | 133.07 | 37.56 | 14.6 | 0.987 | 4000 | 85
P1J7FYW2 | Eaton (formerly Cooper Lighting) | Metalux | 4VT2-LD4-4-FR50-[Blank]-UNV-[All Remote Emergency Enclosures]-L840-5LTD1-WL-[All Options]-[All Packaging] | Indoor Luminaires | Linear Ambient | Direct Linear Ambient Luminaires | Standard | FALSE | [9 empty] | 42297 |  |  | Yes |  | 3 | 4475.67 | 119.16 | 37.56 | 14.6 | 0.987 | 4000 | 85
PMH2EXZ8 | Eaton (formerly Cooper Lighting) | Metalux | 8VT2-LD4-9-DR-[Blank]-UNV-[All Remote Emergency Enclosures]-L840-5LTD2-WL-[All Options]-[All Packaging] | Indoor Luminaires | Linear Ambient | Direct Linear Ambient Luminaires | Standard | FALSE | [9 empty] | 42297 |  |  | Yes |  | 3 | 11713.1 | 113.02 | 103.63 | 12.4 | 0.991 | 4000 | 85
PK3FP2PQ | Eaton (formerly Cooper Lighting) | Metalux | 8VT2-LD4-9-DR100-[Blank]-UNV-[All Remote Emergency Enclosures]-L840-5LTD2-WL-[All Options]-[All Packaging] | Indoor Luminaires | Linear Ambient | Direct Linear Ambient Luminaires | Standard | FALSE | [9 empty] | 42297 |  |  | Yes |  | 3 | 11654.54 | 112.46 | 103.63 | 12.4 | 0.991 | 4000 | 85
P4MUUHQV | Eaton (formerly Cooper Lighting) | Metalux | 8VT2-LD4-9-FR50-[Blank]-UNV-[All Remote Emergency Enclosures]-L840-5LTD2-WL-[All Options]-[All Packaging] | Indoor Luminaires | Linear Ambient | Direct Linear Ambient Luminaires | Standard | FALSE | [9 empty] | 42297 |  |  | Yes |  | 3 | 10436.37 | 100.71 | 103.63 | 12.4 | 0.991 | 4000 | 85
PE3V3P8Z | Eaton (formerly Cooper Lighting) | Metalux | 8VT2-LD4-9-DR-W-UNV-[All Remote Emergency Enclosures]-L840-5LTD2-WL-[All Options]-[All Packaging] | Indoor Luminaires | Linear Ambient | Direct Linear Ambient Luminaires | Standard | FALSE | [9 empty] | 42297 |  |  | Yes |  | 3 | 10238 | 98.79 | 103.63 | 12.4 | 0.991 | 4000 | 85
PV5AMG79 | Eaton (formerly Cooper Lighting) | Metalux | 8VT2-LD4-9-DR100-W-UNV-[All Remote Emergency Enclosures]-L840-5LTD2-WL-[All Options]-[All Packaging] | Indoor Luminaires | Linear Ambient | Direct Linear Ambient Luminaires | Standard | FALSE | [9 empty] | 42297 |  |  | Yes |  | 3 | 10186.81 | 98.3 | 103.63 | 12.4 | 0.991 | 4000 | 85
PXAXMW27 | Eaton (formerly Cooper Lighting) | Metalux | 8VT2-LD4-12-DR-[Blank]-UNV-[All Remote Emergency Enclosures]-L840-5LTD2-WL-[All Options]-[All Packaging] | Indoor Luminaires | Linear Ambient | Direct Linear Ambient Luminaires | Standard | FALSE | [9 empty] | 42297 |  |  | Yes |  | 3 | 13439.75 | 120.31 | 111.71 | 11.4 | 0.992 | 4000 | 85
P56514P8 | Eaton (formerly Cooper Lighting) | Metalux | 8VT2-LD4-12-DR100-[Blank]-UNV-[All Remote Emergency Enclosures]-L840-5LTD2-WL-[All Options]-[All Packaging] | Indoor Luminaires | Linear Ambient | Direct Linear Ambient Luminaires | Standard | FALSE | [9 empty] | 42297 |  |  | Yes |  | 3 | 13372.55 | 119.71 | 111.71 | 11.4 | 0.992 | 4000 | 85
PMMA1TFB | Eaton (formerly Cooper Lighting) | Metalux | 8VT2-LD4-12-FR50-[Blank]-UNV-[All Remote Emergency Enclosures]-L840-5LTD2-WL-[All Options]-[All Packaging] | Indoor Luminaires | Linear Ambient | Direct Linear Ambient Luminaires | Standard | FALSE | [9 empty] | 42297 |  |  | Yes |  | 3 | 11974.82 | 107.19 | 111.71 | 11.4 | 0.992 | 4000 | 85
PQSQC6AR | Eaton (formerly Cooper Lighting) | Metalux | 8VT2-LD4-12-DR-W-UNV-[All Remote Emergency Enclosures]-L840-5LTD2-WL-[All Options]-[All Packaging] | Indoor Luminaires | Linear Ambient | Direct Linear Ambient Luminaires | Standard | FALSE | [9 empty] | 42297 |  |  | Yes |  | 3 | 10761.31 | 96.33 | 111.71 | 11.4 | 0.992 | 4000 | 85
PSUTKHHZ | Eaton (formerly Cooper Lighting) | Metalux | 8VT2-LD4-12-DR100-W-UNV-[All Remote Emergency Enclosures]-L840-5LTD2-WL-[All Options]-[All Packaging] | Indoor Luminaires | Linear Ambient | Direct Linear Ambient Luminaires | Standard | FALSE | [9 empty] | 42297 |  |  | Yes |  | 3 | 10707.5 | 95.85 | 111.71 | 11.4 | 0.992 | 4000 | 85
PCV1J1G2 | Eaton (formerly Cooper Lighting) | Metalux | 4VT2-LD4-6-DR-[Blank]-UNV-[All Remote Emergency Enclosures]-L840-5LTD1-WL-[All Options]-[All Packaging] | Indoor Luminaires | Linear Ambient | Direct Linear Ambient Luminaires | Standard | FALSE | [9 empty] | 42297 |  |  | Yes |  | 3 | 6719.88 | 120.31 | 55.86 | 11.4 | 0.992 | 4000 | 85
P5YNQTHA | Eaton (formerly Cooper Lighting) | Metalux | 4VT2-LD4-6-DR100-[Blank]-UNV-[All Remote Emergency Enclosures]-L840-5LTD1-WL-[All Options]-[All Packaging] | Indoor Luminaires | Linear Ambient | Direct Linear Ambient Luminaires | Standard | FALSE | [9 empty] | 42297 |  |  | Yes |  | 3 | 6686.28 | 119.71 | 55.86 | 11.4 | 0.992 | 4000 | 85
P5DGVV3S | Eaton (formerly Cooper Lighting) | Metalux | 4VT2-LD4-6-FR50-[Blank]-UNV-[All Remote Emergency Enclosures]-L840-5LTD1-WL-[All Options]-[All Packaging] | Indoor Luminaires | Linear Ambient | Direct Linear Ambient Luminaires | Standard | FALSE | [9 empty] | 42297 |  |  | Yes |  | 3 | 5987.41 | 107.19 | 55.86 | 11.4 | 0.992 | 4000 | 85
PTGK7699 | Eaton (formerly Cooper Lighting) | Metalux | 4VT2-LD4-6-DR100-W-UNV-[All Remote Emergency Enclosures]-L840-5LTD1-WL-[All Options]-[All Packaging] | Indoor Luminaires | Linear Ambient | Direct Linear Ambient Luminaires | Standard | FALSE | [9 empty] | 42297 |  |  | Yes |  | 3 | 5498.3 | 98.3 | 55.93 | 11.4 | 0.992 | 4000 | 85
P7P5G813 | Eaton (formerly Cooper Lighting) | Metalux | 4VT2-LD4-6-DR-W-UNV-[All Remote Emergency Enclosures]-L840-5LTD1-WL-[All Options]-[All Packaging] | Indoor Luminaires | Linear Ambient | Direct Linear Ambient Luminaires | Standard | FALSE | [9 empty] | 42297 |  |  | Yes |  | 3 | 5380.65 | 96.2 | 55.93 | 11.4 | 0.992 | 4000 | 85
PRKUZBZ5 | Eaton (formerly Cooper Lighting) | Metalux | 4VT2-LD4-6-DR-[Blank]-UNV-[All Remote Emergency Enclosures]-L840-CD1-WL-[All Options]-[All Packaging] | Indoor Luminaires | Linear Ambient | Direct Linear Ambient Luminaires | Standard | FALSE | [9 empty] | 42297 |  |  | Yes |  | 3 | 6719.88 | 118.46 | 56.73 | 9.967 | 0.994 | 4000 | 85
PVPXQXQR | Eaton (formerly Cooper Lighting) | Metalux | 4VT2-LD4-6-DR100-[Blank]-UNV-[All Remote Emergency Enclosures]-L840-CD1-WL-[All Options]-[All Packaging] | Indoor Luminaires | Linear Ambient | Direct Linear Ambient Luminaires | Standard | FALSE | [9 empty] | 42297 |  |  | Yes |  | 3 | 6686.28 | 117.86 | 56.73 | 9.967 | 0.994 | 4000 | 85
P8BS23U4 | Eaton (formerly Cooper Lighting) | Metalux | 4VT2-LD4-6-FR50-[Blank]-UNV-[All Remote Emergency Enclosures]-L840-CD1-WL-[All Options]-[All Packaging] | Indoor Luminaires | Linear Ambient | Direct Linear Ambient Luminaires | Standard | FALSE | [9 empty] | 42297 |  |  | Yes |  | 3 | 5987.41 | 105.54 | 56.73 | 9.967 | 0.994 | 4000 | 85
P58M9BAP | Eaton (formerly Cooper Lighting) | Metalux | 4VT2-LD4-6-DR-W-[Voltages include 120 only]-[All Remote Emergency Enclosures]-L840-CD1-WL-[All Options]-[All Packaging] | Indoor Luminaires | Linear Ambient | Direct Linear Ambient Luminaires | Standard | FALSE | [9 empty] | 42297 |  |  | Yes |  | 3 | 5380.65 | 94.72 | 56.81 | 9.967 | 0.994 | 4000 | 85
PWBHY773 | Eaton (formerly Cooper Lighting) | Metalux | 4VT2-LD4-6-DR100-W-[Voltages include 120 only]-[All Remote Emergency Enclosures]-L840-CD1-WL-[All Options]-[All Packaging] | Indoor Luminaires | Linear Ambient | Direct Linear Ambient Luminaires | Standard | FALSE | [9 empty] | 42297 |  |  | Yes |  | 3 | 5353.75 | 94.24 | 56.81 | 9.967 | 0.994 | 4000 | 85
PA14XTTC | Eaton (formerly Cooper Lighting) | Metalux | 4VT2-LD4-4-DR-[Blank]-UNV-[All Remote Emergency Enclosures]-L840-CD1-WL-[All Options]-[All Packaging] | Indoor Luminaires | Linear Ambient | Direct Linear Ambient Luminaires | Standard | FALSE | [9 empty] | 42297 |  |  | Yes |  | 3 | 5023.19 | 133.27 | 37.69 | 9.533 | 0.992 | 4000 | 85
P3RZTWF2 | Eaton (formerly Cooper Lighting) | Metalux | 4VT2-LD4-4-DR100-[Blank]-UNV-[All Remote Emergency Enclosures]-L840-CD1-WL-[All Options]-[All Packaging] | Indoor Luminaires | Linear Ambient | Direct Linear Ambient Luminaires | Standard | FALSE | [9 empty] | 42297 |  |  | Yes |  | 3 | 4998.08 | 132.61 | 37.69 | 9.533 | 0.992 | 4000 | 85
P5MB4DYH | Eaton (formerly Cooper Lighting) | Metalux | 4VT2-LD4-4-FR50-[Blank]-UNV-[All Remote Emergency Enclosures]-L840-CD1-WL-[All Options]-[All Packaging] | Indoor Luminaires | Linear Ambient | Direct Linear Ambient Luminaires | Standard | FALSE | [9 empty] | 42297 |  |  | Yes |  | 3 | 4475.67 | 118.75 | 37.69 | 9.533 | 0.992 | 4000 | 85
PYZECWCQ | Eaton (formerly Cooper Lighting) | Metalux | 8VT2-LD4-12-DR-[Blank]-UNV-[All Remote Emergency Enclosures]-L840-CD2-WL-[All Options]-[All Packaging] | Indoor Luminaires | Linear Ambient | Direct Linear Ambient Luminaires | Standard | FALSE | [9 empty] | 42297 |  |  | Yes |  | 3 | 13439.75 | 117.55 | 114.33 | 9.25 | 0.995 | 4000 | 85
PNQW86X6 | Eaton (formerly Cooper Lighting) | Metalux | 8VT2-LD4-12-DR100-[Blank]-UNV-[All Remote Emergency Enclosures]-L840-CD2-WL-[All Options]-[All Packaging] | Indoor Luminaires | Linear Ambient | Direct Linear Ambient Luminaires | Standard | FALSE | [9 empty] | 42297 |  |  | Yes |  | 3 | 13372.55 | 116.96 | 114.33 | 9.25 | 0.995 | 4000 | 85
P11NZXT9 | Eaton (formerly Cooper Lighting) | Metalux | 8VT2-LD4-12-FR50-[Blank]-UNV-[All Remote Emergency Enclosures]-L840-CD2-WL-[All Options]-[All Packaging] | Indoor Luminaires | Linear Ambient | Direct Linear Ambient Luminaires | Standard | FALSE | [9 empty] | 42297 |  |  | Yes |  | 3 | 11974.82 | 104.74 | 114.33 | 9.25 | 0.995 | 4000 | 85
P2EWBKFP | Eaton (formerly Cooper Lighting) | Metalux | 8VT2-LD4-12-DR-W-UNV-[All Remote Emergency Enclosures]-L840-CD2-WL-[All Options]-[All Packaging] | Indoor Luminaires | Linear Ambient | Direct Linear Ambient Luminaires | Standard | FALSE | [9 empty] | 42297 |  |  | Yes |  | 3 | 10761.31 | 94.12 | 114.33 | 9.25 | 0.995 | 4000 | 85
PAVVN3MT | Eaton (formerly Cooper Lighting) | Metalux | 8VT2-LD4-12-DR100-W-UNV-[All Remote Emergency Enclosures]-L840-CD2-WL-[All Options]-[All Packaging] | Indoor Luminaires | Linear Ambient | Direct Linear Ambient Luminaires | Standard | FALSE | [9 empty] | 42297 |  |  | Yes |  | 3 | 10707.5 | 93.65 | 114.33 | 9.25 | 0.995 | 4000 | 85
PDU34YX9 | Eaton (formerly Cooper Lighting) | Metalux | 8VT2-LD4-16-DR-[Blank]-UNV-[All Remote Emergency Enclosures]-L840-5LTD2-WL-[All Options]-[All Packaging] | Indoor Luminaires | Linear Ambient | Direct Linear Ambient Luminaires | Standard | FALSE | [9 empty] | 42297 |  |  | Yes |  | 3 | 19717.02 | 122.54 | 160.91 | 8.4 | 0.995 | 4000 | 85
PQDKQW19 | Eaton (formerly Cooper Lighting) | Metalux | 8VT2-LD4-16-DR100-[Blank]-UNV-[All Remote Emergency Enclosures]-L840-5LTD2-WL-[All Options]-[All Packaging] | Indoor Luminaires | Linear Ambient | Direct Linear Ambient Luminaires | Standard | FALSE | [9 empty] | 42297 |  |  | Yes |  | 3 | 19618.43 | 121.92 | 160.91 | 8.4 | 0.995 | 4000 | 85
PRW5T84T | Eaton (formerly Cooper Lighting) | Metalux | 8VT2-LD4-16-DR-W-UNV-[All Remote Emergency Enclosures]-L840-5LTD2-WL-[All Options]-[All Packaging] | Indoor Luminaires | Linear Ambient | Direct Linear Ambient Luminaires | Standard | FALSE | [9 empty] | 42297 |  |  | Yes |  | 3 | 19206.45 | 119.36 | 160.91 | 8.4 | 0.995 | 4000 | 85
PU914S66 | Eaton (formerly Cooper Lighting) | Metalux | 8VT2-LD4-16-DR100-W-UNV-[All Remote Emergency Enclosures]-L840-5LTD2-WL-[All Options]-[All Packaging] | Indoor Luminaires | Linear Ambient | Direct Linear Ambient Luminaires | Standard | FALSE | [9 empty] | 42297 |  |  | Yes |  | 3 | 19110.42 | 118.77 | 160.91 | 8.4 | 0.995 | 4000 | 85
PQW16MT2 | Eaton (formerly Cooper Lighting) | Metalux | 8VT2-LD4-16-FR50-[Blank]-UNV-[All Remote Emergency Enclosures]-L840-5LTD2-WL-[All Options]-[All Packaging] | Indoor Luminaires | Linear Ambient | Direct Linear Ambient Luminaires | Standard | FALSE | [9 empty] | 42297 |  |  | Yes |  | 3 | 17567.86 | 109.18 | 160.91 | 8.4 | 0.995 | 4000 | 85
PD3XTE35 | Eaton (formerly Cooper Lighting) | Metalux | 4VT2-LD4-8-DR-[Blank]-UNV-[All Remote Emergency Enclosures]-L840-5LTD1-WL-[All Options]-[All Packaging] | Indoor Luminaires | Linear Ambient | Direct Linear Ambient Luminaires | Standard | FALSE | [9 empty] | 42297 |  |  | Yes |  | 3 | 9858.51 | 122.54 | 80.45 | 8.4 | 0.995 | 4000 | 85
PVE48RT3 | Eaton (formerly Cooper Lighting) | Metalux | 4VT2-LD4-8-DR100-W-UNV-[All Remote Emergency Enclosures]-L840-5LTD1-WL-[All Options]-[All Packaging] | Indoor Luminaires | Linear Ambient | Direct Linear Ambient Luminaires | Standard | FALSE | [9 empty] | 42297 |  |  | Yes |  | 3 | 9813.2 | 108.46 | 90.47 | 8.4 | 0.995 | 4000 | 85
PKN6M7HQ | Eaton (formerly Cooper Lighting) | Metalux | 4VT2-LD4-8-DR100-[Blank]-UNV-[All Remote Emergency Enclosures]-L840-5LTD1-WL-[All Options]-[All Packaging] | Indoor Luminaires | Linear Ambient | Direct Linear Ambient Luminaires | Standard | FALSE | [9 empty] | 42297 |  |  | Yes |  | 3 | 9809.22 | 121.92 | 80.45 | 8.4 | 0.995 | 4000 | 85
PQ1GGUQD | Eaton (formerly Cooper Lighting) | Metalux | 4VT2-LD4-8-DR-W-UNV-[All Remote Emergency Enclosures]-L840-5LTD1-WL-[All Options]-[All Packaging] | Indoor Luminaires | Linear Ambient | Direct Linear Ambient Luminaires | Standard | FALSE | [9 empty] | 42297 |  |  | Yes |  | 3 | 9603.22 | 106.14 | 90.47 | 8.4 | 0.995 | 4000 | 85
PTFVZ1QH | Eaton (formerly Cooper Lighting) | Metalux | 4VT2-LD4-8-FR50-[Blank]-UNV-[All Remote Emergency Enclosures]-L840-5LTD1-WL-[All Options]-[All Packaging] | Indoor Luminaires | Linear Ambient | Direct Linear Ambient Luminaires | Standard | FALSE | [9 empty] | 42297 |  |  | Yes |  | 3 | 8783.93 | 109.18 | 80.45 | 8.4 | 0.995 | 4000 | 85
PB1ASWH9 | Eaton (formerly Cooper Lighting) | Metalux | 2VT2-LD4-2-DR-[Blank]-[Voltages include 120 only]-[All Remote Emergency Enclosures]-L840-CD1-WL-[All Options]-[All Packaging] | Indoor Luminaires | Linear Ambient | Direct Linear Ambient Luminaires | Standard | FALSE | [9 empty] | 42297 |  |  | Yes |  | 3 | 2623.4 | 130.89 | 20.04 | 5.933 | 0.991 | 4000 | 85
PRS2UTE4 | Eaton (formerly Cooper Lighting) | Metalux | 2VT2-LD4-2-DR100-[Blank]-[Voltages include 120 only]-[All Remote Emergency Enclosures]-L840-CD1-WL-[All Options]-[All Packaging] | Indoor Luminaires | Linear Ambient | Direct Linear Ambient Luminaires | Standard | FALSE | [9 empty] | 42297 |  |  | Yes |  | 3 | 2610.29 | 130.23 | 20.04 | 5.933 | 0.991 | 4000 | 85
PDDE6ZP6 | Eaton (formerly Cooper Lighting) | Metalux | 2VT2-LD4-2-FR50-[Blank]-[Voltages include 120 only]-[All Remote Emergency Enclosures]-L840-CD1-WL-[All Options]-[All Packaging] | Indoor Luminaires | Linear Ambient | Direct Linear Ambient Luminaires | Standard | FALSE | [9 empty] | 42297 |  |  | Yes |  | 3 | 2337.45 | 116.62 | 20.04 | 5.933 | 0.991 | 4000 | 85
PDAUY4AX | Eaton (formerly Cooper Lighting) | Metalux | 4VT2-LD4-8-DR-[Blank]-UNV-[All Remote Emergency Enclosures]-L840-CD1-WL-[All Options]-[All Packaging] | Indoor Luminaires | Linear Ambient | Direct Linear Ambient Luminaires | Standard | FALSE | [9 empty] | 42297 |  |  | Yes |  | 3 | 9858.51 | 122.05 | 80.78 | 5.8 | 0.997 | 4000 | 85
PZUAVCA3 | Eaton (formerly Cooper Lighting) | Metalux | 4VT2-LD4-8-DR100-[Blank]-UNV-[All Remote Emergency Enclosures]-L840-CD1-WL-[All Options]-[All Packaging] | Indoor Luminaires | Linear Ambient | Direct Linear Ambient Luminaires | Standard | FALSE | [9 empty] | 42297 |  |  | Yes |  | 3 | 9809.22 | 121.44 | 80.78 | 5.8 | 0.997 | 4000 | 85
PCS2QSZH | Eaton (formerly Cooper Lighting) | Metalux | 4VT2-LD4-8-DR-W-UNV-[All Remote Emergency Enclosures]-L840-CD1-WL-[All Options]-[All Packaging] | Indoor Luminaires | Linear Ambient | Direct Linear Ambient Luminaires | Standard | FALSE | [9 empty] | 42297 |  |  | Yes |  | 3 | 9603.22 | 105.72 | 90.84 | 5.8 | 0.997 | 4000 | 85
PTC23GPC | Eaton (formerly Cooper Lighting) | Metalux | 4VT2-LD4-8-DR100-W-UNV-[All Remote Emergency Enclosures]-L840-CD1-WL-[All Options]-[All Packaging] | Indoor Luminaires | Linear Ambient | Direct Linear Ambient Luminaires | Standard | FALSE | [9 empty] | 42297 |  |  | Yes |  | 3 | 9555.21 | 105.19 | 90.84 | 5.8 | 0.997 | 4000 | 85
PG58KG7M | Eaton (formerly Cooper Lighting) | Metalux | 4VT2-LD4-8-FR50-[Blank]-UNV-[All Remote Emergency Enclosures]-L840-CD1-WL-[All Options]-[All Packaging] | Indoor Luminaires | Linear Ambient | Direct Linear Ambient Luminaires | Standard | FALSE | [9 empty] | 42297 |  |  | Yes |  | 3 | 8783.93 | 108.74 | 80.78 | 5.8 | 0.997 | 4000 | 85
P8W7PKY4 | Eaton (formerly Cooper Lighting) | Metalux | 2VT2-LD4-3-DR-[Blank]-UNV-[All Remote Emergency Enclosures]-L840-CD1-WL-[All Options]-[All Packaging] | Indoor Luminaires | Linear Ambient | Direct Linear Ambient Luminaires | Standard | FALSE | [9 empty] | 42297 |  |  | Yes |  | 3 | 3732.24 | 140.48 | 26.57 | 5 | 0.996 | 4000 | 85
PWNZRYG2 | Eaton (formerly Cooper Lighting) | Metalux | 2VT2-LD4-3-DR100-[Blank]-UNV-[All Remote Emergency Enclosures]-L840-CD1-WL-[All Options]-[All Packaging] | Indoor Luminaires | Linear Ambient | Direct Linear Ambient Luminaires | Standard | FALSE | [9 empty] | 42297 |  |  | Yes |  | 3 | 3713.58 | 139.78 | 26.57 | 5 | 0.996 | 4000 | 85
P4Z6WF9N | Eaton (formerly Cooper Lighting) | Metalux | 2VT2-LD4-3-FR50-[Blank]-UNV-[All Remote Emergency Enclosures]-L840-CD1-WL-[All Options]-[All Packaging] | Indoor Luminaires | Linear Ambient | Direct Linear Ambient Luminaires | Standard | FALSE | [9 empty] | 42297 |  |  | Yes |  | 3 | 3325.43 | 125.17 | 26.57 | 5 | 0.996 | 4000 | 85
PCXE64BW | Eaton (formerly Cooper Lighting) | Metalux | 2VT2-LD4-3-DR-W-UNV-[All Remote Emergency Enclosures]-L840-CD1-WL-[All Options]-[All Packaging] | Indoor Luminaires | Linear Ambient | Direct Linear Ambient Luminaires | Standard | FALSE | [9 empty] | 42297 |  |  | Yes |  | 3 | 3261.63 | 122 | 26.74 | 5 | 0.996 | 4000 | 85
P3A1WTW7 | Eaton (formerly Cooper Lighting) | Metalux | 2VT2-LD4-3-DR100-W-UNV-[All Remote Emergency Enclosures]-L840-CD1-WL-[All Options]-[All Packaging] | Indoor Luminaires | Linear Ambient | Direct Linear Ambient Luminaires | Standard | FALSE | [9 empty] | 42297 |  |  | Yes |  | 3 | 3245.32 | 121.39 | 26.74 | 5 | 0.996 | 4000 | 85
PH7N7976 | Eaton (formerly Cooper Lighting) | Metalux | 8VT2-LD4-9-DR-[Blank]-UNV-[All Remote Emergency Enclosures]-L840-CD1-WL-[All Options]-[All Packaging] | Indoor Luminaires | Linear Ambient | Direct Linear Ambient Luminaires | Standard | FALSE | [9 empty] | 42297 |  |  | Yes |  | 3 | 11713.1 | 121.25 | 96.6 | 4.92 | 0.999 | 4000 | 85
PRWPR2CC | Eaton (formerly Cooper Lighting) | Metalux | 8VT2-LD4-9-DR100-[Blank]-UNV-[All Remote Emergency Enclosures]-L840-CD1-WL-[All Options]-[All Packaging] | Indoor Luminaires | Linear Ambient | Direct Linear Ambient Luminaires | Standard | FALSE | [9 empty] | 42297 |  |  | Yes |  | 3 | 11654.54 | 120.65 | 96.6 | 4.92 | 0.999 | 4000 | 85
PSJVCYGT | Eaton (formerly Cooper Lighting) | Metalux | 8VT2-LD4-9-FR50-[Blank]-UNV-[All Remote Emergency Enclosures]-L840-CD1-WL-[All Options]-[All Packaging] | Indoor Luminaires | Linear Ambient | Direct Linear Ambient Luminaires | Standard | FALSE | [9 empty] | 42297 |  |  | Yes |  | 3 | 10436.37 | 108.04 | 96.6 | 4.92 | 0.999 | 4000 | 85
PKEBEA5G | Eaton (formerly Cooper Lighting) | Metalux | 8VT2-LD4-9-DR-W-UNV-[All Remote Emergency Enclosures]-L840-CD1-WL-[All Options]-[All Packaging] | Indoor Luminaires | Linear Ambient | Direct Linear Ambient Luminaires | Standard | FALSE | [9 empty] | 42297 |  |  | Yes |  | 3 | 10238 | 105.98 | 96.6 | 4.92 | 0.999 | 4000 | 85
P3Z725AR | Eaton (formerly Cooper Lighting) | Metalux | 8VT2-LD4-9-DR100-W-UNV-[All Remote Emergency Enclosures]-L840-CD1-WL-[All Options]-[All Packaging] | Indoor Luminaires | Linear Ambient | Direct Linear Ambient Luminaires | Standard | FALSE | [9 empty] | 42297 |  |  | Yes |  | 3 | 10186.81 | 105.45 | 96.6 | 4.92 | 0.999 | 4000 | 85
PYMAYJ8W | Eaton (formerly Cooper Lighting) | Metalux | 8VT2-LD4-16-DR-[Blank]-UNV-[All Remote Emergency Enclosures]-L840-CD2-WL-[All Options]-[All Packaging] | Indoor Luminaires | Linear Ambient | Direct Linear Ambient Luminaires | Standard | FALSE | [9 empty] | 42297 |  |  | Yes |  | 3 | 19717.02 | 121.56 | 162.2 | 3.2 | 0.999 | 4000 | 85
P5MEX245 | Eaton (formerly Cooper Lighting) | Metalux | 8VT2-LD4-16-DR100-[Blank]-UNV-[All Remote Emergency Enclosures]-L840-CD2-WL-[All Options]-[All Packaging] | Indoor Luminaires | Linear Ambient | Direct Linear Ambient Luminaires | Standard | FALSE | [9 empty] | 42297 |  |  | Yes |  | 3 | 19618.43 | 120.95 | 162.2 | 3.2 | 0.999 | 4000 | 85
PWRF4E66 | Eaton (formerly Cooper Lighting) | Metalux | 8VT2-LD4-16-DR-W-UNV-[All Remote Emergency Enclosures]-L840-CD2-WL-[All Options]-[All Packaging] | Indoor Luminaires | Linear Ambient | Direct Linear Ambient Luminaires | Standard | FALSE | [9 empty] | 42297 |  |  | Yes |  | 3 | 19206.45 | 118.41 | 162.2 | 3.2 | 0.999 | 4000 | 85
PDKUTHKE | Eaton (formerly Cooper Lighting) | Metalux | 8VT2-LD4-16-DR100-W-UNV-[All Remote Emergency Enclosures]-L840-CD2-WL-[All Options]-[All Packaging] | Indoor Luminaires | Linear Ambient | Direct Linear Ambient Luminaires | Standard | FALSE | [9 empty] | 42297 |  |  | Yes |  | 3 | 19110.42 | 117.82 | 162.2 | 3.2 | 0.999 | 4000 | 85
P9C3YEXF | Eaton (formerly Cooper Lighting) | Metalux | 8VT2-LD4-16-FR50-[Blank]-UNV-[All Remote Emergency Enclosures]-L840-CD2-WL-[All Options]-[All Packaging] | Indoor Luminaires | Linear Ambient | Direct Linear Ambient Luminaires | Standard | FALSE | [9 empty] | 42297 |  |  | Yes |  | 3 | 17567.86 | 108.31 | 162.2 | 3.2 | 0.999 | 4000 | 85
PQRSU95S | Eaton (formerly Cooper Lighting) | Metalux | 4VT2-LD4-4-DR-[Blank]-UNV-[All Remote Emergency Enclosures]-L835-5LTD1-WL-[All Options]-[All Packaging] | Indoor Luminaires | Linear Ambient | Direct Linear Ambient Luminaires | Standard | FALSE | [9 empty] | 42297 |  |  | Yes |  | 3 | 4891.13 | 130.23 | 37.56 | 14.6 | 0.987 | 3500 | 85
PGDM3WS9 | Eaton (formerly Cooper Lighting) | Metalux | 4VT2-LD4-4-DR100-[Blank]-UNV-[All Remote Emergency Enclosures]-L835-5LTD1-WL-[All Options]-[All Packaging] | Indoor Luminaires | Linear Ambient | Direct Linear Ambient Luminaires | Standard | FALSE | [9 empty] | 42297 |  |  | Yes |  | 3 | 4866.68 | 129.58 | 37.56 | 14.6 | 0.987 | 3500 | 85
P3WA4PWD | Eaton (formerly Cooper Lighting) | Metalux | 4VT2-LD4-4-FR50-[Blank]-UNV-[All Remote Emergency Enclosures]-L835-5LTD1-WL-[All Options]-[All Packaging] | Indoor Luminaires | Linear Ambient | Direct Linear Ambient Luminaires | Standard | FALSE | [9 empty] | 42297 |  |  | Yes |  | 3 | 4358 | 116.03 | 37.56 | 14.6 | 0.987 | 3500 | 85
PZXNK2AC | Eaton (formerly Cooper Lighting) | Metalux | 8VT2-LD4-9-DR-[Blank]-UNV-[All Remote Emergency Enclosures]-L835-5LTD2-WL-[All Options]-[All Packaging] | Indoor Luminaires | Linear Ambient | Direct Linear Ambient Luminaires | Standard | FALSE | [9 empty] | 42297 |  |  | Yes |  | 3 | 11405.16 | 110.05 | 103.63 | 12.4 | 0.991 | 3500 | 85
PKV9KQUS | Eaton (formerly Cooper Lighting) | Metalux | 8VT2-LD4-9-DR100-[Blank]-UNV-[All Remote Emergency Enclosures]-L835-5LTD2-WL-[All Options]-[All Packaging] | Indoor Luminaires | Linear Ambient | Direct Linear Ambient Luminaires | Standard | FALSE | [9 empty] | 42297 |  |  | Yes |  | 3 | 11348.14 | 109.5 | 103.63 | 12.4 | 0.991 | 3500 | 85
PVRJM1PS | Eaton (formerly Cooper Lighting) | Metalux | 8VT2-LD4-9-FR50-[Blank]-UNV-[All Remote Emergency Enclosures]-L835-5LTD2-WL-[All Options]-[All Packaging] | Indoor Luminaires | Linear Ambient | Direct Linear Ambient Luminaires | Standard | FALSE | [9 empty] | 42297 |  |  | Yes |  | 3 | 10162 | 98.06 | 103.63 | 12.4 | 0.991 | 3500 | 85
PH1QG69M | Eaton (formerly Cooper Lighting) | Metalux | 8VT2-LD4-9-DR-W-UNV-[All Remote Emergency Enclosures]-L835-5LTD2-WL-[All Options]-[All Packaging] | Indoor Luminaires | Linear Ambient | Direct Linear Ambient Luminaires | Standard | FALSE | [9 empty] | 42297 |  |  | Yes |  | 3 | 9968.84 | 96.19 | 103.63 | 12.4 | 0.991 | 3500 | 85
PKX6QBKZ | Eaton (formerly Cooper Lighting) | Metalux | 8VT2-LD4-9-DR100-W-UNV-[All Remote Emergency Enclosures]-L835-5LTD2-WL-[All Options]-[All Packaging] | Indoor Luminaires | Linear Ambient | Direct Linear Ambient Luminaires | Standard | FALSE | [9 empty] | 42297 |  |  | Yes |  | 3 | 9919 | 95.71 | 103.63 | 12.4 | 0.991 | 3500 | 85
PX9NDNNZ | Eaton (formerly Cooper Lighting) | Metalux | 8VT2-LD4-12-DR-[Blank]-UNV-[All Remote Emergency Enclosures]-L835-5LTD2-WL-[All Options]-[All Packaging] | Indoor Luminaires | Linear Ambient | Direct Linear Ambient Luminaires | Standard | FALSE | [9 empty] | 42297 |  |  | Yes |  | 3 | 13086.42 | 117.14 | 111.71 | 11.4 | 0.992 | 3500 | 85
PM2WZER1 | Eaton (formerly Cooper Lighting) | Metalux | 8VT2-LD4-12-DR100-[Blank]-UNV-[All Remote Emergency Enclosures]-L835-5LTD2-WL-[All Options]-[All Packaging] | Indoor Luminaires | Linear Ambient | Direct Linear Ambient Luminaires | Standard | FALSE | [9 empty] | 42297 |  |  | Yes |  | 3 | 13020.99 | 116.56 | 111.71 | 11.4 | 0.992 | 3500 | 85
P3S94ZPQ | Eaton (formerly Cooper Lighting) | Metalux | 8VT2-LD4-12-FR50-[Blank]-UNV-[All Remote Emergency Enclosures]-L835-5LTD2-WL-[All Options]-[All Packaging] | Indoor Luminaires | Linear Ambient | Direct Linear Ambient Luminaires | Standard | FALSE | [9 empty] | 42297 |  |  | Yes |  | 3 | 11660 | 104.38 | 111.71 | 11.4 | 0.992 | 3500 | 85
PWE2BV11 | Eaton (formerly Cooper Lighting) | Metalux | 8VT2-LD4-12-DR-W-UNV-[All Remote Emergency Enclosures]-L835-5LTD2-WL-[All Options]-[All Packaging] | Indoor Luminaires | Linear Ambient | Direct Linear Ambient Luminaires | Standard | FALSE | [9 empty] | 42297 |  |  | Yes |  | 3 | 10478.39 | 93.8 | 111.71 | 11.4 | 0.992 | 3500 | 85
PW586F9N | Eaton (formerly Cooper Lighting) | Metalux | 8VT2-LD4-12-DR100-W-UNV-[All Remote Emergency Enclosures]-L835-5LTD2-WL-[All Options]-[All Packaging] | Indoor Luminaires | Linear Ambient | Direct Linear Ambient Luminaires | Standard | FALSE | [9 empty] | 42297 |  |  | Yes |  | 3 | 10426 | 93.33 | 111.71 | 11.4 | 0.992 | 3500 | 85
PKFYZ7DR | Eaton (formerly Cooper Lighting) | Metalux | 4VT2-LD4-6-DR-[Blank]-UNV-[All Remote Emergency Enclosures]-L835-5LTD1-WL-[All Options]-[All Packaging] | Indoor Luminaires | Linear Ambient | Direct Linear Ambient Luminaires | Standard | FALSE | [9 empty] | 42297 |  |  | Yes |  | 3 | 6543.21 | 117.14 | 55.86 | 11.4 | 0.992 | 3500 | 85
PRUEK59V | Eaton (formerly Cooper Lighting) | Metalux | 4VT2-LD4-6-DR100-[Blank]-UNV-[All Remote Emergency Enclosures]-L835-5LTD1-WL-[All Options]-[All Packaging] | Indoor Luminaires | Linear Ambient | Direct Linear Ambient Luminaires | Standard | FALSE | [9 empty] | 42297 |  |  | Yes |  | 3 | 6510.49 | 116.56 | 55.86 | 11.4 | 0.992 | 3500 | 85
PCZSVDJG | Eaton (formerly Cooper Lighting) | Metalux | 4VT2-LD4-6-FR50-[Blank]-UNV-[All Remote Emergency Enclosures]-L835-5LTD1-WL-[All Options]-[All Packaging] | Indoor Luminaires | Linear Ambient | Direct Linear Ambient Luminaires | Standard | FALSE | [9 empty] | 42297 |  |  | Yes |  | 3 | 5830 | 104.38 | 55.86 | 11.4 | 0.992 | 3500 | 85
PSM9G66N | Eaton (formerly Cooper Lighting) | Metalux | 4VT2-LD4-6-DR100-W-UNV-[All Remote Emergency Enclosures]-L835-5LTD1-WL-[All Options]-[All Packaging] | Indoor Luminaires | Linear Ambient | Direct Linear Ambient Luminaires | Standard | FALSE | [9 empty] | 42297 |  |  | Yes |  | 3 | 5353.75 | 95.72 | 55.93 | 11.4 | 0.992 | 3500 | 85
PWTQCD66 | Eaton (formerly Cooper Lighting) | Metalux | 4VT2-LD4-6-DR-W-UNV-[All Remote Emergency Enclosures]-L835-5LTD1-WL-[All Options]-[All Packaging] | Indoor Luminaires | Linear Ambient | Direct Linear Ambient Luminaires | Standard | FALSE | [9 empty] | 42297 |  |  | Yes |  | 3 | 5239.2 | 93.67 | 55.93 | 11.4 | 0.992 | 3500 | 85
P9MDKQG2 | Eaton (formerly Cooper Lighting) | Metalux | 4VT2-LD4-6-DR-[Blank]-UNV-[All Remote Emergency Enclosures]-L835-CD1-WL-[All Options]-[All Packaging] | Indoor Luminaires | Linear Ambient | Direct Linear Ambient Luminaires | Standard | FALSE | [9 empty] | 42297 |  |  | Yes |  | 3 | 6543.21 | 115.34 | 56.73 | 9.967 | 0.994 | 3500 | 85
PR3W2YCG | Eaton (formerly Cooper Lighting) | Metalux | 4VT2-LD4-6-DR100-[Blank]-UNV-[All Remote Emergency Enclosures]-L835-CD1-WL-[All Options]-[All Packaging] | Indoor Luminaires | Linear Ambient | Direct Linear Ambient Luminaires | Standard | FALSE | [9 empty] | 42297 |  |  | Yes |  | 3 | 6510.49 | 114.76 | 56.73 | 9.967 | 0.994 | 3500 | 85
P3QD54VW | Eaton (formerly Cooper Lighting) | Metalux | 4VT2-LD4-6-FR50-[Blank]-UNV-[All Remote Emergency Enclosures]-L835-CD1-WL-[All Options]-[All Packaging] | Indoor Luminaires | Linear Ambient | Direct Linear Ambient Luminaires | Standard | FALSE | [9 empty] | 42297 |  |  | Yes |  | 3 | 5830 | 102.77 | 56.73 | 9.967 | 0.994 | 3500 | 85
PATXCNTA | Eaton (formerly Cooper Lighting) | Metalux | 4VT2-LD4-6-DR-W-[Voltages include 120 only]-[All Remote Emergency Enclosures]-L835-CD1-WL-[All Options]-[All Packaging] | Indoor Luminaires | Linear Ambient | Direct Linear Ambient Luminaires | Standard | FALSE | [9 empty] | 42297 |  |  | Yes |  | 3 | 5239.2 | 92.23 | 56.81 | 9.967 | 0.994 | 3500 | 85
P727CCNW | Eaton (formerly Cooper Lighting) | Metalux | 4VT2-LD4-6-DR100-W-[Voltages include 120 only]-[All Remote Emergency Enclosures]-L835-CD1-WL-[All Options]-[All Packaging] | Indoor Luminaires | Linear Ambient | Direct Linear Ambient Luminaires | Standard | FALSE | [9 empty] | 42297 |  |  | Yes |  | 3 | 5213 | 91.76 | 56.81 | 9.967 | 0.994 | 3500 | 85
PRCUY81R | Eaton (formerly Cooper Lighting) | Metalux | 4VT2-LD4-4-DR-[Blank]-UNV-[All Remote Emergency Enclosures]-L835-CD1-WL-[All Options]-[All Packaging] | Indoor Luminaires | Linear Ambient | Direct Linear Ambient Luminaires | Standard | FALSE | [9 empty] | 42297 |  |  | Yes |  | 3 | 4891.13 | 129.77 | 37.69 | 9.533 | 0.992 | 3500 | 85
PSFEDN3D | Eaton (formerly Cooper Lighting) | Metalux | 4VT2-LD4-4-DR100-[Blank]-UNV-[All Remote Emergency Enclosures]-L835-CD1-WL-[All Options]-[All Packaging] | Indoor Luminaires | Linear Ambient | Direct Linear Ambient Luminaires | Standard | FALSE | [9 empty] | 42297 |  |  | Yes |  | 3 | 4866.68 | 129.12 | 37.69 | 9.533 | 0.992 | 3500 | 85
P6HS483A | Eaton (formerly Cooper Lighting) | Metalux | 4VT2-LD4-4-FR50-[Blank]-UNV-[All Remote Emergency Enclosures]-L835-CD1-WL-[All Options]-[All Packaging] | Indoor Luminaires | Linear Ambient | Direct Linear Ambient Luminaires | Standard | FALSE | [9 empty] | 42297 |  |  | Yes |  | 3 | 4358 | 115.62 | 37.69 | 9.533 | 0.992 | 3500 | 85
P55KYXTZ | Eaton (formerly Cooper Lighting) | Metalux | 8VT2-LD4-12-DR-[Blank]-UNV-[All Remote Emergency Enclosures]-L835-CD2-WL-[All Options]-[All Packaging] | Indoor Luminaires | Linear Ambient | Direct Linear Ambient Luminaires | Standard | FALSE | [9 empty] | 42297 |  |  | Yes |  | 3 | 13086.42 | 114.46 | 114.33 | 9.25 | 0.995 | 3500 | 85
PRAFX3HW | Eaton (formerly Cooper Lighting) | Metalux | 8VT2-LD4-12-DR100-[Blank]-UNV-[All Remote Emergency Enclosures]-L835-CD2-WL-[All Options]-[All Packaging] | Indoor Luminaires | Linear Ambient | Direct Linear Ambient Luminaires | Standard | FALSE | [9 empty] | 42297 |  |  | Yes |  | 3 | 13020.99 | 113.89 | 114.33 | 9.25 | 0.995 | 3500 | 85
P1AY2AZ1 | Eaton (formerly Cooper Lighting) | Metalux | 8VT2-LD4-12-FR50-[Blank]-UNV-[All Remote Emergency Enclosures]-L835-CD2-WL-[All Options]-[All Packaging] | Indoor Luminaires | Linear Ambient | Direct Linear Ambient Luminaires | Standard | FALSE | [9 empty] | 42297 |  |  | Yes |  | 3 | 11660 | 101.98 | 114.33 | 9.25 | 0.995 | 3500 | 85
P84YDU94 | Eaton (formerly Cooper Lighting) | Metalux | 8VT2-LD4-12-DR-W-UNV-[All Remote Emergency Enclosures]-L835-CD2-WL-[All Options]-[All Packaging] | Indoor Luminaires | Linear Ambient | Direct Linear Ambient Luminaires | Standard | FALSE | [9 empty] | 42297 |  |  | Yes |  | 3 | 10478.39 | 91.65 | 114.33 | 9.25 | 0.995 | 3500 | 85
P5KXUNK6 | Eaton (formerly Cooper Lighting) | Metalux | 8VT2-LD4-12-DR100-W-UNV-[All Remote Emergency Enclosures]-L835-CD2-WL-[All Options]-[All Packaging] | Indoor Luminaires | Linear Ambient | Direct Linear Ambient Luminaires | Standard | FALSE | [9 empty] | 42297 |  |  | Yes |  | 3 | 10426 | 91.19 | 114.33 | 9.25 | 0.995 | 3500 | 85
PCV8CQMB | Eaton (formerly Cooper Lighting) | Metalux | 8VT2-LD4-16-DR-[Blank]-UNV-[All Remote Emergency Enclosures]-L835-5LTD2-WL-[All Options]-[All Packaging] | Indoor Luminaires | Linear Ambient | Direct Linear Ambient Luminaires | Standard | FALSE | [9 empty] | 42297 |  |  | Yes |  | 3 | 19198.65 | 119.31 | 160.91 | 8.4 | 0.995 | 3500 | 85
P294KN2K | Eaton (formerly Cooper Lighting) | Metalux | 8VT2-LD4-16-DR100-[Blank]-UNV-[All Remote Emergency Enclosures]-L835-5LTD2-WL-[All Options]-[All Packaging] | Indoor Luminaires | Linear Ambient | Direct Linear Ambient Luminaires | Standard | FALSE | [9 empty] | 42297 |  |  | Yes |  | 3 | 19102.66 | 118.72 | 160.91 | 8.4 | 0.995 | 3500 | 85
PD19ZE9U | Eaton (formerly Cooper Lighting) | Metalux | 8VT2-LD4-16-DR-W-UNV-[All Remote Emergency Enclosures]-L835-5LTD2-WL-[All Options]-[All Packaging] | Indoor Luminaires | Linear Ambient | Direct Linear Ambient Luminaires | Standard | FALSE | [9 empty] | 42297 |  |  | Yes |  | 3 | 18701.51 | 116.22 | 160.91 | 8.4 | 0.995 | 3500 | 85
PZ5D4PFF | Eaton (formerly Cooper Lighting) | Metalux | 8VT2-LD4-16-DR100-W-UNV-[All Remote Emergency Enclosures]-L835-5LTD2-WL-[All Options]-[All Packaging] | Indoor Luminaires | Linear Ambient | Direct Linear Ambient Luminaires | Standard | FALSE | [9 empty] | 42297 |  |  | Yes |  | 3 | 18608 | 115.64 | 160.91 | 8.4 | 0.995 | 3500 | 85
PBN9NSWM | Eaton (formerly Cooper Lighting) | Metalux | 8VT2-LD4-16-FR50-[Blank]-UNV-[All Remote Emergency Enclosures]-L835-5LTD2-WL-[All Options]-[All Packaging] | Indoor Luminaires | Linear Ambient | Direct Linear Ambient Luminaires | Standard | FALSE | [9 empty] | 42297 |  |  | Yes |  | 3 | 17106 | 106.31 | 160.91 | 8.4 | 0.995 | 3500 | 85
P64WNNPH | Eaton (formerly Cooper Lighting) | Metalux | 4VT2-LD4-8-DR-[Blank]-UNV-[All Remote Emergency Enclosures]-L835-5LTD1-WL-[All Options]-[All Packaging] | Indoor Luminaires | Linear Ambient | Direct Linear Ambient Luminaires | Standard | FALSE | [9 empty] | 42297 |  |  | Yes |  | 3 | 9599.33 | 119.31 | 80.45 | 8.4 | 0.995 | 3500 | 85
P5Y11ZNX | Eaton (formerly Cooper Lighting) | Metalux | 4VT2-LD4-8-DR100-W-UNV-[All Remote Emergency Enclosures]-L835-5LTD1-WL-[All Options]-[All Packaging] | Indoor Luminaires | Linear Ambient | Direct Linear Ambient Luminaires | Standard | FALSE | [9 empty] | 42297 |  |  | Yes |  | 3 | 9555.21 | 105.61 | 90.47 | 8.4 | 0.995 | 3500 | 85
P9SAYQ3C | Eaton (formerly Cooper Lighting) | Metalux | 4VT2-LD4-8-DR100-[Blank]-UNV-[All Remote Emergency Enclosures]-L835-5LTD1-WL-[All Options]-[All Packaging] | Indoor Luminaires | Linear Ambient | Direct Linear Ambient Luminaires | Standard | FALSE | [9 empty] | 42297 |  |  | Yes |  | 3 | 9551.33 | 118.72 | 80.45 | 8.4 | 0.995 | 3500 | 85
PMVY8WEQ | Eaton (formerly Cooper Lighting) | Metalux | 4VT2-LD4-8-DR-W-UNV-[All Remote Emergency Enclosures]-L835-5LTD1-WL-[All Options]-[All Packaging] | Indoor Luminaires | Linear Ambient | Direct Linear Ambient Luminaires | Standard | FALSE | [9 empty] | 42297 |  |  | Yes |  | 3 | 9350.75 | 103.35 | 90.47 | 8.4 | 0.995 | 3500 | 85
PMF1NNS5 | Eaton (formerly Cooper Lighting) | Metalux | 4VT2-LD4-8-FR50-[Blank]-UNV-[All Remote Emergency Enclosures]-L835-5LTD1-WL-[All Options]-[All Packaging] | Indoor Luminaires | Linear Ambient | Direct Linear Ambient Luminaires | Standard | FALSE | [9 empty] | 42297 |  |  | Yes |  | 3 | 8553 | 106.31 | 80.45 | 8.4 | 0.995 | 3500 | 85
P2EDNBPW | Eaton (formerly Cooper Lighting) | Metalux | 2VT2-LD4-2-DR-[Blank]-[Voltages include 120 only]-[All Remote Emergency Enclosures]-L835-CD1-WL-[All Options]-[All Packaging] | Indoor Luminaires | Linear Ambient | Direct Linear Ambient Luminaires | Standard | FALSE | [9 empty] | 42297 |  |  | Yes |  | 3 | 2554.43 | 127.45 | 20.04 | 5.933 | 0.991 | 3500 | 85
P3ACXF54 | Eaton (formerly Cooper Lighting) | Metalux | 2VT2-LD4-2-DR100-[Blank]-[Voltages include 120 only]-[All Remote Emergency Enclosures]-L835-CD1-WL-[All Options]-[All Packaging] | Indoor Luminaires | Linear Ambient | Direct Linear Ambient Luminaires | Standard | FALSE | [9 empty] | 42297 |  |  | Yes |  | 3 | 2541.66 | 126.81 | 20.04 | 5.933 | 0.991 | 3500 | 85
PGR5T2XM | Eaton (formerly Cooper Lighting) | Metalux | 2VT2-LD4-2-FR50-[Blank]-[Voltages include 120 only]-[All Remote Emergency Enclosures]-L835-CD1-WL-[All Options]-[All Packaging] | Indoor Luminaires | Linear Ambient | Direct Linear Ambient Luminaires | Standard | FALSE | [9 empty] | 42297 |  |  | Yes |  | 3 | 2276 | 113.55 | 20.04 | 5.933 | 0.991 | 3500 | 85
PK9Z6MQQ | Eaton (formerly Cooper Lighting) | Metalux | 4VT2-LD4-8-DR-[Blank]-UNV-[All Remote Emergency Enclosures]-L835-CD1-WL-[All Options]-[All Packaging] | Indoor Luminaires | Linear Ambient | Direct Linear Ambient Luminaires | Standard | FALSE | [9 empty] | 42297 |  |  | Yes |  | 3 | 9599.33 | 118.84 | 80.78 | 5.8 | 0.997 | 3500 | 85
PGZAM9XG | Eaton (formerly Cooper Lighting) | Metalux | 4VT2-LD4-8-DR100-[Blank]-UNV-[All Remote Emergency Enclosures]-L835-CD1-WL-[All Options]-[All Packaging] | Indoor Luminaires | Linear Ambient | Direct Linear Ambient Luminaires | Standard | FALSE | [9 empty] | 42297 |  |  | Yes |  | 3 | 9551.33 | 118.24 | 80.78 | 5.8 | 0.997 | 3500 | 85
PGNC23JB | Eaton (formerly Cooper Lighting) | Metalux | 4VT2-LD4-8-DR-W-UNV-[All Remote Emergency Enclosures]-L835-CD1-WL-[All Options]-[All Packaging] | Indoor Luminaires | Linear Ambient | Direct Linear Ambient Luminaires | Standard | FALSE | [9 empty] | 42297 |  |  | Yes |  | 3 | 9350.75 | 102.94 | 90.84 | 5.8 | 0.997 | 3500 | 85
PKUFG5WB | Eaton (formerly Cooper Lighting) | Metalux | 4VT2-LD4-8-DR100-W-UNV-[All Remote Emergency Enclosures]-L835-CD1-WL-[All Options]-[All Packaging] | Indoor Luminaires | Linear Ambient | Direct Linear Ambient Luminaires | Standard | FALSE | [9 empty] | 42297 |  |  | Yes |  | 3 | 9304 | 102.43 | 90.84 | 5.8 | 0.997 | 3500 | 85
P5JYN95P | Eaton (formerly Cooper Lighting) | Metalux | 4VT2-LD4-8-FR50-[Blank]-UNV-[All Remote Emergency Enclosures]-L835-CD1-WL-[All Options]-[All Packaging] | Indoor Luminaires | Linear Ambient | Direct Linear Ambient Luminaires | Standard | FALSE | [9 empty] | 42297 |  |  | Yes |  | 3 | 8553 | 105.88 | 80.78 | 5.8 | 0.997 | 3500 | 85
PETEF4QE | Eaton (formerly Cooper Lighting) | Metalux | 2VT2-LD4-3-DR-[Blank]-UNV-[All Remote Emergency Enclosures]-L835-CD1-WL-[All Options]-[All Packaging] | Indoor Luminaires | Linear Ambient | Direct Linear Ambient Luminaires | Standard | FALSE | [9 empty] | 42297 |  |  | Yes |  | 3 | 3634.12 | 136.79 | 26.57 | 5 | 0.996 | 3500 | 85
PUQKS9ZR | Eaton (formerly Cooper Lighting) | Metalux | 2VT2-LD4-3-DR100-[Blank]-UNV-[All Remote Emergency Enclosures]-L835-CD1-WL-[All Options]-[All Packaging] | Indoor Luminaires | Linear Ambient | Direct Linear Ambient Luminaires | Standard | FALSE | [9 empty] | 42297 |  |  | Yes |  | 3 | 3615.95 | 136.1 | 26.57 | 5 | 0.996 | 3500 | 85
PZJF9BH7 | Eaton (formerly Cooper Lighting) | Metalux | 2VT2-LD4-3-FR50-[Blank]-UNV-[All Remote Emergency Enclosures]-L835-CD1-WL-[All Options]-[All Packaging] | Indoor Luminaires | Linear Ambient | Direct Linear Ambient Luminaires | Standard | FALSE | [9 empty] | 42297 |  |  | Yes |  | 3 | 3238 | 121.88 | 26.57 | 5 | 0.996 | 3500 | 85
PA2X8C14 | Eaton (formerly Cooper Lighting) | Metalux | 2VT2-LD4-3-DR-W-UNV-[All Remote Emergency Enclosures]-L835-CD1-WL-[All Options]-[All Packaging] | Indoor Luminaires | Linear Ambient | Direct Linear Ambient Luminaires | Standard | FALSE | [9 empty] | 42297 |  |  | Yes |  | 3 | 3175.88 | 118.79 | 26.74 | 5 | 0.996 | 3500 | 85
PTAZXGZQ | Eaton (formerly Cooper Lighting) | Metalux | 2VT2-LD4-3-DR100-W-UNV-[All Remote Emergency Enclosures]-L835-CD1-WL-[All Options]-[All Packaging] | Indoor Luminaires | Linear Ambient | Direct Linear Ambient Luminaires | Standard | FALSE | [9 empty] | 42297 |  |  | Yes |  | 3 | 3160 | 118.19 | 26.74 | 5 | 0.996 | 3500 | 85
PAVNU4NY | Eaton (formerly Cooper Lighting) | Metalux | 8VT2-LD4-9-DR-[Blank]-UNV-[All Remote Emergency Enclosures]-L835-CD1-WL-[All Options]-[All Packaging] | Indoor Luminaires | Linear Ambient | Direct Linear Ambient Luminaires | Standard | FALSE | [9 empty] | 42297 |  |  | Yes |  | 3 | 11405.16 | 118.07 | 96.6 | 4.92 | 0.999 | 3500 | 85
PVK6XT4M | Eaton (formerly Cooper Lighting) | Metalux | 8VT2-LD4-9-DR100-[Blank]-UNV-[All Remote Emergency Enclosures]-L835-CD1-WL-[All Options]-[All Packaging] | Indoor Luminaires | Linear Ambient | Direct Linear Ambient Luminaires | Standard | FALSE | [9 empty] | 42297 |  |  | Yes |  | 3 | 11348.14 | 117.48 | 96.6 | 4.92 | 0.999 | 3500 | 85
P5BE1G92 | Eaton (formerly Cooper Lighting) | Metalux | 8VT2-LD4-9-FR50-[Blank]-UNV-[All Remote Emergency Enclosures]-L835-CD1-WL-[All Options]-[All Packaging] | Indoor Luminaires | Linear Ambient | Direct Linear Ambient Luminaires | Standard | FALSE | [9 empty] | 42297 |  |  | Yes |  | 3 | 10162 | 105.2 | 96.6 | 4.92 | 0.999 | 3500 | 85
PQRD355H | Eaton (formerly Cooper Lighting) | Metalux | 8VT2-LD4-9-DR-W-UNV-[All Remote Emergency Enclosures]-L835-CD1-WL-[All Options]-[All Packaging] | Indoor Luminaires | Linear Ambient | Direct Linear Ambient Luminaires | Standard | FALSE | [9 empty] | 42297 |  |  | Yes |  | 3 | 9968.84 | 103.2 | 96.6 | 4.92 | 0.999 | 3500 | 85
PZ984UG7 | Eaton (formerly Cooper Lighting) | Metalux | 8VT2-LD4-9-DR100-W-UNV-[All Remote Emergency Enclosures]-L835-CD1-WL-[All Options]-[All Packaging] | Indoor Luminaires | Linear Ambient | Direct Linear Ambient Luminaires | Standard | FALSE | [9 empty] | 42297 |  |  | Yes |  | 3 | 9919 | 102.68 | 96.6 | 4.92 | 0.999 | 3500 | 85
PD2A6AR2 | Eaton (formerly Cooper Lighting) | Metalux | 8VT2-LD4-16-DR-[Blank]-UNV-[All Remote Emergency Enclosures]-L835-CD2-WL-[All Options]-[All Packaging] | Indoor Luminaires | Linear Ambient | Direct Linear Ambient Luminaires | Standard | FALSE | [9 empty] | 42297 |  |  | Yes |  | 3 | 19198.65 | 118.36 | 162.2 | 3.2 | 0.999 | 3500 | 85
PW52YXYN | Eaton (formerly Cooper Lighting) | Metalux | 8VT2-LD4-16-DR100-[Blank]-UNV-[All Remote Emergency Enclosures]-L835-CD2-WL-[All Options]-[All Packaging] | Indoor Luminaires | Linear Ambient | Direct Linear Ambient Luminaires | Standard | FALSE | [9 empty] | 42297 |  |  | Yes |  | 3 | 19102.66 | 117.77 | 162.2 | 3.2 | 0.999 | 3500 | 85
PKS2EJ71 | Eaton (formerly Cooper Lighting) | Metalux | 8VT2-LD4-16-DR-W-UNV-[All Remote Emergency Enclosures]-L835-CD2-WL-[All Options]-[All Packaging] | Indoor Luminaires | Linear Ambient | Direct Linear Ambient Luminaires | Standard | FALSE | [9 empty] | 42297 |  |  | Yes |  | 3 | 18701.51 | 115.3 | 162.2 | 3.2 | 0.999 | 3500 | 85
PRQEYF3A | Eaton (formerly Cooper Lighting) | Metalux | 8VT2-LD4-16-DR100-W-UNV-[All Remote Emergency Enclosures]-L835-CD2-WL-[All Options]-[All Packaging] | Indoor Luminaires | Linear Ambient | Direct Linear Ambient Luminaires | Standard | FALSE | [9 empty] | 42297 |  |  | Yes |  | 3 | 18608 | 114.72 | 162.2 | 3.2 | 0.999 | 3500 | 85
PXK4Y6MP | Eaton (formerly Cooper Lighting) | Metalux | 8VT2-LD4-16-FR50-[Blank]-UNV-[All Remote Emergency Enclosures]-L835-CD2-WL-[All Options]-[All Packaging] | Indoor Luminaires | Linear Ambient | Direct Linear Ambient Luminaires | Standard | FALSE | [9 empty] | 42297 |  |  | Yes |  | 3 | 17106 | 105.46 | 162.2 | 3.2 | 0.999 | 3500 | 85
P9GSGNA6 | Aimlite Lighting Products | AimLite | VWP8-LA1-2/50K | Indoor Luminaires | Linear Ambient | Direct Linear Ambient Luminaires | Standard | FALSE | [9 empty] | 42297 | Not Dimmable | Not Dimmable | NotYetVerified |  | 3 | 8100.9 | 108.5 | 74.6 | 15.1 | 0.9747 | 5255 | 85.44
P2YRXM9J | Aimlite Lighting Products | AimLite | VWP4-LA3-2/50K | Indoor Luminaires | Linear Ambient | Direct Linear Ambient Luminaires | Standard | FALSE | [9 empty] | 42297 | Not Dimmable | Not Dimmable | NotYetVerified |  | 3 | 7487 | 100.3 | 74.62 | 15.1 | 0.9747 | 5255 | 85.44
PE839H4Q | Aimlite Lighting Products | AimLite | VWP8-LA3-2/50K | Indoor Luminaires | Linear Ambient | Direct Linear Ambient Luminaires | Standard | FALSE | [9 empty] | 42297 | Not Dimmable | Not Dimmable | NotYetVerified |  | 3 | 15019 | 100.3 | 149.7 | 13.89 | 0.9896 | 5255 | 85.44
PWEYW2GT | Aimlite Lighting Products | AimLite | VWP8-LA1-8/50K | Indoor Luminaires | Linear Ambient | Direct Linear Ambient Luminaires | Standard | FALSE | [9 empty] | 42297 | Not Dimmable | Not Dimmable | NotYetVerified |  | 3 | 8106 | 104.3 | 77.7 | 12.69 | 0.9775 | 5249 | 85.36
P2Z1EEUK | Aimlite Lighting Products | AimLite | VWP4-LA3-8/50K | Indoor Luminaires | Linear Ambient | Direct Linear Ambient Luminaires | Standard | FALSE | [9 empty] | 42297 | Not Dimmable | Not Dimmable | NotYetVerified |  | 3 | 7492 | 96.4 | 77.71 | 12.69 | 0.9775 | 5249 | 85.36
PP17FAXK | Aimlite Lighting Products | AimLite | VWP8-LA3-8/50K | Indoor Luminaires | Linear Ambient | Direct Linear Ambient Luminaires | Standard | FALSE | [9 empty] | 42297 | Not Dimmable | Not Dimmable | NotYetVerified |  | 3 | 15032 | 96.4 | 155.9 | 11.68 | 0.9924 | 5249 | 85.36
P8VBZ3JH | Aimlite Lighting Products | AimLite | VWP4-LA2-8/50K | Indoor Luminaires | Linear Ambient | Direct Linear Ambient Luminaires | Standard | FALSE | [9 empty] | 42297 | Not Dimmable | Not Dimmable | NotYetVerified |  | 3 | 5573 | 101.2 | 55.1 | 18.19 | 0.9613 | 5195 | 85.24
PP5EDEPF | Aimlite Lighting Products | AimLite | VWP8-LA2-8/50K | Indoor Luminaires | Linear Ambient | Direct Linear Ambient Luminaires | Standard | FALSE | [9 empty] | 42297 | Not Dimmable | Not Dimmable | NotYetVerified |  | 3 | 11498 | 101.2 | 113.6 | 16.79 | 0.9865 | 5195 | 85.24
PX6GVAVQ | Aimlite Lighting Products | AimLite | VWP4-LA2-2/50K | Indoor Luminaires | Linear Ambient | Direct Linear Ambient Luminaires | Standard | FALSE | [9 empty] | 42297 | Not Dimmable | Not Dimmable | NotYetVerified |  | 3 | 5603 | 107.7 | 52.17 | 18.78 | 0.9807 | 5180 | 85.25
P3FABNWU | Aimlite Lighting Products | AimLite | VWP8-LA2-2/50K | Indoor Luminaires | Linear Ambient | Direct Linear Ambient Luminaires | Standard | FALSE | [9 empty] | 42297 | Not Dimmable | Not Dimmable | NotYetVerified |  | 3 | 11561 | 107.7 | 107.4 | 17.34 | 0.967 | 5180 | 85.23
PYHQ7W9F | Aimlite Lighting Products | AimLite | VWP4-LA1-8/50K | Indoor Luminaires | Linear Ambient | Direct Linear Ambient Luminaires | Standard | FALSE | [9 empty] | 42297 | Not Yet Verified | Not Yet Verified | NotYetVerified |  | 3 | 3850 | 100 | 38.5 | 10 | 0.93 | 5000 | 82.5
P4SNHWMW | Aimlite Lighting Products | AimLite | VWP4-LA1-2/50K | Indoor Luminaires | Linear Ambient | Direct Linear Ambient Luminaires | Standard | FALSE | [9 empty] | 42297 | Not Yet Verified | Not Yet Verified | NotYetVerified |  | 3 | 3850 | 100 | 38.5 | 10 | 0.93 | 5000 | 82.5
PBBPKC2F | Aimlite Lighting Products | AimLite | VP4-LA2-2/40K [L6 L10 SS OSI EM KV] | Indoor Luminaires | Linear Ambient | Direct Linear Ambient Luminaires | Standard | FALSE | [9 empty] | 42297 | Not Dimmable | Not Dimmable | NotYetVerified |  | 3 | 4932 | 92.9 | 53.11 | 19.76 | 0.941 | 4078 | 85.87
PY5KWJXX | Aimlite Lighting Products | AimLite | VWP8-LA1-2/35K | Indoor Luminaires | Linear Ambient | Direct Linear Ambient Luminaires | Standard | FALSE | [9 empty] | 42297 | Not Dimmable | Not Dimmable | NotYetVerified |  | 3 | 8125.8 | 108.3 | 75 | 15.05 | 0.9749 | 3483 | 82.88
PAESEHSR | Aimlite Lighting Products | AimLite | VWP8-LA3-2/35K | Indoor Luminaires | Linear Ambient | Direct Linear Ambient Luminaires | Standard | FALSE | [9 empty] | 42297 | Not Dimmable | Not Dimmable | NotYetVerified |  | 3 | 15065 | 100.1 | 150.5 | 13.85 | 0.9898 | 3483 | 82.88
PUTKKC4G | Aimlite Lighting Products | AimLite | VWP8-LA1-8/35K | Indoor Luminaires | Linear Ambient | Direct Linear Ambient Luminaires | Standard | FALSE | [9 empty] | 42297 | Not Dimmable | Not Dimmable | NotYetVerified |  | 3 | 8131.2 | 104.1 | 78.1 | 12.65 | 0.9777 | 3479 | 82.8
PQ6FQG9W | Aimlite Lighting Products | AimLite | VWP4-LA2-8/35K | Indoor Luminaires | Linear Ambient | Direct Linear Ambient Luminaires | Standard | FALSE | [9 empty] | 42297 | Not Dimmable | Not Dimmable | NotYetVerified |  | 3 | 7515 | 96.2 | 78.11 | 12.65 | 0.9777 | 3479 | 82.8
PM3D14KP | Aimlite Lighting Products | AimLite | VWP8-LA3-8/35K | Indoor Luminaires | Linear Ambient | Direct Linear Ambient Luminaires | Standard | FALSE | [9 empty] | 42297 | Not Dimmable | Not Dimmable | NotYetVerified |  | 3 | 15078 | 96.2 | 156.74 | 11.64 | 0.9926 | 3479 | 82.8
PH18YVF5 | Aimlite Lighting Products | AimLite | VWP8-LA2-8/35K | Indoor Luminaires | Linear Ambient | Direct Linear Ambient Luminaires | Standard | FALSE | [9 empty] | 42297 | Not Dimmable | Not Dimmable | NotYetVerified |  | 3 | 11303 | 99.9 | 113.1 | 16.85 | 0.9862 | 3476 | 83.28
PPZ7WM7M | Aimlite Lighting Products | AimLite | VWP4-LA2-2/35K | Indoor Luminaires | Linear Ambient | Direct Linear Ambient Luminaires | Standard | FALSE | [9 empty] | 42297 | Not Dimmable | Not Dimmable | NotYetVerified |  | 3 | 5512 | 106.3 | 51.85 | 18.84 | 0.942 | 3466 | 83.27
PUBTPN2C | Aimlite Lighting Products | AimLite | VWP8-LA2-2/35K | Indoor Luminaires | Linear Ambient | Direct Linear Ambient Luminaires | Standard | FALSE | [9 empty] | 42297 | Not Dimmable | Not Dimmable | NotYetVerified |  | 3 | 11365 | 106.3 | 106.9 | 17.39 | 0.9667 | 3466 | 83.27
PFMP5ZQA | Green Apple International Ltd | Green Apple International Ltd | GAI-06-LED-T5-4-15W(2700K) | Indoor Luminaires | Linear Ambient | Direct Linear Ambient Luminaires | Standard | TRUE | 1739.9 | 114.17 | 15.24 | 15.63 | 0.947 | 2753 | 82.7 | 5 | 50000 | 42292 |  |  | NotYetVerified |  | 3 | 1740 | 114.17 | 15.24 | 9.12 | 0.991 | 2753 | 83
PBGRUB3H | LED2 Lighting Group Inc | LED2 | LED2-TPAN-14-52W-35 | Indoor Luminaires | Linear Ambient | Linear Ambient Luminaires w/ Indirect component | Standard | TRUE | 4967.7 | 92.68 | 53.6 | 17.84 | 0.9094 | 3431 | 85.4 | 5 | 50000 | 42292 |  |  | No |  | 3 | 4967.7 | 92.68 | 53.6 | 17.84 | 0.9094 | 3431 | 85.4
PHB3QB7N | Green Apple International Ltd | Green Apple International Ltd | GAI-06-LED-T5-4-15W(5000K) | Indoor Luminaires | Linear Ambient | Direct Linear Ambient Luminaires | Standard | FALSE | [9 empty] | 42292 |  |  | NotYetVerified |  | 3 | 1740 | 114.17 | 15 | 9.12 | 0.991 | 5000 | 83
PSKXN1RM | Green Apple International Ltd | Green Apple International Ltd | GAI-06-LED-T5-4-15W(4500K) | Indoor Luminaires | Linear Ambient | Direct Linear Ambient Luminaires | Standard | FALSE | [9 empty] | 42292 |  |  | NotYetVerified |  | 3 | 1740 | 114.17 | 15 | 9.12 | 0.991 | 4500 | 83
PBSQR3NW | Green Apple International Ltd | Green Apple International Ltd | GAI-06-LED-T5-4-15W(4000K) | Indoor Luminaires | Linear Ambient | Direct Linear Ambient Luminaires | Standard | FALSE | [9 empty] | 42292 |  |  | NotYetVerified |  | 3 | 1740 | 114.17 | 15 | 9.12 | 0.991 | 4000 | 83
PDSWCDZP | Green Apple International Ltd | Green Apple International Ltd | GAI-06-LED-T5-4-15W(3500K) | Indoor Luminaires | Linear Ambient | Direct Linear Ambient Luminaires | Standard | FALSE | [9 empty] | 42292 |  |  | NotYetVerified |  | 3 | 1740 | 114.17 | 15 | 9.12 | 0.991 | 3500 | 83
PF8VE3WP | Green Apple International Ltd | Green Apple International Ltd | GAI-06-LED-T5-4-15W(3000K) | Indoor Luminaires | Linear Ambient | Direct Linear Ambient Luminaires | Standard | FALSE | [9 empty] | 42292 |  |  | NotYetVerified |  | 3 | 1740 | 114.17 | 15 | 9.12 | 0.991 | 3000 | 83
PR4TBG5U | LED2 Lighting Group Inc | LED2 | LED2-TPAN-14-52W-50 | Indoor Luminaires | Linear Ambient | Linear Ambient Luminaires w/ Indirect component | Standard | FALSE | [9 empty] | 42292 | Dimmable | Continuous Below 10 | No |  | 3 | 5458 | 101.37 | 53.84 | 16.46 | 0.9005 | 5000 | 85.1
PCYRD2HG | LED2 Lighting Group Inc | LED2 | LED2-TPAN-14-52W-40 | Indoor Luminaires | Linear Ambient | Linear Ambient Luminaires w/ Indirect component | Standard | FALSE | [9 empty] | 42292 | Dimmable | Continuous Below 10 | No |  | 3 | 5384 | 99.96 | 53.86 | 16.03 | 0.9012 | 4000 | 84.5
PH2EWSKX | On Time Lighting | On Time Lighting | OC425W-4-71 | Indoor Luminaires | Linear Ambient | Direct Linear Ambient Luminaires | Premium | TRUE | 8912 | 129.4 | 68.88 | 9.43 | 0.981 | 5212 | 84.9 | 5 | 50000 | 42291 |  |  | No |  | 3 | 8912 | 129.4 | 68.88 | 5.13 | 0.998 | 5212 | 84.9
PF3AF24X | On Time Lighting | On Time Lighting | OC425W-4-36 | Indoor Luminaires | Linear Ambient | Direct Linear Ambient Luminaires | Premium | TRUE | 4755 | 134.3 | 35.4 | 16.1 | 0.944 | 5135 | 84.5 | 5 | 50000 | 42291 |  |  | No |  | 3 | 4755 | 134.3 | 35.4 | 8.9 | 0.994 | 5135 | 84.5
P34886SX | Power Concepts LLC | Power Concepts | P-OC960240LO6A302 | Indoor Luminaires | Linear Ambient | Direct Linear Ambient Luminaires | Standard | TRUE | 6010 | 108.7 | 55.3 | 11.77 | 0.94 | 3483 | 86.4 | 5 | 50000 | 42291 |  |  | No |  | 3 | 6010 | 108.7 | 55.3 | 11.77 | 0.94 | 3483 | 86.4
PNE3A3VJ | ATG Electronics Corp. | ATG Electronics Corp. | LIFI-35F-4FT-G2 | Indoor Luminaires | Linear Ambient | Direct Linear Ambient Luminaires | Standard | TRUE | 4801.3 | 113.65 | 42.25 | 16.02 | 0.9149 | 3398 | 83.1 | 5 | 83000 | 42291 |  |  | Yes | Product updated on 1/30/2017 | 4.1 | 4800 | 114 | 42 | 16.02 | 0.91 | 3500 | 83
PM827CST | On Time Lighting | On Time Lighting | OC425W-8-142 | Indoor Luminaires | Linear Ambient | Direct Linear Ambient Luminaires | Premium | FALSE | [9 empty] | 42291 |  |  | No |  | 3 | 18374.8 | 129.4 | 142 | 5.13 | 0.998 | 5212 | 84.9
P3Z3HXKA | On Time Lighting | On Time Lighting | OC425W-8-72 | Indoor Luminaires | Linear Ambient | Direct Linear Ambient Luminaires | Premium | FALSE | [9 empty] | 42291 | Not Dimmable | Not Dimmable | No |  | 3 | 9669.6 | 134.3 | 72 | 5.13 | 0.998 | 5212 | 84.9
P8CJKMVF | Power Concepts LLC | Power Concepts | P-OC960240LO5A302 | Indoor Luminaires | Linear Ambient | Direct Linear Ambient Luminaires | Standard | FALSE | [9 empty] | 42291 | Not Dimmable | Not Dimmable | No |  | 3 | 5907 | 106 | 55.63 | 11.8 | 0.943 | 3930 | 83.9
P7Q7AQD8 | FSC Lighting | FSC | L6024-LL-30K [OS OSD PRGOS FSP-211 IR-TEC] | Indoor Luminaires | Linear Ambient | Direct Linear Ambient Luminaires | Premium | TRUE | 1929.8 | 116 | 16.63 | 10 | 0.96 | 3084 | 84 | 5 | 50000 | 42290 | Dimmable | Continuous Below 10 | No |  | 3 | 1928.8 | 116 | 16.63 | 8 | 0.99 | 3084 | 84
P52X72CA | Green Apple International Ltd | Green Apple | GAI-30-LED-PAN-4-35 | Indoor Luminaires | Linear Ambient | Direct Linear Ambient Luminaires | Standard | TRUE | 2066.9 | 101.67 | 20.33 | 13.37 | 0.9085 | 3397 | 83.8 | 5 | 50000 | 42290 |  |  | No |  | 3 | 2073 | 103.49 | 20.03 | 13.37 | 0.9085 | 3500 | 83.8
PMHMA7UN | Green Apple International Ltd | Green Apple | GAI-30-LED-PAN-4-50 | Indoor Luminaires | Linear Ambient | Direct Linear Ambient Luminaires | Standard | FALSE | [9 empty] | 42290 |  |  | No |  | 3 | 2126 | 106.62 | 19.94 | 13.55 | 0.9096 | 5000 | 83.2
PCBSZRUW | Green Apple International Ltd | Green Apple | GAI-30-LED-PAN-4-40 | Indoor Luminaires | Linear Ambient | Direct Linear Ambient Luminaires | Standard | FALSE | [9 empty] | 42290 |  |  | No |  | 3 | 2109 | 104.82 | 20.12 | 13.06 | 0.9043 | 4000 | 82.9
PAGYPUH7 | FSC Lighting | FSC | L6024-LL-50K [OS OSD PRGOS FSP-211 IR-TEC] | Indoor Luminaires | Linear Ambient | Direct Linear Ambient Luminaires | Premium | FALSE | [9 empty] | 42290 | Dimmable | Continuous Below 10 | No |  | 3 | 2023.32 | 121 | 16.7 | 8 | 0.99 | 5000 | 84
PWK6YEFT | FSC Lighting | FSC | L6024-LL-40K [OS OSD PRGOS FSP-211 IR-TEC] | Indoor Luminaires | Linear Ambient | Direct Linear Ambient Luminaires | Premium | FALSE | [9 empty] | 42290 |  |  | No |  | 3 | 1976.06 | 118 | 16.7 | 8 | 0.99 | 4000 | 84
PDF8Q6CX | FSC Lighting | FSC | L6024-LL-35K [OS OSD PRGOS FSP-211 IR-TEC] | Indoor Luminaires | Linear Ambient | Direct Linear Ambient Luminaires | Premium | FALSE | [9 empty] | 42290 | Dimmable | Continuous Below 10 | No |  | 3 | 1928.8 | 116 | 16.63 | 8 | 0.99 | 3500 | 84
PT46KEX5 | GE Lighting Solutions | Albeo | ALC5D1V48D8xxxxxxxxxxx | Indoor Luminaires | Linear Ambient | Direct Linear Ambient Luminaires | Premium | TRUE | 12847.8 | 111.4 | 115.3 | 8.7 | 0.99 | 3882 | 83 | 5 | 100000 | 42289 |  |  | Yes |  | 3 | 13095 | 112 | 117 | 20 | 0.9 | 4000 | 80
PVZWFN77 | GE Lighting Solutions | Albeo | ALC5D1T48D4xxxxxxxxxxx | Indoor Luminaires | Linear Ambient | Direct Linear Ambient Luminaires | Premium | TRUE | 2892.2 | 110 | 26.3 | 18 | 0.91 | 3863 | 83.2 | 5 | 100000 | 42289 |  |  | Yes |  | 3 | 2958.5 | 110 | 27 | 20 | 0.9 | 4000 | 80
PVWQSRYB | GE Lighting Solutions | Albeo | ALC5D1V5818xxxxxxxxxxx | Indoor Luminaires | Linear Ambient | Direct Linear Ambient Luminaires | Premium | FALSE | [9 empty] | 42289 |  |  | Yes |  | 3 | 14500 | 124 | 117 | 20 | 0.9 | 5000 | 80
P9PWCW7G | GE Lighting Solutions | Albeo | ALC5x1V5818xxxxxxxxxxx | Indoor Luminaires | Linear Ambient | Direct Linear Ambient Luminaires | Premium | FALSE | [9 empty] | 42289 | Dimmable | Continuous Below 10 | Yes |  | 3 | 14500 | 131 | 111 | 20 | 0.9 | 5000 | 80
P7VCDWHF | GE Lighting Solutions | Albeo | ALC5D1V5888xxxxxxxxxxx | Indoor Luminaires | Linear Ambient | Direct Linear Ambient Luminaires | Premium | FALSE | [9 empty] | 42289 | Dimmable | Continuous Below 10 | Yes |  | 3 | 14210 | 121 | 117 | 20 | 0.9 | 5000 | 80
P5WC3BZD | GE Lighting Solutions | Albeo | ALC5x1V5888xxxxxxxxxxx | Indoor Luminaires | Linear Ambient | Direct Linear Ambient Luminaires | Premium | FALSE | [9 empty] | 42289 | Dimmable | Continuous Below 10 | Yes |  | 3 | 14210 | 128 | 111 | 20 | 0.9 | 5000 | 80
PXTBDRNR | GE Lighting Solutions | Albeo | ALC5D1V58D8xxxxxxxxxxx | Indoor Luminaires | Linear Ambient | Direct Linear Ambient Luminaires | Premium | FALSE | [9 empty] | 42289 |  |  | Yes |  | 3 | 14065 | 120 | 117 | 20 | 0.9 | 5000 | 80
PVRVU3DH | GE Lighting Solutions | Albeo | ALC5x1V58D8xxxxxxxxxxx | Indoor Luminaires | Linear Ambient | Direct Linear Ambient Luminaires | Premium | FALSE | [9 empty] | 42289 |  |  | Yes |  | 3 | 14065 | 127 | 111 | 20 | 0.9 | 5000 | 80
PVF7EV2E | GE Lighting Solutions | Albeo | ALC5D1H5818xxxxxxxxxxx | Indoor Luminaires | Linear Ambient | Direct Linear Ambient Luminaires | Premium | FALSE | [9 empty] | 42289 |  |  | Yes |  | 3 | 10400 | 132 | 79 | 20 | 0.9 | 5000 | 80
P69MZ2KD | GE Lighting Solutions | Albeo | ALC5x1H5818xxxxxxxxxxx | Indoor Luminaires | Linear Ambient | Direct Linear Ambient Luminaires | Premium | FALSE | [9 empty] | 42289 | Dimmable | Continuous Below 10 | Yes |  | 3 | 10400 | 139 | 75 | 20 | 0.9 | 5000 | 80
PJ2HZ9SJ | GE Lighting Solutions | Albeo | ALC5D1H5888xxxxxxxxxxx | Indoor Luminaires | Linear Ambient | Direct Linear Ambient Luminaires | Premium | FALSE | [9 empty] | 42289 |  |  | Yes |  | 3 | 10192 | 129 | 79 | 20 | 0.9 | 5000 | 80
P3ZXZA81 | GE Lighting Solutions | Albeo | ALC5x1H5888xxxxxxxxxxx | Indoor Luminaires | Linear Ambient | Direct Linear Ambient Luminaires | Premium | FALSE | [9 empty] | 42289 | Dimmable | Continuous Below 10 | Yes |  | 3 | 10192 | 126 | 75 | 20 | 0.9 | 5000 | 80
PKAJ9HQB | GE Lighting Solutions | Albeo | ALC5D1H58D8xxxxxxxxxxx | Indoor Luminaires | Linear Ambient | Direct Linear Ambient Luminaires | Premium | FALSE | [9 empty] | 42289 |  |  | Yes |  | 3 | 10088 | 128 | 79 | 20 | 0.9 | 5000 | 80
P76M2KPE | GE Lighting Solutions | Albeo | ALC5x1H58D8xxxxxxxxxxx | Indoor Luminaires | Linear Ambient | Direct Linear Ambient Luminaires | Premium | FALSE | [9 empty] | 42289 | Dimmable | Continuous Below 10 | Yes |  | 3 | 10088 | 135 | 75 | 20 | 0.9 | 5000 | 80
PYZHM2QH | GE Lighting Solutions | Albeo | ALC5D1V5814xxxxxxxxxxx | Indoor Luminaires | Linear Ambient | Direct Linear Ambient Luminaires | Premium | FALSE | [9 empty] | 42289 |  |  | Yes |  | 3 | 7250 | 125 | 58 | 20 | 0.9 | 5000 | 80
PQHKAY8M | GE Lighting Solutions | Albeo | ALC5x1V5814xxxxxxxxxxx | Indoor Luminaires | Linear Ambient | Direct Linear Ambient Luminaires | Premium | FALSE | [9 empty] | 42289 |  |  | Yes |  | 3 | 7250 | 132 | 55 | 20 | 0.9 | 5000 | 80
PWBBZRQV | GE Lighting Solutions | Albeo | ALC5D1V5884xxxxxxxxxxx | Indoor Luminaires | Linear Ambient | Direct Linear Ambient Luminaires | Premium | FALSE | [9 empty] | 42289 |  |  | Yes |  | 3 | 7105 | 123 | 58 | 20 | 0.9 | 5000 | 80
P7RQ5Q5G | GE Lighting Solutions | Albeo | ALC5x1V5884xxxxxxxxxxx | Indoor Luminaires | Linear Ambient | Direct Linear Ambient Luminaires | Premium | FALSE | [9 empty] | 42289 | Dimmable | Continuous Below 10 | Yes |  | 3 | 7105 | 129 | 55 | 20 | 0.9 | 5000 | 80
PHGQFU65 | GE Lighting Solutions | Albeo | ALC5x1V58D4xxxxxxxxxxx | Indoor Luminaires | Linear Ambient | Direct Linear Ambient Luminaires | Premium | FALSE | [9 empty] | 42289 |  |  | Yes |  | 3 | 7032.5 | 128 | 55 | 20 | 0.9 | 5000 | 80
PBWR4KU5 | GE Lighting Solutions | Albeo | ALC5D1V58D4xxxxxxxxxxx | Indoor Luminaires | Linear Ambient | Direct Linear Ambient Luminaires | Premium | FALSE | [9 empty] | 42289 | Dimmable | Continuous Below 10 | Yes |  | 3 | 7032.5 | 121 | 58 | 20 | 0.9 | 5000 | 80
PAU2JMDH | GE Lighting Solutions | Albeo | ALC5x1T5818xxxxxxxxxxx | Indoor Luminaires | Linear Ambient | Direct Linear Ambient Luminaires | Premium | FALSE | [9 empty] | 42289 | Dimmable | Continuous Below 10 | Yes |  | 3 | 6200 | 151 | 41 | 20 | 0.9 | 5000 | 80
P13QFYGS | GE Lighting Solutions | Albeo | ALC5D1T5818xxxxxxxxxxx | Indoor Luminaires | Linear Ambient | Direct Linear Ambient Luminaires | Premium | FALSE | [9 empty] | 42289 | Dimmable | Continuous Below 10 | Yes |  | 3 | 6200 | 138 | 45 | 20 | 0.9 | 5000 | 80
PA4CS2CT | GE Lighting Solutions | Albeo | ALC5x1T5888xxxxxxxxxxx | Indoor Luminaires | Linear Ambient | Direct Linear Ambient Luminaires | Premium | FALSE | [9 empty] | 42289 | Dimmable | Continuous Below 10 | Yes |  | 3 | 6076 | 148 | 41 | 20 | 0.9 | 5000 | 80
P1DMTGBT | GE Lighting Solutions | Albeo | ALC5D1T5888xxxxxxxxxxx | Indoor Luminaires | Linear Ambient | Direct Linear Ambient Luminaires | Premium | FALSE | [9 empty] | 42289 | Dimmable | Continuous Below 10 | Yes |  | 3 | 6076 | 135 | 45 | 20 | 0.9 | 5000 | 80
PR6MHABX | GE Lighting Solutions | Albeo | ALC5D1T58D8xxxxxxxxxxx | Indoor Luminaires | Linear Ambient | Direct Linear Ambient Luminaires | Premium | FALSE | [9 empty] | 42289 |  |  | Yes |  | 3 | 6014 | 134 | 45 | 20 | 0.9 | 5000 | 80
PCNT7QGS | GE Lighting Solutions | Albeo | ALC5x1T58D8xxxxxxxxxxx | Indoor Luminaires | Linear Ambient | Direct Linear Ambient Luminaires | Premium | FALSE | [9 empty] | 42289 | Dimmable | Continuous Below 10 | Yes |  | 3 | 6014 | 147 | 41 | 20 | 0.9 | 5000 | 80
PH4NXPPN | GE Lighting Solutions | Albeo | ALC5x1H5814xxxxxxxxxxx | Indoor Luminaires | Linear Ambient | Direct Linear Ambient Luminaires | Premium | FALSE | [9 empty] | 42289 |  |  | Yes |  | 3 | 5250 | 138 | 38 | 20 | 0.9 | 5000 | 80
P45BCW3C | GE Lighting Solutions | Albeo | ALC5D1H5814xxxxxxxxxxx | Indoor Luminaires | Linear Ambient | Direct Linear Ambient Luminaires | Premium | FALSE | [9 empty] | 42289 | Dimmable | Continuous Below 10 | Yes |  | 3 | 5250 | 128 | 41 | 20 | 0.9 | 5000 | 80
PDZ95U5A | GE Lighting Solutions | Albeo | ALC5x1H5884xxxxxxxxxxx | Indoor Luminaires | Linear Ambient | Direct Linear Ambient Luminaires | Premium | FALSE | [9 empty] | 42289 | Dimmable | Continuous Below 10 | Yes |  | 3 | 5145 | 135 | 38 | 20 | 0.9 | 5000 | 80
P9VWBGMB | GE Lighting Solutions | Albeo | ALC5D1H5884xxxxxxxxxxx | Indoor Luminaires | Linear Ambient | Direct Linear Ambient Luminaires | Premium | FALSE | [9 empty] | 42289 | Dimmable | Continuous Below 10 | Yes |  | 3 | 5145 | 125 | 41 | 20 | 0.9 | 5000 | 80
PB4DV9RM | GE Lighting Solutions | Albeo | ALC5x1H58D4xxxxxxxxxxx | Indoor Luminaires | Linear Ambient | Direct Linear Ambient Luminaires | Premium | FALSE | [9 empty] | 42289 | Dimmable | Continuous Below 10 | Yes |  | 3 | 5092.5 | 134 | 38 | 20 | 0.9 | 5000 | 80
PAAZ7EN7 | GE Lighting Solutions | Albeo | ALC5D1H58D4xxxxxxxxxxx | Indoor Luminaires | Linear Ambient | Direct Linear Ambient Luminaires | Premium | FALSE | [9 empty] | 42289 | Dimmable | Continuous Below 10 | Yes |  | 3 | 5092.5 | 124 | 41 | 20 | 0.9 | 5000 | 80
PRCUCU7J | GE Lighting Solutions | Albeo | ALC5x1T5814xxxxxxxxxxx | Indoor Luminaires | Linear Ambient | Direct Linear Ambient Luminaires | Premium | FALSE | [9 empty] | 42289 |  |  | Yes |  | 3 | 3250 | 141 | 23 | 20 | 0.9 | 5000 | 80
PP7XTQCX | GE Lighting Solutions | Albeo | ALC5D1T5814xxxxxxxxxxx | Indoor Luminaires | Linear Ambient | Direct Linear Ambient Luminaires | Premium | FALSE | [9 empty] | 42289 |  |  | Yes |  | 3 | 3250 | 120 | 27 | 20 | 0.9 | 5000 | 80
P9P4E26B | GE Lighting Solutions | Albeo | ALC5x1T5884xxxxxxxxxxx | Indoor Luminaires | Linear Ambient | Direct Linear Ambient Luminaires | Premium | FALSE | [9 empty] | 42289 | Dimmable | Continuous Below 10 | Yes |  | 3 | 3185 | 138 | 23 | 20 | 0.9 | 5000 | 80
P5KYG6UX | GE Lighting Solutions | Albeo | ALC5D1T5884xxxxxxxxxxx | Indoor Luminaires | Linear Ambient | Direct Linear Ambient Luminaires | Premium | FALSE | [9 empty] | 42289 | Dimmable | Continuous Below 10 | Yes |  | 3 | 3185 | 118 | 27 | 20 | 0.9 | 5000 | 80
PXJ15QNY | GE Lighting Solutions | Albeo | ALC5D1T58D4xxxxxxxxxxx | Indoor Luminaires | Linear Ambient | Direct Linear Ambient Luminaires | Premium | FALSE | [9 empty] | 42289 |  |  | Yes |  | 3 | 3152.5 | 117 | 27 | 20 | 0.9 | 5000 | 80
PDX3UFJC | GE Lighting Solutions | Albeo | ALC5x1T58D4xxxxxxxxxxx | Indoor Luminaires | Linear Ambient | Direct Linear Ambient Luminaires | Premium | FALSE | [9 empty] | 42289 | Dimmable | Continuous Below 10 | Yes |  | 3 | 3152.5 | 137 | 23 | 20 | 0.9 | 5000 | 80
PADQRYQ7 | GE Lighting Solutions | Albeo | ALC5D1V4818xxxxxxxxxxx | Indoor Luminaires | Linear Ambient | Direct Linear Ambient Luminaires | Premium | FALSE | [9 empty] | 42289 | Dimmable | Continuous Below 10 | Yes |  | 3 | 13500 | 115 | 117 | 20 | 0.9 | 4000 | 80
P2RXWCPW | GE Lighting Solutions | Albeo | ALC5x1V4818xxxxxxxxxxx | Indoor Luminaires | Linear Ambient | Direct Linear Ambient Luminaires | Premium | FALSE | [9 empty] | 42289 | Dimmable | Continuous Below 10 | Yes |  | 3 | 13500 | 122 | 111 | 20 | 0.9 | 4000 | 80
PE3RD5YQ | GE Lighting Solutions | Albeo | ALC5x1V4888xxxxxxxxxxx | Indoor Luminaires | Linear Ambient | Direct Linear Ambient Luminaires | Premium | FALSE | [9 empty] | 42289 | Dimmable | Continuous Below 10 | Yes |  | 3 | 13230 | 119 | 111 | 20 | 0.9 | 4000 | 80
P2Z87YSG | GE Lighting Solutions | Albeo | ALC5D1V4888xxxxxxxxxxx | Indoor Luminaires | Linear Ambient | Direct Linear Ambient Luminaires | Premium | FALSE | [9 empty] | 42289 | Dimmable | Continuous Below 10 | Yes |  | 3 | 13230 | 113 | 117 | 20 | 0.9 | 4000 | 80
PKHDAGHF | GE Lighting Solutions | Albeo | ALC5x1V48D8xxxxxxxxxxx | Indoor Luminaires | Linear Ambient | Direct Linear Ambient Luminaires | Premium | FALSE | [9 empty] | 42289 |  |  | Yes |  | 3 | 13095 | 118 | 111 | 20 | 0.9 | 4000 | 80
PTUM27R8 | GE Lighting Solutions | Albeo | ALC5D1H4818xxxxxxxxxxx | Indoor Luminaires | Linear Ambient | Direct Linear Ambient Luminaires | Premium | FALSE | [9 empty] | 42289 |  |  | Yes |  | 3 | 9700 | 123 | 79 | 20 | 0.9 | 4000 | 80
PJUADA44 | GE Lighting Solutions | Albeo | ALC5x1H4818xxxxxxxxxxx | Indoor Luminaires | Linear Ambient | Direct Linear Ambient Luminaires | Premium | FALSE | [9 empty] | 42289 |  |  | Yes |  | 3 | 9700 | 129 | 75 | 20 | 0.9 | 4000 | 80
PXYQQUR1 | GE Lighting Solutions | Albeo | ALC5x1H4888xxxxxxxxxxx | Indoor Luminaires | Linear Ambient | Direct Linear Ambient Luminaires | Premium | FALSE | [9 empty] | 42289 |  |  | Yes |  | 3 | 9506 | 127 | 75 | 20 | 0.9 | 4000 | 80
PQJD54B8 | GE Lighting Solutions | Albeo | ALC5D1H4888xxxxxxxxxxx | Indoor Luminaires | Linear Ambient | Direct Linear Ambient Luminaires | Premium | FALSE | [9 empty] | 42289 |  |  | Yes |  | 3 | 9506 | 120 | 79 | 20 | 0.9 | 4000 | 80
PXCXU4XM | GE Lighting Solutions | Albeo | ALC5D1H48D8xxxxxxxxxxx | Indoor Luminaires | Linear Ambient | Direct Linear Ambient Luminaires | Premium | FALSE | [9 empty] | 42289 |  |  | Yes |  | 3 | 9409 | 119 | 79 | 20 | 0.9 | 4000 | 80
PPB3X7JD | GE Lighting Solutions | Albeo | ALC5x1H48D8xxxxxxxxxxx | Indoor Luminaires | Linear Ambient | Direct Linear Ambient Luminaires | Premium | FALSE | [9 empty] | 42289 |  |  | Yes |  | 3 | 9409 | 125 | 75 | 20 | 0.9 | 4000 | 80
PSDPFD6Z | GE Lighting Solutions | Albeo | ALC5x1V4814xxxxxxxxxxx | Indoor Luminaires | Linear Ambient | Direct Linear Ambient Luminaires | Premium | FALSE | [9 empty] | 42289 |  |  | Yes |  | 3 | 6750 | 123 | 55 | 20 | 0.9 | 4000 | 80
PR7XHNG9 | GE Lighting Solutions | Albeo | ALC5D1V4814xxxxxxxxxxx | Indoor Luminaires | Linear Ambient | Direct Linear Ambient Luminaires | Premium | FALSE | [9 empty] | 42289 |  |  | Yes |  | 3 | 6750 | 116 | 58 | 20 | 0.9 | 4000 | 80
PK3BQ3UA | GE Lighting Solutions | Albeo | ALC5x1V4884xxxxxxxxxxx | Indoor Luminaires | Linear Ambient | Direct Linear Ambient Luminaires | Premium | FALSE | [9 empty] | 42289 |  |  | Yes |  | 3 | 6615 | 120 | 55 | 20 | 0.9 | 4000 | 80
P28PQGKB | GE Lighting Solutions | Albeo | ALC5D1V4884xxxxxxxxxxx | Indoor Luminaires | Linear Ambient | Direct Linear Ambient Luminaires | Premium | FALSE | [9 empty] | 42289 | Dimmable | Continuous Below 10 | Yes |  | 3 | 6615 | 114 | 58 | 20 | 0.9 | 4000 | 80
PRVH8AZ7 | GE Lighting Solutions | Albeo | ALC5x1V48D4xxxxxxxxxxx | Indoor Luminaires | Linear Ambient | Direct Linear Ambient Luminaires | Premium | FALSE | [9 empty] | 42289 |  |  | Yes |  | 3 | 6547.5 | 119 | 55 | 20 | 0.9 | 4000 | 80
P5526E4C | GE Lighting Solutions | Albeo | ALC5D1V48D4xxxxxxxxxxx | Indoor Luminaires | Linear Ambient | Direct Linear Ambient Luminaires | Premium | FALSE | [9 empty] | 42289 | Dimmable | Continuous Below 10 | Yes |  | 3 | 6547.5 | 113 | 58 | 20 | 0.9 | 4000 | 80
PZCEYHVW | GE Lighting Solutions | Albeo | ALC5D1T4818xxxxxxxxxxx | Indoor Luminaires | Linear Ambient | Direct Linear Ambient Luminaires | Premium | FALSE | [9 empty] | 42289 |  |  | Yes |  | 3 | 5800 | 129 | 45 | 20 | 0.9 | 4000 | 80
PZ4JHAAC | GE Lighting Solutions | Albeo | ALC5x1T4818xxxxxxxxxxx | Indoor Luminaires | Linear Ambient | Direct Linear Ambient Luminaires | Premium | FALSE | [9 empty] | 42289 |  |  | Yes |  | 3 | 5800 | 141 | 41 | 20 | 0.9 | 4000 | 80
PJA7JA1E | GE Lighting Solutions | Albeo | ALC5D1T4888xxxxxxxxxxx | Indoor Luminaires | Linear Ambient | Direct Linear Ambient Luminaires | Premium | FALSE | [9 empty] | 42289 |  |  | Yes |  | 3 | 5684 | 126 | 45 | 20 | 0.9 | 4000 | 80
P3Y8G424 | GE Lighting Solutions | Albeo | ALC5x1T4888xxxxxxxxxxx | Indoor Luminaires | Linear Ambient | Direct Linear Ambient Luminaires | Premium | FALSE | [9 empty] | 42289 | Dimmable | Continuous Below 10 | Yes |  | 3 | 5684 | 139 | 41 | 20 | 0.9 | 4000 | 80
PWBXZQBF | GE Lighting Solutions | Albeo | ALC5x1T48D8xxxxxxxxxxx | Indoor Luminaires | Linear Ambient | Direct Linear Ambient Luminaires | Premium | FALSE | [9 empty] | 42289 |  |  | Yes |  | 3 | 5626 | 137 | 41 | 20 | 0.9 | 4000 | 80
PE425N5P | GE Lighting Solutions | Albeo | ALC5D1T48D8xxxxxxxxxxx | Indoor Luminaires | Linear Ambient | Direct Linear Ambient Luminaires | Premium | FALSE | [9 empty] | 42289 | Dimmable | Continuous Below 10 | Yes |  | 3 | 5626 | 125 | 45 | 20 | 0.9 | 4000 | 80
PUHA8XC8 | GE Lighting Solutions | Albeo | ALC5x1H4814xxxxxxxxxxx | Indoor Luminaires | Linear Ambient | Direct Linear Ambient Luminaires | Premium | FALSE | [9 empty] | 42289 |  |  | Yes |  | 3 | 4850 | 128 | 38 | 20 | 0.9 | 4000 | 80
PCU79HXN | GE Lighting Solutions | Albeo | ALC5D1H4814xxxxxxxxxxx | Indoor Luminaires | Linear Ambient | Direct Linear Ambient Luminaires | Premium | FALSE | [9 empty] | 42289 | Dimmable | Continuous Below 10 | Yes |  | 3 | 4850 | 118 | 41 | 20 | 0.9 | 4000 | 80
PQ2HSJ74 | GE Lighting Solutions | Albeo | ALC5D1H4884xxxxxxxxxxx | Indoor Luminaires | Linear Ambient | Direct Linear Ambient Luminaires | Premium | FALSE | [9 empty] | 42289 |  |  | Yes |  | 3 | 4753 | 116 | 41 | 20 | 0.9 | 4000 | 80
PPB63R8P | GE Lighting Solutions | Albeo | ALC5x1H4884xxxxxxxxxxx | Indoor Luminaires | Linear Ambient | Direct Linear Ambient Luminaires | Premium | FALSE | [9 empty] | 42289 |  |  | Yes |  | 3 | 4753 | 125 | 38 | 20 | 0.9 | 4000 | 80
P84MSFAP | GE Lighting Solutions | Albeo | ALC5D1H48D4xxxxxxxxxxx | Indoor Luminaires | Linear Ambient | Direct Linear Ambient Luminaires | Premium | FALSE | [9 empty] | 42289 | Dimmable | Continuous Below 10 | Yes |  | 3 | 4704.5 | 115 | 41 | 20 | 0.9 | 4000 | 80
P4Z786J3 | GE Lighting Solutions | Albeo | ALC5x1H48D4xxxxxxxxxxx | Indoor Luminaires | Linear Ambient | Direct Linear Ambient Luminaires | Premium | FALSE | [9 empty] | 42289 | Dimmable | Continuous Below 10 | Yes |  | 3 | 4704.5 | 124 | 38 | 20 | 0.9 | 4000 | 80
PUZVGWCY | GE Lighting Solutions | Albeo | ALC5x1T4814xxxxxxxxxxx | Indoor Luminaires | Linear Ambient | Direct Linear Ambient Luminaires | Premium | FALSE | [9 empty] | 42289 |  |  | Yes |  | 3 | 3050 | 133 | 23 | 20 | 0.9 | 4000 | 80
PEQ31D2F | GE Lighting Solutions | Albeo | ALC5D1T4814xxxxxxxxxxx | Indoor Luminaires | Linear Ambient | Direct Linear Ambient Luminaires | Premium | FALSE | [9 empty] | 42289 |  |  | Yes |  | 3 | 3050 | 113 | 27 | 20 | 0.9 | 4000 | 80
PSFEE3N7 | GE Lighting Solutions | Albeo | ALC5D1T4884xxxxxxxxxxx | Indoor Luminaires | Linear Ambient | Direct Linear Ambient Luminaires | Premium | FALSE | [9 empty] | 42289 |  |  | Yes |  | 3 | 2989 | 111 | 27 | 20 | 0.9 | 4000 | 80
PMT8MTSM | GE Lighting Solutions | Albeo | ALC5x1T4884xxxxxxxxxxx | Indoor Luminaires | Linear Ambient | Direct Linear Ambient Luminaires | Premium | FALSE | [9 empty] | 42289 |  |  | Yes |  | 3 | 2989 | 130 | 23 | 20 | 0.9 | 4000 | 80
PDYM2AAZ | GE Lighting Solutions | Albeo | ALC5x1T48D4xxxxxxxxxxx | Indoor Luminaires | Linear Ambient | Direct Linear Ambient Luminaires | Premium | FALSE | [9 empty] | 42289 | Dimmable | Continuous Below 10 | Yes |  | 3 | 2958.5 | 129 | 23 | 20 | 0.9 | 4000 | 80
PWRK2QQ3 | Mercury Lighting Products Co. Inc. | MERCURY LIGHTING | L501-8-9000-30K-HTA-U80TW-UNI-XXXX | Indoor Luminaires | Linear Ambient | Direct Linear Ambient Luminaires | Standard | TRUE | 8913 | 105 | 84.99 | 10.8 | 0.982 | 3087 | 83.6 | 5 | 60000 | 42285 |  |  | Yes |  | 3 | 8497 | 100.9 | 84.19 | 9.65 | 0.984 | 3000 | 80
PQNTRCC8 | Mercury Lighting Products Co. Inc. | MERCURY LIGHTING | L501-4-6400-30K-PIM-U55D15-UNI-XXXX | Indoor Luminaires | Linear Ambient | Direct Linear Ambient Luminaires | Standard | TRUE | 5626 | 89.4 | 62.92 | 7.85 | 0.981 | 3095 | 83.6 | 5 | 60000 | 42285 |  |  | Yes |  | 3 | 5912 | 93.1 | 63.53 | 8.57 | 0.979 | 3000 | 80
PEJAC86Y | FSC Lighting | FSC Lighting | L6048-HL-30K-[OS OSD PRGOS FSP-211 IR-TEC] | Indoor Luminaires | Linear Ambient | Direct Linear Ambient Luminaires | Standard | TRUE | 5288.13 | 103 | 51.3 | 7 | 0.98 | 3129 | 84 | 5 | 50000 | 42285 |  |  | Yes |  | 3 | 5288.13 | 103 | 51.3 | 5 | 1 | 3129 | 84
P7SZ61FW | National Lighting Company | NICHE LED | 4NR-LED-40W-4'-UNV-DIMM | Indoor Luminaires | Linear Ambient | Direct Linear Ambient Luminaires | Standard | TRUE | 4051 | 95.59 | 42.38 | 12.03 | 0.976 | 4049 | 82.7 | 5 | 50000 | 42285 |  |  | No |  | 3 | 4099 | 96.9 | 42.31 | 5.49 | 0.976 | 4049 | 82.7
PSXKR717 | Kenall Lighting | Kenall Lighting | MLHA5-48-tt-uu-PP-45L35K-DCC-DV-zz | Indoor Luminaires | Linear Ambient | Direct Linear Ambient Luminaires | Standard | TRUE | 4332.508 | 86.789 | 49.92 | 8.442 | 0.976 | 3428 | 85.2 | 10 | 80000 | 42285 |  |  | No |  | 3 | 4332.51 | 86.7891 | 49.92 | 8.442 | 0.976 | 3428 | 85
PNNU2X7U | Kenall Lighting | Kenall Lighting | MLHA8-48-tt-uu-PP-45L50K-DCC-DV-zz | Indoor Luminaires | Linear Ambient | Direct Linear Ambient Luminaires | Standard | TRUE | 4729.086 | 93.72 | 50.46 | 8.082 | 0.976 | 5150 | 86.1 | 10 | 80000 | 42285 |  |  | No |  | 3 | 4729.09 | 92.8 | 50.96 | 8.082 | 0.976 | 5150 | 86
P8S2WQ93 | Kenall Lighting | Kenall Lighting | MLHA8-48-tt-uu-PP-90L40K-DCC-DV-zz | Indoor Luminaires | Linear Ambient | Direct Linear Ambient Luminaires | Standard | TRUE | 8633.223 | 86.358 | 99.97 | 8.082 | 0.976 | 4110 | 87 | 10 | 80000 | 42285 |  |  | No |  | 3 | 8633.22 | 86.3581 | 99.97 | 8.082 | 0.976 | 4110 | 87
PYFZPBEE | Kenall Lighting | Kenall Lighting | MLHA8-48-tt-uu-PP-45L40K-DCC-DV-zz | Indoor Luminaires | Linear Ambient | Direct Linear Ambient Luminaires | Standard | TRUE | 4451.94 | 87.361 | 50.96 | 8.082 | 0.976 | 4029 | 86.8 | 10 | 80000 | 42285 |  |  | No |  | 3 | 4451.94 | 87.3615 | 50.96 | 8.082 | 0.976 | 4029 | 87
PA927WNQ | Kenall Lighting | Kenall Lighting | MLHA12-48-tt-uu-PP-45L50K-DCC-DV-zz | Indoor Luminaires | Linear Ambient | Direct Linear Ambient Luminaires | Standard | TRUE | 4635.108 | 93.506 | 49.57 | 8.635 | 0.975 | 5186 | 87 | 10 | 80000 | 42285 |  |  | No |  | 3 | 4635.11 | 94.267 | 49.17 | 8.635 | 0.975 | 5186 | 87
PY25NYPQ | Kenall Lighting | Kenall Lighting | MLHA12-48-tt-uu-PP-90L35K-DCC-DV-zz | Indoor Luminaires | Linear Ambient | Direct Linear Ambient Luminaires | Standard | TRUE | 8593.321 | 87.322 | 98.41 | 8.635 | 0.975 | 3477 | 85.8 | 10 | 80000 | 42285 |  |  | No |  | 3 | 8593.32 | 87.3216 | 98.41 | 8.635 | 0.975 | 3456 | 86
PUT9CNSG | Kenall Lighting | Kenall Lighting | MLHA12-48-tt-uu-PP-45L35K-DCC-DV-zz | Indoor Luminaires | Linear Ambient | Direct Linear Ambient Luminaires | Standard | TRUE | 4338.934 | 88.244 | 49.17 | 8.635 | 0.975 | 3456 | 85.7 | 10 | 80000 | 42285 |  |  | No |  | 3 | 4338.93 | 88.2434 | 49.17 | 8.635 | 0.975 | 3456 | 86
PDMPGMTS | FSC Lighting | FSC Lighting | L6048-LL-30K-[OS OSD PRGOS FSP-211 IR-TEC] | Indoor Luminaires | Linear Ambient | Direct Linear Ambient Luminaires | Premium | TRUE | 3906.16 | 121 | 32.19 | 12 | 0.97 | 3079 | 84 | 5 | 50000 | 42285 | Dimmable | Continuous Below 10 | Yes |  | 3 | 3906.16 | 121 | 32.19 | 5 | 1 | 3079 | 84
P3C97FX7 | Mercury Lighting Products Co. Inc. | MERCURY LIGHTING | L501-2-3100-30K-PIM-U55-UNI-XXXX | Indoor Luminaires | Linear Ambient | Direct Linear Ambient Luminaires | Standard | TRUE | 3051 | 93.5 | 32.63 | 8.42 | 0.96 | 3108 | 84 | 5 | 60000 | 42285 |  |  | Yes |  | 3 | 2970 | 89.8 | 33.09 | 8.98 | 0.957 | 3000 | 80
P4XR29EC | Mercury Lighting Products Co. Inc. | MERCURY LIGHTING | L501-2-2500-30K-PIM-U30-UNI-XXXX | Indoor Luminaires | Linear Ambient | Direct Linear Ambient Luminaires | Standard | TRUE | 2520 | 91.9 | 27.43 | 9.54 | 0.948 | 3094 | 83.9 | 5 | 60000 | 42285 |  |  | Yes |  | 3 | 2399 | 88.6 | 27.07 | 8.28 | 0.947 | 3000 | 80
P5BGJZD8 | Mercury Lighting Products Co. Inc. | MERCURY LIGHTING | L501-8-9000-50K-AIM-U80TW-UNI-XXXX | Indoor Luminaires | Linear Ambient | Direct Linear Ambient Luminaires | Standard | FALSE | [9 empty] | 42285 |  |  | Yes |  | 3 | 9321.13 | 110.71 | 84.19 | 9.65 | 0.984 | 5000 | 80
PQ8XXA1U | Mercury Lighting Products Co. Inc. | MERCURY LIGHTING | L501-8-9000-50K-HTA-U80TW-UNI-XXXX | Indoor Luminaires | Linear Ambient | Direct Linear Ambient Luminaires | Standard | FALSE | [9 empty] | 42285 |  |  | Yes |  | 3 | 9217.56 | 109.48 | 84.19 | 9.65 | 0.984 | 5000 | 80
P25ERBYZ | Mercury Lighting Products Co. Inc. | MERCURY LIGHTING | L501-2-3100-50K-AIM-U55-UNI-XXXX | Indoor Luminaires | Linear Ambient | Direct Linear Ambient Luminaires | Standard | FALSE | [9 empty] | 42285 |  |  | Yes |  | 3 | 3294.2 | 99.55 | 33.09 | 8.98 | 0.957 | 5000 | 80
PX2Q9QRY | Mercury Lighting Products Co. Inc. | MERCURY LIGHTING | L501-2-3100-50K-HTA-U55-UNI-XXXX | Indoor Luminaires | Linear Ambient | Direct Linear Ambient Luminaires | Standard | FALSE | [9 empty] | 42285 |  |  | Yes |  | 3 | 3257.6 | 98.44 | 33.09 | 8.98 | 0.957 | 5000 | 80
PWV3TRW1 | Mercury Lighting Products Co. Inc. | MERCURY LIGHTING | L501-2-3100-50K-PIM-U55-UNI-XXXX | Indoor Luminaires | Linear Ambient | Direct Linear Ambient Luminaires | Standard | FALSE | [9 empty] | 42285 |  |  | Yes |  | 3 | 3221 | 97.34 | 33.09 | 8.98 | 0.957 | 5000 | 80
PBC3BGGY | Mercury Lighting Products Co. Inc. | MERCURY LIGHTING | L501-4-4200-50K-AIM-U55-UNI-XXXX | Indoor Luminaires | Linear Ambient | Direct Linear Ambient Luminaires | Standard | FALSE | [9 empty] | 42285 |  |  | Yes |  | 3 | 4353.75 | 107.15 | 40.63 | 8.82 | 0.967 | 5000 | 80
PW3D2RGM | Mercury Lighting Products Co. Inc. | MERCURY LIGHTING | L501-4-4200-50K-HTA-U55-UNI-XXXX | Indoor Luminaires | Linear Ambient | Direct Linear Ambient Luminaires | Standard | FALSE | [9 empty] | 42285 |  |  | Yes |  | 3 | 4305.37 | 105.96 | 40.63 | 8.82 | 0.967 | 5000 | 80
PZHTPCFC | Mercury Lighting Products Co. Inc. | MERCURY LIGHTING | L501-4-4200-50K-PIM-U55-UNI-XXXX | Indoor Luminaires | Linear Ambient | Direct Linear Ambient Luminaires | Standard | FALSE | [9 empty] | 42285 |  |  | Yes |  | 3 | 4257 | 104.77 | 40.63 | 8.82 | 0.967 | 5000 | 80
PWBQ2WUQ | Mercury Lighting Products Co. Inc. | MERCURY LIGHTING | L501-8-10300-50K-AIM-U55-UNI-2D-XXXX | Indoor Luminaires | Linear Ambient | Direct Linear Ambient Luminaires | Standard | FALSE | [9 empty] | 42285 |  |  | Yes |  | 3 | 10646.59 | 105.09 | 101.3 | 8.63 | 0.974 | 5000 | 80
PF4KYFQD | Mercury Lighting Products Co. Inc. | MERCURY LIGHTING | L501-8-10300-50K-HTA-U55-UNI-2D-XXXX | Indoor Luminaires | Linear Ambient | Direct Linear Ambient Luminaires | Standard | FALSE | [9 empty] | 42285 |  |  | Yes |  | 3 | 10528.29 | 103.93 | 101.3 | 8.63 | 0.974 | 5000 | 80
PWEUBG22 | Mercury Lighting Products Co. Inc. | MERCURY LIGHTING | L501-4-5100-50K-AIM-U55-UNI-XXXX | Indoor Luminaires | Linear Ambient | Direct Linear Ambient Luminaires | Standard | FALSE | [9 empty] | 42285 |  |  | Yes |  | 3 | 5323.29 | 105.09 | 50.65 | 8.63 | 0.974 | 5000 | 80
PET2BD2B | Mercury Lighting Products Co. Inc. | MERCURY LIGHTING | L501-4-5100-50K-HTA-U55-UNI-XXXX | Indoor Luminaires | Linear Ambient | Direct Linear Ambient Luminaires | Standard | FALSE | [9 empty] | 42285 |  |  | Yes |  | 3 | 5264.14 | 103.93 | 50.65 | 8.63 | 0.974 | 5000 | 80
PDA6FWES | Mercury Lighting Products Co. Inc. | MERCURY LIGHTING | L501-4-5100-50K-PIM-U55-UNI-XXXX | Indoor Luminaires | Linear Ambient | Direct Linear Ambient Luminaires | Standard | FALSE | [9 empty] | 42285 |  |  | Yes |  | 3 | 5205 | 102.76 | 50.65 | 8.63 | 0.974 | 5000 | 80
PHURUHTY | Mercury Lighting Products Co. Inc. | MERCURY LIGHTING | L501-8-12700-50K-AIM-U55D15-UNI-2D-XXXX | Indoor Luminaires | Linear Ambient | Direct Linear Ambient Luminaires | Standard | FALSE | [9 empty] | 42285 |  |  | Yes |  | 3 | 13117.5 | 103.23 | 127.06 | 8.57 | 0.979 | 5000 | 80
P5STUW4E | Mercury Lighting Products Co. Inc. | MERCURY LIGHTING | L501-8-12700-50K-HTA-U55D15-UNI-2D-XXXX | Indoor Luminaires | Linear Ambient | Direct Linear Ambient Luminaires | Standard | FALSE | [9 empty] | 42285 |  |  | Yes |  | 3 | 12971.75 | 102.09 | 127.06 | 8.57 | 0.979 | 5000 | 80
PBEV49TC | Mercury Lighting Products Co. Inc. | MERCURY LIGHTING | L501-4-6400-50K-AIM-U55D15-UNI-XXXX | Indoor Luminaires | Linear Ambient | Direct Linear Ambient Luminaires | Standard | FALSE | [9 empty] | 42285 |  |  | Yes |  | 3 | 6558.75 | 103.23 | 63.53 | 8.57 | 0.979 | 5000 | 80
PY78YHEB | Mercury Lighting Products Co. Inc. | MERCURY LIGHTING | L501-4-6400-50K-HTA-U55D15-UNI-XXXX | Indoor Luminaires | Linear Ambient | Direct Linear Ambient Luminaires | Standard | FALSE | [9 empty] | 42285 |  |  | Yes |  | 3 | 6485.87 | 102.09 | 63.53 | 8.57 | 0.979 | 5000 | 80
PUJJ1XC4 | Mercury Lighting Products Co. Inc. | MERCURY LIGHTING | L501-4-6400-50K-PIM-U55D15-UNI-XXXX | Indoor Luminaires | Linear Ambient | Direct Linear Ambient Luminaires | Standard | FALSE | [9 empty] | 42285 |  |  | Yes |  | 3 | 6413 | 100.94 | 63.53 | 8.57 | 0.979 | 5000 | 80
P4UKKKV2 | Mercury Lighting Products Co. Inc. | MERCURY LIGHTING | L501-2-2500-50K-AIM-U30-UNI-XXXX | Indoor Luminaires | Linear Ambient | Direct Linear Ambient Luminaires | Standard | FALSE | [9 empty] | 42285 |  |  | Yes |  | 3 | 2662.15 | 98.34 | 27.07 | 8.28 | 0.947 | 5000 | 80
PDV7JYVH | Mercury Lighting Products Co. Inc. | MERCURY LIGHTING | L501-2-2500-50K-HTA-U30-UNI-XXXX | Indoor Luminaires | Linear Ambient | Direct Linear Ambient Luminaires | Standard | FALSE | [9 empty] | 42285 |  |  | Yes |  | 3 | 2632.57 | 97.25 | 27.07 | 8.28 | 0.947 | 5000 | 80
PDRC78ZY | Mercury Lighting Products Co. Inc. | MERCURY LIGHTING | L501-2-2500-50K-PIM-U30-UNI-XXXX | Indoor Luminaires | Linear Ambient | Direct Linear Ambient Luminaires | Standard | FALSE | [9 empty] | 42285 |  |  | Yes |  | 3 | 2603 | 96.15 | 27.07 | 8.28 | 0.947 | 5000 | 80
P2CFZ77K | Mercury Lighting Products Co. Inc. | MERCURY LIGHTING | L501-8-9000-40K-AIM-U80TW-UNI-XXXX | Indoor Luminaires | Linear Ambient | Direct Linear Ambient Luminaires | Standard | FALSE | [9 empty] | 42285 |  |  | Yes |  | 3 | 9029.65 | 107.25 | 84.19 | 9.65 | 0.984 | 4000 | 80
P88BVB26 | Mercury Lighting Products Co. Inc. | MERCURY LIGHTING | L501-8-9000-40K-HTA-U80TW-UNI-XXXX | Indoor Luminaires | Linear Ambient | Direct Linear Ambient Luminaires | Standard | FALSE | [9 empty] | 42285 |  |  | Yes |  | 3 | 8929.32 | 106.06 | 84.19 | 9.65 | 0.984 | 4000 | 80
PFRZAKTP | Mercury Lighting Products Co. Inc. | MERCURY LIGHTING | L501-2-3100-40K-AIM-U55-UNI-XXXX | Indoor Luminaires | Linear Ambient | Direct Linear Ambient Luminaires | Standard | FALSE | [9 empty] | 42285 |  |  | Yes |  | 3 | 3191.93 | 96.46 | 33.09 | 8.98 | 0.957 | 4000 | 80
P4VDKNEY | Mercury Lighting Products Co. Inc. | MERCURY LIGHTING | L501-2-3100-40K-HTA-U55-UNI-XXXX | Indoor Luminaires | Linear Ambient | Direct Linear Ambient Luminaires | Standard | FALSE | [9 empty] | 42285 |  |  | Yes |  | 3 | 3156.46 | 95.39 | 33.09 | 8.98 | 0.957 | 4000 | 80
PSEYDZMZ | Mercury Lighting Products Co. Inc. | MERCURY LIGHTING | L501-2-3100-40K-PIM-U55-UNI-XXXX | Indoor Luminaires | Linear Ambient | Direct Linear Ambient Luminaires | Standard | FALSE | [9 empty] | 42285 |  |  | Yes |  | 3 | 3121 | 94.31 | 33.09 | 8.98 | 0.957 | 4000 | 80
PQG1VX2A | Mercury Lighting Products Co. Inc. | MERCURY LIGHTING | L501-4-4200-40K-AIM-U55-UNI-XXXX | Indoor Luminaires | Linear Ambient | Direct Linear Ambient Luminaires | Standard | FALSE | [9 empty] | 42285 |  |  | Yes |  | 3 | 4217.72 | 103.8 | 40.63 | 8.82 | 0.967 | 4000 | 80
P8TGMZSD | Mercury Lighting Products Co. Inc. | MERCURY LIGHTING | L501-4-4200-40K-HTA-U55-UNI-XXXX | Indoor Luminaires | Linear Ambient | Direct Linear Ambient Luminaires | Standard | FALSE | [9 empty] | 42285 |  |  | Yes |  | 3 | 4170.86 | 102.65 | 40.63 | 8.82 | 0.967 | 4000 | 80
PSXHFY3G | Mercury Lighting Products Co. Inc. | MERCURY LIGHTING | L501-4-4200-40K-PIM-U55-UNI-XXXX | Indoor Luminaires | Linear Ambient | Direct Linear Ambient Luminaires | Standard | FALSE | [9 empty] | 42285 |  |  | Yes |  | 3 | 4124 | 101.5 | 40.63 | 8.82 | 0.967 | 4000 | 80
P7AYV238 | Mercury Lighting Products Co. Inc. | MERCURY LIGHTING | L501-8-10300-40K-AIM-U55-UNI-2D-XXXX | Indoor Luminaires | Linear Ambient | Direct Linear Ambient Luminaires | Standard | FALSE | [9 empty] | 42285 |  |  | Yes |  | 3 | 10314.2 | 101.81 | 101.3 | 8.63 | 0.974 | 4000 | 80
PHN6X6GF | Mercury Lighting Products Co. Inc. | MERCURY LIGHTING | L501-8-10300-40K-HTA-U55-UNI-2D-XXXX | Indoor Luminaires | Linear Ambient | Direct Linear Ambient Luminaires | Standard | FALSE | [9 empty] | 42285 |  |  | Yes |  | 3 | 10199.6 | 100.68 | 101.3 | 8.63 | 0.974 | 4000 | 80
PGP774X8 | Mercury Lighting Products Co. Inc. | MERCURY LIGHTING | L501-4-5100-40K-AIM-U55-UNI-XXXX | Indoor Luminaires | Linear Ambient | Direct Linear Ambient Luminaires | Standard | FALSE | [9 empty] | 42285 |  |  | Yes |  | 3 | 5156.59 | 101.8 | 50.65 | 8.63 | 0.974 | 4000 | 80
PNARVCMK | Mercury Lighting Products Co. Inc. | MERCURY LIGHTING | L501-4-5100-40K-HTA-U55-UNI-XXXX | Indoor Luminaires | Linear Ambient | Direct Linear Ambient Luminaires | Standard | FALSE | [9 empty] | 42285 |  |  | Yes |  | 3 | 5099.29 | 100.67 | 50.65 | 8.63 | 0.974 | 4000 | 80
PZTQZHVX | Mercury Lighting Products Co. Inc. | MERCURY LIGHTING | L501-4-5100-40K-PIM-U55-UNI-XXXX | Indoor Luminaires | Linear Ambient | Direct Linear Ambient Luminaires | Standard | FALSE | [9 empty] | 42285 |  |  | Yes |  | 3 | 5042 | 99.54 | 50.65 | 8.63 | 0.974 | 4000 | 80
PTGN8EM1 | Mercury Lighting Products Co. Inc. | MERCURY LIGHTING | L501-8-12700-40K-AIM-U55D15-UNI-2D-XXXX | Indoor Luminaires | Linear Ambient | Direct Linear Ambient Luminaires | Standard | FALSE | [9 empty] | 42285 |  |  | Yes |  | 3 | 12707.38 | 100.01 | 127.06 | 8.57 | 0.979 | 4000 | 80
PDSQV3VR | Mercury Lighting Products Co. Inc. | MERCURY LIGHTING | L501-8-12700-40K-HTA-U55D15-UNI-2D-XXXX | Indoor Luminaires | Linear Ambient | Direct Linear Ambient Luminaires | Standard | FALSE | [9 empty] | 42285 |  |  | Yes |  | 3 | 12566.19 | 98.89 | 127.06 | 8.57 | 0.979 | 4000 | 80
PEHCHVMY | Mercury Lighting Products Co. Inc. | MERCURY LIGHTING | L501-4-6400-40K-AIM-U55D15-UNI-XXXX | Indoor Luminaires | Linear Ambient | Direct Linear Ambient Luminaires | Standard | FALSE | [9 empty] | 42285 |  |  | Yes |  | 3 | 6353.18 | 100 | 63.53 | 8.57 | 0.979 | 4000 | 80
PHNDHKCV | Mercury Lighting Products Co. Inc. | MERCURY LIGHTING | L501-4-6400-40K-HTA-U55D15-UNI-XXXX | Indoor Luminaires | Linear Ambient | Direct Linear Ambient Luminaires | Standard | FALSE | [9 empty] | 42285 |  |  | Yes |  | 3 | 6282.59 | 98.89 | 63.53 | 8.57 | 0.979 | 4000 | 80
P3FE3ATD | Mercury Lighting Products Co. Inc. | MERCURY LIGHTING | L501-4-6400-40K-PIM-U55D15-UNI-XXXX | Indoor Luminaires | Linear Ambient | Direct Linear Ambient Luminaires | Standard | FALSE | [9 empty] | 42285 |  |  | Yes |  | 3 | 6212 | 97.78 | 63.53 | 8.57 | 0.979 | 4000 | 80
PHC3UDXH | Mercury Lighting Products Co. Inc. | MERCURY LIGHTING | L501-2-2500-40K-AIM-U30-UNI-XXXX | Indoor Luminaires | Linear Ambient | Direct Linear Ambient Luminaires | Standard | FALSE | [9 empty] | 42285 |  |  | Yes |  | 3 | 2578.29 | 95.24 | 27.07 | 8.28 | 0.947 | 4000 | 80
P1Z4371W | Mercury Lighting Products Co. Inc. | MERCURY LIGHTING | L501-2-2500-40K-HTA-U30-UNI-XXXX | Indoor Luminaires | Linear Ambient | Direct Linear Ambient Luminaires | Standard | FALSE | [9 empty] | 42285 |  |  | Yes |  | 3 | 2549.64 | 94.18 | 27.07 | 8.28 | 0.947 | 4000 | 80
PAV4XEZ6 | Mercury Lighting Products Co. Inc. | MERCURY LIGHTING | L501-2-2500-40K-PIM-U30-UNI-XXXX | Indoor Luminaires | Linear Ambient | Direct Linear Ambient Luminaires | Standard | FALSE | [9 empty] | 42285 |  |  | Yes |  | 3 | 2521 | 93.12 | 27.07 | 8.28 | 0.947 | 4000 | 80
PYBUMY86 | Mercury Lighting Products Co. Inc. | MERCURY LIGHTING | L501-8-9000-35K-AIM-U80TW-UNI-XXXX | Indoor Luminaires | Linear Ambient | Direct Linear Ambient Luminaires | Standard | FALSE | [9 empty] | 42285 |  |  | Yes |  | 3 | 8738.18 | 103.79 | 84.19 | 9.65 | 0.984 | 3500 | 80
PZZQM84V | Mercury Lighting Products Co. Inc. | MERCURY LIGHTING | L501-8-9000-35K-HTA-U80TW-UNI-XXXX | Indoor Luminaires | Linear Ambient | Direct Linear Ambient Luminaires | Standard | FALSE | [9 empty] | 42285 |  |  | Yes |  | 3 | 8641.09 | 102.63 | 84.19 | 9.65 | 0.984 | 3500 | 80
PPD93B2F | Mercury Lighting Products Co. Inc. | MERCURY LIGHTING | L501-2-3100-35K-AIM-U55-UNI-XXXX | Indoor Luminaires | Linear Ambient | Direct Linear Ambient Luminaires | Standard | FALSE | [9 empty] | 42285 |  |  | Yes |  | 3 | 3088.63 | 93.34 | 33.09 | 8.98 | 0.957 | 3500 | 80
PTSH3BRK | Mercury Lighting Products Co. Inc. | MERCURY LIGHTING | L501-2-3100-35K-HTA-U55-UNI-XXXX | Indoor Luminaires | Linear Ambient | Direct Linear Ambient Luminaires | Standard | FALSE | [9 empty] | 42285 |  |  | Yes |  | 3 | 3054.31 | 92.3 | 33.09 | 8.98 | 0.957 | 3500 | 80
PE6THENP | Mercury Lighting Products Co. Inc. | MERCURY LIGHTING | L501-2-3100-35K-PIM-U55-UNI-XXXX | Indoor Luminaires | Linear Ambient | Direct Linear Ambient Luminaires | Standard | FALSE | [9 empty] | 42285 |  |  | Yes |  | 3 | 3020 | 91.26 | 33.09 | 8.98 | 0.957 | 3500 | 80
PRJ4E9T9 | Mercury Lighting Products Co. Inc. | MERCURY LIGHTING | L501-4-4200-35K-AIM-U55-UNI-XXXX | Indoor Luminaires | Linear Ambient | Direct Linear Ambient Luminaires | Standard | FALSE | [9 empty] | 42285 |  |  | Yes |  | 3 | 3982.5 | 98.01 | 40.63 | 8.82 | 0.967 | 3500 | 80
PWVUH5ZZ | Mercury Lighting Products Co. Inc. | MERCURY LIGHTING | L501-4-4200-35K-HTA-U55-UNI-XXXX | Indoor Luminaires | Linear Ambient | Direct Linear Ambient Luminaires | Standard | FALSE | [9 empty] | 42285 |  |  | Yes |  | 3 | 3938.25 | 96.92 | 40.63 | 8.82 | 0.967 | 3500 | 80
P4YK8Z9Q | Mercury Lighting Products Co. Inc. | MERCURY LIGHTING | L501-4-4200-35K-PIM-U55-UNI-XXXX | Indoor Luminaires | Linear Ambient | Direct Linear Ambient Luminaires | Standard | FALSE | [9 empty] | 42285 |  |  | Yes |  | 3 | 3894 | 95.84 | 40.63 | 8.82 | 0.967 | 3500 | 80
PTYT9UJW | Mercury Lighting Products Co. Inc. | MERCURY LIGHTING | L501-8-10300-35K-AIM-U55-UNI-2D-XXXX | Indoor Luminaires | Linear Ambient | Direct Linear Ambient Luminaires | Standard | FALSE | [9 empty] | 42285 |  |  | Yes |  | 3 | 9981.81 | 98.53 | 101.3 | 8.63 | 0.974 | 3500 | 80
PSTTXREG | Mercury Lighting Products Co. Inc. | MERCURY LIGHTING | L501-8-10300-35K-HTA-U55-UNI-2D-XXXX | Indoor Luminaires | Linear Ambient | Direct Linear Ambient Luminaires | Standard | FALSE | [9 empty] | 42285 |  |  | Yes |  | 3 | 9870.9 | 97.44 | 101.3 | 8.63 | 0.974 | 3500 | 80
P7VH5VBU | Mercury Lighting Products Co. Inc. | MERCURY LIGHTING | L501-4-5100-35K-AIM-U55-UNI-XXXX | Indoor Luminaires | Linear Ambient | Direct Linear Ambient Luminaires | Standard | FALSE | [9 empty] | 42285 |  |  | Yes |  | 3 | 4990.9 | 98.53 | 50.65 | 8.63 | 0.974 | 3500 | 80
PD8URVNX | Mercury Lighting Products Co. Inc. | MERCURY LIGHTING | L501-4-5100-35K-HTA-U55-UNI-XXXX | Indoor Luminaires | Linear Ambient | Direct Linear Ambient Luminaires | Standard | FALSE | [9 empty] | 42285 |  |  | Yes |  | 3 | 4935.45 | 97.44 | 50.65 | 8.63 | 0.974 | 3500 | 80
P1DUHK2P | Mercury Lighting Products Co. Inc. | MERCURY LIGHTING | L501-4-5100-35K-PIM-U55-UNI-XXXX | Indoor Luminaires | Linear Ambient | Direct Linear Ambient Luminaires | Standard | FALSE | [9 empty] | 42285 |  |  | Yes |  | 3 | 4880 | 96.34 | 50.65 | 8.63 | 0.974 | 3500 | 80
PREVC7TD | Mercury Lighting Products Co. Inc. | MERCURY LIGHTING | L501-8-12700-35K-AIM-U55D15-UNI-2D-XXXX | Indoor Luminaires | Linear Ambient | Direct Linear Ambient Luminaires | Standard | FALSE | [9 empty] | 42285 |  |  | Yes |  | 3 | 12297.27 | 96.78 | 127.06 | 8.57 | 0.979 | 3500 | 80
P66BNRJU | Mercury Lighting Products Co. Inc. | MERCURY LIGHTING | L501-8-12700-35K-HTA-U55D15-UNI-2D-XXXX | Indoor Luminaires | Linear Ambient | Direct Linear Ambient Luminaires | Standard | FALSE | [9 empty] | 42285 |  |  | Yes |  | 3 | 12160.63 | 95.7 | 127.06 | 8.57 | 0.979 | 3500 | 80
PYFEZZAG | Mercury Lighting Products Co. Inc. | MERCURY LIGHTING | L501-4-6400-35K-AIM-U55D15-UNI-XXXX | Indoor Luminaires | Linear Ambient | Direct Linear Ambient Luminaires | Standard | FALSE | [9 empty] | 42285 |  |  | Yes |  | 3 | 6148.63 | 96.78 | 63.53 | 8.57 | 0.979 | 3500 | 80
PKS5JY2T | Mercury Lighting Products Co. Inc. | MERCURY LIGHTING | L501-4-6400-35K-HTA-U55D15-UNI-XXXX | Indoor Luminaires | Linear Ambient | Direct Linear Ambient Luminaires | Standard | FALSE | [9 empty] | 42285 |  |  | Yes |  | 3 | 6080.31 | 95.7 | 63.53 | 8.57 | 0.979 | 3500 | 80
P5GKP4TX | Mercury Lighting Products Co. Inc. | MERCURY LIGHTING | L501-4-6400-35K-PIM-U55D15-UNI-XXXX | Indoor Luminaires | Linear Ambient | Direct Linear Ambient Luminaires | Standard | FALSE | [9 empty] | 42285 |  |  | Yes |  | 3 | 6012 | 94.63 | 63.53 | 8.57 | 0.979 | 3500 | 80
PEA7MZGD | Mercury Lighting Products Co. Inc. | MERCURY LIGHTING | L501-2-2500-35K-AIM-U30-UNI-XXXX | Indoor Luminaires | Linear Ambient | Direct Linear Ambient Luminaires | Standard | FALSE | [9 empty] | 42285 |  |  | Yes |  | 3 | 2495.45 | 92.18 | 27.07 | 8.28 | 0.947 | 3500 | 80
PTT6246J | Mercury Lighting Products Co. Inc. | MERCURY LIGHTING | L501-2-2500-35K-HTA-U30-UNI-XXXX | Indoor Luminaires | Linear Ambient | Direct Linear Ambient Luminaires | Standard | FALSE | [9 empty] | 42285 |  |  | Yes |  | 3 | 2467.72 | 91.16 | 27.07 | 8.28 | 0.947 | 3500 | 80
PHQP8RAR | Mercury Lighting Products Co. Inc. | MERCURY LIGHTING | L501-2-2500-35K-PIM-U30-UNI-XXXX | Indoor Luminaires | Linear Ambient | Direct Linear Ambient Luminaires | Standard | FALSE | [9 empty] | 42285 |  |  | Yes |  | 3 | 2440 | 90.13 | 27.07 | 8.28 | 0.947 | 3500 | 80
PVBV683P | Mercury Lighting Products Co. Inc. | MERCURY LIGHTING | L501-8-9000-30K-AIM-U80TW-UNI-XXXX | Indoor Luminaires | Linear Ambient | Direct Linear Ambient Luminaires | Standard | FALSE | [9 empty] | 42285 |  |  | Yes |  | 3 | 8592.95 | 102.06 | 84.19 | 9.65 | 0.984 | 3000 | 80
PE11GAGX | Mercury Lighting Products Co. Inc. | MERCURY LIGHTING | L501-2-3100-30K-AIM-U55-UNI-XXXX | Indoor Luminaires | Linear Ambient | Direct Linear Ambient Luminaires | Standard | FALSE | [9 empty] | 42285 |  |  | Yes |  | 3 | 3037.5 | 91.79 | 33.09 | 8.98 | 0.957 | 3000 | 80
P7D3VV66 | Mercury Lighting Products Co. Inc. | MERCURY LIGHTING | L501-2-3100-30K-HTA-U55-UNI-XXXX | Indoor Luminaires | Linear Ambient | Direct Linear Ambient Luminaires | Standard | FALSE | [9 empty] | 42285 |  |  | Yes |  | 3 | 3003.75 | 90.77 | 33.09 | 8.98 | 0.957 | 3000 | 80
PU6WH19G | Mercury Lighting Products Co. Inc. | MERCURY LIGHTING | L501-4-4200-30K-AIM-U55-UNI-XXXX | Indoor Luminaires | Linear Ambient | Direct Linear Ambient Luminaires | Standard | FALSE | [9 empty] | 42285 |  |  | Yes |  | 3 | 4013.18 | 98.77 | 40.63 | 8.82 | 0.967 | 3000 | 80
PXJ32J25 | Mercury Lighting Products Co. Inc. | MERCURY LIGHTING | L501-4-4200-30K-HTA-U55-UNI-XXXX | Indoor Luminaires | Linear Ambient | Direct Linear Ambient Luminaires | Standard | FALSE | [9 empty] | 42285 |  |  | Yes |  | 3 | 3968.59 | 97.67 | 40.63 | 8.82 | 0.967 | 3000 | 80
P7DTZKXG | Mercury Lighting Products Co. Inc. | MERCURY LIGHTING | L501-4-4200-30K-PIM-U55-UNI-XXXX | Indoor Luminaires | Linear Ambient | Direct Linear Ambient Luminaires | Standard | FALSE | [9 empty] | 42285 |  |  | Yes |  | 3 | 3924 | 96.57 | 40.63 | 8.82 | 0.967 | 3000 | 80
PGM72QWW | Mercury Lighting Products Co. Inc. | MERCURY LIGHTING | L501-8-10300-30K-AIM-U55-UNI-2D-XXXX | Indoor Luminaires | Linear Ambient | Direct Linear Ambient Luminaires | Standard | FALSE | [9 empty] | 42285 |  |  | Yes |  | 3 | 9815.11 | 96.89 | 101.3 | 8.63 | 0.974 | 3000 | 80
P7D5SANZ | Mercury Lighting Products Co. Inc. | MERCURY LIGHTING | L501-8-10300-30K-HTA-U55-UNI-2D-XXXX | Indoor Luminaires | Linear Ambient | Direct Linear Ambient Luminaires | Standard | FALSE | [9 empty] | 42285 |  |  | Yes |  | 3 | 9706.05 | 95.81 | 101.3 | 8.63 | 0.974 | 3000 | 80
PP12WXEM | Mercury Lighting Products Co. Inc. | MERCURY LIGHTING | L501-4-5100-30K-AIM-U55-UNI-XXXX | Indoor Luminaires | Linear Ambient | Direct Linear Ambient Luminaires | Standard | FALSE | [9 empty] | 42285 |  |  | Yes |  | 3 | 4907.04 | 96.88 | 50.65 | 8.63 | 0.974 | 3000 | 80
PCCVM282 | Mercury Lighting Products Co. Inc. | MERCURY LIGHTING | L501-4-5100-30K-HTA-U55-UNI-XXXX | Indoor Luminaires | Linear Ambient | Direct Linear Ambient Luminaires | Standard | FALSE | [9 empty] | 42285 |  |  | Yes |  | 3 | 4852.52 | 95.8 | 50.65 | 8.63 | 0.974 | 3000 | 80
PBM7FGVA | Mercury Lighting Products Co. Inc. | MERCURY LIGHTING | L501-4-5100-30K-PIM-U55-UNI-XXXX | Indoor Luminaires | Linear Ambient | Direct Linear Ambient Luminaires | Standard | FALSE | [9 empty] | 42285 |  |  | Yes |  | 3 | 4798 | 94.72 | 50.65 | 8.63 | 0.974 | 3000 | 80
P7BSEZUH | Mercury Lighting Products Co. Inc. | MERCURY LIGHTING | L501-8-12700-30K-AIM-U55D15-UNI-2D-XXXX | Indoor Luminaires | Linear Ambient | Direct Linear Ambient Luminaires | Standard | FALSE | [9 empty] | 42285 |  |  | Yes |  | 3 | 12092.72 | 95.17 | 127.06 | 8.57 | 0.979 | 3000 | 80
PD2BNZ7T | Mercury Lighting Products Co. Inc. | MERCURY LIGHTING | L501-8-12700-30K-HTA-U55D15-UNI-2D-XXXX | Indoor Luminaires | Linear Ambient | Direct Linear Ambient Luminaires | Standard | FALSE | [9 empty] | 42285 |  |  | Yes |  | 3 | 11958.36 | 94.11 | 127.06 | 8.57 | 0.979 | 3000 | 80
PS4BYNHM | Mercury Lighting Products Co. Inc. | MERCURY LIGHTING | L501-4-6400-30K-AIM-U55D15-UNI-XXXX | Indoor Luminaires | Linear Ambient | Direct Linear Ambient Luminaires | Standard | FALSE | [9 empty] | 42285 |  |  | Yes |  | 3 | 6046.36 | 95.17 | 63.53 | 8.57 | 0.979 | 3000 | 80
P9BETPQV | Mercury Lighting Products Co. Inc. | MERCURY LIGHTING | L501-4-6400-30K-HTA-U55D15-UNI-XXXX | Indoor Luminaires | Linear Ambient | Direct Linear Ambient Luminaires | Standard | FALSE | [9 empty] | 42285 |  |  | Yes |  | 3 | 5979.18 | 94.11 | 63.53 | 8.57 | 0.979 | 3000 | 80
P4DSJ85Z | Mercury Lighting Products Co. Inc. | MERCURY LIGHTING | L501-2-2500-30K-AIM-U30-UNI-XXXX | Indoor Luminaires | Linear Ambient | Direct Linear Ambient Luminaires | Standard | FALSE | [9 empty] | 42285 |  |  | Yes |  | 3 | 2453.52 | 90.63 | 27.07 | 8.28 | 0.947 | 3000 | 80
P1WN5248 | Mercury Lighting Products Co. Inc. | MERCURY LIGHTING | L501-2-2500-30K-HTA-U30-UNI-XXXX | Indoor Luminaires | Linear Ambient | Direct Linear Ambient Luminaires | Standard | FALSE | [9 empty] | 42285 |  |  | Yes |  | 3 | 2426.26 | 89.62 | 27.07 | 8.28 | 0.947 | 3000 | 80
PZ45PZV7 | Kenall Lighting | Kenall Lighting | MLHA12-48-tt-uu-PP-90L50K-DCC-DV-zz | Indoor Luminaires | Linear Ambient | Direct Linear Ambient Luminaires | Standard | FALSE | [9 empty] | 42285 |  |  | No |  | 3 | 9250.927 | 94.0039 | 98.41 | 8.635 | 0.975 | 5186 | 87
PX1U3BWZ | Kenall Lighting | Kenall Lighting | MLHA12-48-tt-uu-PP-67L50K-DCC-DV-zz | Indoor Luminaires | Linear Ambient | Direct Linear Ambient Luminaires | Standard | FALSE | [9 empty] | 42285 |  |  | No |  | 3 | 7423.371 | 99.8436 | 74.35 | 8.635 | 0.975 | 5186 | 87
PRVC6V21 | Kenall Lighting | Kenall Lighting | MLHA8-48-tt-uu-PP-90L50K-DCC-DV-zz | Indoor Luminaires | Linear Ambient | Direct Linear Ambient Luminaires | Standard | FALSE | [9 empty] | 42285 |  |  | No |  | 3 | 9170.67 | 91.7342 | 99.97 | 8.082 | 0.976 | 5150 | 86
PKE1WET3 | Kenall Lighting | Kenall Lighting | MLHA8-48-tt-uu-PP-67L50K-DCC-DV-zz | Indoor Luminaires | Linear Ambient | Direct Linear Ambient Luminaires | Standard | FALSE | [9 empty] | 42285 |  |  | No |  | 3 | 7519.6943 | 101.1391 | 74.35 | 8.082 | 0.976 | 5150 | 86
PKFKCRTP | Kenall Lighting | Kenall Lighting | MLHA5-48-tt-uu-PP-45L50K-DCC-DV-zz | Indoor Luminaires | Linear Ambient | Direct Linear Ambient Luminaires | Standard | FALSE | [9 empty] | 42285 |  |  | No |  | 3 | 4502.64 | 89.6226 | 50.24 | 8.44 | 0.976 | 5078 | 86
PC6C2ZJB | Kenall Lighting | Kenall Lighting | MLHA5-48-tt-uu-PP-45L40K-DCC-DV-zz | Indoor Luminaires | Linear Ambient | Direct Linear Ambient Luminaires | Standard | FALSE | [9 empty] | 42285 |  |  | No |  | 3 | 4480.35 | 89.5533 | 50.03 | 8.44 | 0.976 | 4040 | 86
PWK88QMY | Kenall Lighting | Kenall Lighting | MLHA12-48-tt-uu-PP-90L40K-DCC-DV-zz | Indoor Luminaires | Linear Ambient | Direct Linear Ambient Luminaires | Standard | FALSE | [9 empty] | 42285 |  |  | No |  | 3 | 8886.577 | 90.3016 | 98.41 | 8.635 | 0.975 | 4029 | 87
PMPGDZM1 | Kenall Lighting | Kenall Lighting | MLHA12-48-tt-uu-PP-67L40K-DCC-DV-zz | Indoor Luminaires | Linear Ambient | Direct Linear Ambient Luminaires | Standard | FALSE | [9 empty] | 42285 |  |  | No |  | 3 | 7131 | 95.9112 | 74.35 | 8.635 | 0.975 | 4029 | 87
PH392CKP | Kenall Lighting | Kenall Lighting | MLHA12-48-tt-uu-PP-45L40K-DCC-DV-zz | Indoor Luminaires | Linear Ambient | Direct Linear Ambient Luminaires | Standard | FALSE | [9 empty] | 42285 |  |  | No |  | 3 | 4487.001 | 91.2549 | 49.17 | 8.635 | 0.975 | 4029 | 87
PC7SCZRC | Kenall Lighting | Kenall Lighting | MLHA8-48-tt-uu-PP-67L40K-DCC-DV-zz | Indoor Luminaires | Linear Ambient | Direct Linear Ambient Luminaires | Standard | FALSE | [9 empty] | 42285 |  |  | No |  | 3 | 7079 | 95.2118 | 74.35 | 8.082 | 0.976 | 4029 | 87
P53FG82W | Kenall Lighting | Kenall Lighting | MLHA12-48-tt-uu-PP-67L35K-DCC-DV-zz | Indoor Luminaires | Linear Ambient | Direct Linear Ambient Luminaires | Standard | FALSE | [9 empty] | 42285 |  |  | No |  | 3 | 6895.677 | 92.7462 | 74.35 | 8.635 | 0.975 | 3456 | 86
PPYWSYT9 | FSC Lighting | FSC Lighting | L6048-HL-50K-[OS OSD PRGOS FSP-211 IR-TEC] | Indoor Luminaires | Linear Ambient | Direct Linear Ambient Luminaires | Premium | FALSE | [9 empty] | 42285 |  |  | Yes |  | 3 | 5864.26 | 111 | 53 | 5 | 1 | 5000 | 84
PVXEMAP2 | FSC Lighting | FSC Lighting | L6048-LL-50K-[OS OSD PRGOS FSP-211 IR-TEC] | Indoor Luminaires | Linear Ambient | Direct Linear Ambient Luminaires | Premium | FALSE | [9 empty] | 42285 |  |  | Yes |  | 3 | 4103.86 | 127 | 32.19 | 5 | 1 | 5000 | 84
P9Z1BNC5 | FSC Lighting | FSC Lighting | L6048-HL-40K-[OS OSD PRGOS FSP-211 IR-TEC] | Indoor Luminaires | Linear Ambient | Direct Linear Ambient Luminaires | Standard | FALSE | [9 empty] | 42285 |  |  | Yes |  | 3 | 5576.2 | 105 | 53 | 5 | 1 | 4000 | 84
PJ187BD6 | FSC Lighting | FSC Lighting | L6048-LL-40K-[OS OSD PRGOS FSP-211 IR-TEC] | Indoor Luminaires | Linear Ambient | Direct Linear Ambient Luminaires | Premium | FALSE | [9 empty] | 42285 |  |  | Yes |  | 3 | 4005.01 | 124 | 32.19 | 5 | 1 | 4000 | 84
PQMA2J9G | FSC Lighting | FSC Lighting | L6048-HL-35K-[OS OSD PRGOS FSP-211 IR-TEC] | Indoor Luminaires | Linear Ambient | Direct Linear Ambient Luminaires | Standard | FALSE | [9 empty] | 42285 |  |  | Yes |  | 3 | 5446.77 | 103 | 53 | 5 | 1 | 3500 | 84
PD9VRNVZ | FSC Lighting | FSC Lighting | L6048-LL-35K-[OS OSD PRGOS FSP-211 IR-TEC] | Indoor Luminaires | Linear Ambient | Direct Linear Ambient Luminaires | Premium | FALSE | [9 empty] | 42285 | Dimmable | Continuous Below 10 | Yes |  | 3 | 3906.16 | 121 | 32.19 | 5 | 1 | 3500 | 84
P4J8JS8D | Intell Lighting Incorporated | FUF | FUF4-100-3K-U-FR-X-X-X-X | Indoor Luminaires | Linear Ambient | Direct Linear Ambient Luminaires | Standard | TRUE | 9700 | 96.2 | 100.83 | 6.76 | 0.9972 | 3105 | 82.92 | 5 | 200000 | 42284 |  |  | NotYetVerified |  | 3 | 9700 | 96.2 | 100.83 | 6.76 | 0.9972 | 3105 | 82.92
PQANMYK1 | Intell Lighting Incorporated | FUF | FUF4-20-3K-U-FR-X-X-X-X [120 ONLY] | Indoor Luminaires | Linear Ambient | Direct Linear Ambient Luminaires | Standard | TRUE | 2422 | 118.1 | 20.51 | 6.44 | 0.9929 | 3039 | 84.57 | 5 | 200000 | 42284 |  |  | NotYetVerified |  | 3 | 2422 | 118.1 | 20.51 |  |  | 3039 | 84.57
PB94QUTJ | H.E. Williams Inc. | Williams Linear | GLN-4-L105/840-DRV-UNV [All options excluding WG] | Indoor Luminaires | Linear Ambient | Direct Linear Ambient Luminaires | Standard | TRUE | 10500 | 123 | 85.355 | 10.331 | 0.9831 | 3974 | 82.29 | 5 | 50000 | 42284 |  |  | No |  | 3 | 10500 | 123 | 85.355 | 5.2644 | 0.9984 | 3974 | 82.29
PQDPQP4N | Intell Lighting Incorporated | FUF | FUF4-80-3K-H-FR-X-X-X-X | Indoor Luminaires | Linear Ambient | Direct Linear Ambient Luminaires | Standard | TRUE | 7855 | 100.2 | 78.41 | 13.5 | 0.9596 | 3053 | 83.98 | 5 | 200000 | 42284 |  |  | NotYetVerified |  | 3 | 7855 | 100.2 | 78.41 | 13.5 | 0.9596 | 3053 | 83.98
P6RQPYEA | FSC Lighting | FSC | L6024-HL-30K [OS OSD PRGOS FSP-211 IR-TEC] | Indoor Luminaires | Linear Ambient | Direct Linear Ambient Luminaires | Standard | TRUE | 2618.51 | 97 | 27.08 | 9 | 0.95 | 3147 | 85 | 5 | 50000 | 42284 |  |  | No |  | 3 | 2618.51 | 97 | 27.08 | 6 | 1 | 3147 | 85
PSQGMFAC | Intell Lighting Incorporated | FUF | FUF4-60-3K-U-FR-X-X-X-X | Indoor Luminaires | Linear Ambient | Direct Linear Ambient Luminaires | Standard | TRUE | 6216 | 110.5 | 56.23 | 15.02 | 0.93 | 3101 | 83.12 | 5 | 200000 | 42284 |  |  | NotYetVerified |  | 3 | 6216 | 110.5 | 56.23 | 6.43 | 0.9951 | 3101 | 83.12
PB1R35SN | Intell Lighting Incorporated | FUF | FUF4-30-3K-U-FR-X-X-X-X | Indoor Luminaires | Linear Ambient | Direct Linear Ambient Luminaires | Standard | TRUE | 3300 | 110.8 | 29.79 | 16.2 | 0.9187 | 3121 | 84.36 | 5 | 200000 | 42284 |  |  | NotYetVerified |  | 3 | 3300 | 110.8 | 29.79 | 6.76 | 0.9968 | 3121 | 84.36
PZMQF554 | Intell Lighting Incorporated | FUF | FUF4-30-3K-H-FR-X-X-X-X | Indoor Luminaires | Linear Ambient | Direct Linear Ambient Luminaires | Standard | TRUE | 3203 | 86.5 | 37.05 | 16.2 | 0.9187 | 3096 | 83.67 | 5 | 200000 | 42284 |  |  | NotYetVerified |  | 3 | 3203 | 86.5 | 37.05 | 16.2 | 0.9187 | 3096 | 83.67
PS7BEXA8 | Intell Lighting Incorporated | FUF | FUF4-15-3K-H-FR-X-X-X-X | Indoor Luminaires | Linear Ambient | Direct Linear Ambient Luminaires | Standard | TRUE | 1744 | 94.5 | 18.45 | 17.11 | 0.9162 | 3094 | 84.3 | 5 | 200000 | 42284 |  |  | NotYetVerified |  | 3 | 1744 | 94.5 | 18.45 | 17.1 | 0.9162 | 3094 | 84.3
P6RSWK43 | FSC Lighting | FSC | L6024-HL-50K [OS OSD PRGOS FSP-211 IR-TEC] | Indoor Luminaires | Linear Ambient | Direct Linear Ambient Luminaires | Standard | FALSE | [9 empty] | 42284 |  |  | No |  | 3 | 2859.25 | 104 | 27.5 | 6 | 1 | 5000 | 85
PEHKSSTT | FSC Lighting | FSC | L6024-HL-40K [OS OSD PRGOS FSP-211 IR-TEC] | Indoor Luminaires | Linear Ambient | Direct Linear Ambient Luminaires | Standard | FALSE | [9 empty] | 42284 |  |  | No |  | 3 | 2738.88 | 100 | 27.5 | 6 | 1 | 4000 | 85
PEVHGCHQ | FSC Lighting | FSC | L6024-HL-35K [OS OSD PRGOS FSP-211 IR-TEC] | Indoor Luminaires | Linear Ambient | Direct Linear Ambient Luminaires | Standard | FALSE | [9 empty] | 42284 |  |  | No |  | 3 | 2697.06 | 98 | 27.5 | 6 | 1 | 3500 | 85
PED1YDNV | Intell Lighting Incorporated | FUF | FUF8-60-5K-H-FR-X-X-X-X | Indoor Luminaires | Linear Ambient | Direct Linear Ambient Luminaires | Standard | FALSE | [9 empty] | 42284 | Dimmable | Continuous Below 10 | NotYetVerified |  | 3 | 7399.2734 | 123.8994 | 59.72 | 18.95 | 0.9235 | 5219 | 84.23
P1Y4P27F | Intell Lighting Incorporated | FUF | FUF4-60-5K-H-FR-X-X-X-X | Indoor Luminaires | Linear Ambient | Direct Linear Ambient Luminaires | Standard | FALSE | [9 empty] | 42284 | Dimmable | Continuous Below 10 | NotYetVerified |  | 3 | 7233.843 | 121.1293 | 59.72 | 18.95 | 0.9235 | 5219 | 84.23
PVXZTEMN | Intell Lighting Incorporated | FUF | FUF8-80-5K-H-FR-X-X-X-X | Indoor Luminaires | Linear Ambient | Direct Linear Ambient Luminaires | Standard | FALSE | [9 empty] | 42284 | Dimmable | Continuous Below 10 | NotYetVerified |  | 3 | 9080.582 | 115.809 | 78.41 | 13.5 | 0.9596 | 5219 | 84.23
PHH3ZENW | Intell Lighting Incorporated | FUF | FUF4-80-5K-H-FR-X-X-X-X | Indoor Luminaires | Linear Ambient | Direct Linear Ambient Luminaires | Standard | FALSE | [9 empty] | 42284 | Dimmable | Continuous Below 10 | NotYetVerified |  | 3 | 8877.561 | 113.2198 | 78.41 | 13.5 | 0.9596 | 5219 | 84.23
PSMJZBCH | Intell Lighting Incorporated | FUF | FUF8-100-5K-U-FR-X-X-X-X | Indoor Luminaires | Linear Ambient | Direct Linear Ambient Luminaires | Standard | FALSE | [9 empty] | 42284 | Dimmable | Continuous Below 10 | NotYetVerified |  | 3 | 11032.974 | 111.1859 | 99.23 | 7.4 | 0.9967 | 5219 | 84.23
PKKBW2RX | Intell Lighting Incorporated | FUF | FUF4-100-5K-U-FR-X-X-X-X | Indoor Luminaires | Linear Ambient | Direct Linear Ambient Luminaires | Standard | FALSE | [9 empty] | 42284 | Dimmable | Continuous Below 10 | NotYetVerified |  | 3 | 10627 | 108.7 | 97.8 | 7.11 | 0.998 | 5219 | 84.23
PXF62JXR | Intell Lighting Incorporated | FUF | FUF8-80-5K-U-FR-X-X-X-X | Indoor Luminaires | Linear Ambient | Direct Linear Ambient Luminaires | Standard | FALSE | [9 empty] | 42284 | Dimmable | Continuous Below 10 | NotYetVerified |  | 3 | 9199.417 | 119.4497 | 77.015 | 6.43 | 0.9951 | 5219 | 84.23
P3PDV834 | Intell Lighting Incorporated | FUF | FUF4-80-5K-U-FR-X-X-X-X | Indoor Luminaires | Linear Ambient | Direct Linear Ambient Luminaires | Standard | FALSE | [9 empty] | 42284 | Dimmable | Continuous Below 10 | NotYetVerified |  | 3 | 8993.739 | 116.779 | 77.015 | 6.43 | 0.9951 | 5219 | 84.23
PJDP8Y6W | Intell Lighting Incorporated | FUF | FUF8-60-5K-U-FR-X-X-X-X | Indoor Luminaires | Linear Ambient | Direct Linear Ambient Luminaires | Standard | FALSE | [9 empty] | 42284 | Dimmable | Continuous Below 10 | NotYetVerified |  | 3 | 7181.3296 | 127.7135 | 56.23 | 6.43 | 0.9951 | 5219 | 84.23
PJRUCN5U | Intell Lighting Incorporated | FUF | FUF4-60-5K-U-FR-X-X-X-X | Indoor Luminaires | Linear Ambient | Direct Linear Ambient Luminaires | Standard | FALSE | [9 empty] | 42284 | Dimmable | Continuous Below 10 | NotYetVerified |  | 3 | 7020.7715 | 124.8581 | 56.23 | 6.43 | 0.9951 | 5219 | 84.23
PD3EKEJX | Intell Lighting Incorporated | FUF | FUF8-40-5K-U-FR-X-X-X-X | Indoor Luminaires | Linear Ambient | Direct Linear Ambient Luminaires | Standard | FALSE | [9 empty] | 42284 | Dimmable | Continuous Below 10 | NotYetVerified |  | 3 | 5941.537 | 142.9973 | 41.55 |  |  | 5219 | 84.23
PXKE9Z2T | Intell Lighting Incorporated | FUF | FUF8-40-5K-H-FR-X-X-X-X | Indoor Luminaires | Linear Ambient | Direct Linear Ambient Luminaires | Standard | FALSE | [9 empty] | 42284 | Dimmable | Continuous Below 10 | NotYetVerified |  | 3 | 5487.044 | 140.4486 | 39.068 |  |  | 5219 | 84.23
PHHBTACA | Intell Lighting Incorporated | FUF | FUF4-40-5K-U-FR-X-X-X-X | Indoor Luminaires | Linear Ambient | Direct Linear Ambient Luminaires | Standard | FALSE | [9 empty] | 42284 | Dimmable | Continuous Below 10 | NotYetVerified |  | 3 | 5004.7534 | 120.4514 | 41.55 |  |  | 5219 | 84.23
PZDRFFXA | Intell Lighting Incorporated | FUF | FUF4-40-5K-H-FR-X-X-X-X | Indoor Luminaires | Linear Ambient | Direct Linear Ambient Luminaires | Standard | FALSE | [9 empty] | 42284 | Dimmable | Continuous Below 10 | NotYetVerified |  | 3 | 4621.919 | 118.3045 | 39.068 |  |  | 5219 | 84.23
P4Y67GMD | Intell Lighting Incorporated | FUF | FUF4-30-5K-U-FR-X-X-X-X | Indoor Luminaires | Linear Ambient | Direct Linear Ambient Luminaires | Standard | FALSE | [9 empty] | 42284 | Dimmable | Continuous Below 10 | NotYetVerified |  | 3 | 3729.6213 | 125.1971 | 29.79 |  |  | 5219 | 84.13
PMNUB33C | Intell Lighting Incorporated | FUF | FUF4-30-5K-H-FR-X-X-X-X | Indoor Luminaires | Linear Ambient | Direct Linear Ambient Luminaires | Standard | FALSE | [9 empty] | 42284 | Dimmable | Continuous Below 10 | NotYetVerified |  | 3 | 3621.2524 | 97.7396 | 37.05 |  |  | 5219 | 84.13
PUFTZ37H | Intell Lighting Incorporated | FUF | FUF4-20-5K-U-FR-X-X-X-X | Indoor Luminaires | Linear Ambient | Direct Linear Ambient Luminaires | Standard | FALSE | [9 empty] | 42284 | Dimmable | Continuous Below 10 | NotYetVerified |  | 3 | 2622.016 | 128.8882 | 20.3433 |  |  | 5219 | 84.13
PZJ8ZJJ4 | Intell Lighting Incorporated | FUF | FUF4-20-5K-H-FR-X-X-X-X | Indoor Luminaires | Linear Ambient | Direct Linear Ambient Luminaires | Standard | FALSE | [9 empty] | 42284 | Dimmable | Continuous Below 10 | NotYetVerified |  | 3 | 2594.9475 | 105.2717 | 24.65 |  |  | 5219 | 84.13
PY871RRV | Intell Lighting Incorporated | FUF | FUF4-15-5K-U-FR-X-X-X-X | Indoor Luminaires | Linear Ambient | Direct Linear Ambient Luminaires | Standard | FALSE | [9 empty] | 42284 | Dimmable | Continuous Below 10 | NotYetVerified |  | 3 | 2042.0616 | 130.7338 | 15.62 |  |  | 5219 | 84.13
PB5JPE4X | Intell Lighting Incorporated | FUF | FUF4-15-5K-H-FR-X-X-X-X | Indoor Luminaires | Linear Ambient | Direct Linear Ambient Luminaires | Standard | FALSE | [9 empty] | 42284 | Dimmable | Continuous Below 10 | NotYetVerified |  | 3 | 1970.0745 | 106.7791 | 18.45 |  |  | 5219 | 84.13
PFGEDR3Y | Intell Lighting Incorporated | FUF | FUF4-30-4K-U-FR-X-X-X-X | Indoor Luminaires | Linear Ambient | Direct Linear Ambient Luminaires | Standard | FALSE | [9 empty] | 42284 | Dimmable | Continuous Below 10 | NotYetVerified |  | 3 | 3515.1768 | 117.9985 | 29.79 |  |  | 4170 | 84.245
PWD7TN5Y | Intell Lighting Incorporated | FUF | FUF4-30-4K-H-FR-X-X-X-X | Indoor Luminaires | Linear Ambient | Direct Linear Ambient Luminaires | Standard | FALSE | [9 empty] | 42284 | Dimmable | Continuous Below 10 | NotYetVerified |  | 3 | 3413.0386 | 92.1198 | 37.05 |  |  | 4170 | 84.245
PSHCQ6EA | Intell Lighting Incorporated | FUF | FUF4-20-4K-U-FR-X-X-X-X | Indoor Luminaires | Linear Ambient | Direct Linear Ambient Luminaires | Standard | FALSE | [9 empty] | 42284 | Dimmable | Continuous Below 10 | NotYetVerified |  | 3 | 2471.256 | 121.4774 | 20.3433 |  |  | 4170 | 84.245
PCSH89UG | Intell Lighting Incorporated | FUF | FUF4-20-4K-H-FR-X-X-X-X | Indoor Luminaires | Linear Ambient | Direct Linear Ambient Luminaires | Standard | FALSE | [9 empty] | 42284 | Dimmable | Continuous Below 10 | NotYetVerified |  | 3 | 2445.7441 | 99.2188 | 24.65 |  |  | 4170 | 84.245
P5KC4J6P | Intell Lighting Incorporated | FUF | FUF4-15-4K-U-FR-X-X-X-X | Indoor Luminaires | Linear Ambient | Direct Linear Ambient Luminaires | Standard | FALSE | [9 empty] | 42284 | Dimmable | Continuous Below 10 | NotYetVerified |  | 3 | 1924.6478 | 123.2169 | 15.62 |  |  | 4170 | 84.245
P8NRHTVM | Intell Lighting Incorporated | FUF | FUF4-15-4K-H-FR-X-X-X-X | Indoor Luminaires | Linear Ambient | Direct Linear Ambient Luminaires | Standard | FALSE | [9 empty] | 42284 | Dimmable | Continuous Below 10 | NotYetVerified |  | 3 | 1856.7998 | 100.6395 | 18.45 |  |  | 4170 | 84.245
PARXAFYF | Intell Lighting Incorporated | FUF | FUF8-60-4K-H-FR-X-X-X-X | Indoor Luminaires | Linear Ambient | Direct Linear Ambient Luminaires | Standard | FALSE | [9 empty] | 42284 | Dimmable | Continuous Below 10 | NotYetVerified |  | 3 | 6973.8325 | 116.7755 | 59.72 | 18.95 | 0.9235 | 4162 | 83.575
PWJ71ASU | Intell Lighting Incorporated | FUF | FUF4-60-4K-H-FR-X-X-X-X | Indoor Luminaires | Linear Ambient | Direct Linear Ambient Luminaires | Standard | FALSE | [9 empty] | 42284 | Dimmable | Continuous Below 10 | NotYetVerified |  | 3 | 6817.913 | 114.1647 | 59.72 | 18.95 | 0.9235 | 4162 | 83.575
P9KRNY1G | Intell Lighting Incorporated | FUF | FUF8-80-4K-H-FR-X-X-X-X | Indoor Luminaires | Linear Ambient | Direct Linear Ambient Luminaires | Standard | FALSE | [9 empty] | 42284 | Dimmable | Continuous Below 10 | NotYetVerified |  | 3 | 8558.469 | 109.1502 | 78.41 | 13.5 | 0.9596 | 4162 | 83.575
PQQX5M6M | Intell Lighting Incorporated | FUF | FUF4-80-4K-H-FR-X-X-X-X | Indoor Luminaires | Linear Ambient | Direct Linear Ambient Luminaires | Standard | FALSE | [9 empty] | 42284 | Dimmable | Continuous Below 10 | NotYetVerified |  | 3 | 8367.121 | 106.7099 | 78.41 | 13.5 | 0.9596 | 4162 | 83.575
PSTYWT5F | Intell Lighting Incorporated | FUF | FUF8-100-4K-U-FR-X-X-X-X | Indoor Luminaires | Linear Ambient | Direct Linear Ambient Luminaires | Standard | FALSE | [9 empty] | 42284 | Dimmable | Continuous Below 10 | NotYetVerified |  | 3 | 10398.603 | 104.7929 | 99.23 | 7.4 | 0.9967 | 4162 | 83.575
PJYM63SV | Intell Lighting Incorporated | FUF | FUF4-100-4K-U-FR-X-X-X-X | Indoor Luminaires | Linear Ambient | Direct Linear Ambient Luminaires | Standard | FALSE | [9 empty] | 42284 | Dimmable | Continuous Below 10 | NotYetVerified |  | 3 | 10330.033 | 102.45 | 100.83 | 6.76 | 0.9972 | 4162 | 83.575
PEJEG8W6 | Intell Lighting Incorporated | FUF | FUF8-80-4K-U-FR-X-X-X-X | Indoor Luminaires | Linear Ambient | Direct Linear Ambient Luminaires | Standard | FALSE | [9 empty] | 42284 | Dimmable | Continuous Below 10 | NotYetVerified |  | 3 | 8841.032 | 112.5816 | 78.53 | 6.43 | 0.9951 | 4162 | 83.575
PCBN3452 | Intell Lighting Incorporated | FUF | FUF4-80-4K-U-FR-X-X-X-X | Indoor Luminaires | Linear Ambient | Direct Linear Ambient Luminaires | Standard | FALSE | [9 empty] | 42284 | Dimmable | Continuous Below 10 | NotYetVerified |  | 3 | 8643.367 | 110.0645 | 78.53 | 6.43 | 0.9951 | 4162 | 83.575
P47XKC2S | Intell Lighting Incorporated | FUF | FUF8-60-4K-U-FR-X-X-X-X | Indoor Luminaires | Linear Ambient | Direct Linear Ambient Luminaires | Standard | FALSE | [9 empty] | 42284 | Dimmable | Continuous Below 10 | NotYetVerified |  | 3 | 6768.4194 | 120.3703 | 56.23 | 6.43 | 0.9951 | 4162 | 83.575
P5HBGJ6V | Intell Lighting Incorporated | FUF | FUF4-60-4K-U-FR-X-X-X-X | Indoor Luminaires | Linear Ambient | Direct Linear Ambient Luminaires | Standard | FALSE | [9 empty] | 42284 | Dimmable | Continuous Below 10 | NotYetVerified |  | 3 | 6617.0933 | 117.6791 | 56.23 | 6.43 | 0.9951 | 4162 | 83.575
P1ZPG5Z3 | Intell Lighting Incorporated | FUF | FUF8-40-4K-U-FR-X-X-X-X | Indoor Luminaires | Linear Ambient | Direct Linear Ambient Luminaires | Standard | FALSE | [9 empty] | 42284 | Dimmable | Continuous Below 10 | NotYetVerified |  | 3 | 5599.912 | 134.7753 | 41.55 |  |  | 4162 | 83.575
PGSME4GM | Intell Lighting Incorporated | FUF | FUF8-40-4K-H-FR-X-X-X-X | Indoor Luminaires | Linear Ambient | Direct Linear Ambient Luminaires | Standard | FALSE | [9 empty] | 42284 | Dimmable | Continuous Below 10 | NotYetVerified |  | 3 | 5171.552 | 132.3731 | 39.068 |  |  | 4162 | 83.575
PMM1E9MM | Intell Lighting Incorporated | FUF | FUF4-40-4K-U-FR-X-X-X-X | Indoor Luminaires | Linear Ambient | Direct Linear Ambient Luminaires | Standard | FALSE | [9 empty] | 42284 | Dimmable | Continuous Below 10 | NotYetVerified |  | 3 | 4716.9917 | 113.5257 | 41.55 |  |  | 4162 | 83.575
PYD5EB4W | Intell Lighting Incorporated | FUF | FUF4-40-4K-H-FR-X-X-X-X | Indoor Luminaires | Linear Ambient | Direct Linear Ambient Luminaires | Standard | FALSE | [9 empty] | 42284 | Dimmable | Continuous Below 10 | NotYetVerified |  | 3 | 4356.1694 | 111.5022 | 39.068 |  |  | 4162 | 83.575
P65GM1PY | Intell Lighting Incorporated | FUF | FUF4-30-35K-U-FR-X-X-X-X | Indoor Luminaires | Linear Ambient | Direct Linear Ambient Luminaires | Standard | FALSE | [9 empty] | 42284 | Dimmable | Continuous Below 10 | NotYetVerified |  | 3 | 3407.9543 | 114.3993 | 29.79 |  |  | 3645.5 | 84.3025
PG2E97U4 | Intell Lighting Incorporated | FUF | FUF4-30-35K-H-FR-X-X-X-X | Indoor Luminaires | Linear Ambient | Direct Linear Ambient Luminaires | Standard | FALSE | [9 empty] | 42284 | Dimmable | Continuous Below 10 | NotYetVerified |  | 3 | 3308.932 | 89.3099 | 37.05 |  |  | 3645.5 | 84.3025
PA7F12HH | Intell Lighting Incorporated | FUF | FUF4-20-35K-U-FR-X-X-X-X | Indoor Luminaires | Linear Ambient | Direct Linear Ambient Luminaires | Standard | FALSE | [9 empty] | 42284 | Dimmable | Continuous Below 10 | NotYetVerified |  | 3 | 2395.8762 | 117.7721 | 20.3433 |  |  | 3645.5 | 84.3025
P2BP8QQE | Intell Lighting Incorporated | FUF | FUF4-20-35K-H-FR-X-X-X-X | Indoor Luminaires | Linear Ambient | Direct Linear Ambient Luminaires | Standard | FALSE | [9 empty] | 42284 | Dimmable | Continuous Below 10 | NotYetVerified |  | 3 | 2371.1423 | 96.1924 | 24.65 |  |  | 3645.5 | 84.3025
PY2ZN7PE | Intell Lighting Incorporated | FUF | FUF4-15-35K-U-FR-X-X-X-X | Indoor Luminaires | Linear Ambient | Direct Linear Ambient Luminaires | Standard | FALSE | [9 empty] | 42284 | Dimmable | Continuous Below 10 | NotYetVerified |  | 3 | 1865.9409 | 119.4584 | 15.62 |  |  | 3645.5 | 84.3025
PQCBTE1G | Intell Lighting Incorporated | FUF | FUF4-15-35K-H-FR-X-X-X-X | Indoor Luminaires | Linear Ambient | Direct Linear Ambient Luminaires | Standard | FALSE | [9 empty] | 42284 | Dimmable | Continuous Below 10 | NotYetVerified |  | 3 | 1800.1624 | 97.5698 | 18.45 |  |  | 3645.5 | 84.3025
PA9E4348 | Intell Lighting Incorporated | FUF | FUF8-60-35K-H-FR-X-X-X-X | Indoor Luminaires | Linear Ambient | Direct Linear Ambient Luminaires | Standard | FALSE | [9 empty] | 42284 | Dimmable | Continuous Below 10 | NotYetVerified |  | 3 | 6761.112 | 113.2135 | 59.72 | 18.95 | 0.9235 | 3633.5 | 83.2475
PYHZQUHV | Intell Lighting Incorporated | FUF | FUF4-60-35K-H-FR-X-X-X-X | Indoor Luminaires | Linear Ambient | Direct Linear Ambient Luminaires | Standard | FALSE | [9 empty] | 42284 | Dimmable | Continuous Below 10 | NotYetVerified |  | 3 | 6609.9487 | 110.6823 | 59.72 | 18.95 | 0.9235 | 3633.5 | 83.2475
PY4W7Q5C | Intell Lighting Incorporated | FUF | FUF8-80-35K-H-FR-X-X-X-X | Indoor Luminaires | Linear Ambient | Direct Linear Ambient Luminaires | Standard | FALSE | [9 empty] | 42284 | Dimmable | Continuous Below 10 | NotYetVerified |  | 3 | 8297.413 | 105.8209 | 78.41 | 13.5 | 0.9596 | 3633.5 | 83.2475
PCNN7XFW | Intell Lighting Incorporated | FUF | FUF4-80-35K-H-FR-X-X-X-X | Indoor Luminaires | Linear Ambient | Direct Linear Ambient Luminaires | Standard | FALSE | [9 empty] | 42284 | Dimmable | Continuous Below 10 | NotYetVerified |  | 3 | 8111.902 | 103.4549 | 78.41 | 13.5 | 0.9596 | 3633.5 | 83.2475
P66WCEKR | Intell Lighting Incorporated | FUF | FUF8-100-35K-U-FR-X-X-X-X | Indoor Luminaires | Linear Ambient | Direct Linear Ambient Luminaires | Standard | FALSE | [9 empty] | 42284 | Dimmable | Continuous Below 10 | NotYetVerified |  | 3 | 10081.417 | 101.5965 | 99.23 | 7.4 | 0.9967 | 3633.5 | 83.2475
P95ENPFH | Intell Lighting Incorporated | FUF | FUF4-100-35K-U-FR-X-X-X-X | Indoor Luminaires | Linear Ambient | Direct Linear Ambient Luminaires | Standard | FALSE | [9 empty] | 42284 | Dimmable | Continuous Below 10 | NotYetVerified |  | 3 | 10014.939 | 99.325 | 100.83 | 6.76 | 0.9972 | 3633.5 | 83.2475
PYNQAAEC | Intell Lighting Incorporated | FUF | FUF8-80-35K-U-FR-X-X-X-X | Indoor Luminaires | Linear Ambient | Direct Linear Ambient Luminaires | Standard | FALSE | [9 empty] | 42284 | Dimmable | Continuous Below 10 | NotYetVerified |  | 3 | 8571.357 | 109.1475 | 78.53 | 6.43 | 0.9951 | 3633.5 | 83.2475
PR3U7F73 | Intell Lighting Incorporated | FUF | FUF4-80-35K-U-FR-X-X-X-X | Indoor Luminaires | Linear Ambient | Direct Linear Ambient Luminaires | Standard | FALSE | [9 empty] | 42284 | Dimmable | Continuous Below 10 | NotYetVerified |  | 3 | 8379.722 | 106.7073 | 78.53 | 6.43 | 0.9951 | 3633.5 | 83.2475
PCN8BVZK | Intell Lighting Incorporated | FUF | FUF8-60-35K-U-FR-X-X-X-X | Indoor Luminaires | Linear Ambient | Direct Linear Ambient Luminaires | Standard | FALSE | [9 empty] | 42284 | Dimmable | Continuous Below 10 | NotYetVerified |  | 3 | 6561.965 | 116.6987 | 56.23 | 6.43 | 0.9951 | 3633.5 | 83.2475
P6S1ANRP | Intell Lighting Incorporated | FUF | FUF4-60-35K-U-FR-X-X-X-X | Indoor Luminaires | Linear Ambient | Direct Linear Ambient Luminaires | Standard | FALSE | [9 empty] | 42284 | Dimmable | Continuous Below 10 | NotYetVerified |  | 3 | 6415.254 | 114.0895 | 56.23 | 6.43 | 0.9951 | 3633.5 | 83.2475
P4GNFM3R | Intell Lighting Incorporated | FUF | FUF8-40-35K-U-FR-X-X-X-X | Indoor Luminaires | Linear Ambient | Direct Linear Ambient Luminaires | Standard | FALSE | [9 empty] | 42284 | Dimmable | Continuous Below 10 | NotYetVerified |  | 3 | 5429.1 | 130.6643 | 41.55 |  |  | 3633.5 | 83.2475
P6PXEV9C | Intell Lighting Incorporated | FUF | FUF8-40-35K-H-FR-X-X-X-X | Indoor Luminaires | Linear Ambient | Direct Linear Ambient Luminaires | Standard | FALSE | [9 empty] | 42284 | Dimmable | Continuous Below 10 | NotYetVerified |  | 3 | 5013.805 | 128.3353 | 39.068 |  |  | 3633.5 | 83.2475
P3EACTKR | Intell Lighting Incorporated | FUF | FUF4-40-35K-U-FR-X-X-X-X | Indoor Luminaires | Linear Ambient | Direct Linear Ambient Luminaires | Standard | FALSE | [9 empty] | 42284 | Dimmable | Continuous Below 10 | NotYetVerified |  | 3 | 4573.111 | 110.0628 | 41.55 |  |  | 3633.5 | 83.2475
PZY4T65N | Intell Lighting Incorporated | FUF | FUF4-40-35K-H-FR-X-X-X-X | Indoor Luminaires | Linear Ambient | Direct Linear Ambient Luminaires | Standard | FALSE | [9 empty] | 42284 | Dimmable | Continuous Below 10 | NotYetVerified |  | 3 | 4223.2944 | 108.1011 | 39.068 |  |  | 3633.5 | 83.2475
P3ZA23PV | Intell Lighting Incorporated | FUF | FUF4-20-3K-U-FR-X-X-X-X | Indoor Luminaires | Linear Ambient | Direct Linear Ambient Luminaires | Standard | FALSE | [9 empty] | 42284 | Dimmable | Continuous Below 10 | NotYetVerified |  | 3 | 2320.4963 | 114.0667 | 20.3433 |  |  | 3121 | 84.36
PXBXJFUT | Intell Lighting Incorporated | FUF | FUF4-15-3K-U-FR-X-X-X-X | Indoor Luminaires | Linear Ambient | Direct Linear Ambient Luminaires | Standard | FALSE | [9 empty] | 42284 | Dimmable | Continuous Below 10 | NotYetVerified |  | 3 | 1807 | 115.7 | 15.62 | 15.4 | 0.9106 | 3114 | 85
PW13YFW5 | Intell Lighting Incorporated | FUF | FUF8-100-3K-U-FR-X-X-X-X | Indoor Luminaires | Linear Ambient | Direct Linear Ambient Luminaires | Standard | FALSE | [9 empty] | 42284 | Dimmable | Continuous Below 10 | NotYetVerified |  | 3 | 9675 | 98.4 | 99.23 | 7.4 | 0.9967 | 3105 | 82.92
PCY42FBT | Intell Lighting Incorporated | FUF | FUF8-80-3K-U-FR-X-X-X-X | Indoor Luminaires | Linear Ambient | Direct Linear Ambient Luminaires | Standard | FALSE | [9 empty] | 42284 | Dimmable | Continuous Below 10 | NotYetVerified |  | 3 | 8301.683 | 105.7135 | 78.53 | 6.43 | 0.9951 | 3105 | 82.92
PRBF9AH7 | Intell Lighting Incorporated | FUF | FUF4-80-3K-U-FR-X-X-X-X | Indoor Luminaires | Linear Ambient | Direct Linear Ambient Luminaires | Standard | FALSE | [9 empty] | 42284 | Dimmable | Continuous Below 10 | NotYetVerified |  | 3 | 8116.0757 | 103.35 | 78.53 | 6.43 | 0.9951 | 3105 | 82.92
PN239SUB | Intell Lighting Incorporated | FUF | FUF8-60-3K-U-FR-X-X-X-X | Indoor Luminaires | Linear Ambient | Direct Linear Ambient Luminaires | Standard | FALSE | [9 empty] | 42284 | Dimmable | Continuous Below 10 | NotYetVerified |  | 3 | 6355.51 | 113.027 | 56.23 | 6.43 | 0.9951 | 3105 | 82.92
PP7XTM93 | Intell Lighting Incorporated | FUF | FUF8-40-3K-U-FR-X-X-X-X | Indoor Luminaires | Linear Ambient | Direct Linear Ambient Luminaires | Standard | FALSE | [9 empty] | 42284 | Dimmable | Continuous Below 10 | NotYetVerified |  | 3 | 5258.2876 | 126.5533 | 41.55 |  |  | 3105 | 82.92
P2ZFQC5F | Intell Lighting Incorporated | FUF | FUF4-20-3K-H-FR-X-X-X-X | Indoor Luminaires | Linear Ambient | Direct Linear Ambient Luminaires | Standard | FALSE | [9 empty] | 42284 | Dimmable | Continuous Below 10 | NotYetVerified |  | 3 | 2296.5405 | 93.1659 | 24.65 |  |  | 3094 | 84.3
PXVY9ARR | Intell Lighting Incorporated | FUF | FUF8-40-3K-H-FR-X-X-X-X | Indoor Luminaires | Linear Ambient | Direct Linear Ambient Luminaires | Standard | FALSE | [9 empty] | 42284 | Dimmable | Continuous Below 10 | NotYetVerified |  | 3 | 4856.059 | 124.2976 | 39.068 |  |  | 3055 | 84.17
PDN9YU5A | Intell Lighting Incorporated | FUF | FUF4-40-3K-H-FR-X-X-X-X | Indoor Luminaires | Linear Ambient | Direct Linear Ambient Luminaires | Standard | FALSE | [9 empty] | 42284 | Dimmable | Continuous Below 10 | NotYetVerified |  | 3 | 4090 | 104.7 | 39.068 |  |  | 3055 | 84.17
PV8N4A2Z | Intell Lighting Incorporated | FUF | FUF4-40-3K-U-FR-X-X-X-X | Indoor Luminaires | Linear Ambient | Direct Linear Ambient Luminaires | Standard | FALSE | [9 empty] | 42284 | Dimmable | Continuous Below 10 | NotYetVerified |  | 3 | 4428 | 106.6 | 41.55 |  |  | 3054 | 84.11
PFAWWCZ4 | Intell Lighting Incorporated | FUF | FUF8-60-3K-H-FR-X-X-X-X | Indoor Luminaires | Linear Ambient | Direct Linear Ambient Luminaires | Standard | FALSE | [9 empty] | 42284 | Dimmable | Continuous Below 10 | NotYetVerified |  | 3 | 6548.391 | 109.6516 | 59.72 | 18.95 | 0.9235 | 3053 | 83.98
PWCUPUZC | Intell Lighting Incorporated | FUF | FUF8-80-3K-H-FR-X-X-X-X | Indoor Luminaires | Linear Ambient | Direct Linear Ambient Luminaires | Standard | FALSE | [9 empty] | 42284 | Dimmable | Continuous Below 10 | NotYetVerified |  | 3 | 8036.3564 | 102.4915 | 78.41 | 13.5 | 0.9596 | 3053 | 83.98
P3N2TRH7 | Intell Lighting Incorporated | FUF | FUF4-60-3K-H-FR-X-X-X-X | Indoor Luminaires | Linear Ambient | Direct Linear Ambient Luminaires | Standard | FALSE | [9 empty] | 42284 | Dimmable | Continuous Below 10 | NotYetVerified |  | 3 | 6401 | 107.2 | 59.72 | 18.95 | 0.9235 | 3051 | 84.22
PS9FBWTT | Visioneering Corp | Visioneering | LEL24-LED850K020LUNV-[B39 All Finish Packaging and Wiring Options Excluding B15 and B15(3)] | Indoor Luminaires | Linear Ambient | Direct Linear Ambient Luminaires | Standard | TRUE | 2408 | 123.6 | 19.49 | 10.52 | 0.9902 | 5142 | 82.41 | 5 | 50000 | 42279 |  |  | Yes |  | 3 | 2167 | 105.6 | 20.53 | 10.7 | 0.8946 | 5000 | 83.6
P9VP4VFV | Visioneering Corp | Visioneering | LEL24-LED835K020LUNV-[B39 All Finish Packaging and Wiring Options Excluding B15 and B15(3)] | Indoor Luminaires | Linear Ambient | Direct Linear Ambient Luminaires | Standard | TRUE | 2047 | 99.71 | 20.53 | 10.52 | 0.9902 | 3539 | 84 | 5 | 50000 | 42279 |  |  | Yes |  | 3 | 2047 | 99.7 | 20.53 | 10.7 | 0.8946 | 3500 | 83.6
P7373AJB | Visioneering Corp | Visioneering | LEL48-LED850K020LUNV-[B39 All Finish Packaging and Wiring Options Excluding B15 and B15(3)] | Indoor Luminaires | Linear Ambient | Direct Linear Ambient Luminaires | Standard | FALSE | [9 empty] | 42279 |  |  | Yes |  | 3 | 2167 | 105.6 | 20.53 | 10.7 | 0.8946 | 5000 | 83.6
PJXXDDUF | Visioneering Corp | Visioneering | LEL48-LED840K020LUNV-[B39 All Finish Packaging and Wiring Options Excluding B15 and B15(3)] | Indoor Luminaires | Linear Ambient | Direct Linear Ambient Luminaires | Standard | FALSE | [9 empty] | 42279 |  |  | Yes |  | 3 | 2107 | 102.6 | 20.53 | 10.7 | 0.8946 | 4000 | 83.6
PH85S35M | Visioneering Corp | Visioneering | LEL24-LED840K020LUNV-[B39 All Finish Packaging and Wiring Options Excluding B15 and B15(3)] | Indoor Luminaires | Linear Ambient | Direct Linear Ambient Luminaires | Standard | FALSE | [9 empty] | 42279 |  |  | Yes |  | 3 | 2107 | 102.6 | 20.53 | 10.7 | 0.8946 | 4000 | 83.6
PX9YM5Q6 | Visioneering Corp | Visioneering | LEL48-LED835K020LUNV-[B39 All Finish Packaging and Wiring Options Excluding B15 and B15(3)] | Indoor Luminaires | Linear Ambient | Direct Linear Ambient Luminaires | Standard | FALSE | [9 empty] | 42279 |  |  | Yes |  | 3 | 2047 | 99.7 | 20.53 | 10.7 | 0.8946 | 3500 | 83.6
PPNM44YY | Linmore LED Labs | Linmore LED | LL-URS-4NA-2-35K-60W | Indoor Luminaires | Linear Ambient | Direct Linear Ambient Luminaires | Standard | TRUE | 8993.93 | 142 | 63.39 | 7 | 0.99 | 3426 | 82 | 10 | 88000 | 42277 |  |  | No |  | 3 | 8993.93 | 142 | 63.39 | 6 | 0.99 | 3462 | 82
PVRX8X9K | JayKal LED Solutions Inc. | Jaykal | JLS68103-G60-SL-4Z | Indoor Luminaires | Linear Ambient | Direct Linear Ambient Luminaires | Standard | TRUE | 5884.605 | 105.436 | 55.812 | 3.06 | 0.9877 | 4208 | 82.4 | 5 | 50000 | 42277 |  |  | Yes | Only qualified with Ceiling or Ceiling Suspended mounting options | 3 | 5884.605 | 105.436 | 55.812 | 3.06 | 0.9877 | 4208 | 82.4
P5FFVTUW | JayKal LED Solutions Inc. | Jaykal | JLS68103-G40-SL-4Z | Indoor Luminaires | Linear Ambient | Direct Linear Ambient Luminaires | Standard | TRUE | 4202.397 | 108.46 | 38.746 | 22.14 | 0.9181 | 4194 | 82.4 | 5 | 50000 | 42277 |  |  | Yes | Only qualified with Ceiling or Ceiling Suspended mounting options | 3 | 4202.397 | 108.46 | 38.746 | 22.14 | 0.9181 | 4194 | 82.4
PZDA5SUS | LONYUNG LED LIGHTING CO.LTD | LONYUNG | LY-T8DL1200-22W 3000K | Indoor Luminaires | Linear Ambient | Direct Linear Ambient Luminaires | Standard | TRUE | 2385.13 | 115 | 20.98 | 16.64 | 0.895 | 2899 | 82.8 | 5 | 50000 | 42277 |  |  | No |  | 3 | 2540 | 115.45 | 22 | 20 | 0.9 | 3000 | 83
PTXJ2MZN | JayKal LED Solutions Inc. | Jaykal | JLS68103-G30-SL-4Z | Indoor Luminaires | Linear Ambient | Direct Linear Ambient Luminaires | Standard | TRUE | 3213.932 | 111.013 | 28.951 | 21.43 | 0.8815 | 4191 | 82.5 | 5 | 50000 | 42277 |  |  | Yes | Only qualified with Ceiling or Ceiling Suspended mounting options | 3 | 3213.932 | 111.013 | 28.951 | 21.43 | 0.8815 | 4191 | 82.5
PHJ31UH3 | Mercury Lighting Products Co. Inc. | MERCURY LIGHTING | LW3-4-2100-50K-HTA-U30-UNI-SR-XXXX | Indoor Luminaires | Linear Ambient | Direct Linear Ambient Luminaires | Standard | FALSE | [9 empty] | 42277 |  |  | Yes |  | 3 | 2305.61 | 106.64 | 21.62 | 8.9 | 0.927 | 5000 | 80
PH55NBWQ | Mercury Lighting Products Co. Inc. | MERCURY LIGHTING | LW3-4-3800-50K-HTA-U55-UNI-SR-XXXX | Indoor Luminaires | Linear Ambient | Direct Linear Ambient Luminaires | Standard | FALSE | [9 empty] | 42277 |  |  | Yes |  | 3 | 3831.28 | 102.82 | 37.26 | 8.89 | 0.964 | 5000 | 80
PGCAUPN1 | Mercury Lighting Products Co. Inc. | MERCURY LIGHTING | LW4-4-2100-50K-HTA-U30-UNI-XXXX | Indoor Luminaires | Linear Ambient | Direct Linear Ambient Luminaires | Standard | FALSE | [9 empty] | 42277 |  |  | Yes |  | 3 | 2189 | 99.86 | 21.92 | 8.86 | 0.929 | 5000 | 80
P6P2KNNR | Mercury Lighting Products Co. Inc. | MERCURY LIGHTING | LW14-4-2100-50K-HTA-U30-UNI-XXXX | Indoor Luminaires | Linear Ambient | Direct Linear Ambient Luminaires | Standard | FALSE | [9 empty] | 42277 |  |  | Yes |  | 3 | 2189 | 99.86 | 21.92 | 8.86 | 0.929 | 5000 | 80
PQ9RBX6D | Mercury Lighting Products Co. Inc. | MERCURY LIGHTING | LW4-2-2100-50K-HTA-U30-UNI-XXXX | Indoor Luminaires | Linear Ambient | Direct Linear Ambient Luminaires | Standard | FALSE | [9 empty] | 42277 |  |  | Yes |  | 3 | 2230 | 98.45 | 22.65 | 8.76 | 0.932 | 5000 | 80
P7DRXRGQ | Mercury Lighting Products Co. Inc. | MERCURY LIGHTING | LW14-2-2100-50K-HTA-U30-UNI-XXXX | Indoor Luminaires | Linear Ambient | Direct Linear Ambient Luminaires | Standard | FALSE | [9 empty] | 42277 |  |  | Yes |  | 3 | 2230 | 98.45 | 22.65 | 8.76 | 0.932 | 5000 | 80
PHB1XP7P | Mercury Lighting Products Co. Inc. | MERCURY LIGHTING | LW3-2-2100-50K-HTA-U30-UNI-SR-XXXX | Indoor Luminaires | Linear Ambient | Direct Linear Ambient Luminaires | Standard | FALSE | [9 empty] | 42277 |  |  | Yes |  | 3 | 2184.85 | 93.21 | 23.44 | 8.76 | 0.932 | 5000 | 80
PNAZ947S | Mercury Lighting Products Co. Inc. | MERCURY LIGHTING | LW14-4-4500-50K-HTA-U55-UNI-XXXX | Indoor Luminaires | Linear Ambient | Direct Linear Ambient Luminaires | Standard | FALSE | [9 empty] | 42277 |  |  | Yes |  | 3 | 4686 | 105.13 | 44.57 | 8.74 | 0.97 | 5000 | 80
P5BCEMDZ | Mercury Lighting Products Co. Inc. | MERCURY LIGHTING | LW4-4-4500-50K-HTA-U55-UNI-XXXX | Indoor Luminaires | Linear Ambient | Direct Linear Ambient Luminaires | Standard | FALSE | [9 empty] | 42277 |  |  | Yes |  | 3 | 4686 | 105.13 | 44.57 | 8.74 | 0.97 | 5000 | 80
PMT631M2 | Mercury Lighting Products Co. Inc. | MERCURY LIGHTING | LW3-4-4500-50K-HTA-U55-UNI-SR-XXXX | Indoor Luminaires | Linear Ambient | Direct Linear Ambient Luminaires | Standard | FALSE | [9 empty] | 42277 |  |  | Yes |  | 3 | 4582.04 | 99.2 | 46.19 | 8.71 | 0.971 | 5000 | 80
PUZBQ5UU | Mercury Lighting Products Co. Inc. | MERCURY LIGHTING | LW3-4-4800-50K-HTA-U55-UNI-SR-XXXX | Indoor Luminaires | Linear Ambient | Direct Linear Ambient Luminaires | Standard | FALSE | [9 empty] | 42277 |  |  | Yes |  | 3 | 4837.66 | 98.14 | 49.29 | 8.65 | 0.973 | 5000 | 80
PZQ95XG7 | Mercury Lighting Products Co. Inc. | MERCURY LIGHTING | LW14-4-5000-50K-HTA-U55-UNI-XXXX | Indoor Luminaires | Linear Ambient | Direct Linear Ambient Luminaires | Standard | FALSE | [9 empty] | 42277 |  |  | Yes |  | 3 | 5176 | 103.45 | 50.03 | 8.64 | 0.973 | 5000 | 80
PPHMXBUP | Mercury Lighting Products Co. Inc. | MERCURY LIGHTING | LW4-4-5000-50K-HTA-U55-UNI-XXXX | Indoor Luminaires | Linear Ambient | Direct Linear Ambient Luminaires | Standard | FALSE | [9 empty] | 42277 |  |  | Yes |  | 3 | 5176 | 103.45 | 50.03 | 8.64 | 0.973 | 5000 | 80
PZF4RSN4 | Mercury Lighting Products Co. Inc. | MERCURY LIGHTING | LW4-8-10000-50K-HTA-U55-UNI-2D-XXXX | Indoor Luminaires | Linear Ambient | Direct Linear Ambient Luminaires | Standard | FALSE | [9 empty] | 42277 |  |  | Yes |  | 2.1 | 10728 | 103.47 | 103.68 | 8.59 | 0.975 | 5000 | 80
PCTNB3UQ | Mercury Lighting Products Co. Inc. | MERCURY LIGHTING | LW14-8-10000-50K-HTA-U55-UNI-2D-XXXX | Indoor Luminaires | Linear Ambient | Direct Linear Ambient Luminaires | Standard | FALSE | [9 empty] | 42277 |  |  | Yes |  | 2.1 | 10728 | 103.47 | 103.68 | 8.59 | 0.975 | 5000 | 80
PQ9Z1BNX | Mercury Lighting Products Co. Inc. | MERCURY LIGHTING | LW14-8-6000-50K-HTA-U55-UNI-XXXX | Indoor Luminaires | Linear Ambient | Direct Linear Ambient Luminaires | Standard | FALSE | [9 empty] | 42277 |  |  | Yes |  | 3 | 6130 | 102.83 | 59.61 | 8.53 | 0.977 | 5000 | 80
P358SH86 | Mercury Lighting Products Co. Inc. | MERCURY LIGHTING | LW4-8-6000-50K-HTA-U55-UNI-2D-XXXX | Indoor Luminaires | Linear Ambient | Direct Linear Ambient Luminaires | Standard | FALSE | [9 empty] | 42277 |  |  | Yes |  | 2.1 | 6130 | 102.83 | 59.61 | 8.53 | 0.977 | 5000 | 80
PKAX6A9R | Mercury Lighting Products Co. Inc. | MERCURY LIGHTING | LW14-2-2300-50K-HTA-U30-UNI-XXXX | Indoor Luminaires | Linear Ambient | Direct Linear Ambient Luminaires | Standard | FALSE | [9 empty] | 42277 |  |  | Yes |  | 3 | 2423 | 98.25 | 24.66 | 8.52 | 0.94 | 5000 | 80
P8RQC5YB | Mercury Lighting Products Co. Inc. | MERCURY LIGHTING | LW4-2-2300-50K-HTA-U30-UNI-XXXX | Indoor Luminaires | Linear Ambient | Direct Linear Ambient Luminaires | Standard | FALSE | [9 empty] | 42277 |  |  | Yes |  | 3 | 2423 | 98.25 | 24.66 | 8.52 | 0.94 | 5000 | 80
P4AHFQKM | Mercury Lighting Products Co. Inc. | MERCURY LIGHTING | LW3-2-2300-50K-HTA-U30-UNI-SR-XXXX | Indoor Luminaires | Linear Ambient | Direct Linear Ambient Luminaires | Standard | FALSE | [9 empty] | 42277 |  |  | Yes |  | 3 | 2399.2 | 92.77 | 25.86 | 8.52 | 0.94 | 5000 | 80
PAKDD6QY | Mercury Lighting Products Co. Inc. | MERCURY LIGHTING | LW4-2-2500-50K-HTA-U30-UNI-XXXX | Indoor Luminaires | Linear Ambient | Direct Linear Ambient Luminaires | Standard | FALSE | [9 empty] | 42277 |  |  | Yes |  | 3 | 2635 | 97.62 | 26.99 | 8.28 | 0.947 | 5000 | 80
P6X1BEGT | Mercury Lighting Products Co. Inc. | MERCURY LIGHTING | LW14-2-2500-50K-HTA-U30-UNI-XXXX | Indoor Luminaires | Linear Ambient | Direct Linear Ambient Luminaires | Standard | FALSE | [9 empty] | 42277 |  |  | Yes |  | 3 | 2635 | 97.62 | 26.99 | 8.28 | 0.947 | 5000 | 80
PSUAPD1S | Mercury Lighting Products Co. Inc. | MERCURY LIGHTING | LW4-2-2700-50K-HTA-U30-UNI-XXXX | Indoor Luminaires | Linear Ambient | Direct Linear Ambient Luminaires | Standard | FALSE | [9 empty] | 42277 |  |  | Yes |  | 3 | 2682 | 97.42 | 27.53 | 8.23 | 0.948 | 5000 | 80
PMZJ43CX | Mercury Lighting Products Co. Inc. | MERCURY LIGHTING | LW14-2-2700-50K-HTA-U30-UNI-XXXX | Indoor Luminaires | Linear Ambient | Direct Linear Ambient Luminaires | Standard | FALSE | [9 empty] | 42277 |  |  | Yes |  | 3 | 2682 | 97.42 | 27.53 | 8.23 | 0.948 | 5000 | 80
PUMNVRFW | Mercury Lighting Products Co. Inc. | MERCURY LIGHTING | LW3-4-2100-40K-HTA-U30-UNI-SR-XXXX | Indoor Luminaires | Linear Ambient | Direct Linear Ambient Luminaires | Standard | FALSE | [9 empty] | 42277 |  |  | Yes |  | 3 | 2237.18 | 103.47 | 21.62 | 8.9 | 0.927 | 4000 | 80
P575H294 | Mercury Lighting Products Co. Inc. | MERCURY LIGHTING | LW3-4-3800-40K-HTA-U55-UNI-SR-XXXX | Indoor Luminaires | Linear Ambient | Direct Linear Ambient Luminaires | Standard | FALSE | [9 empty] | 42277 |  |  | Yes |  | 3 | 3718.57 | 99.8 | 37.26 | 8.89 | 0.964 | 4000 | 80
PWX8NPEU | Mercury Lighting Products Co. Inc. | MERCURY LIGHTING | LW14-4-2100-40K-HTA-U30-UNI-XXXX | Indoor Luminaires | Linear Ambient | Direct Linear Ambient Luminaires | Standard | FALSE | [9 empty] | 42277 |  |  | Yes |  | 3 | 2121 | 96.76 | 21.92 | 8.86 | 0.929 | 4000 | 80
P7ZWT3QT | Mercury Lighting Products Co. Inc. | MERCURY LIGHTING | LW4-4-2100-40K-HTA-U30-UNI-XXXX | Indoor Luminaires | Linear Ambient | Direct Linear Ambient Luminaires | Standard | FALSE | [9 empty] | 42277 |  |  | Yes |  | 3 | 2121 | 96.76 | 21.92 | 8.86 | 0.929 | 4000 | 80
PU824BR2 | Mercury Lighting Products Co. Inc. | MERCURY LIGHTING | LW14-2-2100-40K-HTA-U30-UNI-XXXX | Indoor Luminaires | Linear Ambient | Direct Linear Ambient Luminaires | Standard | FALSE | [9 empty] | 42277 |  |  | Yes |  | 3 | 2160 | 95.36 | 22.65 | 8.76 | 0.932 | 4000 | 80
PK4GQBCS | Mercury Lighting Products Co. Inc. | MERCURY LIGHTING | LW4-2-2100-40K-HTA-U30-UNI-XXXX | Indoor Luminaires | Linear Ambient | Direct Linear Ambient Luminaires | Standard | FALSE | [9 empty] | 42277 |  |  | Yes |  | 3 | 2160 | 95.36 | 22.65 | 8.76 | 0.932 | 4000 | 80
PT5AYRSJ | Mercury Lighting Products Co. Inc. | MERCURY LIGHTING | LW3-2-2100-40K-HTA-U30-UNI-SR-XXXX | Indoor Luminaires | Linear Ambient | Direct Linear Ambient Luminaires | Standard | FALSE | [9 empty] | 42277 |  |  | Yes |  | 3 | 2120.44 | 90.46 | 23.44 | 8.76 | 0.932 | 4000 | 80
PDF26PPS | Mercury Lighting Products Co. Inc. | MERCURY LIGHTING | LW4-4-4500-40K-HTA-U55-UNI-XXXX | Indoor Luminaires | Linear Ambient | Direct Linear Ambient Luminaires | Standard | FALSE | [9 empty] | 42277 |  |  | Yes |  | 3 | 4540 | 101.86 | 44.57 | 8.74 | 0.97 | 4000 | 80
P13PYDMP | Mercury Lighting Products Co. Inc. | MERCURY LIGHTING | LW14-4-4500-40K-HTA-U55-UNI-XXXX | Indoor Luminaires | Linear Ambient | Direct Linear Ambient Luminaires | Standard | FALSE | [9 empty] | 42277 |  |  | Yes |  | 3 | 4540 | 101.86 | 44.57 | 8.74 | 0.97 | 4000 | 80
PZRA8QC7 | Mercury Lighting Products Co. Inc. | MERCURY LIGHTING | LW3-4-4500-40K-HTA-U55-UNI-SR-XXXX | Indoor Luminaires | Linear Ambient | Direct Linear Ambient Luminaires | Standard | FALSE | [9 empty] | 42277 |  |  | Yes |  | 3 | 4447.19 | 96.28 | 46.19 | 8.71 | 0.971 | 4000 | 80
P927D58X | Mercury Lighting Products Co. Inc. | MERCURY LIGHTING | LW3-4-4800-40K-HTA-U55-UNI-SR-XXXX | Indoor Luminaires | Linear Ambient | Direct Linear Ambient Luminaires | Standard | FALSE | [9 empty] | 42277 |  |  | Yes |  | 3 | 4694.76 | 95.24 | 49.29 | 8.65 | 0.973 | 4000 | 80
PN4EWRK9 | Mercury Lighting Products Co. Inc. | MERCURY LIGHTING | LW4-4-5000-40K-HTA-U55-UNI-XXXX | Indoor Luminaires | Linear Ambient | Direct Linear Ambient Luminaires | Standard | FALSE | [9 empty] | 42277 |  |  | Yes |  | 3 | 5014 | 100.21 | 50.03 | 8.64 | 0.973 | 4000 | 80
PDEK9TM9 | Mercury Lighting Products Co. Inc. | MERCURY LIGHTING | LW14-4-5000-40K-HTA-U55-UNI-XXXX | Indoor Luminaires | Linear Ambient | Direct Linear Ambient Luminaires | Standard | FALSE | [9 empty] | 42277 |  |  | Yes |  | 3 | 5014 | 100.21 | 50.03 | 8.64 | 0.973 | 4000 | 80
PQE23DC7 | Mercury Lighting Products Co. Inc. | MERCURY LIGHTING | LW4-8-10000-40K-HTA-U55-UNI-2D-XXXX | Indoor Luminaires | Linear Ambient | Direct Linear Ambient Luminaires | Standard | FALSE | [9 empty] | 42277 |  |  | Yes |  | 2.1 | 10392 | 100.23 | 103.68 | 8.59 | 0.975 | 4000 | 80
P8ENDJM4 | Mercury Lighting Products Co. Inc. | MERCURY LIGHTING | LW14-8-10000-40K-HTA-U55-UNI-2D-XXXX | Indoor Luminaires | Linear Ambient | Direct Linear Ambient Luminaires | Standard | FALSE | [9 empty] | 42277 |  |  | Yes |  | 2.1 | 10392 | 100.23 | 103.68 | 8.59 | 0.975 | 4000 | 80
PXP2MTSE | Mercury Lighting Products Co. Inc. | MERCURY LIGHTING | LW4-8-6000-40K-HTA-U55-UNI-2D-XXXX | Indoor Luminaires | Linear Ambient | Direct Linear Ambient Luminaires | Standard | FALSE | [9 empty] | 42277 |  |  | Yes |  | 2.1 | 5938 | 99.61 | 59.61 | 8.53 | 0.977 | 4000 | 80
PGDJPNYK | Mercury Lighting Products Co. Inc. | MERCURY LIGHTING | LW14-8-6000-40K-HTA-U55-UNI-XXXX | Indoor Luminaires | Linear Ambient | Direct Linear Ambient Luminaires | Standard | FALSE | [9 empty] | 42277 |  |  | Yes |  | 3 | 5938 | 99.61 | 59.61 | 8.53 | 0.977 | 4000 | 80
PRDWQE2D | Mercury Lighting Products Co. Inc. | MERCURY LIGHTING | LW4-2-2300-40K-HTA-U30-UNI-XXXX | Indoor Luminaires | Linear Ambient | Direct Linear Ambient Luminaires | Standard | FALSE | [9 empty] | 42277 |  |  | Yes |  | 3 | 2347 | 95.17 | 24.66 | 8.52 | 0.94 | 4000 | 80
PB7Z2MSD | Mercury Lighting Products Co. Inc. | MERCURY LIGHTING | LW14-2-2300-40K-HTA-U30-UNI-XXXX | Indoor Luminaires | Linear Ambient | Direct Linear Ambient Luminaires | Standard | FALSE | [9 empty] | 42277 |  |  | Yes |  | 3 | 2347 | 95.17 | 24.66 | 8.52 | 0.94 | 4000 | 80
P494H5TE | Mercury Lighting Products Co. Inc. | MERCURY LIGHTING | LW3-2-2300-40K-HTA-U30-UNI-SR-XXXX | Indoor Luminaires | Linear Ambient | Direct Linear Ambient Luminaires | Standard | FALSE | [9 empty] | 42277 |  |  | Yes |  | 3 | 2327.75 | 90.01 | 25.86 | 8.52 | 0.94 | 4000 | 80
PGZKQV31 | Mercury Lighting Products Co. Inc. | MERCURY LIGHTING | LW14-2-2500-40K-HTA-U30-UNI-XXXX | Indoor Luminaires | Linear Ambient | Direct Linear Ambient Luminaires | Standard | FALSE | [9 empty] | 42277 |  |  | Yes |  | 3 | 2553 | 94.59 | 26.99 | 8.28 | 0.947 | 4000 | 80
P9P1VZEP | Mercury Lighting Products Co. Inc. | MERCURY LIGHTING | LW4-2-2500-40K-HTA-U30-UNI-XXXX | Indoor Luminaires | Linear Ambient | Direct Linear Ambient Luminaires | Standard | FALSE | [9 empty] | 42277 |  |  | Yes |  | 3 | 2553 | 94.59 | 26.99 | 8.28 | 0.947 | 4000 | 80
PYQD8DXR | Mercury Lighting Products Co. Inc. | MERCURY LIGHTING | LW14-2-2700-40K-HTA-U30-UNI-XXXX | Indoor Luminaires | Linear Ambient | Direct Linear Ambient Luminaires | Standard | FALSE | [9 empty] | 42277 |  |  | Yes |  | 3 | 2598 | 94.36 | 27.53 | 8.23 | 0.948 | 4000 | 80
P2ATU85H | Mercury Lighting Products Co. Inc. | MERCURY LIGHTING | LW4-2-2700-40K-HTA-U30-UNI-XXXX | Indoor Luminaires | Linear Ambient | Direct Linear Ambient Luminaires | Standard | FALSE | [9 empty] | 42277 |  |  | Yes |  | 3 | 2598 | 94.36 | 27.53 | 8.23 | 0.948 | 4000 | 80
PQU8ADWJ | Mercury Lighting Products Co. Inc. | MERCURY LIGHTING | LW3-4-2100-35K-HTA-U30-UNI-SR-XXXX | Indoor Luminaires | Linear Ambient | Direct Linear Ambient Luminaires | Standard | FALSE | [9 empty] | 42277 |  |  | Yes |  | 3 | 2169.75 | 100.35 | 21.62 | 8.9 | 0.927 | 3500 | 80
P2ATURZ1 | Mercury Lighting Products Co. Inc. | MERCURY LIGHTING | LW3-4-3800-35K-HTA-U55-UNI-SR-XXXX | Indoor Luminaires | Linear Ambient | Direct Linear Ambient Luminaires | Standard | FALSE | [9 empty] | 42277 |  |  | Yes |  | 3 | 3605.85 | 96.77 | 37.26 | 8.89 | 0.964 | 3500 | 80
PSPQ9J5R | Mercury Lighting Products Co. Inc. | MERCURY LIGHTING | LW4-4-2100-35K-HTA-U30-UNI-XXXX | Indoor Luminaires | Linear Ambient | Direct Linear Ambient Luminaires | Standard | FALSE | [9 empty] | 42277 |  |  | Yes |  | 3 | 2052 | 93.61 | 21.92 | 8.86 | 0.929 | 3500 | 80
PR3JBEYA | Mercury Lighting Products Co. Inc. | MERCURY LIGHTING | LW14-4-2100-35K-HTA-U30-UNI-XXXX | Indoor Luminaires | Linear Ambient | Direct Linear Ambient Luminaires | Standard | FALSE | [9 empty] | 42277 |  |  | Yes |  | 3 | 2052 | 93.61 | 21.92 | 8.86 | 0.929 | 3500 | 80
PZHT2KJB | Mercury Lighting Products Co. Inc. | MERCURY LIGHTING | LW14-2-2100-35K-HTA-U30-UNI-XXXX | Indoor Luminaires | Linear Ambient | Direct Linear Ambient Luminaires | Standard | FALSE | [9 empty] | 42277 |  |  | Yes |  | 3 | 2091 | 92.31 | 22.65 | 8.76 | 0.932 | 3500 | 80
P2RX5Z7H | Mercury Lighting Products Co. Inc. | MERCURY LIGHTING | LW4-2-2100-35K-HTA-U30-UNI-XXXX | Indoor Luminaires | Linear Ambient | Direct Linear Ambient Luminaires | Standard | FALSE | [9 empty] | 42277 |  |  | Yes |  | 3 | 2091 | 92.31 | 22.65 | 8.76 | 0.932 | 3500 | 80
P44ZKXPG | Mercury Lighting Products Co. Inc. | MERCURY LIGHTING | LW3-2-2100-35K-HTA-U30-UNI-SR-XXXX | Indoor Luminaires | Linear Ambient | Direct Linear Ambient Luminaires | Standard | FALSE | [9 empty] | 42277 |  |  | Yes |  | 3 | 2057.04 | 87.75 | 23.44 | 8.76 | 0.932 | 3500 | 80
PTT5YB2S | Mercury Lighting Products Co. Inc. | MERCURY LIGHTING | LW4-4-4500-35K-HTA-U55-UNI-XXXX | Indoor Luminaires | Linear Ambient | Direct Linear Ambient Luminaires | Standard | FALSE | [9 empty] | 42277 |  |  | Yes |  | 3 | 4394 | 98.58 | 44.57 | 8.74 | 0.97 | 3500 | 80
P3PVBD4B | Mercury Lighting Products Co. Inc. | MERCURY LIGHTING | LW14-4-4500-35K-HTA-U55-UNI-XXXX | Indoor Luminaires | Linear Ambient | Direct Linear Ambient Luminaires | Standard | FALSE | [9 empty] | 42277 |  |  | Yes |  | 3 | 4394 | 98.58 | 44.57 | 8.74 | 0.97 | 3500 | 80
P5CKHHH2 | Mercury Lighting Products Co. Inc. | MERCURY LIGHTING | LW3-4-4500-35K-HTA-U55-UNI-SR-XXXX | Indoor Luminaires | Linear Ambient | Direct Linear Ambient Luminaires | Standard | FALSE | [9 empty] | 42277 |  |  | Yes |  | 3 | 4312.33 | 93.36 | 46.19 | 8.71 | 0.971 | 3500 | 80
PXKAM9CA | Mercury Lighting Products Co. Inc. | MERCURY LIGHTING | LW3-4-4800-35K-HTA-U55-UNI-SR-XXXX | Indoor Luminaires | Linear Ambient | Direct Linear Ambient Luminaires | Standard | FALSE | [9 empty] | 42277 |  |  | Yes |  | 3 | 4552.86 | 92.36 | 49.29 | 8.65 | 0.973 | 3500 | 80
PE9WQA7N | Mercury Lighting Products Co. Inc. | MERCURY LIGHTING | LW4-4-5000-35K-HTA-U55-UNI-XXXX | Indoor Luminaires | Linear Ambient | Direct Linear Ambient Luminaires | Standard | FALSE | [9 empty] | 42277 |  |  | Yes |  | 3 | 4852 | 96.98 | 50.03 | 8.64 | 0.973 | 3500 | 80
P19Z5PEW | Mercury Lighting Products Co. Inc. | MERCURY LIGHTING | LW14-4-5000-35K-HTA-U55-UNI-XXXX | Indoor Luminaires | Linear Ambient | Direct Linear Ambient Luminaires | Standard | FALSE | [9 empty] | 42277 |  |  | Yes |  | 3 | 4852 | 96.98 | 50.03 | 8.64 | 0.973 | 3500 | 80
P5MRSVPN | Mercury Lighting Products Co. Inc. | MERCURY LIGHTING | LW4-8-10000-35K-HTA-U55-UNI-2D-XXXX | Indoor Luminaires | Linear Ambient | Direct Linear Ambient Luminaires | Standard | FALSE | [9 empty] | 42277 |  |  | Yes |  | 2.1 | 10057 | 97 | 103.68 | 8.59 | 0.975 | 3500 | 80
P2NHNVGY | Mercury Lighting Products Co. Inc. | MERCURY LIGHTING | LW14-8-10000-35K-HTA-U55-UNI-2D-XXXX | Indoor Luminaires | Linear Ambient | Direct Linear Ambient Luminaires | Standard | FALSE | [9 empty] | 42277 |  |  | Yes |  | 2.1 | 10057 | 97 | 103.68 | 8.59 | 0.975 | 3500 | 80
PGP7D44M | Mercury Lighting Products Co. Inc. | MERCURY LIGHTING | LW14-8-6000-35K-HTA-U55-UNI-XXXX | Indoor Luminaires | Linear Ambient | Direct Linear Ambient Luminaires | Standard | FALSE | [9 empty] | 42277 |  |  | Yes |  | 3 | 5747 | 96.4 | 59.61 | 8.53 | 0.977 | 3500 | 80
PGDNMCTC | Mercury Lighting Products Co. Inc. | MERCURY LIGHTING | LW4-8-6000-35K-HTA-U55-UNI-2D-XXXX | Indoor Luminaires | Linear Ambient | Direct Linear Ambient Luminaires | Standard | FALSE | [9 empty] | 42277 |  |  | Yes |  | 2.1 | 5747 | 96.4 | 59.61 | 8.53 | 0.977 | 3500 | 80
PJQ99ZEW | Mercury Lighting Products Co. Inc. | MERCURY LIGHTING | LW14-2-2300-35K-HTA-U30-UNI-XXXX | Indoor Luminaires | Linear Ambient | Direct Linear Ambient Luminaires | Standard | FALSE | [9 empty] | 42277 |  |  | Yes |  | 3 | 2271 | 92.09 | 24.66 | 8.52 | 0.94 | 3500 | 80
PF21AS7P | Mercury Lighting Products Co. Inc. | MERCURY LIGHTING | LW4-2-2300-35K-HTA-U30-UNI-XXXX | Indoor Luminaires | Linear Ambient | Direct Linear Ambient Luminaires | Standard | FALSE | [9 empty] | 42277 |  |  | Yes |  | 3 | 2271 | 92.09 | 24.66 | 8.52 | 0.94 | 3500 | 80
PN2WF6D8 | Mercury Lighting Products Co. Inc. | MERCURY LIGHTING | LW3-2-2300-35K-HTA-U30-UNI-SR-XXXX | Indoor Luminaires | Linear Ambient | Direct Linear Ambient Luminaires | Standard | FALSE | [9 empty] | 42277 |  |  | Yes |  | 3 | 2257.31 | 87.28 | 25.86 | 8.52 | 0.94 | 3500 | 80
PRW59E7R | Mercury Lighting Products Co. Inc. | MERCURY LIGHTING | LW14-2-2500-35K-HTA-U30-UNI-XXXX | Indoor Luminaires | Linear Ambient | Direct Linear Ambient Luminaires | Standard | FALSE | [9 empty] | 42277 |  |  | Yes |  | 3 | 2470 | 91.51 | 26.99 | 8.28 | 0.947 | 3500 | 80
PEDWQNED | Mercury Lighting Products Co. Inc. | MERCURY LIGHTING | LW4-2-2500-35K-HTA-U30-UNI-XXXX | Indoor Luminaires | Linear Ambient | Direct Linear Ambient Luminaires | Standard | FALSE | [9 empty] | 42277 |  |  | Yes |  | 3 | 2470 | 91.51 | 26.99 | 8.28 | 0.947 | 3500 | 80
PPKA3MPQ | Mercury Lighting Products Co. Inc. | MERCURY LIGHTING | LW4-2-2700-35K-HTA-U30-UNI-XXXX | Indoor Luminaires | Linear Ambient | Direct Linear Ambient Luminaires | Standard | FALSE | [9 empty] | 42277 |  |  | Yes |  | 3 | 2514 | 91.31 | 27.53 | 8.23 | 0.948 | 3500 | 80
PM26JS2D | Mercury Lighting Products Co. Inc. | MERCURY LIGHTING | LW14-2-2700-35K-HTA-U30-UNI-XXXX | Indoor Luminaires | Linear Ambient | Direct Linear Ambient Luminaires | Standard | FALSE | [9 empty] | 42277 |  |  | Yes |  | 3 | 2514 | 91.31 | 27.53 | 8.23 | 0.948 | 3500 | 80
PHGSNCAH | Mercury Lighting Products Co. Inc. | MERCURY LIGHTING | LW3-4-2100-30K-HTA-U30-UNI-SR-XXXX | Indoor Luminaires | Linear Ambient | Direct Linear Ambient Luminaires | Standard | FALSE | [9 empty] | 42277 |  |  | Yes |  | 3 | 2135.53 | 98.77 | 21.62 | 8.9 | 0.927 | 3000 | 80
PJ9BE794 | Mercury Lighting Products Co. Inc. | MERCURY LIGHTING | LW3-4-3800-30K-HTA-U55-UNI-SR-XXXX | Indoor Luminaires | Linear Ambient | Direct Linear Ambient Luminaires | Standard | FALSE | [9 empty] | 42277 |  |  | Yes |  | 3 | 3549.5 | 95.26 | 37.26 | 8.89 | 0.964 | 3000 | 80
PADJU62H | Mercury Lighting Products Co. Inc. | MERCURY LIGHTING | LW14-4-2100-30K-HTA-U30-UNI-XXXX | Indoor Luminaires | Linear Ambient | Direct Linear Ambient Luminaires | Standard | FALSE | [9 empty] | 42277 |  |  | Yes |  | 3 | 2018 | 92.06 | 21.92 | 8.86 | 0.929 | 3000 | 80
P67MC2HD | Mercury Lighting Products Co. Inc. | MERCURY LIGHTING | LW4-4-2100-30K-HTA-U30-UNI-XXXX | Indoor Luminaires | Linear Ambient | Direct Linear Ambient Luminaires | Standard | FALSE | [9 empty] | 42277 |  |  | Yes |  | 3 | 2018 | 92.06 | 21.92 | 8.86 | 0.929 | 3000 | 80
PQYADN15 | Mercury Lighting Products Co. Inc. | MERCURY LIGHTING | LW14-2-2100-30K-HTA-U30-UNI-XXXX | Indoor Luminaires | Linear Ambient | Direct Linear Ambient Luminaires | Standard | FALSE | [9 empty] | 42277 |  |  | Yes |  | 3 | 2056 | 90.77 | 22.65 | 8.76 | 0.932 | 3000 | 80
PECAWUCD | Mercury Lighting Products Co. Inc. | MERCURY LIGHTING | LW4-2-2100-30K-HTA-U30-UNI-XXXX | Indoor Luminaires | Linear Ambient | Direct Linear Ambient Luminaires | Standard | FALSE | [9 empty] | 42277 |  |  | Yes |  | 3 | 2056 | 90.77 | 22.65 | 8.76 | 0.932 | 3000 | 80
P4T4H4CE | Mercury Lighting Products Co. Inc. | MERCURY LIGHTING | LW3-2-2100-30K-HTA-U30-UNI-SR-XXXX | Indoor Luminaires | Linear Ambient | Direct Linear Ambient Luminaires | Standard | FALSE | [9 empty] | 42277 |  |  | Yes |  | 3 | 2024.83 | 86.38 | 23.44 | 8.76 | 0.932 | 3000 | 80
PRB4FXX1 | Mercury Lighting Products Co. Inc. | MERCURY LIGHTING | LW14-4-4500-30K-HTA-U55-UNI-XXXX | Indoor Luminaires | Linear Ambient | Direct Linear Ambient Luminaires | Standard | FALSE | [9 empty] | 42277 |  |  | Yes |  | 3 | 4320 | 96.92 | 44.57 | 8.74 | 0.97 | 3000 | 80
PKJ1E2WP | Mercury Lighting Products Co. Inc. | MERCURY LIGHTING | LW4-4-4500-30K-HTA-U55-UNI-XXXX | Indoor Luminaires | Linear Ambient | Direct Linear Ambient Luminaires | Standard | FALSE | [9 empty] | 42277 |  |  | Yes |  | 3 | 4320 | 96.92 | 44.57 | 8.74 | 0.97 | 3000 | 80
P6EDY2NM | Mercury Lighting Products Co. Inc. | MERCURY LIGHTING | LW3-4-4500-30K-HTA-U55-UNI-SR-XXXX | Indoor Luminaires | Linear Ambient | Direct Linear Ambient Luminaires | Standard | FALSE | [9 empty] | 42277 |  |  | Yes |  | 3 | 4244.91 | 91.9 | 46.19 | 8.71 | 0.971 | 3000 | 80
PFB6US95 | Mercury Lighting Products Co. Inc. | MERCURY LIGHTING | LW3-4-4600-30K-HTA-U55-UNI-SR-XXXX | Indoor Luminaires | Linear Ambient | Direct Linear Ambient Luminaires | Standard | FALSE | [9 empty] | 42277 |  |  | Yes |  | 3 | 4481.41 | 90.91 | 49.29 | 8.65 | 0.973 | 3000 | 80
PXG5BAUZ | Mercury Lighting Products Co. Inc. | MERCURY LIGHTING | LW4-4-4800-30K-HTA-U55-UNI-XXXX | Indoor Luminaires | Linear Ambient | Direct Linear Ambient Luminaires | Standard | FALSE | [9 empty] | 42277 |  |  | Yes |  | 3 | 4772 | 95.38 | 50.03 | 8.64 | 0.973 | 3000 | 80
PAPY2H7C | Mercury Lighting Products Co. Inc. | MERCURY LIGHTING | LW14-4-4800-30K-HTA-U55-UNI-XXXX | Indoor Luminaires | Linear Ambient | Direct Linear Ambient Luminaires | Standard | FALSE | [9 empty] | 42277 |  |  | Yes |  | 3 | 4772 | 95.38 | 50.03 | 8.64 | 0.973 | 3000 | 80
PUUE3WCB | Mercury Lighting Products Co. Inc. | MERCURY LIGHTING | LW14-8-10000-30K-HTA-U55-UNI-2D-XXXX | Indoor Luminaires | Linear Ambient | Direct Linear Ambient Luminaires | Standard | FALSE | [9 empty] | 42277 |  |  | Yes |  | 2.1 | 9889 | 95.38 | 103.68 | 8.59 | 0.975 | 3000 | 80
PGFFWQCX | Mercury Lighting Products Co. Inc. | MERCURY LIGHTING | LW4-8-10000-30K-HTA-U55-UNI-2D-XXXX | Indoor Luminaires | Linear Ambient | Direct Linear Ambient Luminaires | Standard | FALSE | [9 empty] | 42277 |  |  | Yes |  | 2.1 | 9889 | 95.38 | 103.68 | 8.59 | 0.975 | 3000 | 80
PPP9S9D6 | Mercury Lighting Products Co. Inc. | MERCURY LIGHTING | LW14-8-6000-30K-HTA-U55-UNI-XXXX | Indoor Luminaires | Linear Ambient | Direct Linear Ambient Luminaires | Standard | FALSE | [9 empty] | 42277 |  |  | Yes |  | 3 | 5651 | 94.79 | 59.61 | 8.53 | 0.977 | 3000 | 80
P47J459E | Mercury Lighting Products Co. Inc. | MERCURY LIGHTING | LW4-8-6000-30K-HTA-U55-UNI-2D-XXXX | Indoor Luminaires | Linear Ambient | Direct Linear Ambient Luminaires | Standard | FALSE | [9 empty] | 42277 |  |  | Yes |  | 2.1 | 5651 | 94.79 | 59.61 | 8.53 | 0.977 | 3000 | 80
PQ7VHPXW | Mercury Lighting Products Co. Inc. | MERCURY LIGHTING | LW14-2-2300-30K-HTA-U30-UNI-XXXX | Indoor Luminaires | Linear Ambient | Direct Linear Ambient Luminaires | Standard | FALSE | [9 empty] | 42277 |  |  | Yes |  | 3 | 2234 | 90.59 | 24.66 | 8.52 | 0.94 | 3000 | 80
P122V6B1 | Mercury Lighting Products Co. Inc. | MERCURY LIGHTING | LW4-2-2300-30K-HTA-U30-UNI-XXXX | Indoor Luminaires | Linear Ambient | Direct Linear Ambient Luminaires | Standard | FALSE | [9 empty] | 42277 |  |  | Yes |  | 3 | 2234 | 90.59 | 24.66 | 8.52 | 0.94 | 3000 | 80
PD8TE2XZ | Mercury Lighting Products Co. Inc. | MERCURY LIGHTING | LW14-2-2500-30K-HTA-U30-UNI-XXXX | Indoor Luminaires | Linear Ambient | Direct Linear Ambient Luminaires | Standard | FALSE | [9 empty] | 42277 |  |  | Yes |  | 3 | 2429 | 89.99 | 26.99 | 8.28 | 0.947 | 3000 | 80
P9V65SUF | Mercury Lighting Products Co. Inc. | MERCURY LIGHTING | LW4-2-2500-30K-HTA-U30-UNI-XXXX | Indoor Luminaires | Linear Ambient | Direct Linear Ambient Luminaires | Standard | FALSE | [9 empty] | 42277 |  |  | Yes |  | 3 | 2429 | 89.99 | 26.99 | 8.28 | 0.947 | 3000 | 80
PV3UCSK8 | Mercury Lighting Products Co. Inc. | MERCURY LIGHTING | LW14-2-2700-30K-HTA-U30-UNI-XXXX | Indoor Luminaires | Linear Ambient | Direct Linear Ambient Luminaires | Standard | FALSE | [9 empty] | 42277 |  |  | Yes |  | 3 | 2472 | 89.79 | 27.53 | 8.23 | 0.948 | 3000 | 80
P8B5MWZD | Mercury Lighting Products Co. Inc. | MERCURY LIGHTING | LW4-2-2700-30K-HTA-U30-UNI-XXXX | Indoor Luminaires | Linear Ambient | Direct Linear Ambient Luminaires | Standard | FALSE | [9 empty] | 42277 |  |  | Yes |  | 3 | 2472 | 89.79 | 27.53 | 8.23 | 0.948 | 3000 | 80
PXH5QM3Y | LONYUNG LED LIGHTING CO.LTD | LONYUNG | LY-T8DL1200-22W 5000K | Indoor Luminaires | Linear Ambient | Direct Linear Ambient Luminaires | Standard | FALSE | [9 empty] | 42277 |  |  | No |  | 3 | 2540 | 115.45 | 22 | 20 | 0.9 | 5000 | 83
P78GNFJH | LONYUNG LED LIGHTING CO.LTD | LONYUNG | LY-T8DL1200-22W 4500K | Indoor Luminaires | Linear Ambient | Direct Linear Ambient Luminaires | Standard | FALSE | [9 empty] | 42277 |  |  | No |  | 3 | 2540 | 115.45 | 22 | 20 | 0.9 | 4500 | 83
PXDWGEW2 | LONYUNG LED LIGHTING CO.LTD | LONYUNG | LY-T8DL1200-22W 4000K | Indoor Luminaires | Linear Ambient | Direct Linear Ambient Luminaires | Standard | FALSE | [9 empty] | 42277 |  |  | No |  | 3 | 2540 | 115.45 | 22 | 20 | 0.9 | 4000 | 83
P41GSMAC | LONYUNG LED LIGHTING CO.LTD | LONYUNG | LY-T8DL1200-22W 3500K | Indoor Luminaires | Linear Ambient | Direct Linear Ambient Luminaires | Standard | FALSE | [9 empty] | 42277 |  |  | No |  | 3 | 2540 | 115.45 | 22 | 20 | 0.9 | 3500 | 83
P6X58ZR6 | JayKal LED Solutions Inc. | Jaykal | JLS68103-G30-SL-5Z | Indoor Luminaires | Linear Ambient | Direct Linear Ambient Luminaires | Standard | FALSE | [9 empty] | 42277 |  |  | Yes | Only qualified with Ceiling or Ceiling Suspended mounting options | 3 | 3393 | 113.084 | 30 | 15.01 | 0.984 | 5000 | 85
PCX17QSF | JayKal LED Solutions Inc. | Jaykal | JLS68103-G60-SL-5Z | Indoor Luminaires | Linear Ambient | Direct Linear Ambient Luminaires | Standard | FALSE | [9 empty] | 42277 |  |  | Yes | Only qualified with Ceiling or Ceiling Suspended mounting options | 3 | 6438 | 107.296 | 60 | 4.31 | 0.999 | 5000 | 84
P8H9N5XP | JayKal LED Solutions Inc. | Jaykal | JLS68103-G40-SL-5Z | Indoor Luminaires | Linear Ambient | Direct Linear Ambient Luminaires | Standard | FALSE | [9 empty] | 42277 |  |  | Yes | Only qualified with Ceiling or Ceiling Suspended mounting options | 3 | 4401 | 110.031 | 40 | 14.22 | 0.986 | 5000 | 82
PE5GZ3NY | Linmore LED Labs | Linmore LED | LL-URS-4NA-2-50K-60W | Indoor Luminaires | Linear Ambient | Direct Linear Ambient Luminaires | Standard | FALSE | [9 empty] | 42277 | Dimmable | Continuous Below 10 | No |  | 3 | 9128.16 | 144 | 63.39 | 6 | 0.99 | 5000 | 82
P1KZ5SQM | Linmore LED Labs | Linmore LED | LL-URS-4NA-2-50K-72W | Indoor Luminaires | Linear Ambient | Direct Linear Ambient Luminaires | Standard | FALSE | [9 empty] | 42277 | Dimmable | Continuous Below 10 | No |  | 3 | 10860.85 | 143 | 75.95 | 4 | 1 | 5000 | 82
PXHQXT9G | Linmore LED Labs | Linmore LED | LL-URS-4NA-2-41K-60W | Indoor Luminaires | Linear Ambient | Direct Linear Ambient Luminaires | Standard | FALSE | [9 empty] | 42277 | Dimmable | Continuous Below 10 | No |  | 3 | 9064.77 | 143 | 63.39 | 6 | 0.99 | 4100 | 82
P5V147VV | Linmore LED Labs | Linmore LED | LL-URS-4NA-2-41K-72W | Indoor Luminaires | Linear Ambient | Direct Linear Ambient Luminaires | Standard | FALSE | [9 empty] | 42277 | Dimmable | Continuous Below 10 | No |  | 3 | 10784.9 | 142 | 75.95 | 4 | 1 | 4100 | 82
PU4H1DRS | Linmore LED Labs | Linmore LED | LL-URS-4NA-2-35K-72W | Indoor Luminaires | Linear Ambient | Direct Linear Ambient Luminaires | Standard | FALSE | [9 empty] | 42277 | Dimmable | Continuous Below 10 | No |  | 3 | 10729.18 | 141 | 75.95 | 4 | 1 | 3462 | 82
PH8PDRER | ARON Lighting | ARON Lighting | TBAR-2FT-4000K-UNV-2500-B2-80-DM | Indoor Luminaires | Linear Ambient | Direct Linear Ambient Luminaires | Standard | TRUE | 2602 | 112 | 23.32 | 8.74 | 0.992 | 4036 | 85.8 | 5 | 50000 | 42275 |  |  | NotYetVerified |  | 3 | 2602 | 105.4 | 24.69 | 9.59 | 0.919 | 4036 | 85.8
P7N25B3C | ARON Lighting | ARON Lighting | TBAR-2FT-3000K-UNV-2500-B2-80-DM | Indoor Luminaires | Linear Ambient | Direct Linear Ambient Luminaires | Standard | TRUE | 2547 | 103.16 | 24.69 | 9.59 | 0.919 | 3105 | 82.5 | 5 | 50000 | 42275 |  |  | NotYetVerified |  | 3 | 2547 | 103.2 | 24.69 | 9.59 | 0.919 | 3105 | 82.5
PF6MR5GQ | ARON Lighting | ARON Lighting | TBAR-4FT-4000K-UNV-5000-B2-80-DM | Indoor Luminaires | Linear Ambient | Direct Linear Ambient Luminaires | Standard | FALSE | [9 empty] | 42275 |  |  | NotYetVerified |  | 3 | 4630.8 | 105.5 | 43.88 | 14.1 | 0.961 | 4036 | 85.75
PJVFRKY6 | ARON Lighting | ARON Lighting | TBAR-2FT-4000K-UNV-3000-B2-80-DM | Indoor Luminaires | Linear Ambient | Direct Linear Ambient Luminaires | Standard | FALSE | [9 empty] | 42275 |  |  | NotYetVerified |  | 3 | 3184 | 105.6 | 30.16 | 9.49 | 0.94 | 4036 | 85.7
PYK9295G | ARON Lighting | ARON Lighting | TBAR-2FT-3500K-UNV-3000-B2-80-DM | Indoor Luminaires | Linear Ambient | Direct Linear Ambient Luminaires | Standard | FALSE | [9 empty] | 42275 |  |  | NotYetVerified |  | 3 | 3195 | 105.9 | 30.16 | 9.49 | 0.94 | 3571 | 84.05
PDFGYRSW | ARON Lighting | ARON Lighting | TBAR-2FT-3500K-UNV-2500-B2-80-DM | Indoor Luminaires | Linear Ambient | Direct Linear Ambient Luminaires | Standard | FALSE | [9 empty] | 42275 |  |  | NotYetVerified |  | 3 | 2574.5 | 104.3 | 24.69 | 9.59 | 0.919 | 3570.5 | 84.15
PSJ61TK7 | ARON Lighting | ARON Lighting | TBAR-4FT-3500K-UNV-5000-B2-80-DM | Indoor Luminaires | Linear Ambient | Direct Linear Ambient Luminaires | Standard | FALSE | [9 empty] | 42275 |  |  | NotYetVerified |  | 3 | 4647.4 | 105.9 | 43.88 | 14.1 | 0.961 | 3570.5 | 84.1
P9F6TW85 | ARON Lighting | ARON Lighting | TBAR-2FT-3000K-UNV-3000-B2-80-DM | Indoor Luminaires | Linear Ambient | Direct Linear Ambient Luminaires | Standard | FALSE | [9 empty] | 42275 |  |  | NotYetVerified |  | 3 | 3206 | 106.3 | 30.16 | 9.49 | 0.94 | 3106 | 82.4
PEEGMPCE | ARON Lighting | ARON Lighting | TBAR-4FT-3000K-UNV-5000-B2-80-DM | Indoor Luminaires | Linear Ambient | Direct Linear Ambient Luminaires | Standard | FALSE | [9 empty] | 42275 |  |  | NotYetVerified |  | 3 | 4664 | 106.3 | 43.88 | 14.1 | 0.961 | 3105.5 | 82.45
PD5M4NYX | Cleanlife Energy LLC | Cleanlife | CL-A65S4-40-C(4000K) | Indoor Luminaires | Linear Ambient | Direct Linear Ambient Luminaires | Standard | TRUE | 4131.7 | 104.36 | 39.59 | 19.51 | 0.926 | 4193 | 85.3 | 5 | 50000 | 42272 |  |  | NotYetVerified |  | 3 | 4100 | 100 | 40 | 20 | 0.9 | 4000 | 80
PVSRFYNS | Cleanlife Energy LLC | Cleanlife | CL-A65S4-50-C(4000K) | Indoor Luminaires | Linear Ambient | Direct Linear Ambient Luminaires | Standard | TRUE | 5175.87 | 99.77 | 52.06 | 21.62 | 0.902 | 4245 | 85.7 | 5 | 50000 | 42272 |  |  | NotYetVerified |  | 3 | 5100 | 100 | 50 | 20 | 0.9 | 4000 | 80
P73PDXN4 | Cleanlife Energy LLC | Cleanlife | CL-A65S2-30-C(4000K) | Indoor Luminaires | Linear Ambient | Direct Linear Ambient Luminaires | Standard | TRUE | 2940.35 | 100.77 | 29.18 | 17.38 | 0.898 | 4204 | 85.5 | 5 | 50000 | 42272 |  |  | NotYetVerified |  | 3 | 2900 | 100 | 30 | 20 | 0.9 | 4000 | 80
PDCGJA9D | Cleanlife Energy LLC | Cleanlife | CL-A65S4-50-N(5000K) | Indoor Luminaires | Linear Ambient | Direct Linear Ambient Luminaires | Standard | FALSE | [9 empty] | 42272 |  |  | NotYetVerified |  | 3 | 5100 | 100 | 50 | 20 | 0.9 | 5000 | 80
PUM2U7J9 | Cleanlife Energy LLC | Cleanlife | CL-A65S4-40-N(5000K) | Indoor Luminaires | Linear Ambient | Direct Linear Ambient Luminaires | Standard | FALSE | [9 empty] | 42272 |  |  | NotYetVerified |  | 3 | 4100 | 100 | 40 | 20 | 0.9 | 5000 | 80
PMDGYS2H | Cleanlife Energy LLC | Cleanlife | CL-A65S2-30-N(5000K) | Indoor Luminaires | Linear Ambient | Direct Linear Ambient Luminaires | Standard | FALSE | [9 empty] | 42272 |  |  | NotYetVerified |  | 3 | 2900 | 100 | 30 | 20 | 0.9 | 5000 | 80
PPWTK4NK | Dongbu Lightec | LumiDas Parking | PGL36-UM-XL1200B(VDD-X) | Indoor Luminaires | Linear Ambient | Direct Linear Ambient Luminaires | Standard | TRUE | 3659 | 104.5429 | 35 | 20.8 | 0.916 | 5035 | 84.7 | 5 | 50000 | 42271 |  |  | Yes |  | 3 | 3708 | 103 | 36 | 20 | 0.9 | 5000 | 80
PSN5KQ3S | Dongbu Lightec | LumiDas Parking | PGL36-UM-XL1200B(VND-X) | Indoor Luminaires | Linear Ambient | Direct Linear Ambient Luminaires | Standard | TRUE | 3629 | 106.4223 | 34.1 | 21.2 | 0.913 | 3914 | 84.7 | 5 | 50000 | 42271 |  |  | Yes |  | 3 | 3528 | 98 | 36 | 20 | 0.9 | 4000 | 80
PH261XJD | GE Lighting Solutions | GE Lumination | IS-[1 C S]4-0-B2-M-[V D]-XXXX-EL | Indoor Luminaires | Linear Ambient | Direct Linear Ambient Luminaires | Standard | TRUE | 4755.6 | 101.8 | 46.7 | 16.8 | 0.92 | 3479 | 83.7 | 5 | 75000 | 42270 |  |  | No |  | 3 | 4750 | 101 | 47 | 20 | 0.9 | 3500 | 83
P7SE4EHY | GE Lighting Solutions | GE Lumination | IS-[1 C S]4-D-B5-M-[V D]-XXXX | Indoor Luminaires | Linear Ambient | Direct Linear Ambient Luminaires | Premium | TRUE | 5426 | 115.4 | 47 | 20.2 | 0.89 | 4990 | 82.3 | 5 | 75000 | 42270 | Dimmable | Continuous Below 10 | No |  | 3 | 5100 | 109 | 47 | 20 | 0.9 | 5000 | 82
PR8T6AY5 | GE Lighting Solutions | GE Lumination | IS-[1 C S]4-0-A2-M-[V D]-XXXX-EL | Indoor Luminaires | Linear Ambient | Direct Linear Ambient Luminaires | Standard | TRUE | 3841.1 | 102.8 | 37.4 | 20.2 | 0.89 | 3471 | 83.7 | 5 | 75000 | 42270 |  |  | No |  | 3 | 3850 | 101 | 38 | 20 | 0.9 | 3500 | 83
PTCYZR65 | GE Lighting Solutions | GE Lumination | IS-[1 C S]4-0-B5-M-[V D]-XXXX | Indoor Luminaires | Linear Ambient | Direct Linear Ambient Luminaires | Premium | FALSE | [9 empty] | 42270 |  |  | No |  | 3 | 5300 | 126 | 42 | 20 | 0.9 | 5000 | 82
PANACFMV | GE Lighting Solutions | GE Lumination | IS-[1 C S]4-0-K5-M-[V D]-XXXX | Indoor Luminaires | Linear Ambient | Direct Linear Ambient Luminaires | Premium | FALSE | [9 empty] | 42270 | Dimmable | Continuous Below 10 | No |  | 3 | 5300 | 126 | 42 | 20 | 0.9 | 5000 | 82
P93RTCGE | GE Lighting Solutions | GE Lumination | IS-[1 C S]4-0-F5-M-[V D]-XXXX | Indoor Luminaires | Linear Ambient | Direct Linear Ambient Luminaires | Premium | FALSE | [9 empty] | 42270 | Dimmable | Continuous Below 10 | No |  | 3 | 5300 | 126 | 42 | 20 | 0.9 | 5000 | 82
PX7F2EBK | GE Lighting Solutions | GE Lumination | IS-[1 C S]4-D-F5-M-[V D]-XXXX | Indoor Luminaires | Linear Ambient | Direct Linear Ambient Luminaires | Premium | FALSE | [9 empty] | 42270 |  |  | No |  | 3 | 5100 | 109 | 47 | 20 | 0.9 | 5000 | 82
PV6YP1HQ | GE Lighting Solutions | GE Lumination | IS-[1 C S]4-0-B5-M-[V D]-XXXX-EL | Indoor Luminaires | Linear Ambient | Direct Linear Ambient Luminaires | Premium | FALSE | [9 empty] | 42270 |  |  | No |  | 3 | 5100 | 109 | 47 | 20 | 0.9 | 5000 | 82
PST7SNFN | GE Lighting Solutions | GE Lumination | IS-[1 C S]4-0-K5-M-[V D]-XXXX-EL | Indoor Luminaires | Linear Ambient | Direct Linear Ambient Luminaires | Premium | FALSE | [9 empty] | 42270 |  |  | No |  | 3 | 5100 | 109 | 47 | 20 | 0.9 | 5000 | 82
PFMMZFDZ | GE Lighting Solutions | GE Lumination | IS-[1 C S]4-D-K5-M-[V D]-XXXX | Indoor Luminaires | Linear Ambient | Direct Linear Ambient Luminaires | Premium | FALSE | [9 empty] | 42270 |  |  | No |  | 3 | 5100 | 109 | 47 | 20 | 0.9 | 5000 | 82
PC3MS4G5 | GE Lighting Solutions | GE Lumination | IS-[1 C S]4-0-F5-M-[V D]-XXXX-EL | Indoor Luminaires | Linear Ambient | Direct Linear Ambient Luminaires | Premium | FALSE | [9 empty] | 42270 | Dimmable | Continuous Below 10 | No |  | 3 | 5100 | 109 | 47 | 20 | 0.9 | 5000 | 82
PYJWPDXZ | GE Lighting Solutions | GE Lumination | IS-[1 C S]4-0-A5-M-[V D]-XXXX | Indoor Luminaires | Linear Ambient | Direct Linear Ambient Luminaires | Premium | FALSE | [9 empty] | 42270 |  |  | No |  | 3 | 4300 | 130 | 33 | 20 | 0.9 | 5000 | 82
PDCUUQX3 | GE Lighting Solutions | GE Lumination | IS-[1 C S]4-0-J5-M-[V D]-XXXX | Indoor Luminaires | Linear Ambient | Direct Linear Ambient Luminaires | Premium | FALSE | [9 empty] | 42270 | Dimmable | Continuous Below 10 | No |  | 3 | 4300 | 130 | 33 | 20 | 0.9 | 5000 | 82
PB88H4GY | GE Lighting Solutions | GE Lumination | IS-[1 C S]4-0-E5-M-[V D]-XXXX | Indoor Luminaires | Linear Ambient | Direct Linear Ambient Luminaires | Premium | FALSE | [9 empty] | 42270 | Dimmable | Continuous Below 10 | No |  | 3 | 4300 | 130 | 33 | 20 | 0.9 | 5000 | 82
PXZD2H11 | GE Lighting Solutions | GE Lumination | IS-[1 C S]4-D-J5-M-[V D]-XXXX | Indoor Luminaires | Linear Ambient | Direct Linear Ambient Luminaires | Premium | FALSE | [9 empty] | 42270 |  |  | No |  | 3 | 4150 | 112 | 37 | 20 | 0.9 | 5000 | 82
PGYDBBNH | GE Lighting Solutions | GE Lumination | IS-[1 C S]4-0-J5-M-[V D]-XXXX-EL | Indoor Luminaires | Linear Ambient | Direct Linear Ambient Luminaires | Premium | FALSE | [9 empty] | 42270 |  |  | No |  | 3 | 4150 | 109 | 38 | 20 | 0.9 | 5000 | 82
PFWFNQ2A | GE Lighting Solutions | GE Lumination | IS-[1 C S]4-0-E5-M-[V D]-XXXX-EL | Indoor Luminaires | Linear Ambient | Direct Linear Ambient Luminaires | Premium | FALSE | [9 empty] | 42270 |  |  | No |  | 3 | 4150 | 109 | 38 | 20 | 0.9 | 5000 | 82
PEB272F8 | GE Lighting Solutions | GE Lumination | IS-[1 C S]4-D-E5-M-[V D]-XXXX | Indoor Luminaires | Linear Ambient | Direct Linear Ambient Luminaires | Premium | FALSE | [9 empty] | 42270 |  |  | No |  | 3 | 4150 | 112 | 37 | 20 | 0.9 | 5000 | 82
PDTPX4N9 | GE Lighting Solutions | GE Lumination | IS-[1 C S]4-0-A5-M-[V D]-XXXX-EL | Indoor Luminaires | Linear Ambient | Direct Linear Ambient Luminaires | Premium | FALSE | [9 empty] | 42270 | Dimmable | Continuous Below 10 | No |  | 3 | 4150 | 109 | 38 | 20 | 0.9 | 5000 | 82
P5XUWRJR | GE Lighting Solutions | GE Lumination | IS-[1 C S]4-D-A5-M-[V D]-XXXX | Indoor Luminaires | Linear Ambient | Direct Linear Ambient Luminaires | Premium | FALSE | [9 empty] | 42270 | Dimmable | Continuous Below 10 | No |  | 3 | 4150 | 112 | 37 | 20 | 0.9 | 5000 | 82
PZFQDWGB | GE Lighting Solutions | GE Lumination | IS-[1 C S]4-0-F3-M-[V D]-XXXX | Indoor Luminaires | Linear Ambient | Direct Linear Ambient Luminaires | Premium | FALSE | [9 empty] | 42270 |  |  | No |  | 3 | 5200 | 124 | 42 | 20 | 0.9 | 4000 | 83
PESZ19TD | GE Lighting Solutions | GE Lumination | IS-[1 C S]4-0-K3-M-[V D]-XXXX | Indoor Luminaires | Linear Ambient | Direct Linear Ambient Luminaires | Premium | FALSE | [9 empty] | 42270 |  |  | No |  | 3 | 5200 | 124 | 42 | 20 | 0.9 | 4000 | 83
PW1JDEVX | GE Lighting Solutions | GE Lumination | IS-[1 C S]4-0-F3-M-[V D]-XXXX-EL | Indoor Luminaires | Linear Ambient | Direct Linear Ambient Luminaires | Standard | FALSE | [9 empty] | 42270 |  |  | No |  | 3 | 5000 | 106 | 47 | 20 | 0.9 | 4000 | 83
PFGVYG6Y | GE Lighting Solutions | GE Lumination | IS-[1 C S]4-D-B3-M-[V D]-XXXX | Indoor Luminaires | Linear Ambient | Direct Linear Ambient Luminaires | Standard | FALSE | [9 empty] | 42270 |  |  | No |  | 3 | 5000 | 106 | 47 | 20 | 0.9 | 4000 | 83
PEWEWDYH | GE Lighting Solutions | GE Lumination | IS-[1 C S]4-D-K3-M-[V D]-XXXX | Indoor Luminaires | Linear Ambient | Direct Linear Ambient Luminaires | Standard | FALSE | [9 empty] | 42270 |  |  | No |  | 3 | 5000 | 106 | 47 | 20 | 0.9 | 4000 | 83
PEP3MB3B | GE Lighting Solutions | GE Lumination | IS-[1 C S]4-D-F3-M-[V D]-XXXX | Indoor Luminaires | Linear Ambient | Direct Linear Ambient Luminaires | Standard | FALSE | [9 empty] | 42270 |  |  | No |  | 3 | 5000 | 106 | 47 | 20 | 0.9 | 4000 | 83
P346VVET | GE Lighting Solutions | GE Lumination | IS-[1 C S]4-0-K3-M-[V D]-XXXX-EL | Indoor Luminaires | Linear Ambient | Direct Linear Ambient Luminaires | Standard | FALSE | [9 empty] | 42270 |  |  | No |  | 3 | 5000 | 106 | 47 | 20 | 0.9 | 4000 | 83
P1TRJKHJ | GE Lighting Solutions | GE Lumination | IS-[1 C S]4-0-B3-M-[V D]-XXXX-EL | Indoor Luminaires | Linear Ambient | Direct Linear Ambient Luminaires | Standard | FALSE | [9 empty] | 42270 |  |  | No |  | 3 | 5000 | 106 | 47 | 20 | 0.9 | 4000 | 83
PT68TFWR | GE Lighting Solutions | GE Lumination | IS-[1 C S]4-0-E3-M-[V D]-XXXX | Indoor Luminaires | Linear Ambient | Direct Linear Ambient Luminaires | Premium | FALSE | [9 empty] | 42270 |  |  | No |  | 3 | 4200 | 127 | 33 | 20 | 0.9 | 4000 | 83
PEZRWZFP | GE Lighting Solutions | GE Lumination | IS-[1 C S]4-0-J3-M-[V D]-XXXX | Indoor Luminaires | Linear Ambient | Direct Linear Ambient Luminaires | Premium | FALSE | [9 empty] | 42270 |  |  | No |  | 3 | 4200 | 127 | 33 | 20 | 0.9 | 4000 | 83
PQN7NBZV | GE Lighting Solutions | GE Lumination | IS-[1 C S]4-D-J3-M-[V D]-XXXX | Indoor Luminaires | Linear Ambient | Direct Linear Ambient Luminaires | Standard | FALSE | [9 empty] | 42270 |  |  | No |  | 3 | 4050 | 109 | 37 | 20 | 0.9 | 4000 | 83
PJSAKRPG | GE Lighting Solutions | GE Lumination | IS-[1 C S]4-0-J3-M-[V D]-XXXX-EL | Indoor Luminaires | Linear Ambient | Direct Linear Ambient Luminaires | Standard | FALSE | [9 empty] | 42270 |  |  | No |  | 3 | 4050 | 107 | 38 | 20 | 0.9 | 4000 | 83
PEHQ34X9 | GE Lighting Solutions | GE Lumination | IS-[1 C S]4-D-A3-M-[V D]-XXXX | Indoor Luminaires | Linear Ambient | Direct Linear Ambient Luminaires | Standard | FALSE | [9 empty] | 42270 |  |  | No |  | 3 | 4050 | 109 | 37 | 20 | 0.9 | 4000 | 83
P6P5666V | GE Lighting Solutions | GE Lumination | IS-[1 C S]4-D-E3-M-[V D]-XXXX | Indoor Luminaires | Linear Ambient | Direct Linear Ambient Luminaires | Standard | FALSE | [9 empty] | 42270 |  |  | No |  | 3 | 4050 | 109 | 37 | 20 | 0.9 | 4000 | 83
P5XRN8VH | GE Lighting Solutions | GE Lumination | IS-[1 C S]4-0-E3-M-[V D]-XXXX-EL | Indoor Luminaires | Linear Ambient | Direct Linear Ambient Luminaires | Standard | FALSE | [9 empty] | 42270 |  |  | No |  | 3 | 4050 | 107 | 38 | 20 | 0.9 | 4000 | 83
P179XVNY | GE Lighting Solutions | GE Lumination | IS-[1 C S]4-0-A3-M-[V D]-XXXX-EL | Indoor Luminaires | Linear Ambient | Direct Linear Ambient Luminaires | Standard | FALSE | [9 empty] | 42270 |  |  | No |  | 3 | 4050 | 107 | 38 | 20 | 0.9 | 4000 | 83
PSXH8DQ2 | GE Lighting Solutions | GE Lumination | IS-[1 C S]4-0-F2-M-[V D]-XXXX | Indoor Luminaires | Linear Ambient | Direct Linear Ambient Luminaires | Premium | FALSE | [9 empty] | 42270 |  |  | No |  | 3 | 4950 | 118 | 42 | 20 | 0.9 | 3500 | 83
P1TPVPQC | GE Lighting Solutions | GE Lumination | IS-[1 C S]4-0-K2-M-[V D]-XXXX | Indoor Luminaires | Linear Ambient | Direct Linear Ambient Luminaires | Premium | FALSE | [9 empty] | 42270 | Dimmable | Continuous Below 10 | No |  | 3 | 4950 | 118 | 42 | 20 | 0.9 | 3500 | 83
PXD16JZZ | GE Lighting Solutions | GE Lumination | IS-[1 C S]4-D-B2-M-[V D]-XXXX | Indoor Luminaires | Linear Ambient | Direct Linear Ambient Luminaires | Standard | FALSE | [9 empty] | 42270 |  |  | No |  | 3 | 4750 | 101 | 47 | 20 | 0.9 | 3500 | 83
PPTPJEPU | GE Lighting Solutions | GE Lumination | IS-[1 C S]4-0-F2-M-[V D]-XXXX-EL | Indoor Luminaires | Linear Ambient | Direct Linear Ambient Luminaires | Standard | FALSE | [9 empty] | 42270 |  |  | No |  | 3 | 4750 | 101 | 47 | 20 | 0.9 | 3500 | 83
PB5DX1K7 | GE Lighting Solutions | GE Lumination | IS-[1 C S]4-D-F2-M-[V D]-XXXX | Indoor Luminaires | Linear Ambient | Direct Linear Ambient Luminaires | Standard | FALSE | [9 empty] | 42270 |  |  | No |  | 3 | 4750 | 101 | 47 | 20 | 0.9 | 3500 | 83
PACV5CTS | GE Lighting Solutions | GE Lumination | IS-[1 C S]4-D-K2-M-[V D]-XXXX | Indoor Luminaires | Linear Ambient | Direct Linear Ambient Luminaires | Standard | FALSE | [9 empty] | 42270 |  |  | No |  | 3 | 4750 | 101 | 47 | 20 | 0.9 | 3500 | 83
P7FJ4AVD | GE Lighting Solutions | GE Lumination | IS-[1 C S]4-0-K2-M-[V D]-XXXX-EL | Indoor Luminaires | Linear Ambient | Direct Linear Ambient Luminaires | Standard | FALSE | [9 empty] | 42270 |  |  | No |  | 3 | 4750 | 101 | 47 | 20 | 0.9 | 3500 | 83
PPX68BHR | GE Lighting Solutions | GE Lumination | IS-[1 C S]4-0-J2-M-[V D]-XXXX | Indoor Luminaires | Linear Ambient | Direct Linear Ambient Luminaires | Premium | FALSE | [9 empty] | 42270 |  |  | No |  | 3 | 4000 | 121 | 33 | 20 | 0.9 | 3500 | 83
P52MTY5Q | GE Lighting Solutions | GE Lumination | IS-[1 C S]4-0-E2-M-[V D]-XXXX | Indoor Luminaires | Linear Ambient | Direct Linear Ambient Luminaires | Premium | FALSE | [9 empty] | 42270 | Dimmable | Continuous Below 10 | No |  | 3 | 4000 | 121 | 33 | 20 | 0.9 | 3500 | 83
PWS31TUX | GE Lighting Solutions | GE Lumination | IS-[1 C S]4-D-E2-M-[V D]-XXXX | Indoor Luminaires | Linear Ambient | Direct Linear Ambient Luminaires | Standard | FALSE | [9 empty] | 42270 |  |  | No |  | 3 | 3850 | 104 | 37 | 20 | 0.9 | 3500 | 83
PVZCPFR6 | GE Lighting Solutions | GE Lumination | IS-[1 C S]4-0-E2-M-[V D]-XXXX-EL | Indoor Luminaires | Linear Ambient | Direct Linear Ambient Luminaires | Standard | FALSE | [9 empty] | 42270 |  |  | No |  | 3 | 3850 | 101 | 38 | 20 | 0.9 | 3500 | 83
PHH3YFR6 | GE Lighting Solutions | GE Lumination | IS-[1 C S]4-D-A2-M-[V D]-XXXX | Indoor Luminaires | Linear Ambient | Direct Linear Ambient Luminaires | Standard | FALSE | [9 empty] | 42270 |  |  | No |  | 3 | 3850 | 104 | 37 | 20 | 0.9 | 3500 | 83
P6A6NXBP | GE Lighting Solutions | GE Lumination | IS-[1 C S]4-0-J2-M-[V D]-XXXX-EL | Indoor Luminaires | Linear Ambient | Direct Linear Ambient Luminaires | Standard | FALSE | [9 empty] | 42270 |  |  | No |  | 3 | 3850 | 101 | 38 | 20 | 0.9 | 3500 | 83
P3Z2KAD3 | GE Lighting Solutions | GE Lumination | IS-[1 C S]4-D-J2-M-[V D]-XXXX | Indoor Luminaires | Linear Ambient | Direct Linear Ambient Luminaires | Standard | FALSE | [9 empty] | 42270 |  |  | No |  | 3 | 3850 | 104 | 37 | 20 | 0.9 | 3500 | 83
P73FH947 | Eaton (formerly Cooper Lighting) | Metalux | 4SWLED-LD4-40SL-LW-UNV-L835-CD1 | Indoor Luminaires | Linear Ambient | Direct Linear Ambient Luminaires | Standard | TRUE | 4087 | 96.2 | 42.5 | 8.08 | 0.999 | 3481 | 83 | 5 | 60000 | 42269 |  |  | Yes |  | 3
PYXJGTMC | Eaton (formerly Cooper Lighting) | Metalux | 4SWLED-LD4-40SL-LW-UNV-EL7W-L850-CD1-SVPD2 | Indoor Luminaires | Linear Ambient | Direct Linear Ambient Luminaires | Standard | TRUE | 4312.22 | 102.04 | 42.26 | 7.62 | 0.996 | 4971 | 83.2 | 5 | 60000 | 42269 |  |  | Yes |  | 3
PPB3WTA7 | Linmore LED Labs | Linmore LED | LL-URS-4NA-1-35K-22W | Indoor Luminaires | Linear Ambient | Direct Linear Ambient Luminaires | Standard | TRUE | 3291.85 | 147 | 22.41 | 14 | 0.96 | 3405 | 82 | 10 | 88000 | 42269 |  |  | No |  | 3 | 3291.82 | 147 | 22.41 | 14 | 0.98 | 3405 | 82
PMEC8XR6 | Linmore LED Labs | Linmore LED | LL-URS-4NA-2-35K-36W | Indoor Luminaires | Linear Ambient | Direct Linear Ambient Luminaires | Standard | TRUE | 5570.99 | 152 | 36.65 | 14 | 0.95 | 3418 | 82 | 10 | 88000 | 42269 |  |  | No |  | 3 | 5570.99 | 152 | 36.65 | 14 | 0.99 | 3418 | 82
PMR4U8XG | Linmore LED Labs | Linmore LED | LL-URS-4NA-1-35K-36W | Indoor Luminaires | Linear Ambient | Direct Linear Ambient Luminaires | Standard | TRUE | 4874.73 | 143 | 34.06 | 13 | 0.95 | 3426 | 82 | 10 | 88000 | 42269 |  |  | No |  | 3 | 4874.73 | 150 | 34.06 | 13 | 0.99 | 3426 | 82
PXEV2QSW | Eaton (formerly Cooper Lighting) | Metalux | 4SWLED-LD4-40SL-LW-UNV-EL7W-L835-CD1-SVPD2 | Indoor Luminaires | Linear Ambient | Direct Linear Ambient Luminaires | Standard | TRUE | 3969.38 | 93.4 | 42.5 | 12.8 | 0.941 | 3481 | 83 | 5 | 60000 | 42269 |  |  | Yes |  | 3
PRSRWZSD | Shenzhen OKT Lighting Co.LTD | OKT Lighting | LP4-DL-35E | Indoor Luminaires | Linear Ambient | Direct Linear Ambient Luminaires | Standard | TRUE | 2066.9 | 101.67 | 20.33 | 13.37 | 0.9085 | 3397 | 83.8 | 5 | 50000 | 42269 |  |  | No |  | 3 | 2073 | 103.49 | 20.03 | 13.37 | 0.9085 | 3500 | 83.8
PB15RWA6 | Linmore LED Labs | Linmore LED | LL-URS-4NA-1-35K-26W | Indoor Luminaires | Linear Ambient | Direct Linear Ambient Luminaires | Standard | TRUE | 3476.36 | 150 | 23.23 | 11 | 0.89 | 3415 | 82 | 10 | 88000 | 42269 |  |  | No |  | 3 | 3476.36 | 150 | 23.23 | 10 | 0.99 | 3415 | 82
PBZZZEU8 | Shenzhen OKT Lighting Co.LTD | OKT Lighting | LP4-DL-50E | Indoor Luminaires | Linear Ambient | Direct Linear Ambient Luminaires | Standard | FALSE | [9 empty] | 42269 |  |  | No |  | 3 | 2126 | 106.62 | 19.94 | 13.55 | 0.9096 | 5000 | 83.2
PJCAH53D | Shenzhen OKT Lighting Co.LTD | OKT Lighting | LP4-DL-40E | Indoor Luminaires | Linear Ambient | Direct Linear Ambient Luminaires | Standard | FALSE | [9 empty] | 42269 |  |  | No |  | 3 | 2109 | 104.82 | 20.12 | 13.06 | 0.9043 | 4000 | 82.9
PUUPVUN1 | Eaton (formerly Cooper Lighting) | Metalux | [All Rating]-2SWLED-LD4-16SL-LC-[Voltages Include 120V 277V & UNV]-[All Options]-[All Emergency Options]-L850-CD2--U | Indoor Luminaires | Linear Ambient | Direct Linear Ambient Luminaires | Standard | FALSE | [9 empty] | 42269 |  |  | Yes |  | 3 | 2120.14 | 117.14 | 18.1 | 10.808 | 0.989 | 5000 | 83
PFY4A85R | Eaton (formerly Cooper Lighting) | Metalux | [All Rating]-2SWLED-LD4-16SL-LN-[Voltages Include 120V 277V & UNV]-[All Options]-[All Emergency Options]-L850-CD2--U | Indoor Luminaires | Linear Ambient | Direct Linear Ambient Luminaires | Standard | FALSE | [9 empty] | 42269 |  |  | Yes |  | 3 | 2026.42 | 111.96 | 18.1 | 10.808 | 0.989 | 5000 | 83
PH84F662 | Eaton (formerly Cooper Lighting) | Metalux | [All Rating]-2SWLED-LD4-16SL-LW-[Voltages Include 120V 277V & UNV]-[All Options]-[All Emergency Options]-L850-CD2--U | Indoor Luminaires | Linear Ambient | Direct Linear Ambient Luminaires | Standard | FALSE | [9 empty] | 42269 |  |  | Yes |  | 3 | 1765.13 | 97.52 | 18.1 | 10.808 | 0.989 | 5000 | 83
P82YS976 | Eaton (formerly Cooper Lighting) | Metalux | [All Rating]-4SWLED-LD4-48HL-LC-[Voltages Include 120V 277V & UNV]-[All Options]-[All Emergency Options]-L850-[Drivers Include CD & 5LTD]2--U | Indoor Luminaires | Linear Ambient | Direct Linear Ambient Luminaires | Standard | FALSE | [9 empty] | 42269 |  |  | Yes |  | 3 | 6309 | 122.5 | 51.5 | 9.208 | 0.994 | 5000 | 83
PGY16K5D | Eaton (formerly Cooper Lighting) | Metalux | [All Rating]-4SWLED-LD4-48HL-LN-[Voltages Include 120V 277V & UNV]-[All Options]-[All Emergency Options]-L850-[Drivers Include CD & 5LTD]2--U | Indoor Luminaires | Linear Ambient | Direct Linear Ambient Luminaires | Standard | FALSE | [9 empty] | 42269 |  |  | Yes |  | 3 | 6030 | 117.09 | 51.5 | 9.208 | 0.994 | 5000 | 83
PPG3DXW2 | Eaton (formerly Cooper Lighting) | Metalux | [All Rating]-4SWLED-LD4-48HL-LW-[Voltages Include 120V 277V & UNV]-[All Options]-[All Emergency Options]-L850-[Drivers Include CD & 5LTD]2--U | Indoor Luminaires | Linear Ambient | Direct Linear Ambient Luminaires | Standard | FALSE | [9 empty] | 42269 |  |  | Yes |  | 3 | 5253 | 102 | 51.5 | 9.208 | 0.994 | 5000 | 83
PGZQ6PE5 | Eaton (formerly Cooper Lighting) | Metalux | [All Rating]-4SWLED-LD4-20SL-LC-[Voltages Include 120V 277V & UNV]-[All Options]-[All Emergency Options]-L850-CD2--U | Indoor Luminaires | Linear Ambient | Direct Linear Ambient Luminaires | Standard | FALSE | [9 empty] | 42269 |  |  | Yes |  | 3 | 2704 | 123.47 | 21.9 | 7.7 | 0.991 | 5000 | 83
P911Y5BH | Eaton (formerly Cooper Lighting) | Metalux | [All Rating]-4SWLED-LD4-20SL-LN-[Voltages Include 120V 277V & UNV]-[All Options]-[All Emergency Options]-L850-CD2--U | Indoor Luminaires | Linear Ambient | Direct Linear Ambient Luminaires | Standard | FALSE | [9 empty] | 42269 |  |  | Yes |  | 3 | 2584 | 117.99 | 21.9 | 7.7 | 0.991 | 5000 | 83
PHFRUVFC | Eaton (formerly Cooper Lighting) | Metalux | [All Rating]-4SWLED-LD4-20SL-LW-[Voltages Include 120V 277V & UNV]-[All Options]-[All Emergency Options]-L850-CD2--U | Indoor Luminaires | Linear Ambient | Direct Linear Ambient Luminaires | Standard | FALSE | [9 empty] | 42269 |  |  | Yes |  | 3 | 2251 | 102.79 | 21.9 | 7.7 | 0.991 | 5000 | 83
P325WEVJ | Eaton (formerly Cooper Lighting) | Metalux | [All Rating]-2SWLED-LD4-24HL-LC-[Voltages Include 120V 277V & UNV]-[All Options]-[All Emergency Options]-L850-CD2--U | Indoor Luminaires | Linear Ambient | Direct Linear Ambient Luminaires | Standard | FALSE | [9 empty] | 42269 |  |  | Yes |  | 3 | 2626 | 118.29 | 22.2 | 7.319 | 0.992 | 5000 | 83
PN3J93DA | Eaton (formerly Cooper Lighting) | Metalux | [All Rating]-2SWLED-LD4-24HL-LN-[Voltages Include 120V 277V & UNV]-[All Options]-[All Emergency Options]-L850-CD2--U | Indoor Luminaires | Linear Ambient | Direct Linear Ambient Luminaires | Standard | FALSE | [9 empty] | 42269 |  |  | Yes |  | 3 | 2510 | 113.06 | 22.2 | 7.319 | 0.992 | 5000 | 83
PW4H6KNZ | Eaton (formerly Cooper Lighting) | Metalux | [All Rating]-2SWLED-LD4-24HL-LW-[Voltages Include 120V 277V & UNV]-[All Options]-[All Emergency Options]-L850-CD2--U | Indoor Luminaires | Linear Ambient | Direct Linear Ambient Luminaires | Standard | FALSE | [9 empty] | 42269 |  |  | Yes |  | 3 | 2186 | 98.47 | 22.2 | 7.319 | 0.992 | 5000 | 83
P8ZGTCXQ | Eaton (formerly Cooper Lighting) | Metalux | [All Rating]-4SWLED-LD4-28SL-LC-[Voltages Include 120V 277V & UNV]-[All Options]-[All Emergency Options]-L850-CD2--U | Indoor Luminaires | Linear Ambient | Direct Linear Ambient Luminaires | Standard | FALSE | [9 empty] | 42269 |  |  | Yes |  | 3 | 3675 | 122.91 | 29.9 | 7.3 | 0.994 | 5000 | 83
PHKUBFJF | Eaton (formerly Cooper Lighting) | Metalux | [All Rating]-4SWLED-LD4-28SL-LN-[Voltages Include 120V 277V & UNV]-[All Options]-[All Emergency Options]-L850-CD2--U | Indoor Luminaires | Linear Ambient | Direct Linear Ambient Luminaires | Standard | FALSE | [9 empty] | 42269 |  |  | Yes |  | 3 | 3513 | 117.49 | 29.9 | 7.3 | 0.994 | 5000 | 83
PSHBTUY1 | Eaton (formerly Cooper Lighting) | Metalux | [All Rating]-4SWLED-LD4-28SL-LW-[Voltages Include 120V 277V & UNV]-[All Options]-[All Emergency Options]-L850-CD2--U | Indoor Luminaires | Linear Ambient | Direct Linear Ambient Luminaires | Standard | FALSE | [9 empty] | 42269 |  |  | Yes |  | 3 | 3060 | 102.34 | 29.9 | 7.3 | 0.994 | 5000 | 83
PAZYBD6H | Eaton (formerly Cooper Lighting) | Metalux | [All Rating]-2SWLED-LD4-28HL-LC-[Voltages Include 120V 277V & UNV]-[All Options]-[All Emergency Options]-L850-CD2--U | Indoor Luminaires | Linear Ambient | Direct Linear Ambient Luminaires | Standard | FALSE | [9 empty] | 42269 |  |  | Yes |  | 3 | 3709.59 | 131.76 | 28.15 | 7.074 | 0.99 | 5000 | 83
PS4F38UT | Eaton (formerly Cooper Lighting) | Metalux | [All Rating]-2SWLED-LD4-28HL-LN-[Voltages Include 120V 277V & UNV]-[All Options]-[All Emergency Options]-L850-CD2--U | Indoor Luminaires | Linear Ambient | Direct Linear Ambient Luminaires | Standard | FALSE | [9 empty] | 42269 |  |  | Yes |  | 3 | 3545.61 | 125.93 | 28.15 | 7.074 | 0.99 | 5000 | 83
P47VM8ZA | Eaton (formerly Cooper Lighting) | Metalux | [All Rating]-2SWLED-LD4-28HL-LW-[Voltages Include 120V 277V & UNV]-[All Options]-[All Emergency Options]-L850-CD2--U | Indoor Luminaires | Linear Ambient | Direct Linear Ambient Luminaires | Standard | FALSE | [9 empty] | 42269 |  |  | Yes |  | 3 | 3088.43 | 109.69 | 28.15 | 7.074 | 0.99 | 5000 | 83
P3HCUS7D | Eaton (formerly Cooper Lighting) | Metalux | [All Rating]-4SWLED-LD4-44HL-LC-[Voltages Include 120V 277V & UNV]-[All Options]-[All Emergency Options]-L850-[Drivers Include CD & 5LTD]2--U | Indoor Luminaires | Linear Ambient | Direct Linear Ambient Luminaires | Standard | FALSE | [9 empty] | 42269 |  |  | Yes |  | 3 | 5823 | 124.42 | 46.8 | 6.902 | 0.993 | 5000 | 83
PNW1WNVW | Eaton (formerly Cooper Lighting) | Metalux | [All Rating]-4SWLED-LD4-44HL-LN-[Voltages Include 120V 277V & UNV]-[All Options]-[All Emergency Options]-L850-[Drivers Include CD & 5LTD]2--U | Indoor Luminaires | Linear Ambient | Direct Linear Ambient Luminaires | Standard | FALSE | [9 empty] | 42269 |  |  | Yes |  | 3 | 5566 | 118.93 | 46.8 | 6.902 | 0.993 | 5000 | 83
PGE6KDUT | Eaton (formerly Cooper Lighting) | Metalux | [All Rating]-4SWLED-LD4-44HL-LW-[Voltages Include 120V 277V & UNV]-[All Options]-[All Emergency Options]-L850-[Drivers Include CD & 5LTD]2--U | Indoor Luminaires | Linear Ambient | Direct Linear Ambient Luminaires | Standard | FALSE | [9 empty] | 42269 |  |  | Yes |  | 3 | 4848 | 103.59 | 46.8 | 6.902 | 0.993 | 5000 | 83
PPXS7NH3 | Eaton (formerly Cooper Lighting) | Metalux | [All Rating]-4SWLED-LD4-32SL-LC-[Voltages Include 120V 277V & UNV]-[All Options]-[All Emergency Options]-L850-CD2--U | Indoor Luminaires | Linear Ambient | Direct Linear Ambient Luminaires | Standard | FALSE | [9 empty] | 42269 |  |  | Yes |  | 3 | 4186 | 131.71 | 31.78 | 6.843 | 0.99 | 5000 | 83
P9TPJAZD | Eaton (formerly Cooper Lighting) | Metalux | [All Rating]-4SWLED-LD4-32SL-LN-[Voltages Include 120V 277V & UNV]-[All Options]-[All Emergency Options]-L850-CD2--U | Indoor Luminaires | Linear Ambient | Direct Linear Ambient Luminaires | Standard | FALSE | [9 empty] | 42269 |  |  | Yes |  | 3 | 4001 | 125.89 | 31.78 | 6.843 | 0.99 | 5000 | 83
P3R8J4T7 | Eaton (formerly Cooper Lighting) | Metalux | [All Rating]-4SWLED-LD4-32SL-LW-[Voltages Include 120V 277V & UNV]-[All Options]-[All Emergency Options]-L850-CD5--U | Indoor Luminaires | Linear Ambient | Direct Linear Ambient Luminaires | Standard | FALSE | [9 empty] | 42269 |  |  | Yes |  | 3 | 3485 | 109.65 | 31.78 | 6.843 | 0.99 | 5000 | 83
PD2BX7WY | Eaton (formerly Cooper Lighting) | Metalux | [All Rating]-4SWLED-LD4-40SL-LC-[Voltages Include 120V 277V & UNV]-[All Options]-[All Emergency Options]-L850-[Drivers Include CD & 5LTD]2--U | Indoor Luminaires | Linear Ambient | Direct Linear Ambient Luminaires | Standard | FALSE | [9 empty] | 42269 |  |  | Yes |  | 3 | 5267 | 124.35 | 42.36 | 6.748 | 0.991 | 5000 | 83
PMXU3AF4 | Eaton (formerly Cooper Lighting) | Metalux | [All Rating]-4SWLED-LD4-40SL-LN-[Voltages Include 120V 277V & UNV]-[All Options]-[All Emergency Options]-L850-[Drivers Include CD & 5LTD]2--U | Indoor Luminaires | Linear Ambient | Direct Linear Ambient Luminaires | Standard | FALSE | [9 empty] | 42269 |  |  | Yes |  | 3 | 5035 | 118.87 | 42.36 | 6.748 | 0.991 | 5000 | 83
PD9497FZ | Eaton (formerly Cooper Lighting) | Metalux | [All Rating]-4SWLED-LD4-40SL-LW-[Voltages Include 120V 277V & UNV]-[All Options]-[All Emergency Options]-L850-[Drivers Include CD & 5LTD]2--U | Indoor Luminaires | Linear Ambient | Direct Linear Ambient Luminaires | Standard | FALSE | [9 empty] | 42269 |  |  | Yes |  | 3 | 4385 | 103.53 | 42.36 | 6.748 | 0.991 | 5000 | 83
PFA6365H | Eaton (formerly Cooper Lighting) | Metalux | [All Rating]-4SWLED-LD4-36SL-LC-[Voltages Include 120V 277V & UNV]-[All Options]-[All Emergency Options]-L850-[Drivers Include CD & 5LTD]2--U | Indoor Luminaires | Linear Ambient | Direct Linear Ambient Luminaires | Standard | FALSE | [9 empty] | 42269 |  |  | Yes |  | 3 | 4749 | 128.07 | 37.08 | 6.747 | 0.99 | 5000 | 83
P1QTD6YR | Eaton (formerly Cooper Lighting) | Metalux | [All Rating]-4SWLED-LD4-36SL-LN-[Voltages Include 120V 277V & UNV]-[All Options]-[All Emergency Options]-L850-[Drivers Include CD & 5LTD]2--U | Indoor Luminaires | Linear Ambient | Direct Linear Ambient Luminaires | Standard | FALSE | [9 empty] | 42269 |  |  | Yes |  | 3 | 4539 | 122.41 | 37.08 | 6.747 | 0.99 | 5000 | 83
PSUN2KGB | Eaton (formerly Cooper Lighting) | Metalux | [All Rating]-4SWLED-LD4-36SL-LW-[Voltages Include 120V 277V & UNV]-[All Options]-[All Emergency Options]-L850-[Drivers Include CD & 5LTD]2--U | Indoor Luminaires | Linear Ambient | Direct Linear Ambient Luminaires | Standard | FALSE | [9 empty] | 42269 |  |  | Yes |  | 3 | 3953 | 106.61 | 37.08 | 6.747 | 0.99 | 5000 | 83
PHGD33E9 | Eaton (formerly Cooper Lighting) | Metalux | [All Rating]-2SWLED-LD4-8SL-LC-[Voltages Include 120V 277V & UNV]-[All Options]-[All Emergency Options]-L850-CD2--U | Indoor Luminaires | Linear Ambient | Direct Linear Ambient Luminaires | Standard | FALSE | [9 empty] | 42269 |  |  | Yes |  | 3 | 1184.17 | 121.17 | 9.77 | 5.429 | 0.991 | 5000 | 83
P6S9RUG4 | Eaton (formerly Cooper Lighting) | Metalux | [All Rating]-2SWLED-LD4-20SL-LC-[Voltages Include 120V 277V & UNV]-[All Options]-[All Emergency Options]-L850-CD2--U | Indoor Luminaires | Linear Ambient | Direct Linear Ambient Luminaires | Standard | FALSE | [9 empty] | 42269 |  |  | Yes |  | 3 | 1184.17 | 121.17 | 9.77 | 5.429 | 0.991 | 5000 | 83
PYGFYRT3 | Eaton (formerly Cooper Lighting) | Metalux | [All Rating]-2SWLED-LD4-8SL-LN-[Voltages Include 120V 277V & UNV]-[All Options]-[All Emergency Options]-L850-CD2--U | Indoor Luminaires | Linear Ambient | Direct Linear Ambient Luminaires | Standard | FALSE | [9 empty] | 42269 |  |  | Yes |  | 3 | 1131.82 | 115.82 | 9.77 | 5.429 | 0.991 | 5000 | 83
PXA44GDU | Eaton (formerly Cooper Lighting) | Metalux | [All Rating]-2SWLED-LD4-20SL-LN-[Voltages Include 120V 277V & UNV]-[All Options]-[All Emergency Options]-L850-CD2--U | Indoor Luminaires | Linear Ambient | Direct Linear Ambient Luminaires | Standard | FALSE | [9 empty] | 42269 |  |  | Yes |  | 3 | 1131.82 | 115.82 | 9.77 | 5.429 | 0.991 | 5000 | 83
P98RGSWY | Eaton (formerly Cooper Lighting) | Metalux | [All Rating]-2SWLED-LD4-8SL-LW-[Voltages Include 120V 277V & UNV]-[All Options]-[All Emergency Options]-L850-CD2--U | Indoor Luminaires | Linear Ambient | Direct Linear Ambient Luminaires | Standard | FALSE | [9 empty] | 42269 |  |  | Yes |  | 3 | 985.88 | 100.88 | 9.77 | 5.429 | 0.991 | 5000 | 83
P2JD4BQE | Eaton (formerly Cooper Lighting) | Metalux | [All Rating]-2SWLED-LD4-20SL-LW-[Voltages Include 120V 277V & UNV]-[All Options]-[All Emergency Options]-L850-CD2--U | Indoor Luminaires | Linear Ambient | Direct Linear Ambient Luminaires | Standard | FALSE | [9 empty] | 42269 |  |  | Yes |  | 3 | 985.88 | 100.88 | 9.77 | 5.429 | 0.991 | 5000 | 83
PA8ENXGU | Eaton (formerly Cooper Lighting) | Metalux | [All Rating]-2SWLED-LD4-16SL-LC-[Voltages Include 120V 277V & UNV]-[All Options]-[All Emergency Options]-L840-CD2--U | Indoor Luminaires | Linear Ambient | Direct Linear Ambient Luminaires | Standard | FALSE | [9 empty] | 42269 |  |  | Yes |  | 3 | 2029.25 | 112.11 | 18.1 | 10.808 | 0.989 | 4000 | 83
PH1S96E5 | Eaton (formerly Cooper Lighting) | Metalux | [All Rating]-2SWLED-LD4-16SL-LN-[Voltages Include 120V 277V & UNV]-[All Options]-[All Emergency Options]-L840-CD2--U | Indoor Luminaires | Linear Ambient | Direct Linear Ambient Luminaires | Standard | FALSE | [9 empty] | 42269 |  |  | Yes |  | 3 | 1939.55 | 107.16 | 18.1 | 10.808 | 0.989 | 4000 | 83
PQBX7J7G | Eaton (formerly Cooper Lighting) | Metalux | [All Rating]-2SWLED-LD4-16SL-LW-[Voltages Include 120V 277V & UNV]-[All Options]-[All Emergency Options]-L840-CD2--U | Indoor Luminaires | Linear Ambient | Direct Linear Ambient Luminaires | Standard | FALSE | [9 empty] | 42269 |  |  | Yes |  | 3 | 1689.46 | 93.34 | 18.1 | 10.808 | 0.989 | 4000 | 83
PXN7DNTA | Eaton (formerly Cooper Lighting) | Metalux | [All Rating]-4SWLED-LD4-48HL-LC-[Voltages Include 120V 277V & UNV]-[All Options]-[All Emergency Options]-L840-[Drivers Include CD & 5LTD]2--U | Indoor Luminaires | Linear Ambient | Direct Linear Ambient Luminaires | Standard | FALSE | [9 empty] | 42269 |  |  | Yes |  | 3 | 6038 | 117.24 | 51.5 | 9.208 | 0.994 | 4000 | 83
PR4MJADC | Eaton (formerly Cooper Lighting) | Metalux | [All Rating]-4SWLED-LD4-48HL-LN-[Voltages Include 120V 277V & UNV]-[All Options]-[All Emergency Options]-L840-[Drivers Include CD & 5LTD]2--U | Indoor Luminaires | Linear Ambient | Direct Linear Ambient Luminaires | Standard | FALSE | [9 empty] | 42269 |  |  | Yes |  | 3 | 5772 | 112.08 | 51.5 | 9.208 | 0.994 | 4000 | 83
PPTM6CMJ | Eaton (formerly Cooper Lighting) | Metalux | [All Rating]-4SWLED-LD4-48HL-LW-[Voltages Include 120V 277V & UNV]-[All Options]-[All Emergency Options]-L840-[Drivers Include CD & 5LTD]2--U | Indoor Luminaires | Linear Ambient | Direct Linear Ambient Luminaires | Standard | FALSE | [9 empty] | 42269 |  |  | Yes |  | 3 | 5027 | 97.61 | 51.5 | 9.208 | 0.994 | 4000 | 83
P6SHFN13 | Eaton (formerly Cooper Lighting) | Metalux | [All Rating]-4SWLED-LD4-20SL-LC-[Voltages Include 120V 277V & UNV]-[All Options]-[All Emergency Options]-L840-CD2--U | Indoor Luminaires | Linear Ambient | Direct Linear Ambient Luminaires | Standard | FALSE | [9 empty] | 42269 |  |  | Yes |  | 3 | 2588 | 118.17 | 21.9 | 7.7 | 0.991 | 4000 | 83
P7WSA4SD | Eaton (formerly Cooper Lighting) | Metalux | [All Rating]-4SWLED-LD4-20SL-LN-[Voltages Include 120V 277V & UNV]-[All Options]-[All Emergency Options]-L840-CD2--U | Indoor Luminaires | Linear Ambient | Direct Linear Ambient Luminaires | Standard | FALSE | [9 empty] | 42269 |  |  | Yes |  | 3 | 2473 | 112.92 | 21.9 | 7.7 | 0.991 | 4000 | 83
PCWAE1EW | Eaton (formerly Cooper Lighting) | Metalux | [All Rating]-4SWLED-LD4-20SL-LW-[Voltages Include 120V 277V & UNV]-[All Options]-[All Emergency Options]-L840-CD2--U | Indoor Luminaires | Linear Ambient | Direct Linear Ambient Luminaires | Standard | FALSE | [9 empty] | 42269 |  |  | Yes |  | 3 | 2154 | 98.36 | 21.9 | 7.7 | 0.991 | 4000 | 83
PREWMDJH | Eaton (formerly Cooper Lighting) | Metalux | [All Rating]-2SWLED-LD4-24HL-LC-[Voltages Include 120V 277V & UNV]-[All Options]-[All Emergency Options]-L840-CD2--U | Indoor Luminaires | Linear Ambient | Direct Linear Ambient Luminaires | Standard | FALSE | [9 empty] | 42269 |  |  | Yes |  | 3 | 2513 | 113.2 | 22.2 | 7.319 | 0.992 | 4000 | 83
P11AFYQ5 | Eaton (formerly Cooper Lighting) | Metalux | [All Rating]-2SWLED-LD4-24HL-LN-[Voltages Include 120V 277V & UNV]-[All Options]-[All Emergency Options]-L840-CD2--U | Indoor Luminaires | Linear Ambient | Direct Linear Ambient Luminaires | Standard | FALSE | [9 empty] | 42269 |  |  | Yes |  | 3 | 2402 | 108.2 | 22.2 | 7.319 | 0.992 | 4000 | 83
PSJG756R | Eaton (formerly Cooper Lighting) | Metalux | [All Rating]-2SWLED-LD4-24HL-LW-[Voltages Include 120V 277V & UNV]-[All Options]-[All Emergency Options]-L840-CD2--U | Indoor Luminaires | Linear Ambient | Direct Linear Ambient Luminaires | Standard | FALSE | [9 empty] | 42269 |  |  | Yes |  | 3 | 2092 | 94.23 | 22.2 | 7.319 | 0.992 | 4000 | 83
P62ETHYH | Eaton (formerly Cooper Lighting) | Metalux | [All Rating]-4SWLED-LD4-28SL-LC-[Voltages Include 120V 277V & UNV]-[All Options]-[All Emergency Options]-L840-CD2--U | Indoor Luminaires | Linear Ambient | Direct Linear Ambient Luminaires | Standard | FALSE | [9 empty] | 42269 |  |  | Yes |  | 3 | 3518 | 117.66 | 29.9 | 7.3 | 0.994 | 4000 | 83
PQBRHMBX | Eaton (formerly Cooper Lighting) | Metalux | [All Rating]-4SWLED-LD4-28SL-LN-[Voltages Include 120V 277V & UNV]-[All Options]-[All Emergency Options]-L840-CD2--U | Indoor Luminaires | Linear Ambient | Direct Linear Ambient Luminaires | Standard | FALSE | [9 empty] | 42269 |  |  | Yes |  | 3 | 3362 | 112.44 | 29.9 | 7.3 | 0.994 | 4000 | 83
P45WSRPJ | Eaton (formerly Cooper Lighting) | Metalux | [All Rating]-4SWLED-LD4-28SL-LW-[Voltages Include 120V 277V & UNV]-[All Options]-[All Emergency Options]-L840-CD2--U | Indoor Luminaires | Linear Ambient | Direct Linear Ambient Luminaires | Standard | FALSE | [9 empty] | 42269 |  |  | Yes |  | 3 | 2929 | 97.96 | 29.9 | 7.3 | 0.994 | 4000 | 83
P9VXMRHQ | Eaton (formerly Cooper Lighting) | Metalux | [All Rating]-2SWLED-LD4-28HL-LC-[Voltages Include 120V 277V & UNV]-[All Options]-[All Emergency Options]-L840-CD2--U | Indoor Luminaires | Linear Ambient | Direct Linear Ambient Luminaires | Standard | FALSE | [9 empty] | 42269 |  |  | Yes |  | 3 | 3550.56 | 126.11 | 28.15 | 7.074 | 0.99 | 4000 | 83
P8BCT2KJ | Eaton (formerly Cooper Lighting) | Metalux | [All Rating]-2SWLED-LD4-28HL-LN-[Voltages Include 120V 277V & UNV]-[All Options]-[All Emergency Options]-L840-CD2--U | Indoor Luminaires | Linear Ambient | Direct Linear Ambient Luminaires | Standard | FALSE | [9 empty] | 42269 |  |  | Yes |  | 3 | 3393.61 | 120.53 | 28.15 | 7.074 | 0.99 | 4000 | 83
PDU5FSS8 | Eaton (formerly Cooper Lighting) | Metalux | [All Rating]-2SWLED-LD4-28HL-LW-[Voltages Include 120V 277V & UNV]-[All Options]-[All Emergency Options]-L840-CD2--U | Indoor Luminaires | Linear Ambient | Direct Linear Ambient Luminaires | Standard | FALSE | [9 empty] | 42269 |  |  | Yes |  | 3 | 2956.03 | 104.99 | 28.15 | 7.074 | 0.99 | 4000 | 83
PES56Q41 | Eaton (formerly Cooper Lighting) | Metalux | [All Rating]-4SWLED-LD4-44HL-LC-[Voltages Include 120V 277V & UNV]-[All Options]-[All Emergency Options]-L840-[Drivers Include CD & 5LTD]2--U | Indoor Luminaires | Linear Ambient | Direct Linear Ambient Luminaires | Standard | FALSE | [9 empty] | 42269 |  |  | Yes |  | 3 | 5573 | 119.08 | 46.8 | 6.902 | 0.993 | 4000 | 83
PX13D9ES | Eaton (formerly Cooper Lighting) | Metalux | [All Rating]-4SWLED-LD4-44HL-LN-[Voltages Include 120V 277V & UNV]-[All Options]-[All Emergency Options]-L840-[Drivers Include CD & 5LTD]2--U | Indoor Luminaires | Linear Ambient | Direct Linear Ambient Luminaires | Standard | FALSE | [9 empty] | 42269 |  |  | Yes |  | 3 | 5327 | 113.82 | 46.8 | 6.902 | 0.993 | 4000 | 83
P21RQHVN | Eaton (formerly Cooper Lighting) | Metalux | [All Rating]-4SWLED-LD4-44HL-LW-[Voltages Include 120V 277V & UNV]-[All Options]-[All Emergency Options]-L840-[Drivers Include CD & 5LTD]2--U | Indoor Luminaires | Linear Ambient | Direct Linear Ambient Luminaires | Standard | FALSE | [9 empty] | 42269 |  |  | Yes |  | 3 | 4640 | 99.15 | 46.8 | 6.902 | 0.993 | 4000 | 83
P1ZK7XWZ | Eaton (formerly Cooper Lighting) | Metalux | [All Rating]-4SWLED-LD4-32SL-LC-[Voltages Include 120V 277V & UNV]-[All Options]-[All Emergency Options]-L840-CD2--U | Indoor Luminaires | Linear Ambient | Direct Linear Ambient Luminaires | Standard | FALSE | [9 empty] | 42269 |  |  | Yes |  | 3 | 4007 | 126.08 | 31.78 | 6.843 | 0.99 | 4000 | 83
P3QZ2N6C | Eaton (formerly Cooper Lighting) | Metalux | [All Rating]-4SWLED-LD4-32SL-LN-[Voltages Include 120V 277V & UNV]-[All Options]-[All Emergency Options]-L840-CD2--U | Indoor Luminaires | Linear Ambient | Direct Linear Ambient Luminaires | Standard | FALSE | [9 empty] | 42269 |  |  | Yes |  | 3 | 3830 | 120.51 | 31.78 | 6.843 | 0.99 | 4000 | 83
PVUWFQ8Z | Eaton (formerly Cooper Lighting) | Metalux | [All Rating]-4SWLED-LD4-32SL-LW-[Voltages Include 120V 277V & UNV]-[All Options]-[All Emergency Options]-L840-CD4--U | Indoor Luminaires | Linear Ambient | Direct Linear Ambient Luminaires | Standard | FALSE | [9 empty] | 42269 |  |  | Yes |  | 3 | 3336 | 104.96 | 31.78 | 6.843 | 0.99 | 4000 | 83
PVNZ9G2Q | Eaton (formerly Cooper Lighting) | Metalux | [All Rating]-4SWLED-LD4-40SL-LC-[Voltages Include 120V 277V & UNV]-[All Options]-[All Emergency Options]-L840-[Drivers Include CD & 5LTD]2--U | Indoor Luminaires | Linear Ambient | Direct Linear Ambient Luminaires | Standard | FALSE | [9 empty] | 42269 |  |  | Yes |  | 3 | 5042 | 119.04 | 42.36 | 6.748 | 0.991 | 4000 | 83
P6FMWRQ3 | Eaton (formerly Cooper Lighting) | Metalux | [All Rating]-4SWLED-LD4-40SL-LN-[Voltages Include 120V 277V & UNV]-[All Options]-[All Emergency Options]-L840-[Drivers Include CD & 5LTD]2--U | Indoor Luminaires | Linear Ambient | Direct Linear Ambient Luminaires | Standard | FALSE | [9 empty] | 42269 |  |  | Yes |  | 3 | 4819 | 113.77 | 42.36 | 6.748 | 0.991 | 4000 | 83
P2MDNWPJ | Eaton (formerly Cooper Lighting) | Metalux | [All Rating]-4SWLED-LD4-40SL-LW-[Voltages Include 120V 277V & UNV]-[All Options]-[All Emergency Options]-L840-[Drivers Include CD & 5LTD]2--U | Indoor Luminaires | Linear Ambient | Direct Linear Ambient Luminaires | Standard | FALSE | [9 empty] | 42269 |  |  | Yes |  | 3 | 4197 | 99.09 | 42.36 | 6.748 | 0.991 | 4000 | 83
PDDXNUYK | Eaton (formerly Cooper Lighting) | Metalux | [All Rating]-4SWLED-LD4-36SL-LC-[Voltages Include 120V 277V & UNV]-[All Options]-[All Emergency Options]-L840-[Drivers Include CD & 5LTD]2--U | Indoor Luminaires | Linear Ambient | Direct Linear Ambient Luminaires | Standard | FALSE | [9 empty] | 42269 |  |  | Yes |  | 3 | 4545 | 122.57 | 37.08 | 6.747 | 0.99 | 4000 | 83
PCR9FFG6 | Eaton (formerly Cooper Lighting) | Metalux | [All Rating]-4SWLED-LD4-36SL-LN-[Voltages Include 120V 277V & UNV]-[All Options]-[All Emergency Options]-L840-[Drivers Include CD & 5LTD]2--U | Indoor Luminaires | Linear Ambient | Direct Linear Ambient Luminaires | Standard | FALSE | [9 empty] | 42269 |  |  | Yes |  | 3 | 4344 | 117.15 | 37.08 | 6.747 | 0.99 | 4000 | 83
PQBR8XZQ | Eaton (formerly Cooper Lighting) | Metalux | [All Rating]-4SWLED-LD4-36SL-LW-[Voltages Include 120V 277V & UNV]-[All Options]-[All Emergency Options]-L840-[Drivers Include CD & 5LTD]2--U | Indoor Luminaires | Linear Ambient | Direct Linear Ambient Luminaires | Standard | FALSE | [9 empty] | 42269 |  |  | Yes |  | 3 | 3784 | 102.05 | 37.08 | 6.747 | 0.99 | 4000 | 83
P5VUWSKZ | Eaton (formerly Cooper Lighting) | Metalux | [All Rating]-2SWLED-LD4-20SL-LC-[Voltages Include 120V 277V & UNV]-[All Options]-[All Emergency Options]-L840-CD2--U | Indoor Luminaires | Linear Ambient | Direct Linear Ambient Luminaires | Standard | FALSE | [9 empty] | 42269 |  |  | Yes |  | 3 | 1133.4 | 115.98 | 9.77 | 5.429 | 0.991 | 4000 | 83
P5E9KF8K | Eaton (formerly Cooper Lighting) | Metalux | [All Rating]-2SWLED-LD4-8SL-LC-[Voltages Include 120V 277V & UNV]-[All Options]-[All Emergency Options]-L840-CD2--U | Indoor Luminaires | Linear Ambient | Direct Linear Ambient Luminaires | Standard | FALSE | [9 empty] | 42269 |  |  | Yes |  | 3 | 1133.4 | 115.98 | 9.77 | 5.429 | 0.991 | 4000 | 83
PFBVU2Q7 | Eaton (formerly Cooper Lighting) | Metalux | [All Rating]-2SWLED-LD4-8SL-LN-[Voltages Include 120V 277V & UNV]-[All Options]-[All Emergency Options]-L840-CD2--U | Indoor Luminaires | Linear Ambient | Direct Linear Ambient Luminaires | Standard | FALSE | [9 empty] | 42269 |  |  | Yes |  | 3 | 1083.3 | 110.85 | 9.77 | 5.429 | 0.991 | 4000 | 83
P194B9Y9 | Eaton (formerly Cooper Lighting) | Metalux | [All Rating]-2SWLED-LD4-20SL-LN-[Voltages Include 120V 277V & UNV]-[All Options]-[All Emergency Options]-L840-CD2--U | Indoor Luminaires | Linear Ambient | Direct Linear Ambient Luminaires | Standard | FALSE | [9 empty] | 42269 |  |  | Yes |  | 3 | 1083.3 | 110.85 | 9.77 | 5.429 | 0.991 | 4000 | 83
PS51NZ8U | Eaton (formerly Cooper Lighting) | Metalux | [All Rating]-2SWLED-LD4-20SL-LW-[Voltages Include 120V 277V & UNV]-[All Options]-[All Emergency Options]-L840-CD2--U | Indoor Luminaires | Linear Ambient | Direct Linear Ambient Luminaires | Standard | FALSE | [9 empty] | 42269 |  |  | Yes |  | 3 | 943.61 | 96.56 | 9.77 | 5.429 | 0.991 | 4000 | 83
PREPZGCR | Eaton (formerly Cooper Lighting) | Metalux | [All Rating]-2SWLED-LD4-8SL-LW-[Voltages Include 120V 277V & UNV]-[All Options]-[All Emergency Options]-L840-CD2--U | Indoor Luminaires | Linear Ambient | Direct Linear Ambient Luminaires | Standard | FALSE | [9 empty] | 42269 |  |  | Yes |  | 3 | 943.61 | 96.56 | 9.77 | 5.429 | 0.991 | 4000 | 83
PDQ2QTNV | Eaton (formerly Cooper Lighting) | Metalux | [All Rating]-2SWLED-LD4-16SL-LC-[Voltages Include 120V 277V & UNV]-[All Options]-[All Emergency Options]-L835-CD2--U | Indoor Luminaires | Linear Ambient | Direct Linear Ambient Luminaires | Standard | FALSE | [9 empty] | 42269 |  |  | Yes |  | 3 | 1975.9 | 109.17 | 18.1 | 10.808 | 0.989 | 3500 | 83
P6F4VNRY | Eaton (formerly Cooper Lighting) | Metalux | [All Rating]-2SWLED-LD4-16SL-LC-[Voltages Include 120V 277V & UNV]-[All Options]-[All Emergency Options]-L850-CD2--U | Indoor Luminaires | Linear Ambient | Direct Linear Ambient Luminaires | Standard | FALSE | [9 empty] | 42269 |  |  | Yes |  | 3 | 1689.46 | 93.34 | 18.1 | 10.808 | 0.989 | 3500 | 83
PGJNV66R | Eaton (formerly Cooper Lighting) | Metalux | [All Rating]-2SWLED-LD4-16SL-LW-[Voltages Include 120V 277V & UNV]-[All Options]-[All Emergency Options]-L835-CD2--U | Indoor Luminaires | Linear Ambient | Direct Linear Ambient Luminaires | Standard | FALSE | [9 empty] | 42269 |  |  | Yes |  | 3 | 1645.04 | 90.89 | 18.1 | 10.808 | 0.989 | 3500 | 83
P2C3QYHR | Eaton (formerly Cooper Lighting) | Metalux | [All Rating]-4SWLED-LD4-48HL-LC-[Voltages Include 120V 277V & UNV]-[All Options]-[All Emergency Options]-L835-[Drivers Include CD & 5LTD]2--U | Indoor Luminaires | Linear Ambient | Direct Linear Ambient Luminaires | Standard | FALSE | [9 empty] | 42269 |  |  | Yes |  | 3 | 5880 | 114.17 | 51.5 | 9.208 | 0.994 | 3500 | 83
P9MY1UEE | Eaton (formerly Cooper Lighting) | Metalux | [All Rating]-4SWLED-LD4-48HL-LN-[Voltages Include 120V 277V & UNV]-[All Options]-[All Emergency Options]-L835-[Drivers Include CD & 5LTD]2--U | Indoor Luminaires | Linear Ambient | Direct Linear Ambient Luminaires | Standard | FALSE | [9 empty] | 42269 |  |  | Yes |  | 3 | 5620 | 109.13 | 51.5 | 9.208 | 0.994 | 3500 | 83
PUV4Z8FU | Eaton (formerly Cooper Lighting) | Metalux | [All Rating]-4SWLED-LD4-20SL-LC-[Voltages Include 120V 277V & UNV]-[All Options]-[All Emergency Options]-L835-CD2--U | Indoor Luminaires | Linear Ambient | Direct Linear Ambient Luminaires | Standard | FALSE | [9 empty] | 42269 |  |  | Yes |  | 3 | 2520 | 115.07 | 21.9 | 7.7 | 0.991 | 3500 | 83
PSHMJ4MX | Eaton (formerly Cooper Lighting) | Metalux | [All Rating]-4SWLED-LD4-20SL-LN-[Voltages Include 120V 277V & UNV]-[All Options]-[All Emergency Options]-L835-CD2--U | Indoor Luminaires | Linear Ambient | Direct Linear Ambient Luminaires | Standard | FALSE | [9 empty] | 42269 |  |  | Yes |  | 3 | 2408 | 109.95 | 21.9 | 7.7 | 0.991 | 3500 | 83
PW1UTX1H | Eaton (formerly Cooper Lighting) | Metalux | [All Rating]-2SWLED-LD4-24HL-LC-[Voltages Include 120V 277V & UNV]-[All Options]-[All Emergency Options]-L835-CD2--U | Indoor Luminaires | Linear Ambient | Direct Linear Ambient Luminaires | Standard | FALSE | [9 empty] | 42269 |  |  | Yes |  | 3 | 2447 | 110.23 | 22.2 | 7.319 | 0.992 | 3500 | 83
PEDZJ1Q5 | Eaton (formerly Cooper Lighting) | Metalux | [All Rating]-2SWLED-LD4-24HL-LN-[Voltages Include 120V 277V & UNV]-[All Options]-[All Emergency Options]-L835-CD2--U | Indoor Luminaires | Linear Ambient | Direct Linear Ambient Luminaires | Standard | FALSE | [9 empty] | 42269 |  |  | Yes |  | 3 | 2339 | 105.36 | 22.2 | 7.319 | 0.992 | 3500 | 83
PZDAWYM9 | Eaton (formerly Cooper Lighting) | Metalux | [All Rating]-2SWLED-LD4-24HL-LW-[Voltages Include 120V 277V & UNV]-[All Options]-[All Emergency Options]-L835-CD2--U | Indoor Luminaires | Linear Ambient | Direct Linear Ambient Luminaires | Standard | FALSE | [9 empty] | 42269 |  |  | Yes |  | 3 | 2037 | 91.76 | 22.2 | 7.319 | 0.992 | 3500 | 83
PNSQD468 | Eaton (formerly Cooper Lighting) | Metalux | [All Rating]-4SWLED-LD4-28SL-LC-[Voltages Include 120V 277V & UNV]-[All Options]-[All Emergency Options]-L835-CD2--U | Indoor Luminaires | Linear Ambient | Direct Linear Ambient Luminaires | Standard | FALSE | [9 empty] | 42269 |  |  | Yes |  | 3 | 3425 | 114.55 | 29.9 | 7.3 | 0.994 | 3500 | 83
PWMECFAZ | Eaton (formerly Cooper Lighting) | Metalux | [All Rating]-4SWLED-LD4-28SL-LN-[Voltages Include 120V 277V & UNV]-[All Options]-[All Emergency Options]-L835-CD2--U | Indoor Luminaires | Linear Ambient | Direct Linear Ambient Luminaires | Standard | FALSE | [9 empty] | 42269 |  |  | Yes |  | 3 | 3274 | 109.5 | 29.9 | 7.3 | 0.994 | 3500 | 83
PQWFQ5NR | Eaton (formerly Cooper Lighting) | Metalux | [All Rating]-2SWLED-LD4-28HL-LC-[Voltages Include 120V 277V & UNV]-[All Options]-[All Emergency Options]-L835-CD2--U | Indoor Luminaires | Linear Ambient | Direct Linear Ambient Luminaires | Standard | FALSE | [9 empty] | 42269 |  |  | Yes |  | 3 | 3457.22 | 122.79 | 28.15 | 7.074 | 0.99 | 3500 | 83
PR3J4TQ1 | Eaton (formerly Cooper Lighting) | Metalux | [All Rating]-2SWLED-LD4-28HL-LN-[Voltages Include 120V 277V & UNV]-[All Options]-[All Emergency Options]-L835-CD2--U | Indoor Luminaires | Linear Ambient | Direct Linear Ambient Luminaires | Standard | FALSE | [9 empty] | 42269 |  |  | Yes |  | 3 | 3304.39 | 117.37 | 28.15 | 7.074 | 0.99 | 3500 | 83
PYVVQXAW | Eaton (formerly Cooper Lighting) | Metalux | [All Rating]-2SWLED-LD4-28HL-LW-[Voltages Include 120V 277V & UNV]-[All Options]-[All Emergency Options]-L835-CD2--U | Indoor Luminaires | Linear Ambient | Direct Linear Ambient Luminaires | Standard | FALSE | [9 empty] | 42269 |  |  | Yes |  | 3 | 2878.31 | 102.23 | 28.15 | 7.074 | 0.99 | 3500 | 83
PGPP1MX3 | Eaton (formerly Cooper Lighting) | Metalux | [All Rating]-4SWLED-LD4-44HL-LC-[Voltages Include 120V 277V & UNV]-[All Options]-[All Emergency Options]-L835-[Drivers Include CD & 5LTD]2--U | Indoor Luminaires | Linear Ambient | Direct Linear Ambient Luminaires | Standard | FALSE | [9 empty] | 42269 |  |  | Yes |  | 3 | 5427 | 115.96 | 46.8 | 6.902 | 0.993 | 3500 | 83
P5GH5BUH | Eaton (formerly Cooper Lighting) | Metalux | [All Rating]-4SWLED-LD4-44HL-LN-[Voltages Include 120V 277V & UNV]-[All Options]-[All Emergency Options]-L835-[Drivers Include CD & 5LTD]2--U | Indoor Luminaires | Linear Ambient | Direct Linear Ambient Luminaires | Standard | FALSE | [9 empty] | 42269 |  |  | Yes |  | 3 | 5187 | 110.83 | 46.8 | 6.902 | 0.993 | 3500 | 83
P4JSFVUM | Eaton (formerly Cooper Lighting) | Metalux | [All Rating]-4SWLED-LD4-44HL-LW-[Voltages Include 120V 277V & UNV]-[All Options]-[All Emergency Options]-L835-[Drivers Include CD & 5LTD]2--U | Indoor Luminaires | Linear Ambient | Direct Linear Ambient Luminaires | Standard | FALSE | [9 empty] | 42269 |  |  | Yes |  | 3 | 4518 | 96.54 | 46.8 | 6.902 | 0.993 | 3500 | 83
PFKBX6JR | Eaton (formerly Cooper Lighting) | Metalux | [All Rating]-4SWLED-LD4-32SL-LC-[Voltages Include 120V 277V & UNV]-[All Options]-[All Emergency Options]-L835-CD2--U | Indoor Luminaires | Linear Ambient | Direct Linear Ambient Luminaires | Standard | FALSE | [9 empty] | 42269 |  |  | Yes |  | 3 | 3901 | 122.74 | 31.78 | 6.843 | 0.99 | 3500 | 83
PRTVZWQ8 | Eaton (formerly Cooper Lighting) | Metalux | [All Rating]-4SWLED-LD4-32SL-LN-[Voltages Include 120V 277V & UNV]-[All Options]-[All Emergency Options]-L835-CD2--U | Indoor Luminaires | Linear Ambient | Direct Linear Ambient Luminaires | Standard | FALSE | [9 empty] | 42269 |  |  | Yes |  | 3 | 3729 | 117.33 | 31.78 | 6.843 | 0.99 | 3500 | 83
PFMV43UC | Eaton (formerly Cooper Lighting) | Metalux | [All Rating]-4SWLED-LD4-32SL-LW-[Voltages Include 120V 277V & UNV]-[All Options]-[All Emergency Options]-L835-CD3--U | Indoor Luminaires | Linear Ambient | Direct Linear Ambient Luminaires | Standard | FALSE | [9 empty] | 42269 |  |  | Yes |  | 3 | 3248 | 102.19 | 31.78 | 6.843 | 0.99 | 3500 | 83
PYXGNSPR | Eaton (formerly Cooper Lighting) | Metalux | [All Rating]-4SWLED-LD4-40SL-LC-[Voltages Include 120V 277V & UNV]-[All Options]-[All Emergency Options]-L835-[Drivers Include CD & 5LTD]2--U | Indoor Luminaires | Linear Ambient | Direct Linear Ambient Luminaires | Standard | FALSE | [9 empty] | 42269 |  |  | Yes |  | 3 | 4909 | 115.9 | 42.36 | 6.748 | 0.991 | 3500 | 83
PPUGTSSJ | Eaton (formerly Cooper Lighting) | Metalux | [All Rating]-4SWLED-LD4-40SL-LN-[Voltages Include 120V 277V & UNV]-[All Options]-[All Emergency Options]-L835-[Drivers Include CD & 5LTD]2--U | Indoor Luminaires | Linear Ambient | Direct Linear Ambient Luminaires | Standard | FALSE | [9 empty] | 42269 |  |  | Yes |  | 3 | 4692 | 110.78 | 42.36 | 6.748 | 0.991 | 3500 | 83
PY19R89N | Eaton (formerly Cooper Lighting) | Metalux | [All Rating]-4SWLED-LD4-40SL-LW-[Voltages Include 120V 277V & UNV]-[All Options]-[All Emergency Options]-L835-[Drivers Include CD & 5LTD]2--U | Indoor Luminaires | Linear Ambient | Direct Linear Ambient Luminaires | Standard | FALSE | [9 empty] | 42269 |  |  | Yes |  | 3 | 4087 | 96.49 | 42.36 | 6.748 | 0.991 | 3500 | 83
PJVEKZXQ | Eaton (formerly Cooper Lighting) | Metalux | [All Rating]-4SWLED-LD4-36SL-LC-[Voltages Include 120V 277V & UNV]-[All Options]-[All Emergency Options]-L835-[Drivers Include CD & 5LTD]2--U | Indoor Luminaires | Linear Ambient | Direct Linear Ambient Luminaires | Standard | FALSE | [9 empty] | 42269 |  |  | Yes |  | 3 | 4425 | 119.33 | 37.08 | 6.747 | 0.99 | 3500 | 83
P5DW77NG | Eaton (formerly Cooper Lighting) | Metalux | [All Rating]-4SWLED-LD4-36SL-LN-[Voltages Include 120V 277V & UNV]-[All Options]-[All Emergency Options]-L835-[Drivers Include CD & 5LTD]2--U | Indoor Luminaires | Linear Ambient | Direct Linear Ambient Luminaires | Standard | FALSE | [9 empty] | 42269 |  |  | Yes |  | 3 | 4230 | 114.08 | 37.08 | 6.747 | 0.99 | 3500 | 83
PR946JQW | Eaton (formerly Cooper Lighting) | Metalux | [All Rating]-4SWLED-LD4-36SL-LW-[Voltages Include 120V 277V & UNV]-[All Options]-[All Emergency Options]-L835-[Drivers Include CD & 5LTD]2--U | Indoor Luminaires | Linear Ambient | Direct Linear Ambient Luminaires | Standard | FALSE | [9 empty] | 42269 |  |  | Yes |  | 3 | 3684 | 99.35 | 37.08 | 6.747 | 0.99 | 3500 | 83
PHXN1BZN | Eaton (formerly Cooper Lighting) | Metalux | [All Rating]-2SWLED-LD4-20SL-LC-[Voltages Include 120V 277V & UNV]-[All Options]-[All Emergency Options]-L835-CD2--U | Indoor Luminaires | Linear Ambient | Direct Linear Ambient Luminaires | Standard | FALSE | [9 empty] | 42269 |  |  | Yes |  | 3 | 1103.6 | 112.93 | 9.77 | 5.429 | 0.991 | 3500 | 83
P9D8CKNQ | Eaton (formerly Cooper Lighting) | Metalux | [All Rating]-2SWLED-LD4-8SL-LC-[Voltages Include 120V 277V & UNV]-[All Options]-[All Emergency Options]-L835-CD2--U | Indoor Luminaires | Linear Ambient | Direct Linear Ambient Luminaires | Standard | FALSE | [9 empty] | 42269 |  |  | Yes |  | 3 | 1103.6 | 112.93 | 9.77 | 5.429 | 0.991 | 3500 | 83
PY5CXHX7 | Eaton (formerly Cooper Lighting) | Metalux | [All Rating]-2SWLED-LD4-20SL-LN-[Voltages Include 120V 277V & UNV]-[All Options]-[All Emergency Options]-L835-CD2--U | Indoor Luminaires | Linear Ambient | Direct Linear Ambient Luminaires | Standard | FALSE | [9 empty] | 42269 |  |  | Yes |  | 3 | 1054.82 | 107.94 | 9.77 | 5.429 | 0.991 | 3500 | 83
PUD9XD63 | Eaton (formerly Cooper Lighting) | Metalux | [All Rating]-2SWLED-LD4-8SL-LN-[Voltages Include 120V 277V & UNV]-[All Options]-[All Emergency Options]-L835-CD2--U | Indoor Luminaires | Linear Ambient | Direct Linear Ambient Luminaires | Standard | FALSE | [9 empty] | 42269 |  |  | Yes |  | 3 | 1054.82 | 107.94 | 9.77 | 5.429 | 0.991 | 3500 | 83
PRCM2WTN | Eaton (formerly Cooper Lighting) | Metalux | [All Rating]-2SWLED-LD4-20SL-LW-[Voltages Include 120V 277V & UNV]-[All Options]-[All Emergency Options]-L835-CD2--U | Indoor Luminaires | Linear Ambient | Direct Linear Ambient Luminaires | Standard | FALSE | [9 empty] | 42269 |  |  | Yes |  | 3 | 918.81 | 94.02 | 9.77 | 5.429 | 0.991 | 3500 | 83
P9VRHTMR | Eaton (formerly Cooper Lighting) | Metalux | [All Rating]-2SWLED-LD4-8SL-LW-[Voltages Include 120V 277V & UNV]-[All Options]-[All Emergency Options]-L835-CD2--U | Indoor Luminaires | Linear Ambient | Direct Linear Ambient Luminaires | Standard | FALSE | [9 empty] | 42269 |  |  | Yes |  | 3 | 918.81 | 94.02 | 9.77 | 5.429 | 0.991 | 3500 | 83
PKA6YNYJ | Linmore LED Labs | Linmore LED | LL-URS-4NA-2-50K-36W | Indoor Luminaires | Linear Ambient | Direct Linear Ambient Luminaires | Standard | FALSE | [9 empty] | 42269 | Dimmable | Continuous Below 10 | No |  | 3 | 5644.1 | 154 | 36.65 | 14 | 0.99 | 5000 | 82
PPU4N84S | Linmore LED Labs | Linmore LED | LL-URS-4NA-1-50K-22W | Indoor Luminaires | Linear Ambient | Direct Linear Ambient Luminaires | Standard | FALSE | [9 empty] | 42269 | Dimmable | Continuous Below 10 | No |  | 3 | 3339.09 | 149 | 22.41 | 14 | 0.98 | 5000 | 82
PM8E6ABB | Linmore LED Labs | Linmore LED | LL-URS-4NA-1-50K-36W | Indoor Luminaires | Linear Ambient | Direct Linear Ambient Luminaires | Standard | FALSE | [9 empty] | 42269 | Dimmable | Continuous Below 10 | No |  | 3 | 5177.12 | 152 | 34.06 | 13 | 0.99 | 5000 | 82
PTCZ6UHA | Linmore LED Labs | Linmore LED | LL-URS-4NA-1-50K-26W | Indoor Luminaires | Linear Ambient | Direct Linear Ambient Luminaires | Standard | FALSE | [9 empty] | 42269 | Dimmable | Continuous Below 10 | No |  | 3 | 3530.96 | 152 | 23.23 | 10 | 0.99 | 5000 | 82
PRDRPWSZ | Linmore LED Labs | Linmore LED | LL-URS-4NA-2-41K-36W | Indoor Luminaires | Linear Ambient | Direct Linear Ambient Luminaires | Standard | FALSE | [9 empty] | 42269 | Dimmable | Continuous Below 10 | No |  | 3 | 5607.45 | 153 | 36.65 | 14 | 0.99 | 4100 | 82
PWCWG3DG | Linmore LED Labs | Linmore LED | LL-URS-4NA-1-41K-22W | Indoor Luminaires | Linear Ambient | Direct Linear Ambient Luminaires | Standard | FALSE | [9 empty] | 42269 | Dimmable | Continuous Below 10 | No |  | 3 | 3316.68 | 148 | 22.41 | 14 | 0.98 | 4100 | 82
PK8U1DXM | Linmore LED Labs | Linmore LED | LL-URS-4NA-1-41K-36W | Indoor Luminaires | Linear Ambient | Direct Linear Ambient Luminaires | Standard | FALSE | [9 empty] | 42269 | Dimmable | Continuous Below 10 | No |  | 3 | 5143.06 | 151 | 34.06 | 13 | 0.99 | 4100 | 82
PV1RE5R2 | Linmore LED Labs | Linmore LED | LL-URS-4NA-1-41K-26W | Indoor Luminaires | Linear Ambient | Direct Linear Ambient Luminaires | Standard | FALSE | [9 empty] | 42269 | Dimmable | Continuous Below 10 | No |  | 3 | 3507.73 | 151 | 23.23 | 10 | 0.99 | 4100 | 82
PSBV792R | Barron Lighting Group | Tracelite | TLED-LVT-2-VS-3K | Indoor Luminaires | Linear Ambient | Direct Linear Ambient Luminaires | Standard | TRUE | 1766.55 | 94.82 | 18.63 | 13.3 | 0.912 | 2952 | 83.8 | 5 |  | 42268 |  |  | NotYetVerified |  | 3 | 1766.55 | 94.82 | 18.63 | 13.3 | 0.987 | 2952 | 84
PE9QXT44 | Barron Lighting Group | Tracelite | TLED-LVT-2-VS-5K | Indoor Luminaires | Linear Ambient | Direct Linear Ambient Luminaires | Standard | FALSE | [9 empty] | 42268 | Not Yet Verified | Not Yet Verified | NotYetVerified |  | 3 | 1900 | 95 | 20 | 13.3 | 0.987 | 5000 | 80
PW91837K | Barron Lighting Group | Tracelite | TLED-LVT-2-VS-4K | Indoor Luminaires | Linear Ambient | Direct Linear Ambient Luminaires | Standard | FALSE | [9 empty] | 42268 | Not Yet Verified | Not Yet Verified | NotYetVerified |  | 3 | 1900 | 95 | 20 | 13.3 | 0.987 | 4000 | 80
P3Q5Y8XB | Luminaire LED Inc. | Vertex 7 | CLF72-25W-4000K-120-277-OP | Indoor Luminaires | Linear Ambient | Direct Linear Ambient Luminaires | Standard | TRUE | 2629 | 88.2 | 29.8 | 6.92 | 0.949 | 4290 | 86 | 10 | 50000 | 42264 |  |  | No |  | 3 | 2629 | 88.2 | 29.8 | 4.57 | 0.993 | 4290 | 86
PGR2W811 | Shenzhen OKT Lighting Co.LTD | OKT Lighting | DE14-DM-35E | Indoor Luminaires | Linear Ambient | Linear Ambient Luminaires w/ Indirect component | Standard | TRUE | 4967.7 | 92.68 | 53.6 | 17.84 | 0.9094 | 3431 | 85.4 | 5 | 50000 | 42261 |  |  | No |  | 3 | 4967.7 | 92.68 | 53.6 | 17.84 | 0.9094 | 3431 | 85.4
PH3ARWT4 | Shenzhen OKT Lighting Co.LTD | OKT Lighting | DE14-DM-50E | Indoor Luminaires | Linear Ambient | Linear Ambient Luminaires w/ Indirect component | Standard | FALSE | [9 empty] | 42261 |  |  | No |  | 3 | 5458 | 101.37 | 53.84 | 16.46 | 0.9005 | 5000 | 85.1
PQVDN2WE | Shenzhen OKT Lighting Co.LTD | OKT Lighting | DE14-DM-40E | Indoor Luminaires | Linear Ambient | Linear Ambient Luminaires w/ Indirect component | Standard | FALSE | [9 empty] | 42261 |  |  | No |  | 3 | 5384 | 99.96 | 53.86 | 16.03 | 0.9012 | 4000 | 84.5
PZSK6T4W | Precision Paragon [P2] | Precision Paragon | SNL-1x8-HL-BL-UL-50K | Indoor Luminaires | Linear Ambient | Direct Linear Ambient Luminaires | Standard | FALSE | [9 empty] | 42261 |  |  | NotYetVerified |  | 3 | 17722 | 95.2796 | 186 |  |  | 5000 | 84
PWQSMX1W | Precision Paragon [P2] | Precision Paragon | SNL-1x8-LW-BL-UL-50K | Indoor Luminaires | Linear Ambient | Direct Linear Ambient Luminaires | Standard | FALSE | [9 empty] | 42261 |  |  | NotYetVerified |  | 3 | 10542 | 99.4528 | 106 |  |  | 5000 | 84
PKZDWGR7 | Precision Paragon [P2] | Precision Paragon | SNL-1x8-ML-BL-UL-50K | Indoor Luminaires | Linear Ambient | Direct Linear Ambient Luminaires | Standard | FALSE | [9 empty] | 42261 |  |  | NotYetVerified |  | 3 | 13716 | 93.9452 | 146 |  |  | 5000 | 83
P1477KBA | Precision Paragon [P2] | Precision Paragon | SNL-1x8-XL-BL-UL-50K | Indoor Luminaires | Linear Ambient | Direct Linear Ambient Luminaires | Standard | FALSE | [9 empty] | 42261 |  |  | NotYetVerified |  | 3 | 6360 | 99.375 | 64 |  |  | 5000 | 83
PR79GRXQ | Precision Paragon [P2] | Precision Paragon | SNL-1x8-HL-F-UL-50K | Indoor Luminaires | Linear Ambient | Direct Linear Ambient Luminaires | Standard | FALSE | [9 empty] | 42261 |  |  | NotYetVerified |  | 3 | 17722 | 95.2796 | 186 |  |  | 5000 | 84
PB8NG7U2 | Precision Paragon [P2] | Precision Paragon | SNL-1x8-LW-F-UL-50K | Indoor Luminaires | Linear Ambient | Direct Linear Ambient Luminaires | Standard | FALSE | [9 empty] | 42261 |  |  | NotYetVerified |  | 3 | 10542 | 99.4528 | 106 |  |  | 5000 | 84
PRX4S3BV | Precision Paragon [P2] | Precision Paragon | SNL-1x8-ML-F-UL-50K | Indoor Luminaires | Linear Ambient | Direct Linear Ambient Luminaires | Standard | FALSE | [9 empty] | 42261 |  |  | NotYetVerified |  | 3 | 13716 | 93.9452 | 146 |  |  | 5000 | 83
PNHH9EZM | Precision Paragon [P2] | Precision Paragon | SNL-1x8-XL-F-UL-50K | Indoor Luminaires | Linear Ambient | Direct Linear Ambient Luminaires | Standard | FALSE | [9 empty] | 42261 |  |  | NotYetVerified |  | 3 | 6360 | 99.375 | 64 |  |  | 5000 | 83
PE3MDWCP | Precision Paragon [P2] | Precision Paragon | SNL-1x8-HL-DM-UL-50K | Indoor Luminaires | Linear Ambient | Direct Linear Ambient Luminaires | Standard | FALSE | [9 empty] | 42261 |  |  | NotYetVerified |  | 3 | 17722 | 95.2796 | 186 |  |  | 5000 | 84
PW46N376 | Precision Paragon [P2] | Precision Paragon | SNL-1x8-LW-DM-UL-50K | Indoor Luminaires | Linear Ambient | Direct Linear Ambient Luminaires | Standard | FALSE | [9 empty] | 42261 |  |  | NotYetVerified |  | 3 | 10542 | 99.4528 | 106 |  |  | 5000 | 84
PH3KDN2M | Precision Paragon [P2] | Precision Paragon | SNL-1x8-ML-DM-UL-50K | Indoor Luminaires | Linear Ambient | Direct Linear Ambient Luminaires | Standard | FALSE | [9 empty] | 42261 |  |  | NotYetVerified |  | 3 | 13716 | 93.9452 | 146 |  |  | 5000 | 83
P4HHCVG8 | Precision Paragon [P2] | Precision Paragon | SNL-1x8-XL-DM-UL-50K | Indoor Luminaires | Linear Ambient | Direct Linear Ambient Luminaires | Standard | FALSE | [9 empty] | 42261 |  |  | NotYetVerified |  | 3 | 6360 | 99.375 | 64 |  |  | 5000 | 83
PTYJCZJ3 | Precision Paragon [P2] | Precision Paragon | SNL-1x8-Hl-DM-UL-40K | Indoor Luminaires | Linear Ambient | Direct Linear Ambient Luminaires | Standard | FALSE | [9 empty] | 42261 |  |  | NotYetVerified |  | 3 | 17722 | 95.2796 | 186 |  |  | 4000 | 84
PTHYWG25 | Precision Paragon [P2] | Precision Paragon | SNL-1x8-LW-BL-UL-40K | Indoor Luminaires | Linear Ambient | Direct Linear Ambient Luminaires | Standard | FALSE | [9 empty] | 42261 |  |  | NotYetVerified |  | 3 | 13716 | 93.9452 | 146 |  |  | 4000 | 84
P4TN972M | Precision Paragon [P2] | Precision Paragon | SNL-1x8-ML-BL-UL-40K | Indoor Luminaires | Linear Ambient | Direct Linear Ambient Luminaires | Standard | FALSE | [9 empty] | 42261 |  |  | NotYetVerified |  | 3 | 10542 | 99.4528 | 106 |  |  | 4000 | 83
PAN9S7MS | Precision Paragon [P2] | Precision Paragon | SNL-1x8-XL-BL-UL-40K | Indoor Luminaires | Linear Ambient | Direct Linear Ambient Luminaires | Standard | FALSE | [9 empty] | 42261 |  |  | NotYetVerified |  | 3 | 6360 | 99.375 | 64 |  |  | 4000 | 83
PQ4Q3NDT | Precision Paragon [P2] | Precision Paragon | SNL-1x8-Hl-F-UL-40K | Indoor Luminaires | Linear Ambient | Direct Linear Ambient Luminaires | Standard | FALSE | [9 empty] | 42261 |  |  | NotYetVerified |  | 3 | 17722 | 95.2796 | 186 |  |  | 4000 | 84
PAVHG5S7 | Precision Paragon [P2] | Precision Paragon | SNL-1x8-LW-F-UL-40K | Indoor Luminaires | Linear Ambient | Direct Linear Ambient Luminaires | Standard | FALSE | [9 empty] | 42261 |  |  | NotYetVerified |  | 3 | 13716 | 93.9452 | 146 |  |  | 4000 | 84
PFCU723Y | Precision Paragon [P2] | Precision Paragon | SNL-1x8-ML-F-UL-40K | Indoor Luminaires | Linear Ambient | Direct Linear Ambient Luminaires | Standard | FALSE | [9 empty] | 42261 |  |  | NotYetVerified |  | 3 | 10542 | 99.4528 | 106 |  |  | 4000 | 83.3
P8Q1U4QY | Precision Paragon [P2] | Precision Paragon | SNL-1x8-XL-F-UL-40K | Indoor Luminaires | Linear Ambient | Direct Linear Ambient Luminaires | Standard | FALSE | [9 empty] | 42261 |  |  | NotYetVerified |  | 3 | 6360 | 99.375 | 64 |  |  | 4000 | 83
PDK6ZVW4 | Precision Paragon [P2] | Precision Paragon | SNL-1x8-Hl-BL-UL-40K | Indoor Luminaires | Linear Ambient | Direct Linear Ambient Luminaires | Standard | FALSE | [9 empty] | 42261 |  |  | NotYetVerified |  | 3 | 17722 | 95.2796 | 186 |  |  | 4000 | 84
P7GRE69S | Precision Paragon [P2] | Precision Paragon | SNL-1x8-LW-DM-UL-40K | Indoor Luminaires | Linear Ambient | Direct Linear Ambient Luminaires | Standard | FALSE | [9 empty] | 42261 |  |  | NotYetVerified |  | 3 | 13716 | 93.9452 | 146 |  |  | 4000 | 84
PDKPVTE7 | Precision Paragon [P2] | Precision Paragon | SNL-1x8-ML-DM-UL-40K | Indoor Luminaires | Linear Ambient | Direct Linear Ambient Luminaires | Standard | FALSE | [9 empty] | 42261 |  |  | NotYetVerified |  | 3 | 10542 | 99.4528 | 106 |  |  | 4000 | 83
PJWJUZMW | Precision Paragon [P2] | Precision Paragon | SNL-1x8-XL-DM-UL-40K | Indoor Luminaires | Linear Ambient | Direct Linear Ambient Luminaires | Standard | FALSE | [9 empty] | 42261 |  |  | NotYetVerified |  | 3 | 6360 | 99.375 | 64 |  |  | 4000 | 83
PEJXAHSN | Eaton (formerly Cooper Lighting) | Metalux | PDR52235-4SNLED-LD4-41SL-LN-UNV-L835-CD1-PI2BLK-PI10/CLIPS | Indoor Luminaires | Linear Ambient | Direct Linear Ambient Luminaires | Standard | FALSE | [9 empty] | 42261 |  |  | No |  | 3 | 4220.27 | 113.47 | 37.19 | 9.691 | 0.989 | 3500 | 82
PQACJ7GH | Eaton (formerly Cooper Lighting) | Metalux | PDR52232-8TSNLED-LD4-83SL-LN-UNV-L835-CD1-PI2BLK-PI10V-U/CLI | Indoor Luminaires | Linear Ambient | Direct Linear Ambient Luminaires | Standard | FALSE | [9 empty] | 42261 |  |  | No |  | 3 | 8436.61 | 118.27 | 71.33 | 6.83 | 0.994 | 3500 | 82
PP1VHG9H | Eaton (formerly Cooper Lighting) | Metalux | PDR52234-8TSNLED-LD4-83SL-LN-UNV-L835-EL10W-CD2-PI2BLK-PI10V | Indoor Luminaires | Linear Ambient | Direct Linear Ambient Luminaires | Standard | FALSE | [9 empty] | 42261 |  |  | No |  | 3 | 8436.61 | 118.27 | 71.33 | 6.83 | 0.994 | 3500 | 82
PE33JR35 | Eaton (formerly Cooper Lighting) | Metalux | PDR493868TSNLEDLD180LNUNVL835EL10WPI2BLUCD2PI2BLK PI10VUCLIPS | Indoor Luminaires | Linear Ambient | Direct Linear Ambient Luminaires | Standard | FALSE | [9 empty] | 42261 |  |  | No |  | 3 | 9360 | 97.1 | 96.4 | 6.5 | 0.995 | 3500 | 82
PDTR1VMD | Eaton (formerly Cooper Lighting) | Metalux | PDR493858TSNLED-LD1-80-LN-UNV-L835-CD2-PI2BLK-PI10V-U/ CLIPS | Indoor Luminaires | Linear Ambient | Direct Linear Ambient Luminaires | Standard | FALSE | [9 empty] | 42261 |  |  | No |  | 3 | 9360 | 97.1 | 96.4 | 6.5 | 0.995 | 3500 | 82
P5E7KFB5 | Eaton (formerly Cooper Lighting) | Metalux | PDR49441-SNLED-LD1-40-LN-UNV-L835-CD1-PI2BLK-PI10/CLIPS | Indoor Luminaires | Linear Ambient | Direct Linear Ambient Luminaires | Standard | FALSE | [9 empty] | 42261 |  |  | No |  | 3 | 4476 | 98.1 | 45.6 | 6.5 | 0.995 | 3500 | 82
PV8SEKEU | Aleddra Inc. | Aleddra Alegant Vapor Tight Fixture | AVT-4-S-5-D | Indoor Luminaires | Linear Ambient | Direct Linear Ambient Luminaires | Standard | TRUE | 4947.96 | 99.96 | 49.5 | 12.03 | 0.963 | 5006 | 83.7 | 5 | 50000 | 42257 |  |  | No |  | 3 | 4947.96 | 99.96 | 49.5 | 12.03 | 0.963 | 5006 | 83.7
PBVH5W1K | Aleddra Inc. | Aleddra Alegant Vapor Tight Fixture | AVT-4-S-4-D | Indoor Luminaires | Linear Ambient | Direct Linear Ambient Luminaires | Standard | TRUE | 4931.99 | 101.48 | 48.6 | 12.03 | 0.946 | 3934 | 82.4 | 5 | 50000 | 42257 |  |  | No |  | 3 | 4931.99 | 101.48 | 48.6 | 12.03 | 0.946 | 3934 | 82.4
PFH9HR2D | Aleddra Inc. | Aleddra Alegant Vapor Tight Fixture | AVT-4-N-5-C | Indoor Luminaires | Linear Ambient | Direct Linear Ambient Luminaires | Standard | FALSE | [9 empty] | 42257 | Not Dimmable | Not Dimmable | No |  | 3 | 5887.5 | 121.64 | 48.4 | 12.19 | 0.988 | 5038 | 82.9
PXT1CGRK | Aleddra Inc. | Aleddra Alegant Vapor Tight Fixture | AVT-4-S-5-C | Indoor Luminaires | Linear Ambient | Direct Linear Ambient Luminaires | Standard | FALSE | [9 empty] | 42257 | Dimmable | Stepped | No |  | 3 | 5830.49 | 119.48 | 48.8 | 12.04 | 0.948 | 5030 | 82.8
PB45PRFY | Aleddra Inc. | Aleddra Alegant Vapor Tight Fixture | AVT-4-N-5-D | Indoor Luminaires | Linear Ambient | Direct Linear Ambient Luminaires | Standard | FALSE | [9 empty] | 42257 | Not Dimmable | Not Dimmable | No |  | 3 | 5014.26 | 103.81 | 48.3 | 12.15 | 0.987 | 5012 | 83.8
P8ZK877J | Aleddra Inc. | Aleddra Alegant Vapor Tight Fixture | AVT-4-N-4-C | Indoor Luminaires | Linear Ambient | Direct Linear Ambient Luminaires | Standard | FALSE | [9 empty] | 42257 | Not Dimmable | Not Dimmable | No |  | 3 | 5933.68 | 122.6 | 48.4 | 12.41 | 0.987 | 3961 | 81.8
PVYN6CJW | Aleddra Inc. | Aleddra Alegant Vapor Tight Fixture | AVT-4-S-4-C | Indoor Luminaires | Linear Ambient | Direct Linear Ambient Luminaires | Standard | FALSE | [9 empty] | 42257 | Dimmable | Stepped | No |  | 3 | 5849.51 | 119.87 | 48.8 | 11.99 | 0.948 | 3956 | 81.8
PUY3679U | Aleddra Inc. | Aleddra Alegant Vapor Tight Fixture | AVT-4-N-4-D | Indoor Luminaires | Linear Ambient | Direct Linear Ambient Luminaires | Standard | FALSE | [9 empty] | 42257 | Not Dimmable | Not Dimmable | No |  | 3 | 5020.9 | 103.74 | 48.4 | 12.45 | 0.988 | 3940 | 82.4
PFMXKP9U | Guangzhou Ledia Lighting Technology Company Limited | LEDIA | LD-TL-B024-RX-37F | Indoor Luminaires | Linear Ambient | Direct Linear Ambient Luminaires | Standard | FALSE | [9 empty] | 42256 |  |  | NotYetVerified |  | 3 | 2640 | 110 | 24 | 12.6 | 0.984 | 3700 | 85
PZC4TV8Y | Guangzhou Ledia Lighting Technology Company Limited | LEDIA | LD-TL-B060-RX-37F | Indoor Luminaires | Linear Ambient | Direct Linear Ambient Luminaires | Standard | FALSE | [9 empty] | 42256 |  |  | NotYetVerified |  | 3 | 6600 | 110 | 60 | 13.4 | 0.99 | 3700 | 85
P7MSVSAE | Guangzhou Ledia Lighting Technology Company Limited | LEDIA | LD-TL-B040-RX-37F | Indoor Luminaires | Linear Ambient | Direct Linear Ambient Luminaires | Standard | FALSE | [9 empty] | 42256 |  |  | NotYetVerified |  | 3 | 4400 | 110 | 40 | 11.6 | 0.989 | 3700 | 85
P3K7KNSY | Guangzhou Ledia Lighting Technology Company Limited | LEDIA | LD-TL-B050-RX-37F | Indoor Luminaires | Linear Ambient | Direct Linear Ambient Luminaires | Standard | FALSE | [9 empty] | 42256 |  |  | NotYetVerified |  | 3 | 5500 | 110 | 50 | 11.8 | 0.989 | 3700 | 84
P2R5DZ24 | Guangzhou Ledia Lighting Technology Company Limited | LEDIA | LD-PD-C030-RX37 | Indoor Luminaires | Linear Ambient | Direct Linear Ambient Luminaires | Standard | FALSE | [9 empty] | 42256 |  |  | NotYetVerified |  | 3 | 3300 | 110 | 30 | 11.4 | 0.988 | 3700 | 83
P8WN48V4 | Guangzhou Ledia Lighting Technology Company Limited | LEDIA | LD-PD-C036-RX37 | Indoor Luminaires | Linear Ambient | Direct Linear Ambient Luminaires | Standard | FALSE | [9 empty] | 42256 |  |  | NotYetVerified |  | 3 | 3960 | 110 | 36 | 11.3 | 0.988 | 3700 | 83
P36V9M4B | Guangzhou Ledia Lighting Technology Company Limited | LEDIA | LD-PD-C054-RX37 | Indoor Luminaires | Linear Ambient | Direct Linear Ambient Luminaires | Standard | FALSE | [9 empty] | 42256 |  |  | NotYetVerified |  | 3 | 5940 | 110 | 54 | 10.1 | 0.99 | 3700 | 83
P1PB3CNK | Guangzhou Ledia Lighting Technology Company Limited | LEDIA | LD-PD-C045-RX37 | Indoor Luminaires | Linear Ambient | Direct Linear Ambient Luminaires | Standard | FALSE | [9 empty] | 42256 |  |  | NotYetVerified |  | 3 | 4950 | 110 | 45 | 9.8 | 0.99 | 3700 | 83
PMNB9DJ5 | Guangzhou Ledia Lighting Technology Company Limited | LEDIA | LD-TL-B060-RD-37F | Indoor Luminaires | Linear Ambient | Direct Linear Ambient Luminaires | Standard | FALSE | [9 empty] | 42256 |  |  | NotYetVerified |  | 3 | 6600 | 110 | 60 | 13.4 | 0.99 | 3700 | 85
PWV15294 | Guangzhou Ledia Lighting Technology Company Limited | LEDIA | LD-TL-B024-RD-37F | Indoor Luminaires | Linear Ambient | Direct Linear Ambient Luminaires | Standard | FALSE | [9 empty] | 42256 |  |  | NotYetVerified |  | 3 | 2640 | 110 | 24 | 12.6 | 0.984 | 3700 | 85
P8GSE4JD | Guangzhou Ledia Lighting Technology Company Limited | LEDIA | LD-TL-B040-RD-37F | Indoor Luminaires | Linear Ambient | Direct Linear Ambient Luminaires | Standard | FALSE | [9 empty] | 42256 |  |  | NotYetVerified |  | 3 | 4400 | 110 | 40 | 11.6 | 0.989 | 3700 | 85
PQ7SCT2E | Guangzhou Ledia Lighting Technology Company Limited | LEDIA | LD-TL-B050-RD-37F | Indoor Luminaires | Linear Ambient | Direct Linear Ambient Luminaires | Standard | FALSE | [9 empty] | 42256 |  |  | NotYetVerified |  | 3 | 5500 | 110 | 50 | 11.8 | 0.989 | 3700 | 84
PAG8U4N4 | Guangzhou Ledia Lighting Technology Company Limited | LEDIA | LD-PD-C030-RD37 | Indoor Luminaires | Linear Ambient | Direct Linear Ambient Luminaires | Standard | FALSE | [9 empty] | 42256 |  |  | NotYetVerified |  | 3 | 3300 | 110 | 30 | 11.4 | 0.988 | 3700 | 83
PJMHKGFV | Guangzhou Ledia Lighting Technology Company Limited | LEDIA | LD-PD-C036-RD37 | Indoor Luminaires | Linear Ambient | Direct Linear Ambient Luminaires | Standard | FALSE | [9 empty] | 42256 |  |  | NotYetVerified |  | 3 | 3960 | 110 | 36 | 11.3 | 0.988 | 3700 | 83
P5YAMNC3 | Guangzhou Ledia Lighting Technology Company Limited | LEDIA | LD-PD-C054-RD37 | Indoor Luminaires | Linear Ambient | Direct Linear Ambient Luminaires | Standard | FALSE | [9 empty] | 42256 |  |  | NotYetVerified |  | 3 | 5940 | 110 | 54 | 10.1 | 0.99 | 3700 | 83
P8KTSPN4 | Guangzhou Ledia Lighting Technology Company Limited | LEDIA | LD-PD-C045-RD37 | Indoor Luminaires | Linear Ambient | Direct Linear Ambient Luminaires | Standard | FALSE | [9 empty] | 42256 |  |  | NotYetVerified |  | 3 | 4950 | 110 | 45 | 9.8 | 0.99 | 3700 | 83
PJSKQTVN6 | Power Concepts LLC | Power Concepts | P-OC480120LO6A302 | Indoor Luminaires | Linear Ambient | Direct Linear Ambient Luminaires | Standard | TRUE | 2893.07 | 105.59 | 27.4 | 10.44 | 0.933 | 3479 | 86.6 | 5 | 50000 | 42251 |  |  | NotYetVerified |  | 3 | 2893 | 105.59 | 27.4 | 10.44 | 0.933 | 3500 | 86.6
P1Y2UXN2D | Power Concepts LLC | Power Concepts | P-OC480120LO5A302 | Indoor Luminaires | Linear Ambient | Direct Linear Ambient Luminaires | Standard | FALSE | [9 empty] | 42251 | Not Dimmable | Not Dimmable | NotYetVerified |  | 3 | 3098.925 | 110.01 | 28.17 | 9.91 | 0.933 | 4000 | 84.1
PMWAWFGW | Icon International Inc. | Icon | P23-LED-30-RWB-U-W-8-80 | Indoor Luminaires | Linear Ambient | Direct Linear Ambient Luminaires | Standard | TRUE | 3304 | 94.806 | 34.85 | 18.36 | 0.93 | 3045 | 81.9 | 5 | 50000 | 42249 |  |  | No |  | 3 | 3304 | 97.5 | 33.9 | 18.36 | 0.93 | 3045 | 81.9
PNTQSK1D | SteelCraft | SteelCraft | 37022-3735LW-1 | Indoor Luminaires | Linear Ambient | Direct Linear Ambient Luminaires | Standard | TRUE | 2539.2 | 87.5 | 29.02 | 18.28 | 0.9257 | 3609 | 83.6 | 5 | 50000 | 42249 |  |  | NotYetVerified |  | 3 | 2541.6 | 88.9 | 29 | 6.21 | 0.9944 | 3609 | 83.6
P4PZDAGY | Metalumen Manufacturing Inc. | Metalumen | RMEP6-2L35K-4-C-M-SG-L4-X-X-4 | Indoor Luminaires | Linear Ambient | Linear Ambient Luminaires w/ Indirect component | Standard | TRUE | 9162 | 90.8 | 100.91 | 18.81 | 0.9156 | 3545 | 85.69 | 5 | 60000 | 42249 |  |  | NotYetVerified |  | 3 | 9162 | 90.8 | 100.91 |  | 0.998 | 3545 | 85.7
P3T9Y4UF | Metalumen Manufacturing Inc. | Metalumen | RMEP6-2L35K-4-C-M-SG-L1-X-X-4 | Indoor Luminaires | Linear Ambient | Linear Ambient Luminaires w/ Indirect component | Standard | TRUE | 3068 | 118 | 26 | 18.81 | 0.9156 | 3545 | 85.69 | 5 | 60000 | 42249 |  |  | NotYetVerified |  | 3 | 3068 | 118 | 26 | 18.8 | 0.9156 | 3545 | 85.7
PVSXR81N | Icon International Inc. | Icon | P23-LED-30-RWB-U-W-4-80 | Indoor Luminaires | Linear Ambient | Direct Linear Ambient Luminaires | Standard | TRUE | 1635 | 93.64 | 17.46 | 17.25 | 0.893 | 3040 | 81.8 | 5 | 50000 | 42249 |  |  | No |  | 3 | 1635 | 93.64 | 17.46 | 17.25 | 0.893 | 3040 | 81.8
PPYQX8Y6 | Icon International Inc. | Icon | P23-LED-40-RWB-U-W-4-80 | Indoor Luminaires | Linear Ambient | Direct Linear Ambient Luminaires | Standard | TRUE | 1729 | 97.9 | 17.66 | 17.5 | 0.889 | 4004 | 83.5 | 5 | 50000 | 42249 |  |  | No |  | 3 | 1729 | 97.9 | 17.66 | 17.5 | 0.889 | 4004 | 83.5
PNNFC4EC | SteelCraft | SteelCraft | 37022-3750LW-1 | Indoor Luminaires | Linear Ambient | Direct Linear Ambient Luminaires | Standard | FALSE | [9 empty] | 42249 |  |  | NotYetVerified |  | 3 | 2667.6 | 93.4 | 29 | 6.21 | 0.9944 | 5290 | 84.4
P3Q39XA7 | SteelCraft | SteelCraft | 37022-3740LW-1 | Indoor Luminaires | Linear Ambient | Direct Linear Ambient Luminaires | Standard | FALSE | [9 empty] | 42249 |  |  | NotYetVerified |  | 3 | 2583.6 | 90.4 | 29 | 6.21 | 0.9944 | 4169 | 83.9
PZXBHMXD | LSI Industries | INTERIOR | SDL 8 LED HO NW [UE & 347V ONLY] | Indoor Luminaires | Linear Ambient | Direct Linear Ambient Luminaires | Standard | FALSE | [9 empty] | 42249 |  |  | NotYetVerified |  | 3 | 10160 | 114 | 89 | 3.69 | 0.996 | 4098 | 83
PABMJ2HX | LSI Industries | INTERIOR | SDL 8 LED LW NW [UE and 347V ONLY] | Indoor Luminaires | Linear Ambient | Direct Linear Ambient Luminaires | Standard | FALSE | [9 empty] | 42249 |  |  | NotYetVerified |  | 3 | 6210 | 107 | 58 | 3.69 | 0.996 | 4000 | 83
PPNT4Y5S | LSI Industries | INTERIOR | SDL 8 LED LW WW [UE and 347V ONLY] | Indoor Luminaires | Linear Ambient | Direct Linear Ambient Luminaires | Standard | FALSE | [9 empty] | 42249 |  |  | NotYetVerified |  | 3 | 10194 | 112 | 91 | 3.05 | 0.992 | 3499 | 82
P9AXHBTP | LSI Industries | INTERIOR | SDL 8 LED HO WW [UE & 347V ONLY] | Indoor Luminaires | Linear Ambient | Direct Linear Ambient Luminaires | Standard | FALSE | [9 empty] | 42249 |  |  | NotYetVerified |  | 3 | 10194 | 112 | 91 | 3.05 | 0.992 | 3499 | 82
PF466Z14 | Icon International Inc. | Icon | P23-LED-40-RWB-U-W-8-80 | Indoor Luminaires | Linear Ambient | Direct Linear Ambient Luminaires | Standard | FALSE | [9 empty] | 42249 |  |  | No |  | 3 | 3494 | 103.1 | 33.9 | 18.36 | 0.93 | 4000 | 83.6
P2PW8BFV | Icon International Inc. | Icon | P23-LED-35-RWB-U-W-8-80 | Indoor Luminaires | Linear Ambient | Direct Linear Ambient Luminaires | Standard | FALSE | [9 empty] | 42249 |  |  | No |  | 3 | 3409 | 100.6 | 33.9 | 18.36 | 0.93 | 3500 | 82.4
P762E9DY | Icon International Inc. | Icon | P23-LED-35-RWB-U-W-4-80 | Indoor Luminaires | Linear Ambient | Direct Linear Ambient Luminaires | Standard | FALSE | [9 empty] | 42249 |  |  | No |  | 3 | 1687 | 96.4 | 17.5 | 18 | 0.889 | 3467 | 82.3
PBP1E468 | Metalumen Manufacturing Inc. | Metalumen | RMEP8-2L35K-4-C-M-SG-L4-X-X-4 | Indoor Luminaires | Linear Ambient | Linear Ambient Luminaires w/ Indirect component | Standard | FALSE | [9 empty] | 42249 | Dimmable | Continuous Above 10 | NotYetVerified |  | 3 | 9941 | 98.4 | 100.96 | 8.02 | 0.997 | 3545 | 85.7
P93M4AMS | Metalumen Manufacturing Inc. | Metalumen | RMEP8-2L35K-8-C-M-SG-L4-X-X-4 | Indoor Luminaires | Linear Ambient | Linear Ambient Luminaires w/ Indirect component | Standard | FALSE | [9 empty] | 42249 | Dimmable | Continuous Above 10 | NotYetVerified |  | 3 | 22061.957 | 108.8405 | 202.7 |  | 0.9 | 3545 | 85.7
PYUR57R1 | Metalumen Manufacturing Inc. | Metalumen | RMEP6-2L35K-8-C-M-SG-L4-X-X-4 | Indoor Luminaires | Linear Ambient | Linear Ambient Luminaires w/ Indirect component | Standard | FALSE | [9 empty] | 42249 | Dimmable | Continuous Above 10 | NotYetVerified |  | 3 | 21283 | 105 | 202.7 |  | 0.997 | 3545 | 85.7
PVRA9P32 | Metalumen Manufacturing Inc. | Metalumen | RMEP8-2L35K-8-C-M-SG-L3-X-X-4 | Indoor Luminaires | Linear Ambient | Linear Ambient Luminaires w/ Indirect component | Standard | FALSE | [9 empty] | 42249 | Dimmable | Continuous Above 10 | NotYetVerified |  | 3 | 13548.115 | 142.0138 | 95.4 |  | 0.9 | 3545 | 85.7
PJQ8496W | Metalumen Manufacturing Inc. | Metalumen | RMEP6-2L35K-8-C-M-SG-L3-X-X-4 | Indoor Luminaires | Linear Ambient | Linear Ambient Luminaires w/ Indirect component | Standard | FALSE | [9 empty] | 42249 | Dimmable | Continuous Above 10 | NotYetVerified |  | 3 | 13069.762 | 136.9996 | 95.4 |  | 0.9 | 3545 | 85.7
P2F9NRWH | Metalumen Manufacturing Inc. | Metalumen | RMEP8-2L35K-8-C-M-SG-L2-X-X-4 | Indoor Luminaires | Linear Ambient | Linear Ambient Luminaires w/ Indirect component | Standard | FALSE | [9 empty] | 42249 | Dimmable | Continuous Above 10 | NotYetVerified |  | 3 | 9402.244 | 135.0897 | 69.6 |  | 0.9 | 3545 | 85.7
P9EZXF6Q | Metalumen Manufacturing Inc. | Metalumen | RMEP6-2L35K-8-C-M-SG-L2-X-X-4 | Indoor Luminaires | Linear Ambient | Linear Ambient Luminaires w/ Indirect component | Standard | FALSE | [9 empty] | 42249 | Dimmable | Continuous Above 10 | NotYetVerified |  | 3 | 9070.271 | 130.32 | 69.6 |  | 0.9 | 3545 | 85.7
PQTHRKJQ | Metalumen Manufacturing Inc. | Metalumen | RMEP8-2L35K-8-C-M-SG-L1-X-X-4 | Indoor Luminaires | Linear Ambient | Linear Ambient Luminaires w/ Indirect component | Standard | FALSE | [9 empty] | 42249 | Dimmable | Continuous Above 10 | NotYetVerified |  | 3 | 7403.3413 | 141.7539 | 52.2267 |  | 0.9 | 3545 | 85.7
PEKU3MS7 | Metalumen Manufacturing Inc. | Metalumen | RMEP6-2L35K-8-C-M-SG-L1-X-X-4 | Indoor Luminaires | Linear Ambient | Linear Ambient Luminaires w/ Indirect component | Standard | FALSE | [9 empty] | 42249 | Dimmable | Continuous Above 10 | NotYetVerified |  | 3 | 7141.9463 | 136.7489 | 52.2267 |  | 0.9 | 3545 | 85.7
PG1EYFKH | Metalumen Manufacturing Inc. | Metalumen | RMEP8-2L35K-4-C-M-SG-L3-X-X-4 | Indoor Luminaires | Linear Ambient | Linear Ambient Luminaires w/ Indirect component | Standard | FALSE | [9 empty] | 42249 | Dimmable | Continuous Above 10 | NotYetVerified |  | 3 | 6104.708 | 127.9813 | 47.7 |  | 0.9 | 3545 | 85.7
P9ME1T7Q | Metalumen Manufacturing Inc. | Metalumen | RMEP6-2L35K-4-C-M-SG-L3-X-X-4 | Indoor Luminaires | Linear Ambient | Linear Ambient Luminaires w/ Indirect component | Standard | FALSE | [9 empty] | 42249 | Dimmable | Continuous Above 10 | NotYetVerified |  | 3 | 5614.44 | 117.7031 | 47.7 |  | 0.9 | 3545 | 85.7
PUB13Z8U | Metalumen Manufacturing Inc. | Metalumen | RMEP8-2L35K-4-C-M-SG-L2-X-X-4 | Indoor Luminaires | Linear Ambient | Linear Ambient Luminaires w/ Indirect component | Standard | FALSE | [9 empty] | 42249 | Dimmable | Continuous Above 10 | NotYetVerified |  | 3 | 4236.6006 | 121.7414 | 34.8 |  | 0.9 | 3545 | 85.7
PZ2PC7ND | Metalumen Manufacturing Inc. | Metalumen | RMEP6-2L35K-4-C-M-SG-L2-X-X-4 | Indoor Luminaires | Linear Ambient | Linear Ambient Luminaires w/ Indirect component | Standard | FALSE | [9 empty] | 42249 | Dimmable | Continuous Above 10 | NotYetVerified |  | 3 | 3896.36 | 111.9644 | 34.8 |  | 0.9 | 3545 | 85.7
P33HPJGG | Metalumen Manufacturing Inc. | Metalumen | RMEP8-2L35K-4-C-M-SG-L1-X-X-4 | Indoor Luminaires | Linear Ambient | Linear Ambient Luminaires w/ Indirect component | Standard | FALSE | [9 empty] | 42249 | Dimmable | Continuous Above 10 | NotYetVerified |  | 3 | 3335.906 | 128.2405 | 26.0129 |  | 0.9 | 3545 | 85.7
PSP175GS | Lumenwerx ULC | Lumenwerx | VIA2WDI-HLO-ASY-LED-80-400-500-30K-4-UNV | Indoor Luminaires | Linear Ambient | Linear Ambient Luminaires w/ Indirect component | Standard | TRUE | 4572 | 93.4 | 48.96 | 11.35 | 0.969 | 3442 | 84 | 5 | 50000 | 42248 |  |  | Yes |  | 3 | 4607 | 94.1 | 48.95 | 6.7 | 0.997 | 3442 | 84
P66P385G | Lumenwerx ULC | Lumenwerx | VIA2WD-HLO-LED-80-400-30K-4-UNV | Indoor Luminaires | Linear Ambient | Direct Linear Ambient Luminaires | Standard | TRUE | 1903 | 101.9 | 18.69 | 9.09 | 0.967 | 3479 | 85 | 5 | 50000 | 42248 |  |  | Yes |  | 3 | 1898 | 101.9 | 18.63 | 7.45 | 0.994 | 3479 | 85
P4JT73VY | Shenzhen sunpzone lighting electronic co. ltd | Sunpzone | SPZT8F22(3000K) | Indoor Luminaires | Linear Ambient | Direct Linear Ambient Luminaires | Standard | TRUE | 2460.5 | 108.49 | 22.68 | 16.44 | 0.933 | 2983 | 82.1 | 5 | 50000 | 42248 |  |  | NotYetVerified |  | 3 | 2460.5 | 108.46 | 22.68 | 16.44 | 0.933 | 3000 | 82.1
PBWM265U | ATG Electronics Corp. | ATG Electronics | VP4FT4K-F0 | Indoor Luminaires | Linear Ambient | Direct Linear Ambient Luminaires | Standard | TRUE | 4031.307 | 107.847 | 37.38 | 6.36 | 0.9199 | 4068 | 82.9 | 5 | 50000 | 42248 |  |  | NotYetVerified |  | 3 | 4031 | 107 | 40 | 10 | 0.9 | 4000 | 80
PM71DTAK | ATG Electronics Corp. | ATG Electronics | VP4FT5K-F0 | Indoor Luminaires | Linear Ambient | Direct Linear Ambient Luminaires | Standard | FALSE | [9 empty] | 42248 | Dimmable | Continuous Below 10 | NotYetVerified |  | 3 | 4031 | 107 | 40 | 10 | 0.9 | 5000 | 80
PYUJV78X | Shenzhen sunpzone lighting electronic co. ltd | Sunpzone | SPZT8F22(5000K) | Indoor Luminaires | Linear Ambient | Direct Linear Ambient Luminaires | Standard | FALSE | [9 empty] | 42248 | Not Dimmable | Not Dimmable | NotYetVerified |  | 3 | 2583.1 | 111.24 | 23.22 | 16.79 | 0.9401 | 5000 | 82.7
P4S8ENBG | Shenzhen sunpzone lighting electronic co. ltd | Sunpzone | SPZT8F22(4500K) | Indoor Luminaires | Linear Ambient | Direct Linear Ambient Luminaires | Standard | FALSE | [9 empty] | 42248 | Not Dimmable | Not Dimmable | NotYetVerified |  | 3 | 2460.5 | 108.46 | 22.68 | 16.44 | 0.933 | 4500 | 82.1
PUVXJBE5 | Shenzhen sunpzone lighting electronic co. ltd | Sunpzone | SPZT8F22(4000K) | Indoor Luminaires | Linear Ambient | Direct Linear Ambient Luminaires | Standard | FALSE | [9 empty] | 42248 | Not Dimmable | Not Dimmable | NotYetVerified |  | 3 | 2460.5 | 108.46 | 22.68 | 16.44 | 0.933 | 4000 | 82.1
P77EEWBX | Shenzhen sunpzone lighting electronic co. ltd | Sunpzone | SPZT8F22(3500K) | Indoor Luminaires | Linear Ambient | Direct Linear Ambient Luminaires | Standard | FALSE | [9 empty] | 42248 | Not Dimmable | Not Dimmable | NotYetVerified |  | 3 | 2460.5 | 108.46 | 22.68 | 16.44 | 0.933 | 3500 | 82.1
PN2WUPRA | Finelite Inc. | Finelite Inc. | S16 LED-ID-DCO-4'-3E-SO-SO-3000K-Open-X-120-X-X-X-X | Indoor Luminaires | Linear Ambient | Linear Ambient Luminaires w/ Indirect component | Standard | TRUE | 2478 | 87.3 | 28.4 | 4.7 | 0.99 | 3141 | 84 | 10 | 187000 | 42244 |  |  | Yes |  | 3 | 2449 | 88.1 | 27.8 | 4.7 | 0.98 | 3103 | 87
P8D26TK5 | Carolina Product Solutions LLC. | CPSLED | CPS-LS-DTW-5-40W-UL-F-30 | Indoor Luminaires | Linear Ambient | Direct Linear Ambient Luminaires | Standard | TRUE | 3573.16 | 102.71 | 34.79 | 19.04 | 0.954 | 3143 | 84.6 | 5 | 50000 | 42244 |  |  | NotYetVerified |  | 3 | 3500 |  | 40 | 20 | 0.9 | 3000 | 80
PUX31HW9 | Carolina Product Solutions LLC. | CPSLED | CPS-LS-DTW-8-60W-UL-F-30 | Indoor Luminaires | Linear Ambient | Direct Linear Ambient Luminaires | Standard | TRUE | 6408.47 | 110.19 | 58.2 | 5.91 | 0.943 | 2975 | 81.2 | 5 | 50000 | 42244 |  |  | NotYetVerified |  | 3 | 6408.47 | 110.19 | 58.16 | 2.79 | 0.996 | 2975 | 81
PPQCRJ1J | Carolina Product Solutions LLC. | CPSLED | CPS-LS-DTW-4-30W-UL-F-27 | Indoor Luminaires | Linear Ambient | Direct Linear Ambient Luminaires | Standard | TRUE | 3155.91 | 95.26 | 33.13 | 20.9 | 0.935 | 2758 | 83 | 5 | 50000 | 42244 |  |  | NotYetVerified |  | 3 | 3156 | 95.26 | 33.13 | 14.2 | 0.986 | 2758 | 83
PB8J8G2R | Carolina Product Solutions LLC. | CPSLED | CPS-LS-HB-60W-UL-F-30 | Indoor Luminaires | Linear Ambient | Direct Linear Ambient Luminaires | Standard | TRUE | 5577.48 | 97.83 | 57.01 | 10 | 0.927 | 3217 | 84.9 | 5 | 50000 | 42244 |  |  | NotYetVerified |  | 3 | 5400 | 90 | 60 | 10 | 0.927 | 3000 | 80
P1F6JGUS | Carolina Product Solutions LLC. | CPSLED | CPS-LS-DTW-3-25W-UL-F-30 | Indoor Luminaires | Linear Ambient | Direct Linear Ambient Luminaires | Standard | TRUE | 2673.75 | 111.04 | 24.1 | 5.93 | 0.92 | 2981 | 81.3 | 5 | 50000 | 42244 |  |  | NotYetVerified |  | 3 | 2673.75 | 111.04 | 24.08 | 3.6 | 0.995 | 2981 | 81
PMVQS6H6 | Finelite Inc. | Finelite Inc. | S16 LED-ID-DCO-4'-3E-HO-SO-3000K-Open-X-X-X-X-X-X | Indoor Luminaires | Linear Ambient | Linear Ambient Luminaires w/ Indirect component | Standard | TRUE | 4064 | 85.9 | 47.3 | 16.6 | 0.917 | 3172 | 84 | 10 | 187000 | 42244 |  |  | Yes |  | 3 | 3796 | 82.6 | 46 | 19.6 | 0.9 | 3103 | 87
PFZJGFBB | Carolina Product Solutions LLC. | CPSLED | CPS-LS-HB-80W-UL-F-30 | Indoor Luminaires | Linear Ambient | Direct Linear Ambient Luminaires | Standard | TRUE | 7473.81 | 96.25 | 77.65 | 5.46 | 0.915 | 3197 | 84.9 | 5 | 50000 | 42244 |  |  | NotYetVerified |  | 3 | 7000 | 87.5 | 80 | 10 | 0.915 | 3000 | 80
PKN4XXJK | Finelite Inc. | Finelite Inc. | S16 LED-ID-DCO-8'-3E-SO-HO-4000K-Open-X-X-X-X-X-X | Indoor Luminaires | Linear Ambient | Linear Ambient Luminaires w/ Indirect component | Standard | FALSE | [9 empty] | 42244 |  |  | Yes |  | 3 | 6684 | 90.6 | 73.8 | 21.2 | 0.9 | 4174 | 82.7
PWAPCECH | Finelite Inc. | Finelite Inc. | S16 LED-ID-DCO-8'-3E-HO-SO-4000K-Open-X-X-X-X-X-X | Indoor Luminaires | Linear Ambient | Linear Ambient Luminaires w/ Indirect component | Standard | FALSE | [9 empty] | 42244 |  |  | Yes |  | 3 | 8218 | 89.4 | 92 | 19.6 | 0.9 | 4174 | 82.7
PPHHY7PD | Finelite Inc. | Finelite Inc. | S16 LED-ID-DCO-4'-3E-HO-SO-4000K-Open-X-X-X-X-X-X | Indoor Luminaires | Linear Ambient | Linear Ambient Luminaires w/ Indirect component | Standard | FALSE | [9 empty] | 42244 |  |  | Yes |  | 3 | 4109 | 89.4 | 46 | 19.6 | 0.9 | 4174 | 82.7
PBZ7JM6R | Finelite Inc. | Finelite Inc. | S16 LED-ID-DCO-8'-3E-HO-HO-4000K-Open-X-X-X-X-X-X | Indoor Luminaires | Linear Ambient | Linear Ambient Luminaires w/ Indirect component | Standard | FALSE | [9 empty] | 42244 |  |  | Yes |  | 3 | 9618 | 87.3 | 110.2 | 19.33 | 0.99 | 4174 | 82.7
PXWE61VK | Finelite Inc. | Finelite Inc. | S16 LED-ID-DCO-4'-3E-HO-HO-4000K-Open-X-X-X-X-X-X | Indoor Luminaires | Linear Ambient | Linear Ambient Luminaires w/ Indirect component | Standard | FALSE | [9 empty] | 42244 |  |  | Yes |  | 3 | 4809 | 87.3 | 55.1 | 19.33 | 0.99 | 4174 | 82.7
PCQUU7WG | Finelite Inc. | Finelite Inc. | S16 LED-ID-DCO-8'-3E-SO-SO-4000K-Open-X-120-X-X-X-X | Indoor Luminaires | Linear Ambient | Linear Ambient Luminaires w/ Indirect component | Standard | FALSE | [9 empty] | 42244 |  |  | Yes |  | 3 | 5284 | 95.1 | 55.6 | 4.7 | 0.98 | 4174 | 82.7
PGKXGSKZ | Finelite Inc. | Finelite Inc. | S16 LED-ID-DCO-4'-3E-SO-HO-4000K-Open-X-X-X-X-X-X | Indoor Luminaires | Linear Ambient | Linear Ambient Luminaires w/ Indirect component | Standard | FALSE | [9 empty] | 42244 |  |  | Yes |  | 3 | 3342 | 90.6 | 36.9 | 4.7 | 0.9 | 4174 | 82.7
PS8HNNAJ | Finelite Inc. | Finelite Inc. | S16 LED-ID-DCO-4'-3E-SO-SO-4000K-Open-X-120-X-X-X-X | Indoor Luminaires | Linear Ambient | Linear Ambient Luminaires w/ Indirect component | Standard | FALSE | [9 empty] | 42244 |  |  | Yes |  | 3 | 2642 | 95.1 | 27.8 | 4.7 | 0.98 | 4174 | 82.7
PVR4HWRV | Finelite Inc. | Finelite Inc. | S16 LED-ID-DCO-8-3E-SO-HO-3500K-Open-X-X-X-X-X-X | Indoor Luminaires | Linear Ambient | Linear Ambient Luminaires w/ Indirect component | Standard | FALSE | [9 empty] | 42244 |  |  | Yes |  | 3 | 6452 | 87.5 | 73.8 | 21.2 | 0.9 | 3535 | 83
PGWM49CB | Finelite Inc. | Finelite Inc. | S16 LED-ID-DCO-8'-3E-HO-SO-3500K-Open-X-X-X-X-X-X | Indoor Luminaires | Linear Ambient | Linear Ambient Luminaires w/ Indirect component | Standard | FALSE | [9 empty] | 42244 |  |  | Yes |  | 3 | 7922 | 86.1 | 92 | 19.6 | 0.9 | 3535 | 83
PQGW18F1 | Finelite Inc. | Finelite Inc. | S16 LED-ID-DCO-4'-3E-HO-SO-3500K-Open-X-X-X-X-X-X | Indoor Luminaires | Linear Ambient | Linear Ambient Luminaires w/ Indirect component | Standard | FALSE | [9 empty] | 42244 |  |  | Yes |  | 3 | 3961 | 86.1 | 46 | 19.6 | 0.9 | 3535 | 83
PCAW2FG2 | Finelite Inc. | Finelite Inc. | S16 LED-ID-DCO-8'-3E-HO-HO-3500K-Open-X-X-X-X-X-X | Indoor Luminaires | Linear Ambient | Linear Ambient Luminaires w/ Indirect component | Standard | FALSE | [9 empty] | 42244 |  |  | Yes |  | 3 | 9266 | 84.1 | 110.2 | 19.33 | 0.99 | 3535 | 83
PE4DXRAK | Finelite Inc. | Finelite Inc. | S16 LED-ID-DCO-4'-3E-HO-HO-3500K-Open-X-X-X-X-X-X | Indoor Luminaires | Linear Ambient | Linear Ambient Luminaires w/ Indirect component | Standard | FALSE | [9 empty] | 42244 |  |  | Yes |  | 3 | 4633 | 84.1 | 55.1 | 19.33 | 0.99 | 3535 | 83
P4T54NW3 | Finelite Inc. | Finelite Inc. | S16 LED-ID-DCO-8'-3E-SO-SO-3500K-Open-X-120-X-X-X-X | Indoor Luminaires | Linear Ambient | Linear Ambient Luminaires w/ Indirect component | Standard | FALSE | [9 empty] | 42244 |  |  | Yes |  | 3 | 5108 | 91.9 | 55.6 | 4.7 | 0.98 | 3535 | 83
PHBEV2UN | Finelite Inc. | Finelite Inc. | S16 LED-ID-DCO-4-3E-SO-HO-3500K-Open-X-X-X-X-X-X | Indoor Luminaires | Linear Ambient | Linear Ambient Luminaires w/ Indirect component | Standard | FALSE | [9 empty] | 42244 |  |  | Yes |  | 3 | 3226 | 87.5 | 36.9 | 4.7 | 0.9 | 3535 | 83
PMF8ZPAP | Finelite Inc. | Finelite Inc. | S16 LED-ID-DCO-4'-3E-SO-SO-3500K-Open-X-120-X-X-X-X | Indoor Luminaires | Linear Ambient | Linear Ambient Luminaires w/ Indirect component | Standard | FALSE | [9 empty] | 42244 |  |  | Yes |  | 3 | 2554 | 91.9 | 27.8 | 4.7 | 0.98 | 3535 | 83
P1M5QHW2 | Finelite Inc. | Finelite Inc. | S16 LED-ID-DCO-8'-3E-SO-HO-3000K-Open-X-X-X-X-X-X | Indoor Luminaires | Linear Ambient | Linear Ambient Luminaires w/ Indirect component | Standard | FALSE | [9 empty] | 42244 |  |  | Yes |  | 3 | 6184 | 83.8 | 73.8 | 21.2 | 0.9 | 3103 | 87
PKH3CPSV | Finelite Inc. | Finelite Inc. | S16 LED-ID-DCO-8'-3E-HO-SO-3000K-Open-X-X-X-X-X-X | Indoor Luminaires | Linear Ambient | Linear Ambient Luminaires w/ Indirect component | Standard | FALSE | [9 empty] | 42244 |  |  | Yes |  | 3 | 7592 | 82.6 | 92 | 19.6 | 0.9 | 3103 | 87
P3754K14 | Finelite Inc. | Finelite Inc. | S16 LED-ID-DCO-8'-3E-SO-SO-3000K-Open-X-120-X-X-X-X | Indoor Luminaires | Linear Ambient | Linear Ambient Luminaires w/ Indirect component | Standard | FALSE | [9 empty] | 42244 |  |  | Yes |  | 3 | 4898 | 88.1 | 55.6 | 4.7 | 0.98 | 3103 | 87
PWNNM1UX | Finelite Inc. | Finelite Inc. | S16 LED-ID-DCO-4'-3E-SO-HO-3000K-Open-X-X-X-X-X-X | Indoor Luminaires | Linear Ambient | Linear Ambient Luminaires w/ Indirect component | Standard | FALSE | [9 empty] | 42244 |  |  | Yes |  | 3 | 3092 | 83.8 | 36.9 | 4.7 | 0.9 | 3103 | 87
P8C78QG1 | Carolina Product Solutions LLC. | CPSLED | CPS-LS-DTW-4-30W-UL-F-50 | Indoor Luminaires | Linear Ambient | Direct Linear Ambient Luminaires | Standard | FALSE | [9 empty] | 42244 | Not Yet Verified | Not Yet Verified | NotYetVerified |  | 3 | 3156 | 95.26 | 30 | 14.2 | 0.986 | 5000 | 83
P8QVX6MS | Carolina Product Solutions LLC. | CPSLED | CPS-LS-DTW-3-25W-UL-F-50 | Indoor Luminaires | Linear Ambient | Direct Linear Ambient Luminaires | Standard | FALSE | [9 empty] | 42244 | Not Dimmable | Not Dimmable | NotYetVerified |  | 3 | 2100 | 84 | 25 | 3.6 | 0.995 | 5000 | 81
P3QQ3YJG | Carolina Product Solutions LLC. | CPSLED | CPS-LS-DTW-8-60W-UL-F-50 | Indoor Luminaires | Linear Ambient | Direct Linear Ambient Luminaires | Standard | FALSE | [9 empty] | 42244 | Not Dimmable | Not Dimmable | NotYetVerified |  | 3 | 5100 | 85 | 60 | 2.79 | 0.996 | 5000 | 81
P9Z62JBV | Carolina Product Solutions LLC. | CPSLED | CPS-LS-DTW-4-30W-UL-F-45 | Indoor Luminaires | Linear Ambient | Direct Linear Ambient Luminaires | Standard | FALSE | [9 empty] | 42244 | Not Yet Verified | Not Yet Verified | NotYetVerified |  | 3 | 3156 | 95.26 | 30 | 14.2 | 0.986 | 4500 | 83
PSEG5TK8 | Carolina Product Solutions LLC. | CPSLED | CPS-LS-DTW-3-25W-UL-F-45 | Indoor Luminaires | Linear Ambient | Direct Linear Ambient Luminaires | Standard | FALSE | [9 empty] | 42244 | Not Dimmable | Not Dimmable | NotYetVerified |  | 3 | 2100 | 84 | 25 | 3.6 | 0.995 | 4500 | 81
P6QU2F1Y | Carolina Product Solutions LLC. | CPSLED | CPS-LS-DTW-8-60W-UL-F-45 | Indoor Luminaires | Linear Ambient | Direct Linear Ambient Luminaires | Standard | FALSE | [9 empty] | 42244 | Not Dimmable | Not Dimmable | NotYetVerified |  | 3 | 5100 | 85 | 60 | 2.79 | 0.996 | 4500 | 81
PBYPZJTS | Carolina Product Solutions LLC. | CPSLED | CPS-LS-DTW-4-30W-UL-F-40 | Indoor Luminaires | Linear Ambient | Direct Linear Ambient Luminaires | Standard | FALSE | [9 empty] | 42244 | Not Yet Verified | Not Yet Verified | NotYetVerified |  | 3 | 3156 | 95.26 | 30 | 14.2 | 0.986 | 4000 | 83
P8PFPGES | Carolina Product Solutions LLC. | CPSLED | CPS-LS-DTW-3-25W-UL-F-40 | Indoor Luminaires | Linear Ambient | Direct Linear Ambient Luminaires | Standard | FALSE | [9 empty] | 42244 | Not Dimmable | Not Dimmable | NotYetVerified |  | 3 | 2100 | 84 | 25 | 3.6 | 0.995 | 4000 | 81
PQE8GP8T | Carolina Product Solutions LLC. | CPSLED | CPS-LS-DTW-8-60W-UL-F-40 | Indoor Luminaires | Linear Ambient | Direct Linear Ambient Luminaires | Standard | FALSE | [9 empty] | 42244 | Not Dimmable | Not Dimmable | NotYetVerified |  | 3 | 5100 | 85 | 60 | 2.79 | 0.996 | 4000 | 81
PCQ5CR5J | Carolina Product Solutions LLC. | CPSLED | CPS-LS-DTW-4-30W-UL-F-35 | Indoor Luminaires | Linear Ambient | Direct Linear Ambient Luminaires | Standard | FALSE | [9 empty] | 42244 | Not Yet Verified | Not Yet Verified | NotYetVerified |  | 3 | 3156 | 95.26 | 30 | 14.2 | 0.986 | 3500 | 83
PQPKTYWT | Carolina Product Solutions LLC. | CPSLED | CPS-LS-DTW-3-25W-UL-F-35 | Indoor Luminaires | Linear Ambient | Direct Linear Ambient Luminaires | Standard | FALSE | [9 empty] | 42244 | Not Dimmable | Not Dimmable | NotYetVerified |  | 3 | 2100 | 84 | 25 | 3.6 | 0.995 | 3500 | 81
P9NM34GG | Carolina Product Solutions LLC. | CPSLED | CPS-LS-DTW-8-60W-UL-F-35 | Indoor Luminaires | Linear Ambient | Direct Linear Ambient Luminaires | Standard | FALSE | [9 empty] | 42244 | Not Dimmable | Not Dimmable | NotYetVerified |  | 3 | 5100 | 85 | 60 | 2.79 | 0.996 | 3500 | 81
P2FDDX3Y | Carolina Product Solutions LLC. | CPSLED | CPS-LS-DTW-4-30W-UL-F-30 | Indoor Luminaires | Linear Ambient | Direct Linear Ambient Luminaires | Standard | FALSE | [9 empty] | 42244 | Not Yet Verified | Not Yet Verified | NotYetVerified |  | 3 | 3156 | 95.26 | 30 | 14.2 | 0.986 | 3000 | 83
PHFVJ23M | Lamar Lighting | Lamar Lighting | DLLR48HRA30 | Indoor Luminaires | Linear Ambient | Direct Linear Ambient Luminaires | Standard | TRUE | 5348 | 101.68 | 16.46 | 7.72 | 0.978 | 3126 | 83.4 | 5 | 50000 | 42243 |  |  | Yes |  | 3 | 5028 | 96 | 52.6 | 7.72 | 0.978 | 3126 | 83.4
PKHD14SE | Lamar Lighting | Lamar Lighting | DLL96L30 | Indoor Luminaires | Linear Ambient | Direct Linear Ambient Luminaires | Standard | TRUE | 3624 | 121.24 | 11.11 | 7.7 | 0.954 | 3090 | 84.3 | 5 | 50000 | 42243 |  |  | Yes |  | 3 | 3577 | 119 | 30.14 | 7.7 | 0.954 | 3090 | 84.3
PQ2J447Q | Lamar Lighting | Lamar Lighting | DLL24M30 | Indoor Luminaires | Linear Ambient | Direct Linear Ambient Luminaires | Standard | TRUE | 1637 | 95.34 | 17.17 | 8.82 | 0.907 | 3093 | 84 | 5 | 50000 | 42243 |  |  | Yes |  | 3 | 1523 | 89 | 17.17 | 8.82 | 0.907 | 3093 | 84
PVQ9B2JJ | Lamar Lighting | Lamar Lighting | DLL24M50 | Indoor Luminaires | Linear Ambient | Direct Linear Ambient Luminaires | Standard | TRUE | 1739 | 101.87 | 17.07 | 8.96 | 0.903 | 5297 | 83.6 | 5 | 50000 | 42243 |  |  | Yes |  | 3 | 1691 | 98 | 17.17 | 8.96 | 0.903 | 5297 | 83.6
PZMWWZ2D | Lamar Lighting | Lamar Lighting | DLL48L50 | Indoor Luminaires | Linear Ambient | Direct Linear Ambient Luminaires | Standard | FALSE | [9 empty] | 42243 |  |  | Yes |  | 3 | 1812 | 109 | 16.67 | 8.69 | 0.902 | 5253 | 83.2
PHWT58XR | Lamar Lighting | Lamar Lighting | DLL48M50 | Indoor Luminaires | Linear Ambient | Direct Linear Ambient Luminaires | Standard | FALSE | [9 empty] | 42243 |  |  | Yes |  | 3 | 3407 | 106 | 31.1 | 7.94 | 0.956 | 5000 | 84
P3A38GF7 | Lamar Lighting | Lamar Lighting | DLL24H50 | Indoor Luminaires | Linear Ambient | Direct Linear Ambient Luminaires | Standard | FALSE | [9 empty] | 42243 |  |  | Yes |  | 3 | 2958 | 105 | 28.1 | 10 | 0.9 | 5000 | 80
PQ51UERW | Lamar Lighting | Lamar Lighting | DLL24H40 | Indoor Luminaires | Linear Ambient | Direct Linear Ambient Luminaires | Standard | FALSE | [9 empty] | 42243 |  |  | Yes |  | 3 | 2843 | 101 | 28.1 | 10 | 0.9 | 4000 | 80
PW4SBAQK | Lamar Lighting | Lamar Lighting | DLL48L40 | Indoor Luminaires | Linear Ambient | Direct Linear Ambient Luminaires | Standard | FALSE | [9 empty] | 42243 |  |  | Yes |  | 3 | 1741 | 104 | 16.67 | 9.12 | 0.902 | 4000 | 80
PTWCN5HY | Lamar Lighting | Lamar Lighting | DLL24M40 | Indoor Luminaires | Linear Ambient | Direct Linear Ambient Luminaires | Standard | FALSE | [9 empty] | 42243 |  |  | Yes |  | 3 | 1624 | 95 | 17.17 | 9 | 0.907 | 4000 | 80
PK1XRFUS | Lamar Lighting | Lamar Lighting | DLL48M40 | Indoor Luminaires | Linear Ambient | Direct Linear Ambient Luminaires | Standard | FALSE | [9 empty] | 42243 |  |  | Yes |  | 3 | 3273 | 102 | 31.1 | 7.94 | 0.956 | 4000 | 80
P3NYCM5A | Lamar Lighting | Lamar Lighting | DLLR48MRA40 | Indoor Luminaires | Linear Ambient | Direct Linear Ambient Luminaires | Standard | FALSE | [9 empty] | 42243 |  |  | Yes |  | 3 | 3016 | 97 | 31.1 | 7.94 | 0.956 | 4000 | 80
P748KYA6 | Lamar Lighting | Lamar Lighting | DLL24H35 | Indoor Luminaires | Linear Ambient | Direct Linear Ambient Luminaires | Standard | FALSE | [9 empty] | 42243 |  |  | Yes |  | 3 | 2748 | 98 | 28.1 | 10 | 0.9 | 3500 | 80
PPM3ZWPA | Lamar Lighting | Lamar Lighting | DLL48L35 | Indoor Luminaires | Linear Ambient | Direct Linear Ambient Luminaires | Standard | FALSE | [9 empty] | 42243 |  |  | Yes |  | 3 | 1684 | 101 | 16.67 | 9.12 | 0.902 | 3500 | 80
P7A32S5D | Lamar Lighting | Lamar Lighting | DLL24M35 | Indoor Luminaires | Linear Ambient | Direct Linear Ambient Luminaires | Standard | FALSE | [9 empty] | 42243 |  |  | Yes |  | 3 | 1570 | 91 | 17.17 | 9 | 0.907 | 3500 | 80
PQFRN279 | Lamar Lighting | Lamar Lighting | DLL48M35 | Indoor Luminaires | Linear Ambient | Direct Linear Ambient Luminaires | Standard | FALSE | [9 empty] | 42243 |  |  | Yes |  | 3 | 3165 | 99 | 31.1 | 7.94 | 0.956 | 3500 | 80
PS5CUKSS | Lamar Lighting | Lamar Lighting | DLLR48MRA35 | Indoor Luminaires | Linear Ambient | Direct Linear Ambient Luminaires | Standard | FALSE | [9 empty] | 42243 |  |  | Yes |  | 3 | 2917 | 94 | 31.1 | 7.94 | 0.956 | 3500 | 80
PWW11SKN | Lamar Lighting | Lamar Lighting | DLLR96HRA30 | Indoor Luminaires | Linear Ambient | Direct Linear Ambient Luminaires | Standard | FALSE | [9 empty] | 42243 |  |  | Yes |  | 3 | 10056 | 105 | 105.2 | 7.72 | 0.978 | 3126 | 83.4
P9T1NQPK | Lamar Lighting | Lamar Lighting | DLLR48MRA30 | Indoor Luminaires | Linear Ambient | Direct Linear Ambient Luminaires | Standard | FALSE | [9 empty] | 42243 |  |  | Yes |  | 3 | 2829 | 91 | 31.1 | 7.94 | 0.956 | 3113 | 83.9
PZ34C8CH | Lamar Lighting | Lamar Lighting | DLLR96MRA30 | Indoor Luminaires | Linear Ambient | Direct Linear Ambient Luminaires | Standard | FALSE | [9 empty] | 42243 |  |  | Yes |  | 3 | 6281 | 105 | 59.86 | 7.35 | 0.98 | 3112 | 84
PM3W3GKG | Lamar Lighting | Lamar Lighting | DLL96H30 | Indoor Luminaires | Linear Ambient | Direct Linear Ambient Luminaires | Standard | FALSE | [9 empty] | 42243 |  |  | Yes |  | 3 | 11082 | 105 | 105.28 | 7.48 | 0.997 | 3101 | 83.6
PT3QTAWS | Lamar Lighting | Lamar Lighting | DLL48H30 | Indoor Luminaires | Linear Ambient | Direct Linear Ambient Luminaires | Standard | FALSE | [9 empty] | 42243 |  |  | Yes |  | 3 | 5541 | 105 | 52.72 | 7.48 | 0.997 | 3101 | 83.6
PXHWQSJ8 | Lamar Lighting | Lamar Lighting | DLL48L30 | Indoor Luminaires | Linear Ambient | Direct Linear Ambient Luminaires | Standard | FALSE | [9 empty] | 42243 |  |  | Yes |  | 3 | 1633 | 98 | 16.67 | 9.12 | 0.902 | 3080 | 84
PM6KBW79 | Lamar Lighting | Lamar Lighting | DLL48M30 | Indoor Luminaires | Linear Ambient | Direct Linear Ambient Luminaires | Standard | FALSE | [9 empty] | 42243 |  |  | Yes |  | 3 | 3070 | 96 | 31.1 | 7.94 | 0.956 | 3000 | 83.6
PJ3FXJT2 | Lamar Lighting | Lamar Lighting | DLL24H30 | Indoor Luminaires | Linear Ambient | Direct Linear Ambient Luminaires | Standard | FALSE | [9 empty] | 42243 |  |  | Yes |  | 3 | 2666 | 95 | 28.1 | 10 | 0.9 | 3000 | 80
PWY5MBJU | Lamar Lighting | Lamar Lighting | DLL96M30 | Indoor Luminaires | Linear Ambient | Direct Linear Ambient Luminaires | Standard | FALSE | [9 empty] | 42243 |  |  | Yes |  | 3 | 6330 | 104 | 60.79 | 7.15 | 0.993 | 3000 | 80
PA2J41Y6 | US Energy Sciences INC | US Energy Sciences | SWM-02X04-WAN | Indoor Luminaires | Linear Ambient | Direct Linear Ambient Luminaires | Standard | TRUE | 4285 | 105.3 | 40.7 | 14.6 | 0.954 | 4023 | 83 | 5 | 90000 | 42242 |  |  | No |  | 3 | 4285 | 105.3 | 40.7 | 14.6 | 0.996 | 4023 | 83
P7JXK89Q | SHENZHEN ZENITH TECHNOLOGY CO.LTD | Zenith | ZS-T8Y1222R(3000K) | Indoor Luminaires | Linear Ambient | Direct Linear Ambient Luminaires | Premium | TRUE | 2928.1 | 132.07 | 22.17 | 23.73 | 0.8918 | 3015 | 82.8 | 5 | 50000 | 42242 |  |  | No | Product updated on 11/29/2016 | 4.1 | 2928.1 | 132.07 | 22.17 | 23.73 | 0.89 | 3000 | 82.8
PX1BVH87 | US Energy Sciences INC | US Energy Sciences | SWM-04X08-WAN | Indoor Luminaires | Linear Ambient | Direct Linear Ambient Luminaires | Standard | FALSE | [9 empty] | 42242 |  |  | No |  | 3 | 8570 | 105.3 | 81.4 | 14.6 | 0.996 | 4023 | 83
P9K57FDA | SHENZHEN ZENITH TECHNOLOGY CO.LTD | Zenith | ZS-T8Y1222R(5000K) | Indoor Luminaires | Linear Ambient | Direct Linear Ambient Luminaires | Premium | FALSE | [9 empty] | 42242 |  |  | No | Product updated on 11/29/2016 | 4.1 | 3033 | 136.81 | 22.25 | 23.63 | 0.9 | 5000 | 84.1
PZHVNAG4 | SHENZHEN ZENITH TECHNOLOGY CO.LTD | Zenith | ZS-T8Y1222R(4500K) | Indoor Luminaires | Linear Ambient | Direct Linear Ambient Luminaires | Premium | FALSE | [9 empty] | 42242 |  |  | No | Product updated on 11/29/2016 | 4.1 | 3006.78 | 135.62 | 22.17 | 23.73 | 0.89 | 4500 | 82.8
P7BXR42U | SHENZHEN ZENITH TECHNOLOGY CO.LTD | Zenith | ZS-T8Y1222R(4000K) | Indoor Luminaires | Linear Ambient | Direct Linear Ambient Luminaires | Premium | FALSE | [9 empty] | 42242 |  |  | No | Product updated on 11/29/2016 | 4.1 | 2980.55 | 134.44 | 22.17 | 23.73 | 0.89 | 4000 | 82.8
PR4NWFUQ | SHENZHEN ZENITH TECHNOLOGY CO.LTD | Zenith | ZS-T8Y1222R(3500K) | Indoor Luminaires | Linear Ambient | Direct Linear Ambient Luminaires | Premium | FALSE | [9 empty] | 42242 |  |  | No | Product updated on 11/29/2016 | 4.1 | 2954.33 | 133.26 | 22.17 | 23.73 | 0.89 | 3500 | 82.8
PJ1WAUVN | US Green Lighting Inc. | US Green Lighting | L/VP4FT/40/XU/840/F001 | Indoor Luminaires | Linear Ambient | Direct Linear Ambient Luminaires | Standard | TRUE | 3893.71 | 97.25 | 40.04 | 12.66 | 0.907 | 3910 | 84.9 | 5 | 50000 | 42241 |  |  | No |  | 3 | 3850 | 96.25 | 40 | 8.87 | 0.992 | 4000 | 85
PWFWT13K | US Green Lighting Inc. | US Green Lighting | L/WA4FT/40/XU/840/F001 | Indoor Luminaires | Linear Ambient | Direct Linear Ambient Luminaires | Standard | TRUE | 3907.12 | 95.88 | 40.75 | 14.15 | 0.9 | 3914 | 84.2 | 5 | 50000 | 42241 |  |  | No |  | 3 | 3900 | 97.5 | 40 | 6.12 | 0.995 | 4000 | 84
PBHE5FGF | US Green Lighting Inc. | US Green Lighting | L/VP4FT/40/XU/850/F001 | Indoor Luminaires | Linear Ambient | Direct Linear Ambient Luminaires | Standard | FALSE | [9 empty] | 42241 | Not Dimmable | Not Dimmable | No |  | 3 | 3900 | 97.5 | 40 | 8.87 | 0.992 | 5000 | 85
PQCASXU8 | US Green Lighting Inc. | US Green Lighting | L/WA4FT/40/XU/850/F001 | Indoor Luminaires | Linear Ambient | Direct Linear Ambient Luminaires | Standard | FALSE | [9 empty] | 42241 | Not Dimmable | Not Dimmable | No |  | 3 | 3950 | 98.75 | 40 | 6.12 | 0.995 | 5000 | 84
PYTEZXAT | G&G LED LLC | WPX Series | WPX4-40L-50K | Indoor Luminaires | Linear Ambient | Direct Linear Ambient Luminaires | Standard | TRUE | 3947 | 103 | 38.23 | 10.8 | 0.989 | 5083 | 83.9 | 5 | 50000 | 42234 |  |  | NotYetVerified |  | 3 | 4000 | 100 | 40 | 20 | 0.9 | 5000 | 80
PXUGG9A6 | Huizhou Arrlux Optoelectronic Co.Ltd | ARRLUX | BLB90-3000K | Indoor Luminaires | Linear Ambient | Direct Linear Ambient Luminaires | Standard | TRUE | 9517.769 | 104.45 | 91.12 | 11.06 | 0.9671 | 3005 | 82.2 | 5 | 50000 | 42234 |  |  | NotYetVerified |  | 3 | 9517.769 | 104.45 | 91.12 | 11.06 | 0.9671 | 3005 | 82.2
PNBPNHYM | Acuity Brands Lighting | Lithonia Lighting | VAP4000LMFSTWDXXXXXGZ1040K90CRI | Indoor Luminaires | Linear Ambient | Direct Linear Ambient Luminaires | Standard | TRUE | 3878 | 89.81 | 43.18 | 18.73 | 0.918 | 3987 | 96.24 | 5 |  | 42234 |  |  | NotYetVerified |  | 2.1 | 3700 | 84.08 | 44.01 | 18.73 | 0.918 | 4117 | 96.27
PHMWUV9C | Huizhou Arrlux Optoelectronic Co.Ltd | ARRLUX | BLB60-3000K | Indoor Luminaires | Linear Ambient | Direct Linear Ambient Luminaires | Standard | TRUE | 6482.272 | 105.177 | 61.632 | 13.8 | 0.9171 | 3016 | 82.2 | 5 | 50000 | 42234 |  |  | NotYetVerified |  | 3 | 6482.272 | 105.177 | 61.632 | 13.8 | 0.9171 | 3016 | 82.2
PMX6S6QE | Huizhou Arrlux Optoelectronic Co.Ltd | ARRLUX | BLB40-3000K | Indoor Luminaires | Linear Ambient | Direct Linear Ambient Luminaires | Standard | TRUE | 4411.652 | 105.31 | 41.892 | 12.79 | 0.913 | 3028 | 82.3 | 5 | 50000 | 42234 |  |  | NotYetVerified |  | 3 | 4411.652 | 105.31 | 41.892 | 12.79 | 0.996 | 3028 | 82.3
PPXS4U9T | LEDone Distribution Inc. | LEDone | LOD-T8B-600NC(30K048C120) | Indoor Luminaires | Linear Ambient | Direct Linear Ambient Luminaires | Standard | TRUE | 1235.1 | 143.03 | 8.35 | 19.27 | 0.9108 | 2972 | 82.2 | 5 | 50000 | 42234 |  |  | NotYetVerified |  | 3 | 1235.1 | 143.03 | 8.635 | 19.27 | 0.9108 | 3000 | 82.2
PEW7QBQF | LEDone Distribution Inc. | LEDone | LOD-T8B-1200NC(30K120C120) | Indoor Luminaires | Linear Ambient | Direct Linear Ambient Luminaires | Standard | TRUE | 2466.4 | 128.59 | 19.18 | 18.8 | 0.9103 | 2961 | 82.4 | 5 | 50000 | 42234 |  |  | NotYetVerified |  | 3 | 2466.4 | 128.59 | 19.2 | 18.79 | 0.9103 | 3000 | 82.4
PXF86QDB | LEDone Distribution Inc. | LEDone | LOD-T8B-600NF(30K048C120) | Indoor Luminaires | Linear Ambient | Direct Linear Ambient Luminaires | Standard | TRUE | 1111.8 | 129.04 | 8.616 | 19.35 | 0.9091 | 2962 | 82.1 | 5 | 50000 | 42234 |  |  | NotYetVerified |  | 3 | 1111.8 | 129.04 | 8.6 | 19.35 | 0.9091 | 3000 | 82.1
PYPQG8KQ | LEDone Distribution Inc. | LEDone | LOD-T8B-1200NF(30K120C120) | Indoor Luminaires | Linear Ambient | Direct Linear Ambient Luminaires | Standard | TRUE | 2198.2 | 113.19 | 19.42 | 18.25 | 0.9063 | 2953 | 82.3 | 5 | 50000 | 42234 |  |  | NotYetVerified |  | 3 | 2198.2 | 113.19 | 19.4 | 18.25 | 0.9063 | 3000 | 82.3
P17PPM73 | LEDone Distribution Inc. | LEDone | LOD-T8B-600NF(50K048C120) | Indoor Luminaires | Linear Ambient | Direct Linear Ambient Luminaires | Standard | FALSE | [9 empty] | 42234 |  |  | NotYetVerified |  | 3 | 1214.8 | 138.06 | 8.8 | 19.53 | 0.9105 | 5000 | 81.5
PHSGDD2Y | LEDone Distribution Inc. | LEDone | LOD-T8B-600NC(50K048C120) | Indoor Luminaires | Linear Ambient | Direct Linear Ambient Luminaires | Standard | FALSE | [9 empty] | 42234 |  |  | NotYetVerified |  | 3 | 1348.6 | 152.26 | 8.857 | 19.02 | 0.9113 | 5000 | 81.5
PPBG2939 | LEDone Distribution Inc. | LEDone | LOD-T8B-1200NC(50K120C120) | Indoor Luminaires | Linear Ambient | Direct Linear Ambient Luminaires | Standard | FALSE | [9 empty] | 42234 |  |  | NotYetVerified |  | 3 | 2762.4 | 141.08 | 19.6 | 18.2 | 0.9204 | 5000 | 81.5
PNWBUGUY | LEDone Distribution Inc. | LEDone | LOD-T8B-1200NF(50K120C120) | Indoor Luminaires | Linear Ambient | Direct Linear Ambient Luminaires | Standard | FALSE | [9 empty] | 42234 |  |  | NotYetVerified |  | 3 | 2456.1 | 126.54 | 19.4 | 17.96 | 0.9152 | 5000 | 81.4
PS6TGJ7P | LEDone Distribution Inc. | LEDone | LOD-T8B-1200NC(40K120C120) | Indoor Luminaires | Linear Ambient | Direct Linear Ambient Luminaires | Standard | FALSE | [9 empty] | 42234 |  |  | NotYetVerified |  | 3 | 2466.4 | 128.59 | 19.2 | 18.8 | 0.9103 | 4000 | 82.4
P4HMJPSK | LEDone Distribution Inc. | LEDone | LOD-T8B-1200NF(40K120C120) | Indoor Luminaires | Linear Ambient | Direct Linear Ambient Luminaires | Standard | FALSE | [9 empty] | 42234 |  |  | NotYetVerified |  | 3 | 2198.2 | 113.19 | 19.4 | 18.25 | 0.9063 | 4000 | 82.3
PA27KHSS | LEDone Distribution Inc. | LEDone | LOD-T8B-600NC(40K048C120) | Indoor Luminaires | Linear Ambient | Direct Linear Ambient Luminaires | Standard | FALSE | [9 empty] | 42234 |  |  | NotYetVerified |  | 3 | 1235.1 | 143.03 | 8.635 | 19.27 | 0.9108 | 4000 | 82.2
PRFH2JKJ | LEDone Distribution Inc. | LEDone | LOD-T8B-600NF(40K048C120) | Indoor Luminaires | Linear Ambient | Direct Linear Ambient Luminaires | Standard | FALSE | [9 empty] | 42234 |  |  | NotYetVerified |  | 3 | 1111.8 | 129.04 | 8.6 | 19.35 | 0.9091 | 4000 | 82.1
P7PX1EKS | Huizhou Arrlux Optoelectronic Co.Ltd | ARRLUX | BLB60-5000K | Indoor Luminaires | Linear Ambient | Direct Linear Ambient Luminaires | Standard | FALSE | [9 empty] | 42234 |  |  | NotYetVerified |  | 3 | 6620.017 | 107.255 | 61.722 | 13.52 | 0.996 | 4907 | 83.3
PGR1T3RE | Huizhou Arrlux Optoelectronic Co.Ltd | ARRLUX | BLB40-5000K | Indoor Luminaires | Linear Ambient | Direct Linear Ambient Luminaires | Standard | FALSE | [9 empty] | 42234 |  |  | NotYetVerified |  | 3 | 4495.079 | 107.47 | 41.826 | 12.72 | 0.995 | 4886 | 83.3
P6CWMGYA | Huizhou Arrlux Optoelectronic Co.Ltd | ARRLUX | BLB90-5000K | Indoor Luminaires | Linear Ambient | Direct Linear Ambient Luminaires | Standard | FALSE | [9 empty] | 42234 |  |  | NotYetVerified |  | 3 | 9789.318 | 107.363 | 91.18 | 11.53 | 0.993 | 4866 | 83.2
PQ1ZK5WU | Huizhou Arrlux Optoelectronic Co.Ltd | ARRLUX | BLB90-4000K | Indoor Luminaires | Linear Ambient | Direct Linear Ambient Luminaires | Standard | FALSE | [9 empty] | 42234 |  |  | NotYetVerified |  | 3 | 9564.226 | 105.624 | 90.55 | 11.42 | 0.991 | 3942 | 84.5
PEA172TT | Huizhou Arrlux Optoelectronic Co.Ltd | ARRLUX | BLB60-4000K | Indoor Luminaires | Linear Ambient | Direct Linear Ambient Luminaires | Standard | FALSE | [9 empty] | 42234 |  |  | NotYetVerified |  | 3 | 6537.365 | 106.77 | 61.23 | 13.53 | 0.996 | 3934 | 84.1
P3BJQFPB | Huizhou Arrlux Optoelectronic Co.Ltd | ARRLUX | BLB40-4000K | Indoor Luminaires | Linear Ambient | Direct Linear Ambient Luminaires | Standard | FALSE | [9 empty] | 42234 |  |  | NotYetVerified |  | 3 | 4473.693 | 106.86 | 41.865 | 12.68 | 0.996 | 3925 | 84
PV4GY6P8 | Acuity Brands Lighting | Lithonia Lighting | VAP4000LMPCLMDXXXXXGZ1050K90CRI | Indoor Luminaires | Linear Ambient | Direct Linear Ambient Luminaires | Standard | FALSE | [9 empty] | 42234 | Dimmable | Continuous Below 10 | NotYetVerified |  | 3 | 4344 | 98.09 | 44.29 | 18.73 | 0.918 | 5293 | 96.72
PXXZ6TVK | Acuity Brands Lighting | Lithonia Lighting | VAP4000LMFSTMDXXXXXGZ1050K90CRI | Indoor Luminaires | Linear Ambient | Direct Linear Ambient Luminaires | Standard | FALSE | [9 empty] | 42234 | Dimmable | Continuous Below 10 | NotYetVerified |  | 3 | 3867 | 87.86 | 44.01 | 18.73 | 0.918 | 5293 | 96.72
P5SE2ZD5 | Acuity Brands Lighting | Lithonia Lighting | VAP4000LMFSTWDXXXXXGZ1050K90CRI | Indoor Luminaires | Linear Ambient | Direct Linear Ambient Luminaires | Standard | FALSE | [9 empty] | 42234 | Dimmable | Continuous Below 10 | NotYetVerified |  | 3 | 3821 | 86.82 | 44.01 | 18.73 | 0.918 | 5293 | 96.72
PTK4U5RE | Acuity Brands Lighting | Lithonia Lighting | VAP4000LMPCLMDXXXXXGZ1050K80CRI [Qualified at 120-277V Only] | Indoor Luminaires | Linear Ambient | Direct Linear Ambient Luminaires | Standard | FALSE | [9 empty] | 42234 | Dimmable | Continuous Below 10 | NotYetVerified | Updated on 3/7/2017 | 4.1 | 5580 | 125.99 | 44.29 | 18.73 | 0.918 | 5253 | 84.16
PN4FTY8W | Acuity Brands Lighting | Lithonia Lighting | VAP4000LMFSTMDXXXXXGZ1050K80CRI [Qualified at 120-277V Only] | Indoor Luminaires | Linear Ambient | Direct Linear Ambient Luminaires | Standard | FALSE | [9 empty] | 42234 | Dimmable | Continuous Below 10 | NotYetVerified | Updated on 3/7/2017 | 4.1 | 4966 | 112.84 | 44.01 | 18.73 | 0.918 | 5253 | 84.16
PAEPB8Z5 | Acuity Brands Lighting | Lithonia Lighting | VAP4000LMFSTWDXXXXXGZ1050K80CRI [Qualified at 120-277V Only] | Indoor Luminaires | Linear Ambient | Direct Linear Ambient Luminaires | Standard | FALSE | [9 empty] | 42234 | Dimmable | Continuous Below 10 | NotYetVerified | Updated on 3/7/2017 | 4.1 | 4908 | 111.51 | 44.01 | 18.73 | 0.918 | 5253 | 84.16
PD9VK893 | Acuity Brands Lighting | Lithonia Lighting | VAP4000LMPCLMDXXXXXGZ1040K90CRI | Indoor Luminaires | Linear Ambient | Direct Linear Ambient Luminaires | Standard | FALSE | [9 empty] | 42234 | Dimmable | Continuous Below 10 | NotYetVerified |  | 3 | 4207 | 94.99 | 44.29 | 18.73 | 0.918 | 4117 | 96.27
PH9P1HXX | Acuity Brands Lighting | Lithonia Lighting | VAP4000LMFSTMDXXXXXGZ1040K90CRI | Indoor Luminaires | Linear Ambient | Direct Linear Ambient Luminaires | Standard | FALSE | [9 empty] | 42234 | Dimmable | Continuous Below 10 | NotYetVerified |  | 3 | 3744 | 85.08 | 44.01 | 18.73 | 0.918 | 4117 | 96.27
PPHPHW4W | Acuity Brands Lighting | Lithonia Lighting | VAP4000LMPCLMDXXXXXGZ1040K80CRI [Qualified at 120-277V Only] | Indoor Luminaires | Linear Ambient | Direct Linear Ambient Luminaires | Standard | TRUE | 4788.67 | 107.08 | 44.72 | 18.73 | 0.918 | 3993 | 82.3 | 5 | 50000 | 42234 | Dimmable | Continuous Below 10 | NotYetVerified | Updated on 3/7/2017 | 4.1 | 5121 | 115.62 | 44.29 | 18.73 | 0.918 | 4011 | 81.99
P8TFBJJP | Acuity Brands Lighting | Lithonia Lighting | VAP4000LMFSTMDXXXXXGZ1040K80CRI | Indoor Luminaires | Linear Ambient | Direct Linear Ambient Luminaires | Standard | FALSE | [9 empty] | 42234 | Dimmable | Continuous Below 10 | NotYetVerified |  | 3 | 4558 | 103.56 | 44.01 | 18.73 | 0.918 | 4010 | 84.69
P2VEMAB4 | Acuity Brands Lighting | Lithonia Lighting | VAP4000LMFSTWDXXXXXGZ1040K80CRI | Indoor Luminaires | Linear Ambient | Direct Linear Ambient Luminaires | Standard | FALSE | [9 empty] | 42234 | Dimmable | Continuous Below 10 | NotYetVerified |  | 3 | 4504 | 102.34 | 44.01 | 18.73 | 0.918 | 4005 | 84.95
PHUV5K4S | Acuity Brands Lighting | Lithonia Lighting | VAP4000LMPCLMDXXXXXGZ1035K80CRI [Qualified at 120-277V Only] | Indoor Luminaires | Linear Ambient | Direct Linear Ambient Luminaires | Standard | FALSE | [9 empty] | 42234 | Dimmable | Continuous Below 10 | NotYetVerified | Updated on 3/7/2017 | 4.1 | 5112 | 115.42 | 44.29 | 18.73 | 0.918 | 3485 | 83.56
PDMQDW6M | Acuity Brands Lighting | Lithonia Lighting | VAP4000LMFSTMDXXXXXGZ1035K80CRI | Indoor Luminaires | Linear Ambient | Direct Linear Ambient Luminaires | Standard | FALSE | [9 empty] | 42234 | Dimmable | Continuous Below 10 | NotYetVerified |  | 3 | 4550 | 103.38 | 44.01 | 18.73 | 0.918 | 3485 | 83.56
PSWX73Y2 | Acuity Brands Lighting | Lithonia Lighting | VAP4000LMFSTWDXXXXXGZ1035K80CRI | Indoor Luminaires | Linear Ambient | Direct Linear Ambient Luminaires | Standard | FALSE | [9 empty] | 42234 | Dimmable | Continuous Below 10 | NotYetVerified |  | 3 | 4496 | 102.16 | 44.01 | 18.73 | 0.918 | 3485 | 83.56
PVHUV9Q6 | Acuity Brands Lighting | Lithonia Lighting | VAP4000LMPCLMDXXXXXGZ1035K90CRI | Indoor Luminaires | Linear Ambient | Direct Linear Ambient Luminaires | Standard | FALSE | [9 empty] | 42234 | Dimmable | Continuous Below 10 | NotYetVerified |  | 3 | 4076 | 92.04 | 44.29 | 18.73 | 0.918 | 3438 | 96.7
PHYPDXXP | Aztech Technologies Pte Ltd. | AZ e-lite | LF213H-840 | Indoor Luminaires | Linear Ambient | Direct Linear Ambient Luminaires | Standard | TRUE | 1582.47 | 124.85 | 12.675 | 9.06 | 0.897 | 4033 | 84 | 5 | 50000 | 42233 |  |  | Yes |  | 3 | 1500 | 115 | 13 | 9 | 0.9 | 4000 | 80
PCZ19TP4 | Aztech Technologies Pte Ltd. | AZ e-lite | LF213H-850 | Indoor Luminaires | Linear Ambient | Direct Linear Ambient Luminaires | Standard | FALSE | [9 empty] | 42233 | Dimmable | Stepped | Yes |  | 3 | 1500 | 115 | 13 | 9 | 0.9 | 5000 | 80
P398KRFG | SteelCraft | SteelCraft | 37024-4835LW-1 | Indoor Luminaires | Linear Ambient | Direct Linear Ambient Luminaires | Standard | TRUE | 4416.4 | 92.3 | 47.89 | 12.15 | 0.9476 | 3593 | 83.7 | 5 | 50000 | 42230 |  |  | NotYetVerified |  | 3 | 4420.7 | 92.3 | 47.89 | 6.82 | 0.9956 | 3593 | 83.7
P7AEFC6D | US Global Glow | US Global Glow | USGG-LABY-150W | Indoor Luminaires | Linear Ambient | Direct Linear Ambient Luminaires | Standard | TRUE | 15246 | 102.66 | 148.55 | 14.29 | 0.9086 | 4190 | 86.9 | 5 | 50000 | 42230 |  |  | NotYetVerified | 277V Only Qualified | 3 | 13500 | 90 | 150 | 20 | 0.9 | 4000 | 80
PSMZEW9S | SteelCraft | SteelCraft | 37024-4850LW-1 | Indoor Luminaires | Linear Ambient | Direct Linear Ambient Luminaires | Standard | FALSE | [9 empty] | 42230 |  |  | NotYetVerified |  | 3 | 4639.8 | 97 | 47.81 | 6.77 | 0.9956 | 5272 | 84.6
PTJJEVP1 | SteelCraft | SteelCraft | 37024-4840LW-1 | Indoor Luminaires | Linear Ambient | Direct Linear Ambient Luminaires | Standard | FALSE | [9 empty] | 42230 |  |  | NotYetVerified |  | 3 | 4493.66 | 93.8852 | 47.8634 | 6.77 | 0.9956 | 4152.107 | 83.9997
P55YZWRS | Eaton (formerly Cooper Lighting) | Metalux | 4SKBLED-LD1-9-W-UNV-L830-CD1-U | Indoor Luminaires | Linear Ambient | Direct Linear Ambient Luminaires | Standard | TRUE | 7771 | 83.1 | 93.5 | 3.57 | 0.999 |  |  | 5 |  | 42229 |  |  | Yes |  | 3
PCHTB6NF | Eaton (formerly Cooper Lighting) | Metalux | 4SKBLED-LD1-41-W-UNV-L850-CD1-U | Indoor Luminaires | Linear Ambient | Direct Linear Ambient Luminaires | Standard | TRUE | 4746.81 | 132.18 | 35.912 | 7.73 | 0.995 | 4779 | 82.6 | 5 |  | 42229 |  |  | Yes |  | 3
PZRHYY1G | Eaton (formerly Cooper Lighting) | Metalux | 4SKBLED-LD1-3-W-UNV-L835-CD1-U | Indoor Luminaires | Linear Ambient | Direct Linear Ambient Luminaires | Standard | TRUE | 3198 | 114.6 | 27.9 | 17.2 | 0.928 |  |  | 5 |  | 42229 |  |  | Yes |  | 3
P69EKZAZ | Aztech Technologies Pte Ltd. | AZ e-lite | LF426H-840 | Indoor Luminaires | Linear Ambient | Direct Linear Ambient Luminaires | Standard | TRUE | 3223.128 | 118.979 | 27.09 | 8.14 | 0.926 | 3970 | 84.5 | 5 | 50000 | 42229 |  |  | Yes |  | 3 | 3000 | 115 | 26 | 8 | 0.9 | 4000 | 80
PYRAS3TZ | ECCLED CO. LIMITED | ECCLED | ECL-VPL-1240-40W-4000K | Indoor Luminaires | Linear Ambient | Direct Linear Ambient Luminaires | Standard | TRUE | 4436.58 | 109.84 | 40.39 | 7.4 | 0.92 | 4075 | 80.4 | 5 | 50000 | 42229 |  |  | NotYetVerified |  | 3 | 4430 | 109.65 | 40.4 | 7.4 | 0.92 | 4000 | 80
PCJ7H3YH | Hangzhou Chengyue Lighting Technology Co. Ltd | Hangzhou Chengyue Lighting | CYSF45M-840 | Indoor Luminaires | Linear Ambient | Direct Linear Ambient Luminaires | Standard | TRUE | 4634.8 | 96.72 | 47.92 | 21.03 | 0.903 | 4215 | 87.2 | 5 | 50000 | 42229 |  |  | Yes |  | 3 | 4634.8 | 96.72 | 47.92 | 21.03 | 0.9809 | 4215 | 87.2
PX445EER | Hangzhou Chengyue Lighting Technology Co. Ltd | Hangzhou Chengyue Lighting | CYSF20M-840 | Indoor Luminaires | Linear Ambient | Direct Linear Ambient Luminaires | Standard | TRUE | 2171.2 | 103.9 | 20.9 | 17.83 | 0.903 | 4228 | 87 | 5 | 50000 | 42229 |  |  | Yes |  | 3 | 2171.2 | 103.9 | 20.9 | 17.83 | 0.985 | 4228 | 87
PQU97U9K | ECCLED CO. LIMITED | ECCLED | ECL-VPL-1240-40W-5000K | Indoor Luminaires | Linear Ambient | Direct Linear Ambient Luminaires | Standard | FALSE | [9 empty] | 42229 |  |  | NotYetVerified |  | 3 | 4660 | 116.5 | 40 | 7.4 | 0.92 | 5000 | 80
PZM4UVNA | Eaton (formerly Cooper Lighting) | Metalux | 4SKBLED-[ALL MOUNTING ARRANGEMENTS]-LD1-4-N-[ALL VOLTAGES]-[ALL OPTIONS]-L850-5LTD1-[ALL WIRING]-[ALL MOTION SENSORS]--[ALL OPTIONS]-U | Indoor Luminaires | Linear Ambient | Direct Linear Ambient Luminaires | Standard | FALSE | [9 empty] | 42229 |  |  | Yes |  | 3 | 4738 | 131.98 | 35.9 | 14.9 | 0.986 | 5000 | 82
PK5A2CDB | Eaton (formerly Cooper Lighting) | Metalux | 4SKBLED-[ALL MOUNTING ARRANGEMENTS]-LD1-4-N-[ALL VOLTAGES]-[ALL OPTIONS]-L850-5LTD1-[ALL WIRING]-[ALL MOTION SENSORS]-RS-[ALL OPTIONS]-U | Indoor Luminaires | Linear Ambient | Direct Linear Ambient Luminaires | Standard | FALSE | [9 empty] | 42229 |  |  | Yes |  | 3 | 4622 | 128.75 | 35.9 | 14.9 | 0.986 | 5000 | 82
PFCJXKA4 | Eaton (formerly Cooper Lighting) | Metalux | 4SKBLED-[ALL MOUNTING ARRANGEMENTS]-LD1-4-W-[ALL VOLTAGES]-[ALL OPTIONS]-L850-5LTD1-[ALL WIRING]-[ALL MOTION SENSORS]--[ALL OPTIONS]-U | Indoor Luminaires | Linear Ambient | Direct Linear Ambient Luminaires | Standard | FALSE | [9 empty] | 42229 |  |  | Yes |  | 3 | 4355 | 121.31 | 35.9 | 14.9 | 0.986 | 5000 | 82
PHCJB4VJ | Eaton (formerly Cooper Lighting) | Metalux | 4SKBLED-[ALL MOUNTING ARRANGEMENTS]-LD1-4-W-[ALL VOLTAGES]-[ALL OPTIONS]-L850-5LTD1-[ALL WIRING]-[ALL MOTION SENSORS]-RS-[ALL OPTIONS]-U | Indoor Luminaires | Linear Ambient | Direct Linear Ambient Luminaires | Standard | FALSE | [9 empty] | 42229 |  |  | Yes |  | 3 | 4198 | 116.94 | 35.9 | 14.9 | 0.986 | 5000 | 82
PWTD5J21 | Eaton (formerly Cooper Lighting) | Metalux | 4SKBLED-[ALL MOUNTING ARRANGEMENTS]-LD1-5-N-[ALL VOLTAGES]-[ALL OPTIONS]-L850-5LTD1-[ALL WIRING]-[ALL MOTION SENSORS]--[ALL OPTIONS]-U | Indoor Luminaires | Linear Ambient | Direct Linear Ambient Luminaires | Standard | FALSE | [9 empty] | 42229 |  |  | Yes |  | 3 | 5844.63 | 128.49 | 45.49 | 12.7885 | 0.99007 | 5000 | 82
PHWHHKJB | Eaton (formerly Cooper Lighting) | Metalux | 4SKBLED-[ALL MOUNTING ARRANGEMENTS]-LD1-5-N-[ALL VOLTAGES]-[ALL OPTIONS]-L850-5LTD1-[ALL WIRING]-[ALL MOTION SENSORS]-RS-[ALL OPTIONS]-U | Indoor Luminaires | Linear Ambient | Direct Linear Ambient Luminaires | Standard | FALSE | [9 empty] | 42229 |  |  | Yes |  | 3 | 5701.92 | 125.35 | 45.49 | 12.7885 | 0.99007 | 5000 | 82
PSJJ2UBT | Eaton (formerly Cooper Lighting) | Metalux | 4SKBLED-[ALL MOUNTING ARRANGEMENTS]-LD1-5-W-[ALL VOLTAGES]-[ALL OPTIONS]-L850-5LTD1-[ALL WIRING]-[ALL MOTION SENSORS]--[ALL OPTIONS]-U | Indoor Luminaires | Linear Ambient | Direct Linear Ambient Luminaires | Standard | FALSE | [9 empty] | 42229 |  |  | Yes |  | 3 | 5372.51 | 118.11 | 45.49 | 12.7885 | 0.99007 | 5000 | 82
PVFFV36X | Eaton (formerly Cooper Lighting) | Metalux | 4SKBLED-[ALL MOUNTING ARRANGEMENTS]-LD1-5-W-[ALL VOLTAGES]-[ALL OPTIONS]-L850-5LTD1-[ALL WIRING]-[ALL MOTION SENSORS]-RS-[ALL OPTIONS]-U | Indoor Luminaires | Linear Ambient | Direct Linear Ambient Luminaires | Standard | FALSE | [9 empty] | 42229 |  |  | Yes |  | 3 | 5178.3 | 113.84 | 45.49 | 12.7885 | 0.99007 | 5000 | 82
P6JJV5TV | Eaton (formerly Cooper Lighting) | Metalux | 8SKBLED-[ALL MOUNTING ARRANGEMENTS]-LD1-6-N-[ALL VOLTAGES]-[ALL OPTIONS]-L850-5LTD1-[ALL WIRING]-[ALL MOTION SENSORS]--[ALL OPTIONS]-U | Indoor Luminaires | Linear Ambient | Direct Linear Ambient Luminaires | Standard | FALSE | [9 empty] | 42229 |  |  | Yes |  | 3 | 7466 | 162.63 | 45.91 | 12.6 | 0.99 | 5000 | 82
PVDS5YHX | Eaton (formerly Cooper Lighting) | Metalux | 8SKBLED-[ALL MOUNTING ARRANGEMENTS]-LD1-6-N-[ALL VOLTAGES]-[ALL OPTIONS]-L850-5LTD1-[ALL WIRING]-[ALL MOTION SENSORS]-RS-[ALL OPTIONS]-U | Indoor Luminaires | Linear Ambient | Direct Linear Ambient Luminaires | Standard | FALSE | [9 empty] | 42229 |  |  | Yes |  | 3 | 7283.7 | 158.66 | 45.91 | 12.6 | 0.99 | 5000 | 82
P5EFUUFG | Eaton (formerly Cooper Lighting) | Metalux | 8SKBLED-[ALL MOUNTING ARRANGEMENTS]-LD1-6-W-[ALL VOLTAGES]-[ALL OPTIONS]-L850-5LTD1-[ALL WIRING]-[ALL MOTION SENSORS]--[ALL OPTIONS]-U | Indoor Luminaires | Linear Ambient | Direct Linear Ambient Luminaires | Standard | FALSE | [9 empty] | 42229 |  |  | Yes |  | 3 | 6862.91 | 149.5 | 45.91 | 12.6 | 0.99 | 5000 | 82
PE8CGQ4V | Eaton (formerly Cooper Lighting) | Metalux | 8SKBLED-[ALL MOUNTING ARRANGEMENTS]-LD1-6-W-[ALL VOLTAGES]-[ALL OPTIONS]-L850-5LTD1-[ALL WIRING]-[ALL MOTION SENSORS]-RS-[ALL OPTIONS]-U | Indoor Luminaires | Linear Ambient | Direct Linear Ambient Luminaires | Standard | FALSE | [9 empty] | 42229 |  |  | Yes |  | 3 | 6614.82 | 144.09 | 45.91 | 12.6 | 0.99 | 5000 | 82
PNSFBK51 | Eaton (formerly Cooper Lighting) | Metalux | 8SKBLED-[ALL MOUNTING ARRANGEMENTS]-LD1-12-N-[ALL VOLTAGES]-[ALL OPTIONS]-L850-5LTD2-[ALL WIRING]-[ALL MOTION SENSORS]--[ALL OPTIONS]-U | Indoor Luminaires | Linear Ambient | Direct Linear Ambient Luminaires | Standard | FALSE | [9 empty] | 42229 |  |  | Yes |  | 3 | 14275.98 | 123.09 | 115.98 | 10.6398 | 0.99304 | 5000 | 82
PWGN4NH4 | Eaton (formerly Cooper Lighting) | Metalux | 8SKBLED-[ALL MOUNTING ARRANGEMENTS]-LD1-12-N-[ALL VOLTAGES]-[ALL OPTIONS]-L850-5LTD2-[ALL WIRING]-[ALL MOTION SENSORS]-RS-[ALL OPTIONS]-U | Indoor Luminaires | Linear Ambient | Direct Linear Ambient Luminaires | Standard | FALSE | [9 empty] | 42229 |  |  | Yes |  | 3 | 13927.4 | 120.09 | 115.98 | 10.6398 | 0.99304 | 5000 | 82
PQMK9G6E | Eaton (formerly Cooper Lighting) | Metalux | 8SKBLED-[ALL MOUNTING ARRANGEMENTS]-LD1-12-W-[ALL VOLTAGES]-[ALL OPTIONS]-L850-5LTD2-[ALL WIRING]-[ALL MOTION SENSORS]--[ALL OPTIONS]-U | Indoor Luminaires | Linear Ambient | Direct Linear Ambient Luminaires | Standard | FALSE | [9 empty] | 42229 |  |  | Yes |  | 3 | 13122.79 | 113.15 | 115.98 | 10.6398 | 0.99304 | 5000 | 82
PHETCSQF | Eaton (formerly Cooper Lighting) | Metalux | 8SKBLED-[ALL MOUNTING ARRANGEMENTS]-LD1-12-W-[ALL VOLTAGES]-[ALL OPTIONS]-L850-5LTD2-[ALL WIRING]-[ALL MOTION SENSORS]-RS-[ALL OPTIONS]-U | Indoor Luminaires | Linear Ambient | Direct Linear Ambient Luminaires | Standard | FALSE | [9 empty] | 42229 |  |  | Yes |  | 3 | 12648.41 | 109.06 | 115.98 | 10.6398 | 0.99304 | 5000 | 82
PZV5AV7B | Eaton (formerly Cooper Lighting) | Metalux | 4SKBLED-[ALL MOUNTING ARRANGEMENTS]-LD1-6-N-[ALL VOLTAGES]-[ALL OPTIONS]-L850-5LTD1-[ALL WIRING]-[ALL MOTION SENSORS]--[ALL OPTIONS]-U | Indoor Luminaires | Linear Ambient | Direct Linear Ambient Luminaires | Standard | FALSE | [9 empty] | 42229 |  |  | Yes |  | 3 | 7137.99 | 123.09 | 57.99 | 10.6398 | 0.99304 | 5000 | 82
PU534W8C | Eaton (formerly Cooper Lighting) | Metalux | 4SKBLED-[ALL MOUNTING ARRANGEMENTS]-LD1-6-N-[ALL VOLTAGES]-[ALL OPTIONS]-L850-5LTD1-[ALL WIRING]-[ALL MOTION SENSORS]-RS-[ALL OPTIONS]-U | Indoor Luminaires | Linear Ambient | Direct Linear Ambient Luminaires | Standard | FALSE | [9 empty] | 42229 |  |  | Yes |  | 3 | 6963.7 | 120.09 | 57.99 | 10.6398 | 0.99304 | 5000 | 82
PP5MMPB2 | Eaton (formerly Cooper Lighting) | Metalux | 4SKBLED-[ALL MOUNTING ARRANGEMENTS]-LD1-6-W-[ALL VOLTAGES]-[ALL OPTIONS]-L850-5LTD1-[ALL WIRING]-[ALL MOTION SENSORS]--[ALL OPTIONS]-U | Indoor Luminaires | Linear Ambient | Direct Linear Ambient Luminaires | Standard | FALSE | [9 empty] | 42229 |  |  | Yes |  | 3 | 6561.4 | 113.15 | 57.99 | 10.6398 | 0.99304 | 5000 | 82
PCDNCSMA | Eaton (formerly Cooper Lighting) | Metalux | 4SKBLED-[ALL MOUNTING ARRANGEMENTS]-LD1-6-W-[ALL VOLTAGES]-[ALL OPTIONS]-L850-5LTD1-[ALL WIRING]-[ALL MOTION SENSORS]-RS-[ALL OPTIONS]-U | Indoor Luminaires | Linear Ambient | Direct Linear Ambient Luminaires | Standard | FALSE | [9 empty] | 42229 |  |  | Yes |  | 3 | 6324.2 | 109.06 | 57.99 | 10.6398 | 0.99304 | 5000 | 82
PFYG7929 | Eaton (formerly Cooper Lighting) | Metalux | 8SKBLED-[ALL MOUNTING ARRANGEMENTS]-LD1-14-N-[ALL VOLTAGES]-[ALL OPTIONS]-L850-5LTD2-[ALL WIRING]-[ALL MOTION SENSORS]--[ALL OPTIONS]-U | Indoor Luminaires | Linear Ambient | Direct Linear Ambient Luminaires | Standard | FALSE | [9 empty] | 42229 |  |  | Yes |  | 3 | 16573.21 | 134.48 | 123.24 | 10.3066 | 0.99342 | 5000 | 82
P4351JYX | Eaton (formerly Cooper Lighting) | Metalux | 8SKBLED-[ALL MOUNTING ARRANGEMENTS]-LD1-14-N-[ALL VOLTAGES]-[ALL OPTIONS]-L850-5LTD2-[ALL WIRING]-[ALL MOTION SENSORS]-RS-[ALL OPTIONS]-U | Indoor Luminaires | Linear Ambient | Direct Linear Ambient Luminaires | Standard | FALSE | [9 empty] | 42229 |  |  | Yes |  | 3 | 16168.54 | 131.2 | 123.24 | 10.3066 | 0.99342 | 5000 | 82
P1J86A73 | Eaton (formerly Cooper Lighting) | Metalux | 8SKBLED-[ALL MOUNTING ARRANGEMENTS]-LD1-14-W-[ALL VOLTAGES]-[ALL OPTIONS]-L850-5LTD2-[ALL WIRING]-[ALL MOTION SENSORS]--[ALL OPTIONS]-U | Indoor Luminaires | Linear Ambient | Direct Linear Ambient Luminaires | Standard | FALSE | [9 empty] | 42229 |  |  | Yes |  | 3 | 15234.45 | 123.62 | 123.24 | 10.3066 | 0.99342 | 5000 | 82
PWKC9CSG | Eaton (formerly Cooper Lighting) | Metalux | 8SKBLED-[ALL MOUNTING ARRANGEMENTS]-LD1-14-W-[ALL VOLTAGES]-[ALL OPTIONS]-L850-5LTD2-[ALL WIRING]-[ALL MOTION SENSORS]-RS-[ALL OPTIONS]-U | Indoor Luminaires | Linear Ambient | Direct Linear Ambient Luminaires | Standard | FALSE | [9 empty] | 42229 |  |  | Yes |  | 3 | 14683.74 | 119.15 | 123.24 | 10.3066 | 0.99342 | 5000 | 82
P82AQ26D | Eaton (formerly Cooper Lighting) | Metalux | 4SKBLED-[ALL MOUNTING ARRANGEMENTS]-LD1-7-N-[ALL VOLTAGES]-[ALL OPTIONS]-L850-5LTD1-[ALL WIRING]-[ALL MOTION SENSORS]--[ALL OPTIONS]-U | Indoor Luminaires | Linear Ambient | Direct Linear Ambient Luminaires | Standard | FALSE | [9 empty] | 42229 |  |  | Yes |  | 3 | 8286.61 | 134.48 | 61.62 | 10.3066 | 0.99342 | 5000 | 82
PYK7Y9M7 | Eaton (formerly Cooper Lighting) | Metalux | 4SKBLED-[ALL MOUNTING ARRANGEMENTS]-LD1-7-N-[ALL VOLTAGES]-[ALL OPTIONS]-L850-5LTD1-[ALL WIRING]-[ALL MOTION SENSORS]-RS-[ALL OPTIONS]-U | Indoor Luminaires | Linear Ambient | Direct Linear Ambient Luminaires | Standard | FALSE | [9 empty] | 42229 |  |  | Yes |  | 3 | 8084.27 | 131.2 | 61.62 | 10.3066 | 0.99342 | 5000 | 82
PTB3EE8N | Eaton (formerly Cooper Lighting) | Metalux | 4SKBLED-[ALL MOUNTING ARRANGEMENTS]-LD1-7-W-[ALL VOLTAGES]-[ALL OPTIONS]-L850-5LTD1-[ALL WIRING]-[ALL MOTION SENSORS]--[ALL OPTIONS]-U | Indoor Luminaires | Linear Ambient | Direct Linear Ambient Luminaires | Standard | FALSE | [9 empty] | 42229 |  |  | Yes |  | 3 | 7617.23 | 123.62 | 61.62 | 10.3066 | 0.99342 | 5000 | 82
P56KTU47 | Eaton (formerly Cooper Lighting) | Metalux | 4SKBLED-[ALL MOUNTING ARRANGEMENTS]-LD1-7-W-[ALL VOLTAGES]-[ALL OPTIONS]-L850-5LTD1-[ALL WIRING]-[ALL MOTION SENSORS]-RS-[ALL OPTIONS]-U | Indoor Luminaires | Linear Ambient | Direct Linear Ambient Luminaires | Standard | FALSE | [9 empty] | 42229 |  |  | Yes |  | 3 | 7341.87 | 119.15 | 61.62 | 10.3066 | 0.99342 | 5000 | 82
P5VDGV9G | Eaton (formerly Cooper Lighting) | Metalux | 8SKBLED-[ALL MOUNTING ARRANGEMENTS]-LD1-8-N-[ALL VOLTAGES]-[ALL OPTIONS]-L850-5LTD1-[ALL WIRING]-[ALL MOTION SENSORS]--[ALL OPTIONS]-U | Indoor Luminaires | Linear Ambient | Direct Linear Ambient Luminaires | Standard | FALSE | [9 empty] | 42229 |  |  | Yes |  | 3 | 9476.08 | 144.73 | 65.47 | 9.9 | 0.994 | 5000 | 82
PT4Z6K5G | Eaton (formerly Cooper Lighting) | Metalux | 8SKBLED-[ALL MOUNTING ARRANGEMENTS]-LD1-8-N-[ALL VOLTAGES]-[ALL OPTIONS]-L850-5LTD1-[ALL WIRING]-[ALL MOTION SENSORS]-RS-[ALL OPTIONS]-U | Indoor Luminaires | Linear Ambient | Direct Linear Ambient Luminaires | Standard | FALSE | [9 empty] | 42229 |  |  | Yes |  | 3 | 9244.7 | 141.19 | 65.47 | 9.9 | 0.994 | 5000 | 82
PVM9MCZ9 | Eaton (formerly Cooper Lighting) | Metalux | 8SKBLED-[ALL MOUNTING ARRANGEMENTS]-LD1-8-W-[ALL VOLTAGES]-[ALL OPTIONS]-L850-5LTD1-[ALL WIRING]-[ALL MOTION SENSORS]--[ALL OPTIONS]-U | Indoor Luminaires | Linear Ambient | Direct Linear Ambient Luminaires | Standard | FALSE | [9 empty] | 42229 |  |  | Yes |  | 3 | 8710.61 | 133.04 | 65.47 | 9.9 | 0.994 | 5000 | 82
P5DB7R7R | Eaton (formerly Cooper Lighting) | Metalux | 8SKBLED-[ALL MOUNTING ARRANGEMENTS]-LD1-8-W-[ALL VOLTAGES]-[ALL OPTIONS]-L850-5LTD1-[ALL WIRING]-[ALL MOTION SENSORS]-RS-[ALL OPTIONS]-U | Indoor Luminaires | Linear Ambient | Direct Linear Ambient Luminaires | Standard | FALSE | [9 empty] | 42229 |  |  | Yes |  | 3 | 8395.73 | 128.23 | 65.47 | 9.9 | 0.994 | 5000 | 82
PVMEQZEH | Eaton (formerly Cooper Lighting) | Metalux | 4SKBLED-[ALL MOUNTING ARRANGEMENTS]-LD1-4-N-[ALL VOLTAGES]-[ALL OPTIONS]-L850-CD1-[ALL WIRING]-[ALL MOTION SENSORS]--[ALL OPTIONS]-U | Indoor Luminaires | Linear Ambient | Direct Linear Ambient Luminaires | Standard | FALSE | [9 empty] | 42229 |  |  | Yes |  | 3 | 4738 | 130.16 | 36.4 | 9.1 | 0.99 | 5000 | 82
PXP8DQ1T | Eaton (formerly Cooper Lighting) | Metalux | 4SKBLED-[ALL MOUNTING ARRANGEMENTS]-LD1-4-N-[ALL VOLTAGES]-[ALL OPTIONS]-L850-CD1-[ALL WIRING]-[ALL MOTION SENSORS]-RS-[ALL OPTIONS]-U | Indoor Luminaires | Linear Ambient | Direct Linear Ambient Luminaires | Standard | FALSE | [9 empty] | 42229 |  |  | Yes |  | 3 | 4622 | 126.98 | 36.4 | 9.1 | 0.99 | 5000 | 82
P1VB2UA2 | Eaton (formerly Cooper Lighting) | Metalux | 4SKBLED-[ALL MOUNTING ARRANGEMENTS]-LD1-4-W-[ALL VOLTAGES]-[ALL OPTIONS]-L850-CD1-[ALL WIRING]-[ALL MOTION SENSORS]--[ALL OPTIONS]-U | Indoor Luminaires | Linear Ambient | Direct Linear Ambient Luminaires | Standard | FALSE | [9 empty] | 42229 |  |  | Yes |  | 3 | 4355 | 119.64 | 36.4 | 9.1 | 0.99 | 5000 | 82
PBVEEV22 | Eaton (formerly Cooper Lighting) | Metalux | 4SKBLED-[ALL MOUNTING ARRANGEMENTS]-LD1-4-W-[ALL VOLTAGES]-[ALL OPTIONS]-L850-CD1-[ALL WIRING]-[ALL MOTION SENSORS]-RS-[ALL OPTIONS]-U | Indoor Luminaires | Linear Ambient | Direct Linear Ambient Luminaires | Standard | FALSE | [9 empty] | 42229 |  |  | Yes |  | 3 | 4198 | 115.33 | 36.4 | 9.1 | 0.99 | 5000 | 82
P7JECBWP | Eaton (formerly Cooper Lighting) | Metalux | 4SKBLED-[ALL MOUNTING ARRANGEMENTS]-LD1-5-N-[ALL VOLTAGES]-[ALL OPTIONS]-L850-CD1-[ALL WIRING]-[ALL MOTION SENSORS]--[ALL OPTIONS]-U | Indoor Luminaires | Linear Ambient | Direct Linear Ambient Luminaires | Standard | FALSE | [9 empty] | 42229 |  |  | Yes |  | 3 | 5844.63 | 126.45 | 46.22 | 8.3393 | 0.99278 | 5000 | 82
PTUY3FYV | Eaton (formerly Cooper Lighting) | Metalux | 4SKBLED-[ALL MOUNTING ARRANGEMENTS]-LD1-5-N-[ALL VOLTAGES]-[ALL OPTIONS]-L850-CD1-[ALL WIRING]-[ALL MOTION SENSORS]-RS-[ALL OPTIONS]-U | Indoor Luminaires | Linear Ambient | Direct Linear Ambient Luminaires | Standard | FALSE | [9 empty] | 42229 |  |  | Yes |  | 3 | 5701.92 | 123.36 | 46.22 | 8.3393 | 0.99278 | 5000 | 82
P4HQ5C4E | Eaton (formerly Cooper Lighting) | Metalux | 4SKBLED-[ALL MOUNTING ARRANGEMENTS]-LD1-5-W-[ALL VOLTAGES]-[ALL OPTIONS]-L850-CD1-[ALL WIRING]-[ALL MOTION SENSORS]--[ALL OPTIONS]-U | Indoor Luminaires | Linear Ambient | Direct Linear Ambient Luminaires | Standard | FALSE | [9 empty] | 42229 |  |  | Yes |  | 3 | 5372.51 | 116.24 | 46.22 | 8.3393 | 0.99278 | 5000 | 82
PX99ZUSW | Eaton (formerly Cooper Lighting) | Metalux | 4SKBLED-[ALL MOUNTING ARRANGEMENTS]-LD1-5-W-[ALL VOLTAGES]-[ALL OPTIONS]-L850-CD1-[ALL WIRING]-[ALL MOTION SENSORS]-RS-[ALL OPTIONS]-U | Indoor Luminaires | Linear Ambient | Direct Linear Ambient Luminaires | Standard | FALSE | [9 empty] | 42229 |  |  | Yes |  | 3 | 5178.3 | 112.03 | 46.22 | 8.3393 | 0.99278 | 5000 | 82
PG1D689N | Eaton (formerly Cooper Lighting) | Metalux | 8SKBLED-[ALL MOUNTING ARRANGEMENTS]-LD1-10-N-[ALL VOLTAGES]-[ALL OPTIONS]-L850-5LTD1-[ALL WIRING]-[ALL MOTION SENSORS]--[ALL OPTIONS]-U | Indoor Luminaires | Linear Ambient | Direct Linear Ambient Luminaires | Standard | FALSE | [9 empty] | 42229 |  |  | Yes |  | 3 | 11689.26 | 137.06 | 85.28 | 7.7 | 0.996 | 5000 | 82
PKKU8NEN | Eaton (formerly Cooper Lighting) | Metalux | 8SKBLED-[ALL MOUNTING ARRANGEMENTS]-LD1-10-N-[ALL VOLTAGES]-[ALL OPTIONS]-L850-5LTD1-[ALL WIRING]-[ALL MOTION SENSORS]-RS-[ALL OPTIONS]-U | Indoor Luminaires | Linear Ambient | Direct Linear Ambient Luminaires | Standard | FALSE | [9 empty] | 42229 |  |  | Yes |  | 3 | 11403.84 | 133.72 | 85.28 | 7.7 | 0.996 | 5000 | 82
PCAJ1TW8 | Eaton (formerly Cooper Lighting) | Metalux | 8SKBLED-[ALL MOUNTING ARRANGEMENTS]-LD1-10-W-[ALL VOLTAGES]-[ALL OPTIONS]-L850-5LTD1-[ALL WIRING]-[ALL MOTION SENSORS]--[ALL OPTIONS]-U | Indoor Luminaires | Linear Ambient | Direct Linear Ambient Luminaires | Standard | FALSE | [9 empty] | 42229 |  |  | Yes |  | 3 | 10745.02 | 125.99 | 85.28 | 7.7 | 0.996 | 5000 | 82
P2CX65YK | Eaton (formerly Cooper Lighting) | Metalux | 8SKBLED-[ALL MOUNTING ARRANGEMENTS]-LD1-10-W-[ALL VOLTAGES]-[ALL OPTIONS]-L850-5LTD1-[ALL WIRING]-[ALL MOTION SENSORS]-RS-[ALL OPTIONS]-U | Indoor Luminaires | Linear Ambient | Direct Linear Ambient Luminaires | Standard | FALSE | [9 empty] | 42229 |  |  | Yes |  | 3 | 10356.6 | 121.44 | 85.28 | 7.7 | 0.996 | 5000 | 82
P5CJW6EG | Eaton (formerly Cooper Lighting) | Metalux | 8SKBLED-[ALL MOUNTING ARRANGEMENTS]-LD1-6-N-[ALL VOLTAGES]-[ALL OPTIONS]-L850-CD1-[ALL WIRING]-[ALL MOTION SENSORS]--[ALL OPTIONS]-U | Indoor Luminaires | Linear Ambient | Direct Linear Ambient Luminaires | Standard | FALSE | [9 empty] | 42229 |  |  | Yes |  | 3 | 7466 | 158.2 | 47.19 | 7.0333 | 0.98467 | 5000 | 82
P212BQW4 | Eaton (formerly Cooper Lighting) | Metalux | 8SKBLED-[ALL MOUNTING ARRANGEMENTS]-LD1-6-N-[ALL VOLTAGES]-[ALL OPTIONS]-L850-CD1-[ALL WIRING]-[ALL MOTION SENSORS]-RS-[ALL OPTIONS]-U | Indoor Luminaires | Linear Ambient | Direct Linear Ambient Luminaires | Standard | FALSE | [9 empty] | 42229 |  |  | Yes |  | 3 | 7283.7 | 154.34 | 47.19 | 7.0333 | 0.98467 | 5000 | 82
P1U53E6H | Eaton (formerly Cooper Lighting) | Metalux | 8SKBLED-[ALL MOUNTING ARRANGEMENTS]-LD1-6-W-[ALL VOLTAGES]-[ALL OPTIONS]-L850-CD1-[ALL WIRING]-[ALL MOTION SENSORS]--[ALL OPTIONS]-U | Indoor Luminaires | Linear Ambient | Direct Linear Ambient Luminaires | Standard | FALSE | [9 empty] | 42229 |  |  | Yes |  | 3 | 6862.91 | 145.42 | 47.19 | 7.0333 | 0.98467 | 5000 | 82
PFB6CG72 | Eaton (formerly Cooper Lighting) | Metalux | 8SKBLED-[ALL MOUNTING ARRANGEMENTS]-LD1-6-W-[ALL VOLTAGES]-[ALL OPTIONS]-L850-CD1-[ALL WIRING]-[ALL MOTION SENSORS]-RS-[ALL OPTIONS]-U | Indoor Luminaires | Linear Ambient | Direct Linear Ambient Luminaires | Standard | FALSE | [9 empty] | 42229 |  |  | Yes |  | 3 | 6614.82 | 140.16 | 47.19 | 7.0333 | 0.98467 | 5000 | 82
PJAVWAVQ | Eaton (formerly Cooper Lighting) | Metalux | 4SKBLED-[ALL MOUNTING ARRANGEMENTS]-LD1-3-N-[ALL VOLTAGES]-[ALL OPTIONS]-L850-CD1-[ALL WIRING]-[ALL MOTION SENSORS]--[ALL OPTIONS]-U | Indoor Luminaires | Linear Ambient | Direct Linear Ambient Luminaires | Standard | FALSE | [9 empty] | 42229 |  |  | Yes |  | 3 | 3733 | 131.44 | 28.4 | 6.3 | 0.991 | 5000 | 82
P5J88F9T | Eaton (formerly Cooper Lighting) | Metalux | 4SKBLED-[ALL MOUNTING ARRANGEMENTS]-LD1-3-N-[ALL VOLTAGES]-[ALL OPTIONS]-L850-CD1-[ALL WIRING]-[ALL MOTION SENSORS]-RS-[ALL OPTIONS]-U | Indoor Luminaires | Linear Ambient | Direct Linear Ambient Luminaires | Standard | FALSE | [9 empty] | 42229 |  |  | Yes |  | 3 | 3641.85 | 128.23 | 28.4 | 6.3 | 0.991 | 5000 | 82
PSBXSVUC | Eaton (formerly Cooper Lighting) | Metalux | 4SKBLED-[ALL MOUNTING ARRANGEMENTS]-LD1-3-W-[ALL VOLTAGES]-[ALL OPTIONS]-L850-CD1-[ALL WIRING]-[ALL MOTION SENSORS]--[ALL OPTIONS]-U | Indoor Luminaires | Linear Ambient | Direct Linear Ambient Luminaires | Standard | FALSE | [9 empty] | 42229 |  |  | Yes |  | 3 | 3431 | 120.81 | 28.4 | 6.3 | 0.991 | 5000 | 82
PNQ8FRCP | Eaton (formerly Cooper Lighting) | Metalux | 4SKBLED-[ALL MOUNTING ARRANGEMENTS]-LD1-3-W-[ALL VOLTAGES]-[ALL OPTIONS]-L850-CD1-[ALL WIRING]-[ALL MOTION SENSORS]-RS-[ALL OPTIONS]-U | Indoor Luminaires | Linear Ambient | Direct Linear Ambient Luminaires | Standard | FALSE | [9 empty] | 42229 |  |  | Yes |  | 3 | 3307 | 116.44 | 28.4 | 6.3 | 0.991 | 5000 | 82
PPEBEUHX | Eaton (formerly Cooper Lighting) | Metalux | 8SKBLED-[ALL MOUNTING ARRANGEMENTS]-LD1-12-N-[ALL VOLTAGES]-[ALL OPTIONS]-L850-CD2-[ALL WIRING]-[ALL MOTION SENSORS]--[ALL OPTIONS]-U | Indoor Luminaires | Linear Ambient | Direct Linear Ambient Luminaires | Standard | FALSE | [9 empty] | 42229 |  |  | Yes |  | 3 | 14275.98 | 120.71 | 118.27 | 5.8759 | 0.99575 | 5000 | 82
PPZDT1NP | Eaton (formerly Cooper Lighting) | Metalux | 8SKBLED-[ALL MOUNTING ARRANGEMENTS]-LD1-12-N-[ALL VOLTAGES]-[ALL OPTIONS]-L850-CD2-[ALL WIRING]-[ALL MOTION SENSORS]-RS-[ALL OPTIONS]-U | Indoor Luminaires | Linear Ambient | Direct Linear Ambient Luminaires | Standard | FALSE | [9 empty] | 42229 |  |  | Yes |  | 3 | 13927.4 | 117.76 | 118.27 | 5.8759 | 0.99575 | 5000 | 82
PTEQEW3P | Eaton (formerly Cooper Lighting) | Metalux | 8SKBLED-[ALL MOUNTING ARRANGEMENTS]-LD1-12-W-[ALL VOLTAGES]-[ALL OPTIONS]-L850-CD2-[ALL WIRING]-[ALL MOTION SENSORS]--[ALL OPTIONS]-U | Indoor Luminaires | Linear Ambient | Direct Linear Ambient Luminaires | Standard | FALSE | [9 empty] | 42229 |  |  | Yes |  | 3 | 13122.79 | 110.96 | 118.27 | 5.8759 | 0.99575 | 5000 | 82
PPDBR72B | Eaton (formerly Cooper Lighting) | Metalux | 8SKBLED-[ALL MOUNTING ARRANGEMENTS]-LD1-12-W-[ALL VOLTAGES]-[ALL OPTIONS]-L850-CD2-[ALL WIRING]-[ALL MOTION SENSORS]-RS-[ALL OPTIONS]-U | Indoor Luminaires | Linear Ambient | Direct Linear Ambient Luminaires | Standard | FALSE | [9 empty] | 42229 |  |  | Yes |  | 3 | 12648.41 | 106.95 | 118.27 | 5.8759 | 0.99575 | 5000 | 82
P8AY7Y24 | Eaton (formerly Cooper Lighting) | Metalux | 4SKBLED-[ALL MOUNTING ARRANGEMENTS]-LD1-6-N-[ALL VOLTAGES]-[ALL OPTIONS]-L850-CD1-[ALL WIRING]-[ALL MOTION SENSORS]--[ALL OPTIONS]-U | Indoor Luminaires | Linear Ambient | Direct Linear Ambient Luminaires | Standard | FALSE | [9 empty] | 42229 |  |  | Yes |  | 3 | 7137.99 | 120.71 | 59.13 | 5.8759 | 0.99575 | 5000 | 82
PM26MGXC | Eaton (formerly Cooper Lighting) | Metalux | 4SKBLED-[ALL MOUNTING ARRANGEMENTS]-LD1-6-N-[ALL VOLTAGES]-[ALL OPTIONS]-L850-CD1-[ALL WIRING]-[ALL MOTION SENSORS]-RS-[ALL OPTIONS]-U | Indoor Luminaires | Linear Ambient | Direct Linear Ambient Luminaires | Standard | FALSE | [9 empty] | 42229 |  |  | Yes |  | 3 | 6963.7 | 117.76 | 59.13 | 5.8759 | 0.99575 | 5000 | 82
PV4EFK5K | Eaton (formerly Cooper Lighting) | Metalux | 4SKBLED-[ALL MOUNTING ARRANGEMENTS]-LD1-6-W-[ALL VOLTAGES]-[ALL OPTIONS]-L850-CD1-[ALL WIRING]-[ALL MOTION SENSORS]--[ALL OPTIONS]-U | Indoor Luminaires | Linear Ambient | Direct Linear Ambient Luminaires | Standard | FALSE | [9 empty] | 42229 |  |  | Yes |  | 3 | 6561.4 | 110.96 | 59.13 | 5.8759 | 0.99575 | 5000 | 82
PPQMBBY1 | Eaton (formerly Cooper Lighting) | Metalux | 4SKBLED-[ALL MOUNTING ARRANGEMENTS]-LD1-6-W-[ALL VOLTAGES]-[ALL OPTIONS]-L850-CD1-[ALL WIRING]-[ALL MOTION SENSORS]-RS-[ALL OPTIONS]-U | Indoor Luminaires | Linear Ambient | Direct Linear Ambient Luminaires | Standard | FALSE | [9 empty] | 42229 |  |  | Yes |  | 3 | 6324.2 | 106.95 | 59.13 | 5.8759 | 0.99575 | 5000 | 82
PJYZ6QQ4 | Eaton (formerly Cooper Lighting) | Metalux | 8SKBLED-[ALL MOUNTING ARRANGEMENTS]-LD1-14-N-[ALL VOLTAGES]-[ALL OPTIONS]-L850-CD2-[ALL WIRING]-[ALL MOTION SENSORS]--[ALL OPTIONS]-U | Indoor Luminaires | Linear Ambient | Direct Linear Ambient Luminaires | Standard | FALSE | [9 empty] | 42229 |  |  | Yes |  | 3 | 16573.21 | 131.99 | 125.57 | 5.7081 | 0.99634 | 5000 | 82
PMF6WP9X | Eaton (formerly Cooper Lighting) | Metalux | 8SKBLED-[ALL MOUNTING ARRANGEMENTS]-LD1-14-N-[ALL VOLTAGES]-[ALL OPTIONS]-L850-CD2-[ALL WIRING]-[ALL MOTION SENSORS]-RS-[ALL OPTIONS]-U | Indoor Luminaires | Linear Ambient | Direct Linear Ambient Luminaires | Standard | FALSE | [9 empty] | 42229 |  |  | Yes |  | 3 | 16168.54 | 128.76 | 125.57 | 5.7081 | 0.99634 | 5000 | 82
PS5EPRHA | Eaton (formerly Cooper Lighting) | Metalux | 8SKBLED-[ALL MOUNTING ARRANGEMENTS]-LD1-14-W-[ALL VOLTAGES]-[ALL OPTIONS]-L850-CD2-[ALL WIRING]-[ALL MOTION SENSORS]--[ALL OPTIONS]-U | Indoor Luminaires | Linear Ambient | Direct Linear Ambient Luminaires | Standard | FALSE | [9 empty] | 42229 |  |  | Yes |  | 3 | 15234.45 | 121.32 | 125.57 | 5.7081 | 0.99634 | 5000 | 82
PG8PFUG5 | Eaton (formerly Cooper Lighting) | Metalux | 8SKBLED-[ALL MOUNTING ARRANGEMENTS]-LD1-14-W-[ALL VOLTAGES]-[ALL OPTIONS]-L850-CD2-[ALL WIRING]-[ALL MOTION SENSORS]-RS-[ALL OPTIONS]-U | Indoor Luminaires | Linear Ambient | Direct Linear Ambient Luminaires | Standard | FALSE | [9 empty] | 42229 |  |  | Yes |  | 3 | 14683.74 | 116.94 | 125.57 | 5.7081 | 0.99634 | 5000 | 82
PDH1HKZ3 | Eaton (formerly Cooper Lighting) | Metalux | 4SKBLED-[ALL MOUNTING ARRANGEMENTS]-LD1-7-N-[ALL VOLTAGES]-[ALL OPTIONS]-L850-CD1-[ALL WIRING]-[ALL MOTION SENSORS]--[ALL OPTIONS]-U | Indoor Luminaires | Linear Ambient | Direct Linear Ambient Luminaires | Standard | FALSE | [9 empty] | 42229 |  |  | Yes |  | 3 | 8286.61 | 131.99 | 62.78 | 5.7081 | 0.99634 | 5000 | 82
PEVDRYU8 | Eaton (formerly Cooper Lighting) | Metalux | 4SKBLED-[ALL MOUNTING ARRANGEMENTS]-LD1-7-N-[ALL VOLTAGES]-[ALL OPTIONS]-L850-CD1-[ALL WIRING]-[ALL MOTION SENSORS]-RS-[ALL OPTIONS]-U | Indoor Luminaires | Linear Ambient | Direct Linear Ambient Luminaires | Standard | FALSE | [9 empty] | 42229 |  |  | Yes |  | 3 | 8084.27 | 128.76 | 62.78 | 5.7081 | 0.99634 | 5000 | 82
PDHHZSQF | Eaton (formerly Cooper Lighting) | Metalux | 4SKBLED-[ALL MOUNTING ARRANGEMENTS]-LD1-7-W-[ALL VOLTAGES]-[ALL OPTIONS]-L850-CD1-[ALL WIRING]-[ALL MOTION SENSORS]--[ALL OPTIONS]-U | Indoor Luminaires | Linear Ambient | Direct Linear Ambient Luminaires | Standard | FALSE | [9 empty] | 42229 |  |  | Yes |  | 3 | 7617.23 | 121.32 | 62.78 | 5.7081 | 0.99634 | 5000 | 82
PPK8RF2V | Eaton (formerly Cooper Lighting) | Metalux | 4SKBLED-[ALL MOUNTING ARRANGEMENTS]-LD1-7-W-[ALL VOLTAGES]-[ALL OPTIONS]-L850-CD1-[ALL WIRING]-[ALL MOTION SENSORS]-RS-[ALL OPTIONS]-U | Indoor Luminaires | Linear Ambient | Direct Linear Ambient Luminaires | Standard | FALSE | [9 empty] | 42229 |  |  | Yes |  | 3 | 7341.87 | 116.94 | 62.78 | 5.7081 | 0.99634 | 5000 | 82
P5ZPC1BZ | Eaton (formerly Cooper Lighting) | Metalux | 8SKBLED-[ALL MOUNTING ARRANGEMENTS]-LD1-8-N-[ALL VOLTAGES]-[ALL OPTIONS]-L850-CD1-[ALL WIRING]-[ALL MOTION SENSORS]--[ALL OPTIONS]-U | Indoor Luminaires | Linear Ambient | Direct Linear Ambient Luminaires | Standard | FALSE | [9 empty] | 42229 |  |  | Yes |  | 3 | 9476.08 | 142.09 | 66.69 | 5.5333 | 0.99667 | 5000 | 82
PYJGZ1ZC | Eaton (formerly Cooper Lighting) | Metalux | 8SKBLED-[ALL MOUNTING ARRANGEMENTS]-LD1-8-N-[ALL VOLTAGES]-[ALL OPTIONS]-L850-CD1-[ALL WIRING]-[ALL MOTION SENSORS]-RS-[ALL OPTIONS]-U | Indoor Luminaires | Linear Ambient | Direct Linear Ambient Luminaires | Standard | FALSE | [9 empty] | 42229 |  |  | Yes |  | 3 | 9244.7 | 138.62 | 66.69 | 5.5333 | 0.99667 | 5000 | 82
PNFNWCDF | Eaton (formerly Cooper Lighting) | Metalux | 8SKBLED-[ALL MOUNTING ARRANGEMENTS]-LD1-8-W-[ALL VOLTAGES]-[ALL OPTIONS]-L850-CD1-[ALL WIRING]-[ALL MOTION SENSORS]--[ALL OPTIONS]-U | Indoor Luminaires | Linear Ambient | Direct Linear Ambient Luminaires | Standard | FALSE | [9 empty] | 42229 |  |  | Yes |  | 3 | 8710.61 | 130.61 | 66.69 | 5.5333 | 0.99667 | 5000 | 82
PEGY6P51 | Eaton (formerly Cooper Lighting) | Metalux | 8SKBLED-[ALL MOUNTING ARRANGEMENTS]-LD1-8-W-[ALL VOLTAGES]-[ALL OPTIONS]-L850-CD1-[ALL WIRING]-[ALL MOTION SENSORS]-RS-[ALL OPTIONS]-U | Indoor Luminaires | Linear Ambient | Direct Linear Ambient Luminaires | Standard | FALSE | [9 empty] | 42229 |  |  | Yes |  | 3 | 8395.73 | 125.89 | 66.69 | 5.5333 | 0.99667 | 5000 | 82
PS553ZRW | Eaton (formerly Cooper Lighting) | Metalux | 8SKBLED-[ALL MOUNTING ARRANGEMENTS]-LD1-10-N-[ALL VOLTAGES]-[ALL OPTIONS]-L850-CD1-[ALL WIRING]-[ALL MOTION SENSORS]--[ALL OPTIONS]-U | Indoor Luminaires | Linear Ambient | Direct Linear Ambient Luminaires | Standard | FALSE | [9 empty] | 42229 |  |  | Yes |  | 3 | 11689.26 | 134.76 | 86.74 | 5.3 | 0.989 | 5000 | 82
PC1NK8SW | Eaton (formerly Cooper Lighting) | Metalux | 8SKBLED-[ALL MOUNTING ARRANGEMENTS]-LD1-10-N-[ALL VOLTAGES]-[ALL OPTIONS]-L850-CD1-[ALL WIRING]-[ALL MOTION SENSORS]-RS-[ALL OPTIONS]-U | Indoor Luminaires | Linear Ambient | Direct Linear Ambient Luminaires | Standard | FALSE | [9 empty] | 42229 |  |  | Yes |  | 3 | 11403.84 | 131.47 | 86.74 | 5.3 | 0.989 | 5000 | 82
PPF2T8G1 | Eaton (formerly Cooper Lighting) | Metalux | 8SKBLED-[ALL MOUNTING ARRANGEMENTS]-LD1-10-W-[ALL VOLTAGES]-[ALL OPTIONS]-L850-CD1-[ALL WIRING]-[ALL MOTION SENSORS]--[ALL OPTIONS]-U | Indoor Luminaires | Linear Ambient | Direct Linear Ambient Luminaires | Standard | FALSE | [9 empty] | 42229 |  |  | Yes |  | 3 | 10745.02 | 123.87 | 86.74 | 5.3 | 0.989 | 5000 | 82
PZ8NA9YU | Eaton (formerly Cooper Lighting) | Metalux | 8SKBLED-[ALL MOUNTING ARRANGEMENTS]-LD1-10-W-[ALL VOLTAGES]-[ALL OPTIONS]-L850-CD1-[ALL WIRING]-[ALL MOTION SENSORS]-RS-[ALL OPTIONS]-U | Indoor Luminaires | Linear Ambient | Direct Linear Ambient Luminaires | Standard | FALSE | [9 empty] | 42229 |  |  | Yes |  | 3 | 10356.6 | 119.4 | 86.74 | 5.3 | 0.989 | 5000 | 82
PHAWVYMA | Eaton (formerly Cooper Lighting) | Metalux | 4SKBLED-[ALL MOUNTING ARRANGEMENTS]-LD1-4-N-[ALL VOLTAGES]-[ALL OPTIONS]-L840-5LTD1-[ALL WIRING]-[ALL MOTION SENSORS]--[ALL OPTIONS]-U | Indoor Luminaires | Linear Ambient | Direct Linear Ambient Luminaires | Standard | FALSE | [9 empty] | 42229 |  |  | Yes |  | 3 | 4535 | 126.32 | 35.9 | 14.9 | 0.986 | 4000 | 82
PFMYRGAH | Eaton (formerly Cooper Lighting) | Metalux | 4SKBLED-[ALL MOUNTING ARRANGEMENTS]-LD1-4-N-[ALL VOLTAGES]-[ALL OPTIONS]-L840-5LTD1-[ALL WIRING]-[ALL MOTION SENSORS]-RS-[ALL OPTIONS]-U | Indoor Luminaires | Linear Ambient | Direct Linear Ambient Luminaires | Standard | FALSE | [9 empty] | 42229 |  |  | Yes |  | 3 | 4424 | 123.23 | 35.9 | 14.9 | 0.986 | 4000 | 82
PFV3PWQZ | Eaton (formerly Cooper Lighting) | Metalux | 4SKBLED-[ALL MOUNTING ARRANGEMENTS]-LD1-4-W-[ALL VOLTAGES]-[ALL OPTIONS]-L840-5LTD1-[ALL WIRING]-[ALL MOTION SENSORS]--[ALL OPTIONS]-U | Indoor Luminaires | Linear Ambient | Direct Linear Ambient Luminaires | Standard | FALSE | [9 empty] | 42229 |  |  | Yes |  | 3 | 4169 | 116.13 | 35.9 | 14.9 | 0.986 | 4000 | 82
PGUSSVU3 | Eaton (formerly Cooper Lighting) | Metalux | 4SKBLED-[ALL MOUNTING ARRANGEMENTS]-LD1-4-W-[ALL VOLTAGES]-[ALL OPTIONS]-L840-5LTD1-[ALL WIRING]-[ALL MOTION SENSORS]-RS-[ALL OPTIONS]-U | Indoor Luminaires | Linear Ambient | Direct Linear Ambient Luminaires | Standard | FALSE | [9 empty] | 42229 |  |  | Yes |  | 3 | 4018 | 111.92 | 35.9 | 14.9 | 0.986 | 4000 | 82
P19JBMZH | Eaton (formerly Cooper Lighting) | Metalux | 4SKBLED-[ALL MOUNTING ARRANGEMENTS]-LD1-5-N-[ALL VOLTAGES]-[ALL OPTIONS]-L840-5LTD1-[ALL WIRING]-[ALL MOTION SENSORS]--[ALL OPTIONS]-U | Indoor Luminaires | Linear Ambient | Direct Linear Ambient Luminaires | Standard | FALSE | [9 empty] | 42229 |  |  | Yes |  | 3 | 5594.07 | 122.98 | 45.49 | 12.7885 | 0.99007 | 4000 | 82
PRA9FXGC | Eaton (formerly Cooper Lighting) | Metalux | 4SKBLED-[ALL MOUNTING ARRANGEMENTS]-LD1-5-N-[ALL VOLTAGES]-[ALL OPTIONS]-L840-5LTD1-[ALL WIRING]-[ALL MOTION SENSORS]-RS-[ALL OPTIONS]-U | Indoor Luminaires | Linear Ambient | Direct Linear Ambient Luminaires | Standard | FALSE | [9 empty] | 42229 |  |  | Yes |  | 3 | 5457.48 | 119.98 | 45.49 | 12.7885 | 0.99007 | 4000 | 82
P9JEG5T3 | Eaton (formerly Cooper Lighting) | Metalux | 4SKBLED-[ALL MOUNTING ARRANGEMENTS]-LD1-5-W-[ALL VOLTAGES]-[ALL OPTIONS]-L840-5LTD1-[ALL WIRING]-[ALL MOTION SENSORS]--[ALL OPTIONS]-U | Indoor Luminaires | Linear Ambient | Direct Linear Ambient Luminaires | Standard | FALSE | [9 empty] | 42229 |  |  | Yes |  | 3 | 5142.19 | 113.05 | 45.49 | 12.7885 | 0.99007 | 4000 | 82
PA9CJWGK | Eaton (formerly Cooper Lighting) | Metalux | 4SKBLED-[ALL MOUNTING ARRANGEMENTS]-LD1-5-W-[ALL VOLTAGES]-[ALL OPTIONS]-L840-5LTD1-[ALL WIRING]-[ALL MOTION SENSORS]-RS-[ALL OPTIONS]-U | Indoor Luminaires | Linear Ambient | Direct Linear Ambient Luminaires | Standard | FALSE | [9 empty] | 42229 |  |  | Yes |  | 3 | 4956.3 | 108.96 | 45.49 | 12.7885 | 0.99007 | 4000 | 82
PM6RSJHA | Eaton (formerly Cooper Lighting) | Metalux | 8SKBLED-[ALL MOUNTING ARRANGEMENTS]-LD1-6-N-[ALL VOLTAGES]-[ALL OPTIONS]-L840-5LTD1-[ALL WIRING]-[ALL MOTION SENSORS]--[ALL OPTIONS]-U | Indoor Luminaires | Linear Ambient | Direct Linear Ambient Luminaires | Standard | FALSE | [9 empty] | 42229 |  |  | Yes |  | 3 | 7145.93 | 155.66 | 45.91 | 12.6 | 0.99 | 4000 | 82
PZ4593S9 | Eaton (formerly Cooper Lighting) | Metalux | 8SKBLED-[ALL MOUNTING ARRANGEMENTS]-LD1-6-N-[ALL VOLTAGES]-[ALL OPTIONS]-L840-5LTD1-[ALL WIRING]-[ALL MOTION SENSORS]-RS-[ALL OPTIONS]-U | Indoor Luminaires | Linear Ambient | Direct Linear Ambient Luminaires | Standard | FALSE | [9 empty] | 42229 |  |  | Yes |  | 3 | 6971.45 | 151.86 | 45.91 | 12.6 | 0.99 | 4000 | 82
PMRR529Q | Eaton (formerly Cooper Lighting) | Metalux | 8SKBLED-[ALL MOUNTING ARRANGEMENTS]-LD1-6-W-[ALL VOLTAGES]-[ALL OPTIONS]-L840-5LTD1-[ALL WIRING]-[ALL MOTION SENSORS]--[ALL OPTIONS]-U | Indoor Luminaires | Linear Ambient | Direct Linear Ambient Luminaires | Standard | FALSE | [9 empty] | 42229 |  |  | Yes |  | 3 | 6568.69 | 143.09 | 45.91 | 12.6 | 0.99 | 4000 | 82
PQCABB4V | Eaton (formerly Cooper Lighting) | Metalux | 8SKBLED-[ALL MOUNTING ARRANGEMENTS]-LD1-6-W-[ALL VOLTAGES]-[ALL OPTIONS]-L840-5LTD1-[ALL WIRING]-[ALL MOTION SENSORS]-RS-[ALL OPTIONS]-U | Indoor Luminaires | Linear Ambient | Direct Linear Ambient Luminaires | Standard | FALSE | [9 empty] | 42229 |  |  | Yes |  | 3 | 6331.24 | 137.91 | 45.91 | 12.6 | 0.99 | 4000 | 82
PS8TTQ8P | Eaton (formerly Cooper Lighting) | Metalux | 8SKBLED-[ALL MOUNTING ARRANGEMENTS]-LD1-12-N-[ALL VOLTAGES]-[ALL OPTIONS]-L840-5LTD2-[ALL WIRING]-[ALL MOTION SENSORS]--[ALL OPTIONS]-U | Indoor Luminaires | Linear Ambient | Direct Linear Ambient Luminaires | Standard | FALSE | [9 empty] | 42229 |  |  | Yes |  | 3 | 13663.96 | 117.81 | 115.98 | 10.6398 | 0.99304 | 4000 | 82
PJBE9ZC5 | Eaton (formerly Cooper Lighting) | Metalux | 8SKBLED-[ALL MOUNTING ARRANGEMENTS]-LD1-12-N-[ALL VOLTAGES]-[ALL OPTIONS]-L840-5LTD2-[ALL WIRING]-[ALL MOTION SENSORS]-RS-[ALL OPTIONS]-U | Indoor Luminaires | Linear Ambient | Direct Linear Ambient Luminaires | Standard | FALSE | [9 empty] | 42229 |  |  | Yes |  | 3 | 13330.33 | 114.94 | 115.98 | 10.6398 | 0.99304 | 4000 | 82
PQ135EXN | Eaton (formerly Cooper Lighting) | Metalux | 8SKBLED-[ALL MOUNTING ARRANGEMENTS]-LD1-12-W-[ALL VOLTAGES]-[ALL OPTIONS]-L840-5LTD2-[ALL WIRING]-[ALL MOTION SENSORS]--[ALL OPTIONS]-U | Indoor Luminaires | Linear Ambient | Direct Linear Ambient Luminaires | Standard | FALSE | [9 empty] | 42229 |  |  | Yes |  | 3 | 12560.21 | 108.3 | 115.98 | 10.6398 | 0.99304 | 4000 | 82
P2NF2H7T | Eaton (formerly Cooper Lighting) | Metalux | 8SKBLED-[ALL MOUNTING ARRANGEMENTS]-LD1-12-W-[ALL VOLTAGES]-[ALL OPTIONS]-L840-5LTD2-[ALL WIRING]-[ALL MOTION SENSORS]-RS-[ALL OPTIONS]-U | Indoor Luminaires | Linear Ambient | Direct Linear Ambient Luminaires | Standard | FALSE | [9 empty] | 42229 |  |  | Yes |  | 3 | 12106.17 | 104.38 | 115.98 | 10.6398 | 0.99304 | 4000 | 82
PYJWJNFK | Eaton (formerly Cooper Lighting) | Metalux | 4SKBLED-[ALL MOUNTING ARRANGEMENTS]-LD1-6-N-[ALL VOLTAGES]-[ALL OPTIONS]-L840-5LTD1-[ALL WIRING]-[ALL MOTION SENSORS]--[ALL OPTIONS]-U | Indoor Luminaires | Linear Ambient | Direct Linear Ambient Luminaires | Standard | FALSE | [9 empty] | 42229 |  |  | Yes |  | 3 | 6831.98 | 117.81 | 57.99 | 10.6398 | 0.99304 | 4000 | 82
P9XJ1ZDH | Eaton (formerly Cooper Lighting) | Metalux | 4SKBLED-[ALL MOUNTING ARRANGEMENTS]-LD1-6-N-[ALL VOLTAGES]-[ALL OPTIONS]-L840-5LTD1-[ALL WIRING]-[ALL MOTION SENSORS]-RS-[ALL OPTIONS]-U | Indoor Luminaires | Linear Ambient | Direct Linear Ambient Luminaires | Standard | FALSE | [9 empty] | 42229 |  |  | Yes |  | 3 | 6665.16 | 114.94 | 57.99 | 10.6398 | 0.99304 | 4000 | 82
PKMX1EYB | Eaton (formerly Cooper Lighting) | Metalux | 4SKBLED-[ALL MOUNTING ARRANGEMENTS]-LD1-6-W-[ALL VOLTAGES]-[ALL OPTIONS]-L840-5LTD1-[ALL WIRING]-[ALL MOTION SENSORS]--[ALL OPTIONS]-U | Indoor Luminaires | Linear Ambient | Direct Linear Ambient Luminaires | Standard | FALSE | [9 empty] | 42229 |  |  | Yes |  | 3 | 6280.11 | 108.3 | 57.99 | 10.6398 | 0.99304 | 4000 | 82
PE5YC12V | Eaton (formerly Cooper Lighting) | Metalux | 4SKBLED-[ALL MOUNTING ARRANGEMENTS]-LD1-6-W-[ALL VOLTAGES]-[ALL OPTIONS]-L840-5LTD1-[ALL WIRING]-[ALL MOTION SENSORS]-RS-[ALL OPTIONS]-U | Indoor Luminaires | Linear Ambient | Direct Linear Ambient Luminaires | Standard | FALSE | [9 empty] | 42229 |  |  | Yes |  | 3 | 6053.08 | 104.38 | 57.99 | 10.6398 | 0.99304 | 4000 | 82
PCB9GKDW | Eaton (formerly Cooper Lighting) | Metalux | 8SKBLED-[ALL MOUNTING ARRANGEMENTS]-LD1-14-N-[ALL VOLTAGES]-[ALL OPTIONS]-L840-5LTD2-[ALL WIRING]-[ALL MOTION SENSORS]--[ALL OPTIONS]-U | Indoor Luminaires | Linear Ambient | Direct Linear Ambient Luminaires | Standard | FALSE | [9 empty] | 42229 |  |  | Yes |  | 3 | 15862.71 | 128.71 | 123.24 | 10.3066 | 0.99342 | 4000 | 82
PND6WD3J | Eaton (formerly Cooper Lighting) | Metalux | 8SKBLED-[ALL MOUNTING ARRANGEMENTS]-LD1-14-N-[ALL VOLTAGES]-[ALL OPTIONS]-L840-5LTD2-[ALL WIRING]-[ALL MOTION SENSORS]-RS-[ALL OPTIONS]-U | Indoor Luminaires | Linear Ambient | Direct Linear Ambient Luminaires | Standard | FALSE | [9 empty] | 42229 |  |  | Yes |  | 3 | 15475.39 | 125.57 | 123.24 | 10.3066 | 0.99342 | 4000 | 82
PXCPBBH8 | Eaton (formerly Cooper Lighting) | Metalux | 8SKBLED-[ALL MOUNTING ARRANGEMENTS]-LD1-14-W-[ALL VOLTAGES]-[ALL OPTIONS]-L840-5LTD2-[ALL WIRING]-[ALL MOTION SENSORS]--[ALL OPTIONS]-U | Indoor Luminaires | Linear Ambient | Direct Linear Ambient Luminaires | Standard | FALSE | [9 empty] | 42229 |  |  | Yes |  | 3 | 14581.35 | 118.32 | 123.24 | 10.3066 | 0.99342 | 4000 | 82
PYJ4EZRN | Eaton (formerly Cooper Lighting) | Metalux | 8SKBLED-[ALL MOUNTING ARRANGEMENTS]-LD1-14-W-[ALL VOLTAGES]-[ALL OPTIONS]-L840-5LTD2-[ALL WIRING]-[ALL MOTION SENSORS]-RS-[ALL OPTIONS]-U | Indoor Luminaires | Linear Ambient | Direct Linear Ambient Luminaires | Standard | FALSE | [9 empty] | 42229 |  |  | Yes |  | 3 | 14054.24 | 114.04 | 123.24 | 10.3066 | 0.99342 | 4000 | 82
P7YQQC4E | Eaton (formerly Cooper Lighting) | Metalux | 4SKBLED-[ALL MOUNTING ARRANGEMENTS]-LD1-7-N-[ALL VOLTAGES]-[ALL OPTIONS]-L840-5LTD1-[ALL WIRING]-[ALL MOTION SENSORS]--[ALL OPTIONS]-U | Indoor Luminaires | Linear Ambient | Direct Linear Ambient Luminaires | Standard | FALSE | [9 empty] | 42229 |  |  | Yes |  | 3 | 7931.36 | 128.71 | 61.62 | 10.3066 | 0.99342 | 4000 | 82
P3X9SAH9 | Eaton (formerly Cooper Lighting) | Metalux | 4SKBLED-[ALL MOUNTING ARRANGEMENTS]-LD1-7-N-[ALL VOLTAGES]-[ALL OPTIONS]-L840-5LTD1-[ALL WIRING]-[ALL MOTION SENSORS]-RS-[ALL OPTIONS]-U | Indoor Luminaires | Linear Ambient | Direct Linear Ambient Luminaires | Standard | FALSE | [9 empty] | 42229 |  |  | Yes |  | 3 | 7737.69 | 125.57 | 61.62 | 10.3066 | 0.99342 | 4000 | 82
PUEF84MW | Eaton (formerly Cooper Lighting) | Metalux | 4SKBLED-[ALL MOUNTING ARRANGEMENTS]-LD1-7-W-[ALL VOLTAGES]-[ALL OPTIONS]-L840-5LTD1-[ALL WIRING]-[ALL MOTION SENSORS]--[ALL OPTIONS]-U | Indoor Luminaires | Linear Ambient | Direct Linear Ambient Luminaires | Standard | FALSE | [9 empty] | 42229 |  |  | Yes |  | 3 | 7290.67 | 118.32 | 61.62 | 10.3066 | 0.99342 | 4000 | 82
P97JYDDH | Eaton (formerly Cooper Lighting) | Metalux | 4SKBLED-[ALL MOUNTING ARRANGEMENTS]-LD1-7-W-[ALL VOLTAGES]-[ALL OPTIONS]-L840-5LTD1-[ALL WIRING]-[ALL MOTION SENSORS]-RS-[ALL OPTIONS]-U | Indoor Luminaires | Linear Ambient | Direct Linear Ambient Luminaires | Standard | FALSE | [9 empty] | 42229 |  |  | Yes |  | 3 | 7027.12 | 114.04 | 61.62 | 10.3066 | 0.99342 | 4000 | 82
PZMX32B1 | Eaton (formerly Cooper Lighting) | Metalux | 8SKBLED-[ALL MOUNTING ARRANGEMENTS]-LD1-8-N-[ALL VOLTAGES]-[ALL OPTIONS]-L840-5LTD1-[ALL WIRING]-[ALL MOTION SENSORS]--[ALL OPTIONS]-U | Indoor Luminaires | Linear Ambient | Direct Linear Ambient Luminaires | Standard | FALSE | [9 empty] | 42229 |  |  | Yes |  | 3 | 9069.83 | 138.52 | 65.47 | 9.9 | 0.994 | 4000 | 82
PPKYNEA3 | Eaton (formerly Cooper Lighting) | Metalux | 8SKBLED-[ALL MOUNTING ARRANGEMENTS]-LD1-8-N-[ALL VOLTAGES]-[ALL OPTIONS]-L840-5LTD1-[ALL WIRING]-[ALL MOTION SENSORS]-RS-[ALL OPTIONS]-U | Indoor Luminaires | Linear Ambient | Direct Linear Ambient Luminaires | Standard | FALSE | [9 empty] | 42229 |  |  | Yes |  | 3 | 8848.37 | 135.14 | 65.47 | 9.9 | 0.994 | 4000 | 82
P1ZCTDER | Eaton (formerly Cooper Lighting) | Metalux | 8SKBLED-[ALL MOUNTING ARRANGEMENTS]-LD1-8-W-[ALL VOLTAGES]-[ALL OPTIONS]-L840-5LTD1-[ALL WIRING]-[ALL MOTION SENSORS]--[ALL OPTIONS]-U | Indoor Luminaires | Linear Ambient | Direct Linear Ambient Luminaires | Standard | FALSE | [9 empty] | 42229 |  |  | Yes |  | 3 | 8337.19 | 127.33 | 65.47 | 9.9 | 0.994 | 4000 | 82
PQW48GZ1 | Eaton (formerly Cooper Lighting) | Metalux | 8SKBLED-[ALL MOUNTING ARRANGEMENTS]-LD1-8-W-[ALL VOLTAGES]-[ALL OPTIONS]-L840-5LTD1-[ALL WIRING]-[ALL MOTION SENSORS]-RS-[ALL OPTIONS]-U | Indoor Luminaires | Linear Ambient | Direct Linear Ambient Luminaires | Standard | FALSE | [9 empty] | 42229 |  |  | Yes |  | 3 | 8035.8 | 122.73 | 65.47 | 9.9 | 0.994 | 4000 | 82
PHFH77RA | Eaton (formerly Cooper Lighting) | Metalux | 4SKBLED-[ALL MOUNTING ARRANGEMENTS]-LD1-4-N-[ALL VOLTAGES]-[ALL OPTIONS]-L840-CD1-[ALL WIRING]-[ALL MOTION SENSORS]--[ALL OPTIONS]-U | Indoor Luminaires | Linear Ambient | Direct Linear Ambient Luminaires | Standard | FALSE | [9 empty] | 42229 |  |  | Yes |  | 3 | 4535 | 124.59 | 36.4 | 9.1 | 0.99 | 4000 | 82
P4UKYRKA | Eaton (formerly Cooper Lighting) | Metalux | 4SKBLED-[ALL MOUNTING ARRANGEMENTS]-LD1-4-N-[ALL VOLTAGES]-[ALL OPTIONS]-L840-CD1-[ALL WIRING]-[ALL MOTION SENSORS]-RS-[ALL OPTIONS]-U | Indoor Luminaires | Linear Ambient | Direct Linear Ambient Luminaires | Standard | FALSE | [9 empty] | 42229 |  |  | Yes |  | 3 | 4424 | 121.54 | 36.4 | 9.1 | 0.99 | 4000 | 82
PRDYWAG4 | Eaton (formerly Cooper Lighting) | Metalux | 4SKBLED-[ALL MOUNTING ARRANGEMENTS]-LD1-4-W-[ALL VOLTAGES]-[ALL OPTIONS]-L840-CD1-[ALL WIRING]-[ALL MOTION SENSORS]--[ALL OPTIONS]-U | Indoor Luminaires | Linear Ambient | Direct Linear Ambient Luminaires | Standard | FALSE | [9 empty] | 42229 |  |  | Yes |  | 3 | 4169 | 114.53 | 36.4 | 9.1 | 0.99 | 4000 | 82
P4SPA8HS | Eaton (formerly Cooper Lighting) | Metalux | 4SKBLED-[ALL MOUNTING ARRANGEMENTS]-LD1-4-W-[ALL VOLTAGES]-[ALL OPTIONS]-L840-CD1-[ALL WIRING]-[ALL MOTION SENSORS]-RS-[ALL OPTIONS]-U | Indoor Luminaires | Linear Ambient | Direct Linear Ambient Luminaires | Standard | FALSE | [9 empty] | 42229 |  |  | Yes |  | 3 | 4018 | 110.38 | 36.4 | 9.1 | 0.99 | 4000 | 82
PT3Z1QTS | Eaton (formerly Cooper Lighting) | Metalux | 4SKBLED-[ALL MOUNTING ARRANGEMENTS]-LD1-5-N-[ALL VOLTAGES]-[ALL OPTIONS]-L840-CD1-[ALL WIRING]-[ALL MOTION SENSORS]--[ALL OPTIONS]-U | Indoor Luminaires | Linear Ambient | Direct Linear Ambient Luminaires | Standard | FALSE | [9 empty] | 42229 |  |  | Yes |  | 3 | 5594.07 | 121.03 | 46.22 | 8.3393 | 0.99278 | 4000 | 82
PQBZ72YJ | Eaton (formerly Cooper Lighting) | Metalux | 4SKBLED-[ALL MOUNTING ARRANGEMENTS]-LD1-5-N-[ALL VOLTAGES]-[ALL OPTIONS]-L840-CD1-[ALL WIRING]-[ALL MOTION SENSORS]-RS-[ALL OPTIONS]-U | Indoor Luminaires | Linear Ambient | Direct Linear Ambient Luminaires | Standard | FALSE | [9 empty] | 42229 |  |  | Yes |  | 3 | 5457.48 | 118.07 | 46.22 | 8.3393 | 0.99278 | 4000 | 82
PX752NM1 | Eaton (formerly Cooper Lighting) | Metalux | 4SKBLED-[ALL MOUNTING ARRANGEMENTS]-LD1-5-W-[ALL VOLTAGES]-[ALL OPTIONS]-L840-CD1-[ALL WIRING]-[ALL MOTION SENSORS]--[ALL OPTIONS]-U | Indoor Luminaires | Linear Ambient | Direct Linear Ambient Luminaires | Standard | FALSE | [9 empty] | 42229 |  |  | Yes |  | 3 | 5142.19 | 111.25 | 46.22 | 8.3393 | 0.99278 | 4000 | 82
P4DA5JD3 | Eaton (formerly Cooper Lighting) | Metalux | 4SKBLED-[ALL MOUNTING ARRANGEMENTS]-LD1-5-W-[ALL VOLTAGES]-[ALL OPTIONS]-L840-CD1-[ALL WIRING]-[ALL MOTION SENSORS]-RS-[ALL OPTIONS]-U | Indoor Luminaires | Linear Ambient | Direct Linear Ambient Luminaires | Standard | FALSE | [9 empty] | 42229 |  |  | Yes |  | 3 | 4956.3 | 107.23 | 46.22 | 8.3393 | 0.99278 | 4000 | 82
P7UMVBPN | Eaton (formerly Cooper Lighting) | Metalux | 8SKBLED-[ALL MOUNTING ARRANGEMENTS]-LD1-10-N-[ALL VOLTAGES]-[ALL OPTIONS]-L840-5LTD1-[ALL WIRING]-[ALL MOTION SENSORS]--[ALL OPTIONS]-U | Indoor Luminaires | Linear Ambient | Direct Linear Ambient Luminaires | Standard | FALSE | [9 empty] | 42229 |  |  | Yes |  | 3 | 11188.14 | 131.19 | 85.28 | 7.7 | 0.996 | 4000 | 82
PZPGFGW2 | Eaton (formerly Cooper Lighting) | Metalux | 8SKBLED-[ALL MOUNTING ARRANGEMENTS]-LD1-10-N-[ALL VOLTAGES]-[ALL OPTIONS]-L840-5LTD1-[ALL WIRING]-[ALL MOTION SENSORS]-RS-[ALL OPTIONS]-U | Indoor Luminaires | Linear Ambient | Direct Linear Ambient Luminaires | Standard | FALSE | [9 empty] | 42229 |  |  | Yes |  | 3 | 10914.96 | 127.98 | 85.28 | 7.7 | 0.996 | 4000 | 82
PZMFW1UT | Eaton (formerly Cooper Lighting) | Metalux | 8SKBLED-[ALL MOUNTING ARRANGEMENTS]-LD1-10-W-[ALL VOLTAGES]-[ALL OPTIONS]-L840-5LTD1-[ALL WIRING]-[ALL MOTION SENSORS]--[ALL OPTIONS]-U | Indoor Luminaires | Linear Ambient | Direct Linear Ambient Luminaires | Standard | FALSE | [9 empty] | 42229 |  |  | Yes |  | 3 | 10284.38 | 120.59 | 85.28 | 7.7 | 0.996 | 4000 | 82
PKH5RP5J | Eaton (formerly Cooper Lighting) | Metalux | 8SKBLED-[ALL MOUNTING ARRANGEMENTS]-LD1-10-W-[ALL VOLTAGES]-[ALL OPTIONS]-L840-5LTD1-[ALL WIRING]-[ALL MOTION SENSORS]-RS-[ALL OPTIONS]-U | Indoor Luminaires | Linear Ambient | Direct Linear Ambient Luminaires | Standard | FALSE | [9 empty] | 42229 |  |  | Yes |  | 3 | 9912.6 | 116.23 | 85.28 | 7.7 | 0.996 | 4000 | 82
PN8F7VHT | Eaton (formerly Cooper Lighting) | Metalux | 8SKBLED-[ALL MOUNTING ARRANGEMENTS]-LD1-6-N-[ALL VOLTAGES]-[ALL OPTIONS]-L840-CD1-[ALL WIRING]-[ALL MOTION SENSORS]--[ALL OPTIONS]-U | Indoor Luminaires | Linear Ambient | Direct Linear Ambient Luminaires | Standard | FALSE | [9 empty] | 42229 |  |  | Yes |  | 3 | 7145.93 | 151.42 | 47.19 | 7.0333 | 0.98467 | 4000 | 82
PAMGQ9F8 | Eaton (formerly Cooper Lighting) | Metalux | 8SKBLED-[ALL MOUNTING ARRANGEMENTS]-LD1-6-N-[ALL VOLTAGES]-[ALL OPTIONS]-L840-CD1-[ALL WIRING]-[ALL MOTION SENSORS]-RS-[ALL OPTIONS]-U | Indoor Luminaires | Linear Ambient | Direct Linear Ambient Luminaires | Standard | FALSE | [9 empty] | 42229 |  |  | Yes |  | 3 | 6971.45 | 147.72 | 47.19 | 7.0333 | 0.98467 | 4000 | 82
P921H7UX | Eaton (formerly Cooper Lighting) | Metalux | 8SKBLED-[ALL MOUNTING ARRANGEMENTS]-LD1-6-W-[ALL VOLTAGES]-[ALL OPTIONS]-L840-CD1-[ALL WIRING]-[ALL MOTION SENSORS]--[ALL OPTIONS]-U | Indoor Luminaires | Linear Ambient | Direct Linear Ambient Luminaires | Standard | FALSE | [9 empty] | 42229 |  |  | Yes |  | 3 | 6568.69 | 139.19 | 47.19 | 7.0333 | 0.98467 | 4000 | 82
PP4JYBXX | Eaton (formerly Cooper Lighting) | Metalux | 8SKBLED-[ALL MOUNTING ARRANGEMENTS]-LD1-6-W-[ALL VOLTAGES]-[ALL OPTIONS]-L840-CD1-[ALL WIRING]-[ALL MOTION SENSORS]-RS-[ALL OPTIONS]-U | Indoor Luminaires | Linear Ambient | Direct Linear Ambient Luminaires | Standard | FALSE | [9 empty] | 42229 |  |  | Yes |  | 3 | 6331.24 | 134.15 | 47.19 | 7.0333 | 0.98467 | 4000 | 82
PH14164W | Eaton (formerly Cooper Lighting) | Metalux | 4SKBLED-[ALL MOUNTING ARRANGEMENTS]-LD1-3-N-[ALL VOLTAGES]-[ALL OPTIONS]-L840-CD1-[ALL WIRING]-[ALL MOTION SENSORS]--[ALL OPTIONS]-U | Indoor Luminaires | Linear Ambient | Direct Linear Ambient Luminaires | Standard | FALSE | [9 empty] | 42229 |  |  | Yes |  | 3 | 3572.96 | 125.81 | 28.4 | 6.3 | 0.991 | 4000 | 82
P1E7CJ9Z | Eaton (formerly Cooper Lighting) | Metalux | 4SKBLED-[ALL MOUNTING ARRANGEMENTS]-LD1-3-N-[ALL VOLTAGES]-[ALL OPTIONS]-L840-CD1-[ALL WIRING]-[ALL MOTION SENSORS]-RS-[ALL OPTIONS]-U | Indoor Luminaires | Linear Ambient | Direct Linear Ambient Luminaires | Standard | FALSE | [9 empty] | 42229 |  |  | Yes |  | 3 | 3485.72 | 122.74 | 28.4 | 6.3 | 0.991 | 4000 | 82
PSZMATVU | Eaton (formerly Cooper Lighting) | Metalux | 4SKBLED-[ALL MOUNTING ARRANGEMENTS]-LD1-3-W-[ALL VOLTAGES]-[ALL OPTIONS]-L840-CD1-[ALL WIRING]-[ALL MOTION SENSORS]--[ALL OPTIONS]-U | Indoor Luminaires | Linear Ambient | Direct Linear Ambient Luminaires | Standard | FALSE | [9 empty] | 42229 |  |  | Yes |  | 3 | 3284 | 115.63 | 28.4 | 6.3 | 0.991 | 4000 | 82
PCDWDTQW | Eaton (formerly Cooper Lighting) | Metalux | 8SKBLED-[ALL MOUNTING ARRANGEMENTS]-LD1-12-N-[ALL VOLTAGES]-[ALL OPTIONS]-L840-CD2-[ALL WIRING]-[ALL MOTION SENSORS]--[ALL OPTIONS]-U | Indoor Luminaires | Linear Ambient | Direct Linear Ambient Luminaires | Standard | FALSE | [9 empty] | 42229 |  |  | Yes |  | 3 | 13663.96 | 115.54 | 118.27 | 5.8759 | 0.99575 | 4000 | 82
P9SDV3YN | Eaton (formerly Cooper Lighting) | Metalux | 8SKBLED-[ALL MOUNTING ARRANGEMENTS]-LD1-12-N-[ALL VOLTAGES]-[ALL OPTIONS]-L840-CD2-[ALL WIRING]-[ALL MOTION SENSORS]-RS-[ALL OPTIONS]-U | Indoor Luminaires | Linear Ambient | Direct Linear Ambient Luminaires | Standard | FALSE | [9 empty] | 42229 |  |  | Yes |  | 3 | 13330.33 | 112.72 | 118.27 | 5.8759 | 0.99575 | 4000 | 82
P8ZKG93M | Eaton (formerly Cooper Lighting) | Metalux | 8SKBLED-[ALL MOUNTING ARRANGEMENTS]-LD1-12-W-[ALL VOLTAGES]-[ALL OPTIONS]-L840-CD2-[ALL WIRING]-[ALL MOTION SENSORS]--[ALL OPTIONS]-U | Indoor Luminaires | Linear Ambient | Direct Linear Ambient Luminaires | Standard | FALSE | [9 empty] | 42229 |  |  | Yes |  | 3 | 12560.21 | 106.2 | 118.27 | 5.8759 | 0.99575 | 4000 | 82
PHAYPW3A | Eaton (formerly Cooper Lighting) | Metalux | 8SKBLED-[ALL MOUNTING ARRANGEMENTS]-LD1-12-W-[ALL VOLTAGES]-[ALL OPTIONS]-L840-CD2-[ALL WIRING]-[ALL MOTION SENSORS]-RS-[ALL OPTIONS]-U | Indoor Luminaires | Linear Ambient | Direct Linear Ambient Luminaires | Standard | FALSE | [9 empty] | 42229 |  |  | Yes |  | 3 | 12106.17 | 102.36 | 118.27 | 5.8759 | 0.99575 | 4000 | 82
PCJJK8SY | Eaton (formerly Cooper Lighting) | Metalux | 4SKBLED-[ALL MOUNTING ARRANGEMENTS]-LD1-6-N-[ALL VOLTAGES]-[ALL OPTIONS]-L840-CD1-[ALL WIRING]-[ALL MOTION SENSORS]--[ALL OPTIONS]-U | Indoor Luminaires | Linear Ambient | Direct Linear Ambient Luminaires | Standard | FALSE | [9 empty] | 42229 |  |  | Yes |  | 3 | 6831.98 | 115.54 | 59.13 | 5.8759 | 0.99575 | 4000 | 82
PGS8RBWW | Eaton (formerly Cooper Lighting) | Metalux | 4SKBLED-[ALL MOUNTING ARRANGEMENTS]-LD1-6-N-[ALL VOLTAGES]-[ALL OPTIONS]-L840-CD1-[ALL WIRING]-[ALL MOTION SENSORS]-RS-[ALL OPTIONS]-U | Indoor Luminaires | Linear Ambient | Direct Linear Ambient Luminaires | Standard | FALSE | [9 empty] | 42229 |  |  | Yes |  | 3 | 6665.16 | 112.72 | 59.13 | 5.8759 | 0.99575 | 4000 | 82
PE6DB41Y | Eaton (formerly Cooper Lighting) | Metalux | 4SKBLED-[ALL MOUNTING ARRANGEMENTS]-LD1-6-W-[ALL VOLTAGES]-[ALL OPTIONS]-L840-CD1-[ALL WIRING]-[ALL MOTION SENSORS]--[ALL OPTIONS]-U | Indoor Luminaires | Linear Ambient | Direct Linear Ambient Luminaires | Standard | FALSE | [9 empty] | 42229 |  |  | Yes |  | 3 | 6280.11 | 106.2 | 59.13 | 5.8759 | 0.99575 | 4000 | 82
P2MC4G4J | Eaton (formerly Cooper Lighting) | Metalux | 4SKBLED-[ALL MOUNTING ARRANGEMENTS]-LD1-6-W-[ALL VOLTAGES]-[ALL OPTIONS]-L840-CD1-[ALL WIRING]-[ALL MOTION SENSORS]-RS-[ALL OPTIONS]-U | Indoor Luminaires | Linear Ambient | Direct Linear Ambient Luminaires | Standard | FALSE | [9 empty] | 42229 |  |  | Yes |  | 3 | 6053.08 | 102.36 | 59.13 | 5.8759 | 0.99575 | 4000 | 82
PA7BDPHB | Eaton (formerly Cooper Lighting) | Metalux | 8SKBLED-[ALL MOUNTING ARRANGEMENTS]-LD1-14-N-[ALL VOLTAGES]-[ALL OPTIONS]-L840-CD2-[ALL WIRING]-[ALL MOTION SENSORS]--[ALL OPTIONS]-U | Indoor Luminaires | Linear Ambient | Direct Linear Ambient Luminaires | Standard | FALSE | [9 empty] | 42229 |  |  | Yes |  | 3 | 15862.71 | 126.33 | 125.57 | 5.7081 | 0.99634 | 4000 | 82
P9W1A8MV | Eaton (formerly Cooper Lighting) | Metalux | 8SKBLED-[ALL MOUNTING ARRANGEMENTS]-LD1-14-N-[ALL VOLTAGES]-[ALL OPTIONS]-L840-CD2-[ALL WIRING]-[ALL MOTION SENSORS]-RS-[ALL OPTIONS]-U | Indoor Luminaires | Linear Ambient | Direct Linear Ambient Luminaires | Standard | FALSE | [9 empty] | 42229 |  |  | Yes |  | 3 | 15475.39 | 123.24 | 125.57 | 5.7081 | 0.99634 | 4000 | 82
P64FE1FU | Eaton (formerly Cooper Lighting) | Metalux | 8SKBLED-[ALL MOUNTING ARRANGEMENTS]-LD1-14-W-[ALL VOLTAGES]-[ALL OPTIONS]-L840-CD2-[ALL WIRING]-[ALL MOTION SENSORS]--[ALL OPTIONS]-U | Indoor Luminaires | Linear Ambient | Direct Linear Ambient Luminaires | Standard | FALSE | [9 empty] | 42229 |  |  | Yes |  | 3 | 14581.35 | 116.12 | 125.57 | 5.7081 | 0.99634 | 4000 | 82
PANM8G8J | Eaton (formerly Cooper Lighting) | Metalux | 8SKBLED-[ALL MOUNTING ARRANGEMENTS]-LD1-14-W-[ALL VOLTAGES]-[ALL OPTIONS]-L840-CD2-[ALL WIRING]-[ALL MOTION SENSORS]-RS-[ALL OPTIONS]-U | Indoor Luminaires | Linear Ambient | Direct Linear Ambient Luminaires | Standard | FALSE | [9 empty] | 42229 |  |  | Yes |  | 3 | 14054.24 | 111.92 | 125.57 | 5.7081 | 0.99634 | 4000 | 82
PZ3C3TKN | Eaton (formerly Cooper Lighting) | Metalux | 4SKBLED-[ALL MOUNTING ARRANGEMENTS]-LD1-7-N-[ALL VOLTAGES]-[ALL OPTIONS]-L840-CD1-[ALL WIRING]-[ALL MOTION SENSORS]--[ALL OPTIONS]-U | Indoor Luminaires | Linear Ambient | Direct Linear Ambient Luminaires | Standard | FALSE | [9 empty] | 42229 |  |  | Yes |  | 3 | 7931.36 | 126.33 | 62.78 | 5.7081 | 0.99634 | 4000 | 82
P9M8CVU5 | Eaton (formerly Cooper Lighting) | Metalux | 4SKBLED-[ALL MOUNTING ARRANGEMENTS]-LD1-7-N-[ALL VOLTAGES]-[ALL OPTIONS]-L840-CD1-[ALL WIRING]-[ALL MOTION SENSORS]-RS-[ALL OPTIONS]-U | Indoor Luminaires | Linear Ambient | Direct Linear Ambient Luminaires | Standard | FALSE | [9 empty] | 42229 |  |  | Yes |  | 3 | 7737.69 | 123.24 | 62.78 | 5.7081 | 0.99634 | 4000 | 82
P74UMN6A | Eaton (formerly Cooper Lighting) | Metalux | 4SKBLED-[ALL MOUNTING ARRANGEMENTS]-LD1-7-W-[ALL VOLTAGES]-[ALL OPTIONS]-L840-CD1-[ALL WIRING]-[ALL MOTION SENSORS]--[ALL OPTIONS]-U | Indoor Luminaires | Linear Ambient | Direct Linear Ambient Luminaires | Standard | FALSE | [9 empty] | 42229 |  |  | Yes |  | 3 | 7290.67 | 116.12 | 62.78 | 5.7081 | 0.99634 | 4000 | 82
PT38WFC5 | Eaton (formerly Cooper Lighting) | Metalux | 4SKBLED-[ALL MOUNTING ARRANGEMENTS]-LD1-7-W-[ALL VOLTAGES]-[ALL OPTIONS]-L840-CD1-[ALL WIRING]-[ALL MOTION SENSORS]-RS-[ALL OPTIONS]-U | Indoor Luminaires | Linear Ambient | Direct Linear Ambient Luminaires | Standard | FALSE | [9 empty] | 42229 |  |  | Yes |  | 3 | 7027.12 | 111.92 | 62.78 | 5.7081 | 0.99634 | 4000 | 82
PV2VZCYR | Eaton (formerly Cooper Lighting) | Metalux | 8SKBLED-[ALL MOUNTING ARRANGEMENTS]-LD1-8-N-[ALL VOLTAGES]-[ALL OPTIONS]-L840-CD1-[ALL WIRING]-[ALL MOTION SENSORS]--[ALL OPTIONS]-U | Indoor Luminaires | Linear Ambient | Direct Linear Ambient Luminaires | Standard | FALSE | [9 empty] | 42229 |  |  | Yes |  | 3 | 9069.83 | 136 | 66.69 | 5.5333 | 0.99667 | 4000 | 82
PMZGR5DV | Eaton (formerly Cooper Lighting) | Metalux | 8SKBLED-[ALL MOUNTING ARRANGEMENTS]-LD1-8-N-[ALL VOLTAGES]-[ALL OPTIONS]-L840-CD1-[ALL WIRING]-[ALL MOTION SENSORS]-RS-[ALL OPTIONS]-U | Indoor Luminaires | Linear Ambient | Direct Linear Ambient Luminaires | Standard | FALSE | [9 empty] | 42229 |  |  | Yes |  | 3 | 8848.37 | 132.68 | 66.69 | 5.5333 | 0.99667 | 4000 | 82
P5YFRFSG | Eaton (formerly Cooper Lighting) | Metalux | 8SKBLED-[ALL MOUNTING ARRANGEMENTS]-LD1-8-W-[ALL VOLTAGES]-[ALL OPTIONS]-L840-CD1-[ALL WIRING]-[ALL MOTION SENSORS]--[ALL OPTIONS]-U | Indoor Luminaires | Linear Ambient | Direct Linear Ambient Luminaires | Standard | FALSE | [9 empty] | 42229 |  |  | Yes |  | 3 | 8337.19 | 125.01 | 66.69 | 5.5333 | 0.99667 | 4000 | 82
PM52CBW4 | Eaton (formerly Cooper Lighting) | Metalux | 8SKBLED-[ALL MOUNTING ARRANGEMENTS]-LD1-8-W-[ALL VOLTAGES]-[ALL OPTIONS]-L840-CD1-[ALL WIRING]-[ALL MOTION SENSORS]-RS-[ALL OPTIONS]-U | Indoor Luminaires | Linear Ambient | Direct Linear Ambient Luminaires | Standard | FALSE | [9 empty] | 42229 |  |  | Yes |  | 3 | 8035.8 | 120.49 | 66.69 | 5.5333 | 0.99667 | 4000 | 82
PCMZWG1D | Eaton (formerly Cooper Lighting) | Metalux | 8SKBLED-[ALL MOUNTING ARRANGEMENTS]-LD1-10-N-[ALL VOLTAGES]-[ALL OPTIONS]-L840-CD1-[ALL WIRING]-[ALL MOTION SENSORS]--[ALL OPTIONS]-U | Indoor Luminaires | Linear Ambient | Direct Linear Ambient Luminaires | Standard | FALSE | [9 empty] | 42229 |  |  | Yes |  | 3 | 11188.14 | 128.98 | 86.74 | 5.3 | 0.989 | 4000 | 82
P6F6WP25 | Eaton (formerly Cooper Lighting) | Metalux | 8SKBLED-[ALL MOUNTING ARRANGEMENTS]-LD1-10-N-[ALL VOLTAGES]-[ALL OPTIONS]-L840-CD1-[ALL WIRING]-[ALL MOTION SENSORS]-RS-[ALL OPTIONS]-U | Indoor Luminaires | Linear Ambient | Direct Linear Ambient Luminaires | Standard | FALSE | [9 empty] | 42229 |  |  | Yes |  | 3 | 10914.96 | 125.83 | 86.74 | 5.3 | 0.989 | 4000 | 82
PVM4NKJE | Eaton (formerly Cooper Lighting) | Metalux | 8SKBLED-[ALL MOUNTING ARRANGEMENTS]-LD1-10-W-[ALL VOLTAGES]-[ALL OPTIONS]-L840-CD1-[ALL WIRING]-[ALL MOTION SENSORS]--[ALL OPTIONS]-U | Indoor Luminaires | Linear Ambient | Direct Linear Ambient Luminaires | Standard | FALSE | [9 empty] | 42229 |  |  | Yes |  | 3 | 10284.38 | 118.56 | 86.74 | 5.3 | 0.989 | 4000 | 82
PJ6K4FH6 | Eaton (formerly Cooper Lighting) | Metalux | 8SKBLED-[ALL MOUNTING ARRANGEMENTS]-LD1-10-W-[ALL VOLTAGES]-[ALL OPTIONS]-L840-CD1-[ALL WIRING]-[ALL MOTION SENSORS]-RS-[ALL OPTIONS]-U | Indoor Luminaires | Linear Ambient | Direct Linear Ambient Luminaires | Standard | FALSE | [9 empty] | 42229 |  |  | Yes |  | 3 | 9912.6 | 114.28 | 86.74 | 5.3 | 0.989 | 4000 | 82
PMHWTA5N | Eaton (formerly Cooper Lighting) | Metalux | 4SKBLED-[ALL MOUNTING ARRANGEMENTS]-LD1-4-N-[ALL VOLTAGES]-[ALL OPTIONS]-L835-5LTD1-[ALL WIRING]-[ALL MOTION SENSORS]--[ALL OPTIONS]-U | Indoor Luminaires | Linear Ambient | Direct Linear Ambient Luminaires | Standard | FALSE | [9 empty] | 42229 |  |  | Yes |  | 3 | 4416 | 123.01 | 35.9 | 14.9 | 0.986 | 3500 | 82
PHKRVRQE | Eaton (formerly Cooper Lighting) | Metalux | 4SKBLED-[ALL MOUNTING ARRANGEMENTS]-LD1-4-N-[ALL VOLTAGES]-[ALL OPTIONS]-L835-5LTD1-[ALL WIRING]-[ALL MOTION SENSORS]-RS-[ALL OPTIONS]-U | Indoor Luminaires | Linear Ambient | Direct Linear Ambient Luminaires | Standard | FALSE | [9 empty] | 42229 |  |  | Yes |  | 3 | 4308 | 120 | 35.9 | 14.9 | 0.986 | 3500 | 82
PWXRJVTS | Eaton (formerly Cooper Lighting) | Metalux | 4SKBLED-[ALL MOUNTING ARRANGEMENTS]-LD1-4-W-[ALL VOLTAGES]-[ALL OPTIONS]-L835-5LTD1-[ALL WIRING]-[ALL MOTION SENSORS]--[ALL OPTIONS]-U | Indoor Luminaires | Linear Ambient | Direct Linear Ambient Luminaires | Standard | FALSE | [9 empty] | 42229 |  |  | Yes |  | 3 | 4059 | 113.06 | 35.9 | 14.9 | 0.986 | 3500 | 82
PA46XYHJ | Eaton (formerly Cooper Lighting) | Metalux | 4SKBLED-[ALL MOUNTING ARRANGEMENTS]-LD1-4-W-[ALL VOLTAGES]-[ALL OPTIONS]-L835-5LTD1-[ALL WIRING]-[ALL MOTION SENSORS]-RS-[ALL OPTIONS]-U | Indoor Luminaires | Linear Ambient | Direct Linear Ambient Luminaires | Standard | FALSE | [9 empty] | 42229 |  |  | Yes |  | 3 | 3912 | 108.97 | 35.9 | 14.9 | 0.986 | 3500 | 82
PAXHBX7B | Eaton (formerly Cooper Lighting) | Metalux | 4SKBLED-[ALL MOUNTING ARRANGEMENTS]-LD1-5-N-[ALL VOLTAGES]-[ALL OPTIONS]-L835-5LTD1-[ALL WIRING]-[ALL MOTION SENSORS]--[ALL OPTIONS]-U | Indoor Luminaires | Linear Ambient | Direct Linear Ambient Luminaires | Standard | FALSE | [9 empty] | 42229 |  |  | Yes |  | 3 | 5447 | 119.75 | 45.49 | 12.7885 | 0.99007 | 3500 | 82
PSH5KU9S | Eaton (formerly Cooper Lighting) | Metalux | 4SKBLED-[ALL MOUNTING ARRANGEMENTS]-LD1-5-N-[ALL VOLTAGES]-[ALL OPTIONS]-L835-5LTD1-[ALL WIRING]-[ALL MOTION SENSORS]-RS-[ALL OPTIONS]-U | Indoor Luminaires | Linear Ambient | Direct Linear Ambient Luminaires | Standard | FALSE | [9 empty] | 42229 |  |  | Yes |  | 3 | 5314 | 116.82 | 45.49 | 12.7885 | 0.99007 | 3500 | 82
PRVJEAX4 | Eaton (formerly Cooper Lighting) | Metalux | 4SKBLED-[ALL MOUNTING ARRANGEMENTS]-LD1-5-W-[ALL VOLTAGES]-[ALL OPTIONS]-L835-5LTD1-[ALL WIRING]-[ALL MOTION SENSORS]--[ALL OPTIONS]-U | Indoor Luminaires | Linear Ambient | Direct Linear Ambient Luminaires | Standard | FALSE | [9 empty] | 42229 |  |  | Yes |  | 3 | 5007 | 110.07 | 45.49 | 12.7885 | 0.99007 | 3500 | 82
PS5MNRMY | Eaton (formerly Cooper Lighting) | Metalux | 4SKBLED-[ALL MOUNTING ARRANGEMENTS]-LD1-5-W-[ALL VOLTAGES]-[ALL OPTIONS]-L835-5LTD1-[ALL WIRING]-[ALL MOTION SENSORS]-RS-[ALL OPTIONS]-U | Indoor Luminaires | Linear Ambient | Direct Linear Ambient Luminaires | Standard | FALSE | [9 empty] | 42229 |  |  | Yes |  | 3 | 4826 | 106.09 | 45.49 | 12.7885 | 0.99007 | 3500 | 82
P4GSYVBR | Eaton (formerly Cooper Lighting) | Metalux | 8SKBLED-[ALL MOUNTING ARRANGEMENTS]-LD1-6-N-[ALL VOLTAGES]-[ALL OPTIONS]-L835-5LTD1-[ALL WIRING]-[ALL MOTION SENSORS]--[ALL OPTIONS]-U | Indoor Luminaires | Linear Ambient | Direct Linear Ambient Luminaires | Standard | FALSE | [9 empty] | 42229 |  |  | Yes |  | 3 | 6958.06 | 151.57 | 45.91 | 12.6 | 0.99 | 3500 | 82
P6RU9E6J | Eaton (formerly Cooper Lighting) | Metalux | 8SKBLED-[ALL MOUNTING ARRANGEMENTS]-LD1-6-N-[ALL VOLTAGES]-[ALL OPTIONS]-L835-5LTD1-[ALL WIRING]-[ALL MOTION SENSORS]-RS-[ALL OPTIONS]-U | Indoor Luminaires | Linear Ambient | Direct Linear Ambient Luminaires | Standard | FALSE | [9 empty] | 42229 |  |  | Yes |  | 3 | 6788.17 | 147.87 | 45.91 | 12.6 | 0.99 | 3500 | 82
PEYQ5WG4 | Eaton (formerly Cooper Lighting) | Metalux | 8SKBLED-[ALL MOUNTING ARRANGEMENTS]-LD1-6-W-[ALL VOLTAGES]-[ALL OPTIONS]-L835-5LTD1-[ALL WIRING]-[ALL MOTION SENSORS]--[ALL OPTIONS]-U | Indoor Luminaires | Linear Ambient | Direct Linear Ambient Luminaires | Standard | FALSE | [9 empty] | 42229 |  |  | Yes |  | 3 | 6396 | 139.32 | 45.91 | 12.6 | 0.99 | 3500 | 82
PUWP78QJ | Eaton (formerly Cooper Lighting) | Metalux | 8SKBLED-[ALL MOUNTING ARRANGEMENTS]-LD1-6-W-[ALL VOLTAGES]-[ALL OPTIONS]-L835-5LTD1-[ALL WIRING]-[ALL MOTION SENSORS]-RS-[ALL OPTIONS]-U | Indoor Luminaires | Linear Ambient | Direct Linear Ambient Luminaires | Standard | FALSE | [9 empty] | 42229 |  |  | Yes |  | 3 | 6164.79 | 134.29 | 45.91 | 12.6 | 0.99 | 3500 | 82
PN4W259G | Eaton (formerly Cooper Lighting) | Metalux | 8SKBLED-[ALL MOUNTING ARRANGEMENTS]-LD1-12-N-[ALL VOLTAGES]-[ALL OPTIONS]-L835-5LTD2-[ALL WIRING]-[ALL MOTION SENSORS]--[ALL OPTIONS]-U | Indoor Luminaires | Linear Ambient | Direct Linear Ambient Luminaires | Standard | FALSE | [9 empty] | 42229 |  |  | Yes |  | 3 | 13304.74 | 114.72 | 115.98 | 10.6398 | 0.99304 | 3500 | 82
PHV15JMX | Eaton (formerly Cooper Lighting) | Metalux | 8SKBLED-[ALL MOUNTING ARRANGEMENTS]-LD1-12-N-[ALL VOLTAGES]-[ALL OPTIONS]-L835-5LTD2-[ALL WIRING]-[ALL MOTION SENSORS]-RS-[ALL OPTIONS]-U | Indoor Luminaires | Linear Ambient | Direct Linear Ambient Luminaires | Standard | FALSE | [9 empty] | 42229 |  |  | Yes |  | 3 | 12979.87 | 111.92 | 115.98 | 10.6398 | 0.99304 | 3500 | 82
PJQ9YWA7 | Eaton (formerly Cooper Lighting) | Metalux | 8SKBLED-[ALL MOUNTING ARRANGEMENTS]-LD1-12-W-[ALL VOLTAGES]-[ALL OPTIONS]-L835-5LTD2-[ALL WIRING]-[ALL MOTION SENSORS]--[ALL OPTIONS]-U | Indoor Luminaires | Linear Ambient | Direct Linear Ambient Luminaires | Standard | FALSE | [9 empty] | 42229 |  |  | Yes |  | 3 | 12230 | 105.45 | 115.98 | 10.6398 | 0.99304 | 3500 | 82
PU88PGE2 | Eaton (formerly Cooper Lighting) | Metalux | 8SKBLED-[ALL MOUNTING ARRANGEMENTS]-LD1-12-W-[ALL VOLTAGES]-[ALL OPTIONS]-L835-5LTD2-[ALL WIRING]-[ALL MOTION SENSORS]-RS-[ALL OPTIONS]-U | Indoor Luminaires | Linear Ambient | Direct Linear Ambient Luminaires | Standard | FALSE | [9 empty] | 42229 |  |  | Yes |  | 3 | 11787.89 | 101.64 | 115.98 | 10.6398 | 0.99304 | 3500 | 82
PKFTKBGT | Eaton (formerly Cooper Lighting) | Metalux | 4SKBLED-[ALL MOUNTING ARRANGEMENTS]-LD1-6-N-[ALL VOLTAGES]-[ALL OPTIONS]-L835-5LTD1-[ALL WIRING]-[ALL MOTION SENSORS]--[ALL OPTIONS]-U | Indoor Luminaires | Linear Ambient | Direct Linear Ambient Luminaires | Standard | FALSE | [9 empty] | 42229 |  |  | Yes |  | 3 | 6652.37 | 114.72 | 57.99 | 10.6398 | 0.99304 | 3500 | 82
P14SCF2H | Eaton (formerly Cooper Lighting) | Metalux | 4SKBLED-[ALL MOUNTING ARRANGEMENTS]-LD1-6-N-[ALL VOLTAGES]-[ALL OPTIONS]-L835-5LTD1-[ALL WIRING]-[ALL MOTION SENSORS]-RS-[ALL OPTIONS]-U | Indoor Luminaires | Linear Ambient | Direct Linear Ambient Luminaires | Standard | FALSE | [9 empty] | 42229 |  |  | Yes |  | 3 | 6489.94 | 111.92 | 57.99 | 10.6398 | 0.99304 | 3500 | 82
PT17FTGK | Eaton (formerly Cooper Lighting) | Metalux | 4SKBLED-[ALL MOUNTING ARRANGEMENTS]-LD1-6-W-[ALL VOLTAGES]-[ALL OPTIONS]-L835-5LTD1-[ALL WIRING]-[ALL MOTION SENSORS]--[ALL OPTIONS]-U | Indoor Luminaires | Linear Ambient | Direct Linear Ambient Luminaires | Standard | FALSE | [9 empty] | 42229 |  |  | Yes |  | 3 | 6115 | 105.45 | 57.99 | 10.6398 | 0.99304 | 3500 | 82
PBQ1DGFP | Eaton (formerly Cooper Lighting) | Metalux | 4SKBLED-[ALL MOUNTING ARRANGEMENTS]-LD1-6-W-[ALL VOLTAGES]-[ALL OPTIONS]-L835-5LTD1-[ALL WIRING]-[ALL MOTION SENSORS]-RS-[ALL OPTIONS]-U | Indoor Luminaires | Linear Ambient | Direct Linear Ambient Luminaires | Standard | FALSE | [9 empty] | 42229 |  |  | Yes |  | 3 | 5893.95 | 101.64 | 57.99 | 10.6398 | 0.99304 | 3500 | 82
PW2PG6KN | Eaton (formerly Cooper Lighting) | Metalux | 8SKBLED-[ALL MOUNTING ARRANGEMENTS]-LD1-14-N-[ALL VOLTAGES]-[ALL OPTIONS]-L835-5LTD2-[ALL WIRING]-[ALL MOTION SENSORS]--[ALL OPTIONS]-U | Indoor Luminaires | Linear Ambient | Direct Linear Ambient Luminaires | Standard | FALSE | [9 empty] | 42229 |  |  | Yes |  | 3 | 15445.68 | 125.33 | 123.24 | 10.3066 | 0.99342 | 3500 | 82
PB52BAPK | Eaton (formerly Cooper Lighting) | Metalux | 8SKBLED-[ALL MOUNTING ARRANGEMENTS]-LD1-14-N-[ALL VOLTAGES]-[ALL OPTIONS]-L835-5LTD2-[ALL WIRING]-[ALL MOTION SENSORS]-RS-[ALL OPTIONS]-U | Indoor Luminaires | Linear Ambient | Direct Linear Ambient Luminaires | Standard | FALSE | [9 empty] | 42229 |  |  | Yes |  | 3 | 15068.54 | 122.27 | 123.24 | 10.3066 | 0.99342 | 3500 | 82
P5DV7D8G | Eaton (formerly Cooper Lighting) | Metalux | 8SKBLED-[ALL MOUNTING ARRANGEMENTS]-LD1-14-W-[ALL VOLTAGES]-[ALL OPTIONS]-L835-5LTD2-[ALL WIRING]-[ALL MOTION SENSORS]--[ALL OPTIONS]-U | Indoor Luminaires | Linear Ambient | Direct Linear Ambient Luminaires | Standard | FALSE | [9 empty] | 42229 |  |  | Yes |  | 3 | 14198 | 115.21 | 123.24 | 10.3066 | 0.99342 | 3500 | 82
PRYYEAKR | Eaton (formerly Cooper Lighting) | Metalux | 8SKBLED-[ALL MOUNTING ARRANGEMENTS]-LD1-14-W-[ALL VOLTAGES]-[ALL OPTIONS]-L835-5LTD2-[ALL WIRING]-[ALL MOTION SENSORS]-RS-[ALL OPTIONS]-U | Indoor Luminaires | Linear Ambient | Direct Linear Ambient Luminaires | Standard | FALSE | [9 empty] | 42229 |  |  | Yes |  | 3 | 13684.75 | 111.04 | 123.24 | 10.3066 | 0.99342 | 3500 | 82
P7KZCAM2 | Eaton (formerly Cooper Lighting) | Metalux | 4SKBLED-[ALL MOUNTING ARRANGEMENTS]-LD1-7-N-[ALL VOLTAGES]-[ALL OPTIONS]-L835-5LTD1-[ALL WIRING]-[ALL MOTION SENSORS]--[ALL OPTIONS]-U | Indoor Luminaires | Linear Ambient | Direct Linear Ambient Luminaires | Standard | FALSE | [9 empty] | 42229 |  |  | Yes |  | 3 | 7722.84 | 125.33 | 61.62 | 10.3066 | 0.99342 | 3500 | 82
PAM1N14S | Eaton (formerly Cooper Lighting) | Metalux | 4SKBLED-[ALL MOUNTING ARRANGEMENTS]-LD1-7-N-[ALL VOLTAGES]-[ALL OPTIONS]-L835-5LTD1-[ALL WIRING]-[ALL MOTION SENSORS]-RS-[ALL OPTIONS]-U | Indoor Luminaires | Linear Ambient | Direct Linear Ambient Luminaires | Standard | FALSE | [9 empty] | 42229 |  |  | Yes |  | 3 | 7534.27 | 122.27 | 61.62 | 10.3066 | 0.99342 | 3500 | 82
PCM9QKG4 | Eaton (formerly Cooper Lighting) | Metalux | 4SKBLED-[ALL MOUNTING ARRANGEMENTS]-LD1-7-W-[ALL VOLTAGES]-[ALL OPTIONS]-L835-5LTD1-[ALL WIRING]-[ALL MOTION SENSORS]--[ALL OPTIONS]-U | Indoor Luminaires | Linear Ambient | Direct Linear Ambient Luminaires | Standard | FALSE | [9 empty] | 42229 |  |  | Yes |  | 3 | 7099 | 115.21 | 61.62 | 10.3066 | 0.99342 | 3500 | 82
P69BHN6R | Eaton (formerly Cooper Lighting) | Metalux | 4SKBLED-[ALL MOUNTING ARRANGEMENTS]-LD1-7-W-[ALL VOLTAGES]-[ALL OPTIONS]-L835-5LTD1-[ALL WIRING]-[ALL MOTION SENSORS]-RS-[ALL OPTIONS]-U | Indoor Luminaires | Linear Ambient | Direct Linear Ambient Luminaires | Standard | FALSE | [9 empty] | 42229 |  |  | Yes |  | 3 | 6842.38 | 111.04 | 61.62 | 10.3066 | 0.99342 | 3500 | 82
PPV2UBYU | Eaton (formerly Cooper Lighting) | Metalux | 8SKBLED-[ALL MOUNTING ARRANGEMENTS]-LD1-8-N-[ALL VOLTAGES]-[ALL OPTIONS]-L835-5LTD1-[ALL WIRING]-[ALL MOTION SENSORS]--[ALL OPTIONS]-U | Indoor Luminaires | Linear Ambient | Direct Linear Ambient Luminaires | Standard | FALSE | [9 empty] | 42229 |  |  | Yes |  | 3 | 8831.39 | 134.88 | 65.47 | 9.9 | 0.994 | 3500 | 82
P75SSYNW | Eaton (formerly Cooper Lighting) | Metalux | 8SKBLED-[ALL MOUNTING ARRANGEMENTS]-LD1-8-N-[ALL VOLTAGES]-[ALL OPTIONS]-L835-5LTD1-[ALL WIRING]-[ALL MOTION SENSORS]-RS-[ALL OPTIONS]-U | Indoor Luminaires | Linear Ambient | Direct Linear Ambient Luminaires | Standard | FALSE | [9 empty] | 42229 |  |  | Yes |  | 3 | 8615.75 | 131.59 | 65.47 | 9.9 | 0.994 | 3500 | 82
PCQDBNYT | Eaton (formerly Cooper Lighting) | Metalux | 8SKBLED-[ALL MOUNTING ARRANGEMENTS]-LD1-8-W-[ALL VOLTAGES]-[ALL OPTIONS]-L835-5LTD1-[ALL WIRING]-[ALL MOTION SENSORS]--[ALL OPTIONS]-U | Indoor Luminaires | Linear Ambient | Direct Linear Ambient Luminaires | Standard | FALSE | [9 empty] | 42229 |  |  | Yes |  | 3 | 8118 | 123.99 | 65.47 | 9.9 | 0.994 | 3500 | 82
P1UFUBWN | Eaton (formerly Cooper Lighting) | Metalux | 8SKBLED-[ALL MOUNTING ARRANGEMENTS]-LD1-8-W-[ALL VOLTAGES]-[ALL OPTIONS]-L835-5LTD1-[ALL WIRING]-[ALL MOTION SENSORS]-RS-[ALL OPTIONS]-U | Indoor Luminaires | Linear Ambient | Direct Linear Ambient Luminaires | Standard | FALSE | [9 empty] | 42229 |  |  | Yes |  | 3 | 7824.54 | 119.5 | 65.47 | 9.9 | 0.994 | 3500 | 82
PS5215DJ | Eaton (formerly Cooper Lighting) | Metalux | 4SKBLED-[ALL MOUNTING ARRANGEMENTS]-LD1-4-N-[ALL VOLTAGES]-[ALL OPTIONS]-L835-CD1-[ALL WIRING]-[ALL MOTION SENSORS]--[ALL OPTIONS]-U | Indoor Luminaires | Linear Ambient | Direct Linear Ambient Luminaires | Standard | FALSE | [9 empty] | 42229 |  |  | Yes |  | 3 | 4416 | 121.32 | 36.4 | 9.1 | 0.99 | 3500 | 82
PS3X6A52 | Eaton (formerly Cooper Lighting) | Metalux | 4SKBLED-[ALL MOUNTING ARRANGEMENTS]-LD1-4-N-[ALL VOLTAGES]-[ALL OPTIONS]-L835-CD1-[ALL WIRING]-[ALL MOTION SENSORS]-RS-[ALL OPTIONS]-U | Indoor Luminaires | Linear Ambient | Direct Linear Ambient Luminaires | Standard | FALSE | [9 empty] | 42229 |  |  | Yes |  | 3 | 4308 | 118.35 | 36.4 | 9.1 | 0.99 | 3500 | 82
P4VSZQ3J | Eaton (formerly Cooper Lighting) | Metalux | 4SKBLED-[ALL MOUNTING ARRANGEMENTS]-LD1-4-W-[ALL VOLTAGES]-[ALL OPTIONS]-L835-CD1-[ALL WIRING]-[ALL MOTION SENSORS]--[ALL OPTIONS]-U | Indoor Luminaires | Linear Ambient | Direct Linear Ambient Luminaires | Standard | FALSE | [9 empty] | 42229 |  |  | Yes |  | 3 | 4059 | 111.51 | 36.4 | 9.1 | 0.99 | 3500 | 82
PHEH2F2W | Eaton (formerly Cooper Lighting) | Metalux | 4SKBLED-[ALL MOUNTING ARRANGEMENTS]-LD1-4-W-[ALL VOLTAGES]-[ALL OPTIONS]-L835-CD1-[ALL WIRING]-[ALL MOTION SENSORS]-RS-[ALL OPTIONS]-U | Indoor Luminaires | Linear Ambient | Direct Linear Ambient Luminaires | Standard | FALSE | [9 empty] | 42229 |  |  | Yes |  | 3 | 3912 | 107.47 | 36.4 | 9.1 | 0.99 | 3500 | 82
PUFDRXAD | Eaton (formerly Cooper Lighting) | Metalux | 4SKBLED-[ALL MOUNTING ARRANGEMENTS]-LD1-5-N-[ALL VOLTAGES]-[ALL OPTIONS]-L835-CD1-[ALL WIRING]-[ALL MOTION SENSORS]--[ALL OPTIONS]-U | Indoor Luminaires | Linear Ambient | Direct Linear Ambient Luminaires | Standard | FALSE | [9 empty] | 42229 |  |  | Yes |  | 3 | 5447 | 117.85 | 46.22 | 8.3393 | 0.99278 | 3500 | 82
P6MJPHZE | Eaton (formerly Cooper Lighting) | Metalux | 4SKBLED-[ALL MOUNTING ARRANGEMENTS]-LD1-5-N-[ALL VOLTAGES]-[ALL OPTIONS]-L835-CD1-[ALL WIRING]-[ALL MOTION SENSORS]-RS-[ALL OPTIONS]-U | Indoor Luminaires | Linear Ambient | Direct Linear Ambient Luminaires | Standard | FALSE | [9 empty] | 42229 |  |  | Yes |  | 3 | 5314 | 114.97 | 46.22 | 8.3393 | 0.99278 | 3500 | 82
P3ZU3KQS | Eaton (formerly Cooper Lighting) | Metalux | 4SKBLED-[ALL MOUNTING ARRANGEMENTS]-LD1-5-W-[ALL VOLTAGES]-[ALL OPTIONS]-L835-CD1-[ALL WIRING]-[ALL MOTION SENSORS]--[ALL OPTIONS]-U | Indoor Luminaires | Linear Ambient | Direct Linear Ambient Luminaires | Standard | FALSE | [9 empty] | 42229 |  |  | Yes |  | 3 | 5007 | 108.33 | 46.22 | 8.3393 | 0.99278 | 3500 | 82
P3U41B6G | Eaton (formerly Cooper Lighting) | Metalux | 4SKBLED-[ALL MOUNTING ARRANGEMENTS]-LD1-5-W-[ALL VOLTAGES]-[ALL OPTIONS]-L835-CD1-[ALL WIRING]-[ALL MOTION SENSORS]-RS-[ALL OPTIONS]-U | Indoor Luminaires | Linear Ambient | Direct Linear Ambient Luminaires | Standard | FALSE | [9 empty] | 42229 |  |  | Yes |  | 3 | 4826 | 104.41 | 46.22 | 8.3393 | 0.99278 | 3500 | 82
PSPX1KZ5 | Eaton (formerly Cooper Lighting) | Metalux | 8SKBLED-[ALL MOUNTING ARRANGEMENTS]-LD1-10-N-[ALL VOLTAGES]-[ALL OPTIONS]-L835-5LTD1-[ALL WIRING]-[ALL MOTION SENSORS]--[ALL OPTIONS]-U | Indoor Luminaires | Linear Ambient | Direct Linear Ambient Luminaires | Standard | FALSE | [9 empty] | 42229 |  |  | Yes |  | 3 | 10894 | 127.74 | 85.28 | 7.7 | 0.996 | 3500 | 82
PK5XD92T | Eaton (formerly Cooper Lighting) | Metalux | 8SKBLED-[ALL MOUNTING ARRANGEMENTS]-LD1-10-N-[ALL VOLTAGES]-[ALL OPTIONS]-L835-5LTD1-[ALL WIRING]-[ALL MOTION SENSORS]-RS-[ALL OPTIONS]-U | Indoor Luminaires | Linear Ambient | Direct Linear Ambient Luminaires | Standard | FALSE | [9 empty] | 42229 |  |  | Yes |  | 3 | 10628 | 124.62 | 85.28 | 7.7 | 0.996 | 3500 | 82
P39KD62T | Eaton (formerly Cooper Lighting) | Metalux | 8SKBLED-[ALL MOUNTING ARRANGEMENTS]-LD1-10-W-[ALL VOLTAGES]-[ALL OPTIONS]-L835-5LTD1-[ALL WIRING]-[ALL MOTION SENSORS]--[ALL OPTIONS]-U | Indoor Luminaires | Linear Ambient | Direct Linear Ambient Luminaires | Standard | FALSE | [9 empty] | 42229 |  |  | Yes |  | 3 | 10014 | 117.42 | 85.28 | 7.7 | 0.996 | 3500 | 82
PXCJJWPF | Eaton (formerly Cooper Lighting) | Metalux | 8SKBLED-[ALL MOUNTING ARRANGEMENTS]-LD1-10-W-[ALL VOLTAGES]-[ALL OPTIONS]-L835-5LTD1-[ALL WIRING]-[ALL MOTION SENSORS]-RS-[ALL OPTIONS]-U | Indoor Luminaires | Linear Ambient | Direct Linear Ambient Luminaires | Standard | FALSE | [9 empty] | 42229 |  |  | Yes |  | 3 | 9652 | 113.18 | 85.28 | 7.7 | 0.996 | 3500 | 82
P6KXJ22P | Eaton (formerly Cooper Lighting) | Metalux | 8SKBLED-[ALL MOUNTING ARRANGEMENTS]-LD1-6-N-[ALL VOLTAGES]-[ALL OPTIONS]-L835-CD1-[ALL WIRING]-[ALL MOTION SENSORS]--[ALL OPTIONS]-U | Indoor Luminaires | Linear Ambient | Direct Linear Ambient Luminaires | Standard | FALSE | [9 empty] | 42229 |  |  | Yes |  | 3 | 6958.06 | 147.44 | 47.19 | 7.0333 | 0.98467 | 3500 | 82
PUZ7YXYE | Eaton (formerly Cooper Lighting) | Metalux | 8SKBLED-[ALL MOUNTING ARRANGEMENTS]-LD1-6-N-[ALL VOLTAGES]-[ALL OPTIONS]-L835-CD1-[ALL WIRING]-[ALL MOTION SENSORS]-RS-[ALL OPTIONS]-U | Indoor Luminaires | Linear Ambient | Direct Linear Ambient Luminaires | Standard | FALSE | [9 empty] | 42229 |  |  | Yes |  | 3 | 6788.17 | 143.84 | 47.19 | 7.0333 | 0.98467 | 3500 | 82
PDM822UF | Eaton (formerly Cooper Lighting) | Metalux | 8SKBLED-[ALL MOUNTING ARRANGEMENTS]-LD1-6-W-[ALL VOLTAGES]-[ALL OPTIONS]-L835-CD1-[ALL WIRING]-[ALL MOTION SENSORS]--[ALL OPTIONS]-U | Indoor Luminaires | Linear Ambient | Direct Linear Ambient Luminaires | Standard | FALSE | [9 empty] | 42229 |  |  | Yes |  | 3 | 6396 | 135.53 | 47.19 | 7.0333 | 0.98467 | 3500 | 82
PH83DA2V | Eaton (formerly Cooper Lighting) | Metalux | 8SKBLED-[ALL MOUNTING ARRANGEMENTS]-LD1-6-W-[ALL VOLTAGES]-[ALL OPTIONS]-L835-CD1-[ALL WIRING]-[ALL MOTION SENSORS]-RS-[ALL OPTIONS]-U | Indoor Luminaires | Linear Ambient | Direct Linear Ambient Luminaires | Standard | FALSE | [9 empty] | 42229 |  |  | Yes |  | 3 | 6164.79 | 130.63 | 47.19 | 7.0333 | 0.98467 | 3500 | 82
PKW8Z1VH | Eaton (formerly Cooper Lighting) | Metalux | 4SKBLED-[ALL MOUNTING ARRANGEMENTS]-LD1-3-N-[ALL VOLTAGES]-[ALL OPTIONS]-L835-CD1-[ALL WIRING]-[ALL MOTION SENSORS]--[ALL OPTIONS]-U | Indoor Luminaires | Linear Ambient | Direct Linear Ambient Luminaires | Standard | FALSE | [9 empty] | 42229 |  |  | Yes |  | 3 | 3479 | 122.5 | 28.4 | 6.3 | 0.991 | 3500 | 82
PMPAVGBS | Eaton (formerly Cooper Lighting) | Metalux | 4SKBLED-[ALL MOUNTING ARRANGEMENTS]-LD1-3-N-[ALL VOLTAGES]-[ALL OPTIONS]-L835-CD1-[ALL WIRING]-[ALL MOTION SENSORS]-RS-[ALL OPTIONS]-U | Indoor Luminaires | Linear Ambient | Direct Linear Ambient Luminaires | Standard | FALSE | [9 empty] | 42229 |  |  | Yes |  | 3 | 3394.08 | 119.51 | 28.4 | 6.3 | 0.991 | 3500 | 82
PSYDQP94 | Eaton (formerly Cooper Lighting) | Metalux | 4SKBLED-[ALL MOUNTING ARRANGEMENTS]-LD1-3-W-[ALL VOLTAGES]-[ALL OPTIONS]-L835-CD1-[ALL WIRING]-[ALL MOTION SENSORS]--[ALL OPTIONS]-U | Indoor Luminaires | Linear Ambient | Direct Linear Ambient Luminaires | Standard | FALSE | [9 empty] | 42229 |  |  | Yes |  | 3 | 3198 | 112.61 | 28.4 | 6.3 | 0.991 | 3500 | 82
PC967P65 | Eaton (formerly Cooper Lighting) | Metalux | 8SKBLED-[ALL MOUNTING ARRANGEMENTS]-LD1-12-N-[ALL VOLTAGES]-[ALL OPTIONS]-L835-CD2-[ALL WIRING]-[ALL MOTION SENSORS]--[ALL OPTIONS]-U | Indoor Luminaires | Linear Ambient | Direct Linear Ambient Luminaires | Standard | FALSE | [9 empty] | 42229 |  |  | Yes |  | 3 | 13304.74 | 112.5 | 118.27 | 5.8759 | 0.99575 | 3500 | 82
P1TMGAF9 | Eaton (formerly Cooper Lighting) | Metalux | 8SKBLED-[ALL MOUNTING ARRANGEMENTS]-LD1-12-N-[ALL VOLTAGES]-[ALL OPTIONS]-L835-CD2-[ALL WIRING]-[ALL MOTION SENSORS]-RS-[ALL OPTIONS]-U | Indoor Luminaires | Linear Ambient | Direct Linear Ambient Luminaires | Standard | FALSE | [9 empty] | 42229 |  |  | Yes |  | 3 | 12979.87 | 109.75 | 118.27 | 5.8759 | 0.99575 | 3500 | 82
PCSD4N2V | Eaton (formerly Cooper Lighting) | Metalux | 8SKBLED-[ALL MOUNTING ARRANGEMENTS]-LD1-12-W-[ALL VOLTAGES]-[ALL OPTIONS]-L835-CD2-[ALL WIRING]-[ALL MOTION SENSORS]--[ALL OPTIONS]-U | Indoor Luminaires | Linear Ambient | Direct Linear Ambient Luminaires | Standard | FALSE | [9 empty] | 42229 |  |  | Yes |  | 3 | 12230 | 103.41 | 118.27 | 5.8759 | 0.99575 | 3500 | 82
PMCQHR1C | Eaton (formerly Cooper Lighting) | Metalux | 8SKBLED-[ALL MOUNTING ARRANGEMENTS]-LD1-12-W-[ALL VOLTAGES]-[ALL OPTIONS]-L835-CD2-[ALL WIRING]-[ALL MOTION SENSORS]-RS-[ALL OPTIONS]-U | Indoor Luminaires | Linear Ambient | Direct Linear Ambient Luminaires | Standard | FALSE | [9 empty] | 42229 |  |  | Yes |  | 3 | 11787.89 | 99.67 | 118.27 | 5.8759 | 0.99575 | 3500 | 82
P82S1DRA | Eaton (formerly Cooper Lighting) | Metalux | 4SKBLED-[ALL MOUNTING ARRANGEMENTS]-LD1-6-N-[ALL VOLTAGES]-[ALL OPTIONS]-L835-CD1-[ALL WIRING]-[ALL MOTION SENSORS]--[ALL OPTIONS]-U | Indoor Luminaires | Linear Ambient | Direct Linear Ambient Luminaires | Standard | FALSE | [9 empty] | 42229 |  |  | Yes |  | 3 | 6652.37 | 112.5 | 59.13 | 5.8759 | 0.99575 | 3500 | 82
P6VAFJYM | Eaton (formerly Cooper Lighting) | Metalux | 4SKBLED-[ALL MOUNTING ARRANGEMENTS]-LD1-6-N-[ALL VOLTAGES]-[ALL OPTIONS]-L835-CD1-[ALL WIRING]-[ALL MOTION SENSORS]-RS-[ALL OPTIONS]-U | Indoor Luminaires | Linear Ambient | Direct Linear Ambient Luminaires | Standard | FALSE | [9 empty] | 42229 |  |  | Yes |  | 3 | 6489.94 | 109.75 | 59.13 | 5.8759 | 0.99575 | 3500 | 82
PX9UJNRJ | Eaton (formerly Cooper Lighting) | Metalux | 4SKBLED-[ALL MOUNTING ARRANGEMENTS]-LD1-6-W-[ALL VOLTAGES]-[ALL OPTIONS]-L835-CD1-[ALL WIRING]-[ALL MOTION SENSORS]--[ALL OPTIONS]-U | Indoor Luminaires | Linear Ambient | Direct Linear Ambient Luminaires | Standard | FALSE | [9 empty] | 42229 |  |  | Yes |  | 3 | 6115 | 103.41 | 59.13 | 5.8759 | 0.99575 | 3500 | 82
PRJTP53N | Eaton (formerly Cooper Lighting) | Metalux | 4SKBLED-[ALL MOUNTING ARRANGEMENTS]-LD1-6-W-[ALL VOLTAGES]-[ALL OPTIONS]-L835-CD1-[ALL WIRING]-[ALL MOTION SENSORS]-RS-[ALL OPTIONS]-U | Indoor Luminaires | Linear Ambient | Direct Linear Ambient Luminaires | Standard | FALSE | [9 empty] | 42229 |  |  | Yes |  | 3 | 5893.95 | 99.67 | 59.13 | 5.8759 | 0.99575 | 3500 | 82
PMER163Z | Eaton (formerly Cooper Lighting) | Metalux | 8SKBLED-[ALL MOUNTING ARRANGEMENTS]-LD1-14-N-[ALL VOLTAGES]-[ALL OPTIONS]-L835-CD2-[ALL WIRING]-[ALL MOTION SENSORS]--[ALL OPTIONS]-U | Indoor Luminaires | Linear Ambient | Direct Linear Ambient Luminaires | Standard | FALSE | [9 empty] | 42229 |  |  | Yes |  | 3 | 15445.68 | 123.01 | 125.57 | 5.7081 | 0.99634 | 3500 | 82
P5HHA9WB | Eaton (formerly Cooper Lighting) | Metalux | 8SKBLED-[ALL MOUNTING ARRANGEMENTS]-LD1-14-N-[ALL VOLTAGES]-[ALL OPTIONS]-L835-CD2-[ALL WIRING]-[ALL MOTION SENSORS]-RS-[ALL OPTIONS]-U | Indoor Luminaires | Linear Ambient | Direct Linear Ambient Luminaires | Standard | FALSE | [9 empty] | 42229 |  |  | Yes |  | 3 | 15068.54 | 120 | 125.57 | 5.7081 | 0.99634 | 3500 | 82
P3FTKQ2Z | Eaton (formerly Cooper Lighting) | Metalux | 8SKBLED-[ALL MOUNTING ARRANGEMENTS]-LD1-14-W-[ALL VOLTAGES]-[ALL OPTIONS]-L835-CD2-[ALL WIRING]-[ALL MOTION SENSORS]--[ALL OPTIONS]-U | Indoor Luminaires | Linear Ambient | Direct Linear Ambient Luminaires | Standard | FALSE | [9 empty] | 42229 |  |  | Yes |  | 3 | 14198 | 113.07 | 125.57 | 5.7081 | 0.99634 | 3500 | 82
P7BDU711 | Eaton (formerly Cooper Lighting) | Metalux | 8SKBLED-[ALL MOUNTING ARRANGEMENTS]-LD1-14-W-[ALL VOLTAGES]-[ALL OPTIONS]-L835-CD2-[ALL WIRING]-[ALL MOTION SENSORS]-RS-[ALL OPTIONS]-U | Indoor Luminaires | Linear Ambient | Direct Linear Ambient Luminaires | Standard | FALSE | [9 empty] | 42229 |  |  | Yes |  | 3 | 13684.75 | 108.98 | 125.57 | 5.7081 | 0.99634 | 3500 | 82
PAR9C8DG | Eaton (formerly Cooper Lighting) | Metalux | 4SKBLED-[ALL MOUNTING ARRANGEMENTS]-LD1-7-N-[ALL VOLTAGES]-[ALL OPTIONS]-L835-CD1-[ALL WIRING]-[ALL MOTION SENSORS]--[ALL OPTIONS]-U | Indoor Luminaires | Linear Ambient | Direct Linear Ambient Luminaires | Standard | FALSE | [9 empty] | 42229 |  |  | Yes |  | 3 | 7722.84 | 123.01 | 62.78 | 5.7081 | 0.99634 | 3500 | 82
PT7Y6887 | Eaton (formerly Cooper Lighting) | Metalux | 4SKBLED-[ALL MOUNTING ARRANGEMENTS]-LD1-7-N-[ALL VOLTAGES]-[ALL OPTIONS]-L835-CD1-[ALL WIRING]-[ALL MOTION SENSORS]-RS-[ALL OPTIONS]-U | Indoor Luminaires | Linear Ambient | Direct Linear Ambient Luminaires | Standard | FALSE | [9 empty] | 42229 |  |  | Yes |  | 3 | 7534.27 | 120 | 62.78 | 5.7081 | 0.99634 | 3500 | 82
PECKSBP5 | Eaton (formerly Cooper Lighting) | Metalux | 4SKBLED-[ALL MOUNTING ARRANGEMENTS]-LD1-7-W-[ALL VOLTAGES]-[ALL OPTIONS]-L835-CD1-[ALL WIRING]-[ALL MOTION SENSORS]--[ALL OPTIONS]-U | Indoor Luminaires | Linear Ambient | Direct Linear Ambient Luminaires | Standard | FALSE | [9 empty] | 42229 |  |  | Yes |  | 3 | 7099 | 113.07 | 62.78 | 5.7081 | 0.99634 | 3500 | 82
PDH5J4B2 | Eaton (formerly Cooper Lighting) | Metalux | 4SKBLED-[ALL MOUNTING ARRANGEMENTS]-LD1-7-W-[ALL VOLTAGES]-[ALL OPTIONS]-L835-CD1-[ALL WIRING]-[ALL MOTION SENSORS]-RS-[ALL OPTIONS]-U | Indoor Luminaires | Linear Ambient | Direct Linear Ambient Luminaires | Standard | FALSE | [9 empty] | 42229 |  |  | Yes |  | 3 | 6842.38 | 108.98 | 62.78 | 5.7081 | 0.99634 | 3500 | 82
PZZF61CX | Eaton (formerly Cooper Lighting) | Metalux | 8SKBLED-[ALL MOUNTING ARRANGEMENTS]-LD1-8-N-[ALL VOLTAGES]-[ALL OPTIONS]-L835-CD1-[ALL WIRING]-[ALL MOTION SENSORS]--[ALL OPTIONS]-U | Indoor Luminaires | Linear Ambient | Direct Linear Ambient Luminaires | Standard | FALSE | [9 empty] | 42229 |  |  | Yes |  | 3 | 8831.39 | 132.42 | 66.69 | 5.5333 | 0.99667 | 3500 | 82
PKQ572PF | Eaton (formerly Cooper Lighting) | Metalux | 8SKBLED-[ALL MOUNTING ARRANGEMENTS]-LD1-8-N-[ALL VOLTAGES]-[ALL OPTIONS]-L835-CD1-[ALL WIRING]-[ALL MOTION SENSORS]-RS-[ALL OPTIONS]-U | Indoor Luminaires | Linear Ambient | Direct Linear Ambient Luminaires | Standard | FALSE | [9 empty] | 42229 |  |  | Yes |  | 3 | 8615.75 | 129.19 | 66.69 | 5.5333 | 0.99667 | 3500 | 82
PS7M7YYR | Eaton (formerly Cooper Lighting) | Metalux | 8SKBLED-[ALL MOUNTING ARRANGEMENTS]-LD1-8-W-[ALL VOLTAGES]-[ALL OPTIONS]-L835-CD1-[ALL WIRING]-[ALL MOTION SENSORS]--[ALL OPTIONS]-U | Indoor Luminaires | Linear Ambient | Direct Linear Ambient Luminaires | Standard | FALSE | [9 empty] | 42229 |  |  | Yes |  | 3 | 8118 | 121.72 | 66.69 | 5.5333 | 0.99667 | 3500 | 82
PA4PDB5B | Eaton (formerly Cooper Lighting) | Metalux | 8SKBLED-[ALL MOUNTING ARRANGEMENTS]-LD1-8-W-[ALL VOLTAGES]-[ALL OPTIONS]-L835-CD1-[ALL WIRING]-[ALL MOTION SENSORS]-RS-[ALL OPTIONS]-U | Indoor Luminaires | Linear Ambient | Direct Linear Ambient Luminaires | Standard | FALSE | [9 empty] | 42229 |  |  | Yes |  | 3 | 7824.54 | 117.32 | 66.69 | 5.5333 | 0.99667 | 3500 | 82
PBMT93R8 | Eaton (formerly Cooper Lighting) | Metalux | 8SKBLED-[ALL MOUNTING ARRANGEMENTS]-LD1-10-N-[ALL VOLTAGES]-[ALL OPTIONS]-L835-CD1-[ALL WIRING]-[ALL MOTION SENSORS]--[ALL OPTIONS]-U | Indoor Luminaires | Linear Ambient | Direct Linear Ambient Luminaires | Standard | FALSE | [9 empty] | 42229 |  |  | Yes |  | 3 | 10894 | 125.59 | 86.74 | 5.3 | 0.989 | 3500 | 82
PZQR9SYW | Eaton (formerly Cooper Lighting) | Metalux | 8SKBLED-[ALL MOUNTING ARRANGEMENTS]-LD1-10-N-[ALL VOLTAGES]-[ALL OPTIONS]-L835-CD1-[ALL WIRING]-[ALL MOTION SENSORS]-RS-[ALL OPTIONS]-U | Indoor Luminaires | Linear Ambient | Direct Linear Ambient Luminaires | Standard | FALSE | [9 empty] | 42229 |  |  | Yes |  | 3 | 10628 | 122.52 | 86.74 | 5.3 | 0.989 | 3500 | 82
P7SRADMP | Eaton (formerly Cooper Lighting) | Metalux | 8SKBLED-[ALL MOUNTING ARRANGEMENTS]-LD1-10-W-[ALL VOLTAGES]-[ALL OPTIONS]-L835-CD1-[ALL WIRING]-[ALL MOTION SENSORS]--[ALL OPTIONS]-U | Indoor Luminaires | Linear Ambient | Direct Linear Ambient Luminaires | Standard | FALSE | [9 empty] | 42229 |  |  | Yes |  | 3 | 10014 | 115.45 | 86.74 | 5.3 | 0.989 | 3500 | 82
PKB3ZMH4 | Eaton (formerly Cooper Lighting) | Metalux | 8SKBLED-[ALL MOUNTING ARRANGEMENTS]-LD1-10-W-[ALL VOLTAGES]-[ALL OPTIONS]-L835-CD1-[ALL WIRING]-[ALL MOTION SENSORS]-RS-[ALL OPTIONS]-U | Indoor Luminaires | Linear Ambient | Direct Linear Ambient Luminaires | Standard | FALSE | [9 empty] | 42229 |  |  | Yes |  | 3 | 9652 | 111.27 | 86.74 | 5.3 | 0.989 | 3500 | 82
PZ3WQ61Q | Aztech Technologies Pte Ltd. | AZ e-lite | LF426H-850 | Indoor Luminaires | Linear Ambient | Direct Linear Ambient Luminaires | Standard | FALSE | [9 empty] | 42229 | Dimmable | Stepped | Yes |  | 3 | 3000 | 115 | 26 | 8 | 0.9 | 5000 | 80
PHRW6N2P | Hangzhou Chengyue Lighting Technology Co. Ltd | Hangzhou Chengyue Lighting | CYSF20M-850 | Indoor Luminaires | Linear Ambient | Direct Linear Ambient Luminaires | Standard | FALSE | [9 empty] | 42229 | Not Dimmable | Not Dimmable | Yes |  | 3 | 2214.1 | 104.4 | 21.21 | 17.83 | 0.986 | 5226 | 85.9
PZ6BRCZR | Hangzhou Chengyue Lighting Technology Co. Ltd | Hangzhou Chengyue Lighting | CYSF45M-850 | Indoor Luminaires | Linear Ambient | Direct Linear Ambient Luminaires | Standard | FALSE | [9 empty] | 42229 | Not Dimmable | Not Dimmable | Yes |  | 3 | 4707.1 | 99.47 | 47.32 | 21.03 | 0.9818 | 5200 | 86
PDYD7MG7 | Power Concepts LLC | Power Concepts | P-OC480120LO6A301 | Indoor Luminaires | Linear Ambient | Direct Linear Ambient Luminaires | Standard | TRUE | 4459.6 | 95.29 | 46.8 | 14.08 | 0.955 | 3443 | 84.8 | 5 | 50000 | 42228 |  |  | NotYetVerified |  | 3 | 4459.6 | 95.29 | 46.8 | 2.9 | 0.95 | 3443 | 84.8
PRYAJMSN | Power Concepts LLC | Power Concepts | P-OC960240LO6A301 | Indoor Luminaires | Linear Ambient | Direct Linear Ambient Luminaires | Standard | TRUE | 8814 | 94.5 | 93.27 | 15.12 | 0.951 | 3461 | 84.3 | 5 | 50000 | 42228 |  |  | NotYetVerified |  | 3 | 8814 | 94.5 | 93.27 | 4.13 | 0.999 | 3461 | 84.3
PA28N39Z | AspirAsia Group Inc. | AspirAsia | LEDS-A65C4-40-40K | Indoor Luminaires | Linear Ambient | Direct Linear Ambient Luminaires | Standard | TRUE | 4131.7 | 104.36 | 39.59 | 19.51 | 0.926 | 4193 | 85.3 | 5 | 50000 | 42228 |  |  | NotYetVerified |  | 3 | 4100 | 100 | 40 | 20 | 0.9 | 4000 | 80
PAHSUMMF | AspirAsia Group Inc. | AspirAsia | LEDS-A65C4-50-40K | Indoor Luminaires | Linear Ambient | Direct Linear Ambient Luminaires | Standard | TRUE | 5175.87 | 99.77 | 52.06 | 21.62 | 0.902 | 4245 | 85.7 | 5 | 50000 | 42228 |  |  | NotYetVerified |  | 3 | 5100 | 100 | 50 | 20 | 0.9 | 4000 | 80
P4R7WNN8 | AspirAsia Group Inc. | AspirAsia | LEDS-A65C2-30-40K | Indoor Luminaires | Linear Ambient | Direct Linear Ambient Luminaires | Standard | TRUE | 2940.35 | 100.77 | 29.18 | 17.38 | 0.898 | 4204 | 85.5 | 5 | 50000 | 42228 |  |  | NotYetVerified |  | 3 | 2900 | 100 | 30 | 20 | 0.9 | 4000 | 80
PGKMDQKM | Lumax Lighting | Lumax Lighting | CHLED19L4K48-9 [DM1 MNL2] | Indoor Luminaires | Linear Ambient | Direct Linear Ambient Luminaires | Standard | TRUE | 1863 | 118.8 | 15.68 | 10.38 | 0.89 | 4058 | 83.77 | 5 | 50000 | 42228 |  |  | Yes |  | 3 | 1863 | 118.8 | 15.68 | 16 | 0.8925 | 4058 | 83.77
PXQ8VZKT | AspirAsia Group Inc. | AspirAsia | LEDS-A65C4-50-50K(FROSTED LENS) | Indoor Luminaires | Linear Ambient | Direct Linear Ambient Luminaires | Standard | FALSE | [9 empty] | 42228 |  |  | NotYetVerified |  | 3 | 5100 | 100 | 50 | 20 | 0.9 | 5000 | 80
PZM9BGCK | AspirAsia Group Inc. | AspirAsia | LEDS-A65C4-40-50K | Indoor Luminaires | Linear Ambient | Direct Linear Ambient Luminaires | Standard | FALSE | [9 empty] | 42228 |  |  | NotYetVerified |  | 3 | 4100 | 100 | 40 | 20 | 0.9 | 5000 | 80
PYRWJY4A | AspirAsia Group Inc. | AspirAsia | LEDS-A65C2-30-50K | Indoor Luminaires | Linear Ambient | Direct Linear Ambient Luminaires | Standard | FALSE | [9 empty] | 42228 |  |  | NotYetVerified |  | 3 | 2900 | 100 | 30 | 20 | 0.9 | 5000 | 80
PPHEEM24 | Lumax Lighting | Lumax Lighting | CHLED37L4K96-9 [DM1 MNL2] | Indoor Luminaires | Linear Ambient | Direct Linear Ambient Luminaires | Standard | FALSE | [9 empty] | 42228 |  |  | Yes |  | 3 | 3693 | 120.5 | 30.63 | 16 | 0.9565 | 4058 | 83.77
PAAWBAUB | Lumax Lighting | Lumax Lighting | CCHLED37L4K94-9 [DM1 MNL2] | Indoor Luminaires | Linear Ambient | Direct Linear Ambient Luminaires | Standard | FALSE | [9 empty] | 42228 |  |  | Yes |  | 3 | 3693 | 120.5 | 30.63 | 16 | 0.9565 | 4058 | 83.77
P8UCNCPN | Lumax Lighting | Lumax Lighting | CCHLED37L4K96-9 [DM1 MNL2] | Indoor Luminaires | Linear Ambient | Direct Linear Ambient Luminaires | Standard | FALSE | [9 empty] | 42228 |  |  | Yes |  | 3 | 3693 | 120.5 | 30.63 | 16 | 0.9565 | 4058 | 83.77
P23HGZK5 | Lumax Lighting | Lumax Lighting | CHLED37L4K94-9 [DM1 MNL2] | Indoor Luminaires | Linear Ambient | Direct Linear Ambient Luminaires | Standard | FALSE | [9 empty] | 42228 |  |  | Yes |  | 3 | 3693 | 120.5 | 30.63 | 16 | 0.9565 | 4058 | 83.77
PE6PP2M4 | Lumax Lighting | Lumax Lighting | CCHLED19L4K47-9 [DM1 MNL2] | Indoor Luminaires | Linear Ambient | Direct Linear Ambient Luminaires | Standard | FALSE | [9 empty] | 42228 |  |  | Yes |  | 3 | 1863 | 118.8 | 15.68 | 16 | 0.8925 | 4058 | 83.77
P4YXVTWA | Lumax Lighting | Lumax Lighting | CCHLED19L4K48-9 [DM1 MNL2] | Indoor Luminaires | Linear Ambient | Direct Linear Ambient Luminaires | Standard | FALSE | [9 empty] | 42228 |  |  | Yes |  | 3 | 1863 | 118.8 | 15.68 | 16 | 0.8925 | 4058 | 83.77
P3AH9XUH | Lumax Lighting | Lumax Lighting | CHLED19L4K47-9 [DM1 MNL2] | Indoor Luminaires | Linear Ambient | Direct Linear Ambient Luminaires | Standard | FALSE | [9 empty] | 42228 |  |  | Yes |  | 3 | 1863 | 118.8 | 15.68 | 16 | 0.8925 | 4058 | 83.77
PHBFJSP8 | Power Concepts LLC | Power Concepts | P-OC960240LO5A301 | Indoor Luminaires | Linear Ambient | Direct Linear Ambient Luminaires | Standard | FALSE | [9 empty] | 42228 | Dimmable | Continuous Above 10 | NotYetVerified |  | 3 | 8906 | 99.36 | 89.72 | 4.33 | 0.999 | 4022 | 83.9
PT5XZWKY | Power Concepts LLC | Power Concepts | P-OC480120LO5A301 | Indoor Luminaires | Linear Ambient | Direct Linear Ambient Luminaires | Standard | FALSE | [9 empty] | 42228 | Dimmable | Continuous Above 10 | NotYetVerified |  | 3 | 4501.02 | 99.36 | 45.3 | 13.7 | 0.95 | 3966 | 84.8
PNRXXW12 | Beghelli North America | Beghelli | BS100LED4HT80WWT35-347V | Indoor Luminaires | Linear Ambient | Direct Linear Ambient Luminaires | Standard | TRUE | 5676 | 86.24 | 65.81 | 10.3 | 0.9731 | 3501 | 85.93 | 5 |  | 42227 |  |  | NotYetVerified |  | 3 | 5676 | 86.24 | 65.81 | 10.3 | 0.9731 | 3501 | 85.93
P9GW47VX | Beghelli North America | Beghelli | BS100LED2HT50WWT41-347V | Indoor Luminaires | Linear Ambient | Direct Linear Ambient Luminaires | Standard | TRUE | 2954 | 90.24 | 32.734 | 13.66 | 0.9597 | 3998 | 83.65 | 5 |  | 42227 |  |  | NotYetVerified |  | 3 | 2954 | 90.24 | 32.734 | 13.66 | 0.9597 | 3998 | 83.65
PBKVFX71 | Beghelli North America | Beghelli | BS100LED4[HTSA]80WWT41-347V | Indoor Luminaires | Linear Ambient | Direct Linear Ambient Luminaires | Standard | FALSE | [9 empty] | 42227 | Dimmable | Continuous Below 10 | NotYetVerified |  | 3 | 6998 | 110.1 | 63.556 | 9.72 | 0.9732 | 4087 | 84.62
PABVN7CU | Beghelli North America | Beghelli | BS100LED4[HTSA]70WWT41-347V | Indoor Luminaires | Linear Ambient | Direct Linear Ambient Luminaires | Standard | FALSE | [9 empty] | 42227 | Dimmable | Continuous Below 10 | NotYetVerified |  | 3 | 6998 | 110.1 | 63.556 | 9.72 | 0.9732 | 4087 | 84.62
PP2R2HYU | Beghelli North America | Beghelli | BS100LED4[HTSA]50WWT41-347V | Indoor Luminaires | Linear Ambient | Direct Linear Ambient Luminaires | Standard | FALSE | [9 empty] | 42227 | Dimmable | Continuous Below 10 | NotYetVerified |  | 3 | 5227 | 117.59 | 44.51 | 11.2 | 0.9758 | 4063 | 84.8
PKVMK2DX | Beghelli North America | Beghelli | BS100LED4[HTSA]48WWT41-347V | Indoor Luminaires | Linear Ambient | Direct Linear Ambient Luminaires | Standard | FALSE | [9 empty] | 42227 | Dimmable | Continuous Below 10 | NotYetVerified |  | 3 | 5227 | 117.59 | 44.51 | 11.2 | 0.9758 | 4063 | 84.8
PNARESMF | Beghelli North America | Beghelli | BS100LED2HT30WWT41-347V | Indoor Luminaires | Linear Ambient | Direct Linear Ambient Luminaires | Standard | FALSE | [9 empty] | 42227 | Dimmable | Continuous Below 10 | NotYetVerified |  | 3 | 2954 | 90.24 | 32.734 | 13.66 | 0.9597 | 3998 | 83.65
PUSFEHM2 | Beghelli North America | Beghelli | BS100LED4HT70WWT35-347V | Indoor Luminaires | Linear Ambient | Direct Linear Ambient Luminaires | Standard | FALSE | [9 empty] | 42227 | Dimmable | Continuous Below 10 | NotYetVerified |  | 3 | 5676 | 86.24 | 65.81 | 10.3 | 0.9731 | 3501 | 85.93
PRB6G5SD | Beghelli North America | Beghelli | BS100LED4HT48WWT35-347V | Indoor Luminaires | Linear Ambient | Direct Linear Ambient Luminaires | Standard | FALSE | [9 empty] | 42227 | Dimmable | Continuous Below 10 | NotYetVerified |  | 3 | 4265 | 92.08 | 46.317 | 10.17 | 0.9777 | 3491 | 85.93
P9B11Y8D | Beghelli North America | Beghelli | BS100LED4HT50WWT35-347V | Indoor Luminaires | Linear Ambient | Direct Linear Ambient Luminaires | Standard | FALSE | [9 empty] | 42227 | Dimmable | Continuous Below 10 | NotYetVerified |  | 3 | 4265 | 92.08 | 46.317 | 10.17 | 0.9777 | 3491 | 85.93
P1A5WSVB | Beghelli North America | Beghelli | BS100LED4HT80WWT35120-277V | Indoor Luminaires | Linear Ambient | Direct Linear Ambient Luminaires | Standard | FALSE | [9 empty] | 42227 | Dimmable | Continuous Below 10 | NotYetVerified |  | 3 | 5635 | 86.51 | 65.13 | 11.07 | 0.9977 | 3490 | 85.91
PQYTSD87 | Beghelli North America | Beghelli | BS100LED4HT50WWT35120-277V | Indoor Luminaires | Linear Ambient | Direct Linear Ambient Luminaires | Standard | FALSE | [9 empty] | 42227 | Dimmable | Continuous Below 10 | NotYetVerified |  | 3 | 4213 | 92.02 | 45.78 | 8.26 | 0.998 | 3481 | 85.96
PBQXX8WD | Sunrain Systems | Esbright | ECP-560W-T8I-60W | Indoor Luminaires | Linear Ambient | Direct Linear Ambient Luminaires | Standard | TRUE | 7370.168 | 122.53 | 60.15 | 20.65 | 0.9852 | 5102 | 82.7 | 5 | 50000 | 42226 |  |  | NotYetVerified |  | 3 | 7370.168 | 122.53 | 60.15 | 20.65 | 0.9852 | 5102 | 82.7
PFPYK5E6 | Philips Ledalite | Philips Ledalite | 24x5LCBAA047x | Indoor Luminaires | Linear Ambient | Linear Ambient Luminaires w/ Indirect component | Standard | TRUE | 5952 | 119.5 | 49.8 | 13.4 | 0.963 | 3102 | 81 | 5 | 50000 | 42226 |  |  | NotYetVerified |  | 3 | 5952 | 119.52 | 49.8 | 13.4 | 0.963 | 3102 | 81
PYZNZ5X2 | Philips Ledalite | Philips Ledalite | 24x5LCBAJ04[1B38]x | Indoor Luminaires | Linear Ambient | Direct Linear Ambient Luminaires | Standard | TRUE | 4709 | 94.6 | 49.8 | 13.4 | 0.963 | 3032 | 81 | 5 | 50000 | 42226 |  |  | NotYetVerified |  | 3 | 4999 | 100.38 | 49.8 | 13.4 | 0.963 | 3032 | 81
PMV7X41R | Philips Ledalite | Philips Ledalite | 24x5LCEAA047x | Indoor Luminaires | Linear Ambient | Linear Ambient Luminaires w/ Indirect component | Standard | TRUE | 3144 | 126.3 | 24.9 | 14 | 0.959 | 3092 | 81 | 5 | 50000 | 42226 |  |  | NotYetVerified |  | 3 | 3144 | 126.27 | 24.9 | 14 | 0.959 | 3092 | 81
PR466V72 | Philips Ledalite | Philips Ledalite | 24x5LCEAJ04[1B38]x | Indoor Luminaires | Linear Ambient | Direct Linear Ambient Luminaires | Standard | TRUE | 2471 | 99.2 | 24.9 | 14 | 0.959 | 3023 | 81 | 5 | 50000 | 42226 |  |  | NotYetVerified |  | 3 | 2623 | 105.34 | 24.9 | 14 | 0.959 | 3023 | 81
PXW6KAVJ | Sunrain Systems | Esbright | ECP-280W-T8I-44W | Indoor Luminaires | Linear Ambient | Direct Linear Ambient Luminaires | Standard | TRUE | 5304.321 | 123.333 | 43.008 | 17.76 | 0.9415 | 4981 | 82.2 | 5 | 50000 | 42226 |  |  | NotYetVerified |  | 3 | 5304.321 | 123.333 | 43.008 | 17.76 | 0.9415 | 4981 | 82.2
P5XFSWFY | Sunrain Systems | Esbright | ECP-280W-T8I-22W | Indoor Luminaires | Linear Ambient | Direct Linear Ambient Luminaires | Standard | TRUE | 2710.63 | 128.973 | 21.017 | 17.38 | 0.9382 | 5086 | 83 | 5 | 50000 | 42226 |  |  | NotYetVerified |  | 3 | 2710.63 | 128.973 | 21.017 | 17.38 | 0.9382 | 5086 | 83
PK78Y3X6 | Sunrain Systems | Esbright | ECP-140W-T8I-22W | Indoor Luminaires | Linear Ambient | Direct Linear Ambient Luminaires | Standard | TRUE | 2667.53 | 124.972 | 21.345 | 20.46 | 0.9372 | 4916 | 82.2 | 5 | 50000 | 42226 |  |  | NotYetVerified |  | 3 | 2700 | 124.972 | 21.345 | 20.46 | 0.9372 | 5000 | 82.2
P2RC3Z2A | Metalumen Manufacturing Inc. | Metalumen | S2E-2L35K-4-C-SBO-WT-L1-X-X-UNV | Indoor Luminaires | Linear Ambient | Linear Ambient Luminaires w/ Indirect component | Standard | TRUE | 2750 | 105.6 | 26.04 | 19.52 | 0.9134 | 3437 | 85.14 | 5 | 65000 | 42226 |  |  | NotYetVerified |  | 3 | 2750 | 105.6 | 26.04 | 19.52 | 0.9 | 3437 | 85.14
PKMTMWBD | Metalumen Manufacturing Inc. | Metalumen | O5B-2L35K-4-C-SBO-W-L1-X-X-UNV | Indoor Luminaires | Linear Ambient | Linear Ambient Luminaires w/ Indirect component | Standard | TRUE | 3060 | 116.9 | 26.18 | 17.57 | 0.9125 | 3457 | 85.09 | 5 | 65000 | 42226 |  |  | NotYetVerified |  | 3 | 3060 | 116.9 | 26.18 | 17.57 | 0.9125 | 3497 | 85.1
PZTYPPME | Metalumen Manufacturing Inc. | Metalumen | O5B-2L35K-4-C-SBO-W-L4-X-X-UNV | Indoor Luminaires | Linear Ambient | Linear Ambient Luminaires w/ Indirect component | Standard | TRUE | 9473 | 94.1 | 100.7 |  |  | 3457 | 85.09 | 5 | 65000 | 42226 |  |  | NotYetVerified |  | 3 | 9473 | 94.1 | 100.7 |  | 0.998 | 3497 | 85.1
PZQTRNS2 | Metalumen Manufacturing Inc. | Metalumen | S2E-2L35K-4-C-SBO-WT-L4-X-X-UNV | Indoor Luminaires | Linear Ambient | Linear Ambient Luminaires w/ Indirect component | Standard | TRUE | 8624 | 85.5 | 100.89 |  |  | 3437 | 85.14 | 5 | 65000 | 42226 |  |  | NotYetVerified |  | 3 | 8624 | 85.5 | 100.89 | 8.2 | 0.9 | 3437 | 85.14
PNDTE7JY | Metalumen Manufacturing Inc. | Metalumen | O5B-2L35K-8-C-SBO-W-L4-X-X-UNV | Indoor Luminaires | Linear Ambient | Linear Ambient Luminaires w/ Indirect component | Standard | FALSE | [9 empty] | 42226 | Dimmable | Stepped | NotYetVerified |  | 3 | 19206 | 94.9 | 202.41 | 8.02 | 0.9963 | 3497 | 85.1
P3WM28DQ | Metalumen Manufacturing Inc. | Metalumen | O5K-2L35K-8-C-PBO-W-L4-X-X-UNV | Indoor Luminaires | Linear Ambient | Linear Ambient Luminaires w/ Indirect component | Standard | FALSE | [9 empty] | 42226 | Dimmable | Stepped | NotYetVerified |  | 3 | 20085.912 | 99.5391 | 202.41 |  | 0.9 | 3497 | 85.1
PGPCWR6G | Metalumen Manufacturing Inc. | Metalumen | O5K-2L35K-8-C-PBO-W-L3-X-X-UNV | Indoor Luminaires | Linear Ambient | Linear Ambient Luminaires w/ Indirect component | Standard | FALSE | [9 empty] | 42226 | Dimmable | Stepped | NotYetVerified |  | 3 | 11857.167 | 127.1576 | 93.12 |  | 0.9 | 3497 | 85.1
PZER75CS | Metalumen Manufacturing Inc. | Metalumen | O5B-2L35K-8-C-SBO-W-L3-X-X-UNV | Indoor Luminaires | Linear Ambient | Linear Ambient Luminaires w/ Indirect component | Standard | FALSE | [9 empty] | 42226 | Dimmable | Stepped | NotYetVerified |  | 3 | 11337.735 | 121.754 | 93.12 |  | 0.9 | 3497 | 85.1
P68CHWBV | Metalumen Manufacturing Inc. | Metalumen | O5K-2L35K-4-C-PBO-W-L4-X-X-UNV | Indoor Luminaires | Linear Ambient | Linear Ambient Luminaires w/ Indirect component | Standard | FALSE | [9 empty] | 42226 | Dimmable | Stepped | NotYetVerified |  | 3 | 9907 | 98.7 | 100.4 |  | 0.997 | 3497 | 85.1
PRA6FHTW | Metalumen Manufacturing Inc. | Metalumen | O5K-2L35K-8-C-PBO-W-L2-X-X-UNV | Indoor Luminaires | Linear Ambient | Linear Ambient Luminaires w/ Indirect component | Standard | FALSE | [9 empty] | 42226 | Dimmable | Stepped | NotYetVerified |  | 3 | 8228.744 | 121.0231 | 67.9 |  | 0.9 | 3497 | 85.1
PW8F2W89 | Metalumen Manufacturing Inc. | Metalumen | O5B-2L35K-8-C-SBO-W-L2-X-X-UNV | Indoor Luminaires | Linear Ambient | Linear Ambient Luminaires w/ Indirect component | Standard | FALSE | [9 empty] | 42226 | Dimmable | Stepped | NotYetVerified |  | 3 | 7868.2646 | 115.8802 | 67.9 |  | 0.9 | 3497 | 85.1
PVZGMBKB | Metalumen Manufacturing Inc. | Metalumen | O5K-2L35K-8-C-PBO-W-L1-X-X-UNV | Indoor Luminaires | Linear Ambient | Linear Ambient Luminaires w/ Indirect component | Standard | FALSE | [9 empty] | 42226 | Dimmable | Stepped | NotYetVerified |  | 3 | 6479.326 | 122.9418 | 52.6226 |  | 0.9 | 3497 | 85.1
P358HZ8Q | Metalumen Manufacturing Inc. | Metalumen | O5B-2L35K-8-C-SBO-W-L1-X-X-UNV | Indoor Luminaires | Linear Ambient | Linear Ambient Luminaires w/ Indirect component | Standard | FALSE | [9 empty] | 42226 | Dimmable | Stepped | NotYetVerified |  | 3 | 6195.484 | 117.7343 | 52.6226 |  | 0.9 | 3497 | 85.1
PGEV5HQ6 | Metalumen Manufacturing Inc. | Metalumen | O5K-2L35K-4-C-PBO-W-L3-X-X-UNV | Indoor Luminaires | Linear Ambient | Linear Ambient Luminaires w/ Indirect component | Standard | FALSE | [9 empty] | 42226 | Dimmable | Stepped | NotYetVerified |  | 3 | 5848.3257 | 125.6084 | 46.56 |  | 0.9 | 3497 | 85.1
P4ADV2BB | Metalumen Manufacturing Inc. | Metalumen | O5B-2L35K-4-C-SBO-W-L3-X-X-UNV | Indoor Luminaires | Linear Ambient | Linear Ambient Luminaires w/ Indirect component | Standard | FALSE | [9 empty] | 42226 | Dimmable | Stepped | NotYetVerified |  | 3 | 5599.8 | 120.2706 | 46.56 |  | 0.9 | 3497 | 85.1
P4K8D5G8 | Metalumen Manufacturing Inc. | Metalumen | O5K-2L35K-4-C-PBO-W-L2-X-X-UNV | Indoor Luminaires | Linear Ambient | Linear Ambient Luminaires w/ Indirect component | Standard | FALSE | [9 empty] | 42226 | Dimmable | Stepped | NotYetVerified |  | 3 | 4058.674 | 119.5486 | 33.95 |  | 0.9 | 3497 | 85.1
PAE1W1Y5 | Metalumen Manufacturing Inc. | Metalumen | O5B-2L35K-4-C-SBO-W-L2-X-X-UNV | Indoor Luminaires | Linear Ambient | Linear Ambient Luminaires w/ Indirect component | Standard | FALSE | [9 empty] | 42226 | Dimmable | Stepped | NotYetVerified |  | 3 | 3886.2 | 114.4683 | 33.95 |  | 0.9 | 3497 | 85.1
PVU2R8C6 | Metalumen Manufacturing Inc. | Metalumen | O5K-2L35K-4-C-PBO-W-L1-X-X-UNV | Indoor Luminaires | Linear Ambient | Linear Ambient Luminaires w/ Indirect component | Standard | FALSE | [9 empty] | 42226 | Dimmable | Stepped | NotYetVerified |  | 3 | 3195.8064 | 122.0705 | 26.18 |  | 0.9 | 3497 | 85.1
PBVFPGJB | Metalumen Manufacturing Inc. | Metalumen | S2E-2L35K-8-C-SBO-WT-L4-X-X-UNV | Indoor Luminaires | Linear Ambient | Linear Ambient Luminaires w/ Indirect component | Standard | FALSE | [9 empty] | 42226 | Dimmable | Stepped | NotYetVerified |  | 3 | 17714 | 87.9 | 201.43 | 8.2 | 0.9 | 3437 | 85.14
PQXB388Y | Metalumen Manufacturing Inc. | Metalumen | S2E-2L35K-8-C-SBO-WT-L3-X-X-UNV | Indoor Luminaires | Linear Ambient | Linear Ambient Luminaires w/ Indirect component | Standard | FALSE | [9 empty] | 42226 | Dimmable | Stepped | NotYetVerified |  | 3 | 10336.933 | 113.5782 | 91.0116 |  | 0.9 | 3437 | 85
PU3NU2V8 | Metalumen Manufacturing Inc. | Metalumen | S2E-2L35K-8-C-SBO-WT-L2-X-X-UNV | Indoor Luminaires | Linear Ambient | Linear Ambient Luminaires w/ Indirect component | Standard | FALSE | [9 empty] | 42226 | Dimmable | Stepped | NotYetVerified |  | 3 | 7173.7183 | 108.0405 | 66.3984 |  | 0.9 | 3437 | 85
PC5UDGWZ | Metalumen Manufacturing Inc. | Metalumen | S2E-2L35K-8-C-SBO-WT-L1-X-X-UNV | Indoor Luminaires | Linear Ambient | Linear Ambient Luminaires w/ Indirect component | Standard | FALSE | [9 empty] | 42226 | Dimmable | Stepped | NotYetVerified |  | 3 | 5648.597 | 108.6485 | 51.9897 |  | 0.9 | 3437 | 85
PEV2WU6F | Metalumen Manufacturing Inc. | Metalumen | S2E-2L35K-4-C-SBO-WT-L3-X-X-UNV | Indoor Luminaires | Linear Ambient | Linear Ambient Luminaires w/ Indirect component | Standard | FALSE | [9 empty] | 42226 | Dimmable | Stepped | NotYetVerified |  | 3 | 5032.5 | 110.5903 | 45.5058 |  | 0.9 | 3437 | 85
PJ9RVY8J | Metalumen Manufacturing Inc. | Metalumen | S2E-2L35K-4-C-SBO-WT-L2-X-X-UNV | Indoor Luminaires | Linear Ambient | Linear Ambient Luminaires w/ Indirect component | Standard | FALSE | [9 empty] | 42226 | Dimmable | Stepped | NotYetVerified |  | 3 | 3492.5 | 105.1983 | 33.1992 |  | 0.9 | 3437 | 85
PYEC46MS | Philips Ledalite | Philips Ledalite | 24x5LAEAA08[1B38]x | Indoor Luminaires | Linear Ambient | Linear Ambient Luminaires w/ Indirect component | Standard | FALSE | [9 empty] | 42226 | Not Dimmable | Not Dimmable | NotYetVerified |  | 3 | 6388 | 128.79 | 49.6 | 14 | 0.959 | 4028 | 83
PAQEXHPJ | Philips Ledalite | Philips Ledalite | 24x5LAEAA06[1B38]x | Indoor Luminaires | Linear Ambient | Linear Ambient Luminaires w/ Indirect component | Standard | FALSE | [9 empty] | 42226 | Not Dimmable | Not Dimmable | NotYetVerified |  | 3 | 4791 | 128.79 | 37.2 | 14 | 0.959 | 4028 | 83
P69QENPU | Philips Ledalite | Philips Ledalite | 24x5LAEAA04[1B38]x | Indoor Luminaires | Linear Ambient | Linear Ambient Luminaires w/ Indirect component | Standard | FALSE | [9 empty] | 42226 | Not Dimmable | Not Dimmable | NotYetVerified |  | 3 | 3194 | 128.79 | 24.8 | 14 | 0.959 | 4028 | 83
PX9AHJKK | Philips Ledalite | Philips Ledalite | 24x5LABAA08[1B38]x | Indoor Luminaires | Linear Ambient | Linear Ambient Luminaires w/ Indirect component | Standard | FALSE | [9 empty] | 42226 | Not Dimmable | Not Dimmable | NotYetVerified |  | 3 | 12090 | 121.88 | 99.2 | 13.4 | 0.963 | 4028 | 83
PHYXX44T | Philips Ledalite | Philips Ledalite | 24x5LABAA06[1B38]x | Indoor Luminaires | Linear Ambient | Linear Ambient Luminaires w/ Indirect component | Standard | FALSE | [9 empty] | 42226 | Not Dimmable | Not Dimmable | NotYetVerified |  | 3 | 9067.5 | 121.88 | 74.4 | 13.4 | 0.963 | 4028 | 83
P9SC3YMV | Philips Ledalite | Philips Ledalite | 24x5LABAA04[1B38]x | Indoor Luminaires | Linear Ambient | Linear Ambient Luminaires w/ Indirect component | Standard | FALSE | [9 empty] | 42226 | Not Dimmable | Not Dimmable | NotYetVerified |  | 3 | 6045 | 121.88 | 49.6 | 13.4 | 0.963 | 4028 | 83
PY134P4B | Philips Ledalite | Philips Ledalite | 24x5LACAA08[1B38]x | Indoor Luminaires | Linear Ambient | Linear Ambient Luminaires w/ Indirect component | Standard | FALSE | [9 empty] | 42226 | Not Dimmable | Not Dimmable | NotYetVerified |  | 3 | 8934 | 125.83 | 71 | 12.9 | 0.98 | 4028 | 83
P26T9A4K | Philips Ledalite | Philips Ledalite | 24x5LACAA06[1B38]x | Indoor Luminaires | Linear Ambient | Linear Ambient Luminaires w/ Indirect component | Standard | FALSE | [9 empty] | 42226 | Not Dimmable | Not Dimmable | NotYetVerified |  | 3 | 6700.5 | 125.83 | 53.25 | 12.9 | 0.98 | 4028 | 83
P45NA9NH | Philips Ledalite | Philips Ledalite | 24x5LACAA04[1B38]x | Indoor Luminaires | Linear Ambient | Linear Ambient Luminaires w/ Indirect component | Standard | FALSE | [9 empty] | 42226 | Not Dimmable | Not Dimmable | NotYetVerified |  | 3 | 4467 | 125.83 | 35.5 | 12.9 | 0.98 | 4028 | 83
PZTE4P1K | Philips Ledalite | Philips Ledalite | 24x5LAEAA087x | Indoor Luminaires | Linear Ambient | Linear Ambient Luminaires w/ Indirect component | Standard | FALSE | [9 empty] | 42226 | Dimmable | Continuous Below 10 | NotYetVerified |  | 3 | 6388 | 128.79 | 49.6 | 14 | 0.959 | 4028 | 83
PW49KQH2 | Philips Ledalite | Philips Ledalite | 24x5LAEAA067x | Indoor Luminaires | Linear Ambient | Linear Ambient Luminaires w/ Indirect component | Standard | FALSE | [9 empty] | 42226 | Dimmable | Continuous Below 10 | NotYetVerified |  | 3 | 4791 | 128.79 | 37.2 | 14 | 0.959 | 4028 | 83
PFP7KK3U | Philips Ledalite | Philips Ledalite | 24x5LAEAA047x | Indoor Luminaires | Linear Ambient | Linear Ambient Luminaires w/ Indirect component | Standard | FALSE | [9 empty] | 42226 | Dimmable | Continuous Below 10 | NotYetVerified |  | 3 | 3194 | 128.79 | 24.8 | 14 | 0.959 | 4028 | 83
PVHC7MTX | Philips Ledalite | Philips Ledalite | 24x5LABAA087x | Indoor Luminaires | Linear Ambient | Linear Ambient Luminaires w/ Indirect component | Standard | FALSE | [9 empty] | 42226 | Dimmable | Continuous Below 10 | NotYetVerified |  | 3 | 12090 | 121.88 | 99.2 | 13.4 | 0.963 | 4028 | 83
P2XVFNK5 | Philips Ledalite | Philips Ledalite | 24x5LABAA067x | Indoor Luminaires | Linear Ambient | Linear Ambient Luminaires w/ Indirect component | Standard | FALSE | [9 empty] | 42226 | Dimmable | Continuous Below 10 | NotYetVerified |  | 3 | 9067.5 | 121.88 | 74.4 | 13.4 | 0.963 | 4028 | 83
PSU3WFKT | Philips Ledalite | Philips Ledalite | 24x5LABAA047x | Indoor Luminaires | Linear Ambient | Linear Ambient Luminaires w/ Indirect component | Standard | FALSE | [9 empty] | 42226 | Dimmable | Continuous Below 10 | NotYetVerified |  | 3 | 6045 | 121.88 | 49.6 | 13.4 | 0.963 | 4028 | 83
P9EJAN7P | Philips Ledalite | Philips Ledalite | 24x5LACAA087x | Indoor Luminaires | Linear Ambient | Linear Ambient Luminaires w/ Indirect component | Standard | FALSE | [9 empty] | 42226 | Dimmable | Continuous Below 10 | NotYetVerified |  | 3 | 8934 | 125.83 | 71 | 12.9 | 0.98 | 4028 | 83
PSVUU29K | Philips Ledalite | Philips Ledalite | 24x5LACAA067x | Indoor Luminaires | Linear Ambient | Linear Ambient Luminaires w/ Indirect component | Standard | FALSE | [9 empty] | 42226 | Dimmable | Continuous Below 10 | NotYetVerified |  | 3 | 6700.5 | 125.83 | 53.25 | 12.9 | 0.98 | 4028 | 83
PWGHZTR2 | Philips Ledalite | Philips Ledalite | 24x5LACAA047x | Indoor Luminaires | Linear Ambient | Linear Ambient Luminaires w/ Indirect component | Standard | FALSE | [9 empty] | 42226 | Dimmable | Continuous Below 10 | NotYetVerified |  | 3 | 4467 | 125.83 | 35.5 | 12.9 | 0.98 | 4028 | 83
PKW3ZDGV | Philips Ledalite | Philips Ledalite | 24x5LAEAG08[1B38]x | Indoor Luminaires | Linear Ambient | Direct Linear Ambient Luminaires | Standard | FALSE | [9 empty] | 42226 | Not Dimmable | Not Dimmable | NotYetVerified |  | 3 | 5398 | 108.39 | 49.8 | 14 | 0.959 | 3907 | 83
PKS9PR7A | Philips Ledalite | Philips Ledalite | 24x5LAEAJ08[1B38]x | Indoor Luminaires | Linear Ambient | Direct Linear Ambient Luminaires | Standard | FALSE | [9 empty] | 42226 | Not Dimmable | Not Dimmable | NotYetVerified |  | 3 | 5398 | 108.39 | 49.8 | 14 | 0.959 | 3907 | 83
PTUHE3UH | Philips Ledalite | Philips Ledalite | 24x5LAEAG06[1B38]x | Indoor Luminaires | Linear Ambient | Direct Linear Ambient Luminaires | Standard | FALSE | [9 empty] | 42226 | Not Dimmable | Not Dimmable | NotYetVerified |  | 3 | 4048.5 | 108.39 | 37.35 | 14 | 0.959 | 3907 | 83
P9TGTZ1E | Philips Ledalite | Philips Ledalite | 24x5LAEAJ06[1B38]x | Indoor Luminaires | Linear Ambient | Direct Linear Ambient Luminaires | Standard | FALSE | [9 empty] | 42226 | Not Dimmable | Not Dimmable | NotYetVerified |  | 3 | 4048.5 | 108.39 | 37.35 | 14 | 0.959 | 3907 | 83
PASR3JZH | Philips Ledalite | Philips Ledalite | 24x5LAEAJ04[1B38]x | Indoor Luminaires | Linear Ambient | Direct Linear Ambient Luminaires | Standard | FALSE | [9 empty] | 42226 | Not Dimmable | Not Dimmable | NotYetVerified |  | 3 | 2699 | 108.39 | 24.9 | 14 | 0.959 | 3907 | 83
P4DE85DH | Philips Ledalite | Philips Ledalite | 24x5LAEAG04[1B38]x | Indoor Luminaires | Linear Ambient | Direct Linear Ambient Luminaires | Standard | FALSE | [9 empty] | 42226 | Not Dimmable | Not Dimmable | NotYetVerified |  | 3 | 2699 | 108.39 | 24.9 | 14 | 0.959 | 3907 | 83
PK4GZSWA | Philips Ledalite | Philips Ledalite | 24x5LABAJ08[1B38]x | Indoor Luminaires | Linear Ambient | Direct Linear Ambient Luminaires | Standard | FALSE | [9 empty] | 42226 | Not Dimmable | Not Dimmable | NotYetVerified |  | 3 | 10280 | 103.21 | 99.6 | 13.4 | 0.963 | 3907 | 83
PJKMBXMZ | Philips Ledalite | Philips Ledalite | 24x5LABAG08[1B38]x | Indoor Luminaires | Linear Ambient | Direct Linear Ambient Luminaires | Standard | FALSE | [9 empty] | 42226 | Not Dimmable | Not Dimmable | NotYetVerified |  | 3 | 10280 | 103.21 | 99.6 | 13.4 | 0.963 | 3907 | 83
PWYV3VRX | Philips Ledalite | Philips Ledalite | 24x5LABAG06[1B38]x | Indoor Luminaires | Linear Ambient | Direct Linear Ambient Luminaires | Standard | FALSE | [9 empty] | 42226 | Not Dimmable | Not Dimmable | NotYetVerified |  | 3 | 7710 | 103.21 | 74.7 | 13.4 | 0.963 | 3907 | 83
P84GR576 | Philips Ledalite | Philips Ledalite | 24x5LABAJ06[1B38]x | Indoor Luminaires | Linear Ambient | Direct Linear Ambient Luminaires | Standard | FALSE | [9 empty] | 42226 | Not Dimmable | Not Dimmable | NotYetVerified |  | 3 | 7710 | 103.21 | 74.7 | 13.4 | 0.963 | 3907 | 83
P7VFNZEH | Philips Ledalite | Philips Ledalite | 24x5LABAJ04[1B38]x | Indoor Luminaires | Linear Ambient | Direct Linear Ambient Luminaires | Standard | FALSE | [9 empty] | 42226 | Not Dimmable | Not Dimmable | NotYetVerified |  | 3 | 5140 | 103.21 | 49.8 | 13.4 | 0.963 | 3907 | 83
P3RSDPCA | Philips Ledalite | Philips Ledalite | 24x5LABAG04[1B38]x | Indoor Luminaires | Linear Ambient | Direct Linear Ambient Luminaires | Standard | FALSE | [9 empty] | 42226 | Not Dimmable | Not Dimmable | NotYetVerified |  | 3 | 5140 | 103.21 | 49.8 | 13.4 | 0.963 | 3907 | 83
PPS2Z21H | Philips Ledalite | Philips Ledalite | 24x5LACAJ08[1B38]x | Indoor Luminaires | Linear Ambient | Direct Linear Ambient Luminaires | Standard | FALSE | [9 empty] | 42226 | Not Dimmable | Not Dimmable | NotYetVerified |  | 3 | 7564 | 106.24 | 71.2 | 12.9 | 0.98 | 3907 | 83
PPCPVJFG | Philips Ledalite | Philips Ledalite | 24x5LACAG08[1B38]x | Indoor Luminaires | Linear Ambient | Direct Linear Ambient Luminaires | Standard | FALSE | [9 empty] | 42226 | Not Dimmable | Not Dimmable | NotYetVerified |  | 3 | 7564 | 106.24 | 71.2 | 12.9 | 0.98 | 3907 | 83
PW342YN3 | Philips Ledalite | Philips Ledalite | 24x5LACAG06[1B38]x | Indoor Luminaires | Linear Ambient | Direct Linear Ambient Luminaires | Standard | FALSE | [9 empty] | 42226 | Not Dimmable | Not Dimmable | NotYetVerified |  | 3 | 5673 | 106.24 | 53.4 | 12.9 | 0.98 | 3907 | 83
PBXK2J4H | Philips Ledalite | Philips Ledalite | 24x5LACAJ06[1B38]x | Indoor Luminaires | Linear Ambient | Direct Linear Ambient Luminaires | Standard | FALSE | [9 empty] | 42226 | Not Dimmable | Not Dimmable | NotYetVerified |  | 3 | 5673 | 106.24 | 53.4 | 12.9 | 0.98 | 3907 | 83
PYEJP4MY | Philips Ledalite | Philips Ledalite | 24x5LACAG04[1B38]x | Indoor Luminaires | Linear Ambient | Direct Linear Ambient Luminaires | Standard | FALSE | [9 empty] | 42226 | Not Dimmable | Not Dimmable | NotYetVerified |  | 3 | 3782 | 106.24 | 35.6 | 12.9 | 0.98 | 3907 | 83
PDENS3UK | Philips Ledalite | Philips Ledalite | 24x5LACAJ04[1B38]x | Indoor Luminaires | Linear Ambient | Direct Linear Ambient Luminaires | Standard | FALSE | [9 empty] | 42226 | Not Dimmable | Not Dimmable | NotYetVerified |  | 3 | 3782 | 106.24 | 35.6 | 12.9 | 0.98 | 3907 | 83
PYDCU44N | Philips Ledalite | Philips Ledalite | 24x5LAEAJ087x | Indoor Luminaires | Linear Ambient | Direct Linear Ambient Luminaires | Standard | FALSE | [9 empty] | 42226 | Dimmable | Continuous Below 10 | NotYetVerified |  | 3 | 5398 | 108.39 | 49.8 | 14 | 0.959 | 3907 | 83
PH19TV22 | Philips Ledalite | Philips Ledalite | 24x5LAEAG087x | Indoor Luminaires | Linear Ambient | Direct Linear Ambient Luminaires | Standard | FALSE | [9 empty] | 42226 | Dimmable | Continuous Below 10 | NotYetVerified |  | 3 | 5398 | 108.39 | 49.8 | 14 | 0.959 | 3907 | 83
P6XF813B | Philips Ledalite | Philips Ledalite | 24x5LAEAJ067x | Indoor Luminaires | Linear Ambient | Direct Linear Ambient Luminaires | Standard | FALSE | [9 empty] | 42226 | Dimmable | Continuous Below 10 | NotYetVerified |  | 3 | 4048.5 | 108.39 | 37.35 | 14 | 0.959 | 3907 | 83
P28KGP8X | Philips Ledalite | Philips Ledalite | 24x5LAEAG067x | Indoor Luminaires | Linear Ambient | Direct Linear Ambient Luminaires | Standard | FALSE | [9 empty] | 42226 | Dimmable | Continuous Below 10 | NotYetVerified |  | 3 | 4048.5 | 108.39 | 37.35 | 14 | 0.959 | 3907 | 83
P87EA614 | Philips Ledalite | Philips Ledalite | 24x5LAEAJ047x | Indoor Luminaires | Linear Ambient | Direct Linear Ambient Luminaires | Standard | FALSE | [9 empty] | 42226 | Dimmable | Continuous Below 10 | NotYetVerified |  | 3 | 2699 | 108.39 | 24.9 | 14 | 0.959 | 3907 | 83
P642XXJM | Philips Ledalite | Philips Ledalite | 24x5LAEAG047x | Indoor Luminaires | Linear Ambient | Direct Linear Ambient Luminaires | Standard | FALSE | [9 empty] | 42226 | Dimmable | Continuous Below 10 | NotYetVerified |  | 3 | 2699 | 108.39 | 24.9 | 14 | 0.959 | 3907 | 83
PTANUBJB | Philips Ledalite | Philips Ledalite | 24x5LABAJ087x | Indoor Luminaires | Linear Ambient | Direct Linear Ambient Luminaires | Standard | FALSE | [9 empty] | 42226 | Dimmable | Continuous Below 10 | NotYetVerified |  | 3 | 10280 | 103.21 | 99.6 | 13.4 | 0.963 | 3907 | 83
PMNEQZ6D | Philips Ledalite | Philips Ledalite | 24x5LABAG087x | Indoor Luminaires | Linear Ambient | Direct Linear Ambient Luminaires | Standard | FALSE | [9 empty] | 42226 | Dimmable | Continuous Below 10 | NotYetVerified |  | 3 | 10280 | 103.21 | 99.6 | 13.4 | 0.963 | 3907 | 83
PSPCQXVH | Philips Ledalite | Philips Ledalite | 24x5LABAJ067x | Indoor Luminaires | Linear Ambient | Direct Linear Ambient Luminaires | Standard | FALSE | [9 empty] | 42226 | Dimmable | Continuous Below 10 | NotYetVerified |  | 3 | 7710 | 103.21 | 74.7 | 13.4 | 0.963 | 3907 | 83
P2ATYPGG | Philips Ledalite | Philips Ledalite | 24x5LABAG067x | Indoor Luminaires | Linear Ambient | Direct Linear Ambient Luminaires | Standard | FALSE | [9 empty] | 42226 | Dimmable | Continuous Below 10 | NotYetVerified |  | 3 | 7710 | 103.21 | 74.7 | 13.4 | 0.963 | 3907 | 83
PQ16J8GT | Philips Ledalite | Philips Ledalite | 24x5LABAG047x | Indoor Luminaires | Linear Ambient | Direct Linear Ambient Luminaires | Standard | FALSE | [9 empty] | 42226 | Dimmable | Continuous Below 10 | NotYetVerified |  | 3 | 5140 | 103.21 | 49.8 | 13.4 | 0.963 | 3907 | 83
P51XNTNT | Philips Ledalite | Philips Ledalite | 24x5LABAJ047x | Indoor Luminaires | Linear Ambient | Direct Linear Ambient Luminaires | Standard | FALSE | [9 empty] | 42226 | Dimmable | Continuous Below 10 | NotYetVerified |  | 3 | 5140 | 103.21 | 49.8 | 13.4 | 0.963 | 3907 | 83
PGKRGEYS | Philips Ledalite | Philips Ledalite | 24x5LACAJ087x | Indoor Luminaires | Linear Ambient | Direct Linear Ambient Luminaires | Standard | FALSE | [9 empty] | 42226 | Dimmable | Continuous Below 10 | NotYetVerified |  | 3 | 7564 | 106.24 | 71.2 | 12.9 | 0.98 | 3907 | 83
P8QZ6JXP | Philips Ledalite | Philips Ledalite | 24x5LACAG087x | Indoor Luminaires | Linear Ambient | Direct Linear Ambient Luminaires | Standard | FALSE | [9 empty] | 42226 | Dimmable | Continuous Below 10 | NotYetVerified |  | 3 | 7564 | 106.24 | 71.2 | 12.9 | 0.98 | 3907 | 83
PFYS9BHK | Philips Ledalite | Philips Ledalite | 24x5LACAG067x | Indoor Luminaires | Linear Ambient | Direct Linear Ambient Luminaires | Standard | FALSE | [9 empty] | 42226 | Dimmable | Continuous Below 10 | NotYetVerified |  | 3 | 5673 | 106.24 | 53.4 | 12.9 | 0.98 | 3907 | 83
P1TM9CD7 | Philips Ledalite | Philips Ledalite | 24x5LACAJ067x | Indoor Luminaires | Linear Ambient | Direct Linear Ambient Luminaires | Standard | FALSE | [9 empty] | 42226 | Dimmable | Continuous Below 10 | NotYetVerified |  | 3 | 5673 | 106.24 | 53.4 | 12.9 | 0.98 | 3907 | 83
PUJYYHSZ | Philips Ledalite | Philips Ledalite | 24x5LACAJ047x | Indoor Luminaires | Linear Ambient | Direct Linear Ambient Luminaires | Standard | FALSE | [9 empty] | 42226 | Dimmable | Continuous Below 10 | NotYetVerified |  | 3 | 3782 | 106.24 | 35.6 | 12.9 | 0.98 | 3907 | 83
PPFCUDC5 | Philips Ledalite | Philips Ledalite | 24x5LACAG047x | Indoor Luminaires | Linear Ambient | Direct Linear Ambient Luminaires | Standard | FALSE | [9 empty] | 42226 | Dimmable | Continuous Below 10 | NotYetVerified |  | 3 | 3782 | 106.24 | 35.6 | 12.9 | 0.98 | 3907 | 83
P12AQFV9 | Philips Ledalite | Philips Ledalite | 24x5LBEAA08[1B38]x | Indoor Luminaires | Linear Ambient | Linear Ambient Luminaires w/ Indirect component | Standard | FALSE | [9 empty] | 42226 | Not Dimmable | Not Dimmable | NotYetVerified |  | 3 | 6372 | 127.95 | 49.8 | 14 | 0.959 | 3427 | 82
PRNJTCAR | Philips Ledalite | Philips Ledalite | 24x5LBEAA06[1B38]x | Indoor Luminaires | Linear Ambient | Linear Ambient Luminaires w/ Indirect component | Standard | FALSE | [9 empty] | 42226 | Not Dimmable | Not Dimmable | NotYetVerified |  | 3 | 4779 | 127.95 | 37.35 | 14 | 0.959 | 3427 | 82
PHTQFUHF | Philips Ledalite | Philips Ledalite | 24x5LBEAA04[1B38]x | Indoor Luminaires | Linear Ambient | Linear Ambient Luminaires w/ Indirect component | Standard | FALSE | [9 empty] | 42226 | Not Dimmable | Not Dimmable | NotYetVerified |  | 3 | 3186 | 127.95 | 24.9 | 14 | 0.959 | 3427 | 82
PNX6TPDJ | Philips Ledalite | Philips Ledalite | 24x5LBBAA08[1B38]x | Indoor Luminaires | Linear Ambient | Linear Ambient Luminaires w/ Indirect component | Standard | FALSE | [9 empty] | 42226 | Not Dimmable | Not Dimmable | NotYetVerified |  | 3 | 12058 | 121.06 | 99.6 | 13.4 | 0.963 | 3427 | 82
PD7X5AZ6 | Philips Ledalite | Philips Ledalite | 24x5LBBAA06[1B38]x | Indoor Luminaires | Linear Ambient | Linear Ambient Luminaires w/ Indirect component | Standard | FALSE | [9 empty] | 42226 | Not Dimmable | Not Dimmable | NotYetVerified |  | 3 | 9043.5 | 121.06 | 74.7 | 13.4 | 0.963 | 3427 | 82
PD2XKKPR | Philips Ledalite | Philips Ledalite | 24x5LBBAA04[1B38]x | Indoor Luminaires | Linear Ambient | Linear Ambient Luminaires w/ Indirect component | Standard | FALSE | [9 empty] | 42226 | Not Dimmable | Not Dimmable | NotYetVerified |  | 3 | 6029 | 121.06 | 49.8 | 13.4 | 0.963 | 3427 | 82
PG27JPFC | Philips Ledalite | Philips Ledalite | 24x5LBCAA08[1B38]x | Indoor Luminaires | Linear Ambient | Linear Ambient Luminaires w/ Indirect component | Standard | FALSE | [9 empty] | 42226 | Not Dimmable | Not Dimmable | NotYetVerified |  | 3 | 8916 | 125.22 | 71.2 | 12.9 | 0.98 | 3427 | 82
P3MP3CPN | Philips Ledalite | Philips Ledalite | 24x5LBCAA06[1B38]x | Indoor Luminaires | Linear Ambient | Linear Ambient Luminaires w/ Indirect component | Standard | FALSE | [9 empty] | 42226 | Not Dimmable | Not Dimmable | NotYetVerified |  | 3 | 6687 | 125.22 | 53.4 | 12.9 | 0.98 | 3427 | 82
PZ9AZDAF | Philips Ledalite | Philips Ledalite | 24x5LBCAA04[1B38]x | Indoor Luminaires | Linear Ambient | Linear Ambient Luminaires w/ Indirect component | Standard | FALSE | [9 empty] | 42226 | Not Dimmable | Not Dimmable | NotYetVerified |  | 3 | 4458 | 125.22 | 35.6 | 12.9 | 0.98 | 3427 | 82
P1MAWG9W | Philips Ledalite | Philips Ledalite | 24x5LBEAA087x | Indoor Luminaires | Linear Ambient | Linear Ambient Luminaires w/ Indirect component | Standard | FALSE | [9 empty] | 42226 | Dimmable | Continuous Below 10 | NotYetVerified |  | 3 | 6372 | 127.95 | 49.8 | 14 | 0.959 | 3427 | 82
P37BAX8K | Philips Ledalite | Philips Ledalite | 24x5LBEAA067x | Indoor Luminaires | Linear Ambient | Linear Ambient Luminaires w/ Indirect component | Standard | FALSE | [9 empty] | 42226 | Dimmable | Continuous Below 10 | NotYetVerified |  | 3 | 4779 | 127.95 | 37.35 | 14 | 0.959 | 3427 | 82
PTYW1Q25 | Philips Ledalite | Philips Ledalite | 24x5LBEAA047x | Indoor Luminaires | Linear Ambient | Linear Ambient Luminaires w/ Indirect component | Standard | FALSE | [9 empty] | 42226 | Dimmable | Continuous Below 10 | NotYetVerified |  | 3 | 3186 | 127.95 | 24.9 | 14 | 0.959 | 3427 | 82
PHX1PJX1 | Philips Ledalite | Philips Ledalite | 24x5LBBAA087x | Indoor Luminaires | Linear Ambient | Linear Ambient Luminaires w/ Indirect component | Standard | FALSE | [9 empty] | 42226 | Dimmable | Continuous Below 10 | NotYetVerified |  | 3 | 12058 | 121.06 | 99.6 | 13.4 | 0.963 | 3427 | 82
PS7WFJ48 | Philips Ledalite | Philips Ledalite | 24x5LBBAA067x | Indoor Luminaires | Linear Ambient | Linear Ambient Luminaires w/ Indirect component | Standard | FALSE | [9 empty] | 42226 | Dimmable | Continuous Below 10 | NotYetVerified |  | 3 | 9043.5 | 121.06 | 74.7 | 13.4 | 0.963 | 3427 | 82
PFS8EHQT | Philips Ledalite | Philips Ledalite | 24x5LBBAA047x | Indoor Luminaires | Linear Ambient | Linear Ambient Luminaires w/ Indirect component | Standard | FALSE | [9 empty] | 42226 | Dimmable | Continuous Below 10 | NotYetVerified |  | 3 | 6029 | 121.06 | 49.8 | 13.4 | 0.963 | 3427 | 82
PG92PAPR | Philips Ledalite | Philips Ledalite | 24x5LBCAA087x | Indoor Luminaires | Linear Ambient | Linear Ambient Luminaires w/ Indirect component | Standard | FALSE | [9 empty] | 42226 | Dimmable | Continuous Below 10 | NotYetVerified |  | 3 | 8916 | 125.22 | 71.2 | 12.9 | 0.98 | 3427 | 82
PDZ8TW9D | Philips Ledalite | Philips Ledalite | 24x5LBCAA067x | Indoor Luminaires | Linear Ambient | Linear Ambient Luminaires w/ Indirect component | Standard | FALSE | [9 empty] | 42226 | Dimmable | Continuous Below 10 | NotYetVerified |  | 3 | 6687 | 125.22 | 53.4 | 12.9 | 0.98 | 3427 | 82
P1SRCQ2G | Philips Ledalite | Philips Ledalite | 24x5LBCAA047x | Indoor Luminaires | Linear Ambient | Linear Ambient Luminaires w/ Indirect component | Standard | FALSE | [9 empty] | 42226 | Dimmable | Continuous Below 10 | NotYetVerified |  | 3 | 4458 | 125.22 | 35.6 | 12.9 | 0.98 | 3427 | 82
PVRGFQJ7 | Philips Ledalite | Philips Ledalite | 24x5LBEAJ08[1B38]x | Indoor Luminaires | Linear Ambient | Direct Linear Ambient Luminaires | Standard | FALSE | [9 empty] | 42226 | Not Dimmable | Not Dimmable | NotYetVerified |  | 3 | 5356 | 107.55 | 49.8 | 14 | 0.959 | 3344 | 82
P65YYHR5 | Philips Ledalite | Philips Ledalite | 24x5LBEAG08[1B38]x | Indoor Luminaires | Linear Ambient | Direct Linear Ambient Luminaires | Standard | FALSE | [9 empty] | 42226 | Not Dimmable | Not Dimmable | NotYetVerified |  | 3 | 5356 | 107.55 | 49.8 | 14 | 0.959 | 3344 | 82
PU4NMC5A | Philips Ledalite | Philips Ledalite | 24x5LBEAG06[1B38]x | Indoor Luminaires | Linear Ambient | Direct Linear Ambient Luminaires | Standard | FALSE | [9 empty] | 42226 | Not Dimmable | Not Dimmable | NotYetVerified |  | 3 | 4017 | 107.55 | 37.35 | 14 | 0.959 | 3344 | 82
PSA8D756 | Philips Ledalite | Philips Ledalite | 24x5LBEAJ06[1B38]x | Indoor Luminaires | Linear Ambient | Direct Linear Ambient Luminaires | Standard | FALSE | [9 empty] | 42226 | Not Dimmable | Not Dimmable | NotYetVerified |  | 3 | 4017 | 107.55 | 37.35 | 14 | 0.959 | 3344 | 82
P8P61B9E | Philips Ledalite | Philips Ledalite | 24x5LBEAG04[1B38]x | Indoor Luminaires | Linear Ambient | Direct Linear Ambient Luminaires | Standard | FALSE | [9 empty] | 42226 | Not Dimmable | Not Dimmable | NotYetVerified |  | 3 | 2678 | 107.55 | 24.9 | 14 | 0.959 | 3344 | 82
P1F1PCM4 | Philips Ledalite | Philips Ledalite | 24x5LBEAJ04[1B38]x | Indoor Luminaires | Linear Ambient | Direct Linear Ambient Luminaires | Standard | FALSE | [9 empty] | 42226 | Not Dimmable | Not Dimmable | NotYetVerified |  | 3 | 2678 | 107.55 | 24.9 | 14 | 0.959 | 3344 | 82
P9ET9FR5 | Philips Ledalite | Philips Ledalite | 24x5LBBAJ08[1B38]x | Indoor Luminaires | Linear Ambient | Direct Linear Ambient Luminaires | Standard | FALSE | [9 empty] | 42226 | Not Dimmable | Not Dimmable | NotYetVerified |  | 3 | 10208 | 102.49 | 99.6 | 13.4 | 0.963 | 3344 | 82
P5ERSURP | Philips Ledalite | Philips Ledalite | 24x5LBBAG08[1B38]x | Indoor Luminaires | Linear Ambient | Direct Linear Ambient Luminaires | Standard | FALSE | [9 empty] | 42226 | Not Dimmable | Not Dimmable | NotYetVerified |  | 3 | 10208 | 102.49 | 99.6 | 13.4 | 0.963 | 3344 | 82
PBH4TMWV | Philips Ledalite | Philips Ledalite | 24x5LBBAJ06[1B38]x | Indoor Luminaires | Linear Ambient | Direct Linear Ambient Luminaires | Standard | FALSE | [9 empty] | 42226 | Not Dimmable | Not Dimmable | NotYetVerified |  | 3 | 7656 | 102.49 | 74.7 | 13.4 | 0.963 | 3344 | 82
P51CK1JS | Philips Ledalite | Philips Ledalite | 24x5LBBAG06[1B38]x | Indoor Luminaires | Linear Ambient | Direct Linear Ambient Luminaires | Standard | FALSE | [9 empty] | 42226 | Not Dimmable | Not Dimmable | NotYetVerified |  | 3 | 7656 | 102.49 | 74.7 | 13.4 | 0.963 | 3344 | 82
PVG3Z4AP | Philips Ledalite | Philips Ledalite | 24x5LBBAG04[1B38]x | Indoor Luminaires | Linear Ambient | Direct Linear Ambient Luminaires | Standard | FALSE | [9 empty] | 42226 | Not Dimmable | Not Dimmable | NotYetVerified |  | 3 | 5104 | 102.49 | 49.8 | 13.4 | 0.963 | 3344 | 82
P8V1ZDDZ | Philips Ledalite | Philips Ledalite | 24x5LBBAJ04[1B38]x | Indoor Luminaires | Linear Ambient | Direct Linear Ambient Luminaires | Standard | FALSE | [9 empty] | 42226 | Not Dimmable | Not Dimmable | NotYetVerified |  | 3 | 5104 | 102.49 | 49.8 | 13.4 | 0.963 | 3344 | 82
PY3CND1T | Philips Ledalite | Philips Ledalite | 24x5LBCAG08[1B38]x | Indoor Luminaires | Linear Ambient | Direct Linear Ambient Luminaires | Standard | FALSE | [9 empty] | 42226 | Not Dimmable | Not Dimmable | NotYetVerified |  | 3 | 7506 | 105.42 | 71.2 | 12.9 | 0.98 | 3344 | 82
PQXTXWPV | Philips Ledalite | Philips Ledalite | 24x5LBCAJ08[1B38]x | Indoor Luminaires | Linear Ambient | Direct Linear Ambient Luminaires | Standard | FALSE | [9 empty] | 42226 | Not Dimmable | Not Dimmable | NotYetVerified |  | 3 | 7506 | 105.42 | 71.2 | 12.9 | 0.98 | 3344 | 82
PQ9B3C6J | Philips Ledalite | Philips Ledalite | 24x5LBCAG06[1B38]x | Indoor Luminaires | Linear Ambient | Direct Linear Ambient Luminaires | Standard | FALSE | [9 empty] | 42226 | Not Dimmable | Not Dimmable | NotYetVerified |  | 3 | 5629.5 | 105.42 | 53.4 | 12.9 | 0.98 | 3344 | 82
P41RR689 | Philips Ledalite | Philips Ledalite | 24x5LBCAJ06[1B38]x | Indoor Luminaires | Linear Ambient | Direct Linear Ambient Luminaires | Standard | FALSE | [9 empty] | 42226 | Not Dimmable | Not Dimmable | NotYetVerified |  | 3 | 5629.5 | 105.42 | 53.4 | 12.9 | 0.98 | 3344 | 82
PG19B2VM | Philips Ledalite | Philips Ledalite | 24x5LBCAJ04[1B38]x | Indoor Luminaires | Linear Ambient | Direct Linear Ambient Luminaires | Standard | FALSE | [9 empty] | 42226 | Not Dimmable | Not Dimmable | NotYetVerified |  | 3 | 3753 | 105.42 | 35.6 | 12.9 | 0.98 | 3344 | 82
P12B3VCG | Philips Ledalite | Philips Ledalite | 24x5LBCAG04[1B38]x | Indoor Luminaires | Linear Ambient | Direct Linear Ambient Luminaires | Standard | FALSE | [9 empty] | 42226 | Not Dimmable | Not Dimmable | NotYetVerified |  | 3 | 3753 | 105.42 | 35.6 | 12.9 | 0.98 | 3344 | 82
PXXNCU1M | Philips Ledalite | Philips Ledalite | 24x5LBEAJ087x | Indoor Luminaires | Linear Ambient | Direct Linear Ambient Luminaires | Standard | FALSE | [9 empty] | 42226 | Dimmable | Continuous Below 10 | NotYetVerified |  | 3 | 5356 | 107.55 | 49.8 | 14 | 0.959 | 3344 | 82
PKWHE7NP | Philips Ledalite | Philips Ledalite | 24x5LBEAG087x | Indoor Luminaires | Linear Ambient | Direct Linear Ambient Luminaires | Standard | FALSE | [9 empty] | 42226 | Dimmable | Continuous Below 10 | NotYetVerified |  | 3 | 5356 | 107.55 | 49.8 | 14 | 0.959 | 3344 | 82
PGQBKJUV | Philips Ledalite | Philips Ledalite | 24x5LBEAG067x | Indoor Luminaires | Linear Ambient | Direct Linear Ambient Luminaires | Standard | FALSE | [9 empty] | 42226 | Dimmable | Continuous Below 10 | NotYetVerified |  | 3 | 4017 | 107.55 | 37.35 | 14 | 0.959 | 3344 | 82
P3R98U62 | Philips Ledalite | Philips Ledalite | 24x5LBEAJ067x | Indoor Luminaires | Linear Ambient | Direct Linear Ambient Luminaires | Standard | FALSE | [9 empty] | 42226 | Dimmable | Continuous Below 10 | NotYetVerified |  | 3 | 4017 | 107.55 | 37.35 | 14 | 0.959 | 3344 | 82
PDJWU6CB | Philips Ledalite | Philips Ledalite | 24x5LBEAG047x | Indoor Luminaires | Linear Ambient | Direct Linear Ambient Luminaires | Standard | FALSE | [9 empty] | 42226 | Dimmable | Continuous Below 10 | NotYetVerified |  | 3 | 2678 | 107.55 | 24.9 | 14 | 0.959 | 3344 | 82
P8GM15KM | Philips Ledalite | Philips Ledalite | 24x5LBEAJ047x | Indoor Luminaires | Linear Ambient | Direct Linear Ambient Luminaires | Standard | FALSE | [9 empty] | 42226 | Dimmable | Continuous Below 10 | NotYetVerified |  | 3 | 2678 | 107.55 | 24.9 | 14 | 0.959 | 3344 | 82
PFX7Y16D | Philips Ledalite | Philips Ledalite | 24x5LBBAG087x | Indoor Luminaires | Linear Ambient | Direct Linear Ambient Luminaires | Standard | FALSE | [9 empty] | 42226 | Dimmable | Continuous Below 10 | NotYetVerified |  | 3 | 10208 | 102.49 | 99.6 | 13.4 | 0.963 | 3344 | 82
PF2CD6QC | Philips Ledalite | Philips Ledalite | 24x5LBBAJ087x | Indoor Luminaires | Linear Ambient | Direct Linear Ambient Luminaires | Standard | FALSE | [9 empty] | 42226 | Dimmable | Continuous Below 10 | NotYetVerified |  | 3 | 10208 | 102.49 | 99.6 | 13.4 | 0.963 | 3344 | 82
PVEK79EC | Philips Ledalite | Philips Ledalite | 24x5LBBAJ067x | Indoor Luminaires | Linear Ambient | Direct Linear Ambient Luminaires | Standard | FALSE | [9 empty] | 42226 | Dimmable | Continuous Below 10 | NotYetVerified |  | 3 | 7656 | 102.49 | 74.7 | 13.4 | 0.963 | 3344 | 82
PDBQA6SC | Philips Ledalite | Philips Ledalite | 24x5LBBAG067x | Indoor Luminaires | Linear Ambient | Direct Linear Ambient Luminaires | Standard | FALSE | [9 empty] | 42226 | Dimmable | Continuous Below 10 | NotYetVerified |  | 3 | 7656 | 102.49 | 74.7 | 13.4 | 0.963 | 3344 | 82
PRSC8QM5 | Philips Ledalite | Philips Ledalite | 24x5LBBAG047x | Indoor Luminaires | Linear Ambient | Direct Linear Ambient Luminaires | Standard | FALSE | [9 empty] | 42226 | Dimmable | Continuous Below 10 | NotYetVerified |  | 3 | 5104 | 102.49 | 49.8 | 13.4 | 0.963 | 3344 | 82
P6H3HCQC | Philips Ledalite | Philips Ledalite | 24x5LBBAJ047x | Indoor Luminaires | Linear Ambient | Direct Linear Ambient Luminaires | Standard | FALSE | [9 empty] | 42226 | Dimmable | Continuous Below 10 | NotYetVerified |  | 3 | 5104 | 102.49 | 49.8 | 13.4 | 0.963 | 3344 | 82
PUJUKJJ3 | Philips Ledalite | Philips Ledalite | 24x5LBCAJ087x | Indoor Luminaires | Linear Ambient | Direct Linear Ambient Luminaires | Standard | FALSE | [9 empty] | 42226 | Dimmable | Continuous Below 10 | NotYetVerified |  | 3 | 7506 | 105.42 | 71.2 | 12.9 | 0.98 | 3344 | 82
PCZNSPF8 | Philips Ledalite | Philips Ledalite | 24x5LBCAG087x | Indoor Luminaires | Linear Ambient | Direct Linear Ambient Luminaires | Standard | FALSE | [9 empty] | 42226 | Dimmable | Continuous Below 10 | NotYetVerified |  | 3 | 7506 | 105.42 | 71.2 | 12.9 | 0.98 | 3344 | 82
PQ3DZ442 | Philips Ledalite | Philips Ledalite | 24x5LBCAG067x | Indoor Luminaires | Linear Ambient | Direct Linear Ambient Luminaires | Standard | FALSE | [9 empty] | 42226 | Dimmable | Continuous Below 10 | NotYetVerified |  | 3 | 5629.5 | 105.42 | 53.4 | 12.9 | 0.98 | 3344 | 82
PB4S1JYS | Philips Ledalite | Philips Ledalite | 24x5LBCAJ067x | Indoor Luminaires | Linear Ambient | Direct Linear Ambient Luminaires | Standard | FALSE | [9 empty] | 42226 | Dimmable | Continuous Below 10 | NotYetVerified |  | 3 | 5629.5 | 105.42 | 53.4 | 12.9 | 0.98 | 3344 | 82
P9J9BWVE | Philips Ledalite | Philips Ledalite | 24x5LBCAJ047x | Indoor Luminaires | Linear Ambient | Direct Linear Ambient Luminaires | Standard | FALSE | [9 empty] | 42226 | Dimmable | Continuous Below 10 | NotYetVerified |  | 3 | 3753 | 105.42 | 35.6 | 12.9 | 0.98 | 3344 | 82
P55QNX1P | Philips Ledalite | Philips Ledalite | 24x5LBCAG047x | Indoor Luminaires | Linear Ambient | Direct Linear Ambient Luminaires | Standard | FALSE | [9 empty] | 42226 | Dimmable | Continuous Below 10 | NotYetVerified |  | 3 | 3753 | 105.42 | 35.6 | 12.9 | 0.98 | 3344 | 82
PXDF9GCR | Philips Ledalite | Philips Ledalite | 24x5LCBAA08[1B38]x | Indoor Luminaires | Linear Ambient | Linear Ambient Luminaires w/ Indirect component | Standard | FALSE | [9 empty] | 42226 | Not Dimmable | Not Dimmable | NotYetVerified |  | 3 | 11904 | 119.52 | 99.6 | 13.4 | 0.963 | 3102 | 81
P2VJM2TM | Philips Ledalite | Philips Ledalite | 24x5LCBAA06[1B38]x | Indoor Luminaires | Linear Ambient | Linear Ambient Luminaires w/ Indirect component | Standard | FALSE | [9 empty] | 42226 | Not Dimmable | Not Dimmable | NotYetVerified |  | 3 | 8928 | 119.52 | 74.7 | 13.4 | 0.963 | 3102 | 81
P3MQHYGG | Philips Ledalite | Philips Ledalite | 24x5LCBAA04[1B38]x | Indoor Luminaires | Linear Ambient | Linear Ambient Luminaires w/ Indirect component | Standard | FALSE | [9 empty] | 42226 | Not Dimmable | Not Dimmable | NotYetVerified |  | 3 | 5952 | 119.52 | 49.8 | 13.4 | 0.963 | 3102 | 81
PSPM3QAM | Philips Ledalite | Philips Ledalite | 24x5LCBAA087x | Indoor Luminaires | Linear Ambient | Linear Ambient Luminaires w/ Indirect component | Standard | FALSE | [9 empty] | 42226 | Dimmable | Continuous Below 10 | NotYetVerified |  | 3 | 11904 | 119.52 | 99.6 | 13.4 | 0.963 | 3102 | 81
P575X8ZR | Philips Ledalite | Philips Ledalite | 24x5LCBAA067x | Indoor Luminaires | Linear Ambient | Linear Ambient Luminaires w/ Indirect component | Standard | FALSE | [9 empty] | 42226 | Dimmable | Continuous Below 10 | NotYetVerified |  | 3 | 8928 | 119.52 | 74.7 | 13.4 | 0.963 | 3102 | 81
PUEWDQ9P | Philips Ledalite | Philips Ledalite | 24x5LCCAA08[1B38]x | Indoor Luminaires | Linear Ambient | Linear Ambient Luminaires w/ Indirect component | Standard | FALSE | [9 empty] | 42226 | Not Dimmable | Not Dimmable | NotYetVerified |  | 3 | 8796 | 123.54 | 71.2 | 12.9 | 0.98 | 3094 | 81
PEMXVPJZ | Philips Ledalite | Philips Ledalite | 24x5LCCAA06[1B38]x | Indoor Luminaires | Linear Ambient | Linear Ambient Luminaires w/ Indirect component | Standard | FALSE | [9 empty] | 42226 | Not Dimmable | Not Dimmable | NotYetVerified |  | 3 | 6597 | 123.54 | 53.4 | 12.9 | 0.98 | 3094 | 81
P74SWS8P | Philips Ledalite | Philips Ledalite | 24x5LCCAA04[1B38]x | Indoor Luminaires | Linear Ambient | Linear Ambient Luminaires w/ Indirect component | Standard | FALSE | [9 empty] | 42226 | Not Dimmable | Not Dimmable | NotYetVerified |  | 3 | 4398 | 123.54 | 35.6 | 12.9 | 0.98 | 3094 | 81
PFBZ66XH | Philips Ledalite | Philips Ledalite | 24x5LCCAA087x | Indoor Luminaires | Linear Ambient | Linear Ambient Luminaires w/ Indirect component | Standard | FALSE | [9 empty] | 42226 | Dimmable | Continuous Below 10 | NotYetVerified |  | 3 | 8796 | 123.54 | 71.2 | 12.9 | 0.98 | 3094 | 81
PM489CY1 | Philips Ledalite | Philips Ledalite | 24x5LCCAA067x | Indoor Luminaires | Linear Ambient | Linear Ambient Luminaires w/ Indirect component | Standard | FALSE | [9 empty] | 42226 | Dimmable | Continuous Below 10 | NotYetVerified |  | 3 | 6597 | 123.54 | 53.4 | 12.9 | 0.98 | 3094 | 81
PVJ7XU5S | Philips Ledalite | Philips Ledalite | 24x5LCCAA047x | Indoor Luminaires | Linear Ambient | Linear Ambient Luminaires w/ Indirect component | Standard | FALSE | [9 empty] | 42226 | Dimmable | Continuous Below 10 | NotYetVerified |  | 3 | 4398 | 123.54 | 35.6 | 12.9 | 0.98 | 3094 | 81
PHHP5RHE | Philips Ledalite | Philips Ledalite | 24x5LCEAA08[1B38]x | Indoor Luminaires | Linear Ambient | Linear Ambient Luminaires w/ Indirect component | Standard | FALSE | [9 empty] | 42226 | Not Dimmable | Not Dimmable | NotYetVerified |  | 3 | 6288 | 126.27 | 49.8 | 14 | 0.959 | 3092 | 81
P2EY4AHK | Philips Ledalite | Philips Ledalite | 24x5LCEAA06[1B38]x | Indoor Luminaires | Linear Ambient | Linear Ambient Luminaires w/ Indirect component | Standard | FALSE | [9 empty] | 42226 | Not Dimmable | Not Dimmable | NotYetVerified |  | 3 | 4716 | 126.27 | 37.35 | 14 | 0.959 | 3092 | 81
PXZ3Y8MQ | Philips Ledalite | Philips Ledalite | 24x5LCEAA04[1B38]x | Indoor Luminaires | Linear Ambient | Linear Ambient Luminaires w/ Indirect component | Standard | FALSE | [9 empty] | 42226 | Not Dimmable | Not Dimmable | NotYetVerified |  | 3 | 3144 | 126.27 | 24.9 | 14 | 0.959 | 3092 | 81
PD479WHB | Philips Ledalite | Philips Ledalite | 24x5LCEAA087x | Indoor Luminaires | Linear Ambient | Linear Ambient Luminaires w/ Indirect component | Standard | FALSE | [9 empty] | 42226 | Dimmable | Continuous Below 10 | NotYetVerified |  | 3 | 6288 | 126.27 | 49.8 | 14 | 0.959 | 3092 | 81
PBBWWKVN | Philips Ledalite | Philips Ledalite | 24x5LCEAA067x | Indoor Luminaires | Linear Ambient | Linear Ambient Luminaires w/ Indirect component | Standard | FALSE | [9 empty] | 42226 | Dimmable | Continuous Below 10 | NotYetVerified |  | 3 | 4716 | 126.27 | 37.35 | 14 | 0.959 | 3092 | 81
P5EANK6J | Philips Ledalite | Philips Ledalite | 24x5LCBAJ08[1B38]x | Indoor Luminaires | Linear Ambient | Direct Linear Ambient Luminaires | Standard | FALSE | [9 empty] | 42226 | Not Dimmable | Not Dimmable | NotYetVerified |  | 3 | 9998 | 100.38 | 99.6 | 13.4 | 0.963 | 3032 | 81
P1F3YKYH | Philips Ledalite | Philips Ledalite | 24x5LCBAG08[1B38]x | Indoor Luminaires | Linear Ambient | Direct Linear Ambient Luminaires | Standard | FALSE | [9 empty] | 42226 | Not Dimmable | Not Dimmable | NotYetVerified |  | 3 | 9998 | 100.38 | 99.6 | 13.4 | 0.963 | 3032 | 81
PNK6S3U1 | Philips Ledalite | Philips Ledalite | 24x5LCBAG06[1B38]x | Indoor Luminaires | Linear Ambient | Direct Linear Ambient Luminaires | Standard | FALSE | [9 empty] | 42226 | Not Dimmable | Not Dimmable | NotYetVerified |  | 3 | 7498.5 | 100.38 | 74.7 | 13.4 | 0.963 | 3032 | 81
PMTYM26A | Philips Ledalite | Philips Ledalite | 24x5LCBAJ06[1B38]x | Indoor Luminaires | Linear Ambient | Direct Linear Ambient Luminaires | Standard | FALSE | [9 empty] | 42226 | Not Dimmable | Not Dimmable | NotYetVerified |  | 3 | 7498.5 | 100.38 | 74.7 | 13.4 | 0.963 | 3032 | 81
PZUBCCP7 | Philips Ledalite | Philips Ledalite | 24x5LCBAG04[1B38]x | Indoor Luminaires | Linear Ambient | Direct Linear Ambient Luminaires | Standard | FALSE | [9 empty] | 42226 | Not Dimmable | Not Dimmable | NotYetVerified |  | 3 | 4999 | 100.38 | 49.8 | 13.4 | 0.963 | 3032 | 81
PSW5E9W3 | Philips Ledalite | Philips Ledalite | 24x5LCBAG087x | Indoor Luminaires | Linear Ambient | Direct Linear Ambient Luminaires | Standard | FALSE | [9 empty] | 42226 | Dimmable | Continuous Below 10 | NotYetVerified |  | 3 | 9998 | 100.38 | 99.6 | 13.4 | 0.963 | 3032 | 81
P93MM4H4 | Philips Ledalite | Philips Ledalite | 24x5LCBAJ087x | Indoor Luminaires | Linear Ambient | Direct Linear Ambient Luminaires | Standard | FALSE | [9 empty] | 42226 | Dimmable | Continuous Below 10 | NotYetVerified |  | 3 | 9998 | 100.38 | 99.6 | 13.4 | 0.963 | 3032 | 81
PHVW54V6 | Philips Ledalite | Philips Ledalite | 24x5LCBAG067x | Indoor Luminaires | Linear Ambient | Direct Linear Ambient Luminaires | Standard | FALSE | [9 empty] | 42226 | Dimmable | Continuous Below 10 | NotYetVerified |  | 3 | 7498.5 | 100.38 | 74.7 | 13.4 | 0.963 | 3032 | 81
PEDHVDCN | Philips Ledalite | Philips Ledalite | 24x5LCBAJ067x | Indoor Luminaires | Linear Ambient | Direct Linear Ambient Luminaires | Standard | FALSE | [9 empty] | 42226 | Dimmable | Continuous Below 10 | NotYetVerified |  | 3 | 7498.5 | 100.38 | 74.7 | 13.4 | 0.963 | 3032 | 81
PX6YU5BR | Philips Ledalite | Philips Ledalite | 24x5LCBAJ047x | Indoor Luminaires | Linear Ambient | Direct Linear Ambient Luminaires | Standard | FALSE | [9 empty] | 42226 | Dimmable | Continuous Below 10 | NotYetVerified |  | 3 | 4999 | 100.38 | 49.8 | 13.4 | 0.963 | 3032 | 81
PADR9GR2 | Philips Ledalite | Philips Ledalite | 24x5LCBAG047x | Indoor Luminaires | Linear Ambient | Direct Linear Ambient Luminaires | Standard | FALSE | [9 empty] | 42226 | Dimmable | Continuous Below 10 | NotYetVerified |  | 3 | 4999 | 100.38 | 49.8 | 13.4 | 0.963 | 3032 | 81
PX9F1X7N | Philips Ledalite | Philips Ledalite | 24x5LCCAG08[1B38]x | Indoor Luminaires | Linear Ambient | Direct Linear Ambient Luminaires | Standard | FALSE | [9 empty] | 42226 | Not Dimmable | Not Dimmable | NotYetVerified |  | 3 | 7348 | 103.2 | 71.2 | 12.9 | 0.98 | 3028 | 81
P49JJGA4 | Philips Ledalite | Philips Ledalite | 24x5LCCAJ08[1B38]x | Indoor Luminaires | Linear Ambient | Direct Linear Ambient Luminaires | Standard | FALSE | [9 empty] | 42226 | Not Dimmable | Not Dimmable | NotYetVerified |  | 3 | 7348 | 103.2 | 71.2 | 12.9 | 0.98 | 3028 | 81
PFG4B3YJ | Philips Ledalite | Philips Ledalite | 24x5LCCAG06[1B38]x | Indoor Luminaires | Linear Ambient | Direct Linear Ambient Luminaires | Standard | FALSE | [9 empty] | 42226 | Not Dimmable | Not Dimmable | NotYetVerified |  | 3 | 5511 | 103.2 | 53.4 | 12.9 | 0.98 | 3028 | 81
PD8UB476 | Philips Ledalite | Philips Ledalite | 24x5LCCAJ06[1B38]x | Indoor Luminaires | Linear Ambient | Direct Linear Ambient Luminaires | Standard | FALSE | [9 empty] | 42226 | Not Dimmable | Not Dimmable | NotYetVerified |  | 3 | 5511 | 103.2 | 53.4 | 12.9 | 0.98 | 3028 | 81
PGCV9E9V | Philips Ledalite | Philips Ledalite | 24x5LCCAG04[1B38]x | Indoor Luminaires | Linear Ambient | Direct Linear Ambient Luminaires | Standard | FALSE | [9 empty] | 42226 | Not Dimmable | Not Dimmable | NotYetVerified |  | 3 | 3674 | 103.2 | 35.6 | 12.9 | 0.98 | 3028 | 81
PF4E6WUM | Philips Ledalite | Philips Ledalite | 24x5LCCAJ04[1B38]x | Indoor Luminaires | Linear Ambient | Direct Linear Ambient Luminaires | Standard | FALSE | [9 empty] | 42226 | Not Dimmable | Not Dimmable | NotYetVerified |  | 3 | 3674 | 103.2 | 35.6 | 12.9 | 0.98 | 3028 | 81
PSW4PY9P | Philips Ledalite | Philips Ledalite | 24x5LCCAJ087x | Indoor Luminaires | Linear Ambient | Direct Linear Ambient Luminaires | Standard | FALSE | [9 empty] | 42226 | Dimmable | Continuous Below 10 | NotYetVerified |  | 3 | 7348 | 103.2 | 71.2 | 12.9 | 0.98 | 3028 | 81
PHXJQKSZ | Philips Ledalite | Philips Ledalite | 24x5LCCAG087x | Indoor Luminaires | Linear Ambient | Direct Linear Ambient Luminaires | Standard | FALSE | [9 empty] | 42226 | Dimmable | Continuous Below 10 | NotYetVerified |  | 3 | 7348 | 103.2 | 71.2 | 12.9 | 0.98 | 3028 | 81
PT1SQMAQ | Philips Ledalite | Philips Ledalite | 24x5LCCAG067x | Indoor Luminaires | Linear Ambient | Direct Linear Ambient Luminaires | Standard | FALSE | [9 empty] | 42226 | Dimmable | Continuous Below 10 | NotYetVerified |  | 3 | 5511 | 103.2 | 53.4 | 12.9 | 0.98 | 3028 | 81
PDECCE77 | Philips Ledalite | Philips Ledalite | 24x5LCCAJ067x | Indoor Luminaires | Linear Ambient | Direct Linear Ambient Luminaires | Standard | FALSE | [9 empty] | 42226 | Dimmable | Continuous Below 10 | NotYetVerified |  | 3 | 5511 | 103.2 | 53.4 | 12.9 | 0.98 | 3028 | 81
PNHZ67ZS | Philips Ledalite | Philips Ledalite | 24x5LCCAG047x | Indoor Luminaires | Linear Ambient | Direct Linear Ambient Luminaires | Standard | FALSE | [9 empty] | 42226 | Dimmable | Continuous Below 10 | NotYetVerified |  | 3 | 3674 | 103.2 | 35.6 | 12.9 | 0.98 | 3028 | 81
P14R1M15 | Philips Ledalite | Philips Ledalite | 24x5LCCAJ047x | Indoor Luminaires | Linear Ambient | Direct Linear Ambient Luminaires | Standard | FALSE | [9 empty] | 42226 | Dimmable | Continuous Below 10 | NotYetVerified |  | 3 | 3674 | 103.2 | 35.6 | 12.9 | 0.98 | 3028 | 81
PMR9Z62U | Philips Ledalite | Philips Ledalite | 24x5LCEAJ08[1B38]x | Indoor Luminaires | Linear Ambient | Direct Linear Ambient Luminaires | Standard | FALSE | [9 empty] | 42226 | Not Dimmable | Not Dimmable | NotYetVerified |  | 3 | 5246 | 105.34 | 49.8 | 14 | 0.959 | 3023 | 81
PH7RPETF | Philips Ledalite | Philips Ledalite | 24x5LCEAG08[1B38]x | Indoor Luminaires | Linear Ambient | Direct Linear Ambient Luminaires | Standard | FALSE | [9 empty] | 42226 | Not Dimmable | Not Dimmable | NotYetVerified |  | 3 | 5246 | 105.34 | 49.8 | 14 | 0.959 | 3023 | 81
PF6ZVCXH | Philips Ledalite | Philips Ledalite | 24x5LCEAJ06[1B38]x | Indoor Luminaires | Linear Ambient | Direct Linear Ambient Luminaires | Standard | FALSE | [9 empty] | 42226 | Not Dimmable | Not Dimmable | NotYetVerified |  | 3 | 3934.5 | 105.34 | 37.35 | 14 | 0.959 | 3023 | 81
P52B7D4R | Philips Ledalite | Philips Ledalite | 24x5LCEAG06[1B38]x | Indoor Luminaires | Linear Ambient | Direct Linear Ambient Luminaires | Standard | FALSE | [9 empty] | 42226 | Not Dimmable | Not Dimmable | NotYetVerified |  | 3 | 3934.5 | 105.34 | 37.35 | 14 | 0.959 | 3023 | 81
PMHZV2M5 | Philips Ledalite | Philips Ledalite | 24x5LCEAG04[1B38]x | Indoor Luminaires | Linear Ambient | Direct Linear Ambient Luminaires | Standard | FALSE | [9 empty] | 42226 | Not Dimmable | Not Dimmable | NotYetVerified |  | 3 | 2623 | 105.34 | 24.9 | 14 | 0.959 | 3023 | 81
PZ6M7VUX | Philips Ledalite | Philips Ledalite | 24x5LCEAJ087x | Indoor Luminaires | Linear Ambient | Direct Linear Ambient Luminaires | Standard | FALSE | [9 empty] | 42226 | Dimmable | Continuous Below 10 | NotYetVerified |  | 3 | 5246 | 105.34 | 49.8 | 14 | 0.959 | 3023 | 81
P7RUQJZD | Philips Ledalite | Philips Ledalite | 24x5LCEAG087x | Indoor Luminaires | Linear Ambient | Direct Linear Ambient Luminaires | Standard | FALSE | [9 empty] | 42226 | Dimmable | Continuous Below 10 | NotYetVerified |  | 3 | 5246 | 105.34 | 49.8 | 14 | 0.959 | 3023 | 81
PMBYM86Z | Philips Ledalite | Philips Ledalite | 24x5LCEAG067x | Indoor Luminaires | Linear Ambient | Direct Linear Ambient Luminaires | Standard | FALSE | [9 empty] | 42226 | Dimmable | Continuous Below 10 | NotYetVerified |  | 3 | 3934.5 | 105.34 | 37.35 | 14 | 0.959 | 3023 | 81
P61RUSKT | Philips Ledalite | Philips Ledalite | 24x5LCEAJ067x | Indoor Luminaires | Linear Ambient | Direct Linear Ambient Luminaires | Standard | FALSE | [9 empty] | 42226 | Dimmable | Continuous Below 10 | NotYetVerified |  | 3 | 3934.5 | 105.34 | 37.35 | 14 | 0.959 | 3023 | 81
PV414DXW | Philips Ledalite | Philips Ledalite | 24x5LCEAG047x | Indoor Luminaires | Linear Ambient | Direct Linear Ambient Luminaires | Standard | FALSE | [9 empty] | 42226 | Dimmable | Continuous Below 10 | NotYetVerified |  | 3 | 2623 | 105.34 | 24.9 | 14 | 0.959 | 3023 | 81
PS9ZK546 | Philips Ledalite | Philips Ledalite | 24x5LCEAJ047x | Indoor Luminaires | Linear Ambient | Direct Linear Ambient Luminaires | Standard | FALSE | [9 empty] | 42226 | Dimmable | Continuous Below 10 | NotYetVerified |  | 3 | 2623 | 105.34 | 24.9 | 14 | 0.959 | 3023 | 81
PD7PV5K3N | GE Lighting Solutions | GE Lumination | DS-[IC]-08-0-A3-[M C]V-xxx | Indoor Luminaires | Linear Ambient | Direct Linear Ambient Luminaires | Premium | TRUE | 8240.6 | 112.7 | 73.1 | 9.4 | 0.98 | 4001 | 83.7 | 5 | 50000 | 42223 | Dimmable | Continuous Below 10 | No |  | 3 | 8000 | 111 | 72 |  | 0.9 | 4000 | 83
PUMZ2VK85 | GE Lighting Solutions | GE Lumination | DS-[I C]-08-0-A3-[M C]V-xxx-EL | Indoor Luminaires | Linear Ambient | Direct Linear Ambient Luminaires | Standard | TRUE | 8209.7 | 105.1 | 78.1 | 13.9 | 0.97 | 4017 | 83.8 | 5 | 50000 | 42223 |  |  | No |  | 3 | 8000 | 111 | 72 |  | 0.9 | 4000 | 83
PUN8PY15 | Precision Paragon [P2] | precision Paragon [P2] | SIL-1x8-LW-BL-UL-35K | Indoor Luminaires | Linear Ambient | Direct Linear Ambient Luminaires | Standard | FALSE | [9 empty] | 42223 |  |  | NotYetVerified |  | 3 | 9632.42 | 94 | 102.38 | 19 | 0.94 | 3360 | 85
PAFXMCAU | Precision Paragon [P2] | precision Paragon [P2] | SIL-1x8-LW-F-UL-35K | Indoor Luminaires | Linear Ambient | Direct Linear Ambient Luminaires | Standard | FALSE | [9 empty] | 42223 |  |  | NotYetVerified |  | 3 | 9632.42 | 94 | 102.38 | 19 | 0.94 | 3360 | 85
P6AH4R27 | Precision Paragon [P2] | precision Paragon [P2] | SIL-1x8-LW-DM-UL-35K | Indoor Luminaires | Linear Ambient | Direct Linear Ambient Luminaires | Standard | FALSE | [9 empty] | 42223 |  |  | NotYetVerified |  | 3 | 9632.42 | 94 | 102.38 | 19 | 0.94 | 3360 | 85
PP9N3ZJR | Guangzhou Ledia Lighting Technology Company Limited | LEDIA | LD-PD-C045-RD30 | Indoor Luminaires | Linear Ambient | Direct Linear Ambient Luminaires | Standard | TRUE | 4553.53 | 105.14 | 43.31 | 6.1 | 0.934 | 2920 | 82.7 | 5 | 50000 | 42221 |  |  | NotYetVerified |  | 3 | 4553.53 | 105.14 | 43.31 | 9.8 | 0.99 | 2920 | 83
PWRJYTEK | Guangzhou Ledia Lighting Technology Company Limited | LEDIA | LD-TL-B030-RD-30F | Indoor Luminaires | Linear Ambient | Direct Linear Ambient Luminaires | Standard | TRUE | 2918.95 | 102.89 | 28.37 | 22.5 | 0.909 | 3030 | 84.2 | 5 | 50000 | 42221 |  |  | NotYetVerified |  | 3 | 2918.95 | 102.89 | 28.37 | 13.1 | 0.988 | 3030 | 84
PDUVG9KR | Guangzhou Ledia Lighting Technology Company Limited | LEDIA | LD-TL-B050-RD-30F | Indoor Luminaires | Linear Ambient | Direct Linear Ambient Luminaires | Standard | TRUE | 5259.24 | 104.91 | 50.13 | 10.1 | 0.907 | 3033 | 84.3 | 5 | 50000 | 42221 |  |  | NotYetVerified |  | 3 | 5259.24 | 104.91 | 50.13 | 11.8 | 0.989 | 3033 | 84
PZ3XTQRR | Guangzhou Ledia Lighting Technology Company Limited | LEDIA | LD-TL-B060-RD-30F | Indoor Luminaires | Linear Ambient | Direct Linear Ambient Luminaires | Standard | TRUE | 6185.15 | 107.89 | 57.33 | 18.8 | 0.889 | 3059 | 84.5 | 5 | 50000 | 42221 |  |  | NotYetVerified |  | 3 | 6185.15 | 107.89 | 57.33 | 13.4 | 0.99 | 3059 | 85
PPGQ2QS5 | Guangzhou Ledia Lighting Technology Company Limited | LEDIA | LD-TL-B040-RD-30F | Indoor Luminaires | Linear Ambient | Direct Linear Ambient Luminaires | Standard | TRUE | 4088.46 | 106.94 | 38.23 | 14 | 0.887 | 3063 | 84.6 | 5 | 50000 | 42221 |  |  | NotYetVerified |  | 3 | 4088.46 | 106.94 | 38.23 | 11.6 | 0.989 | 3063 | 85
PYTTWWYY | Guangzhou Ledia Lighting Technology Company Limited | LEDIA | LD-TL-B024-RD-30F | Indoor Luminaires | Linear Ambient | Direct Linear Ambient Luminaires | Standard | TRUE | 2482.38 | 102.32 | 24.26 | 22.9 | 0.881 | 3059 | 84.5 | 5 | 50000 | 42221 |  |  | NotYetVerified |  | 3 | 2482.38 | 102.32 | 24.26 | 12.6 | 0.984 | 3059 | 85
PQV4W9TA | Guangzhou Ledia Lighting Technology Company Limited | LEDIA | LD-PD-C030-RD30 | Indoor Luminaires | Linear Ambient | Direct Linear Ambient Luminaires | Standard | TRUE | 3024.53 | 106.24 | 28.47 | 17.7 | 0.876 | 2924 | 82.7 | 5 | 50000 | 42221 |  |  | NotYetVerified |  | 3 | 3024.53 | 106.24 | 28.47 | 11.4 | 0.988 | 2924 | 83
P6QVSKM3 | Guangzhou Ledia Lighting Technology Company Limited | LEDIA | LD-PD-C036-RD30 | Indoor Luminaires | Linear Ambient | Direct Linear Ambient Luminaires | Standard | TRUE | 3607.93 | 104.52 | 34.52 | 11.6 | 0.876 | 2961 | 83 | 5 | 50000 | 42221 |  |  | NotYetVerified |  | 3 | 3607.93 | 104.52 | 34.52 | 11.3 | 0.988 | 2961 | 83
PUCVZJXW | Guangzhou Ledia Lighting Technology Company Limited | LEDIA | LD-TL-B060-RX-50F | Indoor Luminaires | Linear Ambient | Direct Linear Ambient Luminaires | Standard | FALSE | [9 empty] | 42221 |  |  | NotYetVerified |  | 3 | 6600 | 110 | 60 | 13.4 | 0.99 | 5000 | 85
PHMJV1EH | Guangzhou Ledia Lighting Technology Company Limited | LEDIA | LD-TL-B024-RX-50F | Indoor Luminaires | Linear Ambient | Direct Linear Ambient Luminaires | Standard | FALSE | [9 empty] | 42221 |  |  | NotYetVerified |  | 3 | 2640 | 110 | 24 | 12.6 | 0.984 | 5000 | 85
PXASQKVE | Guangzhou Ledia Lighting Technology Company Limited | LEDIA | LD-TL-B040-RX-50F | Indoor Luminaires | Linear Ambient | Direct Linear Ambient Luminaires | Standard | FALSE | [9 empty] | 42221 |  |  | NotYetVerified |  | 3 | 4400 | 110 | 40 | 11.6 | 0.989 | 5000 | 85
P9TAZKDT | Guangzhou Ledia Lighting Technology Company Limited | LEDIA | LD-TL-B030-RX-50F | Indoor Luminaires | Linear Ambient | Direct Linear Ambient Luminaires | Standard | FALSE | [9 empty] | 42221 |  |  | NotYetVerified |  | 3 | 3300 | 110 | 30 | 13.1 | 0.988 | 5000 | 84
PR1MFKEZ | Guangzhou Ledia Lighting Technology Company Limited | LEDIA | LD-TL-B050-RX-50F | Indoor Luminaires | Linear Ambient | Direct Linear Ambient Luminaires | Standard | FALSE | [9 empty] | 42221 |  |  | NotYetVerified |  | 3 | 5500 | 110 | 50 | 11.8 | 0.989 | 5000 | 84
PQD9SYC5 | Guangzhou Ledia Lighting Technology Company Limited | LEDIA | LD-PD-C030-RX50 | Indoor Luminaires | Linear Ambient | Direct Linear Ambient Luminaires | Standard | FALSE | [9 empty] | 42221 |  |  | NotYetVerified |  | 3 | 3300 | 110 | 30 | 11.4 | 0.988 | 5000 | 83
PJSP1ARC | Guangzhou Ledia Lighting Technology Company Limited | LEDIA | LD-PD-C036-RX50 | Indoor Luminaires | Linear Ambient | Direct Linear Ambient Luminaires | Standard | FALSE | [9 empty] | 42221 |  |  | NotYetVerified |  | 3 | 3960 | 110 | 36 | 11.3 | 0.988 | 5000 | 83
PY5MSYW8 | Guangzhou Ledia Lighting Technology Company Limited | LEDIA | LD-PD-C045-RX50 | Indoor Luminaires | Linear Ambient | Direct Linear Ambient Luminaires | Standard | FALSE | [9 empty] | 42221 |  |  | NotYetVerified |  | 3 | 4950 | 110 | 45 | 9.8 | 0.99 | 5000 | 83
P8KTAXCA | Guangzhou Ledia Lighting Technology Company Limited | LEDIA | LD-TL-B060-RD-50F | Indoor Luminaires | Linear Ambient | Direct Linear Ambient Luminaires | Standard | FALSE | [9 empty] | 42221 |  |  | NotYetVerified |  | 3 | 6600 | 110 | 60 | 13.4 | 0.99 | 5000 | 85
P1NH7YCY | Guangzhou Ledia Lighting Technology Company Limited | LEDIA | LD-TL-B024-RD-50F | Indoor Luminaires | Linear Ambient | Direct Linear Ambient Luminaires | Standard | FALSE | [9 empty] | 42221 |  |  | NotYetVerified |  | 3 | 2640 | 110 | 24 | 12.6 | 0.984 | 5000 | 85
PPW3NQ5J | Guangzhou Ledia Lighting Technology Company Limited | LEDIA | LD-TL-B040-RD-50F | Indoor Luminaires | Linear Ambient | Direct Linear Ambient Luminaires | Standard | FALSE | [9 empty] | 42221 |  |  | NotYetVerified |  | 3 | 4400 | 110 | 40 | 11.6 | 0.989 | 5000 | 85
P5WXEF8G | Guangzhou Ledia Lighting Technology Company Limited | LEDIA | LD-TL-B030-RD-50F | Indoor Luminaires | Linear Ambient | Direct Linear Ambient Luminaires | Standard | FALSE | [9 empty] | 42221 |  |  | NotYetVerified |  | 3 | 3300 | 110 | 30 | 13.1 | 0.988 | 5000 | 84
PG7MR5VH | Guangzhou Ledia Lighting Technology Company Limited | LEDIA | LD-TL-B050-RD-50F | Indoor Luminaires | Linear Ambient | Direct Linear Ambient Luminaires | Standard | FALSE | [9 empty] | 42221 |  |  | NotYetVerified |  | 3 | 5500 | 110 | 50 | 11.8 | 0.989 | 5000 | 84
PMRBWKJM | Guangzhou Ledia Lighting Technology Company Limited | LEDIA | LD-PD-C030-RD50 | Indoor Luminaires | Linear Ambient | Direct Linear Ambient Luminaires | Standard | FALSE | [9 empty] | 42221 |  |  | NotYetVerified |  | 3 | 3300 | 110 | 30 | 11.4 | 0.988 | 5000 | 83
P2GNEWPN | Guangzhou Ledia Lighting Technology Company Limited | LEDIA | LD-PD-C036-RD50 | Indoor Luminaires | Linear Ambient | Direct Linear Ambient Luminaires | Standard | FALSE | [9 empty] | 42221 |  |  | NotYetVerified |  | 3 | 3960 | 110 | 36 | 11.3 | 0.988 | 5000 | 83
PV5XTF5Q | Guangzhou Ledia Lighting Technology Company Limited | LEDIA | LD-PD-C045-RD50 | Indoor Luminaires | Linear Ambient | Direct Linear Ambient Luminaires | Standard | FALSE | [9 empty] | 42221 |  |  | NotYetVerified |  | 3 | 4950 | 110 | 45 | 9.8 | 0.99 | 5000 | 83
P6Z55BDR | Guangzhou Ledia Lighting Technology Company Limited | LEDIA | LD-TL-B060-RX-45F | Indoor Luminaires | Linear Ambient | Direct Linear Ambient Luminaires | Standard | FALSE | [9 empty] | 42221 |  |  | NotYetVerified |  | 3 | 6600 | 110 | 60 | 13.4 | 0.99 | 4500 | 85
PD43K5B3 | Guangzhou Ledia Lighting Technology Company Limited | LEDIA | LD-TL-B024-RX-45F | Indoor Luminaires | Linear Ambient | Direct Linear Ambient Luminaires | Standard | FALSE | [9 empty] | 42221 |  |  | NotYetVerified |  | 3 | 2640 | 110 | 24 | 12.6 | 0.984 | 4500 | 85
PG56Z4M4 | Guangzhou Ledia Lighting Technology Company Limited | LEDIA | LD-TL-B040-RX-45F | Indoor Luminaires | Linear Ambient | Direct Linear Ambient Luminaires | Standard | FALSE | [9 empty] | 42221 |  |  | NotYetVerified |  | 3 | 4400 | 110 | 40 | 11.6 | 0.989 | 4500 | 85
PZVXRHY3 | Guangzhou Ledia Lighting Technology Company Limited | LEDIA | LD-TL-B030-RX-45F | Indoor Luminaires | Linear Ambient | Direct Linear Ambient Luminaires | Standard | FALSE | [9 empty] | 42221 |  |  | NotYetVerified |  | 3 | 3300 | 110 | 30 | 13.1 | 0.988 | 4500 | 84
PK262F62 | Guangzhou Ledia Lighting Technology Company Limited | LEDIA | LD-TL-B050-RX-45F | Indoor Luminaires | Linear Ambient | Direct Linear Ambient Luminaires | Standard | FALSE | [9 empty] | 42221 |  |  | NotYetVerified |  | 3 | 5500 | 110 | 50 | 11.8 | 0.989 | 4500 | 84
PCPE9B12 | Guangzhou Ledia Lighting Technology Company Limited | LEDIA | LD-PD-C030-RX45 | Indoor Luminaires | Linear Ambient | Direct Linear Ambient Luminaires | Standard | FALSE | [9 empty] | 42221 |  |  | NotYetVerified |  | 3 | 3300 | 110 | 30 | 11.4 | 0.988 | 4500 | 83
PZ64DUW6 | Guangzhou Ledia Lighting Technology Company Limited | LEDIA | LD-PD-C036-RX45 | Indoor Luminaires | Linear Ambient | Direct Linear Ambient Luminaires | Standard | FALSE | [9 empty] | 42221 |  |  | NotYetVerified |  | 3 | 3960 | 110 | 36 | 11.3 | 0.988 | 4500 | 83
PC8MCHHP | Guangzhou Ledia Lighting Technology Company Limited | LEDIA | LD-PD-C045-RX45 | Indoor Luminaires | Linear Ambient | Direct Linear Ambient Luminaires | Standard | FALSE | [9 empty] | 42221 |  |  | NotYetVerified |  | 3 | 4950 | 110 | 45 | 9.8 | 0.99 | 4500 | 83
P1E74J1C | Guangzhou Ledia Lighting Technology Company Limited | LEDIA | LD-TL-B060-RD-45F | Indoor Luminaires | Linear Ambient | Direct Linear Ambient Luminaires | Standard | FALSE | [9 empty] | 42221 |  |  | NotYetVerified |  | 3 | 6600 | 110 | 60 | 13.4 | 0.99 | 4500 | 85
PFKWSHU6 | Guangzhou Ledia Lighting Technology Company Limited | LEDIA | LD-TL-B024-RD-45F | Indoor Luminaires | Linear Ambient | Direct Linear Ambient Luminaires | Standard | FALSE | [9 empty] | 42221 |  |  | NotYetVerified |  | 3 | 2640 | 110 | 24 | 12.6 | 0.984 | 4500 | 85
PP6E3NS8 | Guangzhou Ledia Lighting Technology Company Limited | LEDIA | LD-TL-B040-RD-45F | Indoor Luminaires | Linear Ambient | Direct Linear Ambient Luminaires | Standard | FALSE | [9 empty] | 42221 |  |  | NotYetVerified |  | 3 | 4400 | 110 | 40 | 11.6 | 0.989 | 4500 | 85
PMK9BA61 | Guangzhou Ledia Lighting Technology Company Limited | LEDIA | LD-TL-B030-RD-45F | Indoor Luminaires | Linear Ambient | Direct Linear Ambient Luminaires | Standard | FALSE | [9 empty] | 42221 |  |  | NotYetVerified |  | 3 | 3300 | 110 | 30 | 13.1 | 0.988 | 4500 | 84
PXZYEZP6 | Guangzhou Ledia Lighting Technology Company Limited | LEDIA | LD-TL-B050-RD-45F | Indoor Luminaires | Linear Ambient | Direct Linear Ambient Luminaires | Standard | FALSE | [9 empty] | 42221 |  |  | NotYetVerified |  | 3 | 5500 | 110 | 50 | 11.8 | 0.989 | 4500 | 84
PUSEFU9P | Guangzhou Ledia Lighting Technology Company Limited | LEDIA | LD-PD-C030-RD45 | Indoor Luminaires | Linear Ambient | Direct Linear Ambient Luminaires | Standard | FALSE | [9 empty] | 42221 |  |  | NotYetVerified |  | 3 | 3300 | 110 | 30 | 11.4 | 0.988 | 4500 | 83
PG6DND23 | Guangzhou Ledia Lighting Technology Company Limited | LEDIA | LD-PD-C036-RD45 | Indoor Luminaires | Linear Ambient | Direct Linear Ambient Luminaires | Standard | FALSE | [9 empty] | 42221 |  |  | NotYetVerified |  | 3 | 3960 | 110 | 36 | 11.3 | 0.988 | 4500 | 83
PMHG559Z | Guangzhou Ledia Lighting Technology Company Limited | LEDIA | LD-PD-C045-RD45 | Indoor Luminaires | Linear Ambient | Direct Linear Ambient Luminaires | Standard | FALSE | [9 empty] | 42221 |  |  | NotYetVerified |  | 3 | 4950 | 110 | 45 | 9.8 | 0.99 | 4500 | 83
PX9RTVZ3 | Guangzhou Ledia Lighting Technology Company Limited | LEDIA | LD-TL-B060-RX-40F | Indoor Luminaires | Linear Ambient | Direct Linear Ambient Luminaires | Standard | FALSE | [9 empty] | 42221 |  |  | NotYetVerified |  | 3 | 6600 | 110 | 60 | 13.4 | 0.99 | 4000 | 85
P34CCRB3 | Guangzhou Ledia Lighting Technology Company Limited | LEDIA | LD-TL-B024-RX-40F | Indoor Luminaires | Linear Ambient | Direct Linear Ambient Luminaires | Standard | FALSE | [9 empty] | 42221 |  |  | NotYetVerified |  | 3 | 2640 | 110 | 24 | 12.6 | 0.984 | 4000 | 85
PAQ88YSQ | Guangzhou Ledia Lighting Technology Company Limited | LEDIA | LD-TL-B040-RX-40F | Indoor Luminaires | Linear Ambient | Direct Linear Ambient Luminaires | Standard | FALSE | [9 empty] | 42221 |  |  | NotYetVerified |  | 3 | 4400 | 110 | 40 | 11.6 | 0.989 | 4000 | 85
P8HYMGDD | Guangzhou Ledia Lighting Technology Company Limited | LEDIA | LD-TL-B030-RX-40F | Indoor Luminaires | Linear Ambient | Direct Linear Ambient Luminaires | Standard | FALSE | [9 empty] | 42221 |  |  | NotYetVerified |  | 3 | 3300 | 110 | 30 | 13.1 | 0.988 | 4000 | 84
P669C7F7 | Guangzhou Ledia Lighting Technology Company Limited | LEDIA | LD-TL-B050-RX-40F | Indoor Luminaires | Linear Ambient | Direct Linear Ambient Luminaires | Standard | FALSE | [9 empty] | 42221 |  |  | NotYetVerified |  | 3 | 5500 | 110 | 50 | 11.8 | 0.989 | 4000 | 84
PNX1ZRWA | Guangzhou Ledia Lighting Technology Company Limited | LEDIA | LD-PD-C030-RX40 | Indoor Luminaires | Linear Ambient | Direct Linear Ambient Luminaires | Standard | FALSE | [9 empty] | 42221 |  |  | NotYetVerified |  | 3 | 3300 | 110 | 30 | 11.4 | 0.988 | 4000 | 83
PZ8W4BZW | Guangzhou Ledia Lighting Technology Company Limited | LEDIA | LD-PD-C036-RX40 | Indoor Luminaires | Linear Ambient | Direct Linear Ambient Luminaires | Standard | FALSE | [9 empty] | 42221 |  |  | NotYetVerified |  | 3 | 3960 | 110 | 36 | 11.3 | 0.988 | 4000 | 83
PQ874ACV | Guangzhou Ledia Lighting Technology Company Limited | LEDIA | LD-PD-C045-RX40 | Indoor Luminaires | Linear Ambient | Direct Linear Ambient Luminaires | Standard | FALSE | [9 empty] | 42221 |  |  | NotYetVerified |  | 3 | 4950 | 110 | 45 | 9.8 | 0.99 | 4000 | 83
PNJTPHHC | Guangzhou Ledia Lighting Technology Company Limited | LEDIA | LD-TL-B060-RD-40F | Indoor Luminaires | Linear Ambient | Direct Linear Ambient Luminaires | Standard | FALSE | [9 empty] | 42221 |  |  | NotYetVerified |  | 3 | 6600 | 110 | 60 | 13.4 | 0.99 | 4000 | 85
PH5FM6KK | Guangzhou Ledia Lighting Technology Company Limited | LEDIA | LD-TL-B024-RD-40F | Indoor Luminaires | Linear Ambient | Direct Linear Ambient Luminaires | Standard | FALSE | [9 empty] | 42221 |  |  | NotYetVerified |  | 3 | 2640 | 110 | 24 | 12.6 | 0.984 | 4000 | 85
P4D2FD19 | Guangzhou Ledia Lighting Technology Company Limited | LEDIA | LD-TL-B040-RD-40F | Indoor Luminaires | Linear Ambient | Direct Linear Ambient Luminaires | Standard | FALSE | [9 empty] | 42221 |  |  | NotYetVerified |  | 3 | 4400 | 110 | 40 | 11.6 | 0.989 | 4000 | 85
PMP7FD89 | Guangzhou Ledia Lighting Technology Company Limited | LEDIA | LD-TL-B030-RD-40F | Indoor Luminaires | Linear Ambient | Direct Linear Ambient Luminaires | Standard | FALSE | [9 empty] | 42221 |  |  | NotYetVerified |  | 3 | 3300 | 110 | 30 | 13.1 | 0.988 | 4000 | 84
PWEE7XN9 | Guangzhou Ledia Lighting Technology Company Limited | LEDIA | LD-TL-B050-RD-40F | Indoor Luminaires | Linear Ambient | Direct Linear Ambient Luminaires | Standard | FALSE | [9 empty] | 42221 |  |  | NotYetVerified |  | 3 | 5500 | 110 | 50 | 11.8 | 0.989 | 4000 | 84
P6PXAFFY | Guangzhou Ledia Lighting Technology Company Limited | LEDIA | LD-PD-C030-RD40 | Indoor Luminaires | Linear Ambient | Direct Linear Ambient Luminaires | Standard | FALSE | [9 empty] | 42221 |  |  | NotYetVerified |  | 3 | 3300 | 110 | 30 | 11.4 | 0.988 | 4000 | 83
P1S4JY6S | Guangzhou Ledia Lighting Technology Company Limited | LEDIA | LD-PD-C036-RD40 | Indoor Luminaires | Linear Ambient | Direct Linear Ambient Luminaires | Standard | FALSE | [9 empty] | 42221 |  |  | NotYetVerified |  | 3 | 3960 | 110 | 36 | 11.3 | 0.988 | 4000 | 83
P16FCWQ2 | Guangzhou Ledia Lighting Technology Company Limited | LEDIA | LD-PD-C045-RD40 | Indoor Luminaires | Linear Ambient | Direct Linear Ambient Luminaires | Standard | FALSE | [9 empty] | 42221 |  |  | NotYetVerified |  | 3 | 4950 | 110 | 45 | 9.8 | 0.99 | 4000 | 83
PKUKBQ82 | Guangzhou Ledia Lighting Technology Company Limited | LEDIA | LD-TL-B060-RX-35F | Indoor Luminaires | Linear Ambient | Direct Linear Ambient Luminaires | Standard | FALSE | [9 empty] | 42221 |  |  | NotYetVerified |  | 3 | 6600 | 110 | 60 | 13.4 | 0.99 | 3500 | 85
PDV18SFY | Guangzhou Ledia Lighting Technology Company Limited | LEDIA | LD-TL-B024-RX-35F | Indoor Luminaires | Linear Ambient | Direct Linear Ambient Luminaires | Standard | FALSE | [9 empty] | 42221 |  |  | NotYetVerified |  | 3 | 2640 | 110 | 24 | 12.6 | 0.984 | 3500 | 85
PQAAQ95J | Guangzhou Ledia Lighting Technology Company Limited | LEDIA | LD-TL-B040-RX-35F | Indoor Luminaires | Linear Ambient | Direct Linear Ambient Luminaires | Standard | FALSE | [9 empty] | 42221 |  |  | NotYetVerified |  | 3 | 4400 | 110 | 40 | 11.6 | 0.989 | 3500 | 85
P32M955Y | Guangzhou Ledia Lighting Technology Company Limited | LEDIA | LD-TL-B030-RX-35F | Indoor Luminaires | Linear Ambient | Direct Linear Ambient Luminaires | Standard | FALSE | [9 empty] | 42221 |  |  | NotYetVerified |  | 3 | 3300 | 110 | 30 | 13.1 | 0.988 | 3500 | 84
PQBA3JWA | Guangzhou Ledia Lighting Technology Company Limited | LEDIA | LD-TL-B050-RX-35F | Indoor Luminaires | Linear Ambient | Direct Linear Ambient Luminaires | Standard | FALSE | [9 empty] | 42221 |  |  | NotYetVerified |  | 3 | 5500 | 110 | 50 | 11.8 | 0.989 | 3500 | 84
P8KVN7WT | Guangzhou Ledia Lighting Technology Company Limited | LEDIA | LD-PD-C030-RX35 | Indoor Luminaires | Linear Ambient | Direct Linear Ambient Luminaires | Standard | FALSE | [9 empty] | 42221 |  |  | NotYetVerified |  | 3 | 3300 | 110 | 30 | 11.4 | 0.988 | 3500 | 83
PA6S1SDF | Guangzhou Ledia Lighting Technology Company Limited | LEDIA | LD-PD-C036-RX35 | Indoor Luminaires | Linear Ambient | Direct Linear Ambient Luminaires | Standard | FALSE | [9 empty] | 42221 |  |  | NotYetVerified |  | 3 | 3960 | 110 | 36 | 11.3 | 0.988 | 3500 | 83
PEPPBP6V | Guangzhou Ledia Lighting Technology Company Limited | LEDIA | LD-PD-C045-RX35 | Indoor Luminaires | Linear Ambient | Direct Linear Ambient Luminaires | Standard | FALSE | [9 empty] | 42221 |  |  | NotYetVerified |  | 3 | 4950 | 110 | 45 | 9.8 | 0.99 | 3500 | 83
P5SQND7W | Guangzhou Ledia Lighting Technology Company Limited | LEDIA | LD-TL-B060-RD-35F | Indoor Luminaires | Linear Ambient | Direct Linear Ambient Luminaires | Standard | FALSE | [9 empty] | 42221 |  |  | NotYetVerified |  | 3 | 6600 | 110 | 60 | 13.4 | 0.99 | 3500 | 85
PUEQJ4ZC | Guangzhou Ledia Lighting Technology Company Limited | LEDIA | LD-TL-B024-RD-35F | Indoor Luminaires | Linear Ambient | Direct Linear Ambient Luminaires | Standard | FALSE | [9 empty] | 42221 |  |  | NotYetVerified |  | 3 | 2640 | 110 | 24 | 12.6 | 0.984 | 3500 | 85
PESPAVAH | Guangzhou Ledia Lighting Technology Company Limited | LEDIA | LD-TL-B040-RD-35F | Indoor Luminaires | Linear Ambient | Direct Linear Ambient Luminaires | Standard | FALSE | [9 empty] | 42221 |  |  | NotYetVerified |  | 3 | 4400 | 110 | 40 | 11.6 | 0.989 | 3500 | 85
P1MANCXJ | Guangzhou Ledia Lighting Technology Company Limited | LEDIA | LD-TL-B030-RD-35F | Indoor Luminaires | Linear Ambient | Direct Linear Ambient Luminaires | Standard | FALSE | [9 empty] | 42221 |  |  | NotYetVerified |  | 3 | 3300 | 110 | 30 | 13.1 | 0.988 | 3500 | 84
P13T2BCG | Guangzhou Ledia Lighting Technology Company Limited | LEDIA | LD-TL-B050-RD-35F | Indoor Luminaires | Linear Ambient | Direct Linear Ambient Luminaires | Standard | FALSE | [9 empty] | 42221 |  |  | NotYetVerified |  | 3 | 5500 | 110 | 50 | 11.8 | 0.989 | 3500 | 84
P24KB6J9 | Guangzhou Ledia Lighting Technology Company Limited | LEDIA | LD-PD-C030-RD35 | Indoor Luminaires | Linear Ambient | Direct Linear Ambient Luminaires | Standard | FALSE | [9 empty] | 42221 |  |  | NotYetVerified |  | 3 | 3300 | 110 | 30 | 11.4 | 0.988 | 3500 | 83
PEU3GGYW | Guangzhou Ledia Lighting Technology Company Limited | LEDIA | LD-PD-C036-RD35 | Indoor Luminaires | Linear Ambient | Direct Linear Ambient Luminaires | Standard | FALSE | [9 empty] | 42221 |  |  | NotYetVerified |  | 3 | 3960 | 110 | 36 | 11.3 | 0.988 | 3500 | 83
PX47AFTT | Guangzhou Ledia Lighting Technology Company Limited | LEDIA | LD-PD-C045-RD35 | Indoor Luminaires | Linear Ambient | Direct Linear Ambient Luminaires | Standard | FALSE | [9 empty] | 42221 |  |  | NotYetVerified |  | 3 | 4950 | 110 | 45 | 9.8 | 0.99 | 3500 | 83
PKVSMJVS | Guangzhou Ledia Lighting Technology Company Limited | LEDIA | LD-TL-B040-RX-30F | Indoor Luminaires | Linear Ambient | Direct Linear Ambient Luminaires | Standard | FALSE | [9 empty] | 42221 |  |  | NotYetVerified |  | 3 | 4088.46 | 106.94 | 38.23 | 11.6 | 0.989 | 3063 | 85
P4AX23JN | Guangzhou Ledia Lighting Technology Company Limited | LEDIA | LD-TL-B060-RX-30F | Indoor Luminaires | Linear Ambient | Direct Linear Ambient Luminaires | Standard | FALSE | [9 empty] | 42221 |  |  | NotYetVerified |  | 3 | 6185.15 | 107.89 | 57.33 | 13.4 | 0.99 | 3059 | 85
P1TYE8VQ | Guangzhou Ledia Lighting Technology Company Limited | LEDIA | LD-TL-B024-RX-30F | Indoor Luminaires | Linear Ambient | Direct Linear Ambient Luminaires | Standard | FALSE | [9 empty] | 42221 |  |  | NotYetVerified |  | 3 | 2482.38 | 102.32 | 24.26 | 12.6 | 0.984 | 3059 | 85
P8JCG4H2 | Guangzhou Ledia Lighting Technology Company Limited | LEDIA | LD-TL-B050-RX-30F | Indoor Luminaires | Linear Ambient | Direct Linear Ambient Luminaires | Standard | FALSE | [9 empty] | 42221 |  |  | NotYetVerified |  | 3 | 5259.24 | 104.91 | 50.13 | 11.8 | 0.989 | 3033 | 84
PTZRJUT4 | Guangzhou Ledia Lighting Technology Company Limited | LEDIA | LD-TL-B030-RX-30F | Indoor Luminaires | Linear Ambient | Direct Linear Ambient Luminaires | Standard | FALSE | [9 empty] | 42221 |  |  | NotYetVerified |  | 3 | 2918.95 | 102.89 | 28.37 | 13.1 | 0.988 | 3030 | 84
PZ9GHUYW | Guangzhou Ledia Lighting Technology Company Limited | LEDIA | LD-PD-C036-RX30 | Indoor Luminaires | Linear Ambient | Direct Linear Ambient Luminaires | Standard | FALSE | [9 empty] | 42221 |  |  | NotYetVerified |  | 3 | 3607.93 | 104.52 | 34.52 | 11.3 | 0.988 | 2961 | 83
P5547PFC | Guangzhou Ledia Lighting Technology Company Limited | LEDIA | LD-PD-C030-RX30 | Indoor Luminaires | Linear Ambient | Direct Linear Ambient Luminaires | Standard | FALSE | [9 empty] | 42221 |  |  | NotYetVerified |  | 3 | 3024.53 | 106.24 | 28.47 | 11.4 | 0.988 | 2924 | 83
P55B7CJS | Guangzhou Ledia Lighting Technology Company Limited | LEDIA | LD-PD-C045-RX30 | Indoor Luminaires | Linear Ambient | Direct Linear Ambient Luminaires | Standard | FALSE | [9 empty] | 42221 |  |  | NotYetVerified |  | 3 | 4553.53 | 105.14 | 43.31 | 9.8 | 0.99 | 2920 | 83
PSFXTFC6 | GE Lighting Solutions | GE Lumination | IS-[1 C S]8-D-K5-M-X-XXXX | Indoor Luminaires | Linear Ambient | Direct Linear Ambient Luminaires | Premium | FALSE | [9 empty] | 42221 |  |  | No |  | 3 | 11000 | 122 | 90 | 20 | 0.9 | 5000 | 82
PF3VBEZ6 | GE Lighting Solutions | GE Lumination | IS-[1 C S]8-D-F5-M-X-XXXX | Indoor Luminaires | Linear Ambient | Direct Linear Ambient Luminaires | Premium | FALSE | [9 empty] | 42221 |  |  | No |  | 3 | 11000 | 122 | 90 | 20 | 0.9 | 5000 | 82
PAZE46W8 | GE Lighting Solutions | GE Lumination | IS-[1 C S]8-D-B5-M-X-XXXX | Indoor Luminaires | Linear Ambient | Direct Linear Ambient Luminaires | Premium | FALSE | [9 empty] | 42221 | Dimmable | Continuous Below 10 | No |  | 3 | 10400 | 116 | 90 | 20 | 0.9 | 5000 | 82
PUEWT1H4 | GE Lighting Solutions | GE Lumination | IS-[1 C S]8-D-E5-M-X-XXXX | Indoor Luminaires | Linear Ambient | Direct Linear Ambient Luminaires | Premium | FALSE | [9 empty] | 42221 |  |  | No |  | 3 | 8600 | 123 | 70 | 20 | 0.9 | 5000 | 82
PDVYGMZW | GE Lighting Solutions | GE Lumination | IS-[1 C S]8-D-J5-M-X-XXXX | Indoor Luminaires | Linear Ambient | Direct Linear Ambient Luminaires | Premium | FALSE | [9 empty] | 42221 | Dimmable | Continuous Below 10 | No |  | 3 | 8600 | 123 | 70 | 20 | 0.9 | 5000 | 82
PVE6BUGK | GE Lighting Solutions | GE Lumination | IS-[1 C S]8-D-A5-M-X-XXXX | Indoor Luminaires | Linear Ambient | Direct Linear Ambient Luminaires | Premium | FALSE | [9 empty] | 42221 |  |  | No |  | 3 | 8400 | 120 | 70 | 20 | 0.9 | 5000 | 82
PR1HXWNY | GE Lighting Solutions | GE Lumination | IS-[1 C S]8-D-F3-M-X-XXXX | Indoor Luminaires | Linear Ambient | Direct Linear Ambient Luminaires | Premium | FALSE | [9 empty] | 42221 |  |  | No |  | 3 | 10400 | 116 | 90 | 20 | 0.9 | 4000 | 83
PMBRVU86 | GE Lighting Solutions | GE Lumination | IS-[1 C S]8-D-K3-M-X-XXXX | Indoor Luminaires | Linear Ambient | Direct Linear Ambient Luminaires | Premium | FALSE | [9 empty] | 42221 |  |  | No |  | 3 | 10400 | 116 | 90 | 20 | 0.9 | 4000 | 83
P8WGFY6N | GE Lighting Solutions | GE Lumination | IS-[1 C S]8-D-B3-M-X-XXXX | Indoor Luminaires | Linear Ambient | Direct Linear Ambient Luminaires | Premium | FALSE | [9 empty] | 42221 | Dimmable | Continuous Below 10 | No |  | 3 | 10100 | 112 | 90 | 20 | 0.9 | 4000 | 83
PVUMFNDU | GE Lighting Solutions | GE Lumination | IS-[1 C S]8-D-J3-M-X-XXXX | Indoor Luminaires | Linear Ambient | Direct Linear Ambient Luminaires | Premium | FALSE | [9 empty] | 42221 |  |  | No |  | 3 | 8400 | 120 | 70 | 20 | 0.9 | 4000 | 83
PB4M53U8 | GE Lighting Solutions | GE Lumination | IS-[1 C S]8-D-E3-M-X-XXXX | Indoor Luminaires | Linear Ambient | Direct Linear Ambient Luminaires | Premium | FALSE | [9 empty] | 42221 | Dimmable | Continuous Below 10 | No |  | 3 | 8400 | 120 | 70 | 20 | 0.9 | 4000 | 83
P3JUWG17 | GE Lighting Solutions | GE Lumination | IS-[1 C S]8-D-A3-M-X-XXXX | Indoor Luminaires | Linear Ambient | Direct Linear Ambient Luminaires | Premium | FALSE | [9 empty] | 42221 | Dimmable | Continuous Below 10 | No |  | 3 | 8200 | 117 | 70 | 20 | 0.9 | 4000 | 83
PYNRT5UU | GE Lighting Solutions | GE Lumination | IS-[1 C S]8-D-F2-M-X-XXXX | Indoor Luminaires | Linear Ambient | Direct Linear Ambient Luminaires | Premium | FALSE | [9 empty] | 42221 |  |  | No |  | 3 | 9900 | 110 | 90 | 20 | 0.9 | 3500 | 83
PCCGGGKP | GE Lighting Solutions | GE Lumination | IS-[1 C S]8-D-K2-M-X-XXXX | Indoor Luminaires | Linear Ambient | Direct Linear Ambient Luminaires | Premium | FALSE | [9 empty] | 42221 | Dimmable | Continuous Below 10 | No |  | 3 | 9900 | 110 | 90 | 20 | 0.9 | 3500 | 83
P5X52DA8 | GE Lighting Solutions | GE Lumination | IS-[1 C S]8-D-B2-M-X-XXXX | Indoor Luminaires | Linear Ambient | Direct Linear Ambient Luminaires | Premium | FALSE | [9 empty] | 42221 | Dimmable | Continuous Below 10 | No |  | 3 | 9800 | 109 | 90 | 20 | 0.9 | 3500 | 83
PGSBGB5J | GE Lighting Solutions | GE Lumination | IS-[1 C S]8-D-E2-M-X-XXXX | Indoor Luminaires | Linear Ambient | Direct Linear Ambient Luminaires | Premium | FALSE | [9 empty] | 42221 |  |  | No |  | 3 | 8000 | 114 | 70 | 20 | 0.9 | 3500 | 83
P4FANW1G | GE Lighting Solutions | GE Lumination | IS-[1 C S]8-D-A2-M-X-XXXX | Indoor Luminaires | Linear Ambient | Direct Linear Ambient Luminaires | Premium | FALSE | [9 empty] | 42221 | Dimmable | Continuous Below 10 | No |  | 3 | 8000 | 114 | 70 | 20 | 0.9 | 3500 | 83
P25K5MPS | GE Lighting Solutions | GE Lumination | IS-[1 C S]8-D-J2-M-X-XXXX | Indoor Luminaires | Linear Ambient | Direct Linear Ambient Luminaires | Premium | FALSE | [9 empty] | 42221 | Dimmable | Continuous Below 10 | No |  | 3 | 8000 | 114 | 70 | 20 | 0.9 | 3500 | 83
PV86ZVQH3 | GE Lighting Solutions | GE Lumination | DS-[I C]-04-0-A3-[M C]V-xxx | Indoor Luminaires | Linear Ambient | Direct Linear Ambient Luminaires | Premium | TRUE | 3978.9 | 110.2 | 36.1 | 10.9 | 0.96 | 4009 | 83.9 | 5 | 50000 | 42219 |  |  | No |  | 3 | 4000 | 111 | 36 | 20 | 0.9 | 4000 | 83
PVF79N1W | BEIJING GOLDEN-GOLD HI-TECH CO LTD | Beghelli | BX920LED4HT80WWT30-347V | Indoor Luminaires | Linear Ambient | Direct Linear Ambient Luminaires | Standard | TRUE | 8260 | 101.18 | 81.633 | 7.88 | 0.9813 | 3087 | 82.67 | 5 | 50000 | 42216 |  |  | NotYetVerified |  | 3 | 8400.23 | 102.9 | 81.33 | 7.88 | 0.9813 | 3087 | 82.67
PYF7ZJ29 | Mercury Lighting Products Co. Inc. | MERCURY LIGHTING | LW25-8-8850-30K-HTA-U80TW-UNI-XXXX | Indoor Luminaires | Linear Ambient | Direct Linear Ambient Luminaires | Standard | TRUE | 9149 | 105 | 86.86 | 10.7 | 0.977 | 3119 | 83.9 | 5 | 60000 | 42216 |  |  | Yes |  | 3 | 9492 | 104.8 | 88.68 | 9.59 | 0.984 | 3000 | 80
PC38V2BT | Hubbell Lighting | Columbia Lighting | HEM4-30VL-RFA-EU | Indoor Luminaires | Linear Ambient | Direct Linear Ambient Luminaires | Standard | TRUE | 6954 | 104 | 67.1 | 9.5 | 0.974 | 3092 | 84.15 | 5 | 60000 | 42216 |  |  | NotYetVerified |  | 3 | 6908.5483 | 103.6 | 67.6 |  |  | 3000 | 80
PBDHC3A1 | Beghelli North America | Beghelli | BX910LED4HT50WWT50-347V | Indoor Luminaires | Linear Ambient | Direct Linear Ambient Luminaires | Standard | TRUE | 4562 | 107.22 | 42.547 | 11.47 | 0.9728 | 4270 | 84.41 | 5 | 50000 | 42216 |  |  | NotYetVerified |  | 3 | 4598.87 | 108.08 | 42.547 | 11.47 | 0.9728 | 4270 | 84.41
PZU5YAN1 | Hubbell Lighting | Columbia Lighting | HEM4-30ML-RFA-EU | Indoor Luminaires | Linear Ambient | Direct Linear Ambient Luminaires | Standard | TRUE | 5168 | 113.3 | 45.7 | 17.5 | 0.908 | 3092 | 84.15 | 5 | 60000 | 42216 |  |  | NotYetVerified |  | 3 | 4901 | 106.271 | 46.1 |  |  | 3000 | 80
PJHSPGS4 | Mercury Lighting Products Co. Inc. | MERCURY LIGHTING | LW25-8-6300-50K-HTA-U80TW-UNI-XXXX | Indoor Luminaires | Linear Ambient | Direct Linear Ambient Luminaires | Standard | FALSE | [9 empty] | 42216 |  |  | Yes |  | 3 | 7167 | 121.2 | 59.15 | 9.69 | 0.979 | 5000 | 80
P6FSDV53 | Mercury Lighting Products Co. Inc. | MERCURY LIGHTING | LW26-8-6300-50K-HTA-U80TW-UNI-XXXX | Indoor Luminaires | Linear Ambient | Direct Linear Ambient Luminaires | Standard | FALSE | [9 empty] | 42216 |  |  | Yes |  | 3 | 7167 | 121.2 | 59.15 | 9.69 | 0.979 | 5000 | 80
PX5FARCR | Mercury Lighting Products Co. Inc. | MERCURY LIGHTING | LW26-8-8850-50K-HTA-U80TW-UNI-XXXX | Indoor Luminaires | Linear Ambient | Direct Linear Ambient Luminaires | Standard | FALSE | [9 empty] | 42216 |  |  | Yes |  | 3 | 10079 | 113.7 | 88.68 | 9.59 | 0.984 | 5000 | 80
P2G8HRT8 | Mercury Lighting Products Co. Inc. | MERCURY LIGHTING | LW25-8-8850-50K-HTA-U80TW-UNI-XXXX | Indoor Luminaires | Linear Ambient | Direct Linear Ambient Luminaires | Standard | FALSE | [9 empty] | 42216 |  |  | Yes |  | 3 | 10079 | 113.7 | 88.68 | 9.59 | 0.984 | 5000 | 80
PY89S44W | Mercury Lighting Products Co. Inc. | MERCURY LIGHTING | LW25-4-2400-50K-HTA-U30-UNI-XXXX | Indoor Luminaires | Linear Ambient | Direct Linear Ambient Luminaires | Standard | FALSE | [9 empty] | 42216 |  |  | Yes |  | 3 | 2688 | 119.2 | 22.56 | 8.92 | 0.932 | 5000 | 80
PSZ2J1QN | Mercury Lighting Products Co. Inc. | MERCURY LIGHTING | LW26-4-2400-50K-HTA-U30-UNI-XXXX | Indoor Luminaires | Linear Ambient | Direct Linear Ambient Luminaires | Standard | FALSE | [9 empty] | 42216 |  |  | Yes |  | 3 | 2688 | 119.2 | 22.56 | 8.92 | 0.932 | 5000 | 80
P6HQ7124 | Mercury Lighting Products Co. Inc. | MERCURY LIGHTING | LW25-4-2400-50K-HTA-U30-UNI-48-XXXX | Indoor Luminaires | Linear Ambient | Direct Linear Ambient Luminaires | Standard | FALSE | [9 empty] | 42216 |  |  | Yes |  | 3 | 2688 | 119.2 | 22.56 | 8.92 | 0.932 | 5000 | 80
PWZZSAKH | Mercury Lighting Products Co. Inc. | MERCURY LIGHTING | LW25-4-4500-50K-HTA-U55-UNI-XXXX | Indoor Luminaires | Linear Ambient | Direct Linear Ambient Luminaires | Standard | FALSE | [9 empty] | 42216 |  |  | Yes |  | 3 | 5140 | 112.5 | 45.68 | 8.71 | 0.971 | 5000 | 80
PRQFZET9 | Mercury Lighting Products Co. Inc. | MERCURY LIGHTING | LW26-4-4500-50K-HTA-U55-UNI-XXXX | Indoor Luminaires | Linear Ambient | Direct Linear Ambient Luminaires | Standard | FALSE | [9 empty] | 42216 |  |  | Yes |  | 3 | 5140 | 112.5 | 45.68 | 8.71 | 0.971 | 5000 | 80
PPGVJ8V6 | Mercury Lighting Products Co. Inc. | MERCURY LIGHTING | LW25-4-4500-50K-HTA-U55-UNI-48-XXXX | Indoor Luminaires | Linear Ambient | Direct Linear Ambient Luminaires | Standard | FALSE | [9 empty] | 42216 |  |  | Yes |  | 3 | 5140 | 112.5 | 45.68 | 8.71 | 0.971 | 5000 | 80
PV5MNVUY | Mercury Lighting Products Co. Inc. | MERCURY LIGHTING | LW25-4-4800-50K-HTA-U55-UNI-48-XXXX | Indoor Luminaires | Linear Ambient | Direct Linear Ambient Luminaires | Standard | FALSE | [9 empty] | 42216 |  |  | Yes |  | 3 | 5506 | 111.2 | 49.5 | 8.65 | 0.973 | 5000 | 80
PTU98P29 | Mercury Lighting Products Co. Inc. | MERCURY LIGHTING | LW26-4-4800-50K-HTA-U55-UNI-XXXX | Indoor Luminaires | Linear Ambient | Direct Linear Ambient Luminaires | Standard | FALSE | [9 empty] | 42216 |  |  | Yes |  | 3 | 5506 | 111.2 | 49.5 | 8.65 | 0.973 | 5000 | 80
PP29CBH9 | Mercury Lighting Products Co. Inc. | MERCURY LIGHTING | LW25-4-4800-50K-HTA-U55-UNI-XXXX | Indoor Luminaires | Linear Ambient | Direct Linear Ambient Luminaires | Standard | FALSE | [9 empty] | 42216 |  |  | Yes |  | 3 | 5506 | 111.2 | 49.5 | 8.65 | 0.973 | 5000 | 80
PP1WM346 | Mercury Lighting Products Co. Inc. | MERCURY LIGHTING | LW26-4-3150-50K-HTA-U30-UNI-XXXX | Indoor Luminaires | Linear Ambient | Direct Linear Ambient Luminaires | Standard | FALSE | [9 empty] | 42216 |  |  | Yes |  | 3 | 3576 | 118.5 | 30.18 | 8.25 | 0.954 | 5000 | 80
PM9ZSKD6 | Mercury Lighting Products Co. Inc. | MERCURY LIGHTING | LW25-4-3150-50K-HTA-U30-UNI-XXXX | Indoor Luminaires | Linear Ambient | Direct Linear Ambient Luminaires | Standard | FALSE | [9 empty] | 42216 |  |  | Yes |  | 3 | 3576 | 118.5 | 30.18 | 8.25 | 0.954 | 5000 | 80
PJVWR2JU | Mercury Lighting Products Co. Inc. | MERCURY LIGHTING | LW25-4-3150-50K-HTA-U30-UNI-48-XXXX | Indoor Luminaires | Linear Ambient | Direct Linear Ambient Luminaires | Standard | FALSE | [9 empty] | 42216 |  |  | Yes |  | 3 | 3576 | 118.5 | 30.18 | 8.25 | 0.954 | 5000 | 80
PMHMXDQ5 | Mercury Lighting Products Co. Inc. | MERCURY LIGHTING | LW25-8-6300-40K-HTA-U80TW-UNI-XXXX | Indoor Luminaires | Linear Ambient | Direct Linear Ambient Luminaires | Standard | FALSE | [9 empty] | 42216 |  |  | Yes |  | 3 | 6943 | 117.4 | 59.15 | 9.69 | 0.979 | 4000 | 80
P49UH8X4 | Mercury Lighting Products Co. Inc. | MERCURY LIGHTING | LW26-8-6300-40K-HTA-U80TW-UNI-XXXX | Indoor Luminaires | Linear Ambient | Direct Linear Ambient Luminaires | Standard | FALSE | [9 empty] | 42216 |  |  | Yes |  | 3 | 6943 | 117.4 | 59.15 | 9.69 | 0.979 | 4000 | 80
PGNGMHH5 | Mercury Lighting Products Co. Inc. | MERCURY LIGHTING | LW25-8-8850-40K-HTA-U80TW-UNI-XXXX | Indoor Luminaires | Linear Ambient | Direct Linear Ambient Luminaires | Standard | FALSE | [9 empty] | 42216 |  |  | Yes |  | 3 | 9764 | 110.1 | 88.68 | 9.59 | 0.984 | 4000 | 80
PG5GACA1 | Mercury Lighting Products Co. Inc. | MERCURY LIGHTING | LW26-8-8850-40K-HTA-U80TW-UNI-XXXX | Indoor Luminaires | Linear Ambient | Direct Linear Ambient Luminaires | Standard | FALSE | [9 empty] | 42216 |  |  | Yes |  | 3 | 9764 | 110.1 | 88.68 | 9.59 | 0.984 | 4000 | 80
PV7PPDCZ | Mercury Lighting Products Co. Inc. | MERCURY LIGHTING | LW26-4-2400-40K-HTA-U30-UNI-XXXX | Indoor Luminaires | Linear Ambient | Direct Linear Ambient Luminaires | Standard | FALSE | [9 empty] | 42216 |  |  | Yes |  | 3 | 2604 | 115.4 | 22.56 | 8.92 | 0.932 | 4000 | 80
PMFMK4E8 | Mercury Lighting Products Co. Inc. | MERCURY LIGHTING | LW25-4-2400-40K-HTA-U30-UNI-XXXX | Indoor Luminaires | Linear Ambient | Direct Linear Ambient Luminaires | Standard | FALSE | [9 empty] | 42216 |  |  | Yes |  | 3 | 2604 | 115.4 | 22.56 | 8.92 | 0.932 | 4000 | 80
P9BFS6G4 | Mercury Lighting Products Co. Inc. | MERCURY LIGHTING | LW25-4-2400-40K-HTA-U30-UNI-48-XXXX | Indoor Luminaires | Linear Ambient | Direct Linear Ambient Luminaires | Standard | FALSE | [9 empty] | 42216 |  |  | Yes |  | 3 | 2604 | 115.4 | 22.56 | 8.92 | 0.932 | 4000 | 80
PWTTZQ5K | Mercury Lighting Products Co. Inc. | MERCURY LIGHTING | LW25-4-4500-40K-HTA-U55-UNI-48-XXXX | Indoor Luminaires | Linear Ambient | Direct Linear Ambient Luminaires | Standard | FALSE | [9 empty] | 42216 |  |  | Yes |  | 3 | 4980 | 109 | 45.68 | 8.71 | 0.971 | 4000 | 80
PSHUEKWA | Mercury Lighting Products Co. Inc. | MERCURY LIGHTING | LW25-4-4500-40K-HTA-U55-UNI-XXXX | Indoor Luminaires | Linear Ambient | Direct Linear Ambient Luminaires | Standard | FALSE | [9 empty] | 42216 |  |  | Yes |  | 3 | 4980 | 109 | 45.68 | 8.71 | 0.971 | 4000 | 80
PE9MCT7G | Mercury Lighting Products Co. Inc. | MERCURY LIGHTING | LW26-4-4500-40K-HTA-U55-UNI-XXXX | Indoor Luminaires | Linear Ambient | Direct Linear Ambient Luminaires | Standard | FALSE | [9 empty] | 42216 |  |  | Yes |  | 3 | 4980 | 109 | 45.68 | 8.71 | 0.971 | 4000 | 80
PXQ7RKA7 | Mercury Lighting Products Co. Inc. | MERCURY LIGHTING | LW25-4-4800-40K-HTA-U55-UNI-XXXX | Indoor Luminaires | Linear Ambient | Direct Linear Ambient Luminaires | Standard | FALSE | [9 empty] | 42216 |  |  | Yes |  | 3 | 5334 | 107.8 | 49.5 | 8.65 | 0.973 | 4000 | 80
PVTR512Y | Mercury Lighting Products Co. Inc. | MERCURY LIGHTING | LW25-4-4800-40K-HTA-U55-UNI-48-XXXX | Indoor Luminaires | Linear Ambient | Direct Linear Ambient Luminaires | Standard | FALSE | [9 empty] | 42216 |  |  | Yes |  | 3 | 5334 | 107.8 | 49.5 | 8.65 | 0.973 | 4000 | 80
PG9J47KG | Mercury Lighting Products Co. Inc. | MERCURY LIGHTING | LW26-4-4800-40K-HTA-U55-UNI-XXXX | Indoor Luminaires | Linear Ambient | Direct Linear Ambient Luminaires | Standard | FALSE | [9 empty] | 42216 |  |  | Yes |  | 3 | 5334 | 107.8 | 49.5 | 8.65 | 0.973 | 4000 | 80
PM8KQCJK | Mercury Lighting Products Co. Inc. | MERCURY LIGHTING | LW25-4-3150-40K-HTA-U30-UNI-48-XXXX | Indoor Luminaires | Linear Ambient | Direct Linear Ambient Luminaires | Standard | FALSE | [9 empty] | 42216 |  |  | Yes |  | 3 | 3464 | 114.8 | 30.18 | 8.25 | 0.954 | 4000 | 80
PJN4VDGJ | Mercury Lighting Products Co. Inc. | MERCURY LIGHTING | LW25-4-3150-40K-HTA-U30-UNI-XXXX | Indoor Luminaires | Linear Ambient | Direct Linear Ambient Luminaires | Standard | FALSE | [9 empty] | 42216 |  |  | Yes |  | 3 | 3464 | 114.8 | 30.18 | 8.25 | 0.954 | 4000 | 80
P6KDA985 | Mercury Lighting Products Co. Inc. | MERCURY LIGHTING | LW26-4-3150-40K-HTA-U30-UNI-XXXX | Indoor Luminaires | Linear Ambient | Direct Linear Ambient Luminaires | Standard | FALSE | [9 empty] | 42216 |  |  | Yes |  | 3 | 3464 | 114.8 | 30.18 | 8.25 | 0.954 | 4000 | 80
PXDTEHAZ | Mercury Lighting Products Co. Inc. | MERCURY LIGHTING | LW25-8-6300-35K-HTA-U80TW-UNI-XXXX | Indoor Luminaires | Linear Ambient | Direct Linear Ambient Luminaires | Standard | FALSE | [9 empty] | 42216 |  |  | Yes |  | 3 | 6719 | 113.6 | 59.15 | 9.69 | 0.979 | 3500 | 80
P4TNVJXK | Mercury Lighting Products Co. Inc. | MERCURY LIGHTING | LW26-8-6300-35K-HTA-U80TW-UNI-XXXX | Indoor Luminaires | Linear Ambient | Direct Linear Ambient Luminaires | Standard | FALSE | [9 empty] | 42216 |  |  | Yes |  | 3 | 6719 | 113.6 | 59.15 | 9.69 | 0.979 | 3500 | 80
PV9CTHY8 | Mercury Lighting Products Co. Inc. | MERCURY LIGHTING | LW25-8-8850-35K-HTA-U80TW-UNI-XXXX | Indoor Luminaires | Linear Ambient | Direct Linear Ambient Luminaires | Standard | FALSE | [9 empty] | 42216 |  |  | Yes |  | 3 | 9249 | 106.5 | 88.68 | 9.59 | 0.984 | 3500 | 80
PBUZ8156 | Mercury Lighting Products Co. Inc. | MERCURY LIGHTING | LW26-8-8850-35K-HTA-U80TW-UNI-XXXX | Indoor Luminaires | Linear Ambient | Direct Linear Ambient Luminaires | Standard | FALSE | [9 empty] | 42216 |  |  | Yes |  | 3 | 9249 | 106.5 | 88.68 | 9.59 | 0.984 | 3500 | 80
PX9MSGJM | Mercury Lighting Products Co. Inc. | MERCURY LIGHTING | LW26-4-2400-35K-HTA-U30-UNI-XXXX | Indoor Luminaires | Linear Ambient | Direct Linear Ambient Luminaires | Standard | FALSE | [9 empty] | 42216 |  |  | Yes |  | 3 | 2520 | 111.7 | 22.56 | 8.92 | 0.932 | 3500 | 80
PMF2NEY4 | Mercury Lighting Products Co. Inc. | MERCURY LIGHTING | LW25-4-2400-35K-HTA-U30-UNI-48-XXXX | Indoor Luminaires | Linear Ambient | Direct Linear Ambient Luminaires | Standard | FALSE | [9 empty] | 42216 |  |  | Yes |  | 3 | 2520 | 111.7 | 22.56 | 8.92 | 0.932 | 3500 | 80
PFYBBD6N | Mercury Lighting Products Co. Inc. | MERCURY LIGHTING | LW25-4-2400-35K-HTA-U30-UNI-XXXX | Indoor Luminaires | Linear Ambient | Direct Linear Ambient Luminaires | Standard | FALSE | [9 empty] | 42216 |  |  | Yes |  | 3 | 2520 | 111.7 | 22.56 | 8.92 | 0.932 | 3500 | 80
PVTYFE8Y | Mercury Lighting Products Co. Inc. | MERCURY LIGHTING | LW25-4-4500-35K-HTA-U55-UNI-48-XXXX | Indoor Luminaires | Linear Ambient | Direct Linear Ambient Luminaires | Standard | FALSE | [9 empty] | 42216 |  |  | Yes |  | 3 | 4819 | 105.5 | 45.68 | 8.71 | 0.971 | 3500 | 80
PNY9K92T | Mercury Lighting Products Co. Inc. | MERCURY LIGHTING | LW25-4-4500-35K-HTA-U55-UNI-XXXX | Indoor Luminaires | Linear Ambient | Direct Linear Ambient Luminaires | Standard | FALSE | [9 empty] | 42216 |  |  | Yes |  | 3 | 4819 | 105.5 | 45.68 | 8.71 | 0.971 | 3500 | 80
PE15H5QS | Mercury Lighting Products Co. Inc. | MERCURY LIGHTING | LW26-4-4500-35K-HTA-U55-UNI-XXXX | Indoor Luminaires | Linear Ambient | Direct Linear Ambient Luminaires | Standard | FALSE | [9 empty] | 42216 |  |  | Yes |  | 3 | 4819 | 105.5 | 45.68 | 8.71 | 0.971 | 3500 | 80
PUJ378GX | Mercury Lighting Products Co. Inc. | MERCURY LIGHTING | LW26-4-4800-35K-HTA-U55-UNI-XXXX | Indoor Luminaires | Linear Ambient | Direct Linear Ambient Luminaires | Standard | FALSE | [9 empty] | 42216 |  |  | Yes |  | 3 | 5162 | 104.3 | 49.5 | 8.65 | 0.973 | 3500 | 80
PUFPNQHX | Mercury Lighting Products Co. Inc. | MERCURY LIGHTING | LW25-4-4800-35K-HTA-U55-UNI-48-XXXX | Indoor Luminaires | Linear Ambient | Direct Linear Ambient Luminaires | Standard | FALSE | [9 empty] | 42216 |  |  | Yes |  | 3 | 5162 | 104.3 | 49.5 | 8.65 | 0.973 | 3500 | 80
PM8RRJQZ | Mercury Lighting Products Co. Inc. | MERCURY LIGHTING | LW25-4-4800-35K-HTA-U55-UNI-XXXX | Indoor Luminaires | Linear Ambient | Direct Linear Ambient Luminaires | Standard | FALSE | [9 empty] | 42216 |  |  | Yes |  | 3 | 5162 | 104.3 | 49.5 | 8.65 | 0.973 | 3500 | 80
PMDHP5V4 | Mercury Lighting Products Co. Inc. | MERCURY LIGHTING | LW26-4-3150-35K-HTA-U30-UNI-XXXX | Indoor Luminaires | Linear Ambient | Direct Linear Ambient Luminaires | Standard | FALSE | [9 empty] | 42216 |  |  | Yes |  | 3 | 3352 | 111.1 | 30.18 | 8.25 | 0.954 | 3500 | 80
PHWDPYMU | Mercury Lighting Products Co. Inc. | MERCURY LIGHTING | LW25-4-3150-35K-HTA-U30-UNI-48-XXXX | Indoor Luminaires | Linear Ambient | Direct Linear Ambient Luminaires | Standard | FALSE | [9 empty] | 42216 |  |  | Yes |  | 3 | 3352 | 111.1 | 30.18 | 8.25 | 0.954 | 3500 | 80
P41VFR9D | Mercury Lighting Products Co. Inc. | MERCURY LIGHTING | LW25-4-3150-35K-HTA-U30-UNI-XXXX | Indoor Luminaires | Linear Ambient | Direct Linear Ambient Luminaires | Standard | FALSE | [9 empty] | 42216 |  |  | Yes |  | 3 | 3352 | 111.1 | 30.18 | 8.25 | 0.954 | 3500 | 80
PY7PJ38A | Mercury Lighting Products Co. Inc. | MERCURY LIGHTING | LW26-8-6300-30K-HTA-U80TW-UNI-XXXX | Indoor Luminaires | Linear Ambient | Direct Linear Ambient Luminaires | Standard | FALSE | [9 empty] | 42216 |  |  | Yes |  | 3 | 6607 | 111.7 | 59.15 | 9.69 | 0.979 | 3000 | 80
PX8SZR8M | Mercury Lighting Products Co. Inc. | MERCURY LIGHTING | LW25-8-6300-30K-HTA-U80TW-UNI-XXXX | Indoor Luminaires | Linear Ambient | Direct Linear Ambient Luminaires | Standard | FALSE | [9 empty] | 42216 |  |  | Yes |  | 3 | 6607 | 111.7 | 59.15 | 9.69 | 0.979 | 3000 | 80
PA4J67AH | Mercury Lighting Products Co. Inc. | MERCURY LIGHTING | LW26-8-8850-30K-HTA-U80TW-UNI-XXXX | Indoor Luminaires | Linear Ambient | Direct Linear Ambient Luminaires | Standard | FALSE | [9 empty] | 42216 |  |  | Yes |  | 3 | 9492 | 104.8 | 88.68 | 9.59 | 0.984 | 3000 | 80
PJ5U7D9D | Mercury Lighting Products Co. Inc. | MERCURY LIGHTING | LW26-4-2400-30K-HTA-U30-UNI-XXXX | Indoor Luminaires | Linear Ambient | Direct Linear Ambient Luminaires | Standard | FALSE | [9 empty] | 42216 |  |  | Yes |  | 3 | 2478 | 109.9 | 22.56 | 8.92 | 0.932 | 3000 | 80
PAJ8RS9R | Mercury Lighting Products Co. Inc. | MERCURY LIGHTING | LW25-4-2400-30K-HTA-U30-UNI-XXXX | Indoor Luminaires | Linear Ambient | Direct Linear Ambient Luminaires | Standard | FALSE | [9 empty] | 42216 |  |  | Yes |  | 3 | 2478 | 109.9 | 22.56 | 8.92 | 0.932 | 3000 | 80
PA51MXSY | Mercury Lighting Products Co. Inc. | MERCURY LIGHTING | LW25-4-2400-30K-HTA-U30-UNI-48-XXXX | Indoor Luminaires | Linear Ambient | Direct Linear Ambient Luminaires | Standard | FALSE | [9 empty] | 42216 |  |  | Yes |  | 3 | 2478 | 109.9 | 22.56 | 8.92 | 0.932 | 3000 | 80
PY48WCJR | Mercury Lighting Products Co. Inc. | MERCURY LIGHTING | LW25-4-4500-30K-HTA-U55-UNI-XXXX | Indoor Luminaires | Linear Ambient | Direct Linear Ambient Luminaires | Standard | FALSE | [9 empty] | 42216 |  |  | Yes |  | 3 | 4739 | 103.7 | 45.68 | 8.71 | 0.971 | 3000 | 80
PNEC3DPB | Mercury Lighting Products Co. Inc. | MERCURY LIGHTING | LW26-4-4500-30K-HTA-U55-UNI-XXXX | Indoor Luminaires | Linear Ambient | Direct Linear Ambient Luminaires | Standard | FALSE | [9 empty] | 42216 |  |  | Yes |  | 3 | 4739 | 103.7 | 45.68 | 8.71 | 0.971 | 3000 | 80
P3DP6X98 | Mercury Lighting Products Co. Inc. | MERCURY LIGHTING | LW25-4-4500-30K-HTA-U55-UNI-48-XXXX | Indoor Luminaires | Linear Ambient | Direct Linear Ambient Luminaires | Standard | FALSE | [9 empty] | 42216 |  |  | Yes |  | 3 | 4739 | 103.7 | 45.68 | 8.71 | 0.971 | 3000 | 80
PT4XJK3G | Mercury Lighting Products Co. Inc. | MERCURY LIGHTING | LW26-4-4800-30K-HTA-U55-UNI-XXXX | Indoor Luminaires | Linear Ambient | Direct Linear Ambient Luminaires | Standard | FALSE | [9 empty] | 42216 |  |  | Yes |  | 3 | 5076 | 102.5 | 49.5 | 8.65 | 0.973 | 3000 | 80
P9ERZDNA | Mercury Lighting Products Co. Inc. | MERCURY LIGHTING | LW25-4-4800-30K-HTA-U55-UNI-XXXX | Indoor Luminaires | Linear Ambient | Direct Linear Ambient Luminaires | Standard | FALSE | [9 empty] | 42216 |  |  | Yes |  | 3 | 5076 | 102.5 | 49.5 | 8.65 | 0.973 | 3000 | 80
P2UEMSJ5 | Mercury Lighting Products Co. Inc. | MERCURY LIGHTING | LW25-4-4800-30K-HTA-U55-UNI-48-XXXX | Indoor Luminaires | Linear Ambient | Direct Linear Ambient Luminaires | Standard | FALSE | [9 empty] | 42216 |  |  | Yes |  | 3 | 5076 | 102.5 | 49.5 | 8.65 | 0.973 | 3000 | 80
PHN49KMC | Mercury Lighting Products Co. Inc. | MERCURY LIGHTING | LW26-4-3150-30K-HTA-U30-UNI-XXXX | Indoor Luminaires | Linear Ambient | Direct Linear Ambient Luminaires | Standard | FALSE | [9 empty] | 42216 |  |  | Yes |  | 3 | 3296 | 109.2 | 30.18 | 8.25 | 0.954 | 3000 | 80
PEW6JR9B | Mercury Lighting Products Co. Inc. | MERCURY LIGHTING | LW25-4-3150-30K-HTA-U30-UNI-XXXX | Indoor Luminaires | Linear Ambient | Direct Linear Ambient Luminaires | Standard | FALSE | [9 empty] | 42216 |  |  | Yes |  | 3 | 3296 | 109.2 | 30.18 | 8.25 | 0.954 | 3000 | 80
PC8CCFXX | Mercury Lighting Products Co. Inc. | MERCURY LIGHTING | LW25-4-3150-30K-HTA-U30-UNI-48-XXXX | Indoor Luminaires | Linear Ambient | Direct Linear Ambient Luminaires | Standard | FALSE | [9 empty] | 42216 |  |  | Yes |  | 3 | 3296 | 109.2 | 30.18 | 8.25 | 0.954 | 3000 | 80
PX9UHTG7 | Hubbell Lighting | Columbia Lighting | HEM8-50VL-DCA-EU | Indoor Luminaires | Linear Ambient | Direct Linear Ambient Luminaires | Standard | FALSE | [9 empty] | 42216 |  |  | NotYetVerified |  | 3 | 16854.709 | 125.2207 | 134.6 |  |  | 5000 | 80
PX2PHGQ3 | Hubbell Lighting | Columbia Lighting | HEM8-50VL-DFA-EU | Indoor Luminaires | Linear Ambient | Direct Linear Ambient Luminaires | Standard | FALSE | [9 empty] | 42216 |  |  | NotYetVerified |  | 3 | 16260.129 | 120.0896 | 135.4 |  |  | 5000 | 80
P5FAXF82 | Hubbell Lighting | Columbia Lighting | HEM8-50VL-RA-EU | Indoor Luminaires | Linear Ambient | Direct Linear Ambient Luminaires | Standard | FALSE | [9 empty] | 42216 |  |  | NotYetVerified |  | 3 | 15789.419 | 117.3062 | 134.6 |  |  | 5000 | 80
PVVKH3AE | Hubbell Lighting | Columbia Lighting | HEM8-50VL-RFA-EU | Indoor Luminaires | Linear Ambient | Direct Linear Ambient Luminaires | Standard | FALSE | [9 empty] | 42216 |  |  | NotYetVerified |  | 3 | 15246.451 | 112.7696 | 135.2 |  |  | 5000 | 80
PQRCHTWS | Hubbell Lighting | Columbia Lighting | HEM8-50HL-DCA-EU | Indoor Luminaires | Linear Ambient | Direct Linear Ambient Luminaires | Standard | FALSE | [9 empty] | 42216 |  |  | NotYetVerified |  | 3 | 13793.032 | 127.4772 | 108.2 |  |  | 5000 | 80
PETBT613 | Hubbell Lighting | Columbia Lighting | HEM8-50HL-DFA-EU | Indoor Luminaires | Linear Ambient | Direct Linear Ambient Luminaires | Standard | FALSE | [9 empty] | 42216 |  |  | NotYetVerified |  | 3 | 13485.419 | 124.6342 | 108.2 |  |  | 5000 | 80
P9XNP6QT | Hubbell Lighting | Columbia Lighting | HEM8-50HL-RA-EU | Indoor Luminaires | Linear Ambient | Direct Linear Ambient Luminaires | Standard | FALSE | [9 empty] | 42216 |  |  | NotYetVerified |  | 3 | 13027.097 | 120.6213 | 108 |  |  | 5000 | 80
P4DX4TS8 | Hubbell Lighting | Columbia Lighting | HEM8-50HL-RFA-EU | Indoor Luminaires | Linear Ambient | Direct Linear Ambient Luminaires | Standard | FALSE | [9 empty] | 42216 |  |  | NotYetVerified |  | 3 | 12762.839 | 118.1744 | 108 |  |  | 5000 | 80
PC5FX7GQ | Hubbell Lighting | Columbia Lighting | HEM8-50ML-DCA-EU | Indoor Luminaires | Linear Ambient | Direct Linear Ambient Luminaires | Standard | FALSE | [9 empty] | 42216 |  |  | NotYetVerified |  | 3 | 11414.71 | 123.8038 | 92.2 |  |  | 5000 | 80
PG1S7QGT | Hubbell Lighting | Columbia Lighting | HEM8-50ML-DFA-EU | Indoor Luminaires | Linear Ambient | Direct Linear Ambient Luminaires | Standard | FALSE | [9 empty] | 42216 |  |  | NotYetVerified |  | 3 | 11200 | 121.475 | 92.2 |  |  | 5000 | 80
PXVB79UC | Hubbell Lighting | Columbia Lighting | HEM8-50ML-RFA-EU | Indoor Luminaires | Linear Ambient | Direct Linear Ambient Luminaires | Standard | FALSE | [9 empty] | 42216 |  |  | NotYetVerified |  | 3 | 10816 | 117.3102 | 92.2 |  |  | 5000 | 80
PRT34DY2 | Hubbell Lighting | Columbia Lighting | HEM8-50ML-RA-EU | Indoor Luminaires | Linear Ambient | Direct Linear Ambient Luminaires | Standard | FALSE | [9 empty] | 42216 |  |  | NotYetVerified |  | 3 | 10816 | 117.3102 | 92.2 |  |  | 5000 | 80
P7P2MQWP | Hubbell Lighting | Columbia Lighting | HEM4-50VL-DCA-EU | Indoor Luminaires | Linear Ambient | Direct Linear Ambient Luminaires | Standard | FALSE | [9 empty] | 42216 |  |  | NotYetVerified |  | 3 | 8427.3545 | 125.2129 | 67.3 |  |  | 5000 | 80
PFE24G8W | Hubbell Lighting | Columbia Lighting | HEM4-50VL-DFA-EU | Indoor Luminaires | Linear Ambient | Direct Linear Ambient Luminaires | Standard | FALSE | [9 empty] | 42216 |  |  | NotYetVerified |  | 3 | 8130.0645 | 119.7419 | 67.7 |  |  | 5000 | 80
PWJ9DEJS | Hubbell Lighting | Columbia Lighting | HEM4-50VL-RA-EU | Indoor Luminaires | Linear Ambient | Direct Linear Ambient Luminaires | Standard | FALSE | [9 empty] | 42216 |  |  | NotYetVerified |  | 3 | 7894.7095 | 117.2645 | 67.3 |  |  | 5000 | 80
P739DRBS | Hubbell Lighting | Columbia Lighting | HEM4-50VL-RFA-EU | Indoor Luminaires | Linear Ambient | Direct Linear Ambient Luminaires | Standard | FALSE | [9 empty] | 42216 |  |  | NotYetVerified |  | 3 | 7623.2256 | 112.5161 | 67.6 |  |  | 5000 | 80
PSH6ZEZR | Hubbell Lighting | Columbia Lighting | HEM4-50HL-DCA-EU | Indoor Luminaires | Linear Ambient | Direct Linear Ambient Luminaires | Standard | FALSE | [9 empty] | 42216 |  |  | NotYetVerified |  | 3 | 6896.516 | 127.4839 | 54.1 |  |  | 5000 | 80
PJW29QYR | Hubbell Lighting | Columbia Lighting | HEM4-50HL-DFA-EU | Indoor Luminaires | Linear Ambient | Direct Linear Ambient Luminaires | Standard | FALSE | [9 empty] | 42216 |  |  | NotYetVerified |  | 3 | 6742.7095 | 124.5935 | 54.1 |  |  | 5000 | 80
PC7PGP8X | Hubbell Lighting | Columbia Lighting | HEM4-50HL-RA-EU | Indoor Luminaires | Linear Ambient | Direct Linear Ambient Luminaires | Standard | FALSE | [9 empty] | 42216 |  |  | NotYetVerified |  | 3 | 6513.5483 | 120.671 | 54 |  |  | 5000 | 80
PY1U8DXK | Hubbell Lighting | Columbia Lighting | HEM4-50HL-RFA-EU | Indoor Luminaires | Linear Ambient | Direct Linear Ambient Luminaires | Standard | FALSE | [9 empty] | 42216 |  |  | NotYetVerified |  | 3 | 6381.4194 | 118.1936 | 54 |  |  | 5000 | 80
P6BV56EU | Hubbell Lighting | Columbia Lighting | HEM4-50ML-DCA-EU | Indoor Luminaires | Linear Ambient | Direct Linear Ambient Luminaires | Standard | FALSE | [9 empty] | 42216 |  |  | NotYetVerified |  | 3 | 5707.355 | 123.7677 | 46.1 |  |  | 5000 | 80
PCNTG4A9 | Hubbell Lighting | Columbia Lighting | HEM4-50ML-DFA-EU | Indoor Luminaires | Linear Ambient | Direct Linear Ambient Luminaires | Standard | FALSE | [9 empty] | 42216 |  |  | NotYetVerified |  | 3 | 5600 | 121.4968 | 46.1 |  |  | 5000 | 80
PV8XC494 | Hubbell Lighting | Columbia Lighting | HEM4-50ML-RFA-EU | Indoor Luminaires | Linear Ambient | Direct Linear Ambient Luminaires | Standard | FALSE | [9 empty] | 42216 |  |  | NotYetVerified |  | 3 | 5408 | 117.2645 | 46.1 |  |  | 5000 | 80
PTSF17GV | Hubbell Lighting | Columbia Lighting | HEM4-50ML-RA-EU | Indoor Luminaires | Linear Ambient | Direct Linear Ambient Luminaires | Standard | FALSE | [9 empty] | 42216 |  |  | NotYetVerified |  | 3 | 5408 | 117.2645 | 46.1 |  |  | 5000 | 80
PZHMUSFE | Hubbell Lighting | Columbia Lighting | HEM8-50VL-DCA-EDU | Indoor Luminaires | Linear Ambient | Direct Linear Ambient Luminaires | Standard | FALSE | [9 empty] | 42216 |  |  | NotYetVerified |  | 3 | 16854.709 | 125.2207 | 134.6 |  |  | 5000 | 80
PRD3E52Y | Hubbell Lighting | Columbia Lighting | HEM8-50VL-DFA-EDU | Indoor Luminaires | Linear Ambient | Direct Linear Ambient Luminaires | Standard | FALSE | [9 empty] | 42216 |  |  | NotYetVerified |  | 3 | 16260.129 | 120.0896 | 135.4 |  |  | 5000 | 80
P79SR74V | Hubbell Lighting | Columbia Lighting | HEM8-50VL-RA-EUD | Indoor Luminaires | Linear Ambient | Direct Linear Ambient Luminaires | Standard | FALSE | [9 empty] | 42216 |  |  | NotYetVerified |  | 3 | 15789.419 | 117.3062 | 134.6 |  |  | 5000 | 80
PPHFKHWX | Hubbell Lighting | Columbia Lighting | HEM8-50VL-RFA-EUD | Indoor Luminaires | Linear Ambient | Direct Linear Ambient Luminaires | Standard | FALSE | [9 empty] | 42216 |  |  | NotYetVerified |  | 3 | 15246.451 | 112.7696 | 135.2 |  |  | 5000 | 80
PKC2GNXR | Hubbell Lighting | Columbia Lighting | HEM8-50HL-DCA-EDU | Indoor Luminaires | Linear Ambient | Direct Linear Ambient Luminaires | Standard | FALSE | [9 empty] | 42216 |  |  | NotYetVerified |  | 3 | 13793.032 | 127.4772 | 108.2 |  |  | 5000 | 80
PN7P69AF | Hubbell Lighting | Columbia Lighting | HEM8-50HL-DFA-EDU | Indoor Luminaires | Linear Ambient | Direct Linear Ambient Luminaires | Standard | FALSE | [9 empty] | 42216 |  |  | NotYetVerified |  | 3 | 13485.419 | 124.6342 | 108.2 |  |  | 5000 | 80
PFV566ES | Hubbell Lighting | Columbia Lighting | HEM8-50HL-RA-EUD | Indoor Luminaires | Linear Ambient | Direct Linear Ambient Luminaires | Standard | FALSE | [9 empty] | 42216 |  |  | NotYetVerified |  | 3 | 13027.097 | 120.6213 | 108 |  |  | 5000 | 80
P3WC57Y6 | Hubbell Lighting | Columbia Lighting | HEM8-50HL-RFA-EUD | Indoor Luminaires | Linear Ambient | Direct Linear Ambient Luminaires | Standard | FALSE | [9 empty] | 42216 |  |  | NotYetVerified |  | 3 | 12762.839 | 118.1744 | 108 |  |  | 5000 | 80
PN37ZJ85 | Hubbell Lighting | Columbia Lighting | HEM8-50ML-DCA-EDU | Indoor Luminaires | Linear Ambient | Direct Linear Ambient Luminaires | Standard | FALSE | [9 empty] | 42216 |  |  | NotYetVerified |  | 3 | 11414.71 | 123.8038 | 92.2 |  |  | 5000 | 80
P3GKS8ZR | Hubbell Lighting | Columbia Lighting | HEM8-50ML-DFA-EDU | Indoor Luminaires | Linear Ambient | Direct Linear Ambient Luminaires | Standard | FALSE | [9 empty] | 42216 |  |  | NotYetVerified |  | 3 | 11200 | 121.475 | 92.2 |  |  | 5000 | 80
PU58U6KG | Hubbell Lighting | Columbia Lighting | HEM8-50ML-RFA-EUD | Indoor Luminaires | Linear Ambient | Direct Linear Ambient Luminaires | Standard | FALSE | [9 empty] | 42216 |  |  | NotYetVerified |  | 3 | 10816 | 117.3102 | 92.2 |  |  | 5000 | 80
PGKRU9RY | Hubbell Lighting | Columbia Lighting | HEM8-50ML-RA-EUD | Indoor Luminaires | Linear Ambient | Direct Linear Ambient Luminaires | Standard | FALSE | [9 empty] | 42216 |  |  | NotYetVerified |  | 3 | 10816 | 117.3102 | 92.2 |  |  | 5000 | 80
PV9PV34G | Hubbell Lighting | Columbia Lighting | HEM4-50VL-DCA-EUD | Indoor Luminaires | Linear Ambient | Direct Linear Ambient Luminaires | Standard | FALSE | [9 empty] | 42216 |  |  | NotYetVerified |  | 3 | 8427.3545 | 125.2129 | 67.3 |  |  | 5000 | 80
PZSWUC4K | Hubbell Lighting | Columbia Lighting | HEM4-50VL-DFA-EDU | Indoor Luminaires | Linear Ambient | Direct Linear Ambient Luminaires | Standard | FALSE | [9 empty] | 42216 |  |  | NotYetVerified |  | 3 | 8130.0645 | 119.7419 | 67.7 |  |  | 5000 | 80
PSYH6U4F | Hubbell Lighting | Columbia Lighting | HEM4-50VL-RA-EUD | Indoor Luminaires | Linear Ambient | Direct Linear Ambient Luminaires | Standard | FALSE | [9 empty] | 42216 |  |  | NotYetVerified |  | 3 | 7894.7095 | 117.2645 | 67.3 |  |  | 5000 | 80
PVTPRMNJ | Hubbell Lighting | Columbia Lighting | HEM4-50VL-RFA-EUD | Indoor Luminaires | Linear Ambient | Direct Linear Ambient Luminaires | Standard | FALSE | [9 empty] | 42216 |  |  | NotYetVerified |  | 3 | 7623.2256 | 112.5161 | 67.6 |  |  | 5000 | 80
P98RT2SZ | Hubbell Lighting | Columbia Lighting | HEM4-50HL-DCA-EDU | Indoor Luminaires | Linear Ambient | Direct Linear Ambient Luminaires | Standard | FALSE | [9 empty] | 42216 |  |  | NotYetVerified |  | 3 | 6896.516 | 127.4839 | 54.1 |  |  | 5000 | 80
P8X19U5J | Hubbell Lighting | Columbia Lighting | HEM4-50HL-DFA-EDU | Indoor Luminaires | Linear Ambient | Direct Linear Ambient Luminaires | Standard | FALSE | [9 empty] | 42216 |  |  | NotYetVerified |  | 3 | 6742.7095 | 124.5935 | 54.1 |  |  | 5000 | 80
PHXDGZZV | Hubbell Lighting | Columbia Lighting | HEM4-50HL-RA-EUD | Indoor Luminaires | Linear Ambient | Direct Linear Ambient Luminaires | Standard | FALSE | [9 empty] | 42216 |  |  | NotYetVerified |  | 3 | 6513.5483 | 120.671 | 54 |  |  | 5000 | 80
PV4MG232 | Hubbell Lighting | Columbia Lighting | HEM4-50HL-RFA-EUD | Indoor Luminaires | Linear Ambient | Direct Linear Ambient Luminaires | Standard | FALSE | [9 empty] | 42216 |  |  | NotYetVerified |  | 3 | 6381.4194 | 118.1936 | 54 |  |  | 5000 | 80
PM2P4FK5 | Hubbell Lighting | Columbia Lighting | HEM4-50ML-DCA-EDU | Indoor Luminaires | Linear Ambient | Direct Linear Ambient Luminaires | Standard | FALSE | [9 empty] | 42216 |  |  | NotYetVerified |  | 3 | 5707.355 | 123.7677 | 46.1 |  |  | 5000 | 80
PZVBYNYP | Hubbell Lighting | Columbia Lighting | HEM4-50ML-DFA-EDU | Indoor Luminaires | Linear Ambient | Direct Linear Ambient Luminaires | Standard | FALSE | [9 empty] | 42216 |  |  | NotYetVerified |  | 3 | 5600 | 121.4968 | 46.1 |  |  | 5000 | 80
PV465AYE | Hubbell Lighting | Columbia Lighting | HEM4-50ML-RFA-EUD | Indoor Luminaires | Linear Ambient | Direct Linear Ambient Luminaires | Standard | FALSE | [9 empty] | 42216 |  |  | NotYetVerified |  | 3 | 5408 | 117.2645 | 46.1 |  |  | 5000 | 80
PEYQZBVQ | Hubbell Lighting | Columbia Lighting | HEM4-50ML-RA-EUD | Indoor Luminaires | Linear Ambient | Direct Linear Ambient Luminaires | Standard | FALSE | [9 empty] | 42216 |  |  | NotYetVerified |  | 3 | 5408 | 117.2645 | 46.1 |  |  | 5000 | 80
P95F4RE4 | Hubbell Lighting | Columbia Lighting | HEM8-40VL-DCA-EU | Indoor Luminaires | Linear Ambient | Direct Linear Ambient Luminaires | Standard | FALSE | [9 empty] | 42216 |  |  | NotYetVerified |  | 3 | 16328 | 121.3076 | 134.6 |  |  | 4000 | 80
PAEBDSFN | Hubbell Lighting | Columbia Lighting | HEM8-40VL-DFA-EU | Indoor Luminaires | Linear Ambient | Direct Linear Ambient Luminaires | Standard | FALSE | [9 empty] | 42216 |  |  | NotYetVerified |  | 3 | 15752 | 116.3368 | 135.4 |  |  | 4000 | 80
PHK2VPC7 | Hubbell Lighting | Columbia Lighting | HEM8-40VL-RA-EU | Indoor Luminaires | Linear Ambient | Direct Linear Ambient Luminaires | Standard | FALSE | [9 empty] | 42216 |  |  | NotYetVerified |  | 3 | 15296 | 113.6404 | 134.6 |  |  | 4000 | 80
P265842X | Hubbell Lighting | Columbia Lighting | HEM8-40VL-RFA-EU | Indoor Luminaires | Linear Ambient | Direct Linear Ambient Luminaires | Standard | FALSE | [9 empty] | 42216 |  |  | NotYetVerified |  | 3 | 14770 | 109.2456 | 135.2 |  |  | 4000 | 80
PKAU8FGT | Hubbell Lighting | Columbia Lighting | HEM8-40HL-DCA-EU | Indoor Luminaires | Linear Ambient | Direct Linear Ambient Luminaires | Standard | FALSE | [9 empty] | 42216 |  |  | NotYetVerified |  | 3 | 13362 | 123.4935 | 108.2 |  |  | 4000 | 80
PJP116J4 | Hubbell Lighting | Columbia Lighting | HEM8-40HL-DFA-EU | Indoor Luminaires | Linear Ambient | Direct Linear Ambient Luminaires | Standard | FALSE | [9 empty] | 42216 |  |  | NotYetVerified |  | 3 | 13064 | 120.7394 | 108.2 |  |  | 4000 | 80
P331XS96 | Hubbell Lighting | Columbia Lighting | HEM8-40HL-RA-EU | Indoor Luminaires | Linear Ambient | Direct Linear Ambient Luminaires | Standard | FALSE | [9 empty] | 42216 |  |  | NotYetVerified |  | 3 | 12620 | 116.8518 | 108 |  |  | 4000 | 80
PUGV96ZA | Hubbell Lighting | Columbia Lighting | HEM8-40HL-RFA-EU | Indoor Luminaires | Linear Ambient | Direct Linear Ambient Luminaires | Standard | FALSE | [9 empty] | 42216 |  |  | NotYetVerified |  | 3 | 12364 | 114.4815 | 108 |  |  | 4000 | 80
PH83ZTGP | Hubbell Lighting | Columbia Lighting | HEM8-40ML-DCA-EU | Indoor Luminaires | Linear Ambient | Direct Linear Ambient Luminaires | Standard | FALSE | [9 empty] | 42216 |  |  | NotYetVerified |  | 3 | 11058 | 119.9349 | 92.2 |  |  | 4000 | 80
PX8C6R81 | Hubbell Lighting | Columbia Lighting | HEM8-40ML-DFA-EU | Indoor Luminaires | Linear Ambient | Direct Linear Ambient Luminaires | Standard | FALSE | [9 empty] | 42216 |  |  | NotYetVerified |  | 3 | 10850 | 117.679 | 92.2 |  |  | 4000 | 80
PHNVB8EX | Hubbell Lighting | Columbia Lighting | HEM8-40ML-RFA-EU | Indoor Luminaires | Linear Ambient | Direct Linear Ambient Luminaires | Standard | FALSE | [9 empty] | 42216 |  |  | NotYetVerified |  | 3 | 10478 | 113.6442 | 92.2 |  |  | 4000 | 80
PBU4W8UE | Hubbell Lighting | Columbia Lighting | HEM8-40ML-RA-EU | Indoor Luminaires | Linear Ambient | Direct Linear Ambient Luminaires | Standard | FALSE | [9 empty] | 42216 |  |  | NotYetVerified |  | 3 | 10478 | 113.6442 | 92.2 |  |  | 4000 | 80
P1R2HX25 | Hubbell Lighting | Columbia Lighting | HEM4-40VL-DCA-EU | Indoor Luminaires | Linear Ambient | Direct Linear Ambient Luminaires | Standard | FALSE | [9 empty] | 42216 |  |  | NotYetVerified |  | 3 | 8164 | 121.3 | 67.3 |  |  | 4000 | 80
PYR3DG3J | Hubbell Lighting | Columbia Lighting | HEM4-40VL-DFA-EU | Indoor Luminaires | Linear Ambient | Direct Linear Ambient Luminaires | Standard | FALSE | [9 empty] | 42216 |  |  | NotYetVerified |  | 3 | 7876 | 116 | 67.7 |  |  | 4000 | 80
P6M9G76Z | Hubbell Lighting | Columbia Lighting | HEM4-40VL-RA-EU | Indoor Luminaires | Linear Ambient | Direct Linear Ambient Luminaires | Standard | FALSE | [9 empty] | 42216 |  |  | NotYetVerified |  | 3 | 7648 | 113.6 | 67.3 |  |  | 4000 | 80
P2CB3MK1 | Hubbell Lighting | Columbia Lighting | HEM4-40VL-RFA-EU | Indoor Luminaires | Linear Ambient | Direct Linear Ambient Luminaires | Standard | FALSE | [9 empty] | 42216 |  |  | NotYetVerified |  | 3 | 7385 | 109 | 67.6 |  |  | 4000 | 80
PFMUCS7S | Hubbell Lighting | Columbia Lighting | HEM4-40HL-DCA-EU | Indoor Luminaires | Linear Ambient | Direct Linear Ambient Luminaires | Standard | FALSE | [9 empty] | 42216 |  |  | NotYetVerified |  | 3 | 6681 | 123.5 | 54.1 |  |  | 4000 | 80
PCH33M3Z | Hubbell Lighting | Columbia Lighting | HEM4-40HL-DFA-EU | Indoor Luminaires | Linear Ambient | Direct Linear Ambient Luminaires | Standard | FALSE | [9 empty] | 42216 |  |  | NotYetVerified |  | 3 | 6532 | 120.7 | 54.1 |  |  | 4000 | 80
P9YX5E46 | Hubbell Lighting | Columbia Lighting | HEM4-40HL-RA-EU | Indoor Luminaires | Linear Ambient | Direct Linear Ambient Luminaires | Standard | FALSE | [9 empty] | 42216 |  |  | NotYetVerified |  | 3 | 6310 | 116.9 | 54 |  |  | 4000 | 80
PU76NPVA | Hubbell Lighting | Columbia Lighting | HEM4-40HL-RFA-EU | Indoor Luminaires | Linear Ambient | Direct Linear Ambient Luminaires | Standard | FALSE | [9 empty] | 42216 |  |  | NotYetVerified |  | 3 | 6182 | 114.5 | 54 |  |  | 4000 | 80
P918Q6VJ | Hubbell Lighting | Columbia Lighting | HEM4-40ML-DCA-EU | Indoor Luminaires | Linear Ambient | Direct Linear Ambient Luminaires | Standard | FALSE | [9 empty] | 42216 |  |  | NotYetVerified |  | 3 | 5529 | 119.9 | 46.1 |  |  | 4000 | 80
PKFYB16Q | Hubbell Lighting | Columbia Lighting | HEM4-40ML-DFA-EU | Indoor Luminaires | Linear Ambient | Direct Linear Ambient Luminaires | Standard | FALSE | [9 empty] | 42216 |  |  | NotYetVerified |  | 3 | 5425 | 117.7 | 46.1 |  |  | 4000 | 80
PKASEX28 | Hubbell Lighting | Columbia Lighting | HEM4-40ML-RFA-EU | Indoor Luminaires | Linear Ambient | Direct Linear Ambient Luminaires | Standard | FALSE | [9 empty] | 42216 |  |  | NotYetVerified |  | 3 | 5239 | 113.6 | 46.1 |  |  | 4000 | 80
P9F22PDS | Hubbell Lighting | Columbia Lighting | HEM4-40ML-RA-EU | Indoor Luminaires | Linear Ambient | Direct Linear Ambient Luminaires | Standard | FALSE | [9 empty] | 42216 |  |  | NotYetVerified |  | 3 | 5239 | 113.6 | 46.1 |  |  | 4000 | 80
PURWU269 | Hubbell Lighting | Columbia Lighting | HEM8-40VL-DCA-EDU | Indoor Luminaires | Linear Ambient | Direct Linear Ambient Luminaires | Standard | FALSE | [9 empty] | 42216 |  |  | NotYetVerified |  | 3 | 16328 | 121.3076 | 134.6 |  |  | 4000 | 80
P3MJXV9W | Hubbell Lighting | Columbia Lighting | HEM8-40VL-DFA-EDU | Indoor Luminaires | Linear Ambient | Direct Linear Ambient Luminaires | Standard | FALSE | [9 empty] | 42216 |  |  | NotYetVerified |  | 3 | 15752 | 116.3368 | 135.4 |  |  | 4000 | 80
PNTJZH88 | Hubbell Lighting | Columbia Lighting | HEM8-40VL-RA-EUD | Indoor Luminaires | Linear Ambient | Direct Linear Ambient Luminaires | Standard | FALSE | [9 empty] | 42216 |  |  | NotYetVerified |  | 3 | 15296 | 113.6404 | 134.6 |  |  | 4000 | 80
PNZ91YKU | Hubbell Lighting | Columbia Lighting | HEM8-40VL-RFA-EUD | Indoor Luminaires | Linear Ambient | Direct Linear Ambient Luminaires | Standard | FALSE | [9 empty] | 42216 |  |  | NotYetVerified |  | 3 | 14770 | 109.2456 | 135.2 |  |  | 4000 | 80
PX3DJCDR | Hubbell Lighting | Columbia Lighting | HEM8-40HL-DCA-EDU | Indoor Luminaires | Linear Ambient | Direct Linear Ambient Luminaires | Standard | FALSE | [9 empty] | 42216 |  |  | NotYetVerified |  | 3 | 13362 | 123.4935 | 108.2 |  |  | 4000 | 80
PDPSMBFT | Hubbell Lighting | Columbia Lighting | HEM8-40HL-DFA-EDU | Indoor Luminaires | Linear Ambient | Direct Linear Ambient Luminaires | Standard | FALSE | [9 empty] | 42216 |  |  | NotYetVerified |  | 3 | 13064 | 120.7394 | 108.2 |  |  | 4000 | 80
PNJHYPPC | Hubbell Lighting | Columbia Lighting | HEM8-40HL-RA-EUD | Indoor Luminaires | Linear Ambient | Direct Linear Ambient Luminaires | Standard | FALSE | [9 empty] | 42216 |  |  | NotYetVerified |  | 3 | 12620 | 116.8518 | 108 |  |  | 4000 | 80
P2WM1M7U | Hubbell Lighting | Columbia Lighting | HEM8-40HL-RFA-EUD | Indoor Luminaires | Linear Ambient | Direct Linear Ambient Luminaires | Standard | FALSE | [9 empty] | 42216 |  |  | NotYetVerified |  | 3 | 12364 | 114.4815 | 108 |  |  | 4000 | 80
PWCK4DRS | Hubbell Lighting | Columbia Lighting | HEM8-40ML-DCA-EDU | Indoor Luminaires | Linear Ambient | Direct Linear Ambient Luminaires | Standard | FALSE | [9 empty] | 42216 |  |  | NotYetVerified |  | 3 | 11058 | 119.9349 | 92.2 |  |  | 4000 | 80
P21AAAFD | Hubbell Lighting | Columbia Lighting | HEM8-40ML-DFA-EDU | Indoor Luminaires | Linear Ambient | Direct Linear Ambient Luminaires | Standard | FALSE | [9 empty] | 42216 |  |  | NotYetVerified |  | 3 | 10850 | 117.679 | 92.2 |  |  | 4000 | 80
PQ2NPUUT | Hubbell Lighting | Columbia Lighting | HEM8-40ML-RA-EUD | Indoor Luminaires | Linear Ambient | Direct Linear Ambient Luminaires | Standard | FALSE | [9 empty] | 42216 |  |  | NotYetVerified |  | 3 | 10478 | 113.6442 | 92.2 |  |  | 4000 | 80
PEDYVSQQ | Hubbell Lighting | Columbia Lighting | HEM8-40ML-RFA-EUD | Indoor Luminaires | Linear Ambient | Direct Linear Ambient Luminaires | Standard | FALSE | [9 empty] | 42216 |  |  | NotYetVerified |  | 3 | 10478 | 113.6442 | 92.2 |  |  | 4000 | 80
PVZ1H31Q | Hubbell Lighting | Columbia Lighting | HEM4-40VL-DCA-EDU | Indoor Luminaires | Linear Ambient | Direct Linear Ambient Luminaires | Standard | FALSE | [9 empty] | 42216 |  |  | NotYetVerified |  | 3 | 8164 | 121.3 | 67.3 |  |  | 4000 | 80
PMEH4G4Z | Hubbell Lighting | Columbia Lighting | HEM4-40VL-DFA-EDU | Indoor Luminaires | Linear Ambient | Direct Linear Ambient Luminaires | Standard | FALSE | [9 empty] | 42216 |  |  | NotYetVerified |  | 3 | 7876 | 116 | 67.7 |  |  | 4000 | 80
PQJYNNVK | Hubbell Lighting | Columbia Lighting | HEM4-40VL-RA-EUD | Indoor Luminaires | Linear Ambient | Direct Linear Ambient Luminaires | Standard | FALSE | [9 empty] | 42216 |  |  | NotYetVerified |  | 3 | 7648 | 113.6 | 67.3 |  |  | 4000 | 80
PN6TVNHB | Hubbell Lighting | Columbia Lighting | HEM4-40VL-RFA-EUD | Indoor Luminaires | Linear Ambient | Direct Linear Ambient Luminaires | Standard | FALSE | [9 empty] | 42216 |  |  | NotYetVerified |  | 3 | 7385 | 109 | 67.6 |  |  | 4000 | 80
PZWZR7R7 | Hubbell Lighting | Columbia Lighting | HEM4-40HL-DCA-EDU | Indoor Luminaires | Linear Ambient | Direct Linear Ambient Luminaires | Standard | FALSE | [9 empty] | 42216 |  |  | NotYetVerified |  | 3 | 6681 | 123.5 | 54.1 |  |  | 4000 | 80
PWJF4RRN | Hubbell Lighting | Columbia Lighting | HEM4-40HL-DFA-EDU | Indoor Luminaires | Linear Ambient | Direct Linear Ambient Luminaires | Standard | FALSE | [9 empty] | 42216 |  |  | NotYetVerified |  | 3 | 6532 | 120.7 | 54.1 |  |  | 4000 | 80
PK8FBMNA | Hubbell Lighting | Columbia Lighting | HEM4-40HL-RA-EUD | Indoor Luminaires | Linear Ambient | Direct Linear Ambient Luminaires | Standard | FALSE | [9 empty] | 42216 |  |  | NotYetVerified |  | 3 | 6310 | 116.9 | 54 |  |  | 4000 | 80
PJJRGMWY | Hubbell Lighting | Columbia Lighting | HEM4-40HL-RFA-EUD | Indoor Luminaires | Linear Ambient | Direct Linear Ambient Luminaires | Standard | FALSE | [9 empty] | 42216 |  |  | NotYetVerified |  | 3 | 6182 | 114.5 | 54 |  |  | 4000 | 80
PWYKVYGK | Hubbell Lighting | Columbia Lighting | HEM4-40ML-DCA-EDU | Indoor Luminaires | Linear Ambient | Direct Linear Ambient Luminaires | Standard | FALSE | [9 empty] | 42216 |  |  | NotYetVerified |  | 3 | 5529 | 119.9 | 46.1 |  |  | 4000 | 80
P9RTSV78 | Hubbell Lighting | Columbia Lighting | HEM4-40ML-DFA-EDU | Indoor Luminaires | Linear Ambient | Direct Linear Ambient Luminaires | Standard | FALSE | [9 empty] | 42216 |  |  | NotYetVerified |  | 3 | 5425 | 117.7 | 46.1 |  |  | 4000 | 80
PEDMTTBP | Hubbell Lighting | Columbia Lighting | HEM4-40ML-RA-EUD | Indoor Luminaires | Linear Ambient | Direct Linear Ambient Luminaires | Standard | FALSE | [9 empty] | 42216 |  |  | NotYetVerified |  | 3 | 5239 | 113.6 | 46.1 |  |  | 4000 | 80
P32WXJEF | Hubbell Lighting | Columbia Lighting | HEM4-40ML-RFA-EUD | Indoor Luminaires | Linear Ambient | Direct Linear Ambient Luminaires | Standard | FALSE | [9 empty] | 42216 |  |  | NotYetVerified |  | 3 | 5239 | 113.6 | 46.1 |  |  | 4000 | 80
PMZ57T1Y | Hubbell Lighting | Columbia Lighting | HEM8-35VL-DCA-EU | Indoor Luminaires | Linear Ambient | Direct Linear Ambient Luminaires | Standard | FALSE | [9 empty] | 42216 |  |  | NotYetVerified |  | 3 | 16064.6455 | 119.351 | 134.6 |  |  | 3500 | 80
PHKUJXS2 | Hubbell Lighting | Columbia Lighting | HEM8-35VL-DFA-EU | Indoor Luminaires | Linear Ambient | Direct Linear Ambient Luminaires | Standard | FALSE | [9 empty] | 42216 |  |  | NotYetVerified |  | 3 | 15497.936 | 114.4604 | 135.4 |  |  | 3500 | 80
PS73RVKM | Hubbell Lighting | Columbia Lighting | HEM8-35VL-RA-EU | Indoor Luminaires | Linear Ambient | Direct Linear Ambient Luminaires | Standard | FALSE | [9 empty] | 42216 |  |  | NotYetVerified |  | 3 | 15049.29 | 111.8075 | 134.6 |  |  | 3500 | 80
P8HCBDEQ | Hubbell Lighting | Columbia Lighting | HEM8-35VL-RFA-EU | Indoor Luminaires | Linear Ambient | Direct Linear Ambient Luminaires | Standard | FALSE | [9 empty] | 42216 |  |  | NotYetVerified |  | 3 | 14531.774 | 107.4835 | 135.2 |  |  | 3500 | 80
P56NJJC2 | Hubbell Lighting | Columbia Lighting | HEM8-35HL-DCA-EU | Indoor Luminaires | Linear Ambient | Direct Linear Ambient Luminaires | Standard | FALSE | [9 empty] | 42216 |  |  | NotYetVerified |  | 3 | 13146.483 | 121.5017 | 108.2 |  |  | 3500 | 80
PA4J8J9Y | Hubbell Lighting | Columbia Lighting | HEM8-35HL-DFA-EU | Indoor Luminaires | Linear Ambient | Direct Linear Ambient Luminaires | Standard | FALSE | [9 empty] | 42216 |  |  | NotYetVerified |  | 3 | 12853.29 | 118.792 | 108.2 |  |  | 3500 | 80
PK4MV347 | Hubbell Lighting | Columbia Lighting | HEM8-35HL-RA-EU | Indoor Luminaires | Linear Ambient | Direct Linear Ambient Luminaires | Standard | FALSE | [9 empty] | 42216 |  |  | NotYetVerified |  | 3 | 12416.451 | 114.9672 | 108 |  |  | 3500 | 80
PWV9MWAX | Hubbell Lighting | Columbia Lighting | HEM8-35HL-RFA-EU | Indoor Luminaires | Linear Ambient | Direct Linear Ambient Luminaires | Standard | FALSE | [9 empty] | 42216 |  |  | NotYetVerified |  | 3 | 12164.581 | 112.635 | 108 |  |  | 3500 | 80
PYMWNG8X | Hubbell Lighting | Columbia Lighting | HEM8-35ML-DCA-EU | Indoor Luminaires | Linear Ambient | Direct Linear Ambient Luminaires | Standard | FALSE | [9 empty] | 42216 |  |  | NotYetVerified |  | 3 | 10879.6455 | 118.0005 | 92.2 |  |  | 3500 | 80
P4QMSGEE | Hubbell Lighting | Columbia Lighting | HEM8-35ML-DFA-EU | Indoor Luminaires | Linear Ambient | Direct Linear Ambient Luminaires | Standard | FALSE | [9 empty] | 42216 |  |  | NotYetVerified |  | 3 | 10675 | 115.7809 | 92.2 |  |  | 3500 | 80
PVM19J69 | Hubbell Lighting | Columbia Lighting | HEM8-35ML-RFA-EU | Indoor Luminaires | Linear Ambient | Direct Linear Ambient Luminaires | Standard | FALSE | [9 empty] | 42216 |  |  | NotYetVerified |  | 3 | 10309 | 111.8113 | 92.2 |  |  | 3500 | 80
PEXZA6A1 | Hubbell Lighting | Columbia Lighting | HEM8-35ML-RA-EU | Indoor Luminaires | Linear Ambient | Direct Linear Ambient Luminaires | Standard | FALSE | [9 empty] | 42216 |  |  | NotYetVerified |  | 3 | 10309 | 111.8113 | 92.2 |  |  | 3500 | 80
PYW8NV64 | Hubbell Lighting | Columbia Lighting | HEM4-35VL-DCA-EU | Indoor Luminaires | Linear Ambient | Direct Linear Ambient Luminaires | Standard | FALSE | [9 empty] | 42216 |  |  | NotYetVerified |  | 3 | 8032.3228 | 119.3435 | 67.3 |  |  | 3500 | 80
PSE2K25D | Hubbell Lighting | Columbia Lighting | HEM4-35VL-DFA-EU | Indoor Luminaires | Linear Ambient | Direct Linear Ambient Luminaires | Standard | FALSE | [9 empty] | 42216 |  |  | NotYetVerified |  | 3 | 7748.968 | 114.129 | 67.7 |  |  | 3500 | 80
PH745XS6 | Hubbell Lighting | Columbia Lighting | HEM4-35VL-RA-EU | Indoor Luminaires | Linear Ambient | Direct Linear Ambient Luminaires | Standard | FALSE | [9 empty] | 42216 |  |  | NotYetVerified |  | 3 | 7524.645 | 111.7677 | 67.3 |  |  | 3500 | 80
P8ZFWGQ8 | Hubbell Lighting | Columbia Lighting | HEM4-35VL-RFA-EU | Indoor Luminaires | Linear Ambient | Direct Linear Ambient Luminaires | Standard | FALSE | [9 empty] | 42216 |  |  | NotYetVerified |  | 3 | 7265.887 | 107.2419 | 67.6 |  |  | 3500 | 80
PKR31QCV | Hubbell Lighting | Columbia Lighting | HEM4-35HL-DCA-EU | Indoor Luminaires | Linear Ambient | Direct Linear Ambient Luminaires | Standard | FALSE | [9 empty] | 42216 |  |  | NotYetVerified |  | 3 | 6573.2417 | 121.5081 | 54.1 |  |  | 3500 | 80
PCKDMHJF | Hubbell Lighting | Columbia Lighting | HEM4-35HL-DFA-EU | Indoor Luminaires | Linear Ambient | Direct Linear Ambient Luminaires | Standard | FALSE | [9 empty] | 42216 |  |  | NotYetVerified |  | 3 | 6426.645 | 118.7532 | 54.1 |  |  | 3500 | 80
P76BEY59 | Hubbell Lighting | Columbia Lighting | HEM4-35HL-RA-EU | Indoor Luminaires | Linear Ambient | Direct Linear Ambient Luminaires | Standard | FALSE | [9 empty] | 42216 |  |  | NotYetVerified |  | 3 | 6208.2256 | 115.0145 | 54 |  |  | 3500 | 80
PDVA4W6X | Hubbell Lighting | Columbia Lighting | HEM4-35HL-RFA-EU | Indoor Luminaires | Linear Ambient | Direct Linear Ambient Luminaires | Standard | FALSE | [9 empty] | 42216 |  |  | NotYetVerified |  | 3 | 6082.2905 | 112.6532 | 54 |  |  | 3500 | 80
PF2MVYA1 | Hubbell Lighting | Columbia Lighting | HEM4-35ML-DCA-EU | Indoor Luminaires | Linear Ambient | Direct Linear Ambient Luminaires | Standard | FALSE | [9 empty] | 42216 |  |  | NotYetVerified |  | 3 | 5439.8228 | 117.9661 | 46.1 |  |  | 3500 | 80
P8R1EHB5 | Hubbell Lighting | Columbia Lighting | HEM4-35ML-DFA-EU | Indoor Luminaires | Linear Ambient | Direct Linear Ambient Luminaires | Standard | FALSE | [9 empty] | 42216 |  |  | NotYetVerified |  | 3 | 5337.5 | 115.8016 | 46.1 |  |  | 3500 | 80
PT2UDC81 | Hubbell Lighting | Columbia Lighting | HEM4-35ML-RA-EU | Indoor Luminaires | Linear Ambient | Direct Linear Ambient Luminaires | Standard | FALSE | [9 empty] | 42216 |  |  | NotYetVerified |  | 3 | 5154.5 | 111.7677 | 46.1 |  |  | 3500 | 80
PGB4VKHR | Hubbell Lighting | Columbia Lighting | HEM4-35ML-RFA-EU | Indoor Luminaires | Linear Ambient | Direct Linear Ambient Luminaires | Standard | FALSE | [9 empty] | 42216 |  |  | NotYetVerified |  | 3 | 5154.5 | 111.7677 | 46.1 |  |  | 3500 | 80
P5ZSZA7J | Hubbell Lighting | Columbia Lighting | HEM8-35VL-DCA-EDU | Indoor Luminaires | Linear Ambient | Direct Linear Ambient Luminaires | Standard | FALSE | [9 empty] | 42216 |  |  | NotYetVerified |  | 3 | 16064.6455 | 119.351 | 134.6 |  |  | 3500 | 80
PZSFGFMX | Hubbell Lighting | Columbia Lighting | HEM8-35VL-DFA-EDU | Indoor Luminaires | Linear Ambient | Direct Linear Ambient Luminaires | Standard | FALSE | [9 empty] | 42216 |  |  | NotYetVerified |  | 3 | 15497.936 | 114.4604 | 135.4 |  |  | 3500 | 80
PZJPHUAW | Hubbell Lighting | Columbia Lighting | HEM8-35VL-RA-EUD | Indoor Luminaires | Linear Ambient | Direct Linear Ambient Luminaires | Standard | FALSE | [9 empty] | 42216 |  |  | NotYetVerified |  | 3 | 15049.29 | 111.8075 | 134.6 |  |  | 3500 | 80
PDKSRK9X | Hubbell Lighting | Columbia Lighting | HEM8-35VL-RFA-EUD | Indoor Luminaires | Linear Ambient | Direct Linear Ambient Luminaires | Standard | FALSE | [9 empty] | 42216 |  |  | NotYetVerified |  | 3 | 14531.774 | 107.4835 | 135.2 |  |  | 3500 | 80
P2BU4EN8 | Hubbell Lighting | Columbia Lighting | HEM8-35HL-DCA-EDU | Indoor Luminaires | Linear Ambient | Direct Linear Ambient Luminaires | Standard | FALSE | [9 empty] | 42216 |  |  | NotYetVerified |  | 3 | 13146.483 | 121.5017 | 108.2 |  |  | 3500 | 80
PYA21WE8 | Hubbell Lighting | Columbia Lighting | HEM8-35HL-DFA-EDU | Indoor Luminaires | Linear Ambient | Direct Linear Ambient Luminaires | Standard | FALSE | [9 empty] | 42216 |  |  | NotYetVerified |  | 3 | 12853.29 | 118.792 | 108.2 |  |  | 3500 | 80
PRV5GUCP | Hubbell Lighting | Columbia Lighting | HEM8-35HL-RA-EUD | Indoor Luminaires | Linear Ambient | Direct Linear Ambient Luminaires | Standard | FALSE | [9 empty] | 42216 |  |  | NotYetVerified |  | 3 | 12416.451 | 114.9672 | 108 |  |  | 3500 | 80
PKW87TE5 | Hubbell Lighting | Columbia Lighting | HEM8-35HL-RFA-EUD | Indoor Luminaires | Linear Ambient | Direct Linear Ambient Luminaires | Standard | FALSE | [9 empty] | 42216 |  |  | NotYetVerified |  | 3 | 12164.581 | 112.635 | 108 |  |  | 3500 | 80
PBVFGJBF | Hubbell Lighting | Columbia Lighting | HEM8-35ML-DCA-EDU | Indoor Luminaires | Linear Ambient | Direct Linear Ambient Luminaires | Standard | FALSE | [9 empty] | 42216 |  |  | NotYetVerified |  | 3 | 10879.6455 | 118.0005 | 92.2 |  |  | 3500 | 80
PPCNPG84 | Hubbell Lighting | Columbia Lighting | HEM8-35ML-DFA-EDU | Indoor Luminaires | Linear Ambient | Direct Linear Ambient Luminaires | Standard | FALSE | [9 empty] | 42216 |  |  | NotYetVerified |  | 3 | 10675 | 115.7809 | 92.2 |  |  | 3500 | 80
PP3NPMZF | Hubbell Lighting | Columbia Lighting | HEM8-35ML-RA-EUD | Indoor Luminaires | Linear Ambient | Direct Linear Ambient Luminaires | Standard | FALSE | [9 empty] | 42216 |  |  | NotYetVerified |  | 3 | 10309 | 111.8113 | 92.2 |  |  | 3500 | 80
P324YRSF | Hubbell Lighting | Columbia Lighting | HEM8-35ML-RFA-EUD | Indoor Luminaires | Linear Ambient | Direct Linear Ambient Luminaires | Standard | FALSE | [9 empty] | 42216 |  |  | NotYetVerified |  | 3 | 10309 | 111.8113 | 92.2 |  |  | 3500 | 80
PUAT5QVA | Hubbell Lighting | Columbia Lighting | HEM4-35VL-DCA-EDU | Indoor Luminaires | Linear Ambient | Direct Linear Ambient Luminaires | Standard | FALSE | [9 empty] | 42216 |  |  | NotYetVerified |  | 3 | 8032.3228 | 119.3435 | 67.3 |  |  | 3500 | 80
P77DVPCX | Hubbell Lighting | Columbia Lighting | HEM4-35VL-DFA-EDU | Indoor Luminaires | Linear Ambient | Direct Linear Ambient Luminaires | Standard | FALSE | [9 empty] | 42216 |  |  | NotYetVerified |  | 3 | 7748.968 | 114.129 | 67.7 |  |  | 3500 | 80
PRSMSYXM | Hubbell Lighting | Columbia Lighting | HEM4-35VL-RA-EUD | Indoor Luminaires | Linear Ambient | Direct Linear Ambient Luminaires | Standard | FALSE | [9 empty] | 42216 |  |  | NotYetVerified |  | 3 | 7524.645 | 111.7677 | 67.3 |  |  | 3500 | 80
P9J1NH5E | Hubbell Lighting | Columbia Lighting | HEM4-35VL-RFA-EUD | Indoor Luminaires | Linear Ambient | Direct Linear Ambient Luminaires | Standard | FALSE | [9 empty] | 42216 |  |  | NotYetVerified |  | 3 | 7265.887 | 107.2419 | 67.6 |  |  | 3500 | 80
PU7PT3ZE | Hubbell Lighting | Columbia Lighting | HEM4-35HL-DCA-EDU | Indoor Luminaires | Linear Ambient | Direct Linear Ambient Luminaires | Standard | FALSE | [9 empty] | 42216 |  |  | NotYetVerified |  | 3 | 6573.2417 | 121.5081 | 54.1 |  |  | 3500 | 80
P9BC7HTB | Hubbell Lighting | Columbia Lighting | HEM4-35HL-DFA-EDU | Indoor Luminaires | Linear Ambient | Direct Linear Ambient Luminaires | Standard | FALSE | [9 empty] | 42216 |  |  | NotYetVerified |  | 3 | 6426.645 | 118.7532 | 54.1 |  |  | 3500 | 80
PQH5UQ7P | Hubbell Lighting | Columbia Lighting | HEM4-35HL-RA-EUD | Indoor Luminaires | Linear Ambient | Direct Linear Ambient Luminaires | Standard | FALSE | [9 empty] | 42216 |  |  | NotYetVerified |  | 3 | 6208.2256 | 115.0145 | 54 |  |  | 3500 | 80
P8FMW5GV | Hubbell Lighting | Columbia Lighting | HEM4-35HL-RFA-EUD | Indoor Luminaires | Linear Ambient | Direct Linear Ambient Luminaires | Standard | FALSE | [9 empty] | 42216 |  |  | NotYetVerified |  | 3 | 6082.2905 | 112.6532 | 54 |  |  | 3500 | 80
PV2NMMUW | Hubbell Lighting | Columbia Lighting | HEM4-35ML-DCA-EDU | Indoor Luminaires | Linear Ambient | Direct Linear Ambient Luminaires | Standard | FALSE | [9 empty] | 42216 |  |  | NotYetVerified |  | 3 | 5439.8228 | 117.9661 | 46.1 |  |  | 3500 | 80
PW13DFWY | Hubbell Lighting | Columbia Lighting | HEM4-35ML-DFA-EDU | Indoor Luminaires | Linear Ambient | Direct Linear Ambient Luminaires | Standard | FALSE | [9 empty] | 42216 |  |  | NotYetVerified |  | 3 | 5337.5 | 115.8016 | 46.1 |  |  | 3500 | 80
PRVK11G5 | Hubbell Lighting | Columbia Lighting | HEM4-35ML-RFA-EUD | Indoor Luminaires | Linear Ambient | Direct Linear Ambient Luminaires | Standard | FALSE | [9 empty] | 42216 |  |  | NotYetVerified |  | 3 | 5154.5 | 111.7677 | 46.1 |  |  | 3500 | 80
P2FVRFK9 | Hubbell Lighting | Columbia Lighting | HEM4-35ML-RA-EUD | Indoor Luminaires | Linear Ambient | Direct Linear Ambient Luminaires | Standard | FALSE | [9 empty] | 42216 |  |  | NotYetVerified |  | 3 | 5154.5 | 111.7677 | 46.1 |  |  | 3500 | 80
P1WGKHTN | Hubbell Lighting | Columbia Lighting | HEM8-30VL-DCA-EU | Indoor Luminaires | Linear Ambient | Direct Linear Ambient Luminaires | Standard | FALSE | [9 empty] | 42216 |  |  | NotYetVerified |  | 3 | 15274.581 | 113.4813 | 134.6 |  |  | 3000 | 80
P7FX9WK8 | Hubbell Lighting | Columbia Lighting | HEM8-30VL-DFA-EU | Indoor Luminaires | Linear Ambient | Direct Linear Ambient Luminaires | Standard | FALSE | [9 empty] | 42216 |  |  | NotYetVerified |  | 3 | 14735.742 | 108.8312 | 135.4 |  |  | 3000 | 80
PUWFU3C9 | Hubbell Lighting | Columbia Lighting | HEM8-30VL-RA-EU | Indoor Luminaires | Linear Ambient | Direct Linear Ambient Luminaires | Standard | FALSE | [9 empty] | 42216 |  |  | NotYetVerified |  | 3 | 14309.161 | 106.3088 | 134.6 |  |  | 3000 | 80
PFJ7UR34 | Hubbell Lighting | Columbia Lighting | HEM8-30VL-RFA-EU | Indoor Luminaires | Linear Ambient | Direct Linear Ambient Luminaires | Standard | FALSE | [9 empty] | 42216 |  |  | NotYetVerified |  | 3 | 13817.097 | 103.6 | 135.2 |  |  | 3000 | 80
PZR5K2Q8 | Hubbell Lighting | Columbia Lighting | HEM8-30HL-DCA-EU | Indoor Luminaires | Linear Ambient | Direct Linear Ambient Luminaires | Standard | FALSE | [9 empty] | 42216 |  |  | NotYetVerified |  | 3 | 12499.936 | 115.5262 | 108.2 |  |  | 3000 | 80
PQBNQ25Z | Hubbell Lighting | Columbia Lighting | HEM8-30HL-DFA-EU | Indoor Luminaires | Linear Ambient | Direct Linear Ambient Luminaires | Standard | FALSE | [9 empty] | 42216 |  |  | NotYetVerified |  | 3 | 12221.161 | 112.9497 | 108.2 |  |  | 3000 | 80
PZ5E4Z74 | Hubbell Lighting | Columbia Lighting | HEM8-30HL-RA-EU | Indoor Luminaires | Linear Ambient | Direct Linear Ambient Luminaires | Standard | FALSE | [9 empty] | 42216 |  |  | NotYetVerified |  | 3 | 11805.807 | 109.313 | 108 |  |  | 3000 | 80
PN2QA4XD | Hubbell Lighting | Columbia Lighting | HEM8-30HL-RFA-EU | Indoor Luminaires | Linear Ambient | Direct Linear Ambient Luminaires | Standard | FALSE | [9 empty] | 42216 |  |  | NotYetVerified |  | 3 | 11566.322 | 107.0956 | 108 |  |  | 3000 | 80
P9REK4ZD | Hubbell Lighting | Columbia Lighting | HEM8-30ML-DCA-EU | Indoor Luminaires | Linear Ambient | Direct Linear Ambient Luminaires | Standard | FALSE | [9 empty] | 42216 |  |  | NotYetVerified |  | 3 | 10344.581 | 112.1972 | 92.2 |  |  | 3000 | 80
PRT7YEQ3 | Hubbell Lighting | Columbia Lighting | HEM8-30ML-DFA-EU | Indoor Luminaires | Linear Ambient | Direct Linear Ambient Luminaires | Standard | FALSE | [9 empty] | 42216 |  |  | NotYetVerified |  | 3 | 10150 | 110.0868 | 92.2 |  |  | 3000 | 80
PKWUNQKG | Hubbell Lighting | Columbia Lighting | HEM8-30ML-RA-EU | Indoor Luminaires | Linear Ambient | Direct Linear Ambient Luminaires | Standard | FALSE | [9 empty] | 42216 |  |  | NotYetVerified |  | 3 | 9802 | 106.3124 | 92.2 |  |  | 3000 | 80
PKPUPGF8 | Hubbell Lighting | Columbia Lighting | HEM8-30ML-RFA-EU | Indoor Luminaires | Linear Ambient | Direct Linear Ambient Luminaires | Standard | FALSE | [9 empty] | 42216 |  |  | NotYetVerified |  | 3 | 9802 | 106.3124 | 92.2 |  |  | 3000 | 80
PK7MKVQA | Hubbell Lighting | Columbia Lighting | HEM4-30VL-DCA-EU | Indoor Luminaires | Linear Ambient | Direct Linear Ambient Luminaires | Standard | FALSE | [9 empty] | 42216 |  |  | NotYetVerified |  | 3 | 7637.2905 | 113.4742 | 67.3 |  |  | 3000 | 80
P9X2Z85R | Hubbell Lighting | Columbia Lighting | HEM4-30VL-DFA-EU | Indoor Luminaires | Linear Ambient | Direct Linear Ambient Luminaires | Standard | FALSE | [9 empty] | 42216 |  |  | NotYetVerified |  | 3 | 7367.871 | 108.5161 | 67.7 |  |  | 3000 | 80
P87ZXS7F | Hubbell Lighting | Columbia Lighting | HEM4-30VL-RA-EU | Indoor Luminaires | Linear Ambient | Direct Linear Ambient Luminaires | Standard | FALSE | [9 empty] | 42216 |  |  | NotYetVerified |  | 3 | 7154.5806 | 106.271 | 67.3 |  |  | 3000 | 80
PMS2PVWX | Hubbell Lighting | Columbia Lighting | HEM4-30HL-DCA-EU | Indoor Luminaires | Linear Ambient | Direct Linear Ambient Luminaires | Standard | FALSE | [9 empty] | 42216 |  |  | NotYetVerified |  | 3 | 6249.968 | 115.5323 | 54.1 |  |  | 3000 | 80
PYDT3RV3 | Hubbell Lighting | Columbia Lighting | HEM4-30HL-DFA-EU | Indoor Luminaires | Linear Ambient | Direct Linear Ambient Luminaires | Standard | FALSE | [9 empty] | 42216 |  |  | NotYetVerified |  | 3 | 6110.5806 | 112.9129 | 54.1 |  |  | 3000 | 80
PZ3726Z1 | Hubbell Lighting | Columbia Lighting | HEM4-30HL-RA-EU | Indoor Luminaires | Linear Ambient | Direct Linear Ambient Luminaires | Standard | FALSE | [9 empty] | 42216 |  |  | NotYetVerified |  | 3 | 5902.9033 | 109.3581 | 54 |  |  | 3000 | 80
PPVQSMRC | Hubbell Lighting | Columbia Lighting | HEM4-30HL-RFA-EU | Indoor Luminaires | Linear Ambient | Direct Linear Ambient Luminaires | Standard | FALSE | [9 empty] | 42216 |  |  | NotYetVerified |  | 3 | 5783.161 | 107.1129 | 54 |  |  | 3000 | 80
PQ1CCM66 | Hubbell Lighting | Columbia Lighting | HEM4-30ML-DCA-EU | Indoor Luminaires | Linear Ambient | Direct Linear Ambient Luminaires | Standard | FALSE | [9 empty] | 42216 |  |  | NotYetVerified |  | 3 | 5172.2905 | 112.1645 | 46.1 |  |  | 3000 | 80
P31R76X2 | Hubbell Lighting | Columbia Lighting | HEM4-30ML-DFA-EU | Indoor Luminaires | Linear Ambient | Direct Linear Ambient Luminaires | Standard | FALSE | [9 empty] | 42216 |  |  | NotYetVerified |  | 3 | 5075 | 110.1064 | 46.1 |  |  | 3000 | 80
PNUKBYSN | Hubbell Lighting | Columbia Lighting | HEM4-30ML-RA-EU | Indoor Luminaires | Linear Ambient | Direct Linear Ambient Luminaires | Standard | FALSE | [9 empty] | 42216 |  |  | NotYetVerified |  | 3 | 4901 | 106.271 | 46.1 |  |  | 3000 | 80
P6EH1MTY | Hubbell Lighting | Columbia Lighting | HEM8-30VL-DCA-EDU | Indoor Luminaires | Linear Ambient | Direct Linear Ambient Luminaires | Standard | FALSE | [9 empty] | 42216 |  |  | NotYetVerified |  | 3 | 15274.581 | 113.4813 | 134.6 |  |  | 3000 | 80
PSKYRQYY | Hubbell Lighting | Columbia Lighting | HEM8-30VL-DFA-EDU | Indoor Luminaires | Linear Ambient | Direct Linear Ambient Luminaires | Standard | FALSE | [9 empty] | 42216 |  |  | NotYetVerified |  | 3 | 14735.742 | 108.8312 | 135.4 |  |  | 3000 | 80
PK8NRNYR | Hubbell Lighting | Columbia Lighting | HEM8-30VL-RA-EUD | Indoor Luminaires | Linear Ambient | Direct Linear Ambient Luminaires | Standard | FALSE | [9 empty] | 42216 |  |  | NotYetVerified |  | 3 | 14309.161 | 106.3088 | 134.6 |  |  | 3000 | 80
P91SBHP9 | Hubbell Lighting | Columbia Lighting | HEM8-30VL-RFA-EUD | Indoor Luminaires | Linear Ambient | Direct Linear Ambient Luminaires | Standard | FALSE | [9 empty] | 42216 |  |  | NotYetVerified |  | 3 | 13817.097 | 103.6 | 135.2 |  |  | 3000 | 80
P2VKSDEA | Hubbell Lighting | Columbia Lighting | HEM8-30HL-DCA-EDU | Indoor Luminaires | Linear Ambient | Direct Linear Ambient Luminaires | Standard | FALSE | [9 empty] | 42216 |  |  | NotYetVerified |  | 3 | 12499.936 | 115.5262 | 108.2 |  |  | 3000 | 80
PNE5BTBC | Hubbell Lighting | Columbia Lighting | HEM8-30HL-DFA-EDU | Indoor Luminaires | Linear Ambient | Direct Linear Ambient Luminaires | Standard | FALSE | [9 empty] | 42216 |  |  | NotYetVerified |  | 3 | 12221.161 | 112.9497 | 108.2 |  |  | 3000 | 80
PUAUF3V1 | Hubbell Lighting | Columbia Lighting | HEM8-30HL-RA-EUD | Indoor Luminaires | Linear Ambient | Direct Linear Ambient Luminaires | Standard | FALSE | [9 empty] | 42216 |  |  | NotYetVerified |  | 3 | 11805.807 | 109.313 | 108 |  |  | 3000 | 80
PNF13XQ9 | Hubbell Lighting | Columbia Lighting | HEM8-30HL-RFA-EUD | Indoor Luminaires | Linear Ambient | Direct Linear Ambient Luminaires | Standard | FALSE | [9 empty] | 42216 |  |  | NotYetVerified |  | 3 | 11566.322 | 107.0956 | 108 |  |  | 3000 | 80
PRR7XQPG | Hubbell Lighting | Columbia Lighting | HEM8-30ML-DCA-EDU | Indoor Luminaires | Linear Ambient | Direct Linear Ambient Luminaires | Standard | FALSE | [9 empty] | 42216 |  |  | NotYetVerified |  | 3 | 10344.581 | 112.1972 | 92.2 |  |  | 3000 | 80
PD4HYH7B | Hubbell Lighting | Columbia Lighting | HEM8-30ML-DFA-EDU | Indoor Luminaires | Linear Ambient | Direct Linear Ambient Luminaires | Standard | FALSE | [9 empty] | 42216 |  |  | NotYetVerified |  | 3 | 10150 | 110.0868 | 92.2 |  |  | 3000 | 80
PKZTMXGY | Hubbell Lighting | Columbia Lighting | HEM8-30ML-RA-EUD | Indoor Luminaires | Linear Ambient | Direct Linear Ambient Luminaires | Standard | FALSE | [9 empty] | 42216 |  |  | NotYetVerified |  | 3 | 9802 | 106.3124 | 92.2 |  |  | 3000 | 80
PJPMFD2Z | Hubbell Lighting | Columbia Lighting | HEM8-30ML-RFA-EUD | Indoor Luminaires | Linear Ambient | Direct Linear Ambient Luminaires | Standard | FALSE | [9 empty] | 42216 |  |  | NotYetVerified |  | 3 | 9802 | 106.3124 | 92.2 |  |  | 3000 | 80
PMY33XJY | Hubbell Lighting | Columbia Lighting | HEM4-30VL-DCA-EDU | Indoor Luminaires | Linear Ambient | Direct Linear Ambient Luminaires | Standard | FALSE | [9 empty] | 42216 |  |  | NotYetVerified |  | 3 | 7637.2905 | 113.4742 | 67.3 |  |  | 3000 | 80
PQ5JQF4D | Hubbell Lighting | Columbia Lighting | HEM4-30VL-DFA-EDU | Indoor Luminaires | Linear Ambient | Direct Linear Ambient Luminaires | Standard | FALSE | [9 empty] | 42216 |  |  | NotYetVerified |  | 3 | 7367.871 | 108.5161 | 67.7 |  |  | 3000 | 80
P5EX7YCV | Hubbell Lighting | Columbia Lighting | HEM4-30VL-RA-EUD | Indoor Luminaires | Linear Ambient | Direct Linear Ambient Luminaires | Standard | FALSE | [9 empty] | 42216 |  |  | NotYetVerified |  | 3 | 7154.5806 | 106.271 | 67.3 |  |  | 3000 | 80
P779N4EA | Hubbell Lighting | Columbia Lighting | HEM4-30VL-RFA-EUD | Indoor Luminaires | Linear Ambient | Direct Linear Ambient Luminaires | Standard | FALSE | [9 empty] | 42216 |  |  | NotYetVerified |  | 3 | 6908.5483 | 103.6 | 67.6 |  |  | 3000 | 80
PY5AZ1B6 | Hubbell Lighting | Columbia Lighting | HEM4-30HL-DCA-EDU | Indoor Luminaires | Linear Ambient | Direct Linear Ambient Luminaires | Standard | FALSE | [9 empty] | 42216 |  |  | NotYetVerified |  | 3 | 6249.968 | 115.5323 | 54.1 |  |  | 3000 | 80
PTS4ST4F | Hubbell Lighting | Columbia Lighting | HEM4-30HL-DFA-EDU | Indoor Luminaires | Linear Ambient | Direct Linear Ambient Luminaires | Standard | FALSE | [9 empty] | 42216 |  |  | NotYetVerified |  | 3 | 6110.5806 | 112.9129 | 54.1 |  |  | 3000 | 80
PCAHZEMU | Hubbell Lighting | Columbia Lighting | HEM4-30HL-RA-EUD | Indoor Luminaires | Linear Ambient | Direct Linear Ambient Luminaires | Standard | FALSE | [9 empty] | 42216 |  |  | NotYetVerified |  | 3 | 5902.9033 | 109.3581 | 54 |  |  | 3000 | 80
PN1DDSU7 | Hubbell Lighting | Columbia Lighting | HEM4-30HL-RFA-EUD | Indoor Luminaires | Linear Ambient | Direct Linear Ambient Luminaires | Standard | FALSE | [9 empty] | 42216 |  |  | NotYetVerified |  | 3 | 5783.161 | 107.1129 | 54 |  |  | 3000 | 80
PYBTTUPP | Hubbell Lighting | Columbia Lighting | HEM4-30ML-DCA-EDU | Indoor Luminaires | Linear Ambient | Direct Linear Ambient Luminaires | Standard | FALSE | [9 empty] | 42216 |  |  | NotYetVerified |  | 3 | 5172.2905 | 112.1645 | 46.1 |  |  | 3000 | 80
PKN45QBS | Hubbell Lighting | Columbia Lighting | HEM4-30ML-DFA-EDU | Indoor Luminaires | Linear Ambient | Direct Linear Ambient Luminaires | Standard | FALSE | [9 empty] | 42216 |  |  | NotYetVerified |  | 3 | 5075 | 110.1064 | 46.1 |  |  | 3000 | 80
P739F2Q1 | Hubbell Lighting | Columbia Lighting | HEM4-30ML-RA-EUD | Indoor Luminaires | Linear Ambient | Direct Linear Ambient Luminaires | Standard | FALSE | [9 empty] | 42216 |  |  | NotYetVerified |  | 3 | 4901 | 106.271 | 46.1 |  |  | 3000 | 80
P395NPGU | Hubbell Lighting | Columbia Lighting | HEM4-30ML-RFA-EUD | Indoor Luminaires | Linear Ambient | Direct Linear Ambient Luminaires | Standard | FALSE | [9 empty] | 42216 |  |  | NotYetVerified |  | 3 | 4901 | 106.271 | 46.1 |  |  | 3000 | 80
PRXW652E | Certified LED | Beghelli | BX920LED4XX80WWT40-347V | Indoor Luminaires | Linear Ambient | Direct Linear Ambient Luminaires | Standard | FALSE | [9 empty] | 42216 |  |  | NotYetVerified |  | 3 | 7330.39 | 114.99 | 63.75 | 9.52 | 0.9736 | 4157 | 83.95
PHWNJ5Q3 | Centent Lighting Canada Inc. | Beghelli | BX920LED4XX80WWT40-120-277V | Indoor Luminaires | Linear Ambient | Direct Linear Ambient Luminaires | Standard | FALSE | [9 empty] | 42216 |  |  | NotYetVerified |  | 3 | 7380.94 | 114.18 | 64.05 | 10.14 | 0.977 | 4166 | 83.95
PFF7NWC5 | Celeritas Lighting Group LLC | Beghelli | BX920LED4XX50WWT40-347V | Indoor Luminaires | Linear Ambient | Direct Linear Ambient Luminaires | Standard | FALSE | [9 empty] | 42216 | Dimmable | Continuous Below 10 | NotYetVerified |  | 3 | 5379.29 | 120.95 | 44.72 | 10.99 | 0.976 | 4133 | 84.13
PGMAM4XS | Cefco | Beghelli | BX920LED4XX50WWT40-120-277V | Indoor Luminaires | Linear Ambient | Direct Linear Ambient Luminaires | Standard | FALSE | [9 empty] | 42216 | Dimmable | Continuous Below 10 | NotYetVerified |  | 3 | 5392.42 | 115.34 | 45.58 | 8.48 | 0.9727 | 4118 | 84.12
PQRQ27RY | Cecep Latticelighting Co Ltd | Beghelli | BX920LED4HT80WWT50-347V | Indoor Luminaires | Linear Ambient | Direct Linear Ambient Luminaires | Standard | FALSE | [9 empty] | 42216 | Dimmable | Continuous Below 10 | NotYetVerified |  | 3 | 9774.72 | 104.57 | 93.47 | 7.47 | 0.9844 | 5278 | 82
P31JNS54 | CEAK LED | Beghelli | BX920LED4HT50WWT50-347V | Indoor Luminaires | Linear Ambient | Direct Linear Ambient Luminaires | Standard | FALSE | [9 empty] | 42216 | Dimmable | Continuous Below 10 | NotYetVerified |  | 3 | 6999.39 | 116.62 | 60.15 | 8.47 | 0.9847 | 5226 | 81.74
PG5WZTFM | CC Custom Products Inc. | Beghelli | BX920LED4HT50WWT30-347V | Indoor Luminaires | Linear Ambient | Direct Linear Ambient Luminaires | Standard | FALSE | [9 empty] | 42216 | Dimmable | Continuous Below 10 | NotYetVerified |  | 3 | 6452.71 | 106.4 | 60.41 | 8.87 | 0.9849 | 3083 | 82.51
PVX7MBZM | BEMO Corp. | Beghelli | BX910LED4HT50WWT50-120-277V | Indoor Luminaires | Linear Ambient | Direct Linear Ambient Luminaires | Standard | FALSE | [9 empty] | 42216 | Dimmable | Continuous Below 10 | NotYetVerified |  | 3 | 4650.72 | 106.98 | 43.42 | 8.31 | 0.9717 | 4282 | 84.4
PW698DV3 | GE Lighting Solutions | GE | GEWM4830BAT | Indoor Luminaires | Linear Ambient | Direct Linear Ambient Luminaires | Standard | TRUE | 1835.25 | 100.84 | 18.2 | 16.32 | 0.91 | 2997 | 83 | 5 | 50000 | 42215 |  |  | NotYetVerified |  | 3 | 1835.3 | 96.8 | 18.6 | 16.79 | 0.91 | 2995 | 83
PKWCSQWA | GE Lighting Solutions | GE | GEWM9630BAT | Indoor Luminaires | Linear Ambient | Direct Linear Ambient Luminaires | Standard | TRUE | 3357.5 | 95.11 | 35.3 | 17.4 | 0.9 | 2999 | 83.2 | 5 | 50000 | 42215 |  |  | NotYetVerified |  | 3 | 3342.8 | 94.7 | 36.5 | 17.4 | 0.906 | 2997 | 83.2
PMKATPHE | GE Lighting Solutions | GE | GEWM9650BAT | Indoor Luminaires | Linear Ambient | Direct Linear Ambient Luminaires | Standard | FALSE | [9 empty] | 42215 |  |  | NotYetVerified |  | 3 | 3946.8 | 109.8 | 37.1 | 17.2 | 0.908 | 5135 | 83
PU9K397V | GE Lighting Solutions | GE | GEWM4850BAT | Indoor Luminaires | Linear Ambient | Direct Linear Ambient Luminaires | Standard | FALSE | [9 empty] | 42215 |  |  | NotYetVerified |  | 3 | 2091.6 | 112.1 | 18.9 | 16.53 | 0.9 | 5101 | 83
PVBETZQG | GE Lighting Solutions | GE | GEWM9640BAT | Indoor Luminaires | Linear Ambient | Direct Linear Ambient Luminaires | Standard | FALSE | [9 empty] | 42215 |  |  | NotYetVerified |  | 3 | 3602.3 | 100 | 36 | 17.4 | 0.906 | 4167 | 84
P6Y3XYS7 | GE Lighting Solutions | GE | GEWM4840BAT | Indoor Luminaires | Linear Ambient | Direct Linear Ambient Luminaires | Standard | FALSE | [9 empty] | 42215 |  |  | NotYetVerified |  | 3 | 1977.8 | 104.6 | 18.9 | 16.79 | 0.9 | 4167 | 84
PAPJW4AZ | Shanghai Sheenly Lighting Co. Ltd. | SHEENLY | SL-XLN-30W-WW-UN2 | Indoor Luminaires | Linear Ambient | Direct Linear Ambient Luminaires | Standard | TRUE | 2562.6 | 83.91 | 30.54 | 10.74 | 0.946 | 3045 | 84.9 | 5 | 50000 | 42212 |  |  | NotYetVerified |  | 3 | 2550 | 82 | 31 | 20 | 0.95 | 3000 | 80
PXS1GPVW | YANKON LIGHTING INC. | Yankon | MXL2002-LED2/20K840 | Indoor Luminaires | Linear Ambient | Direct Linear Ambient Luminaires | Standard | FALSE | [9 empty] | 42212 |  |  | No | Updated on 3/15/2017 | 4.1 | 4356 | 109.42 | 39.81 | 10.64 | 0.93 | 4000 | 83.3
PK5WXKXJ | Shanghai Sheenly Lighting Co. Ltd. | SHEENLY | SL-XLN-40W-WW-UN2 | Indoor Luminaires | Linear Ambient | Direct Linear Ambient Luminaires | Standard | TRUE | 3814 | 95.76 | 39.83 | 19.46 | 0.8822 | 2983 | 81.8 | 5 | 50000 | 42212 |  |  | NotYetVerified |  | 3 | 3800 | 92 | 41 | 20 | 0.95 | 3000 | 80
PDJFEXZB | Shanghai Sheenly Lighting Co. Ltd. | SHEENLY | SL-XLN-26W-WW-UN2 | Indoor Luminaires | Linear Ambient | Direct Linear Ambient Luminaires | Standard | TRUE | 2306.6 | 92.38 | 24.97 | 16.17 | 0.8802 | 3049 | 85 | 5 | 50000 | 42212 |  |  | NotYetVerified |  | 3 | 2300 | 88 | 26 | 20 | 0.95 | 3000 | 80
PB2ESCMM | Shanghai Sheenly Lighting Co. Ltd. | SHEENLY | SL-XLN-50W-WW-UN2 | Indoor Luminaires | Linear Ambient | Direct Linear Ambient Luminaires | Standard | TRUE | 4409.8 | 97.84 | 45.07 | 20.21 | 0.8796 | 2977 | 81.9 | 5 | 50000 | 42212 |  |  | NotYetVerified |  | 3 | 4400 | 88 | 50 | 20 | 0.95 | 3000 | 80
PUX9TPQJ | Shanghai Sheenly Lighting Co. Ltd. | SHEENLY | SL-XLN-50W-DW-UN2 | Indoor Luminaires | Linear Ambient | Direct Linear Ambient Luminaires | Standard | FALSE | [9 empty] | 42212 |  |  | NotYetVerified |  | 3 | 4600 | 92 | 50 | 20 | 0.95 | 5000 | 80
P56T3ZN9 | Shanghai Sheenly Lighting Co. Ltd. | SHEENLY | SL-XLN-40W-DW-UN2 | Indoor Luminaires | Linear Ambient | Direct Linear Ambient Luminaires | Standard | FALSE | [9 empty] | 42212 |  |  | NotYetVerified |  | 3 | 4000 | 97 | 41 | 20 | 0.95 | 5000 | 80
PV4AGUVD | Shanghai Sheenly Lighting Co. Ltd. | SHEENLY | SL-XLN-30W-DW-UN2 | Indoor Luminaires | Linear Ambient | Direct Linear Ambient Luminaires | Standard | FALSE | [9 empty] | 42212 |  |  | NotYetVerified |  | 3 | 2950 | 95 | 31 | 20 | 0.95 | 5000 | 80
P653JMZW | Shanghai Sheenly Lighting Co. Ltd. | SHEENLY | SL-XLN-26W-DW-UN2 | Indoor Luminaires | Linear Ambient | Direct Linear Ambient Luminaires | Standard | FALSE | [9 empty] | 42212 |  |  | NotYetVerified |  | 3 | 2600 | 100 | 26 | 20 | 0.95 | 5000 | 80
PA3C3DS1 | Shanghai Sheenly Lighting Co. Ltd. | SHEENLY | SL-XLN-50W-NW-UN2 | Indoor Luminaires | Linear Ambient | Direct Linear Ambient Luminaires | Standard | FALSE | [9 empty] | 42212 |  |  | NotYetVerified |  | 3 | 4600 | 92 | 50 | 20 | 0.95 | 4000 | 80
P8NU99SC | Shanghai Sheenly Lighting Co. Ltd. | SHEENLY | SL-XLN-40W-NW-UN2 | Indoor Luminaires | Linear Ambient | Direct Linear Ambient Luminaires | Standard | FALSE | [9 empty] | 42212 |  |  | NotYetVerified |  | 3 | 4000 | 97 | 41 | 20 | 0.95 | 4000 | 80
PH51VB1W | Shanghai Sheenly Lighting Co. Ltd. | SHEENLY | SL-XLN-30W-NW-UN2 | Indoor Luminaires | Linear Ambient | Direct Linear Ambient Luminaires | Standard | FALSE | [9 empty] | 42212 |  |  | NotYetVerified |  | 3 | 2950 | 95 | 31 | 20 | 0.95 | 4000 | 80
PG6TZT37 | Shanghai Sheenly Lighting Co. Ltd. | SHEENLY | SL-XLN-26W-NW-UN2 | Indoor Luminaires | Linear Ambient | Direct Linear Ambient Luminaires | Standard | FALSE | [9 empty] | 42212 |  |  | NotYetVerified |  | 3 | 2600 | 100 | 26 | 20 | 0.95 | 4000 | 80
PG31YXT2 | Beghelli North America | Beghelli | BX910LED4HT50WWT40120-277V | Indoor Luminaires | Linear Ambient | Direct Linear Ambient Luminaires | Standard | TRUE | 4750 | 109.27 | 43.47 | 8.31 | 0.9717 | 4282 | 84.4 | 5 | 50000 | 42208 |  |  | NotYetVerified |  | 3 | 4750 | 109.27 | 43.47 | 20 | 0.9 | 4000 | 83
P5X4YHJY | GE Lighting Solutions | GE Lumination | IS-[1 C S]8-0-B2-M-X-XXXX-EL | Indoor Luminaires | Linear Ambient | Direct Linear Ambient Luminaires | Premium | TRUE | 9563.9 | 109.1 | 87.7 | 15.9 | 0.91 | 3424 | 83.7 | 5 | 75000 | 42208 | Dimmable | Continuous Below 10 | No |  | 3 | 9500 | 108 | 88 | 20 | 0.9 | 3500 | 83
PDZHY3N4 | GE Lighting Solutions | GE Lumination | IS-[1 C S]8-0-A2-M-X-XXXX-EL | Indoor Luminaires | Linear Ambient | Direct Linear Ambient Luminaires | Premium | TRUE | 7756.2 | 112 | 69.3 | 15.9 | 0.91 | 3418 | 83.7 | 5 | 75000 | 42208 | Dimmable | Continuous Below 10 | No |  | 3 | 7700 | 110 | 70 | 20 | 0.9 | 3500 | 83
PXCYAXNC | GE Lighting Solutions | GE Lumination | IS-[1 C S]8-0-K5-M-X-XXXX-EL | Indoor Luminaires | Linear Ambient | Direct Linear Ambient Luminaires | Premium | FALSE | [9 empty] | 42208 |  |  | No |  | 3 | 11000 | 125 | 88 | 20 | 0.9 | 5000 | 82
PX34MSTH | GE Lighting Solutions | GE Lumination | IS-[1 C S]8-0-F5-M-X-XXXX | Indoor Luminaires | Linear Ambient | Direct Linear Ambient Luminaires | Premium | FALSE | [9 empty] | 42208 |  |  | No |  | 3 | 11000 | 131 | 84 | 20 | 0.9 | 5000 | 82
PVWYEKME | GE Lighting Solutions | GE Lumination | IS-[1 C S]8-0-B5-M-X-XXXX-EL | Indoor Luminaires | Linear Ambient | Direct Linear Ambient Luminaires | Premium | FALSE | [9 empty] | 42208 |  |  | No |  | 3 | 11000 | 125 | 88 | 20 | 0.9 | 5000 | 82
PE5Q4JSF | GE Lighting Solutions | GE Lumination | IS-[1 C S]8-0-B5-M-X-XXXX | Indoor Luminaires | Linear Ambient | Direct Linear Ambient Luminaires | Premium | FALSE | [9 empty] | 42208 |  |  | No |  | 3 | 11000 | 131 | 84 | 20 | 0.9 | 5000 | 82
PCFHJ47R | GE Lighting Solutions | GE Lumination | IS-[1 C S]8-0-K5-M-X-XXXX | Indoor Luminaires | Linear Ambient | Direct Linear Ambient Luminaires | Premium | FALSE | [9 empty] | 42208 | Dimmable | Continuous Below 10 | No |  | 3 | 11000 | 131 | 84 | 20 | 0.9 | 5000 | 82
P53PE7X9 | GE Lighting Solutions | GE Lumination | IS-[1 C S]8-0-F5-M-X-XXXX-EL | Indoor Luminaires | Linear Ambient | Direct Linear Ambient Luminaires | Premium | FALSE | [9 empty] | 42208 | Dimmable | Continuous Below 10 | No |  | 3 | 11000 | 125 | 88 | 20 | 0.9 | 5000 | 82
PXJM7TCW | GE Lighting Solutions | GE Lumination | IS-[1 C S]8-0-E5-M-X-XXXX-EL | Indoor Luminaires | Linear Ambient | Direct Linear Ambient Luminaires | Premium | FALSE | [9 empty] | 42208 |  |  | No |  | 3 | 8600 | 123 | 70 | 20 | 0.9 | 5000 | 82
PJAXP99X | GE Lighting Solutions | GE Lumination | IS-[1 C S]8-0-J5-M-X-XXXX-EL | Indoor Luminaires | Linear Ambient | Direct Linear Ambient Luminaires | Premium | FALSE | [9 empty] | 42208 |  |  | No |  | 3 | 8600 | 123 | 70 | 20 | 0.9 | 5000 | 82
PBPAVDF8 | GE Lighting Solutions | GE Lumination | IS-[1 C S]8-0-E5-M-X-XXXX | Indoor Luminaires | Linear Ambient | Direct Linear Ambient Luminaires | Premium | FALSE | [9 empty] | 42208 | Dimmable | Continuous Below 10 | No |  | 3 | 8600 | 130 | 66 | 20 | 0.9 | 5000 | 82
PAJ9JCXF | GE Lighting Solutions | GE Lumination | IS-[1 C S]8-0-A5-M-X-XXXX-EL | Indoor Luminaires | Linear Ambient | Direct Linear Ambient Luminaires | Premium | FALSE | [9 empty] | 42208 | Dimmable | Continuous Below 10 | No |  | 3 | 8600 | 123 | 70 | 20 | 0.9 | 5000 | 82
P6H21Y89 | GE Lighting Solutions | GE Lumination | IS-[1 C S]8-0-A5-M-X-XXXX | Indoor Luminaires | Linear Ambient | Direct Linear Ambient Luminaires | Premium | FALSE | [9 empty] | 42208 | Dimmable | Continuous Below 10 | No |  | 3 | 8600 | 130 | 66 | 20 | 0.9 | 5000 | 82
P5F21PZ7 | GE Lighting Solutions | GE Lumination | IS-[1 C S]8-0-J5-M-X-XXXX | Indoor Luminaires | Linear Ambient | Direct Linear Ambient Luminaires | Premium | FALSE | [9 empty] | 42208 | Dimmable | Continuous Below 10 | No |  | 3 | 8600 | 130 | 66 | 20 | 0.9 | 5000 | 82
PYME3KAG | GE Lighting Solutions | GE Lumination | IS-[1 C S]8-0-F3-M-X-XXXX | Indoor Luminaires | Linear Ambient | Direct Linear Ambient Luminaires | Premium | FALSE | [9 empty] | 42208 |  |  | No |  | 3 | 10400 | 124 | 84 | 20 | 0.9 | 4000 | 83
PWGHWX18 | GE Lighting Solutions | GE Lumination | IS-[1 C S]8-0-K3-M-X-XXXX | Indoor Luminaires | Linear Ambient | Direct Linear Ambient Luminaires | Premium | FALSE | [9 empty] | 42208 |  |  | No |  | 3 | 10400 | 124 | 84 | 20 | 0.9 | 4000 | 83
PR72WRXM | GE Lighting Solutions | GE Lumination | IS-[1 C S]8-0-K3-M-X-XXXX-EL | Indoor Luminaires | Linear Ambient | Direct Linear Ambient Luminaires | Premium | FALSE | [9 empty] | 42208 |  |  | No |  | 3 | 10400 | 118 | 88 | 20 | 0.9 | 4000 | 83
P9TSU3SS | GE Lighting Solutions | GE Lumination | IS-[1 C S]8-0-F3-M-X-XXXX-EL | Indoor Luminaires | Linear Ambient | Direct Linear Ambient Luminaires | Premium | FALSE | [9 empty] | 42208 | Dimmable | Continuous Below 10 | No |  | 3 | 10400 | 118 | 88 | 20 | 0.9 | 4000 | 83
P3CX5Z64 | GE Lighting Solutions | GE Lumination | IS-[1 C S]8-0-B3-M-X-XXXX-EL | Indoor Luminaires | Linear Ambient | Direct Linear Ambient Luminaires | Premium | FALSE | [9 empty] | 42208 | Dimmable | Continuous Below 10 | No |  | 3 | 9700 | 110 | 88 | 20 | 0.9 | 4000 | 83
PXCVD4KR | GE Lighting Solutions | GE Lumination | IS-[1 C S]8-0-E3-M-X-XXXX-EL | Indoor Luminaires | Linear Ambient | Direct Linear Ambient Luminaires | Premium | FALSE | [9 empty] | 42208 |  |  | No |  | 3 | 8400 | 120 | 70 | 20 | 0.9 | 4000 | 83
PVRVG5AJ | GE Lighting Solutions | GE Lumination | IS-[1 C S]8-0-E3-M-X-XXXX | Indoor Luminaires | Linear Ambient | Direct Linear Ambient Luminaires | Premium | FALSE | [9 empty] | 42208 |  |  | No |  | 3 | 8400 | 127 | 66 | 20 | 0.9 | 4000 | 83
PGXUGEFC | GE Lighting Solutions | GE Lumination | IS-[1 C S]8-0-J3-M-X-XXXX | Indoor Luminaires | Linear Ambient | Direct Linear Ambient Luminaires | Premium | FALSE | [9 empty] | 42208 |  |  | No |  | 3 | 8400 | 127 | 66 | 20 | 0.9 | 4000 | 83
P77NM44G | GE Lighting Solutions | GE Lumination | IS-[1 C S]8-0-J3-M-X-XXXX-EL | Indoor Luminaires | Linear Ambient | Direct Linear Ambient Luminaires | Premium | FALSE | [9 empty] | 42208 | Dimmable | Continuous Below 10 | No |  | 3 | 8400 | 120 | 70 | 20 | 0.9 | 4000 | 83
P1W2Z4BG | GE Lighting Solutions | GE Lumination | IS-[1 C S]8-0-A3-M-X-XXXX-EL | Indoor Luminaires | Linear Ambient | Direct Linear Ambient Luminaires | Premium | FALSE | [9 empty] | 42208 | Dimmable | Continuous Below 10 | No |  | 3 | 7800 | 111 | 70 | 20 | 0.9 | 4000 | 83
PUE5DEPQ | GE Lighting Solutions | GE Lumination | IS-[1 C S]8-0-F2-M-X-XXXX | Indoor Luminaires | Linear Ambient | Direct Linear Ambient Luminaires | Premium | FALSE | [9 empty] | 42208 |  |  | No |  | 3 | 9900 | 118 | 84 | 20 | 0.9 | 3500 | 83
PUDVB493 | GE Lighting Solutions | GE Lumination | IS-[1 C S]8-0-K2-M-X-XXXX-EL | Indoor Luminaires | Linear Ambient | Direct Linear Ambient Luminaires | Premium | FALSE | [9 empty] | 42208 |  |  | No |  | 3 | 9900 | 113 | 88 | 20 | 0.9 | 3500 | 83
PRKVTRE3 | GE Lighting Solutions | GE Lumination | IS-[1 C S]8-0-F2-M-X-XXXX-EL | Indoor Luminaires | Linear Ambient | Direct Linear Ambient Luminaires | Premium | FALSE | [9 empty] | 42208 |  |  | No |  | 3 | 9900 | 113 | 88 | 20 | 0.9 | 3500 | 83
PEQPU9BQ | GE Lighting Solutions | GE Lumination | IS-[1 C S]8-0-K2-M-X-XXXX | Indoor Luminaires | Linear Ambient | Direct Linear Ambient Luminaires | Premium | FALSE | [9 empty] | 42208 |  |  | No |  | 3 | 9900 | 118 | 84 | 20 | 0.9 | 3500 | 83
PYVVE5E2 | GE Lighting Solutions | GE Lumination | IS-[1 C S]8-0-E2-M-X-XXXX-EL | Indoor Luminaires | Linear Ambient | Direct Linear Ambient Luminaires | Premium | FALSE | [9 empty] | 42208 |  |  | No |  | 3 | 8000 | 114 | 70 | 20 | 0.9 | 3500 | 83
PXAA562E | GE Lighting Solutions | GE Lumination | IS-[1 C S]8-0-E2-M-X-XXXX | Indoor Luminaires | Linear Ambient | Direct Linear Ambient Luminaires | Premium | FALSE | [9 empty] | 42208 |  |  | No |  | 3 | 8000 | 121 | 66 | 20 | 0.9 | 3500 | 83
PWCY56UT | GE Lighting Solutions | GE Lumination | IS-[1 C S]8-0-J2-M-X-XXXX | Indoor Luminaires | Linear Ambient | Direct Linear Ambient Luminaires | Premium | FALSE | [9 empty] | 42208 |  |  | No |  | 3 | 8000 | 121 | 66 | 20 | 0.9 | 3500 | 83
PEYS4QSR | GE Lighting Solutions | GE Lumination | IS-[1 C S]8-0-J2-M-X-XXXX-EL | Indoor Luminaires | Linear Ambient | Direct Linear Ambient Luminaires | Premium | FALSE | [9 empty] | 42208 |  |  | No |  | 3 | 8000 | 114 | 70 | 20 | 0.9 | 3500 | 83
PA44XYQQ | H.E. Williams Inc. | Williams Linear | 82-4-L107-840-DRV-UNV | Indoor Luminaires | Linear Ambient | Direct Linear Ambient Luminaires | Standard | TRUE | 10730 | 123.3 | 87.017 | 10.19 | 0.984 | 3956 | 82.31 | 5 | 50000 | 42207 |  |  | NotYetVerified |  | 3 | 10700 | 123 | 87 | 10 | 0.98 | 4000 | 82
PUR1PB3X | H.E. Williams Inc. | Williams Linear | 80-4-L63-840-DRV-UNV | Indoor Luminaires | Linear Ambient | Direct Linear Ambient Luminaires | Standard | TRUE | 6278 | 121.5 | 51.662 | 8.17 | 0.9765 | 4052 | 84.44 | 5 | 50000 | 42207 |  |  | NotYetVerified |  | 3 | 6300 | 121 | 52 | 8 | 0.97 | 4000 | 82
PQBFJUAD | H.E. Williams Inc. | Williams Linear | 76-4-L53-840-DRV-UNV | Indoor Luminaires | Linear Ambient | Direct Linear Ambient Luminaires | Standard | TRUE | 5288 | 110 | 48.087 | 7.99 | 0.9762 | 3975 | 83.36 | 5 | 50000 | 42207 |  |  | NotYetVerified |  | 3 | 5300 | 110 | 48 | 8 | 0.97 | 4000 | 82
P424WBXZ | H.E. Williams Inc. | Williams Linear | ASMS-4-L46-835-A-DIM-UNV | Indoor Luminaires | Linear Ambient | Direct Linear Ambient Luminaires | Standard | TRUE | 4629 | 99.5 | 46.51 | 8.7 | 0.9733 | 3456 | 82.16 | 5 | 50000 | 42207 |  |  | NotYetVerified |  | 3 | 4600 | 99.5 | 46 | 9 | 0.97 | 3500 | 82
PJPWQHQP | Topaz Lighting Corp. | Topaz | F-LED-4-36W-40-D-68 | Indoor Luminaires | Linear Ambient | Direct Linear Ambient Luminaires | Standard | TRUE | 4393 | 119.8 | 36.7 | 20.7 | 0.92 | 4826 | 84 | 5 | 50000 | 42206 |  |  | NotYetVerified |  | 3 | 4145 | 85 | 37 | 20 | 0.9 | 4900 | 80
PYKYNMEQ | Shat-R-Shield | Shat-R-Shield Inc. | 035LV50PRVLN00000001 | Indoor Luminaires | Linear Ambient | Direct Linear Ambient Luminaires | Standard | TRUE | 3723 | 106 | 35 | 24.8 | 0.964 | 5285 | 83.2 | 5 | 50000 | 42205 |  |  | NotYetVerified |  | 3 | 3500 | 100 | 35 |  |  | 5000 | 80
P13PQZWU | EnduraliteLED | EnduraliteLED | ELHB-P1-60W-5K | Indoor Luminaires | Linear Ambient | Direct Linear Ambient Luminaires | Standard | TRUE | 7418.39 | 123.564 | 60.037 | 11.73 | 0.9674 | 4894 | 84.3 | 5 | 50000 | 42204 |  |  | NotYetVerified |  | 3 | 7418.39 | 123.564 | 60.037 | 11.73 | 0.998 | 4894 | 84.3
P7FQH88T | EnduraliteLED | EnduraliteLED | ELHB-P1-230W-5K | Indoor Luminaires | Linear Ambient | Direct Linear Ambient Luminaires | Standard | TRUE | 28127.11 | 119.542 | 235.29 | 6.73 | 0.9359 | 4939 | 84.7 | 5 | 50000 | 42204 |  |  | NotYetVerified |  | 3 | 28127.11 | 119.542 | 235.29 | 6.73 | 0.997 | 4939 | 84.7
PPY4CK2U | Ohyama Lights LLC | Ohyama Lights | OLLN4-30N-UNV | Indoor Luminaires | Linear Ambient | Direct Linear Ambient Luminaires | Standard | TRUE | 3223.128 | 118.979 | 27.09 | 8.14 | 0.926 | 3970 | 84.5 | 5 | 50000 | 42204 |  |  | Yes |  | 3 | 3000 | 115 | 26 | 8 | 0.9 | 4000 | 80
PNW8CCPA | Mission LED Lighting Company Ltd. | Mission LED | MS-HBS-004-YT | Indoor Luminaires | Linear Ambient | Direct Linear Ambient Luminaires | Standard | TRUE | 15246 | 102.66 | 148.55 | 14.29 | 0.9086 | 4190 | 86.9 | 5 | 50000 | 42204 |  |  | NotYetVerified | 277V Only Qualified | 3 | 13500 | 90 | 150 | 20 | 0.9 | 4000 | 80
PU9G15Y8 | EnduraliteLED | EnduraliteLED | ELHBD-P1-230W-5K | Indoor Luminaires | Linear Ambient | Direct Linear Ambient Luminaires | Standard | FALSE | [9 empty] | 42204 |  |  | NotYetVerified |  | 3 | 28127.11 | 119.542 | 235.29 | 6.73 | 0.997 | 4939 | 84.7
PAWJTJZC | EnduraliteLED | EnduraliteLED | ELHBD-P1-60W-5K | Indoor Luminaires | Linear Ambient | Direct Linear Ambient Luminaires | Standard | FALSE | [9 empty] | 42204 |  |  | NotYetVerified |  | 3 | 7418.39 | 123.564 | 60.037 | 11.73 | 0.998 | 4894 | 84.3
P5AQ2KPQ | Ohyama Lights LLC | Ohyama Lights | OLLN4-30C-UNV | Indoor Luminaires | Linear Ambient | Direct Linear Ambient Luminaires | Standard | FALSE | [9 empty] | 42204 |  |  | Yes |  | 3 | 3000 | 115 | 26 | 8 | 0.9 | 5000 | 80
P2SBY1YP | Shenzhen 3NLED Lighting Co.Ltd. | 3NlED | SN2T8B-12(4000K) | Indoor Luminaires | Linear Ambient | Direct Linear Ambient Luminaires | Standard | TRUE | 4075.92 | 130.1 | 31.33 | 9.42 | 0.893 | 4123 | 82.4 | 5 | 50000 | 42202 |  |  | NotYetVerified |  | 3 | 4070 | 127 | 32 | 5 | 0.9 | 4000 | 80
PSTGQXRK | Shenzhen 3NLED Lighting Co.Ltd. | 3NlED | SN2T8B-12(5000K) | Indoor Luminaires | Linear Ambient | Direct Linear Ambient Luminaires | Standard | FALSE | [9 empty] | 42202 |  |  | NotYetVerified |  | 3 | 4238 | 132 | 32 | 5 | 0.9 | 5000 | 80
PQCGAYRY | Industrial Lighting Products | Industrial Lighting Products | FWS8-40WLED-UNIV-30-XXXX [Excluding SD480 and WC] | Indoor Luminaires | Linear Ambient | Direct Linear Ambient Luminaires | Premium | TRUE | 5456 | 127 | 42.87 | 11.9 | 0.978 | 3063 | 82.7 | 5 | 50000 | 42201 |  |  | Yes |  | 3.1 | 5456 | 127.3 | 42.87 | 11.9 | 0.978 | 3000 | 82.9
PPZH72JY | Industrial Lighting Products | Industrial Lighting Products | FWS-40WLED-UNIV-30-XXXX [Excluding SD480 WC] | Indoor Luminaires | Linear Ambient | Direct Linear Ambient Luminaires | Premium | TRUE | 4700 | 117 | 40.33 | 12.8 | 0.977 | 3071 | 82.7 | 5 | 50000 | 42201 |  |  | Yes |  | 3.1 | 4700 | 117 | 40.33 | 12.8 | 0.97 | 3000 | 82.7
PM5G7VTE | Industrial Lighting Products | Industrial Lighting Products | FWS-20WLED-UNIV-30-XXXX [Excluding SD480 WC] | Indoor Luminaires | Linear Ambient | Direct Linear Ambient Luminaires | Premium | TRUE | 2811 | 128 | 21.95 | 7.97 | 0.976 | 3051 | 82.9 | 5 | 50000 | 42201 |  |  | Yes |  | 3.1 | 2811 | 128 | 21.95 | 7.97 | 0.976 | 3000 | 82.9
PE4HBDU5 | Industrial Lighting Products | Industrial Lighting Products | FWS8-55WLED-UNIV-30-XXXX [Excluding SD480 and WC] | Indoor Luminaires | Linear Ambient | Direct Linear Ambient Luminaires | Premium | TRUE | 6770 | 125 | 53.98 | 18.3 | 0.944 | 3075 | 82.6 | 5 | 50000 | 42201 |  |  | Yes |  | 3.1 | 6770 | 125.4 | 53.98 | 18.3 | 0.944 | 3000 | 82.9
PSCE94UR | Industrial Lighting Products | Industrial Lighting Products | FWS8-80WLED-UNIV-30-XXXX [Excluding SD480 and WC] | Indoor Luminaires | Linear Ambient | Direct Linear Ambient Luminaires | Premium | TRUE | 9563 | 119 | 80.19 | 15.6 | 0.94 | 3079 | 82.4 | 5 | 50000 | 42201 |  |  | Yes |  | 3.1 | 9563 | 119.3 | 80.19 | 15.6 | 0.94 | 3000 | 82.9
PCK4W896 | Nicor Inc. | NICOR LED | VT2-10-4-UNV-40 | Indoor Luminaires | Linear Ambient | Direct Linear Ambient Luminaires | Standard | TRUE | 4667 | 98.3 | 47.68 | 22.8 | 0.885 | 4217 | 83.5 | 5 | 50000 | 42201 |  |  | NotYetVerified |  | 3 | 4903 | 103 | 47.8 | 20 | 0.9 | 4000 | 83
PHYWP9GX | Nicor Inc. | NICOR LED | VT2-10-2-UNV-40 | Indoor Luminaires | Linear Ambient | Direct Linear Ambient Luminaires | Standard | TRUE | 2105 | 99.7 | 21.63 | 17.3 | 0.877 | 4211 | 83.5 | 5 | 50000 | 42201 |  |  | NotYetVerified |  | 3 | 2201 | 105 | 20.99 | 20 | 0.9 | 4000 | 83
PVQWWND6 | Nicor Inc. | NICOR LED | VT2-10-4-UNV-50 | Indoor Luminaires | Linear Ambient | Direct Linear Ambient Luminaires | Standard | FALSE | [9 empty] | 42201 |  |  | NotYetVerified |  | 3 | 4903 | 103 | 47.8 | 20 | 0.9 | 5000 | 83
PSWQEU4D | Nicor Inc. | NICOR LED | VT2-10-2-UNV-50 | Indoor Luminaires | Linear Ambient | Direct Linear Ambient Luminaires | Standard | FALSE | [9 empty] | 42201 |  |  | NotYetVerified |  | 3 | 2201 | 105 | 20.99 | 20 | 0.9 | 5000 | 83
PSNE7D1K | Industrial Lighting Products | Industrial Lighting Products | FWS8-55WLED-UNIV-50-XXXX [Excluding SD480 and WC] | Indoor Luminaires | Linear Ambient | Direct Linear Ambient Luminaires | Premium | FALSE | [9 empty] | 42201 |  |  | Yes |  | 3.1 | 6897 | 128 | 53.89 | 18.3 | 0.944 | 5000 | 82.9
PP2EBRT5 | Industrial Lighting Products | Industrial Lighting Products | FWS8-80WLED-UNIV-50-XXXX [Excluding SD480 and WC] | Indoor Luminaires | Linear Ambient | Direct Linear Ambient Luminaires | Premium | FALSE | [9 empty] | 42201 |  |  | Yes |  | 3.1 | 9892 | 124.1 | 79.7 | 15.6 | 0.94 | 5000 | 82.9
P6FTSS13 | Industrial Lighting Products | Industrial Lighting Products | FWS8-40WLED-UNIV-50-XXXX [Excluding SD480 and WC] | Indoor Luminaires | Linear Ambient | Direct Linear Ambient Luminaires | Premium | FALSE | [9 empty] | 42201 |  |  | Yes |  | 3.1 | 5628 | 131.9 | 42.68 | 11.9 | 0.978 | 5000 | 82.9
P6SWPYZZ | Industrial Lighting Products | Industrial Lighting Products | FWS-20WLED-UNIV-50-XXXX [Excluding SD480 WC] | Indoor Luminaires | Linear Ambient | Direct Linear Ambient Luminaires | Premium | FALSE | [9 empty] | 42201 |  |  | Yes |  | 3.1 | 2890 | 132 | 21.86 | 7.97 | 0.976 | 5000 | 82.9
PEUQZ1ED | Industrial Lighting Products | Industrial Lighting Products | FWS-40WLED-UNIV-50-XXXX [Excluding SD480 WC] | Indoor Luminaires | Linear Ambient | Direct Linear Ambient Luminaires | Premium | FALSE | [9 empty] | 42201 |  |  | Yes |  | 3.1 | 4836 | 121 | 40.08 | 12.8 | 0.97 | 5000 | 82.7
PUS6SWQT | Industrial Lighting Products | Industrial Lighting Products | FWS8-55WLED-UNIV-40-XXXX [Excluding SD480 and WC] | Indoor Luminaires | Linear Ambient | Direct Linear Ambient Luminaires | Premium | FALSE | [9 empty] | 42201 |  |  | Yes |  | 3.1 | 6862 | 127.1 | 53.98 | 18.3 | 0.944 | 4000 | 82.9
PCCN4KAE | Industrial Lighting Products | Industrial Lighting Products | FWS8-80WLED-UNIV-40-XXXX [Excluding SD480 and WC] | Indoor Luminaires | Linear Ambient | Direct Linear Ambient Luminaires | Premium | FALSE | [9 empty] | 42201 |  |  | Yes |  | 3.1 | 9823 | 122.5 | 80.19 | 15.6 | 0.94 | 4000 | 82.9
PV8P2AKM | Industrial Lighting Products | Industrial Lighting Products | FWS8-40WLED-UNIV-40-XXXX [Excluding SD480 and WC] | Indoor Luminaires | Linear Ambient | Direct Linear Ambient Luminaires | Premium | FALSE | [9 empty] | 42201 |  |  | Yes |  | 3.1 | 5587 | 130.3 | 42.87 | 11.9 | 0.978 | 4000 | 82.9
P9C7Z7SG | Industrial Lighting Products | Industrial Lighting Products | FWS-20WLED-UNIV-40-XXXX [Excluding SD480 WC] | Indoor Luminaires | Linear Ambient | Direct Linear Ambient Luminaires | Premium | FALSE | [9 empty] | 42201 |  |  | Yes |  | 3.1 | 2872 | 131 | 21.95 | 7.97 | 0.976 | 4000 | 82.9
PUSE118Q | Industrial Lighting Products | Industrial Lighting Products | FWS-40WLED-UNIV-40-XXXX [Excluding SD480 WC] | Indoor Luminaires | Linear Ambient | Direct Linear Ambient Luminaires | Premium | FALSE | [9 empty] | 42201 |  |  | Yes |  | 3.1 | 4811 | 119 | 40.33 | 12.8 | 0.97 | 4000 | 82.7
PD2DEB8D | Industrial Lighting Products | Industrial Lighting Products | FWS8-55WLED-UNIV-35-XXXX [Excluding SD480 and WC] | Indoor Luminaires | Linear Ambient | Direct Linear Ambient Luminaires | Premium | FALSE | [9 empty] | 42201 |  |  | Yes |  | 3.1 | 6816 | 126.3 | 53.98 | 18.3 | 0.944 | 3500 | 82.9
PBQR7Y3Q | Industrial Lighting Products | Industrial Lighting Products | FWS8-80WLED-UNIV-35-XXXX [Excluding SD480 and WC] | Indoor Luminaires | Linear Ambient | Direct Linear Ambient Luminaires | Premium | FALSE | [9 empty] | 42201 |  |  | Yes |  | 3.1 | 9693 | 120.9 | 80.19 | 15.6 | 0.94 | 3500 | 82.9
PZ583MQD | Industrial Lighting Products | Industrial Lighting Products | FWS8-40WLED-UNIV-35-XXXX [Excluding SD480 and WC] | Indoor Luminaires | Linear Ambient | Direct Linear Ambient Luminaires | Premium | FALSE | [9 empty] | 42201 |  |  | Yes |  | 3.1 | 5522 | 128.8 | 42.87 | 11.9 | 0.978 | 3500 | 82.9
PFT79J7B | Industrial Lighting Products | Industrial Lighting Products | FWS-20WLED-UNIV-35-XXXX [Excluding SD480 WC] | Indoor Luminaires | Linear Ambient | Direct Linear Ambient Luminaires | Premium | FALSE | [9 empty] | 42201 |  |  | Yes |  | 3.1 | 2841 | 129 | 21.95 | 7.97 | 0.976 | 3500 | 82.9
PSCVN43S | Industrial Lighting Products | Industrial Lighting Products | FWS-40WLED-UNIV-35-XXXX [Excluding SD480 WC] | Indoor Luminaires | Linear Ambient | Direct Linear Ambient Luminaires | Premium | FALSE | [9 empty] | 42201 |  |  | Yes |  | 3.1 | 4755 | 118 | 40.33 | 12.8 | 0.97 | 3500 | 82.7
PRK511QT | Industrial Lighting Products | Industrial Lighting Product | FWS-55WLED-UNIV-30-XXXXX [Excluding SD480] | Indoor Luminaires | Linear Ambient | Direct Linear Ambient Luminaires | Standard | TRUE | 5943 | 112 | 53.25 | 19.1 | 0.943 | 3028 | 80.4 | 5 | 50000 | 42200 |  |  | Yes |  | 3.1 | 5943 | 112 | 53.25 | 19.1 | 0.943 | 3000 | 80.4
P422Q2FJ | Industrial Lighting Products | Industrial Lighting Product | FWS-55WLED-UNIV-50-XXXX [Excluding SD480] | Indoor Luminaires | Linear Ambient | Direct Linear Ambient Luminaires | Standard | FALSE | [9 empty] | 42200 |  |  | Yes |  | 3.1 | 6273 | 117 | 53.59 | 19.1 | 0.943 | 5000 | 80.4
P3ZPQA4C | Industrial Lighting Products | Industrial Lighting Product | FWS-55WLED-UNIV-40-XXXX [Excluding SD480] | Indoor Luminaires | Linear Ambient | Direct Linear Ambient Luminaires | Standard | FALSE | [9 empty] | 42200 |  |  | Yes |  | 3.1 | 6175 | 115 | 53.59 | 19.1 | 0.943 | 4000 | 80.4
PNUEP3MA | Industrial Lighting Products | Industrial Lighting Product | FWS-55WLED-UNIV-35-XXXX [Excluding SD480] | Indoor Luminaires | Linear Ambient | Direct Linear Ambient Luminaires | Standard | FALSE | [9 empty] | 42200 |  |  | Yes |  | 3.1 | 6078 | 113 | 53.59 | 19.1 | 0.943 | 3500 | 80.4
P46ZEF13 | Coronet Inc. | Coronet Inc. | ECO LED-4FT-LTG3-3500K-UNV-XX-DB [All Colors] | Indoor Luminaires | Linear Ambient | Linear Ambient Luminaires w/ Indirect component | Standard | TRUE | 4786 | 102.2 | 47.22 | 15 | 0.963 | 3334 | 83.6 | 5 | 50000 | 42199 |  |  | NotYetVerified |  | 3 | 4800 | 101.6518 | 47.22 | 15 | 0.963 | 3334 | 83.6
P8MHMSHF | Energy Planning Associates | Envirobrite | FST404050-XXXXXXX | Indoor Luminaires | Linear Ambient | Direct Linear Ambient Luminaires | Standard | TRUE | 3859 | 127.5 | 30.29 | 15 | 0.93 | 5231 | 82.3 | 5 | 86000 | 42199 |  |  | NotYetVerified |  | 3 | 4000 | 134.22 | 29.8 | 15 | 0.93 | 5000 | 82.6
P32T4MG6 | Energy Planning Associates | Envirobrite | FST404235-XXLXXXX | Indoor Luminaires | Linear Ambient | Direct Linear Ambient Luminaires | Standard | TRUE | 4077 | 104.5 | 39.05 | 15 | 0.93 | 3509 | 85.1 | 5 | 86000 | 42199 |  |  | NotYetVerified |  | 3 | 4250 | 106.25 | 40 | 15 | 0.93 | 3500 | 82.6
PWY5HJPU | Energy Planning Associates | Envirobrite | FST403035-XXLXXXX | Indoor Luminaires | Linear Ambient | Direct Linear Ambient Luminaires | Standard | TRUE | 2869 | 102.2 | 28.06 | 17.2 | 0.907 | 3540 | 85.2 | 5 | 86000 | 42199 |  |  | NotYetVerified |  | 3 | 3000 | 107.52 | 27.9 | 15 | 0.93 | 3500 | 82.6
PYG9GNR8 | Energy Planning Associates | Envirobrite | FST402535-XXXXXXX | Indoor Luminaires | Linear Ambient | Direct Linear Ambient Luminaires | Standard | TRUE | 2412 | 112.2 | 21.5 | 17.2 | 0.907 | 3546 | 84.4 | 5 | 86000 | 42199 |  |  | NotYetVerified |  | 3 | 2500 | 117.92 | 21.2 | 15 | 0.93 | 3500 | 82.6
PJDN2J8Z | Energy Planning Associates | Envirobrite | FST810050-XKXXXXX | Indoor Luminaires | Linear Ambient | Direct Linear Ambient Luminaires | Standard | FALSE | [9 empty] | 42199 |  |  | NotYetVerified |  | 3 | 10000 | 126.74 | 78.9 | 15 | 0.93 | 5000 | 82.6
PEFCF6BP | Energy Planning Associates | Envirobrite | FST810050-XXXXXXX | Indoor Luminaires | Linear Ambient | Direct Linear Ambient Luminaires | Standard | FALSE | [9 empty] | 42199 |  |  | NotYetVerified |  | 3 | 10000 | 126.74 | 78.9 | 15 | 0.93 | 5000 | 82.6
PXT189RJ | Energy Planning Associates | Envirobrite | FST809550-XKXXXXX | Indoor Luminaires | Linear Ambient | Direct Linear Ambient Luminaires | Standard | FALSE | [9 empty] | 42199 |  |  | NotYetVerified |  | 3 | 9500 | 128.55 | 73.9 | 15 | 0.93 | 5000 | 82.6
P8JZ6DY4 | Energy Planning Associates | Envirobrite | FST809550-XXXXXXX | Indoor Luminaires | Linear Ambient | Direct Linear Ambient Luminaires | Standard | FALSE | [9 empty] | 42199 |  |  | NotYetVerified |  | 3 | 9500 | 128.55 | 73.9 | 15 | 0.93 | 5000 | 82.6
PNSW1W3J | Energy Planning Associates | Envirobrite | FST809050-XXXXXXX | Indoor Luminaires | Linear Ambient | Direct Linear Ambient Luminaires | Standard | FALSE | [9 empty] | 42199 |  |  | NotYetVerified |  | 3 | 9000 | 130.43 | 69 | 15 | 0.93 | 5000 | 82.6
PBWJ3CW9 | Energy Planning Associates | Envirobrite | FST809050-XKXXXXX | Indoor Luminaires | Linear Ambient | Direct Linear Ambient Luminaires | Standard | FALSE | [9 empty] | 42199 |  |  | NotYetVerified |  | 3 | 9000 | 130.43 | 69 | 15 | 0.93 | 5000 | 82.6
PYG8W9BR | Energy Planning Associates | Envirobrite | FST808550-XXLXXXX | Indoor Luminaires | Linear Ambient | Direct Linear Ambient Luminaires | Standard | FALSE | [9 empty] | 42199 |  |  | NotYetVerified |  | 3 | 8500 | 117.4 | 72.4 | 15 | 0.93 | 5000 | 82.6
PR8XG5N6 | Energy Planning Associates | Envirobrite | FST808550-XKLXXXX | Indoor Luminaires | Linear Ambient | Direct Linear Ambient Luminaires | Standard | FALSE | [9 empty] | 42199 |  |  | NotYetVerified |  | 3 | 8500 | 117.4 | 72.4 | 15 | 0.93 | 5000 | 82.6
PECHUVMH | Energy Planning Associates | Envirobrite | FST808550-XKXXXXX | Indoor Luminaires | Linear Ambient | Direct Linear Ambient Luminaires | Standard | FALSE | [9 empty] | 42199 |  |  | NotYetVerified |  | 3 | 8500 | 132.19 | 64.3 | 15 | 0.93 | 5000 | 82.6
P8H2HDVM | Energy Planning Associates | Envirobrite | FST808550-XXXXXXX | Indoor Luminaires | Linear Ambient | Direct Linear Ambient Luminaires | Standard | FALSE | [9 empty] | 42199 |  |  | NotYetVerified |  | 3 | 8500 | 132.19 | 64.3 | 15 | 0.93 | 5000 | 82.6
PVZQE3C2 | Energy Planning Associates | Envirobrite | FST808050-XKXXXXX | Indoor Luminaires | Linear Ambient | Direct Linear Ambient Luminaires | Standard | FALSE | [9 empty] | 42199 |  |  | NotYetVerified |  | 3 | 8000 | 134 | 59.7 | 15 | 0.93 | 5000 | 82.6
PUA8Q2A3 | Energy Planning Associates | Envirobrite | FST808050-XKLXXXX | Indoor Luminaires | Linear Ambient | Direct Linear Ambient Luminaires | Standard | FALSE | [9 empty] | 42199 |  |  | NotYetVerified |  | 3 | 8000 | 119.04 | 67.2 | 15 | 0.93 | 5000 | 82.6
PN2U8PRF | Energy Planning Associates | Envirobrite | FST808050-XXLXXXX | Indoor Luminaires | Linear Ambient | Direct Linear Ambient Luminaires | Standard | FALSE | [9 empty] | 42199 |  |  | NotYetVerified |  | 3 | 8000 | 119.04 | 67.2 | 15 | 0.93 | 5000 | 82.6
PF9BNZNJ | Energy Planning Associates | Envirobrite | FST808050-XXXXXXX | Indoor Luminaires | Linear Ambient | Direct Linear Ambient Luminaires | Standard | FALSE | [9 empty] | 42199 |  |  | NotYetVerified |  | 3 | 8000 | 134 | 59.7 | 15 | 0.93 | 5000 | 82.6
PZ1H5SQ2 | Energy Planning Associates | Envirobrite | FST807550-XKXXXXX | Indoor Luminaires | Linear Ambient | Direct Linear Ambient Luminaires | Standard | FALSE | [9 empty] | 42199 |  |  | NotYetVerified |  | 3 | 7500 | 123.55 | 60.7 | 15 | 0.93 | 5000 | 82.6
PTA2MJVZ | Energy Planning Associates | Envirobrite | FST807550-XXXXXXX | Indoor Luminaires | Linear Ambient | Direct Linear Ambient Luminaires | Standard | FALSE | [9 empty] | 42199 |  |  | NotYetVerified |  | 3 | 7500 | 123.55 | 60.7 | 15 | 0.93 | 5000 | 82.6
PK4TJY4U | Energy Planning Associates | Envirobrite | FST807550-XKLXXXX | Indoor Luminaires | Linear Ambient | Direct Linear Ambient Luminaires | Standard | FALSE | [9 empty] | 42199 |  |  | NotYetVerified |  | 3 | 7500 | 120.96 | 62 | 15 | 0.93 | 5000 | 82.6
P5RT4WJG | Energy Planning Associates | Envirobrite | FST807550-XXLXXXX | Indoor Luminaires | Linear Ambient | Direct Linear Ambient Luminaires | Standard | FALSE | [9 empty] | 42199 |  |  | NotYetVerified |  | 3 | 7500 | 120.96 | 62 | 15 | 0.93 | 5000 | 82.6
PSG3ZPKP | Energy Planning Associates | Envirobrite | FST807050-XXXXXXX | Indoor Luminaires | Linear Ambient | Direct Linear Ambient Luminaires | Standard | FALSE | [9 empty] | 42199 |  |  | NotYetVerified |  | 3 | 7000 | 126.12 | 55.5 | 15 | 0.93 | 5000 | 82.6
PPKRG4KF | Energy Planning Associates | Envirobrite | FST807050-XKLXXXX | Indoor Luminaires | Linear Ambient | Direct Linear Ambient Luminaires | Standard | FALSE | [9 empty] | 42199 |  |  | NotYetVerified |  | 3 | 7000 | 122.8 | 57 | 15 | 0.93 | 5000 | 82.6
PNB6BTW3 | Energy Planning Associates | Envirobrite | FST807050-XKXXXXX | Indoor Luminaires | Linear Ambient | Direct Linear Ambient Luminaires | Standard | FALSE | [9 empty] | 42199 |  |  | NotYetVerified |  | 3 | 7000 | 126.12 | 55.5 | 15 | 0.93 | 5000 | 82.6
P88VA72B | Energy Planning Associates | Envirobrite | FST807050-XXLXXXX | Indoor Luminaires | Linear Ambient | Direct Linear Ambient Luminaires | Standard | FALSE | [9 empty] | 42199 |  |  | NotYetVerified |  | 3 | 7000 | 122.8 | 57 | 15 | 0.93 | 5000 | 82.6
PW69ZJK6 | Energy Planning Associates | Envirobrite | FST806550-XXXXXXX | Indoor Luminaires | Linear Ambient | Direct Linear Ambient Luminaires | Standard | FALSE | [9 empty] | 42199 |  |  | NotYetVerified |  | 3 | 6500 | 128.96 | 50.4 | 15 | 0.93 | 5000 | 82.6
PW166F27 | Energy Planning Associates | Envirobrite | FST806550-XXLXXXX | Indoor Luminaires | Linear Ambient | Direct Linear Ambient Luminaires | Standard | FALSE | [9 empty] | 42199 |  |  | NotYetVerified |  | 3 | 6500 | 124.52 | 52.2 | 15 | 0.93 | 5000 | 82.6
PQ3Y5M1E | Energy Planning Associates | Envirobrite | FST806550-XKLXXXX | Indoor Luminaires | Linear Ambient | Direct Linear Ambient Luminaires | Standard | FALSE | [9 empty] | 42199 |  |  | NotYetVerified |  | 3 | 6500 | 124.52 | 52.2 | 15 | 0.93 | 5000 | 82.6
P95PYJ65 | Energy Planning Associates | Envirobrite | FST806550-XKXXXXX | Indoor Luminaires | Linear Ambient | Direct Linear Ambient Luminaires | Standard | FALSE | [9 empty] | 42199 |  |  | NotYetVerified |  | 3 | 6500 | 128.96 | 50.4 | 15 | 0.93 | 5000 | 82.6
PWBQN7QK | Energy Planning Associates | Envirobrite | FST806050-XXXXXXX | Indoor Luminaires | Linear Ambient | Direct Linear Ambient Luminaires | Standard | FALSE | [9 empty] | 42199 |  |  | NotYetVerified |  | 3 | 6000 | 131.86 | 45.5 | 15 | 0.93 | 5000 | 82.6
PSGCZ6FH | Energy Planning Associates | Envirobrite | FST806050-XXLXXXX | Indoor Luminaires | Linear Ambient | Direct Linear Ambient Luminaires | Standard | FALSE | [9 empty] | 42199 |  |  | NotYetVerified |  | 3 | 6000 | 116.73 | 51.4 | 15 | 0.93 | 5000 | 82.6
PCNN3W65 | Energy Planning Associates | Envirobrite | FST806050-XKXXXXX | Indoor Luminaires | Linear Ambient | Direct Linear Ambient Luminaires | Standard | FALSE | [9 empty] | 42199 |  |  | NotYetVerified |  | 3 | 6000 | 131.86 | 45.5 | 15 | 0.93 | 5000 | 82.6
PBF11PH2 | Energy Planning Associates | Envirobrite | FST806050-XKLXXXX | Indoor Luminaires | Linear Ambient | Direct Linear Ambient Luminaires | Standard | FALSE | [9 empty] | 42199 |  |  | NotYetVerified |  | 3 | 6000 | 116.73 | 51.4 | 15 | 0.93 | 5000 | 82.6
PQFRWQPV | Energy Planning Associates | Envirobrite | FST805550-XKXXXXX | Indoor Luminaires | Linear Ambient | Direct Linear Ambient Luminaires | Standard | FALSE | [9 empty] | 42199 |  |  | NotYetVerified |  | 3 | 5500 | 134.47 | 40.9 | 15 | 0.93 | 5000 | 82.6
PBPV9ADP | Energy Planning Associates | Envirobrite | FST805550-XKLXXXX | Indoor Luminaires | Linear Ambient | Direct Linear Ambient Luminaires | Standard | FALSE | [9 empty] | 42199 |  |  | NotYetVerified |  | 3 | 5500 | 119.56 | 46 | 15 | 0.93 | 5000 | 82.6
PAYDKQXP | Energy Planning Associates | Envirobrite | FST805550-XXXXXXX | Indoor Luminaires | Linear Ambient | Direct Linear Ambient Luminaires | Standard | FALSE | [9 empty] | 42199 |  |  | NotYetVerified |  | 3 | 5500 | 134.47 | 40.9 | 15 | 0.93 | 5000 | 82.6
P62Q9UW2 | Energy Planning Associates | Envirobrite | FST805550-XXLXXXX | Indoor Luminaires | Linear Ambient | Direct Linear Ambient Luminaires | Standard | FALSE | [9 empty] | 42199 |  |  | NotYetVerified |  | 3 | 5500 | 119.56 | 46 | 15 | 0.93 | 5000 | 82.6
PYMGTE5F | Energy Planning Associates | Envirobrite | FST805050-XXLXXXX | Indoor Luminaires | Linear Ambient | Direct Linear Ambient Luminaires | Standard | FALSE | [9 empty] | 42199 |  |  | NotYetVerified |  | 3 | 5000 | 121.95 | 41 | 15 | 0.93 | 5000 | 82.6
PHF1GWQM | Energy Planning Associates | Envirobrite | FST805050-XKXXXXX | Indoor Luminaires | Linear Ambient | Direct Linear Ambient Luminaires | Standard | FALSE | [9 empty] | 42199 |  |  | NotYetVerified |  | 3 | 5000 | 128.53 | 38.9 | 15 | 0.93 | 5000 | 82.6
PG5XTUTY | Energy Planning Associates | Envirobrite | FST405050-XXXXXXX | Indoor Luminaires | Linear Ambient | Direct Linear Ambient Luminaires | Standard | FALSE | [9 empty] | 42199 |  |  | NotYetVerified |  | 3 | 5000 | 126.58 | 39.5 | 15 | 0.93 | 5000 | 82.6
PE62EKFQ | Energy Planning Associates | Envirobrite | FST805050-XXXXXXX | Indoor Luminaires | Linear Ambient | Direct Linear Ambient Luminaires | Standard | FALSE | [9 empty] | 42199 |  |  | NotYetVerified |  | 3 | 5000 | 128.53 | 38.9 | 15 | 0.93 | 5000 | 82.6
P7G7CRBB | Energy Planning Associates | Envirobrite | FST405050-XKXXXXX | Indoor Luminaires | Linear Ambient | Direct Linear Ambient Luminaires | Standard | FALSE | [9 empty] | 42199 |  |  | NotYetVerified |  | 3 | 5000 | 126.58 | 39.5 | 15 | 0.93 | 5000 | 82.6
P6JDNA2U | Energy Planning Associates | Envirobrite | FST805050-XKLXXXX | Indoor Luminaires | Linear Ambient | Direct Linear Ambient Luminaires | Standard | FALSE | [9 empty] | 42199 |  |  | NotYetVerified |  | 3 | 5000 | 121.95 | 41 | 15 | 0.93 | 5000 | 82.6
PRX6UH5T | Energy Planning Associates | Envirobrite | FST404750-XXXXXXX | Indoor Luminaires | Linear Ambient | Direct Linear Ambient Luminaires | Standard | FALSE | [9 empty] | 42199 |  |  | NotYetVerified |  | 3 | 4750 | 128.72 | 36.9 | 15 | 0.93 | 5000 | 82.6
P5DQ5VHT | Energy Planning Associates | Envirobrite | FST404750-XKXXXXX | Indoor Luminaires | Linear Ambient | Direct Linear Ambient Luminaires | Standard | FALSE | [9 empty] | 42199 |  |  | NotYetVerified |  | 3 | 4750 | 128.72 | 36.9 | 15 | 0.93 | 5000 | 82.6
PW17WV3C | Energy Planning Associates | Envirobrite | FST804550-XKXXXXX | Indoor Luminaires | Linear Ambient | Direct Linear Ambient Luminaires | Standard | FALSE | [9 empty] | 42199 |  |  | NotYetVerified |  | 3 | 4500 | 132.35 | 34 | 15 | 0.93 | 5000 | 82.6
PV8FUSED | Energy Planning Associates | Envirobrite | FST404550-XKXXXXX | Indoor Luminaires | Linear Ambient | Direct Linear Ambient Luminaires | Standard | FALSE | [9 empty] | 42199 |  |  | NotYetVerified |  | 3 | 4500 | 130.43 | 34.5 | 15 | 0.93 | 5000 | 82.6
PUV9WGGD | Energy Planning Associates | Envirobrite | FST404550-XXXXXXX | Indoor Luminaires | Linear Ambient | Direct Linear Ambient Luminaires | Standard | FALSE | [9 empty] | 42199 |  |  | NotYetVerified |  | 3 | 4500 | 130.43 | 34.5 | 15 | 0.93 | 5000 | 82.6
PUHQBD2P | Energy Planning Associates | Envirobrite | FST804550-XXXXXXX | Indoor Luminaires | Linear Ambient | Direct Linear Ambient Luminaires | Standard | FALSE | [9 empty] | 42199 |  |  | NotYetVerified |  | 3 | 4500 | 132.35 | 34 | 15 | 0.93 | 5000 | 82.6
PC8NZ4KU | Energy Planning Associates | Envirobrite | FST804550-XXLXXXX | Indoor Luminaires | Linear Ambient | Direct Linear Ambient Luminaires | Standard | FALSE | [9 empty] | 42199 |  |  | NotYetVerified |  | 3 | 4500 | 117.18 | 38.4 | 15 | 0.93 | 5000 | 82.6
P1H5BFYF | Energy Planning Associates | Envirobrite | FST804550-XKLXXXX | Indoor Luminaires | Linear Ambient | Direct Linear Ambient Luminaires | Standard | FALSE | [9 empty] | 42199 |  |  | NotYetVerified |  | 3 | 4500 | 117.18 | 38.4 | 15 | 0.93 | 5000 | 82.6
PZ1PU2P9 | Energy Planning Associates | Envirobrite | FST404250-XXXXXXX | Indoor Luminaires | Linear Ambient | Direct Linear Ambient Luminaires | Standard | FALSE | [9 empty] | 42199 |  |  | NotYetVerified |  | 3 | 4250 | 131.98 | 32.2 | 15 | 0.93 | 5000 | 82.6
PYYXT7JE | Energy Planning Associates | Envirobrite | FST404250-XXLXXXX | Indoor Luminaires | Linear Ambient | Direct Linear Ambient Luminaires | Standard | FALSE | [9 empty] | 42199 |  |  | NotYetVerified |  | 3 | 4250 | 117.4 | 36.2 | 15 | 0.93 | 5000 | 82.6
PBY3BNPA | Energy Planning Associates | Envirobrite | FST404250-XKXXXXX | Indoor Luminaires | Linear Ambient | Direct Linear Ambient Luminaires | Standard | FALSE | [9 empty] | 42199 |  |  | NotYetVerified |  | 3 | 4250 | 131.98 | 32.2 | 15 | 0.93 | 5000 | 82.6
P6YH8AET | Energy Planning Associates | Envirobrite | FST404250-XKLXXXX | Indoor Luminaires | Linear Ambient | Direct Linear Ambient Luminaires | Standard | FALSE | [9 empty] | 42199 |  |  | NotYetVerified |  | 3 | 4250 | 117.4 | 36.2 | 15 | 0.93 | 5000 | 82.6
PZ6A338Y | Energy Planning Associates | Envirobrite | FST404050-XXLXXXX | Indoor Luminaires | Linear Ambient | Direct Linear Ambient Luminaires | Standard | FALSE | [9 empty] | 42199 |  |  | NotYetVerified |  | 3 | 4000 | 119.04 | 33.6 | 15 | 0.93 | 5000 | 82.6
PYDEB16J | Energy Planning Associates | Envirobrite | FST404050-XKXXXXX | Indoor Luminaires | Linear Ambient | Direct Linear Ambient Luminaires | Standard | FALSE | [9 empty] | 42199 |  |  | NotYetVerified |  | 3 | 4000 | 134.22 | 29.8 | 15 | 0.93 | 5000 | 82.6
PTA6VM3M | Energy Planning Associates | Envirobrite | FST804050-XXXXXXX | Indoor Luminaires | Linear Ambient | Direct Linear Ambient Luminaires | Standard | FALSE | [9 empty] | 42199 |  |  | NotYetVerified |  | 3 | 4000 | 135.59 | 29.5 | 15 | 0.93 | 5000 | 82.6
PT1CVZ23 | Energy Planning Associates | Envirobrite | FST804050-XKLXXXX | Indoor Luminaires | Linear Ambient | Direct Linear Ambient Luminaires | Standard | FALSE | [9 empty] | 42199 |  |  | NotYetVerified |  | 3 | 4000 | 120.48 | 33.2 | 15 | 0.93 | 5000 | 82.6
PQGRS5SC | Energy Planning Associates | Envirobrite | FST804050-XXLXXXX | Indoor Luminaires | Linear Ambient | Direct Linear Ambient Luminaires | Standard | FALSE | [9 empty] | 42199 |  |  | NotYetVerified |  | 3 | 4000 | 120.48 | 33.2 | 15 | 0.93 | 5000 | 82.6
PGYQZF2E | Energy Planning Associates | Envirobrite | FST404050-XKLXXXX | Indoor Luminaires | Linear Ambient | Direct Linear Ambient Luminaires | Standard | FALSE | [9 empty] | 42199 |  |  | NotYetVerified |  | 3 | 4000 | 119.04 | 33.6 | 15 | 0.93 | 5000 | 82.6
P1CKQ9BV | Energy Planning Associates | Envirobrite | FST804050-XKXXXXX | Indoor Luminaires | Linear Ambient | Direct Linear Ambient Luminaires | Standard | FALSE | [9 empty] | 42199 |  |  | NotYetVerified |  | 3 | 4000 | 135.59 | 29.5 | 15 | 0.93 | 5000 | 82.6
PWPUZFCJ | Energy Planning Associates | Envirobrite | FST403750-XXLXXXX | Indoor Luminaires | Linear Ambient | Direct Linear Ambient Luminaires | Standard | FALSE | [9 empty] | 42199 |  |  | NotYetVerified |  | 3 | 3750 | 120.96 | 31 | 15 | 0.93 | 5000 | 82.6
PV411QB8 | Energy Planning Associates | Envirobrite | FST403750-XKLXXXX | Indoor Luminaires | Linear Ambient | Direct Linear Ambient Luminaires | Standard | FALSE | [9 empty] | 42199 |  |  | NotYetVerified |  | 3 | 3750 | 120.96 | 31 | 15 | 0.93 | 5000 | 82.6
PJDCHS7P | Energy Planning Associates | Envirobrite | FST403750-XXXXXXX | Indoor Luminaires | Linear Ambient | Direct Linear Ambient Luminaires | Standard | FALSE | [9 empty] | 42199 |  |  | NotYetVerified |  | 3 | 3750 | 123.35 | 30.4 | 15 | 0.93 | 5000 | 82.6
PCSJ6KCG | Energy Planning Associates | Envirobrite | FST403750-XKXXXXX | Indoor Luminaires | Linear Ambient | Direct Linear Ambient Luminaires | Standard | FALSE | [9 empty] | 42199 |  |  | NotYetVerified |  | 3 | 3750 | 123.35 | 30.4 | 15 | 0.93 | 5000 | 82.6
PZVJZD37 | Energy Planning Associates | Envirobrite | FST403550-XKLXXXX | Indoor Luminaires | Linear Ambient | Direct Linear Ambient Luminaires | Standard | FALSE | [9 empty] | 42199 |  |  | NotYetVerified |  | 3 | 3500 | 122.8 | 28.5 | 15 | 0.93 | 5000 | 82.6
PXR271MP | Energy Planning Associates | Envirobrite | FST803550-XKLXXXX | Indoor Luminaires | Linear Ambient | Direct Linear Ambient Luminaires | Standard | FALSE | [9 empty] | 42199 |  |  | NotYetVerified |  | 3 | 3500 | 124.11 | 28.2 | 15 | 0.93 | 5000 | 82.6
PU88BB7R | Energy Planning Associates | Envirobrite | FST803550-XKXXXXX | Indoor Luminaires | Linear Ambient | Direct Linear Ambient Luminaires | Standard | FALSE | [9 empty] | 42199 |  |  | NotYetVerified |  | 3 | 3500 | 139.44 | 25.1 | 15 | 0.93 | 5000 | 82.6
PTSTZ8PV | Energy Planning Associates | Envirobrite | FST403550-XXXXXXX | Indoor Luminaires | Linear Ambient | Direct Linear Ambient Luminaires | Standard | FALSE | [9 empty] | 42199 |  |  | NotYetVerified |  | 3 | 3500 | 126.35 | 27.7 | 15 | 0.93 | 5000 | 82.6
PF8QQKE3 | Energy Planning Associates | Envirobrite | FST803550-XXXXXXX | Indoor Luminaires | Linear Ambient | Direct Linear Ambient Luminaires | Standard | FALSE | [9 empty] | 42199 |  |  | NotYetVerified |  | 3 | 3500 | 139.44 | 25.1 | 15 | 0.93 | 5000 | 82.6
P7XKKMJD | Energy Planning Associates | Envirobrite | FST403550-XKXXXXX | Indoor Luminaires | Linear Ambient | Direct Linear Ambient Luminaires | Standard | FALSE | [9 empty] | 42199 |  |  | NotYetVerified |  | 3 | 3500 | 126.35 | 27.7 | 15 | 0.93 | 5000 | 82.6
P42B8T4Z | Energy Planning Associates | Envirobrite | FST803550-XXLXXXX | Indoor Luminaires | Linear Ambient | Direct Linear Ambient Luminaires | Standard | FALSE | [9 empty] | 42199 |  |  | NotYetVerified |  | 3 | 3500 | 124.11 | 28.2 | 15 | 0.93 | 5000 | 82.6
P3QTPVBZ | Energy Planning Associates | Envirobrite | FST403550-XXLXXXX | Indoor Luminaires | Linear Ambient | Direct Linear Ambient Luminaires | Standard | FALSE | [9 empty] | 42199 |  |  | NotYetVerified |  | 3 | 3500 | 122.8 | 28.5 | 15 | 0.93 | 5000 | 82.6
PX7TCRU7 | Energy Planning Associates | Envirobrite | FST403250-XKLXXXX | Indoor Luminaires | Linear Ambient | Direct Linear Ambient Luminaires | Standard | FALSE | [9 empty] | 42199 |  |  | NotYetVerified |  | 3 | 3250 | 124.52 | 26.1 | 15 | 0.93 | 5000 | 82.6
PFJTADFW | Energy Planning Associates | Envirobrite | FST403250-XKXXXXX | Indoor Luminaires | Linear Ambient | Direct Linear Ambient Luminaires | Standard | FALSE | [9 empty] | 42199 |  |  | NotYetVerified |  | 3 | 3250 | 128.96 | 25.2 | 15 | 0.93 | 5000 | 82.6
P6S1QZSJ | Energy Planning Associates | Envirobrite | FST403250-XXLXXXX | Indoor Luminaires | Linear Ambient | Direct Linear Ambient Luminaires | Standard | FALSE | [9 empty] | 42199 |  |  | NotYetVerified |  | 3 | 3250 | 124.52 | 26.1 | 15 | 0.93 | 5000 | 82.6
P4RTYXC6 | Energy Planning Associates | Envirobrite | FST403250-XXXXXXX | Indoor Luminaires | Linear Ambient | Direct Linear Ambient Luminaires | Standard | FALSE | [9 empty] | 42199 |  |  | NotYetVerified |  | 3 | 3250 | 128.96 | 25.2 | 15 | 0.93 | 5000 | 82.6
PWFUDGED | Energy Planning Associates | Envirobrite | FST403050-XKLXXXX | Indoor Luminaires | Linear Ambient | Direct Linear Ambient Luminaires | Standard | FALSE | [9 empty] | 42199 |  |  | NotYetVerified |  | 3 | 3000 | 116.73 | 25.7 | 15 | 0.93 | 5000 | 82.6
PHB5TKJF | Energy Planning Associates | Envirobrite | FST803050-XXLXXXX | Indoor Luminaires | Linear Ambient | Direct Linear Ambient Luminaires | Standard | FALSE | [9 empty] | 42199 |  |  | NotYetVerified |  | 3 | 3000 | 128.2 | 23.4 | 15 | 0.93 | 5000 | 82.6
PEWUU4K5 | Energy Planning Associates | Envirobrite | FST403050-XKXXXXX | Indoor Luminaires | Linear Ambient | Direct Linear Ambient Luminaires | Standard | FALSE | [9 empty] | 42199 |  |  | NotYetVerified |  | 3 | 3000 | 131.57 | 22.8 | 15 | 0.93 | 5000 | 82.6
PA5344U6 | Energy Planning Associates | Envirobrite | FST403050-XXLXXXX | Indoor Luminaires | Linear Ambient | Direct Linear Ambient Luminaires | Standard | FALSE | [9 empty] | 42199 |  |  | NotYetVerified |  | 3 | 3000 | 116.73 | 25.7 | 15 | 0.93 | 5000 | 82.6
P8X741HM | Energy Planning Associates | Envirobrite | FST803050-XKLXXXX | Indoor Luminaires | Linear Ambient | Direct Linear Ambient Luminaires | Standard | FALSE | [9 empty] | 42199 |  |  | NotYetVerified |  | 3 | 3000 | 128.2 | 23.4 | 15 | 0.93 | 5000 | 82.6
P5KJ7E5A | Energy Planning Associates | Envirobrite | FST803050-XKXXXXX | Indoor Luminaires | Linear Ambient | Direct Linear Ambient Luminaires | Standard | FALSE | [9 empty] | 42199 |  |  | NotYetVerified |  | 3 | 3000 | 142.85 | 21 | 15 | 0.93 | 5000 | 82.6
P2SFYVC1 | Energy Planning Associates | Envirobrite | FST403050-XXXXXXX | Indoor Luminaires | Linear Ambient | Direct Linear Ambient Luminaires | Standard | FALSE | [9 empty] | 42199 |  |  | NotYetVerified |  | 3 | 3000 | 131.57 | 22.8 | 15 | 0.93 | 5000 | 82.6
P1W99T5S | Energy Planning Associates | Envirobrite | FST803050-XXXXXXX | Indoor Luminaires | Linear Ambient | Direct Linear Ambient Luminaires | Standard | FALSE | [9 empty] | 42199 |  |  | NotYetVerified |  | 3 | 3000 | 142.85 | 21 | 15 | 0.93 | 5000 | 82.6
PU7UU8Z5 | Energy Planning Associates | Envirobrite | FST402750-XKXXXXX | Indoor Luminaires | Linear Ambient | Direct Linear Ambient Luminaires | Standard | FALSE | [9 empty] | 42199 |  |  | NotYetVerified |  | 3 | 2750 | 134.8 | 20.4 | 15 | 0.93 | 5000 | 82.6
PST1XVH7 | Energy Planning Associates | Envirobrite | FST402750-XXXXXXX | Indoor Luminaires | Linear Ambient | Direct Linear Ambient Luminaires | Standard | FALSE | [9 empty] | 42199 |  |  | NotYetVerified |  | 3 | 2750 | 134.8 | 20.4 | 15 | 0.93 | 5000 | 82.6
PATTUR3H | Energy Planning Associates | Envirobrite | FST402750-XKLXXXX | Indoor Luminaires | Linear Ambient | Direct Linear Ambient Luminaires | Standard | FALSE | [9 empty] | 42199 |  |  | NotYetVerified |  | 3 | 2750 | 119.56 | 23 | 15 | 0.93 | 5000 | 82.6
P1GHBYBC | Energy Planning Associates | Envirobrite | FST402750-XXLXXXX | Indoor Luminaires | Linear Ambient | Direct Linear Ambient Luminaires | Standard | FALSE | [9 empty] | 42199 |  |  | NotYetVerified |  | 3 | 2750 | 119.56 | 23 | 15 | 0.93 | 5000 | 82.6
PXC7F8W8 | Energy Planning Associates | Envirobrite | FST402550-XKLXXXX | Indoor Luminaires | Linear Ambient | Direct Linear Ambient Luminaires | Standard | FALSE | [9 empty] | 42199 |  |  | NotYetVerified |  | 3 | 2500 | 121.95 | 20.5 | 15 | 0.93 | 5000 | 82.6
PTP1QDBU | Energy Planning Associates | Envirobrite | FST402550-XXXXXXX | Indoor Luminaires | Linear Ambient | Direct Linear Ambient Luminaires | Standard | FALSE | [9 empty] | 42199 |  |  | NotYetVerified |  | 3 | 2500 | 128.86 | 19.4 | 15 | 0.93 | 5000 | 82.6
PA9JCAGZ | Energy Planning Associates | Envirobrite | FST402550-XKXXXXX | Indoor Luminaires | Linear Ambient | Direct Linear Ambient Luminaires | Standard | FALSE | [9 empty] | 42199 |  |  | NotYetVerified |  | 3 | 2500 | 128.86 | 19.4 | 15 | 0.93 | 5000 | 82.6
P5VPCW6U | Energy Planning Associates | Envirobrite | FST402550-XXLXXXX | Indoor Luminaires | Linear Ambient | Direct Linear Ambient Luminaires | Standard | FALSE | [9 empty] | 42199 |  |  | NotYetVerified |  | 3 | 2500 | 121.95 | 20.5 | 15 | 0.93 | 5000 | 82.6
PSN1X5MX | Energy Planning Associates | Envirobrite | FST809540-XXXXXXX | Indoor Luminaires | Linear Ambient | Direct Linear Ambient Luminaires | Standard | FALSE | [9 empty] | 42199 |  |  | NotYetVerified |  | 3 | 9500 | 124.18 | 76.5 | 15 | 0.93 | 4000 | 82.6
PPN5YDU4 | Energy Planning Associates | Envirobrite | FST809540-XKXXXXX | Indoor Luminaires | Linear Ambient | Direct Linear Ambient Luminaires | Standard | FALSE | [9 empty] | 42199 |  |  | NotYetVerified |  | 3 | 9500 | 124.18 | 76.5 | 15 | 0.93 | 4000 | 82.6
PVMXTKB4 | Energy Planning Associates | Envirobrite | FST809040-XXXXXXX | Indoor Luminaires | Linear Ambient | Direct Linear Ambient Luminaires | Standard | FALSE | [9 empty] | 42199 |  |  | NotYetVerified |  | 3 | 9000 | 125.87 | 71.5 | 15 | 0.93 | 4000 | 82.6
PQ3S7YSA | Energy Planning Associates | Envirobrite | FST809040-XKXXXXX | Indoor Luminaires | Linear Ambient | Direct Linear Ambient Luminaires | Standard | FALSE | [9 empty] | 42199 |  |  | NotYetVerified |  | 3 | 9000 | 125.87 | 71.5 | 15 | 0.93 | 4000 | 82.6
PSD56RJH | Energy Planning Associates | Envirobrite | FST808540-XKLXXXX | Indoor Luminaires | Linear Ambient | Direct Linear Ambient Luminaires | Standard | FALSE | [9 empty] | 42199 |  |  | NotYetVerified |  | 3 | 8500 | 113.33 | 75 | 15 | 0.93 | 4000 | 82.6
PMFHK6EE | Energy Planning Associates | Envirobrite | FST808540-XXXXXXX | Indoor Luminaires | Linear Ambient | Direct Linear Ambient Luminaires | Standard | FALSE | [9 empty] | 42199 |  |  | NotYetVerified |  | 3 | 8500 | 127.81 | 66.5 | 15 | 0.93 | 4000 | 82.6
PKWE74NM | Energy Planning Associates | Envirobrite | FST808540-XKXXXXX | Indoor Luminaires | Linear Ambient | Direct Linear Ambient Luminaires | Standard | FALSE | [9 empty] | 42199 |  |  | NotYetVerified |  | 3 | 8500 | 127.81 | 66.5 | 15 | 0.93 | 4000 | 82.6
PDBVCDTC | Energy Planning Associates | Envirobrite | FST808540-XXLXXXX | Indoor Luminaires | Linear Ambient | Direct Linear Ambient Luminaires | Standard | FALSE | [9 empty] | 42199 |  |  | NotYetVerified |  | 3 | 8500 | 113.33 | 75 | 15 | 0.93 | 4000 | 82.6
PQZ3ZXU2 | Energy Planning Associates | Envirobrite | FST808040-XXXXXXX | Indoor Luminaires | Linear Ambient | Direct Linear Ambient Luminaires | Standard | FALSE | [9 empty] | 42199 |  |  | NotYetVerified |  | 3 | 8000 | 129.44 | 61.8 | 15 | 0.93 | 4000 | 82.6
PJNWRZ6S | Energy Planning Associates | Envirobrite | FST808040-XXLXXXX | Indoor Luminaires | Linear Ambient | Direct Linear Ambient Luminaires | Standard | FALSE | [9 empty] | 42199 |  |  | NotYetVerified |  | 3 | 8000 | 114.94 | 69.6 | 15 | 0.93 | 4000 | 82.6
P3FBYKVD | Energy Planning Associates | Envirobrite | FST808040-XKXXXXX | Indoor Luminaires | Linear Ambient | Direct Linear Ambient Luminaires | Standard | FALSE | [9 empty] | 42199 |  |  | NotYetVerified |  | 3 | 8000 | 129.44 | 61.8 | 15 | 0.93 | 4000 | 82.6
P2F3QDW5 | Energy Planning Associates | Envirobrite | FST808040-XKLXXXX | Indoor Luminaires | Linear Ambient | Direct Linear Ambient Luminaires | Standard | FALSE | [9 empty] | 42199 |  |  | NotYetVerified |  | 3 | 8000 | 114.94 | 69.6 | 15 | 0.93 | 4000 | 82.6
PNWS699V | Energy Planning Associates | Envirobrite | FST807540-XXXXXXX | Indoor Luminaires | Linear Ambient | Direct Linear Ambient Luminaires | Standard | FALSE | [9 empty] | 42199 |  |  | NotYetVerified |  | 3 | 7500 | 118.85 | 63.1 | 15 | 0.93 | 4000 | 82.6
PKAQTSFH | Energy Planning Associates | Envirobrite | FST807540-XKLXXXX | Indoor Luminaires | Linear Ambient | Direct Linear Ambient Luminaires | Standard | FALSE | [9 empty] | 42199 |  |  | NotYetVerified |  | 3 | 7500 | 116.82 | 64.2 | 15 | 0.93 | 4000 | 82.6
PGAUH8FB | Energy Planning Associates | Envirobrite | FST807540-XXLXXXX | Indoor Luminaires | Linear Ambient | Direct Linear Ambient Luminaires | Standard | FALSE | [9 empty] | 42199 |  |  | NotYetVerified |  | 3 | 7500 | 116.82 | 64.2 | 15 | 0.93 | 4000 | 82.6
PFPHY4WX | Energy Planning Associates | Envirobrite | FST807540-XKXXXXX | Indoor Luminaires | Linear Ambient | Direct Linear Ambient Luminaires | Standard | FALSE | [9 empty] | 42199 |  |  | NotYetVerified |  | 3 | 7500 | 118.85 | 63.1 | 15 | 0.93 | 4000 | 82.6
PYKZTTQ5 | Energy Planning Associates | Envirobrite | FST807040-XXLXXXX | Indoor Luminaires | Linear Ambient | Direct Linear Ambient Luminaires | Standard | FALSE | [9 empty] | 42199 |  |  | NotYetVerified |  | 3 | 7000 | 118.64 | 59 | 15 | 0.93 | 4000 | 82.6
PW9FQY3V | Energy Planning Associates | Envirobrite | FST807040-XKXXXXX | Indoor Luminaires | Linear Ambient | Direct Linear Ambient Luminaires | Standard | FALSE | [9 empty] | 42199 |  |  | NotYetVerified |  | 3 | 7000 | 121.52 | 57.6 | 15 | 0.93 | 4000 | 82.6
PDDQCQEX | Energy Planning Associates | Envirobrite | FST807040-XKLXXXX | Indoor Luminaires | Linear Ambient | Direct Linear Ambient Luminaires | Standard | FALSE | [9 empty] | 42199 |  |  | NotYetVerified |  | 3 | 7000 | 118.64 | 59 | 15 | 0.93 | 4000 | 82.6
PARV3JBX | Energy Planning Associates | Envirobrite | FST807040-XXXXXXX | Indoor Luminaires | Linear Ambient | Direct Linear Ambient Luminaires | Standard | FALSE | [9 empty] | 42199 |  |  | NotYetVerified |  | 3 | 7000 | 121.52 | 57.6 | 15 | 0.93 | 4000 | 82.6
PJUE55Y2 | Energy Planning Associates | Envirobrite | FST806540-XKXXXXX | Indoor Luminaires | Linear Ambient | Direct Linear Ambient Luminaires | Standard | FALSE | [9 empty] | 42199 |  |  | NotYetVerified |  | 3 | 6500 | 124.28 | 52.3 | 15 | 0.93 | 4000 | 82.6
PFZZCWJQ | Energy Planning Associates | Envirobrite | FST806540-XKLXXXX | Indoor Luminaires | Linear Ambient | Direct Linear Ambient Luminaires | Standard | FALSE | [9 empty] | 42199 |  |  | NotYetVerified |  | 3 | 6500 | 120.37 | 54 | 15 | 0.93 | 4000 | 82.6
PDPJSX7N | Energy Planning Associates | Envirobrite | FST806540-XXLXXXX | Indoor Luminaires | Linear Ambient | Direct Linear Ambient Luminaires | Standard | FALSE | [9 empty] | 42199 |  |  | NotYetVerified |  | 3 | 6500 | 120.37 | 54 | 15 | 0.93 | 4000 | 82.6
P28HUAGF | Energy Planning Associates | Envirobrite | FST806540-XXXXXXX | Indoor Luminaires | Linear Ambient | Direct Linear Ambient Luminaires | Standard | FALSE | [9 empty] | 42199 |  |  | NotYetVerified |  | 3 | 6500 | 124.28 | 52.3 | 15 | 0.93 | 4000 | 82.6
PVE5NXK9 | Energy Planning Associates | Envirobrite | FST806040-XKXXXXX | Indoor Luminaires | Linear Ambient | Direct Linear Ambient Luminaires | Standard | FALSE | [9 empty] | 42199 |  |  | NotYetVerified |  | 3 | 6000 | 126.84 | 47.3 | 15 | 0.93 | 4000 | 82.6
PDKXZYAW | Energy Planning Associates | Envirobrite | FST806040-XXXXXXX | Indoor Luminaires | Linear Ambient | Direct Linear Ambient Luminaires | Standard | FALSE | [9 empty] | 42199 |  |  | NotYetVerified |  | 3 | 6000 | 126.84 | 47.3 | 15 | 0.93 | 4000 | 82.6
P234TZYV | Energy Planning Associates | Envirobrite | FST806040-XKLXXXX | Indoor Luminaires | Linear Ambient | Direct Linear Ambient Luminaires | Standard | FALSE | [9 empty] | 42199 |  |  | NotYetVerified |  | 3 | 6000 | 112.78 | 53.2 | 15 | 0.93 | 4000 | 82.6
P1BVGER2 | Energy Planning Associates | Envirobrite | FST806040-XXLXXXX | Indoor Luminaires | Linear Ambient | Direct Linear Ambient Luminaires | Standard | FALSE | [9 empty] | 42199 |  |  | NotYetVerified |  | 3 | 6000 | 112.78 | 53.2 | 15 | 0.93 | 4000 | 82.6
PUJZZ7JA | Energy Planning Associates | Envirobrite | FST805540-XXLXXXX | Indoor Luminaires | Linear Ambient | Direct Linear Ambient Luminaires | Standard | FALSE | [9 empty] | 42199 |  |  | NotYetVerified |  | 3 | 5500 | 115.06 | 47.8 | 15 | 0.93 | 4000 | 82.6
PJDN543Q | Energy Planning Associates | Envirobrite | FST805540-XKLXXXX | Indoor Luminaires | Linear Ambient | Direct Linear Ambient Luminaires | Standard | FALSE | [9 empty] | 42199 |  |  | NotYetVerified |  | 3 | 5500 | 115.06 | 47.8 | 15 | 0.93 | 4000 | 82.6
PHXEE69C | Energy Planning Associates | Envirobrite | FST805540-XKXXXXX | Indoor Luminaires | Linear Ambient | Direct Linear Ambient Luminaires | Standard | FALSE | [9 empty] | 42199 |  |  | NotYetVerified |  | 3 | 5500 | 129.41 | 42.5 | 15 | 0.93 | 4000 | 82.6
PATPHCX9 | Energy Planning Associates | Envirobrite | FST805540-XXXXXXX | Indoor Luminaires | Linear Ambient | Direct Linear Ambient Luminaires | Standard | FALSE | [9 empty] | 42199 |  |  | NotYetVerified |  | 3 | 5500 | 129.41 | 42.5 | 15 | 0.93 | 4000 | 82.6
PY92ZM5N | Energy Planning Associates | Envirobrite | FST805040-XKXXXXX | Indoor Luminaires | Linear Ambient | Direct Linear Ambient Luminaires | Standard | FALSE | [9 empty] | 42199 |  |  | NotYetVerified |  | 3 | 5000 | 123.45 | 40.5 | 15 | 0.93 | 4000 | 82.6
PCQCAENK | Energy Planning Associates | Envirobrite | FST805040-XXXXXXX | Indoor Luminaires | Linear Ambient | Direct Linear Ambient Luminaires | Standard | FALSE | [9 empty] | 42199 |  |  | NotYetVerified |  | 3 | 5000 | 123.45 | 40.5 | 15 | 0.93 | 4000 | 82.6
P3HJ9HWN | Energy Planning Associates | Envirobrite | FST805040-XKLXXXX | Indoor Luminaires | Linear Ambient | Direct Linear Ambient Luminaires | Standard | FALSE | [9 empty] | 42199 |  |  | NotYetVerified |  | 3 | 5000 | 117.92 | 42.4 | 15 | 0.93 | 4000 | 82.6
P1XZ53MA | Energy Planning Associates | Envirobrite | FST805040-XXLXXXX | Indoor Luminaires | Linear Ambient | Direct Linear Ambient Luminaires | Standard | FALSE | [9 empty] | 42199 |  |  | NotYetVerified |  | 3 | 5000 | 117.92 | 42.4 | 15 | 0.93 | 4000 | 82.6
PSVQRV1M | Energy Planning Associates | Envirobrite | FST404740-XKXXXXX | Indoor Luminaires | Linear Ambient | Direct Linear Ambient Luminaires | Standard | FALSE | [9 empty] | 42199 |  |  | NotYetVerified |  | 3 | 4750 | 124.02 | 38.3 | 15 | 0.93 | 4000 | 82.6
PBEQU8TK | Energy Planning Associates | Envirobrite | FST404740-XXXXXXX | Indoor Luminaires | Linear Ambient | Direct Linear Ambient Luminaires | Standard | FALSE | [9 empty] | 42199 |  |  | NotYetVerified |  | 3 | 4750 | 124.02 | 38.3 | 15 | 0.93 | 4000 | 82.6
PYT3S2BM | Energy Planning Associates | Envirobrite | FST804540-XKXXXXX | Indoor Luminaires | Linear Ambient | Direct Linear Ambient Luminaires | Standard | FALSE | [9 empty] | 42199 |  |  | NotYetVerified |  | 3 | 4500 | 126.76 | 35.5 | 15 | 0.93 | 4000 | 82.6
PTVMZA62 | Energy Planning Associates | Envirobrite | FST404540-XKXXXXX | Indoor Luminaires | Linear Ambient | Direct Linear Ambient Luminaires | Standard | FALSE | [9 empty] | 42199 |  |  | NotYetVerified |  | 3 | 4500 | 125.69 | 35.8 | 15 | 0.93 | 4000 | 82.6
PFH5M199 | Energy Planning Associates | Envirobrite | FST404540-XXXXXXX | Indoor Luminaires | Linear Ambient | Direct Linear Ambient Luminaires | Standard | FALSE | [9 empty] | 42199 |  |  | NotYetVerified |  | 3 | 4500 | 125.69 | 35.8 | 15 | 0.93 | 4000 | 82.6
P7942ZKT | Energy Planning Associates | Envirobrite | FST804540-XXXXXXX | Indoor Luminaires | Linear Ambient | Direct Linear Ambient Luminaires | Standard | FALSE | [9 empty] | 42199 |  |  | NotYetVerified |  | 3 | 4500 | 126.76 | 35.5 | 15 | 0.93 | 4000 | 82.6
P6N53XPQ | Energy Planning Associates | Envirobrite | FST804540-XXLXXXX | Indoor Luminaires | Linear Ambient | Direct Linear Ambient Luminaires | Standard | FALSE | [9 empty] | 42199 |  |  | NotYetVerified |  | 3 | 4500 | 112.5 | 40 | 15 | 0.93 | 4000 | 82.6
P4N2N86D | Energy Planning Associates | Envirobrite | FST804540-XKLXXXX | Indoor Luminaires | Linear Ambient | Direct Linear Ambient Luminaires | Standard | FALSE | [9 empty] | 42199 |  |  | NotYetVerified |  | 3 | 4500 | 112.5 | 40 | 15 | 0.93 | 4000 | 82.6
PZ137RHY | Energy Planning Associates | Envirobrite | FST404240-XXXXXXX | Indoor Luminaires | Linear Ambient | Direct Linear Ambient Luminaires | Standard | FALSE | [9 empty] | 42199 |  |  | NotYetVerified |  | 3 | 4250 | 127.62 | 33.3 | 15 | 0.93 | 4000 | 82.6
P6EFAUT5 | Energy Planning Associates | Envirobrite | FST404240-XXLXXXX | Indoor Luminaires | Linear Ambient | Direct Linear Ambient Luminaires | Standard | FALSE | [9 empty] | 42199 |  |  | NotYetVerified |  | 3 | 4250 | 113.33 | 37.5 | 15 | 0.93 | 4000 | 82.6
P5E4NS1J | Energy Planning Associates | Envirobrite | FST404240-XKXXXXX | Indoor Luminaires | Linear Ambient | Direct Linear Ambient Luminaires | Standard | FALSE | [9 empty] | 42199 |  |  | NotYetVerified |  | 3 | 4250 | 127.62 | 33.3 | 15 | 0.93 | 4000 | 82.6
P328GKHW | Energy Planning Associates | Envirobrite | FST404240-XKLXXXX | Indoor Luminaires | Linear Ambient | Direct Linear Ambient Luminaires | Standard | FALSE | [9 empty] | 42199 |  |  | NotYetVerified |  | 3 | 4250 | 113.33 | 37.5 | 15 | 0.93 | 4000 | 82.6
PXM4TMNW | Energy Planning Associates | Envirobrite | FST804040-XKXXXXX | Indoor Luminaires | Linear Ambient | Direct Linear Ambient Luminaires | Standard | FALSE | [9 empty] | 42199 |  |  | NotYetVerified |  | 3 | 4000 | 130.29 | 30.7 | 15 | 0.93 | 4000 | 82.6
PVHVW316 | Energy Planning Associates | Envirobrite | FST404040-XKLXXXX | Indoor Luminaires | Linear Ambient | Direct Linear Ambient Luminaires | Standard | FALSE | [9 empty] | 42199 |  |  | NotYetVerified |  | 3 | 4000 | 114.94 | 34.8 | 15 | 0.93 | 4000 | 82.6
PUW2GM1B | Energy Planning Associates | Envirobrite | FST404040-XXXXXXX | Indoor Luminaires | Linear Ambient | Direct Linear Ambient Luminaires | Standard | FALSE | [9 empty] | 42199 |  |  | NotYetVerified |  | 3 | 4000 | 129.44 | 30.9 | 15 | 0.93 | 4000 | 82.6
PHA4K4VU | Energy Planning Associates | Envirobrite | FST804040-XKLXXXX | Indoor Luminaires | Linear Ambient | Direct Linear Ambient Luminaires | Standard | FALSE | [9 empty] | 42199 |  |  | NotYetVerified |  | 3 | 4000 | 116.27 | 34.4 | 15 | 0.93 | 4000 | 82.6
P83HVMY2 | Energy Planning Associates | Envirobrite | FST804040-XXLXXXX | Indoor Luminaires | Linear Ambient | Direct Linear Ambient Luminaires | Standard | FALSE | [9 empty] | 42199 |  |  | NotYetVerified |  | 3 | 4000 | 116.27 | 34.4 | 15 | 0.93 | 4000 | 82.6
P5NQYYXM | Energy Planning Associates | Envirobrite | FST404040-XXLXXXX | Indoor Luminaires | Linear Ambient | Direct Linear Ambient Luminaires | Standard | FALSE | [9 empty] | 42199 |  |  | NotYetVerified |  | 3 | 4000 | 114.94 | 34.8 | 15 | 0.93 | 4000 | 82.6
P4ZDTHDT | Energy Planning Associates | Envirobrite | FST404040-XKXXXXX | Indoor Luminaires | Linear Ambient | Direct Linear Ambient Luminaires | Standard | FALSE | [9 empty] | 42199 |  |  | NotYetVerified |  | 3 | 4000 | 129.44 | 30.9 | 15 | 0.93 | 4000 | 82.6
P41Z76V5 | Energy Planning Associates | Envirobrite | FST804040-XXXXXXX | Indoor Luminaires | Linear Ambient | Direct Linear Ambient Luminaires | Standard | FALSE | [9 empty] | 42199 |  |  | NotYetVerified |  | 3 | 4000 | 130.29 | 30.7 | 15 | 0.93 | 4000 | 82.6
PRT55S25 | Energy Planning Associates | Envirobrite | FST403740-XKXXXXX | Indoor Luminaires | Linear Ambient | Direct Linear Ambient Luminaires | Standard | FALSE | [9 empty] | 42199 |  |  | NotYetVerified |  | 3 | 3750 | 119.04 | 31.5 | 15 | 0.93 | 4000 | 82.6
PQKN55PP | Energy Planning Associates | Envirobrite | FST403740-XKLXXXX | Indoor Luminaires | Linear Ambient | Direct Linear Ambient Luminaires | Standard | FALSE | [9 empty] | 42199 |  |  | NotYetVerified |  | 3 | 3750 | 116.82 | 32.1 | 15 | 0.93 | 4000 | 82.6
P8N68TUS | Energy Planning Associates | Envirobrite | FST403740-XXXXXXX | Indoor Luminaires | Linear Ambient | Direct Linear Ambient Luminaires | Standard | FALSE | [9 empty] | 42199 |  |  | NotYetVerified |  | 3 | 3750 | 119.04 | 31.5 | 15 | 0.93 | 4000 | 82.6
P62BSQ6T | Energy Planning Associates | Envirobrite | FST403740-XXLXXXX | Indoor Luminaires | Linear Ambient | Direct Linear Ambient Luminaires | Standard | FALSE | [9 empty] | 42199 |  |  | NotYetVerified |  | 3 | 3750 | 116.82 | 32.1 | 15 | 0.93 | 4000 | 82.6
PVZT2WGD | Energy Planning Associates | Envirobrite | FST403540-XXXXXXX | Indoor Luminaires | Linear Ambient | Direct Linear Ambient Luminaires | Standard | FALSE | [9 empty] | 42199 |  |  | NotYetVerified |  | 3 | 3500 | 121.52 | 28.8 | 15 | 0.93 | 4000 | 82.6
PVHVFNAE | Energy Planning Associates | Envirobrite | FST403540-XKXXXXX | Indoor Luminaires | Linear Ambient | Direct Linear Ambient Luminaires | Standard | FALSE | [9 empty] | 42199 |  |  | NotYetVerified |  | 3 | 3500 | 121.52 | 28.8 | 15 | 0.93 | 4000 | 82.6
PT8DMAAJ | Energy Planning Associates | Envirobrite | FST403540-XXLXXXX | Indoor Luminaires | Linear Ambient | Direct Linear Ambient Luminaires | Standard | FALSE | [9 empty] | 42199 |  |  | NotYetVerified |  | 3 | 3500 | 118.64 | 29.5 | 15 | 0.93 | 4000 | 82.6
PQUWWYZ2 | Energy Planning Associates | Envirobrite | FST803540-XKLXXXX | Indoor Luminaires | Linear Ambient | Direct Linear Ambient Luminaires | Standard | FALSE | [9 empty] | 42199 |  |  | NotYetVerified |  | 3 | 3500 | 119.86 | 29.2 | 15 | 0.93 | 4000 | 82.6
PDRB3NJV | Energy Planning Associates | Envirobrite | FST803540-XKXXXXX | Indoor Luminaires | Linear Ambient | Direct Linear Ambient Luminaires | Standard | FALSE | [9 empty] | 42199 |  |  | NotYetVerified |  | 3 | 3500 | 134.61 | 26 | 15 | 0.93 | 4000 | 82.6
PDR22SYC | Energy Planning Associates | Envirobrite | FST403540-XKLXXXX | Indoor Luminaires | Linear Ambient | Direct Linear Ambient Luminaires | Standard | FALSE | [9 empty] | 42199 |  |  | NotYetVerified |  | 3 | 3500 | 118.64 | 29.5 | 15 | 0.93 | 4000 | 82.6
PCDHR8V1 | Energy Planning Associates | Envirobrite | FST803540-XXXXXXX | Indoor Luminaires | Linear Ambient | Direct Linear Ambient Luminaires | Standard | FALSE | [9 empty] | 42199 |  |  | NotYetVerified |  | 3 | 3500 | 134.61 | 26 | 15 | 0.93 | 4000 | 82.6
P1CPUAPT | Energy Planning Associates | Envirobrite | FST803540-XXLXXXX | Indoor Luminaires | Linear Ambient | Direct Linear Ambient Luminaires | Standard | FALSE | [9 empty] | 42199 |  |  | NotYetVerified |  | 3 | 3500 | 119.86 | 29.2 | 15 | 0.93 | 4000 | 82.6
PTR94SBK | Energy Planning Associates | Envirobrite | FST403240-XKXXXXX | Indoor Luminaires | Linear Ambient | Direct Linear Ambient Luminaires | Standard | FALSE | [9 empty] | 42199 |  |  | NotYetVerified |  | 3 | 3250 | 124.52 | 26.1 | 15 | 0.93 | 4000 | 82.6
PRBNKR84 | Energy Planning Associates | Envirobrite | FST403240-XXXXXXX | Indoor Luminaires | Linear Ambient | Direct Linear Ambient Luminaires | Standard | FALSE | [9 empty] | 42199 |  |  | NotYetVerified |  | 3 | 3250 | 124.52 | 26.1 | 15 | 0.93 | 4000 | 82.6
PGUPDFJF | Energy Planning Associates | Envirobrite | FST403240-XKLXXXX | Indoor Luminaires | Linear Ambient | Direct Linear Ambient Luminaires | Standard | FALSE | [9 empty] | 42199 |  |  | NotYetVerified |  | 3 | 3250 | 120.37 | 27 | 15 | 0.93 | 4000 | 82.6
PFYUZM4C | Energy Planning Associates | Envirobrite | FST403240-XXLXXXX | Indoor Luminaires | Linear Ambient | Direct Linear Ambient Luminaires | Standard | FALSE | [9 empty] | 42199 |  |  | NotYetVerified |  | 3 | 3250 | 120.37 | 27 | 15 | 0.93 | 4000 | 82.6
PYHKAPZ1 | Energy Planning Associates | Envirobrite | FST803040-XXLXXXX | Indoor Luminaires | Linear Ambient | Direct Linear Ambient Luminaires | Standard | FALSE | [9 empty] | 42199 |  |  | NotYetVerified |  | 3 | 3000 | 123.96 | 24.2 | 15 | 0.93 | 4000 | 82.6
PNPEY3Q9 | Energy Planning Associates | Envirobrite | FST803040-XKXXXXX | Indoor Luminaires | Linear Ambient | Direct Linear Ambient Luminaires | Standard | FALSE | [9 empty] | 42199 |  |  | NotYetVerified |  | 3 | 3000 | 137.61 | 21.8 | 15 | 0.93 | 4000 | 82.6
PERYYEQB | Energy Planning Associates | Envirobrite | FST803040-XKLXXXX | Indoor Luminaires | Linear Ambient | Direct Linear Ambient Luminaires | Standard | FALSE | [9 empty] | 42199 |  |  | NotYetVerified |  | 3 | 3000 | 123.96 | 24.2 | 15 | 0.93 | 4000 | 82.6
PDZHNTF8 | Energy Planning Associates | Envirobrite | FST403040-XXXXXXX | Indoor Luminaires | Linear Ambient | Direct Linear Ambient Luminaires | Standard | FALSE | [9 empty] | 42199 |  |  | NotYetVerified |  | 3 | 3000 | 127.11 | 23.6 | 15 | 0.93 | 4000 | 82.6
P7D359CR | Energy Planning Associates | Envirobrite | FST803040-XXXXXXX | Indoor Luminaires | Linear Ambient | Direct Linear Ambient Luminaires | Standard | FALSE | [9 empty] | 42199 |  |  | NotYetVerified |  | 3 | 3000 | 137.61 | 21.8 | 15 | 0.93 | 4000 | 82.6
P3M4XGJJ | Energy Planning Associates | Envirobrite | FST403040-XKXXXXX | Indoor Luminaires | Linear Ambient | Direct Linear Ambient Luminaires | Standard | FALSE | [9 empty] | 42199 |  |  | NotYetVerified |  | 3 | 3000 | 127.11 | 23.6 | 15 | 0.93 | 4000 | 82.6
P235CJCC | Energy Planning Associates | Envirobrite | FST403040-XXLXXXX | Indoor Luminaires | Linear Ambient | Direct Linear Ambient Luminaires | Standard | FALSE | [9 empty] | 42199 |  |  | NotYetVerified |  | 3 | 3000 | 112.78 | 26.6 | 15 | 0.93 | 4000 | 82.6
P1DUUMF3 | Energy Planning Associates | Envirobrite | FST403040-XKLXXXX | Indoor Luminaires | Linear Ambient | Direct Linear Ambient Luminaires | Standard | FALSE | [9 empty] | 42199 |  |  | NotYetVerified |  | 3 | 3000 | 112.78 | 26.6 | 15 | 0.93 | 4000 | 82.6
PFHEBJ58 | Energy Planning Associates | Envirobrite | FST402740-XKLXXXX | Indoor Luminaires | Linear Ambient | Direct Linear Ambient Luminaires | Standard | FALSE | [9 empty] | 42199 |  |  | NotYetVerified |  | 3 | 2750 | 115.06 | 23.9 | 15 | 0.93 | 4000 | 82.6
P4J3HPPV | Energy Planning Associates | Envirobrite | FST402740-XXLXXXX | Indoor Luminaires | Linear Ambient | Direct Linear Ambient Luminaires | Standard | FALSE | [9 empty] | 42199 |  |  | NotYetVerified |  | 3 | 2750 | 115.06 | 23.9 | 15 | 0.93 | 4000 | 82.6
P3XDCAXT | Energy Planning Associates | Envirobrite | FST402740-XKXXXXX | Indoor Luminaires | Linear Ambient | Direct Linear Ambient Luminaires | Standard | FALSE | [9 empty] | 42199 |  |  | NotYetVerified |  | 3 | 2750 | 129.71 | 21.2 | 15 | 0.93 | 4000 | 82.6
P38ZHNWE | Energy Planning Associates | Envirobrite | FST402740-XXXXXXX | Indoor Luminaires | Linear Ambient | Direct Linear Ambient Luminaires | Standard | FALSE | [9 empty] | 42199 |  |  | NotYetVerified |  | 3 | 2750 | 129.71 | 21.2 | 15 | 0.93 | 4000 | 82.6
PVX51SUY | Energy Planning Associates | Envirobrite | FST402540-XKXXXXX | Indoor Luminaires | Linear Ambient | Direct Linear Ambient Luminaires | Standard | FALSE | [9 empty] | 42199 |  |  | NotYetVerified |  | 3 | 2500 | 123.15 | 20.3 | 15 | 0.93 | 4000 | 82.6
PQC63HS3 | Energy Planning Associates | Envirobrite | FST402540-XXXXXXX | Indoor Luminaires | Linear Ambient | Direct Linear Ambient Luminaires | Standard | FALSE | [9 empty] | 42199 |  |  | NotYetVerified |  | 3 | 2500 | 123.15 | 20.3 | 15 | 0.93 | 4000 | 82.6
PMCY12V4 | Energy Planning Associates | Envirobrite | FST402540-XXLXXXX | Indoor Luminaires | Linear Ambient | Direct Linear Ambient Luminaires | Standard | FALSE | [9 empty] | 42199 |  |  | NotYetVerified |  | 3 | 2500 | 117.92 | 21.2 | 15 | 0.93 | 4000 | 82.6
PFB9PRTA | Energy Planning Associates | Envirobrite | FST402540-XKLXXXX | Indoor Luminaires | Linear Ambient | Direct Linear Ambient Luminaires | Standard | FALSE | [9 empty] | 42199 |  |  | NotYetVerified |  | 3 | 2500 | 117.92 | 21.2 | 15 | 0.93 | 4000 | 82.6
PX96RSJU | Energy Planning Associates | Envirobrite | FST809535-XKXXXXX | Indoor Luminaires | Linear Ambient | Direct Linear Ambient Luminaires | Standard | FALSE | [9 empty] | 42199 |  |  | NotYetVerified |  | 3 | 9500 | 120.1 | 79.1 | 15 | 0.93 | 3500 | 82.6
PW3Q9PN2 | Energy Planning Associates | Envirobrite | FST809535-XXXXXXX | Indoor Luminaires | Linear Ambient | Direct Linear Ambient Luminaires | Standard | FALSE | [9 empty] | 42199 |  |  | NotYetVerified |  | 3 | 9500 | 120.1 | 79.1 | 15 | 0.93 | 3500 | 82.6
PJ7P97XA | Energy Planning Associates | Envirobrite | FST809035-XXXXXXX | Indoor Luminaires | Linear Ambient | Direct Linear Ambient Luminaires | Standard | FALSE | [9 empty] | 42199 |  |  | NotYetVerified |  | 3 | 9000 | 121.45 | 74.1 | 15 | 0.93 | 3500 | 82.6
PH42UY9J | Energy Planning Associates | Envirobrite | FST809035-XKXXXXX | Indoor Luminaires | Linear Ambient | Direct Linear Ambient Luminaires | Standard | FALSE | [9 empty] | 42199 |  |  | NotYetVerified |  | 3 | 9000 | 121.45 | 74.1 | 15 | 0.93 | 3500 | 82.6
PYSWPHQ2 | Energy Planning Associates | Envirobrite | FST808535-XKLXXXX | Indoor Luminaires | Linear Ambient | Direct Linear Ambient Luminaires | Standard | FALSE | [9 empty] | 42199 |  |  | NotYetVerified |  | 3 | 8500 | 109.25 | 77.8 | 15 | 0.93 | 3500 | 82.6
PT15371T | Energy Planning Associates | Envirobrite | FST808535-XKXXXXX | Indoor Luminaires | Linear Ambient | Direct Linear Ambient Luminaires | Standard | FALSE | [9 empty] | 42199 |  |  | NotYetVerified |  | 3 | 8500 | 123.18 | 69 | 15 | 0.93 | 3500 | 82.6
P7YPSD6R | Energy Planning Associates | Envirobrite | FST808535-XXXXXXX | Indoor Luminaires | Linear Ambient | Direct Linear Ambient Luminaires | Standard | FALSE | [9 empty] | 42199 |  |  | NotYetVerified |  | 3 | 8500 | 123.18 | 69 | 15 | 0.93 | 3500 | 82.6
P1ZE91QX | Energy Planning Associates | Envirobrite | FST808535-XXLXXXX | Indoor Luminaires | Linear Ambient | Direct Linear Ambient Luminaires | Standard | FALSE | [9 empty] | 42199 |  |  | NotYetVerified |  | 3 | 8500 | 109.25 | 77.8 | 15 | 0.93 | 3500 | 82.6
PURQVBQH | Energy Planning Associates | Envirobrite | FST808035-XKXXXXX | Indoor Luminaires | Linear Ambient | Direct Linear Ambient Luminaires | Standard | FALSE | [9 empty] | 42199 |  |  | NotYetVerified |  | 3 | 8000 | 124.8 | 64.1 | 15 | 0.93 | 3500 | 82.6
PMCD83S3 | Energy Planning Associates | Envirobrite | FST808035-XXLXXXX | Indoor Luminaires | Linear Ambient | Direct Linear Ambient Luminaires | Standard | FALSE | [9 empty] | 42199 |  |  | NotYetVerified |  | 3 | 8000 | 111.11 | 72 | 15 | 0.93 | 3500 | 82.6
P7Y2YA2W | Energy Planning Associates | Envirobrite | FST808035-XXXXXXX | Indoor Luminaires | Linear Ambient | Direct Linear Ambient Luminaires | Standard | FALSE | [9 empty] | 42199 |  |  | NotYetVerified |  | 3 | 8000 | 124.8 | 64.1 | 15 | 0.93 | 3500 | 82.6
P6GT9ZTA | Energy Planning Associates | Envirobrite | FST808035-XKLXXXX | Indoor Luminaires | Linear Ambient | Direct Linear Ambient Luminaires | Standard | FALSE | [9 empty] | 42199 |  |  | NotYetVerified |  | 3 | 8000 | 111.11 | 72 | 15 | 0.93 | 3500 | 82.6
PM3VVER3 | Energy Planning Associates | Envirobrite | FST807535-XKXXXXX | Indoor Luminaires | Linear Ambient | Direct Linear Ambient Luminaires | Standard | FALSE | [9 empty] | 42199 |  |  | NotYetVerified |  | 3 | 7500 | 113.46 | 66.1 | 15 | 0.93 | 3500 | 82.6
PJKD71KW | Energy Planning Associates | Envirobrite | FST807535-XXLXXXX | Indoor Luminaires | Linear Ambient | Direct Linear Ambient Luminaires | Standard | FALSE | [9 empty] | 42199 |  |  | NotYetVerified |  | 3 | 7500 | 112.95 | 66.4 | 15 | 0.93 | 3500 | 82.6
P9RJAY3W | Energy Planning Associates | Envirobrite | FST807535-XXXXXXX | Indoor Luminaires | Linear Ambient | Direct Linear Ambient Luminaires | Standard | FALSE | [9 empty] | 42199 |  |  | NotYetVerified |  | 3 | 7500 | 113.46 | 66.1 | 15 | 0.93 | 3500 | 82.6
P4TQX7UN | Energy Planning Associates | Envirobrite | FST807535-XKLXXXX | Indoor Luminaires | Linear Ambient | Direct Linear Ambient Luminaires | Standard | FALSE | [9 empty] | 42199 |  |  | NotYetVerified |  | 3 | 7500 | 112.95 | 66.4 | 15 | 0.93 | 3500 | 82.6
PSK4MD9H | Energy Planning Associates | Envirobrite | FST807035-XKXXXXX | Indoor Luminaires | Linear Ambient | Direct Linear Ambient Luminaires | Standard | FALSE | [9 empty] | 42199 |  |  | NotYetVerified |  | 3 | 7000 | 116.08 | 60.3 | 15 | 0.93 | 3500 | 82.6
PJXM9QP4 | Energy Planning Associates | Envirobrite | FST807035-XXXXXXX | Indoor Luminaires | Linear Ambient | Direct Linear Ambient Luminaires | Standard | FALSE | [9 empty] | 42199 |  |  | NotYetVerified |  | 3 | 7000 | 116.08 | 60.3 | 15 | 0.93 | 3500 | 82.6
PBP4HWJU | Energy Planning Associates | Envirobrite | FST807035-XXLXXXX | Indoor Luminaires | Linear Ambient | Direct Linear Ambient Luminaires | Standard | FALSE | [9 empty] | 42199 |  |  | NotYetVerified |  | 3 | 7000 | 114.75 | 61 | 15 | 0.93 | 3500 | 82.6
PAN6SBD8 | Energy Planning Associates | Envirobrite | FST807035-XKLXXXX | Indoor Luminaires | Linear Ambient | Direct Linear Ambient Luminaires | Standard | FALSE | [9 empty] | 42199 |  |  | NotYetVerified |  | 3 | 7000 | 114.75 | 61 | 15 | 0.93 | 3500 | 82.6
PXWJVQMW | Energy Planning Associates | Envirobrite | FST806535-XXLXXXX | Indoor Luminaires | Linear Ambient | Direct Linear Ambient Luminaires | Standard | FALSE | [9 empty] | 42199 |  |  | NotYetVerified |  | 3 | 6500 | 116.48 | 55.8 | 15 | 0.93 | 3500 | 82.6
PPM69T7E | Energy Planning Associates | Envirobrite | FST806535-XXXXXXX | Indoor Luminaires | Linear Ambient | Direct Linear Ambient Luminaires | Standard | FALSE | [9 empty] | 42199 |  |  | NotYetVerified |  | 3 | 6500 | 118.82 | 54.7 | 15 | 0.93 | 3500 | 82.6
PKFVQMGF | Energy Planning Associates | Envirobrite | FST806535-XKXXXXX | Indoor Luminaires | Linear Ambient | Direct Linear Ambient Luminaires | Standard | FALSE | [9 empty] | 42199 |  |  | NotYetVerified |  | 3 | 6500 | 118.82 | 54.7 | 15 | 0.93 | 3500 | 82.6
PJYD2K3U | Energy Planning Associates | Envirobrite | FST806535-XKLXXXX | Indoor Luminaires | Linear Ambient | Direct Linear Ambient Luminaires | Standard | FALSE | [9 empty] | 42199 |  |  | NotYetVerified |  | 3 | 6500 | 116.48 | 55.8 | 15 | 0.93 | 3500 | 82.6
PSESREUU | Energy Planning Associates | Envirobrite | FST806035-XKXXXXX | Indoor Luminaires | Linear Ambient | Direct Linear Ambient Luminaires | Standard | FALSE | [9 empty] | 42199 |  |  | NotYetVerified |  | 3 | 6000 | 121.45 | 49.4 | 15 | 0.93 | 3500 | 82.6
PNX31G9Z | Energy Planning Associates | Envirobrite | FST806035-XXXXXXX | Indoor Luminaires | Linear Ambient | Direct Linear Ambient Luminaires | Standard | FALSE | [9 empty] | 42199 |  |  | NotYetVerified |  | 3 | 6000 | 121.45 | 49.4 | 15 | 0.93 | 3500 | 82.6
PGXZFGVX | Energy Planning Associates | Envirobrite | FST806035-XXLXXXX | Indoor Luminaires | Linear Ambient | Direct Linear Ambient Luminaires | Standard | FALSE | [9 empty] | 42199 |  |  | NotYetVerified |  | 3 | 6000 | 107.52 | 55.8 | 15 | 0.93 | 3500 | 82.6
PGKD71SM | Energy Planning Associates | Envirobrite | FST806035-XKLXXXX | Indoor Luminaires | Linear Ambient | Direct Linear Ambient Luminaires | Standard | FALSE | [9 empty] | 42199 |  |  | NotYetVerified |  | 3 | 6000 | 107.52 | 55.8 | 15 | 0.93 | 3500 | 82.6
PMCRGPEK | Energy Planning Associates | Envirobrite | FST805535-XXXXXXX | Indoor Luminaires | Linear Ambient | Direct Linear Ambient Luminaires | Standard | FALSE | [9 empty] | 42199 |  |  | NotYetVerified |  | 3 | 5500 | 124.15 | 44.3 | 15 | 0.93 | 3500 | 82.6
PKSWG513 | Energy Planning Associates | Envirobrite | FST805535-XKXXXXX | Indoor Luminaires | Linear Ambient | Direct Linear Ambient Luminaires | Standard | FALSE | [9 empty] | 42199 |  |  | NotYetVerified |  | 3 | 5500 | 124.15 | 44.3 | 15 | 0.93 | 3500 | 82.6
PKJSTE2S | Energy Planning Associates | Envirobrite | FST805535-XXLXXXX | Indoor Luminaires | Linear Ambient | Direct Linear Ambient Luminaires | Standard | FALSE | [9 empty] | 42199 |  |  | NotYetVerified |  | 3 | 5500 | 110.44 | 49.8 | 15 | 0.93 | 3500 | 82.6
PKFCX6K5 | Energy Planning Associates | Envirobrite | FST805535-XKLXXXX | Indoor Luminaires | Linear Ambient | Direct Linear Ambient Luminaires | Standard | FALSE | [9 empty] | 42199 |  |  | NotYetVerified |  | 3 | 5500 | 110.44 | 49.8 | 15 | 0.93 | 3500 | 82.6
PT2TVK1B | Energy Planning Associates | Envirobrite | FST805035-XXLXXXX | Indoor Luminaires | Linear Ambient | Direct Linear Ambient Luminaires | Standard | FALSE | [9 empty] | 42199 |  |  | NotYetVerified |  | 3 | 5000 | 112.61 | 44.4 | 15 | 0.93 | 3500 | 82.6
PGYRQ5B1 | Energy Planning Associates | Envirobrite | FST805035-XKXXXXX | Indoor Luminaires | Linear Ambient | Direct Linear Ambient Luminaires | Standard | FALSE | [9 empty] | 42199 |  |  | NotYetVerified |  | 3 | 5000 | 118.2 | 42.3 | 15 | 0.93 | 3500 | 82.6
P4HD2VRQ | Energy Planning Associates | Envirobrite | FST805035-XKLXXXX | Indoor Luminaires | Linear Ambient | Direct Linear Ambient Luminaires | Standard | FALSE | [9 empty] | 42199 |  |  | NotYetVerified |  | 3 | 5000 | 112.61 | 44.4 | 15 | 0.93 | 3500 | 82.6
P1XN9C1X | Energy Planning Associates | Envirobrite | FST805035-XXXXXXX | Indoor Luminaires | Linear Ambient | Direct Linear Ambient Luminaires | Standard | FALSE | [9 empty] | 42199 |  |  | NotYetVerified |  | 3 | 5000 | 118.2 | 42.3 | 15 | 0.93 | 3500 | 82.6
PAEKU47A | Energy Planning Associates | Envirobrite | FST404735-XXXXXXX | Indoor Luminaires | Linear Ambient | Direct Linear Ambient Luminaires | Standard | FALSE | [9 empty] | 42199 |  |  | NotYetVerified |  | 3 | 4750 | 120.25 | 39.5 | 15 | 0.93 | 3500 | 82.6
P8QEVCV9 | Energy Planning Associates | Envirobrite | FST404735-XKXXXXX | Indoor Luminaires | Linear Ambient | Direct Linear Ambient Luminaires | Standard | FALSE | [9 empty] | 42199 |  |  | NotYetVerified |  | 3 | 4750 | 120.25 | 39.5 | 15 | 0.93 | 3500 | 82.6
PVZTEAJA | Energy Planning Associates | Envirobrite | FST404535-XXXXXXX | Indoor Luminaires | Linear Ambient | Direct Linear Ambient Luminaires | Standard | FALSE | [9 empty] | 42199 |  |  | NotYetVerified |  | 3 | 4500 | 121.29 | 37.1 | 15 | 0.93 | 3500 | 82.6
PUD6N4U6 | Energy Planning Associates | Envirobrite | FST804535-XXXXXXX | Indoor Luminaires | Linear Ambient | Direct Linear Ambient Luminaires | Standard | FALSE | [9 empty] | 42199 |  |  | NotYetVerified |  | 3 | 4500 | 121.62 | 37 | 15 | 0.93 | 3500 | 82.6
PS753RYN | Energy Planning Associates | Envirobrite | FST404535-XKXXXXX | Indoor Luminaires | Linear Ambient | Direct Linear Ambient Luminaires | Standard | FALSE | [9 empty] | 42199 |  |  | NotYetVerified |  | 3 | 4500 | 121.29 | 37.1 | 15 | 0.93 | 3500 | 82.6
PMZXD4YU | Energy Planning Associates | Envirobrite | FST804535-XXLXXXX | Indoor Luminaires | Linear Ambient | Direct Linear Ambient Luminaires | Standard | FALSE | [9 empty] | 42199 |  |  | NotYetVerified |  | 3 | 4500 | 107.65 | 41.8 | 15 | 0.93 | 3500 | 82.6
PG3DNMFK | Energy Planning Associates | Envirobrite | FST804535-XKLXXXX | Indoor Luminaires | Linear Ambient | Direct Linear Ambient Luminaires | Standard | FALSE | [9 empty] | 42199 |  |  | NotYetVerified |  | 3 | 4500 | 107.65 | 41.8 | 15 | 0.93 | 3500 | 82.6
PFDVGSV3 | Energy Planning Associates | Envirobrite | FST804535-XKXXXXX | Indoor Luminaires | Linear Ambient | Direct Linear Ambient Luminaires | Standard | FALSE | [9 empty] | 42199 |  |  | NotYetVerified |  | 3 | 4500 | 121.62 | 37 | 15 | 0.93 | 3500 | 82.6
PUN6N5Z1 | Energy Planning Associates | Envirobrite | FST404235-XKXXXXX | Indoor Luminaires | Linear Ambient | Direct Linear Ambient Luminaires | Standard | FALSE | [9 empty] | 42199 |  |  | NotYetVerified |  | 3 | 4250 | 123.18 | 34.5 | 15 | 0.93 | 3500 | 82.6
PEXHG7RV | Energy Planning Associates | Envirobrite | FST404235-XKLXXXX | Indoor Luminaires | Linear Ambient | Direct Linear Ambient Luminaires | Standard | FALSE | [9 empty] | 42199 |  |  | NotYetVerified |  | 3 | 4250 | 106.25 | 40 | 15 | 0.93 | 3500 | 82.6
P5Y1AEZB | Energy Planning Associates | Envirobrite | FST404235-XXXXXXX | Indoor Luminaires | Linear Ambient | Direct Linear Ambient Luminaires | Standard | FALSE | [9 empty] | 42199 |  |  | NotYetVerified |  | 3 | 4250 | 123.18 | 34.5 | 15 | 0.93 | 3500 | 82.6
PWHPSS2Y | Energy Planning Associates | Envirobrite | FST404035-XXLXXXX | Indoor Luminaires | Linear Ambient | Direct Linear Ambient Luminaires | Standard | FALSE | [9 empty] | 42199 |  |  | NotYetVerified |  | 3 | 4000 | 111.11 | 36 | 15 | 0.93 | 3500 | 82.6
PUYNCKNW | Energy Planning Associates | Envirobrite | FST804035-XKXXXXX | Indoor Luminaires | Linear Ambient | Direct Linear Ambient Luminaires | Standard | FALSE | [9 empty] | 42199 |  |  | NotYetVerified |  | 3 | 4000 | 125.39 | 31.9 | 15 | 0.93 | 3500 | 82.6
PTZHPCPB | Energy Planning Associates | Envirobrite | FST804035-XXXXXXX | Indoor Luminaires | Linear Ambient | Direct Linear Ambient Luminaires | Standard | FALSE | [9 empty] | 42199 |  |  | NotYetVerified |  | 3 | 4000 | 125.39 | 31.9 | 15 | 0.93 | 3500 | 82.6
PFCZREGX | Energy Planning Associates | Envirobrite | FST404035-XKXXXXX | Indoor Luminaires | Linear Ambient | Direct Linear Ambient Luminaires | Standard | FALSE | [9 empty] | 42199 |  |  | NotYetVerified |  | 3 | 4000 | 125 | 32 | 15 | 0.93 | 3500 | 82.6
PC7XGNAS | Energy Planning Associates | Envirobrite | FST804035-XKLXXXX | Indoor Luminaires | Linear Ambient | Direct Linear Ambient Luminaires | Standard | FALSE | [9 empty] | 42199 |  |  | NotYetVerified |  | 3 | 4000 | 111.73 | 35.8 | 15 | 0.93 | 3500 | 82.6
PA7JQEQ1 | Energy Planning Associates | Envirobrite | FST804035-XXLXXXX | Indoor Luminaires | Linear Ambient | Direct Linear Ambient Luminaires | Standard | FALSE | [9 empty] | 42199 |  |  | NotYetVerified |  | 3 | 4000 | 111.73 | 35.8 | 15 | 0.93 | 3500 | 82.6
P777A7GS | Energy Planning Associates | Envirobrite | FST404035-XKLXXXX | Indoor Luminaires | Linear Ambient | Direct Linear Ambient Luminaires | Standard | FALSE | [9 empty] | 42199 |  |  | NotYetVerified |  | 3 | 4000 | 111.11 | 36 | 15 | 0.93 | 3500 | 82.6
P1BERWCU | Energy Planning Associates | Envirobrite | FST404035-XXXXXXX | Indoor Luminaires | Linear Ambient | Direct Linear Ambient Luminaires | Standard | FALSE | [9 empty] | 42199 |  |  | NotYetVerified |  | 3 | 4000 | 125 | 32 | 15 | 0.93 | 3500 | 82.6
PWBTR757 | Energy Planning Associates | Envirobrite | FST403735-XKLXXXX | Indoor Luminaires | Linear Ambient | Direct Linear Ambient Luminaires | Standard | FALSE | [9 empty] | 42199 |  |  | NotYetVerified |  | 3 | 3750 | 112.95 | 33.2 | 15 | 0.93 | 3500 | 82.6
PVMXJWGH | Energy Planning Associates | Envirobrite | FST403735-XXXXXXX | Indoor Luminaires | Linear Ambient | Direct Linear Ambient Luminaires | Standard | FALSE | [9 empty] | 42199 |  |  | NotYetVerified |  | 3 | 3750 | 113.63 | 33 | 15 | 0.93 | 3500 | 82.6
PM8RXFWA | Energy Planning Associates | Envirobrite | FST403735-XXLXXXX | Indoor Luminaires | Linear Ambient | Direct Linear Ambient Luminaires | Standard | FALSE | [9 empty] | 42199 |  |  | NotYetVerified |  | 3 | 3750 | 112.95 | 33.2 | 15 | 0.93 | 3500 | 82.6
P7DC9NWT | Energy Planning Associates | Envirobrite | FST403735-XKXXXXX | Indoor Luminaires | Linear Ambient | Direct Linear Ambient Luminaires | Standard | FALSE | [9 empty] | 42199 |  |  | NotYetVerified |  | 3 | 3750 | 113.63 | 33 | 15 | 0.93 | 3500 | 82.6
PTTHBP9E | Energy Planning Associates | Envirobrite | FST403535-XKXXXXX | Indoor Luminaires | Linear Ambient | Direct Linear Ambient Luminaires | Standard | FALSE | [9 empty] | 42199 |  |  | NotYetVerified |  | 3 | 3500 | 115.89 | 30.2 | 15 | 0.93 | 3500 | 82.6
PETYXPWA | Energy Planning Associates | Envirobrite | FST803535-XXXXXXX | Indoor Luminaires | Linear Ambient | Direct Linear Ambient Luminaires | Standard | FALSE | [9 empty] | 42199 |  |  | NotYetVerified |  | 3 | 3500 | 129.15 | 27.1 | 15 | 0.93 | 3500 | 82.6
PDY7ZCBU | Energy Planning Associates | Envirobrite | FST403535-XKLXXXX | Indoor Luminaires | Linear Ambient | Direct Linear Ambient Luminaires | Standard | FALSE | [9 empty] | 42199 |  |  | NotYetVerified |  | 3 | 3500 | 114.75 | 30.5 | 15 | 0.93 | 3500 | 82.6
PCRNMSJK | Energy Planning Associates | Envirobrite | FST803535-XXLXXXX | Indoor Luminaires | Linear Ambient | Direct Linear Ambient Luminaires | Standard | FALSE | [9 empty] | 42199 |  |  | NotYetVerified |  | 3 | 3500 | 115.13 | 30.4 | 15 | 0.93 | 3500 | 82.6
PAHGQHTF | Energy Planning Associates | Envirobrite | FST403535-XXXXXXX | Indoor Luminaires | Linear Ambient | Direct Linear Ambient Luminaires | Standard | FALSE | [9 empty] | 42199 |  |  | NotYetVerified |  | 3 | 3500 | 115.89 | 30.2 | 15 | 0.93 | 3500 | 82.6
P9HAGZUA | Energy Planning Associates | Envirobrite | FST803535-XKXXXXX | Indoor Luminaires | Linear Ambient | Direct Linear Ambient Luminaires | Standard | FALSE | [9 empty] | 42199 |  |  | NotYetVerified |  | 3 | 3500 | 129.15 | 27.1 | 15 | 0.93 | 3500 | 82.6
P87A3MNK | Energy Planning Associates | Envirobrite | FST403535-XXLXXXX | Indoor Luminaires | Linear Ambient | Direct Linear Ambient Luminaires | Standard | FALSE | [9 empty] | 42199 |  |  | NotYetVerified |  | 3 | 3500 | 114.75 | 30.5 | 15 | 0.93 | 3500 | 82.6
P6D13USC | Energy Planning Associates | Envirobrite | FST803535-XKLXXXX | Indoor Luminaires | Linear Ambient | Direct Linear Ambient Luminaires | Standard | FALSE | [9 empty] | 42199 |  |  | NotYetVerified |  | 3 | 3500 | 115.13 | 30.4 | 15 | 0.93 | 3500 | 82.6
PT9ZF5EN | Energy Planning Associates | Envirobrite | FST403235-XXLXXXX | Indoor Luminaires | Linear Ambient | Direct Linear Ambient Luminaires | Standard | FALSE | [9 empty] | 42199 |  |  | NotYetVerified |  | 3 | 3250 | 116.48 | 27.9 | 15 | 0.93 | 3500 | 82.6
PGZ7JU8V | Energy Planning Associates | Envirobrite | FST403235-XKLXXXX | Indoor Luminaires | Linear Ambient | Direct Linear Ambient Luminaires | Standard | FALSE | [9 empty] | 42199 |  |  | NotYetVerified |  | 3 | 3250 | 116.48 | 27.9 | 15 | 0.93 | 3500 | 82.6
PDRWAJ1H | Energy Planning Associates | Envirobrite | FST403235-XKXXXXX | Indoor Luminaires | Linear Ambient | Direct Linear Ambient Luminaires | Standard | FALSE | [9 empty] | 42199 |  |  | NotYetVerified |  | 3 | 3250 | 119.04 | 27.3 | 15 | 0.93 | 3500 | 82.6
P56PM4NW | Energy Planning Associates | Envirobrite | FST403235-XXXXXXX | Indoor Luminaires | Linear Ambient | Direct Linear Ambient Luminaires | Standard | FALSE | [9 empty] | 42199 |  |  | NotYetVerified |  | 3 | 3250 | 119.04 | 27.3 | 15 | 0.93 | 3500 | 82.6
PTR2BSPK | Energy Planning Associates | Envirobrite | FST803035-XXLXXXX | Indoor Luminaires | Linear Ambient | Direct Linear Ambient Luminaires | Standard | FALSE | [9 empty] | 42199 |  |  | NotYetVerified |  | 3 | 3000 | 118.11 | 25.4 | 15 | 0.93 | 3500 | 82.6
PR4C88RE | Energy Planning Associates | Envirobrite | FST403035-XKLXXXX | Indoor Luminaires | Linear Ambient | Direct Linear Ambient Luminaires | Standard | FALSE | [9 empty] | 42199 |  |  | NotYetVerified |  | 3 | 3000 | 107.52 | 27.9 | 15 | 0.93 | 3500 | 82.6
PQPHQ395 | Energy Planning Associates | Envirobrite | FST803035-XXXXXXX | Indoor Luminaires | Linear Ambient | Direct Linear Ambient Luminaires | Standard | FALSE | [9 empty] | 42199 |  |  | NotYetVerified |  | 3 | 3000 | 132.74 | 22.6 | 15 | 0.93 | 3500 | 82.6
PMW9TFX4 | Energy Planning Associates | Envirobrite | FST403035-XKXXXXX | Indoor Luminaires | Linear Ambient | Direct Linear Ambient Luminaires | Standard | FALSE | [9 empty] | 42199 |  |  | NotYetVerified |  | 3 | 3000 | 121.45 | 24.7 | 15 | 0.93 | 3500 | 82.6
PK71ZCVN | Energy Planning Associates | Envirobrite | FST803035-XKLXXXX | Indoor Luminaires | Linear Ambient | Direct Linear Ambient Luminaires | Standard | FALSE | [9 empty] | 42199 |  |  | NotYetVerified |  | 3 | 3000 | 118.11 | 25.4 | 15 | 0.93 | 3500 | 82.6
PDH7RUUB | Energy Planning Associates | Envirobrite | FST403035-XXXXXXX | Indoor Luminaires | Linear Ambient | Direct Linear Ambient Luminaires | Standard | FALSE | [9 empty] | 42199 |  |  | NotYetVerified |  | 3 | 3000 | 121.45 | 24.7 | 15 | 0.93 | 3500 | 82.6
P19WWGR8 | Energy Planning Associates | Envirobrite | FST803035-XKXXXXX | Indoor Luminaires | Linear Ambient | Direct Linear Ambient Luminaires | Standard | FALSE | [9 empty] | 42199 |  |  | NotYetVerified |  | 3 | 3000 | 132.74 | 22.6 | 15 | 0.93 | 3500 | 82.6
PRJTSYTA | Energy Planning Associates | Envirobrite | FST402735-XXLXXXX | Indoor Luminaires | Linear Ambient | Direct Linear Ambient Luminaires | Standard | FALSE | [9 empty] | 42199 |  |  | NotYetVerified |  | 3 | 2750 | 110.44 | 24.9 | 15 | 0.93 | 3500 | 82.6
PPNSS162 | Energy Planning Associates | Envirobrite | FST402735-XXXXXXX | Indoor Luminaires | Linear Ambient | Direct Linear Ambient Luminaires | Standard | FALSE | [9 empty] | 42199 |  |  | NotYetVerified |  | 3 | 2750 | 123.87 | 22.2 | 15 | 0.93 | 3500 | 82.6
PMAS67BG | Energy Planning Associates | Envirobrite | FST402735-XKXXXXX | Indoor Luminaires | Linear Ambient | Direct Linear Ambient Luminaires | Standard | FALSE | [9 empty] | 42199 |  |  | NotYetVerified |  | 3 | 2750 | 123.87 | 22.2 | 15 | 0.93 | 3500 | 82.6
P3YYCSAB | Energy Planning Associates | Envirobrite | FST402735-XKLXXXX | Indoor Luminaires | Linear Ambient | Direct Linear Ambient Luminaires | Standard | FALSE | [9 empty] | 42199 |  |  | NotYetVerified |  | 3 | 2750 | 110.44 | 24.9 | 15 | 0.93 | 3500 | 82.6
PUFSHCRU | Energy Planning Associates | Envirobrite | FST402535-XKXXXXX | Indoor Luminaires | Linear Ambient | Direct Linear Ambient Luminaires | Standard | FALSE | [9 empty] | 42199 |  |  | NotYetVerified |  | 3 | 2500 | 117.92 | 21.2 | 15 | 0.93 | 3500 | 82.6
PCNR2ASH | Component Hardware Group Inc. | Keil | LED48X762W | Indoor Luminaires | Linear Ambient | Direct Linear Ambient Luminaires | Standard | TRUE | 7224.1 | 117.31 | 61.58 | 17.05 | 0.969 | 4230 | 82.3 | 5 | 50000 | 42198 |  |  | NotYetVerified |  | 3 | 6400 | 98.5 | 65 |  | 0.9 | 4000 | 80
P841HW88 | 1 Source LED | 1 Source LED | VT5-HP-F-3000K | Indoor Luminaires | Linear Ambient | Direct Linear Ambient Luminaires | Standard | TRUE | 5852.28 | 97.8 | 59.7 | 15.4 | 0.94 | 2958 | 83.8 | 5 | 50000 | 42198 |  |  | NotYetVerified |  | 3 | 6175 | 95 | 65 | 20 | 0.93 | 3000 | 80
PQUN2KGU | 1 Source LED | 1 Source LED | VT3-NP-F-3000K | Indoor Luminaires | Linear Ambient | Direct Linear Ambient Luminaires | Standard | TRUE | 2733.18 | 95.97 | 28.5 | 10.7 | 0.937 | 2950 | 83.8 | 5 |  | 42198 |  |  | NotYetVerified |  | 3 | 2733.18 | 95.97 | 28.48 | 10.7 | 0.992 | 2950 | 84
PXVS7AVD | 1 Source LED | 1 Source LED | VT3-NP-C-3000K | Indoor Luminaires | Linear Ambient | Direct Linear Ambient Luminaires | Standard | TRUE | 3040.79 | 107.75 | 28.22 | 9.6 | 0.935 | 2937 | 83 | 5 |  | 42198 |  |  | NotYetVerified |  | 3 | 3070.79 | 107.75 | 28.22 | 9.6 | 0.993 | 2937 | 83
PNFQGRCM | 1 Source LED | 1 Source LED | VT5-HP-C-3000K | Indoor Luminaires | Linear Ambient | Direct Linear Ambient Luminaires | Standard | TRUE | 6529.66 | 109.63 | 59.8 | 16.2 | 0.93 | 2926 | 82.9 | 5 | 50000 | 42198 |  |  | NotYetVerified |  | 3 | 6825 | 105 | 65 | 20 | 0.93 | 3000 | 80
PT6PXGJR | 1 Source LED | 1 Source LED | VT5-NP-C-3000K | Indoor Luminaires | Linear Ambient | Direct Linear Ambient Luminaires | Standard | TRUE | 5146.05 | 109.65 | 46.97 | 12.9 | 0.92 | 2956 | 83 | 5 | 50000 | 42198 |  |  | NotYetVerified |  | 3 | 5250 | 105 | 50 | 20 | 0.93 | 3000 | 80
PDBP65AU | 1 Source LED | 1 Source LED | VT2-NP-F-3000K | Indoor Luminaires | Linear Ambient | Direct Linear Ambient Luminaires | Standard | TRUE | 1766.55 | 94.82 | 18.63 | 13.3 | 0.912 | 2952 | 83.8 | 5 |  | 42198 |  |  | NotYetVerified |  | 3 | 1766.55 | 94.82 | 18.63 | 13.3 | 0.987 | 2952 | 84
PFRFWHDU | 1 Source LED | 1 Source LED | VT5-NP-F-3000K | Indoor Luminaires | Linear Ambient | Direct Linear Ambient Luminaires | Standard | TRUE | 4591.59 | 97.38 | 46.73 | 15.5 | 0.91 | 2969 | 84 | 5 | 50000 | 42198 |  |  | NotYetVerified |  | 3 | 4750 | 95 | 50 | 20 | 0.93 | 3000 | 80
PY5RQGBE | 1 Source LED | 1 Source LED | VT2-NP-C-3000K | Indoor Luminaires | Linear Ambient | Direct Linear Ambient Luminaires | Standard | TRUE | 2034.52 | 108.51 | 18.75 | 14.5 | 0.907 | 2932 | 83 | 5 |  | 42198 |  |  | NotYetVerified |  | 3 | 2034.52 | 108.51 | 18.75 | 14.5 | 0.982 | 2932 | 83
PYPWGMQ3 | 1 Source LED | 1 Source LED | VT4-NP-F-3000K | Indoor Luminaires | Linear Ambient | Direct Linear Ambient Luminaires | Standard | TRUE | 3684.2 | 96.77 | 37.74 | 11.3 | 0.88 | 2958 | 83.8 | 5 | 50000 | 42198 |  |  | NotYetVerified |  | 3 | 3800 | 95 | 40 | 20 | 0.93 | 3000 | 80
P4SZN98A | 1 Source LED | 1 Source LED | VT4-NP-C-3000K | Indoor Luminaires | Linear Ambient | Direct Linear Ambient Luminaires | Standard | TRUE | 4242.76 | 109.94 | 36.67 | 8.3 | 0.88 | 2939 | 83 | 5 | 50000 | 42198 |  |  | NotYetVerified |  | 3 | 4200 | 105 | 40 | 20 | 0.93 | 3000 | 80
PCFECCAH | 1 Source LED | 1 Source LED | VT5-HP-C-5000K | Indoor Luminaires | Linear Ambient | Direct Linear Ambient Luminaires | Standard | FALSE | [9 empty] | 42198 | Not Yet Verified | Not Yet Verified | NotYetVerified |  | 3 | 6825 | 105 | 65 | 20 | 0.93 | 5000 | 80
PJBVH46P | 1 Source LED | 1 Source LED | VT5-HP-F-5000K | Indoor Luminaires | Linear Ambient | Direct Linear Ambient Luminaires | Standard | FALSE | [9 empty] | 42198 | Not Yet Verified | Not Yet Verified | NotYetVerified |  | 3 | 6175 | 95 | 65 | 20 | 0.93 | 5000 | 80
PK1P3AG2 | 1 Source LED | 1 Source LED | VT5-NP-C-5000K | Indoor Luminaires | Linear Ambient | Direct Linear Ambient Luminaires | Standard | FALSE | [9 empty] | 42198 | Not Yet Verified | Not Yet Verified | NotYetVerified |  | 3 | 5250 | 105 | 50 | 20 | 0.93 | 5000 | 80
PBEEZPUN | 1 Source LED | 1 Source LED | VT5-NP-F-5000K | Indoor Luminaires | Linear Ambient | Direct Linear Ambient Luminaires | Standard | FALSE | [9 empty] | 42198 | Not Yet Verified | Not Yet Verified | NotYetVerified |  | 3 | 4750 | 95 | 50 | 20 | 0.93 | 5000 | 80
PQDAJTES | 1 Source LED | 1 Source LED | VT4-NP-C-5000K | Indoor Luminaires | Linear Ambient | Direct Linear Ambient Luminaires | Standard | FALSE | [9 empty] | 42198 | Not Yet Verified | Not Yet Verified | NotYetVerified |  | 3 | 4200 | 105 | 40 | 20 | 0.93 | 5000 | 80
PBYQVKS4 | 1 Source LED | 1 Source LED | VT4-NP-F-5000K | Indoor Luminaires | Linear Ambient | Direct Linear Ambient Luminaires | Standard | FALSE | [9 empty] | 42198 | Not Yet Verified | Not Yet Verified | NotYetVerified |  | 3 | 3800 | 95 | 40 | 20 | 0.93 | 5000 | 80
P6E86D7H | 1 Source LED | 1 Source LED | VT2-NP-C-5000K | Indoor Luminaires | Linear Ambient | Direct Linear Ambient Luminaires | Standard | FALSE | [9 empty] | 42198 | Not Yet Verified | Not Yet Verified | NotYetVerified |  | 3 | 2100 | 105 | 20 | 14.5 | 0.982 | 5000 | 80
PN99YN79 | 1 Source LED | 1 Source LED | VT2-NP-F-5000K | Indoor Luminaires | Linear Ambient | Direct Linear Ambient Luminaires | Standard | FALSE | [9 empty] | 42198 | Not Yet Verified | Not Yet Verified | NotYetVerified |  | 3 | 1900 | 95 | 20 | 13.3 | 0.987 | 5000 | 80
PS694QRR | 1 Source LED | 1 Source LED | VT3-NP-F-5000K | Indoor Luminaires | Linear Ambient | Direct Linear Ambient Luminaires | Standard | FALSE | [9 empty] | 42198 | Not Yet Verified | Not Yet Verified | NotYetVerified |  | 3 | 2850 | 95 | 30 | 10.7 | 0.992 | 5000 | 80
P3BTNAV7 | 1 Source LED | 1 Source LED | VT3-NP-C-5000K | Indoor Luminaires | Linear Ambient | Direct Linear Ambient Luminaires | Standard | FALSE | [9 empty] | 42198 | Not Yet Verified | Not Yet Verified | NotYetVerified |  | 3 | 3150 | 105 | 30 | 9.6 | 0.993 | 5000 | 80
PETTWDRJ | 1 Source LED | 1 Source LED | VT5-HP-C-4000K | Indoor Luminaires | Linear Ambient | Direct Linear Ambient Luminaires | Standard | FALSE | [9 empty] | 42198 | Not Yet Verified | Not Yet Verified | NotYetVerified |  | 3 | 6825 | 105 | 65 | 20 | 0.93 | 4000 | 80
P8AXKUE5 | 1 Source LED | 1 Source LED | VT5-HP-F-4000K | Indoor Luminaires | Linear Ambient | Direct Linear Ambient Luminaires | Standard | FALSE | [9 empty] | 42198 | Not Yet Verified | Not Yet Verified | NotYetVerified |  | 3 | 6175 | 95 | 65 | 20 | 0.93 | 4000 | 80
P24DA6D4 | 1 Source LED | 1 Source LED | VT5-NP-C-4000K | Indoor Luminaires | Linear Ambient | Direct Linear Ambient Luminaires | Standard | FALSE | [9 empty] | 42198 | Not Yet Verified | Not Yet Verified | NotYetVerified |  | 3 | 5250 | 105 | 50 | 20 | 0.93 | 4000 | 80
P7RMMNBG | 1 Source LED | 1 Source LED | VT5-NP-F-4000K | Indoor Luminaires | Linear Ambient | Direct Linear Ambient Luminaires | Standard | FALSE | [9 empty] | 42198 | Not Yet Verified | Not Yet Verified | NotYetVerified |  | 3 | 4750 | 95 | 50 | 20 | 0.93 | 4000 | 80
PZ4UFMPJ | 1 Source LED | 1 Source LED | VT4-NP-C-4000K | Indoor Luminaires | Linear Ambient | Direct Linear Ambient Luminaires | Standard | FALSE | [9 empty] | 42198 | Not Yet Verified | Not Yet Verified | NotYetVerified |  | 3 | 4200 | 105 | 40 | 20 | 0.93 | 4000 | 80
PR1KC3RU | 1 Source LED | 1 Source LED | VT4-NP-F-4000K | Indoor Luminaires | Linear Ambient | Direct Linear Ambient Luminaires | Standard | FALSE | [9 empty] | 42198 | Not Yet Verified | Not Yet Verified | NotYetVerified |  | 3 | 3800 | 95 | 40 | 20 | 0.93 | 4000 | 80
P68NZVH4 | 1 Source LED | 1 Source LED | VT2-NP-C-4000K | Indoor Luminaires | Linear Ambient | Direct Linear Ambient Luminaires | Standard | FALSE | [9 empty] | 42198 | Not Yet Verified | Not Yet Verified | NotYetVerified |  | 3 | 2100 | 105 | 20 | 14.5 | 0.982 | 4000 | 80
P9T4N47X | 1 Source LED | 1 Source LED | VT2-NP-F-4000K | Indoor Luminaires | Linear Ambient | Direct Linear Ambient Luminaires | Standard | FALSE | [9 empty] | 42198 | Not Yet Verified | Not Yet Verified | NotYetVerified |  | 3 | 1900 | 95 | 20 | 13.3 | 0.987 | 4000 | 80
PE9H19JR | 1 Source LED | 1 Source LED | VT3-NP-F-4000K | Indoor Luminaires | Linear Ambient | Direct Linear Ambient Luminaires | Standard | FALSE | [9 empty] | 42198 | Not Yet Verified | Not Yet Verified | NotYetVerified |  | 3 | 2850 | 95 | 30 | 10.7 | 0.992 | 4000 | 80
PTMPFGZU | 1 Source LED | 1 Source LED | VT3-NP-C-4000K | Indoor Luminaires | Linear Ambient | Direct Linear Ambient Luminaires | Standard | FALSE | [9 empty] | 42198 | Not Yet Verified | Not Yet Verified | NotYetVerified |  | 3 | 3150 | 105 | 30 | 9.6 | 0.993 | 4000 | 80
PYPRJ7CN | Component Hardware Group Inc. | Keil | LED48X762N | Indoor Luminaires | Linear Ambient | Direct Linear Ambient Luminaires | Standard | FALSE | [9 empty] | 42198 | Not Dimmable | Not Dimmable | NotYetVerified |  | 3 | 6400 | 98.5 | 65 |  | 0.9 | 5000 | 80
PPWWN833 | FY Lighting Co. Ltd | Fen Yong | FY-T8B-1500NF(30K288C180) | Indoor Luminaires | Linear Ambient | Direct Linear Ambient Luminaires | Standard | TRUE | 2257.8 | 109.39 | 20.64 | 13.75 | 0.9373 | 2908 | 82.8 | 5 |  | 42195 |  |  | NotYetVerified |  | 3 | 2257.8 | 109.39 | 20.64 | 10.65 | 0.9373 | 3000 | 82.8
PCTPCFPS | FY Lighting Co. Ltd | Fen Yong | FY-T8B-1500NC(30K288C180) | Indoor Luminaires | Linear Ambient | Direct Linear Ambient Luminaires | Standard | TRUE | 2651.3 | 123.73 | 20.7 | 13.26 | 0.9264 | 2947 | 83.1 | 5 |  | 42195 |  |  | NotYetVerified |  | 3 | 2561.3 | 123.73 | 20.7 | 10.29 | 0.9264 | 3000 | 83.1
PBCSKFJR | FY Lighting Co. Ltd | Fen Yong | FY-T8B-1800NC(30K384C180) | Indoor Luminaires | Linear Ambient | Direct Linear Ambient Luminaires | Standard | TRUE | 3132 | 121.4 | 25.8 | 13.56 | 0.9224 | 2950 | 82.9 | 5 |  | 42195 |  |  | NotYetVerified |  | 3 | 3153 | 122.26 | 25.79 | 10.23 | 0.9224 | 3000 | 82.9
P74JK8P1 | FY Lighting Co. Ltd | Fen Yong | FY-T8B-1800NF(30K384C180) | Indoor Luminaires | Linear Ambient | Direct Linear Ambient Luminaires | Standard | TRUE | 2827.4 | 101.6 | 27.83 | 13.66 | 0.9223 | 2924 | 83 | 5 |  | 42195 |  |  | NotYetVerified |  | 3 | 2841 | 110.16 | 25.79 | 10.96 | 0.9223 | 3000 | 83
P58YXYVA | FY Lighting Co. Ltd | Fen Yong | FY-T8B-1800NF(50K384C180) | Indoor Luminaires | Linear Ambient | Direct Linear Ambient Luminaires | Standard | FALSE | [9 empty] | 42195 |  |  | NotYetVerified |  | 3 | 3028 | 117.14 | 25.85 | 10.86 | 0.9301 | 5000 | 82.9
PYKME6M1 | FY Lighting Co. Ltd | Fen Yong | FY-T8B-1500NC(50K288C180) | Indoor Luminaires | Linear Ambient | Direct Linear Ambient Luminaires | Standard | FALSE | [9 empty] | 42195 |  |  | NotYetVerified |  | 3 | 2766 | 129.13 | 21.42 | 10.82 | 0.9215 | 5000 | 82.9
P9VBCCKW | FY Lighting Co. Ltd | Fen Yong | FY-T8B-1500NF(50K288C180) | Indoor Luminaires | Linear Ambient | Direct Linear Ambient Luminaires | Standard | FALSE | [9 empty] | 42195 |  |  | NotYetVerified |  | 3 | 2461 | 117.64 | 20.92 | 10.86 | 0.921 | 5000 | 82.7
P5T51MB7 | FY Lighting Co. Ltd | Fen Yong | FY-T8B-1800NC(50K384C180) | Indoor Luminaires | Linear Ambient | Direct Linear Ambient Luminaires | Standard | FALSE | [9 empty] | 42195 |  |  | NotYetVerified |  | 3 | 3383 | 131.69 | 25.69 | 10.35 | 0.9231 | 5000 | 82.7
PXDR8Y7Y | FY Lighting Co. Ltd | Fen Yong | FY-T8B-1800NF(45K384C180) | Indoor Luminaires | Linear Ambient | Direct Linear Ambient Luminaires | Standard | FALSE | [9 empty] | 42195 |  |  | NotYetVerified |  | 3 | 2841 | 110.16 | 25.79 | 10.96 | 0.9223 | 4500 | 83
P14NKRBW | FY Lighting Co. Ltd | Fen Yong | FY-T8B-1800NC(45K384C180) | Indoor Luminaires | Linear Ambient | Direct Linear Ambient Luminaires | Standard | FALSE | [9 empty] | 42195 |  |  | NotYetVerified |  | 3 | 3153 | 122.26 | 25.79 | 10.23 | 0.9224 | 4500 | 82.9
PNPP8VGJ | FY Lighting Co. Ltd | Fen Yong | FY-T8B-1500NF(45K288C180) | Indoor Luminaires | Linear Ambient | Direct Linear Ambient Luminaires | Standard | FALSE | [9 empty] | 42195 |  |  | NotYetVerified |  | 3 | 2257.8 | 109.39 | 20.64 | 10.65 | 0.9373 | 4500 | 82.8
PHEAZG4J | FY Lighting Co. Ltd | Fen Yong | FY-T8B-1500NC(45K288C180) | Indoor Luminaires | Linear Ambient | Direct Linear Ambient Luminaires | Standard | FALSE | [9 empty] | 42195 |  |  | NotYetVerified |  | 3 | 2561.3 | 123.73 | 20.7 | 10.29 | 0.9264 | 4500 | 82.7
PAY8EGZM | FY Lighting Co. Ltd | Fen Yong | FY-T8B-1500NC(40K288C180) | Indoor Luminaires | Linear Ambient | Direct Linear Ambient Luminaires | Standard | FALSE | [9 empty] | 42195 |  |  | NotYetVerified |  | 3 | 2561.3 | 123.73 | 20.7 | 10.29 | 0.9264 | 4000 | 83.1
P8FAZJQ5 | FY Lighting Co. Ltd | Fen Yong | FY-T8B-1800NF(40K384C180) | Indoor Luminaires | Linear Ambient | Direct Linear Ambient Luminaires | Standard | FALSE | [9 empty] | 42195 |  |  | NotYetVerified |  | 3 | 2841 | 110.16 | 25.79 | 10.96 | 0.9223 | 4000 | 83
P47AZTNK | FY Lighting Co. Ltd | Fen Yong | FY-T8B-1800NC(40K384C180) | Indoor Luminaires | Linear Ambient | Direct Linear Ambient Luminaires | Standard | FALSE | [9 empty] | 42195 |  |  | NotYetVerified |  | 3 | 3153 | 122.26 | 25.79 | 10.23 | 0.9224 | 4000 | 82.9
P46VDMW5 | FY Lighting Co. Ltd | Fen Yong | FY-T8B-1500NF(40K288C180) | Indoor Luminaires | Linear Ambient | Direct Linear Ambient Luminaires | Standard | FALSE | [9 empty] | 42195 |  |  | NotYetVerified |  | 3 | 2257.8 | 109.39 | 20.64 | 10.65 | 0.9373 | 4000 | 82.8
P7K6G9QB | FY Lighting Co. Ltd | Fen Yong | FY-T8B-1500NC(35K288C180) | Indoor Luminaires | Linear Ambient | Direct Linear Ambient Luminaires | Standard | FALSE | [9 empty] | 42195 |  |  | NotYetVerified |  | 3 | 2561.3 | 123.73 | 20.7 | 10.29 | 0.9264 | 3500 | 83.1
PS4GTP6B | FY Lighting Co. Ltd | Fen Yong | FY-T8B-1800NF(35K384C180) | Indoor Luminaires | Linear Ambient | Direct Linear Ambient Luminaires | Standard | FALSE | [9 empty] | 42195 |  |  | NotYetVerified |  | 3 | 2841 | 110.16 | 25.79 | 10.96 | 0.9223 | 3500 | 83
PEFFBS8J | FY Lighting Co. Ltd | Fen Yong | FY-T8B-1800NC(35K384C180) | Indoor Luminaires | Linear Ambient | Direct Linear Ambient Luminaires | Standard | FALSE | [9 empty] | 42195 |  |  | NotYetVerified |  | 3 | 3153 | 122.26 | 25.79 | 10.23 | 0.9224 | 3500 | 82.9
PURCSXV5 | FY Lighting Co. Ltd | Fen Yong | FY-T8B-1500NF(35K288C180) | Indoor Luminaires | Linear Ambient | Direct Linear Ambient Luminaires | Standard | FALSE | [9 empty] | 42195 |  |  | NotYetVerified |  | 3 | 2257.8 | 109.39 | 20.64 | 10.65 | 0.9373 | 3500 | 82.8
PUXV79ZH | Eaton (formerly Cooper Lighting) | Metalux | 4SNLED-LD4-56SL-LW-UNV-L835-CD1-U | Indoor Luminaires | Linear Ambient | Direct Linear Ambient Luminaires | Standard | TRUE | 5657 | 88 | 64.3 | 10.3 | 0.999 | 3483 | 82 | 5 | 60000 | 42194 |  |  | NotYetVerified |  | 3
P5973HQT | Eaton (formerly Cooper Lighting) | Metalux | 4SNLED-LD4-52-UNV-L850-CD1-U | Indoor Luminaires | Linear Ambient | Direct Linear Ambient Luminaires | Standard | TRUE | 5391.71 | 117.87 | 45.74 | 7.62 | 0.996 | 4932 | 82.4 | 5 | 60000 | 42194 |  |  | NotYetVerified |  | 3
P36H7WVC | Eaton (formerly Cooper Lighting) | Metalux | 4SNLED-LD4-52-UNV-L835-CD1-U | Indoor Luminaires | Linear Ambient | Direct Linear Ambient Luminaires | Standard | TRUE | 5119.34 | 111.21 | 46.03 | 7.6 | 0.996 | 3483 | 82 | 5 | 60000 | 42194 |  |  | NotYetVerified |  | 3
PYFRH88J | Industrial Lighting Products | Industrial Lighting Products | FWS-30WLED-UNIV-30-XXXX [Excluding SD480] | Indoor Luminaires | Linear Ambient | Direct Linear Ambient Luminaires | Premium | TRUE | 3678 | 122 | 30.09 | 12.4 | 0.97 | 3057 | 82.7 | 5 | 50000 | 42194 |  |  | Yes |  | 3.1 | 3678 | 122 | 30.09 | 12.4 | 0.97 | 3000 | 82.9
PRGY6AQU | Industrial Lighting Products | Industrial Lighting Products | FWS-70WLED-UNIV-30-XXXX [Excluding SD480] | Indoor Luminaires | Linear Ambient | Direct Linear Ambient Luminaires | Premium | TRUE | 7647 | 110 | 69.43 | 16.5 | 0.932 | 3044 | 80.1 | 5 | 50000 | 42194 |  |  | Yes |  | 3.1 | 7647 | 110 | 69.43 | 16.5 | 0.932 | 3000 | 80.1
PP5ATG1A | Genesis Energy Technology LLC | ThinLine | TL25-UNF2-30xx | Indoor Luminaires | Linear Ambient | Direct Linear Ambient Luminaires | Standard | TRUE | 2099 | 84 | 25 | 19.5 | 0.906 | 3060 | 82.9 | 5 | 50000 | 42194 |  |  | NotYetVerified |  | 3 | 2099 | 84 | 25 | 20 | 0.9 | 3000 | 82.9
PDHWENP4 | Eaton (formerly Cooper Lighting) | Metalux | 2SNLED-LD4-16SL-UNV-LW-L835-CD1-U | Indoor Luminaires | Linear Ambient | Direct Linear Ambient Luminaires | Standard | TRUE | 1664 | 86.53 | 19.23 | 16.15 | 0.903 | 3505 | 81.9 | 5 | 60000 | 42194 |  |  | NotYetVerified |  | 3
P61CWU8X | Eaton (formerly Cooper Lighting) | Metalux | 4SNLED-LD4-16SL-UNV-LW-L835-CD1-U | Indoor Luminaires | Linear Ambient | Direct Linear Ambient Luminaires | Standard | TRUE | 1652 | 85.24 | 18.38 | 17.21 | 0.895 | 3511 | 82.7 | 5 | 60000 | 42194 |  |  | NotYetVerified |  | 3
PVGX6499 | Genesis Energy Technology LLC | ThinLine | TL55-UNF2-50XX | Indoor Luminaires | Linear Ambient | Direct Linear Ambient Luminaires | Standard | FALSE | [9 empty] | 42194 |  |  | NotYetVerified |  | 3 | 4674 | 84.9 | 55 | 20 | 0.9 | 5000 | 82.9
PJS9KQUU | Genesis Energy Technology LLC | ThinLine | TL50-UNF2-50XX | Indoor Luminaires | Linear Ambient | Direct Linear Ambient Luminaires | Standard | FALSE | [9 empty] | 42194 |  |  | NotYetVerified |  | 3 | 4311 | 86.2 | 50 | 20 | 0.9 | 5000 | 82.9
P69JUGZ7 | Genesis Energy Technology LLC | ThinLine | TL45-UNF2-50XX | Indoor Luminaires | Linear Ambient | Direct Linear Ambient Luminaires | Standard | FALSE | [9 empty] | 42194 |  |  | NotYetVerified |  | 3 | 3949 | 87.8 | 45 | 20 | 0.9 | 5000 | 82.9
PT5MMRZJ | Genesis Energy Technology LLC | ThinLine | TL40-UNF2-50XX | Indoor Luminaires | Linear Ambient | Direct Linear Ambient Luminaires | Standard | FALSE | [9 empty] | 42194 |  |  | NotYetVerified |  | 3 | 3586 | 89.6 | 40 | 20 | 0.9 | 5000 | 82.9
PAMD9H1Q | Genesis Energy Technology LLC | ThinLine | TL35-UNF2-50XX | Indoor Luminaires | Linear Ambient | Direct Linear Ambient Luminaires | Standard | FALSE | [9 empty] | 42194 |  |  | NotYetVerified |  | 3 | 3223 | 92.1 | 35 | 20 | 0.9 | 5000 | 82.9
PD48S4YG | Genesis Energy Technology LLC | ThinLine | TL30-UNF2-50XX | Indoor Luminaires | Linear Ambient | Direct Linear Ambient Luminaires | Standard | FALSE | [9 empty] | 42194 |  |  | NotYetVerified |  | 3 | 2837 | 95.6 | 29.67 | 20 | 0.9 | 5000 | 82.9
P7JC4YN4 | Genesis Energy Technology LLC | ThinLine | TL25-UNF2-50XX | Indoor Luminaires | Linear Ambient | Direct Linear Ambient Luminaires | Standard | FALSE | [9 empty] | 42194 |  |  | NotYetVerified |  | 3 | 2499 | 99.9 | 25.01 | 20 | 0.9 | 5000 | 82.9
P6GXYSJV | Genesis Energy Technology LLC | ThinLine | TL45-UNF2-40XX | Indoor Luminaires | Linear Ambient | Direct Linear Ambient Luminaires | Standard | FALSE | [9 empty] | 42194 |  |  | NotYetVerified |  | 3 | 3806 | 84.5 | 45 | 20 | 0.9 | 4000 | 82.9
PXUWYRCT | Genesis Energy Technology LLC | ThinLine | TL40-UNF2-40XX | Indoor Luminaires | Linear Ambient | Direct Linear Ambient Luminaires | Standard | FALSE | [9 empty] | 42194 |  |  | NotYetVerified |  | 3 | 3443 | 86 | 40 | 20 | 0.9 | 4000 | 82.9
P4UU482P | Genesis Energy Technology LLC | ThinLine | TL35-UNF2-40XX | Indoor Luminaires | Linear Ambient | Direct Linear Ambient Luminaires | Standard | FALSE | [9 empty] | 42194 |  |  | NotYetVerified |  | 3 | 3080 | 88 | 35 | 20 | 0.9 | 4000 | 82.9
PFDX8BRJ | Genesis Energy Technology LLC | ThinLine | TL30-UNF2-40XX | Indoor Luminaires | Linear Ambient | Direct Linear Ambient Luminaires | Standard | FALSE | [9 empty] | 42194 |  |  | NotYetVerified |  | 3 | 2694 | 90.7 | 29.67 | 20 | 0.9 | 4000 | 82.9
PCBSA3TG | Genesis Energy Technology LLC | ThinLine | TL25-UNF2-40XX | Indoor Luminaires | Linear Ambient | Direct Linear Ambient Luminaires | Standard | FALSE | [9 empty] | 42194 |  |  | NotYetVerified |  | 3 | 2356 | 94.2 | 25.01 | 20 | 0.9 | 4000 | 82.9
PAU578AD | Genesis Energy Technology LLC | ThinLine | TL40-UNF2-35XX | Indoor Luminaires | Linear Ambient | Direct Linear Ambient Luminaires | Standard | FALSE | [9 empty] | 42194 |  |  | NotYetVerified |  | 3 | 3382 | 84.5 | 40 | 20 | 0.9 | 3500 | 82.9
P9GS6UJ8 | Genesis Energy Technology LLC | ThinLine | TL35-UNF2-35XX | Indoor Luminaires | Linear Ambient | Direct Linear Ambient Luminaires | Standard | FALSE | [9 empty] | 42194 |  |  | NotYetVerified |  | 3 | 3020 | 86.2 | 35 | 20 | 0.9 | 3500 | 82.9
PX82CXGV | Genesis Energy Technology LLC | ThinLine | TL30-UNF2-35XX | Indoor Luminaires | Linear Ambient | Direct Linear Ambient Luminaires | Standard | FALSE | [9 empty] | 42194 |  |  | NotYetVerified |  | 3 | 2633 | 88.7 | 29.67 | 20 | 0.9 | 3500 | 82.9
PUQCVXSP | Genesis Energy Technology LLC | ThinLine | TL25-UNF2-35XX | Indoor Luminaires | Linear Ambient | Direct Linear Ambient Luminaires | Standard | FALSE | [9 empty] | 42194 |  |  | NotYetVerified |  | 3 | 2295 | 91.7 | 25.01 | 20 | 0.9 | 3500 | 82.9
PW7E88SB | Industrial Lighting Products | Industrial Lighting Products | FWS-30WLED-UNIV-50-XXXX [Excluding SD480] | Indoor Luminaires | Linear Ambient | Direct Linear Ambient Luminaires | Premium | FALSE | [9 empty] | 42194 |  |  | Yes |  | 3.1 | 3801 | 127 | 29.93 | 12.4 | 0.97 | 5000 | 82.9
P54KBQVQ | Industrial Lighting Products | Industrial Lighting Products | FWS-70WLED-UNIV-50-XXXX[Excluding SD480] | Indoor Luminaires | Linear Ambient | Direct Linear Ambient Luminaires | Premium | FALSE | [9 empty] | 42194 |  |  | Yes |  | 3.1 | 7960 | 114 | 70.1 | 16.5 | 0.932 | 5000 | 80.1
P1864FUW | Industrial Lighting Products | Industrial Lighting Products | FWS-30WLED-UNIV-40-XXXX [Excluding SD480] | Indoor Luminaires | Linear Ambient | Direct Linear Ambient Luminaires | Premium | FALSE | [9 empty] | 42194 |  |  | Yes |  | 3.1 | 3773 | 125 | 30.09 | 12.4 | 0.97 | 4000 | 82.9
PF98MHT4 | Industrial Lighting Products | Industrial Lighting Products | FWS-70WLED-UNIV-40-XXXX[Excluding SD480] | Indoor Luminaires | Linear Ambient | Direct Linear Ambient Luminaires | Premium | FALSE | [9 empty] | 42194 |  |  | Yes |  | 3.1 | 7880 | 112 | 70.1 | 16.5 | 0.932 | 4000 | 80.1
P4G9HBEB | Industrial Lighting Products | Industrial Lighting Products | FWS-30WLED-UNIV-35-XXXX [Excluding SD480] | Indoor Luminaires | Linear Ambient | Direct Linear Ambient Luminaires | Premium | FALSE | [9 empty] | 42194 |  |  | Yes |  | 3.1 | 3726 | 124 | 30.09 | 12.4 | 0.97 | 3500 | 82.9
PMMJZJW5 | Industrial Lighting Products | Industrial Lighting Products | FWS-70WLED-UNIV-35-XXXX[Excluding SD480] | Indoor Luminaires | Linear Ambient | Direct Linear Ambient Luminaires | Premium | FALSE | [9 empty] | 42194 |  |  | Yes |  | 3.1 | 7800 | 111 | 70.1 | 16.5 | 0.932 | 3500 | 80.1
PH4CPN5V | Eaton (formerly Cooper Lighting) | Metalux | 4SNLED-LD4-44SL-[Voltages include 120-277V]-[Emergency include blank EL EL10W]-[Wiring include blank PI/CPI]-[Motion Sensors include blank LB- or HB-ERMS360 LB- or HB-MRMS360]-L850-SD1-[Packaging] | Indoor Luminaires | Linear Ambient | Direct Linear Ambient Luminaires | Standard | FALSE | [9 empty] | 42194 |  |  | NotYetVerified |  | 3 | 4769.49 | 125.18 | 38.1 | 13.3 | 0.988 | 5000 | 82
P2C2N5PS | Eaton (formerly Cooper Lighting) | Metalux | 4SNLED-LD4-42SL-RM-[Voltages include 120-277V]-[Emergency include blank EL EL10W]-[Wiring include blank PI/CPI]-[Motion Sensors include blank LB- or HB-ERMS360 LB- or HB-MRMS360]-L850-SD1-[Packaging] | Indoor Luminaires | Linear Ambient | Direct Linear Ambient Luminaires | Standard | FALSE | [9 empty] | 42194 |  |  | NotYetVerified |  | 3 | 4663.19 | 122.39 | 38.1 | 13.3 | 0.988 | 5000 | 82
PXSY4HQP | Eaton (formerly Cooper Lighting) | Metalux | 4SNLED-LD4-41SL-LC-[Voltages include 120-277V]-[Emergency include blank EL EL10W]-[Wiring include blank PI/CPI]-[Motion Sensors include blank SA-EMRS LB- or HB-ERMS360 LB- or HB-MRMS360]-L850-SD1-[Packaging] | Indoor Luminaires | Linear Ambient | Direct Linear Ambient Luminaires | Standard | FALSE | [9 empty] | 42194 |  |  | NotYetVerified |  | 3 | 4542.13 | 119.22 | 38.1 | 13.3 | 0.988 | 5000 | 82
P8G34HF9 | Eaton (formerly Cooper Lighting) | Metalux | 4SNLED-LD4-41SL-LN-[Voltages include 120-277V]-[Emergency include blank EL EL10W]-[Wiring include blank PI/CPI]-[Motion Sensors include blank SA-EMRS LB- or HB-ERMS360 LB- or HB-MRMS360]-L850-SD1-[Packaging] | Indoor Luminaires | Linear Ambient | Direct Linear Ambient Luminaires | Standard | FALSE | [9 empty] | 42194 |  |  | NotYetVerified |  | 3 | 4528.35 | 118.85 | 38.1 | 13.3 | 0.988 | 5000 | 82
PQ1Z8NQS | Eaton (formerly Cooper Lighting) | Metalux | 4SNLED-LD4-39SL-RW-[Voltages include 120-277V]-[Emergency include blank EL EL10W]-[Wiring include blank PI/CPI]-[Motion Sensors include blank LB- or HB-ERMS360 LB- or HB-MRMS360]-L850-SD1-[Packaging] | Indoor Luminaires | Linear Ambient | Direct Linear Ambient Luminaires | Standard | FALSE | [9 empty] | 42194 |  |  | NotYetVerified |  | 3 | 4300.02 | 112.86 | 38.1 | 13.3 | 0.988 | 5000 | 82
PCQEA9M8 | Eaton (formerly Cooper Lighting) | Metalux | 4SNLED-LD4-37SL-LW-[Voltages include 120-277V]-[Emergency include blank EL EL10W]-[Wiring include blank PI/CPI]-[Motion Sensors include blank SA-EMRS LB- or HB-ERMS360 LB- or HB-MRMS360]-L850-SD1-[Packaging] | Indoor Luminaires | Linear Ambient | Direct Linear Ambient Luminaires | Standard | FALSE | [9 empty] | 42194 |  |  | NotYetVerified |  | 3 | 4053.96 | 106.4 | 38.1 | 13.3 | 0.988 | 5000 | 82
P33XY4RE | Eaton (formerly Cooper Lighting) | Metalux | 8TSNLED-LD4-96SL-[Voltages include 120-277V]-[Emergency include blank EL EL10W]-[Wiring include blank PI/CPI]-[Motion Sensors include blank LB- or HB-ERMS360 LB- or HB-MRMS360]-L850-SD2-[Packaging] | Indoor Luminaires | Linear Ambient | Direct Linear Ambient Luminaires | Standard | FALSE | [9 empty] | 42194 |  |  | NotYetVerified |  | 3 | 10399.52 | 123.2 | 84.41 | 12.5 | 0.99 | 5000 | 82
PY9FVMH6 | Eaton (formerly Cooper Lighting) | Metalux | 8TSNLED-LD4-95SL-RM-[Voltages include 120-277V]-[Emergency include blank EL EL10W]-[Wiring include blank PI/CPI]-[Motion Sensors include blank LB- or HB-ERMS360 LB- or HB-MRMS360]-L850-SD2-[Packaging] | Indoor Luminaires | Linear Ambient | Direct Linear Ambient Luminaires | Standard | FALSE | [9 empty] | 42194 |  |  | NotYetVerified |  | 3 | 10170.73 | 120.49 | 84.41 | 12.5 | 0.99 | 5000 | 82
PA4EW9D2 | Eaton (formerly Cooper Lighting) | Metalux | 8TSNLED-LD4-90SL-LC-[Voltages include 120-277V]-[Emergency include blank EL EL10W]-[Wiring include blank PI/CPI]-[Motion Sensors include blank SA-EMRS LB- or HB-ERMS360 LB- or HB-MRMS360]-L850-SD2-[Packaging] | Indoor Luminaires | Linear Ambient | Direct Linear Ambient Luminaires | Standard | FALSE | [9 empty] | 42194 |  |  | NotYetVerified |  | 3 | 9900.34 | 117.29 | 84.41 | 12.5 | 0.99 | 5000 | 82
PYMXWB7K | Eaton (formerly Cooper Lighting) | Metalux | 8TSNLED-LD4-91SL-LN-[Voltages include 120-277V]-[Emergency include blank EL EL10W]-[Wiring include blank PI/CPI]-[Motion Sensors include blank SA-EMRS LB- or HB-ERMS360 LB- or HB-MRMS360]-L850-SD2-[Packaging] | Indoor Luminaires | Linear Ambient | Direct Linear Ambient Luminaires | Standard | FALSE | [9 empty] | 42194 |  |  | NotYetVerified |  | 3 | 9869.14 | 116.92 | 84.41 | 12.5 | 0.99 | 5000 | 82
P492ZE4W | Eaton (formerly Cooper Lighting) | Metalux | 8TSNLED-LD4-86SL-RW-[Voltages include 120-277V]-[Emergency include blank EL EL10W]-[Wiring include blank PI/CPI]-[Motion Sensors include blank LB- or HB-ERMS360 LB- or HB-MRMS360]-L850-SD2-[Packaging] | Indoor Luminaires | Linear Ambient | Direct Linear Ambient Luminaires | Standard | FALSE | [9 empty] | 42194 |  |  | NotYetVerified |  | 3 | 9380.36 | 111.13 | 84.41 | 12.5 | 0.99 | 5000 | 82
PEVVU1DT | Eaton (formerly Cooper Lighting) | Metalux | 8TSNLED-LD4-81SL-LW-[Voltages include 120-277V]-[Emergency include blank EL EL10W]-[Wiring include blank PI/CPI]-[Motion Sensors include blank SA-EMRS LB- or HB-ERMS360 LB- or HB-MRMS360]-L850-SD2-[Packaging] | Indoor Luminaires | Linear Ambient | Direct Linear Ambient Luminaires | Standard | FALSE | [9 empty] | 42194 |  |  | NotYetVerified |  | 3 | 8839.59 | 104.72 | 84.41 | 12.5 | 0.99 | 5000 | 82
P7H2J1KX | Eaton (formerly Cooper Lighting) | Metalux | 4SNLED-LD4-48SL-[Voltages include 120-277V]-[Emergency include blank EL EL10W]-[Wiring include blank PI/CPI]-[Motion Sensors include blank LB- or HB-ERMS360 LB- or HB-MRMS360]-L850-SD1-[Packaging] | Indoor Luminaires | Linear Ambient | Direct Linear Ambient Luminaires | Standard | FALSE | [9 empty] | 42194 |  |  | NotYetVerified |  | 3 | 5199.76 | 123.2 | 42.21 | 12.5 | 0.99 | 5000 | 82
PDBDN2JB | Eaton (formerly Cooper Lighting) | Metalux | 4SNLED-LD4-47SL-RM-[Voltages include 120-277V]-[Emergency include blank EL EL10W]-[Wiring include blank PI/CPI]-[Motion Sensors include blank LB- or HB-ERMS360 LB- or HB-MRMS360]-L850-SD1-[Packaging] | Indoor Luminaires | Linear Ambient | Direct Linear Ambient Luminaires | Standard | FALSE | [9 empty] | 42194 |  |  | NotYetVerified |  | 3 | 5083.87 | 120.46 | 42.21 | 12.5 | 0.99 | 5000 | 82
PB87UHBC | Eaton (formerly Cooper Lighting) | Metalux | 4SNLED-LD4-46SL-LC-[Voltages include 120-277V]-[Emergency include blank EL EL10W]-[Wiring include blank PI/CPI]-[Motion Sensors include blank SA-EMRS LB- or HB-ERMS360 LB- or HB-MRMS360]-L850-SD1-[Packaging] | Indoor Luminaires | Linear Ambient | Direct Linear Ambient Luminaires | Standard | FALSE | [9 empty] | 42194 |  |  | NotYetVerified |  | 3 | 4951.9 | 117.33 | 42.21 | 12.5 | 0.99 | 5000 | 82
PT9QJNWA | Eaton (formerly Cooper Lighting) | Metalux | 4SNLED-LD4-46SL-LN-[Voltages include 120-277V]-[Emergency include blank EL EL10W]-[Wiring include blank PI/CPI]-[Motion Sensors include blank SA-EMRS LB- or HB-ERMS360 LB- or HB-MRMS360]-L850-SD1-[Packaging] | Indoor Luminaires | Linear Ambient | Direct Linear Ambient Luminaires | Standard | FALSE | [9 empty] | 42194 |  |  | NotYetVerified |  | 3 | 4936.87 | 116.97 | 42.21 | 12.5 | 0.99 | 5000 | 82
P8QCCUZF | Eaton (formerly Cooper Lighting) | Metalux | 4SNLED-LD4-43SL-RW-[Voltages include 120-277V]-[Emergency include blank EL EL10W]-[Wiring include blank PI/CPI]-[Motion Sensors include blank LB- or HB-ERMS360 LB- or HB-MRMS360]-L850-SD1-[Packaging] | Indoor Luminaires | Linear Ambient | Direct Linear Ambient Luminaires | Standard | FALSE | [9 empty] | 42194 |  |  | NotYetVerified |  | 3 | 4687.94 | 111.08 | 42.21 | 12.5 | 0.99 | 5000 | 82
P46CFFU1 | Eaton (formerly Cooper Lighting) | Metalux | 4SNLED-LD4-41SL-LW-[Voltages include 120-277V]-[Emergency include blank EL EL10W]-[Wiring include blank PI/CPI]-[Motion Sensors include blank SA-EMRS LB- or HB-ERMS360 LB- or HB-MRMS360]-L850-SD1-[Packaging] | Indoor Luminaires | Linear Ambient | Direct Linear Ambient Luminaires | Standard | FALSE | [9 empty] | 42194 |  |  | NotYetVerified |  | 3 | 4419.69 | 104.72 | 42.21 | 12.5 | 0.99 | 5000 | 82
PZGQVM16 | Eaton (formerly Cooper Lighting) | Metalux | 8TSNLED-LD4-104SL-[Voltages include 120-277V]-[Emergency include blank EL EL10W]-[Wiring include blank PI/CPI]-[Motion Sensors include blank LB- or HB-ERMS360 LB- or HB-MRMS360]-L850-SD2-[Packaging] | Indoor Luminaires | Linear Ambient | Direct Linear Ambient Luminaires | Standard | FALSE | [9 empty] | 42194 |  |  | NotYetVerified |  | 3 | 11253.62 | 120.94 | 93.05 | 11.8 | 0.991 | 5000 | 82
PSWE4RJ2 | Eaton (formerly Cooper Lighting) | Metalux | 8TSNLED-LD4-101SL-RM-[Voltages include 120-277V]-[Emergency include blank EL EL10W]-[Wiring include blank PI/CPI]-[Motion Sensors include blank LB- or HB-ERMS360 LB- or HB-MRMS360]-L850-SD2-[Packaging] | Indoor Luminaires | Linear Ambient | Direct Linear Ambient Luminaires | Standard | FALSE | [9 empty] | 42194 |  |  | NotYetVerified |  | 3 | 11006.04 | 118.28 | 93.05 | 11.8 | 0.991 | 5000 | 82
PN22R1KW | Eaton (formerly Cooper Lighting) | Metalux | 8TSNLED-LD4-98SL-LC-[Voltages include 120-277V]-[Emergency include blank EL EL10W]-[Wiring include blank PI/CPI]-[Motion Sensors include blank SA-EMRS LB- or HB-ERMS360 LB- or HB-MRMS360]-L850-SD2-[Packaging] | Indoor Luminaires | Linear Ambient | Direct Linear Ambient Luminaires | Standard | FALSE | [9 empty] | 42194 |  |  | NotYetVerified |  | 3 | 10713.45 | 115.14 | 93.05 | 11.8 | 0.991 | 5000 | 82
PB5HZEBN | Eaton (formerly Cooper Lighting) | Metalux | 8TSNLED-LD4-98SL-LN-[Voltages include 120-277V]-[Emergency include blank EL EL10W]-[Wiring include blank PI/CPI]-[Motion Sensors include blank SA-EMRS LB- or HB-ERMS360 LB- or HB-MRMS360]-L850-SD2-[Packaging] | Indoor Luminaires | Linear Ambient | Direct Linear Ambient Luminaires | Standard | FALSE | [9 empty] | 42194 |  |  | NotYetVerified |  | 3 | 10679.69 | 114.77 | 93.05 | 11.8 | 0.991 | 5000 | 82
PSGUJZ7M | Eaton (formerly Cooper Lighting) | Metalux | 8TSNLED-LD4-93SL-RW-[Voltages include 120-277V]-[Emergency include blank EL EL10W]-[Wiring include blank PI/CPI]-[Motion Sensors include blank LB- or HB-ERMS360 LB- or HB-MRMS360]-L850-SD2-[Packaging] | Indoor Luminaires | Linear Ambient | Direct Linear Ambient Luminaires | Standard | FALSE | [9 empty] | 42194 |  |  | NotYetVerified |  | 3 | 10150.77 | 109.09 | 93.05 | 11.8 | 0.991 | 5000 | 82
P3RD6J52 | Eaton (formerly Cooper Lighting) | Metalux | 8TSNLED-LD4-88SL-LW-[Voltages include 120-277V]-[Emergency include blank EL EL10W]-[Wiring include blank PI/CPI]-[Motion Sensors include blank SA-EMRS LB- or HB-ERMS360 LB- or HB-MRMS360]-L850-SD2-[Packaging] | Indoor Luminaires | Linear Ambient | Direct Linear Ambient Luminaires | Standard | FALSE | [9 empty] | 42194 |  |  | NotYetVerified |  | 3 | 9565.58 | 102.8 | 93.05 | 11.8 | 0.991 | 5000 | 82
PSNXPUMU | Eaton (formerly Cooper Lighting) | Metalux | 4SNLED-LD4-52SL-[Voltages include 120-277V]-[Emergency include blank EL EL10W]-[Wiring include blank PI/CPI]-[Motion Sensors include blank LB- or HB-ERMS360 LB- or HB-MRMS360]-L850-SD1-[Packaging] | Indoor Luminaires | Linear Ambient | Direct Linear Ambient Luminaires | Standard | FALSE | [9 empty] | 42194 |  |  | NotYetVerified |  | 3 | 5626.81 | 120.94 | 46.53 | 11.8 | 0.991 | 5000 | 82
PXC1XTUG | Eaton (formerly Cooper Lighting) | Metalux | 4SNLED-LD4-50SL-RM-[Voltages include 120-277V]-[Emergency include blank EL EL10W]-[Wiring include blank PI/CPI]-[Motion Sensors include blank LB- or HB-ERMS360 LB- or HB-MRMS360]-L850-SD1-[Packaging] | Indoor Luminaires | Linear Ambient | Direct Linear Ambient Luminaires | Standard | FALSE | [9 empty] | 42194 |  |  | NotYetVerified |  | 3 | 5501.41 | 118.24 | 46.53 | 11.8 | 0.991 | 5000 | 82
P8ZFQ3QY | Eaton (formerly Cooper Lighting) | Metalux | 4SNLED-LD4-49SL-LC-[Voltages include 120-277V]-[Emergency include blank EL EL10W]-[Wiring include blank PI/CPI]-[Motion Sensors include blank SA-EMRS LB- or HB-ERMS360 LB- or HB-MRMS360]-L850-SD1-[Packaging] | Indoor Luminaires | Linear Ambient | Direct Linear Ambient Luminaires | Standard | FALSE | [9 empty] | 42194 |  |  | NotYetVerified |  | 3 | 5358.59 | 115.18 | 46.53 | 11.8 | 0.991 | 5000 | 82
PVGSXYR3 | Eaton (formerly Cooper Lighting) | Metalux | 4SNLED-LD4-49SL-LN-[Voltages include 120-277V]-[Emergency include blank EL EL10W]-[Wiring include blank PI/CPI]-[Motion Sensors include blank SA-EMRS LB- or HB-ERMS360 LB- or HB-MRMS360]-L850-SD1-[Packaging] | Indoor Luminaires | Linear Ambient | Direct Linear Ambient Luminaires | Standard | FALSE | [9 empty] | 42194 |  |  | NotYetVerified |  | 3 | 5342.34 | 114.83 | 46.53 | 11.8 | 0.991 | 5000 | 82
PK697V9D | Eaton (formerly Cooper Lighting) | Metalux | 4SNLED-LD4-46SL-RW-[Voltages include 120-277V]-[Emergency include blank EL EL10W]-[Wiring include blank PI/CPI]-[Motion Sensors include blank LB- or HB-ERMS360 LB- or HB-MRMS360]-L850-SD1-[Packaging] | Indoor Luminaires | Linear Ambient | Direct Linear Ambient Luminaires | Standard | FALSE | [9 empty] | 42194 |  |  | NotYetVerified |  | 3 | 5072.96 | 109.04 | 46.53 | 11.8 | 0.991 | 5000 | 82
PRMZJZJK | Eaton (formerly Cooper Lighting) | Metalux | 4SNLED-LD4-44SL-LW-[Voltages include 120-277V]-[Emergency include blank EL EL10W]-[Wiring include blank PI/CPI]-[Motion Sensors include blank SA-EMRS LB- or HB-ERMS360 LB- or HB-MRMS360]-L850-SD1-[Packaging] | Indoor Luminaires | Linear Ambient | Direct Linear Ambient Luminaires | Standard | FALSE | [9 empty] | 42194 |  |  | NotYetVerified |  | 3 | 4782.67 | 102.8 | 46.53 | 11.8 | 0.991 | 5000 | 82
PFD3EDNZ | Eaton (formerly Cooper Lighting) | Metalux | 8TSNLED-LD4-112SL-[Voltages include 120-277V]-[Emergency include blank EL EL10W]-[Wiring include blank PI/CPI]-[Motion Sensors include blank LB- or HB-ERMS360 LB- or HB-MRMS360]-L850-SD2-[Packaging] | Indoor Luminaires | Linear Ambient | Direct Linear Ambient Luminaires | Standard | FALSE | [9 empty] | 42194 |  |  | NotYetVerified |  | 3 | 12071.25 | 118.81 | 101.6 | 11.2 | 0.992 | 5000 | 82
PUAC74N7 | Eaton (formerly Cooper Lighting) | Metalux | 8TSNLED-LD4-109SL-RM-[Voltages include 120-277V]-[Emergency include blank EL EL10W]-[Wiring include blank PI/CPI]-[Motion Sensors include blank LB- or HB-ERMS360 LB- or HB-MRMS360]-L850-SD2-[Packaging] | Indoor Luminaires | Linear Ambient | Direct Linear Ambient Luminaires | Standard | FALSE | [9 empty] | 42194 |  |  | NotYetVerified |  | 3 | 11805.68 | 116.2 | 101.6 | 11.2 | 0.992 | 5000 | 82
PJRKXXK3 | Eaton (formerly Cooper Lighting) | Metalux | 8TSNLED-LD4-105SL-LC-[Voltages include 120-277V]-[Emergency include blank EL EL10W]-[Wiring include blank PI/CPI]-[Motion Sensors include blank SA-EMRS LB- or HB-ERMS360 LB- or HB-MRMS360]-L850-SD2-[Packaging] | Indoor Luminaires | Linear Ambient | Direct Linear Ambient Luminaires | Standard | FALSE | [9 empty] | 42194 |  |  | NotYetVerified |  | 3 | 11491.83 | 113.11 | 101.6 | 11.2 | 0.992 | 5000 | 82
PBXVP7E2 | Eaton (formerly Cooper Lighting) | Metalux | 8TSNLED-LD4-106SL-LN-[Voltages include 120-277V]-[Emergency include blank EL EL10W]-[Wiring include blank PI/CPI]-[Motion Sensors include blank SA-EMRS LB- or HB-ERMS360 LB- or HB-MRMS360]-L850-SD2-[Packaging] | Indoor Luminaires | Linear Ambient | Direct Linear Ambient Luminaires | Standard | FALSE | [9 empty] | 42194 |  |  | NotYetVerified |  | 3 | 11455.62 | 112.75 | 101.6 | 11.2 | 0.992 | 5000 | 82
PG2A26UJ | Eaton (formerly Cooper Lighting) | Metalux | 8TSNLED-LD4-101SL-RW-[Voltages include 120-277V]-[Emergency include blank EL EL10W]-[Wiring include blank PI/CPI]-[Motion Sensors include blank LB- or HB-ERMS360 LB- or HB-MRMS360]-L850-SD2-[Packaging] | Indoor Luminaires | Linear Ambient | Direct Linear Ambient Luminaires | Standard | FALSE | [9 empty] | 42194 |  |  | NotYetVerified |  | 3 | 10888.27 | 107.17 | 101.6 | 11.2 | 0.992 | 5000 | 82
PJD8H9N4 | Eaton (formerly Cooper Lighting) | Metalux | 8TSNLED-LD4-95SL-LW-[Voltages include 120-277V]-[Emergency include blank EL EL10W]-[Wiring include blank PI/CPI]-[Motion Sensors include blank SA-EMRS LB- or HB-ERMS360 LB- or HB-MRMS360]-L850-SD2-[Packaging] | Indoor Luminaires | Linear Ambient | Direct Linear Ambient Luminaires | Standard | FALSE | [9 empty] | 42194 |  |  | NotYetVerified |  | 3 | 10260.56 | 100.99 | 101.6 | 11.2 | 0.992 | 5000 | 82
PJAFYMP2 | Eaton (formerly Cooper Lighting) | Metalux | 4SNLED-LD4-56SL-[Voltages include 120-277V]-[Emergency include blank EL EL10W]-[Wiring include blank PI/CPI]-[Motion Sensors include blank LB- or HB-ERMS360 LB- or HB-MRMS360]-L850-SD1-[Packaging] | Indoor Luminaires | Linear Ambient | Direct Linear Ambient Luminaires | Standard | FALSE | [9 empty] | 42194 |  |  | NotYetVerified |  | 3 | 6035.63 | 118.81 | 50.8 | 11.2 | 0.992 | 5000 | 82
PF8JTYMK | Eaton (formerly Cooper Lighting) | Metalux | 4SNLED-LD4-54SL-RM-[Voltages include 120-277V]-[Emergency include blank EL EL10W]-[Wiring include blank PI/CPI]-[Motion Sensors include blank LB- or HB-ERMS360 LB- or HB-MRMS360]-L850-SD1-[Packaging] | Indoor Luminaires | Linear Ambient | Direct Linear Ambient Luminaires | Standard | FALSE | [9 empty] | 42194 |  |  | NotYetVerified |  | 3 | 5901.11 | 116.16 | 50.8 | 11.2 | 0.992 | 5000 | 82
PEUK2TCG | Eaton (formerly Cooper Lighting) | Metalux | 4SNLED-LD4-52SL-LC-[Voltages include 120-277V]-[Emergency include blank EL EL10W]-[Wiring include blank PI/CPI]-[Motion Sensors include blank SA-EMRS LB- or HB-ERMS360 LB- or HB-MRMS360]-L850-SD1-[Packaging] | Indoor Luminaires | Linear Ambient | Direct Linear Ambient Luminaires | Standard | FALSE | [9 empty] | 42194 |  |  | NotYetVerified |  | 3 | 5747.92 | 113.15 | 50.8 | 11.2 | 0.992 | 5000 | 82
PN2WMS2C | Eaton (formerly Cooper Lighting) | Metalux | 4SNLED-LD4-53SL-LN-[Voltages include 120-277V]-[Emergency include blank EL EL10W]-[Wiring include blank PI/CPI]-[Motion Sensors include blank SA-EMRS LB- or HB-ERMS360 LB- or HB-MRMS360]-L850-SD1-[Packaging] | Indoor Luminaires | Linear Ambient | Direct Linear Ambient Luminaires | Standard | FALSE | [9 empty] | 42194 |  |  | NotYetVerified |  | 3 | 5730.48 | 112.8 | 50.8 | 11.2 | 0.992 | 5000 | 82
PAKGRSNY | Eaton (formerly Cooper Lighting) | Metalux | 4SNLED-LD4-50SL-RW-[Voltages include 120-277V]-[Emergency include blank EL EL10W]-[Wiring include blank PI/CPI]-[Motion Sensors include blank LB- or HB-ERMS360 LB- or HB-MRMS360]-L850-SD1-[Packaging] | Indoor Luminaires | Linear Ambient | Direct Linear Ambient Luminaires | Standard | FALSE | [9 empty] | 42194 |  |  | NotYetVerified |  | 3 | 5441.53 | 107.12 | 50.8 | 11.2 | 0.992 | 5000 | 82
P32XZW25 | Eaton (formerly Cooper Lighting) | Metalux | 4SNLED-LD4-47SL-LW-[Voltages include 120-277V]-[Emergency include blank EL EL10W]-[Wiring include blank PI/CPI]-[Motion Sensors include blank SA-EMRS LB- or HB-ERMS360 LB- or HB-MRMS360]-L850-SD1-[Packaging] | Indoor Luminaires | Linear Ambient | Direct Linear Ambient Luminaires | Standard | FALSE | [9 empty] | 42194 |  |  | NotYetVerified |  | 3 | 5130.16 | 100.99 | 50.8 | 11.2 | 0.992 | 5000 | 82
PEKMDJNH | Eaton (formerly Cooper Lighting) | Metalux | 4SNLED-LD4-64HL-[Voltages include 120-277V]-[Emergency include blank EL EL10W]-[Wiring include blank PI/CPI]-[Motion Sensors include blank LB- or HB-ERMS360 LB- or HB-MRMS360]-L850-SD1-[Packaging] | Indoor Luminaires | Linear Ambient | Direct Linear Ambient Luminaires | Standard | FALSE | [9 empty] | 42194 |  |  | NotYetVerified |  | 3 | 6889.73 | 134.6 | 51.19 | 10.9 | 0.992 | 5000 | 82
PNUZB3EN | Eaton (formerly Cooper Lighting) | Metalux | 4SNLED-LD4-62HL-RM-[Voltages include 120-277V]-[Emergency include blank EL EL10W]-[Wiring include blank PI/CPI]-[Motion Sensors include blank LB- or HB-ERMS360 LB- or HB-MRMS360]-L850-SD1-[Packaging] | Indoor Luminaires | Linear Ambient | Direct Linear Ambient Luminaires | Standard | FALSE | [9 empty] | 42194 |  |  | NotYetVerified |  | 3 | 6736.19 | 131.6 | 51.19 | 10.9 | 0.992 | 5000 | 82
P42AQ5VJ | Eaton (formerly Cooper Lighting) | Metalux | 4SNLED-LD4-60HL-LC-[Voltages include 120-277V]-[Emergency include blank EL EL10W]-[Wiring include blank PI/CPI]-[Motion Sensors include blank SA-EMRS LB- or HB-ERMS360 LB- or HB-MRMS360]-L850-SD1-[Packaging] | Indoor Luminaires | Linear Ambient | Direct Linear Ambient Luminaires | Standard | FALSE | [9 empty] | 42194 |  |  | NotYetVerified |  | 3 | 6561.31 | 128.18 | 51.19 | 10.9 | 0.992 | 5000 | 82
PFPMPUMZ | Eaton (formerly Cooper Lighting) | Metalux | 4SNLED-LD4-60HL-LN-[Voltages include 120-277V]-[Emergency include blank EL EL10W]-[Wiring include blank PI/CPI]-[Motion Sensors include blank SA-EMRS LB- or HB-ERMS360 LB- or HB-MRMS360]-L850-SD1-[Packaging] | Indoor Luminaires | Linear Ambient | Direct Linear Ambient Luminaires | Standard | FALSE | [9 empty] | 42194 |  |  | NotYetVerified |  | 3 | 6541.41 | 127.79 | 51.19 | 10.9 | 0.992 | 5000 | 82
PY6H3JX4 | Eaton (formerly Cooper Lighting) | Metalux | 4SNLED-LD4-57HL-RW-[Voltages include 120-277V]-[Emergency include blank EL EL10W]-[Wiring include blank PI/CPI]-[Motion Sensors include blank LB- or HB-ERMS360 LB- or HB-MRMS360]-L850-SD1-[Packaging] | Indoor Luminaires | Linear Ambient | Direct Linear Ambient Luminaires | Standard | FALSE | [9 empty] | 42194 |  |  | NotYetVerified |  | 3 | 6211.56 | 121.35 | 51.19 | 10.9 | 0.992 | 5000 | 82
P4B5SRUX | Eaton (formerly Cooper Lighting) | Metalux | 4SNLED-LD4-54HL-LW-[Voltages include 120-277V]-[Emergency include blank EL EL10W]-[Wiring include blank PI/CPI]-[Motion Sensors include blank SA-EMRS LB- or HB-ERMS360 LB- or HB-MRMS360]-L850-SD1-[Packaging] | Indoor Luminaires | Linear Ambient | Direct Linear Ambient Luminaires | Standard | FALSE | [9 empty] | 42194 |  |  | NotYetVerified |  | 3 | 5856.13 | 114.4 | 51.19 | 10.9 | 0.992 | 5000 | 82
P7QMKGBR | Eaton (formerly Cooper Lighting) | Metalux | 4SNLED-LD4-60SL-[Voltages include 120-277V]-[Emergency include blank EL EL10W]-[Wiring include blank PI/CPI]-[Motion Sensors include blank LB- or HB-ERMS360 LB- or HB-MRMS360]-L850-SD1-[Packaging] | Indoor Luminaires | Linear Ambient | Direct Linear Ambient Luminaires | Standard | FALSE | [9 empty] | 42194 |  |  | NotYetVerified |  | 3 | 6438 | 113.66 | 56.64 | 10.51 | 0.993 | 5000 | 82
PTVPAFMF | Eaton (formerly Cooper Lighting) | Metalux | 4SNLED-LD4-58SL-RM-[Voltages include 120-277V]-[Emergency include blank EL EL10W]-[Wiring include blank PI/CPI]-[Motion Sensors include blank LB- or HB-ERMS360 LB- or HB-MRMS360]-L850-SD1-[Packaging] | Indoor Luminaires | Linear Ambient | Direct Linear Ambient Luminaires | Standard | FALSE | [9 empty] | 42194 |  |  | NotYetVerified |  | 3 | 6294.52 | 111.12 | 56.64 | 10.51 | 0.993 | 5000 | 82
P9CFZ6CP | Eaton (formerly Cooper Lighting) | Metalux | 4SNLED-LD4-56SL-LC-[Voltages include 120-277V]-[Emergency include blank EL EL10W]-[Wiring include blank PI/CPI]-[Motion Sensors include blank SA-EMRS LB- or HB-ERMS360 LB- or HB-MRMS360]-L850-SD1-[Packaging] | Indoor Luminaires | Linear Ambient | Direct Linear Ambient Luminaires | Standard | FALSE | [9 empty] | 42194 |  |  | NotYetVerified |  | 3 | 6131.11 | 108.24 | 56.64 | 10.51 | 0.993 | 5000 | 82
P42TJJWA | Eaton (formerly Cooper Lighting) | Metalux | 4SNLED-LD4-56SL-LN-[Voltages include 120-277V]-[Emergency include blank EL EL10W]-[Wiring include blank PI/CPI]-[Motion Sensors include blank SA-EMRS LB- or HB-ERMS360 LB- or HB-MRMS360]-L850-SD1-[Packaging] | Indoor Luminaires | Linear Ambient | Direct Linear Ambient Luminaires | Standard | FALSE | [9 empty] | 42194 |  |  | NotYetVerified |  | 3 | 6112.51 | 107.91 | 56.64 | 10.51 | 0.993 | 5000 | 82
PGDC4AUQ | Eaton (formerly Cooper Lighting) | Metalux | 4SNLED-LD4-54SL-RW-[Voltages include 120-277V]-[Emergency include blank EL EL10W]-[Wiring include blank PI/CPI]-[Motion Sensors include blank LB- or HB-ERMS360 LB- or HB-MRMS360]-L850-SD1-[Packaging] | Indoor Luminaires | Linear Ambient | Direct Linear Ambient Luminaires | Standard | FALSE | [9 empty] | 42194 |  |  | NotYetVerified |  | 3 | 5804.3 | 102.47 | 56.64 | 10.51 | 0.993 | 5000 | 82
PS7AGBJP | Eaton (formerly Cooper Lighting) | Metalux | 4SNLED-LD4-50SL-LW-[Voltages include 120-277V]-[Emergency include blank EL EL10W]-[Wiring include blank PI/CPI]-[Motion Sensors include blank SA-EMRS LB- or HB-ERMS360 LB- or HB-MRMS360]-L850-SD1-[Packaging] | Indoor Luminaires | Linear Ambient | Direct Linear Ambient Luminaires | Standard | FALSE | [9 empty] | 42194 |  |  | NotYetVerified |  | 3 | 5472.17 | 96.61 | 56.64 | 10.51 | 0.993 | 5000 | 82
PK6838UC | Eaton (formerly Cooper Lighting) | Metalux | 4SNLED-LD4-47SL-LW-[Voltages include 120-277V]-[Emergency include blank EL EL10W]-[Wiring include blank PI/CPI]-[Motion Sensors include blank SA-EMRS LB- or HB-ERMS360 LB- or HB-MRMS360]-L850-[Driver Types include CD 5LTD]1-[Packaging] | Indoor Luminaires | Linear Ambient | Direct Linear Ambient Luminaires | Standard | FALSE | [9 empty] | 42194 |  |  | NotYetVerified |  | 3 | 5130.16 | 102.18 | 50.21 | 13.18 | 0.992 | 5000 | 82
PDV6FN6F | Eaton (formerly Cooper Lighting) | Metalux | 8TSNLED-LD4-64SL-[Voltages include 120-277V]-[Emergency include blank EL EL10W]-[Wiring include blank PI/CPI]-[Motion Sensors include blank LB- or HB-ERMS360 LB- or HB-MRMS360]-L850-[Driver Types include CD 5LTD]1-[Packaging] | Indoor Luminaires | Linear Ambient | Direct Linear Ambient Luminaires | Standard | FALSE | [9 empty] | 42194 |  |  | NotYetVerified |  | 3 | 6897.24 | 139.05 | 49.6 | 10.6 | 0.993 | 5000 | 82
P3ARFJUF | Eaton (formerly Cooper Lighting) | Metalux | 8TSNLED-LD4-62SL-RM-[Voltages include 120-277V]-[Emergency include blank EL EL10W]-[Wiring include blank PI/CPI]-[Motion Sensors include blank LB- or HB-ERMS360 LB- or HB-MRMS360]-L850-[Driver Types include CD 5LTD]1-[Packaging] | Indoor Luminaires | Linear Ambient | Direct Linear Ambient Luminaires | Standard | FALSE | [9 empty] | 42194 |  |  | NotYetVerified |  | 3 | 6745.5 | 135.99 | 49.6 | 10.6 | 0.993 | 5000 | 82
PYJVCHR9 | Eaton (formerly Cooper Lighting) | Metalux | 8TSNLED-LD4-60SL-LC-[Voltages include 120-277V]-[Emergency include blank EL EL10W]-[Wiring include blank PI/CPI]-[Motion Sensors include blank SA-EMRS LB- or HB-ERMS360 LB- or HB-MRMS360]-L850-[Driver Types include CD 5LTD]1-[Packaging] | Indoor Luminaires | Linear Ambient | Direct Linear Ambient Luminaires | Standard | FALSE | [9 empty] | 42194 |  |  | NotYetVerified |  | 3 | 6566.18 | 132.38 | 49.6 | 10.6 | 0.993 | 5000 | 82
PZURHWCG | Eaton (formerly Cooper Lighting) | Metalux | 8TSNLED-LD4-60SL-LN-[Voltages include 120-277V]-[Emergency include blank EL EL10W]-[Wiring include blank PI/CPI]-[Motion Sensors include blank SA-EMRS LB- or HB-ERMS360 LB- or HB-MRMS360]-L850-[Driver Types include CD 5LTD]1-[Packaging] | Indoor Luminaires | Linear Ambient | Direct Linear Ambient Luminaires | Standard | FALSE | [9 empty] | 42194 |  |  | NotYetVerified |  | 3 | 6545.48 | 131.96 | 49.6 | 10.6 | 0.993 | 5000 | 82
PGAVBRNX | Eaton (formerly Cooper Lighting) | Metalux | 8TSNLED-LD4-57SL-RW-[Voltages include 120-277V]-[Emergency include blank EL EL10W]-[Wiring include blank PI/CPI]-[Motion Sensors include blank LB- or HB-ERMS360 LB- or HB-MRMS360]-L850-[Driver Types include CD 5LTD]1-[Packaging] | Indoor Luminaires | Linear Ambient | Direct Linear Ambient Luminaires | Standard | FALSE | [9 empty] | 42194 |  |  | NotYetVerified |  | 3 | 6221.31 | 125.42 | 49.6 | 10.6 | 0.993 | 5000 | 82
PH9QDVE5 | Eaton (formerly Cooper Lighting) | Metalux | 8TSNLED-LD4-54SL-LW-[Voltages include 120-277V]-[Emergency include blank EL EL10W]-[Wiring include blank PI/CPI]-[Motion Sensors include blank SA-EMRS LB- or HB-ERMS360 LB- or HB-MRMS360]-L850-[Driver Types include CD 5LTD]1-[Packaging] | Indoor Luminaires | Linear Ambient | Direct Linear Ambient Luminaires | Standard | FALSE | [9 empty] | 42194 |  |  | NotYetVerified |  | 3 | 5862.66 | 118.19 | 49.6 | 10.6 | 0.993 | 5000 | 82
PJNACMDV | Eaton (formerly Cooper Lighting) | Metalux | 4SNLED-LD4-42SL-RM-[Voltages include 120-277V]-[Emergency include blank EL EL10W]-[Wiring include blank PI/CPI]-[Motion Sensors include blank LB- or HB-ERMS360 LB- or HB-MRMS360]-L850-[Driver Types include CD 5LTD 5LTHD]1-[Packaging] | Indoor Luminaires | Linear Ambient | Direct Linear Ambient Luminaires | Standard | FALSE | [9 empty] | 42194 |  |  | NotYetVerified |  | 3 | 4663.19 | 124.98 | 37.31 | 10.41 | 0.989 | 5000 | 82
PM4BS6UX | Eaton (formerly Cooper Lighting) | Metalux | 4SNLED-LD4-41SL-LW-[Voltages include 120-277V]-[Emergency include blank EL EL10W]-[Wiring include blank PI/CPI]-[Motion Sensors include blank SA-EMRS LB- or HB-ERMS360 LB- or HB-MRMS360]-L850-[Driver Types include CD 5LTD]1-[Packaging] | Indoor Luminaires | Linear Ambient | Direct Linear Ambient Luminaires | Standard | FALSE | [9 empty] | 42194 |  |  | NotYetVerified |  | 3 | 4419.69 | 106.66 | 41.44 | 10.25 | 0.99 | 5000 | 82
P8ZHE1G6 | Eaton (formerly Cooper Lighting) | Metalux | 4SNLED-LD4-20SL-[Voltages include 120-277V]-[Emergency include blank EL EL10W]-[Wiring include blank PI/CPI]-[Motion Sensors include blank LB- or HB-ERMS360 LB- or HB-MRMS360]-L850-CD1-[Packaging] | Indoor Luminaires | Linear Ambient | Direct Linear Ambient Luminaires | Standard | FALSE | [9 empty] | 42194 |  |  | NotYetVerified |  | 3 | 2296.22 | 144.86 | 15.85 | 10.25 | 0.987 | 5000 | 82
PB1HC6UA | Eaton (formerly Cooper Lighting) | Metalux | 4SNLED-LD4-19SL-RM-[Voltages include 120-277V]-[Emergency include blank EL EL10W]-[Wiring include blank PI/CPI]-[Motion Sensors include blank LB- or HB-ERMS360 LB- or HB-MRMS360]-L850-CD1-[Packaging] | Indoor Luminaires | Linear Ambient | Direct Linear Ambient Luminaires | Standard | FALSE | [9 empty] | 42194 |  |  | NotYetVerified |  | 3 | 2245.05 | 141.63 | 15.85 | 10.25 | 0.987 | 5000 | 82
PBHWNJ31 | Eaton (formerly Cooper Lighting) | Metalux | 4SNLED-LD4-18SL-LC-[Voltages include 120-277V]-[Emergency include blank EL EL10W]-[Wiring include blank PI/CPI]-[Motion Sensors include blank SA-EMRS LB- or HB-ERMS360 LB- or HB-MRMS360]-L850-CD1-[Packaging] | Indoor Luminaires | Linear Ambient | Direct Linear Ambient Luminaires | Standard | FALSE | [9 empty] | 42194 |  |  | NotYetVerified |  | 3 | 2186.76 | 137.96 | 15.85 | 10.25 | 0.987 | 5000 | 82
PSSD42HW | Eaton (formerly Cooper Lighting) | Metalux | 4SNLED-LD4-18SL-LN-[Voltages include 120-277V]-[Emergency include blank EL EL10W]-[Wiring include blank PI/CPI]-[Motion Sensors include blank SA-EMRS LB- or HB-ERMS360 LB- or HB-MRMS360]-L850-CD1-[Packaging] | Indoor Luminaires | Linear Ambient | Direct Linear Ambient Luminaires | Standard | FALSE | [9 empty] | 42194 |  |  | NotYetVerified |  | 3 | 2180.13 | 137.54 | 15.85 | 10.25 | 0.987 | 5000 | 82
PT3JA47X | Eaton (formerly Cooper Lighting) | Metalux | 4SNLED-LD4-18SL-RW-[Voltages include 120-277V]-[Emergency include blank EL EL10W]-[Wiring include blank PI/CPI]-[Motion Sensors include blank LB- or HB-ERMS360 LB- or HB-MRMS360]-L850-CD1-[Packaging] | Indoor Luminaires | Linear Ambient | Direct Linear Ambient Luminaires | Standard | FALSE | [9 empty] | 42194 |  |  | NotYetVerified |  | 3 | 2070.2 | 130.6 | 15.85 | 10.25 | 0.987 | 5000 | 82
PEDJB8JG | Eaton (formerly Cooper Lighting) | Metalux | 4SNLED-LD4-16SL-LW-[Voltages include 120-277V]-[Emergency include blank EL EL10W]-[Wiring include blank PI/CPI]-[Motion Sensors include blank SA-EMRS LB- or HB-ERMS360 LB- or HB-MRMS360]-L850-CD1-[Packaging] | Indoor Luminaires | Linear Ambient | Direct Linear Ambient Luminaires | Standard | FALSE | [9 empty] | 42194 |  |  | NotYetVerified |  | 3 | 1951.74 | 123.13 | 15.85 | 10.25 | 0.987 | 5000 | 82
PTKUA6S5 | Eaton (formerly Cooper Lighting) | Metalux | 4SNLED-LD4-37SL-LW-[Voltages include 120-277V]-[Emergency include blank EL EL10W]-[Wiring include blank PI/CPI]-[Motion Sensors include blank SA-EMRS LB- or HB-ERMS360 LB- or HB-MRMS360]-L850-[Driver Types include CD 5LTD]1-[Packaging] | Indoor Luminaires | Linear Ambient | Direct Linear Ambient Luminaires | Standard | FALSE | [9 empty] | 42194 |  |  | NotYetVerified |  | 3 | 4053.96 | 109.15 | 37.14 | 10.22 | 0.989 | 5000 | 82
PK8WZHAJ | Eaton (formerly Cooper Lighting) | Metalux | 8TSNLED-LD4-81SL-LW-[Voltages include 120-277V]-[Emergency include blank EL EL10W]-[Wiring include blank PI/CPI]-[Motion Sensors include blank SA-EMRS LB- or HB-ERMS360 LB- or HB-MRMS360]-L850-[Driver Types include CD 5LTD]2-[Packaging] | Indoor Luminaires | Linear Ambient | Direct Linear Ambient Luminaires | Standard | FALSE | [9 empty] | 42194 |  |  | NotYetVerified |  | 3 | 8839.59 | 106.43 | 83.05 | 10.15 | 0.99 | 5000 | 82
P8UNMZF9 | Eaton (formerly Cooper Lighting) | Metalux | 8TSNLED-LD4-96SL-[Voltages include 120-277V]-[Emergency include blank EL EL10W]-[Wiring include blank PI/CPI]-[Motion Sensors include blank LB- or HB-ERMS360 LB- or HB-MRMS360]-L850-[Driver Types include CD 5LTD 5LTHD]2-[Packaging] | Indoor Luminaires | Linear Ambient | Direct Linear Ambient Luminaires | Standard | FALSE | [9 empty] | 42194 |  |  | NotYetVerified |  | 3 | 10399.52 | 125.28 | 83.01 | 9.7 | 0.99 | 5000 | 82
PS4Z5TBG | Eaton (formerly Cooper Lighting) | Metalux | 8TSNLED-LD4-95SL-RM-[Voltages include 120-277V]-[Emergency include blank EL EL10W]-[Wiring include blank PI/CPI]-[Motion Sensors include blank LB- or HB-ERMS360 LB- or HB-MRMS360]-L850-[Driver Types include CD 5LTD 5LTHD]2-[Packaging] | Indoor Luminaires | Linear Ambient | Direct Linear Ambient Luminaires | Standard | FALSE | [9 empty] | 42194 |  |  | NotYetVerified |  | 3 | 10170.73 | 122.53 | 83.01 | 9.7 | 0.99 | 5000 | 82
PH4QAHP9 | Eaton (formerly Cooper Lighting) | Metalux | 8TSNLED-LD4-90SL-LC-[Voltages include 120-277V]-[Emergency include blank EL EL10W]-[Wiring include blank PI/CPI]-[Motion Sensors include blank SA-EMRS LB- or HB-ERMS360 LB- or HB-MRMS360]-L850-[Driver Types include CD 5LTD 5LTHD]2-[Packaging] | Indoor Luminaires | Linear Ambient | Direct Linear Ambient Luminaires | Standard | FALSE | [9 empty] | 42194 |  |  | NotYetVerified |  | 3 | 9900.34 | 119.27 | 83.01 | 9.7 | 0.99 | 5000 | 82
P5BMV7EA | Eaton (formerly Cooper Lighting) | Metalux | 8TSNLED-LD4-91SL-LN-[Voltages include 120-277V]-[Emergency include blank EL EL10W]-[Wiring include blank PI/CPI]-[Motion Sensors include blank SA-EMRS LB- or HB-ERMS360 LB- or HB-MRMS360]-L850-[Driver Types include CD 5LTD 5LTHD]2-[Packaging] | Indoor Luminaires | Linear Ambient | Direct Linear Ambient Luminaires | Standard | FALSE | [9 empty] | 42194 |  |  | NotYetVerified |  | 3 | 9869.14 | 118.89 | 83.01 | 9.7 | 0.99 | 5000 | 82
P72YBPTV | Eaton (formerly Cooper Lighting) | Metalux | 8TSNLED-LD4-86SL-RW-[Voltages include 120-277V]-[Emergency include blank EL EL10W]-[Wiring include blank PI/CPI]-[Motion Sensors include blank LB- or HB-ERMS360 LB- or HB-MRMS360]-L850-[Driver Types include CD 5LTD 5LTHD]2-[Packaging] | Indoor Luminaires | Linear Ambient | Direct Linear Ambient Luminaires | Standard | FALSE | [9 empty] | 42194 |  |  | NotYetVerified |  | 3 | 9380.36 | 113.01 | 83.01 | 9.7 | 0.99 | 5000 | 82
PD7TEGH9 | Eaton (formerly Cooper Lighting) | Metalux | 4SNLED-LD4-48SL-[Voltages include 120-277V]-[Emergency include blank EL EL10W]-[Wiring include blank PI/CPI]-[Motion Sensors include blank LB- or HB-ERMS360 LB- or HB-MRMS360]-L850-[Driver Types include CD 5LTD 5LTHD]1-[Packaging] | Indoor Luminaires | Linear Ambient | Direct Linear Ambient Luminaires | Standard | FALSE | [9 empty] | 42194 |  |  | NotYetVerified |  | 3 | 5199.76 | 125.28 | 41.5 | 9.7 | 0.99 | 5000 | 82
PXZKCQWM | Eaton (formerly Cooper Lighting) | Metalux | 4SNLED-LD4-47SL-RM-[Voltages include 120-277V]-[Emergency include blank EL EL10W]-[Wiring include blank PI/CPI]-[Motion Sensors include blank LB- or HB-ERMS360 LB- or HB-MRMS360]-L850-[Driver Types include CD 5LTD 5LTHD]1-[Packaging] | Indoor Luminaires | Linear Ambient | Direct Linear Ambient Luminaires | Standard | FALSE | [9 empty] | 42194 |  |  | NotYetVerified |  | 3 | 5083.87 | 122.49 | 41.5 | 9.7 | 0.99 | 5000 | 82
P4ZH84NW | Eaton (formerly Cooper Lighting) | Metalux | 4SNLED-LD4-46SL-LC-[Voltages include 120-277V]-[Emergency include blank EL EL10W]-[Wiring include blank PI/CPI]-[Motion Sensors include blank SA-EMRS LB- or HB-ERMS360 LB- or HB-MRMS360]-L850-[Driver Types include CD 5LTD 5LTHD]1-[Packaging] | Indoor Luminaires | Linear Ambient | Direct Linear Ambient Luminaires | Standard | FALSE | [9 empty] | 42194 |  |  | NotYetVerified |  | 3 | 4951.9 | 119.31 | 41.5 | 9.7 | 0.99 | 5000 | 82
P3YMBJS9 | Eaton (formerly Cooper Lighting) | Metalux | 4SNLED-LD4-46SL-LN-[Voltages include 120-277V]-[Emergency include blank EL EL10W]-[Wiring include blank PI/CPI]-[Motion Sensors include blank SA-EMRS LB- or HB-ERMS360 LB- or HB-MRMS360]-L850-[Driver Types include CD 5LTD 5LTHD]1-[Packaging] | Indoor Luminaires | Linear Ambient | Direct Linear Ambient Luminaires | Standard | FALSE | [9 empty] | 42194 |  |  | NotYetVerified |  | 3 | 4936.87 | 118.95 | 41.5 | 9.7 | 0.99 | 5000 | 82
PBDUFWFP | Eaton (formerly Cooper Lighting) | Metalux | 4SNLED-LD4-43SL-RW-[Voltages include 120-277V]-[Emergency include blank EL EL10W]-[Wiring include blank PI/CPI]-[Motion Sensors include blank LB- or HB-ERMS360 LB- or HB-MRMS360]-L850-[Driver Types include CD 5LTD 5LTHD]1-[Packaging] | Indoor Luminaires | Linear Ambient | Direct Linear Ambient Luminaires | Standard | FALSE | [9 empty] | 42194 |  |  | NotYetVerified |  | 3 | 4687.94 | 112.95 | 41.5 | 9.7 | 0.99 | 5000 | 82
PCSZ2WSV | Eaton (formerly Cooper Lighting) | Metalux | 4SNLED-LD4-24SL-[Voltages include 120-277V]-[Emergency include blank EL EL10W]-[Wiring include blank PI/CPI]-[Motion Sensors include blank LB- or HB-ERMS360 LB- or HB-MRMS360]-L850-CD1-[Packaging] | Indoor Luminaires | Linear Ambient | Direct Linear Ambient Luminaires | Standard | FALSE | [9 empty] | 42194 |  |  | NotYetVerified |  | 3 | 2592.37 | 143.65 | 18.05 | 9.64 | 0.989 | 5000 | 82
PH9UA8BV | Eaton (formerly Cooper Lighting) | Metalux | 4SNLED-LD4-23SL-RM-[Voltages include 120-277V]-[Emergency include blank EL EL10W]-[Wiring include blank PI/CPI]-[Motion Sensors include blank LB- or HB-ERMS360 LB- or HB-MRMS360]-L850-CD1-[Packaging] | Indoor Luminaires | Linear Ambient | Direct Linear Ambient Luminaires | Standard | FALSE | [9 empty] | 42194 |  |  | NotYetVerified |  | 3 | 2534.59 | 140.45 | 18.05 | 9.64 | 0.989 | 5000 | 82
PZQPVAQB | Eaton (formerly Cooper Lighting) | Metalux | 4SNLED-LD4-22SL-LC-[Voltages include 120-277V]-[Emergency include blank EL EL10W]-[Wiring include blank PI/CPI]-[Motion Sensors include blank SA-EMRS LB- or HB-ERMS360 LB- or HB-MRMS360]-L850-CD1-[Packaging] | Indoor Luminaires | Linear Ambient | Direct Linear Ambient Luminaires | Standard | FALSE | [9 empty] | 42194 |  |  | NotYetVerified |  | 3 | 2468.79 | 136.8 | 18.05 | 9.64 | 0.989 | 5000 | 82
PBQ48QK5 | Eaton (formerly Cooper Lighting) | Metalux | 4SNLED-LD4-22SL-LN-[Voltages include 120-277V]-[Emergency include blank EL EL10W]-[Wiring include blank PI/CPI]-[Motion Sensors include blank SA-EMRS LB- or HB-ERMS360 LB- or HB-MRMS360]-L850-CD1-[Packaging] | Indoor Luminaires | Linear Ambient | Direct Linear Ambient Luminaires | Standard | FALSE | [9 empty] | 42194 |  |  | NotYetVerified |  | 3 | 2461.31 | 136.39 | 18.05 | 9.64 | 0.989 | 5000 | 82
PWKNSXHR | Eaton (formerly Cooper Lighting) | Metalux | 4SNLED-LD4-21SL-RW-[Voltages include 120-277V]-[Emergency include blank EL EL10W]-[Wiring include blank PI/CPI]-[Motion Sensors include blank LB- or HB-ERMS360 LB- or HB-MRMS360]-L850-CD1-[Packaging] | Indoor Luminaires | Linear Ambient | Direct Linear Ambient Luminaires | Standard | FALSE | [9 empty] | 42194 |  |  | NotYetVerified |  | 3 | 2337.2 | 129.51 | 18.05 | 9.64 | 0.989 | 5000 | 82
PUPVWMW9 | Eaton (formerly Cooper Lighting) | Metalux | 4SNLED-LD4-20SL-LW-[Voltages include 120-277V]-[Emergency include blank EL EL10W]-[Wiring include blank PI/CPI]-[Motion Sensors include blank SA-EMRS LB- or HB-ERMS360 LB- or HB-MRMS360]-L850-CD1-[Packaging] | Indoor Luminaires | Linear Ambient | Direct Linear Ambient Luminaires | Standard | FALSE | [9 empty] | 42194 |  |  | NotYetVerified |  | 3 | 2203.46 | 122.1 | 18.05 | 9.64 | 0.989 | 5000 | 82
PW4AFZQV | Eaton (formerly Cooper Lighting) | Metalux | 4SNLED-LD4-44SL-[Voltages include 120-277V]-[Emergency include blank EL EL10W]-[Wiring include blank PI/CPI]-[Motion Sensors include blank LB- or HB-ERMS360 LB- or HB-MRMS360]-L850-[Driver Types include CD 5LTD 5LTHD]1-[Packaging] | Indoor Luminaires | Linear Ambient | Direct Linear Ambient Luminaires | Standard | FALSE | [9 empty] | 42194 |  |  | NotYetVerified |  | 3 | 4769.49 | 128.24 | 37.19 | 9.61 | 0.989 | 5000 | 82
P5F1VX8F | Eaton (formerly Cooper Lighting) | Metalux | 4SNLED-LD4-41SL-LC-[Voltages include 120-277V]-[Emergency include blank EL EL10W]-[Wiring include blank PI/CPI]-[Motion Sensors include blank SA-EMRS LB- or HB-ERMS360 LB- or HB-MRMS360]-L850-[Driver Types include CD 5LTD 5LTHD]1-[Packaging] | Indoor Luminaires | Linear Ambient | Direct Linear Ambient Luminaires | Standard | FALSE | [9 empty] | 42194 |  |  | NotYetVerified |  | 3 | 4542.13 | 122.13 | 37.19 | 9.61 | 0.989 | 5000 | 82
PHHF2TYD | Eaton (formerly Cooper Lighting) | Metalux | 4SNLED-LD4-41SL-LN-[Voltages include 120-277V]-[Emergency include blank EL EL10W]-[Wiring include blank PI/CPI]-[Motion Sensors include blank SA-EMRS LB- or HB-ERMS360 LB- or HB-MRMS360]-L850-[Driver Types include CD 5LTD 5LTHD]1-[Packaging] | Indoor Luminaires | Linear Ambient | Direct Linear Ambient Luminaires | Standard | FALSE | [9 empty] | 42194 |  |  | NotYetVerified |  | 3 | 4528.35 | 121.76 | 37.19 | 9.61 | 0.989 | 5000 | 82
PWFYG7PG | Eaton (formerly Cooper Lighting) | Metalux | 4SNLED-LD4-39SL-RW-[Voltages include 120-277V]-[Emergency include blank EL EL10W]-[Wiring include blank PI/CPI]-[Motion Sensors include blank LB- or HB-ERMS360 LB- or HB-MRMS360]-L850-[Driver Types include CD 5LTD 5LTHD]1-[Packaging] | Indoor Luminaires | Linear Ambient | Direct Linear Ambient Luminaires | Standard | FALSE | [9 empty] | 42194 |  |  | NotYetVerified |  | 3 | 4300.02 | 115.62 | 37.19 | 9.61 | 0.989 | 5000 | 82
P646YNUE | Eaton (formerly Cooper Lighting) | Metalux | 4SNLED-LD4-44SL-LW-[Voltages include 120-277V]-[Emergency include blank EL EL10W]-[Wiring include blank PI/CPI]-[Motion Sensors include blank SA-EMRS LB- or HB-ERMS360 LB- or HB-MRMS360]-L850-[Driver Types include CD 5LTD]1-[Packaging] | Indoor Luminaires | Linear Ambient | Direct Linear Ambient Luminaires | Standard | FALSE | [9 empty] | 42194 |  |  | NotYetVerified |  | 3 | 4782.67 | 104.25 | 45.88 | 9.4 | 0.991 | 5000 | 82
PD9JWZ39 | Eaton (formerly Cooper Lighting) | Metalux | 4SNLED-LD4-60SL-[Voltages include 120-277V]-[Emergency include blank EL EL10W]-[Wiring include blank PI/CPI]-[Motion Sensors include blank LB- or HB-ERMS360 LB- or HB-MRMS360]-L850-[Driver Types include CD 5LTD]1-[Packaging] | Indoor Luminaires | Linear Ambient | Direct Linear Ambient Luminaires | Standard | FALSE | [9 empty] | 42194 |  |  | NotYetVerified |  | 3 | 6438 | 115.33 | 55.82 | 9.26 | 0.994 | 5000 | 82
PXFZV3UR | Eaton (formerly Cooper Lighting) | Metalux | 4SNLED-LD4-58SL-RM-[Voltages include 120-277V]-[Emergency include blank EL EL10W]-[Wiring include blank PI/CPI]-[Motion Sensors include blank LB- or HB-ERMS360 LB- or HB-MRMS360]-L850-[Driver Types include CD 5LTD]1-[Packaging] | Indoor Luminaires | Linear Ambient | Direct Linear Ambient Luminaires | Standard | FALSE | [9 empty] | 42194 |  |  | NotYetVerified |  | 3 | 6294.52 | 112.76 | 55.82 | 9.26 | 0.994 | 5000 | 82
PST18HVT | Eaton (formerly Cooper Lighting) | Metalux | 4SNLED-LD4-56SL-LC-[Voltages include 120-277V]-[Emergency include blank EL EL10W]-[Wiring include blank PI/CPI]-[Motion Sensors include blank SA-EMRS LB- or HB-ERMS360 LB- or HB-MRMS360]-L850-[Driver Types include CD 5LTD]1-[Packaging] | Indoor Luminaires | Linear Ambient | Direct Linear Ambient Luminaires | Standard | FALSE | [9 empty] | 42194 |  |  | NotYetVerified |  | 3 | 6131.11 | 109.83 | 55.82 | 9.26 | 0.994 | 5000 | 82
P4HKFXZP | Eaton (formerly Cooper Lighting) | Metalux | 4SNLED-LD4-56SL-LN-[Voltages include 120-277V]-[Emergency include blank EL EL10W]-[Wiring include blank PI/CPI]-[Motion Sensors include blank SA-EMRS LB- or HB-ERMS360 LB- or HB-MRMS360]-L850-[Driver Types include CD 5LTD]1-[Packaging] | Indoor Luminaires | Linear Ambient | Direct Linear Ambient Luminaires | Standard | FALSE | [9 empty] | 42194 |  |  | NotYetVerified |  | 3 | 6112.51 | 109.5 | 55.82 | 9.26 | 0.994 | 5000 | 82
PGBMMK6K | Eaton (formerly Cooper Lighting) | Metalux | 4SNLED-LD4-54SL-RW-[Voltages include 120-277V]-[Emergency include blank EL EL10W]-[Wiring include blank PI/CPI]-[Motion Sensors include blank LB- or HB-ERMS360 LB- or HB-MRMS360]-L850-[Driver Types include CD 5LTD]1-[Packaging] | Indoor Luminaires | Linear Ambient | Direct Linear Ambient Luminaires | Standard | FALSE | [9 empty] | 42194 |  |  | NotYetVerified |  | 3 | 5804.3 | 103.98 | 55.82 | 9.26 | 0.994 | 5000 | 82
P93RE7T4 | Eaton (formerly Cooper Lighting) | Metalux | 4SNLED-LD4-50SL-LW-[Voltages include 120-277V]-[Emergency include blank EL EL10W]-[Wiring include blank PI/CPI]-[Motion Sensors include blank SA-EMRS LB- or HB-ERMS360 LB- or HB-MRMS360]-L850-[Driver Types include CD 5LTD]1-[Packaging] | Indoor Luminaires | Linear Ambient | Direct Linear Ambient Luminaires | Standard | FALSE | [9 empty] | 42194 |  |  | NotYetVerified |  | 3 | 5472.17 | 98.03 | 55.82 | 9.26 | 0.994 | 5000 | 82
PSMEU823 | Eaton (formerly Cooper Lighting) | Metalux | 8TSNLED-LD4-88SL-LW-[Voltages include 120-277V]-[Emergency include blank EL EL10W]-[Wiring include blank PI/CPI]-[Motion Sensors include blank SA-EMRS LB- or HB-ERMS360 LB- or HB-MRMS360]-L850-[Driver Types include CD 5LTD]2-[Packaging] | Indoor Luminaires | Linear Ambient | Direct Linear Ambient Luminaires | Standard | FALSE | [9 empty] | 42194 |  |  | NotYetVerified |  | 3 | 9565.58 | 104.05 | 91.94 | 9.19 | 0.992 | 5000 | 82
P1MSR8E9 | Eaton (formerly Cooper Lighting) | Metalux | 4SNLED-LD4-64HL-[Voltages include 120-277V]-[Emergency include blank EL EL10W]-[Wiring include blank PI/CPI]-[Motion Sensors include blank LB- or HB-ERMS360 LB- or HB-MRMS360]-L850-[Driver Types include CD 5LTD 5LTHD]1-[Packaging] | Indoor Luminaires | Linear Ambient | Direct Linear Ambient Luminaires | Standard | FALSE | [9 empty] | 42194 |  |  | NotYetVerified |  | 3 | 6889.73 | 136.72 | 50.39 | 9.17 | 0.993 | 5000 | 82
PC3U7CRP | Eaton (formerly Cooper Lighting) | Metalux | 4SNLED-LD4-62HL-RM-[Voltages include 120-277V]-[Emergency include blank EL EL10W]-[Wiring include blank PI/CPI]-[Motion Sensors include blank LB- or HB-ERMS360 LB- or HB-MRMS360]-L850-[Driver Types include CD 5LTD 5LTHD]1-[Packaging] | Indoor Luminaires | Linear Ambient | Direct Linear Ambient Luminaires | Standard | FALSE | [9 empty] | 42194 |  |  | NotYetVerified |  | 3 | 6736.19 | 133.67 | 50.39 | 9.17 | 0.993 | 5000 | 82
PHE2971Y | Eaton (formerly Cooper Lighting) | Metalux | 4SNLED-LD4-60HL-LC-[Voltages include 120-277V]-[Emergency include blank EL EL10W]-[Wiring include blank PI/CPI]-[Motion Sensors include blank SA-EMRS LB- or HB-ERMS360 LB- or HB-MRMS360]-L850-[Driver Types include CD 5LTD 5LTHD]1-[Packaging] | Indoor Luminaires | Linear Ambient | Direct Linear Ambient Luminaires | Standard | FALSE | [9 empty] | 42194 |  |  | NotYetVerified |  | 3 | 6561.31 | 130.2 | 50.39 | 9.17 | 0.993 | 5000 | 82
P65W27TB | Eaton (formerly Cooper Lighting) | Metalux | 4SNLED-LD4-60HL-LN-[Voltages include 120-277V]-[Emergency include blank EL EL10W]-[Wiring include blank PI/CPI]-[Motion Sensors include blank SA-EMRS LB- or HB-ERMS360 LB- or HB-MRMS360]-L850-[Driver Types include CD 5LTD 5LTHD]1-[Packaging] | Indoor Luminaires | Linear Ambient | Direct Linear Ambient Luminaires | Standard | FALSE | [9 empty] | 42194 |  |  | NotYetVerified |  | 3 | 6541.41 | 129.81 | 50.39 | 9.17 | 0.993 | 5000 | 82
P2U8C8RQ | Eaton (formerly Cooper Lighting) | Metalux | 4SNLED-LD4-57HL-RW-[Voltages include 120-277V]-[Emergency include blank EL EL10W]-[Wiring include blank PI/CPI]-[Motion Sensors include blank LB- or HB-ERMS360 LB- or HB-MRMS360]-L850-[Driver Types include CD 5LTD 5LTHD]1-[Packaging] | Indoor Luminaires | Linear Ambient | Direct Linear Ambient Luminaires | Standard | FALSE | [9 empty] | 42194 |  |  | NotYetVerified |  | 3 | 6211.56 | 123.26 | 50.39 | 9.17 | 0.993 | 5000 | 82
PS3MWP27 | Eaton (formerly Cooper Lighting) | Metalux | 4SNLED-LD4-54HL-LW-[Voltages include 120-277V]-[Emergency include blank EL EL10W]-[Wiring include blank PI/CPI]-[Motion Sensors include blank SA-EMRS LB- or HB-ERMS360 LB- or HB-MRMS360]-L850-[Driver Types include CD 5LTD 5LTHD]1-[Packaging] | Indoor Luminaires | Linear Ambient | Direct Linear Ambient Luminaires | Standard | FALSE | [9 empty] | 42194 |  |  | NotYetVerified |  | 3 | 5856.13 | 116.21 | 50.39 | 9.17 | 0.993 | 5000 | 82
PW7SVJ6P | Eaton (formerly Cooper Lighting) | Metalux | 2SNLED-LD4-20SL-[Voltage includes 120V]-[Emergency include blank EL EL10W]-[Wiring include blank PI/CPI]-[Motion Sensors include blank LB- or HB-ERMS360 LB- or HB-MRMS360]-L850-[Driver Types include CD 5LTHD]1-[Packaging] | Indoor Luminaires | Linear Ambient | Direct Linear Ambient Luminaires | Standard | FALSE | [9 empty] | 42194 |  |  | NotYetVerified |  | 3 | 2148.15 | 122.8 | 17.49 | 9.02 | 0.986 | 5000 | 82
PMWW6SGC | Eaton (formerly Cooper Lighting) | Metalux | 2SNLED-LD4-19SL-RM-[Voltage includes 120V]-[Emergency include blank EL EL10W]-[Wiring include blank PI/CPI]-[Motion Sensors include blank LB- or HB-ERMS360 LB- or HB-MRMS360]-L850-[Driver Types include CD 5LTHD]1-[Packaging] | Indoor Luminaires | Linear Ambient | Direct Linear Ambient Luminaires | Standard | FALSE | [9 empty] | 42194 |  |  | NotYetVerified |  | 3 | 2100.27 | 120.07 | 17.49 | 9.02 | 0.986 | 5000 | 82
PHMHX4TZ | Eaton (formerly Cooper Lighting) | Metalux | 2SNLED-LD4-18SL-LC-[Voltage includes 120V]-[Emergency include blank EL EL10W]-[Wiring include blank PI/CPI]-[Motion Sensors include blank SA-EMRS LB- or HB-ERMS360 LB- or HB-MRMS360]-L850-[Driver Types include CD 5LTHD]1-[Packaging] | Indoor Luminaires | Linear Ambient | Direct Linear Ambient Luminaires | Standard | FALSE | [9 empty] | 42194 |  |  | NotYetVerified |  | 3 | 2045.75 | 116.95 | 17.49 | 9.02 | 0.986 | 5000 | 82
PBA9EEPJ | Eaton (formerly Cooper Lighting) | Metalux | 2SNLED-LD4-18SL-LN-[Voltage includes 120V]-[Emergency include blank EL EL10W]-[Wiring include blank PI/CPI]-[Motion Sensors include blank SA-EMRS LB- or HB-ERMS360 LB- or HB-MRMS360]-L850-[Driver Types include CD 5LTHD]1-[Packaging] | Indoor Luminaires | Linear Ambient | Direct Linear Ambient Luminaires | Standard | FALSE | [9 empty] | 42194 |  |  | NotYetVerified |  | 3 | 2039.54 | 116.59 | 17.49 | 9.02 | 0.986 | 5000 | 82
P5W4S8K9 | Eaton (formerly Cooper Lighting) | Metalux | 2SNLED-LD4-18SL-RW-[Voltage includes 120V]-[Emergency include blank EL EL10W]-[Wiring include blank PI/CPI]-[Motion Sensors include blank LB- or HB-ERMS360 LB- or HB-MRMS360]-L850-[Driver Types include CD 5LTHD]1-[Packaging] | Indoor Luminaires | Linear Ambient | Direct Linear Ambient Luminaires | Standard | FALSE | [9 empty] | 42194 |  |  | NotYetVerified |  | 3 | 1936.7 | 110.71 | 17.49 | 9.02 | 0.986 | 5000 | 82
PRTCMDK2 | Eaton (formerly Cooper Lighting) | Metalux | 2SNLED-LD4-16SL-LW-[Voltage includes 120V]-[Emergency include blank EL EL10W]-[Wiring include blank PI/CPI]-[Motion Sensors include blank SA-EMRS LB- or HB-ERMS360 LB- or HB-MRMS360]-L850-[Driver Types include CD 5LTHD]1-[Packaging] | Indoor Luminaires | Linear Ambient | Direct Linear Ambient Luminaires | Standard | FALSE | [9 empty] | 42194 |  |  | NotYetVerified |  | 3 | 1825.88 | 104.38 | 17.49 | 9.02 | 0.986 | 5000 | 82
P4SY9KCQ | Eaton (formerly Cooper Lighting) | Metalux | 8TSNLED-LD4-104SL-[Voltages include 120-277V]-[Emergency include blank EL EL10W]-[Wiring include blank PI/CPI]-[Motion Sensors include blank LB- or HB-ERMS360 LB- or HB-MRMS360]-L850-[Driver Types include CD 5LTD 5LTHD]2-[Packaging] | Indoor Luminaires | Linear Ambient | Direct Linear Ambient Luminaires | Standard | FALSE | [9 empty] | 42194 |  |  | NotYetVerified |  | 3 | 11253.62 | 122.49 | 91.87 | 8.91 | 0.991 | 5000 | 82
PDDZ2TM3 | Eaton (formerly Cooper Lighting) | Metalux | 8TSNLED-LD4-101SL-RM-[Voltages include 120-277V]-[Emergency include blank EL EL10W]-[Wiring include blank PI/CPI]-[Motion Sensors include blank LB- or HB-ERMS360 LB- or HB-MRMS360]-L850-[Driver Types include CD 5LTD 5LTHD]2-[Packaging] | Indoor Luminaires | Linear Ambient | Direct Linear Ambient Luminaires | Standard | FALSE | [9 empty] | 42194 |  |  | NotYetVerified |  | 3 | 11006.04 | 119.8 | 91.87 | 8.91 | 0.991 | 5000 | 82
P8HYDDTR | Eaton (formerly Cooper Lighting) | Metalux | 8TSNLED-LD4-98SL-LC-[Voltages include 120-277V]-[Emergency include blank EL EL10W]-[Wiring include blank PI/CPI]-[Motion Sensors include blank SA-EMRS LB- or HB-ERMS360 LB- or HB-MRMS360]-L850-[Driver Types include CD 5LTD 5LTHD]2-[Packaging] | Indoor Luminaires | Linear Ambient | Direct Linear Ambient Luminaires | Standard | FALSE | [9 empty] | 42194 |  |  | NotYetVerified |  | 3 | 10713.45 | 116.61 | 91.87 | 8.91 | 0.991 | 5000 | 82
PNVSC1D6 | Eaton (formerly Cooper Lighting) | Metalux | 8TSNLED-LD4-98SL-LN-[Voltages include 120-277V]-[Emergency include blank EL EL10W]-[Wiring include blank PI/CPI]-[Motion Sensors include blank SA-EMRS LB- or HB-ERMS360 LB- or HB-MRMS360]-L850-[Driver Types include CD 5LTD 5LTHD]2-[Packaging] | Indoor Luminaires | Linear Ambient | Direct Linear Ambient Luminaires | Standard | FALSE | [9 empty] | 42194 |  |  | NotYetVerified |  | 3 | 10679.69 | 116.24 | 91.87 | 8.91 | 0.991 | 5000 | 82
PF4W8X26 | Eaton (formerly Cooper Lighting) | Metalux | 8TSNLED-LD4-93SL-RW-[Voltages include 120-277V]-[Emergency include blank EL EL10W]-[Wiring include blank PI/CPI]-[Motion Sensors include blank LB- or HB-ERMS360 LB- or HB-MRMS360]-L850-[Driver Types include CD 5LTD 5LTHD]2-[Packaging] | Indoor Luminaires | Linear Ambient | Direct Linear Ambient Luminaires | Standard | FALSE | [9 empty] | 42194 |  |  | NotYetVerified |  | 3 | 10150.77 | 110.49 | 91.87 | 8.91 | 0.991 | 5000 | 82
PAKRQ5EZ | Eaton (formerly Cooper Lighting) | Metalux | 4SNLED-LD4-52SL-[Voltages include 120-277V]-[Emergency include blank EL EL10W]-[Wiring include blank PI/CPI]-[Motion Sensors include blank LB- or HB-ERMS360 LB- or HB-MRMS360]-L850-[Driver Types include CD 5LTD 5LTHD]1-[Packaging] | Indoor Luminaires | Linear Ambient | Direct Linear Ambient Luminaires | Standard | FALSE | [9 empty] | 42194 |  |  | NotYetVerified |  | 3 | 5626.81 | 122.49 | 45.94 | 8.91 | 0.991 | 5000 | 82
PVFQJY8Z | Eaton (formerly Cooper Lighting) | Metalux | 4SNLED-LD4-50SL-RM-[Voltages include 120-277V]-[Emergency include blank EL EL10W]-[Wiring include blank PI/CPI]-[Motion Sensors include blank LB- or HB-ERMS360 LB- or HB-MRMS360]-L850-[Driver Types include CD 5LTD 5LTHD]1-[Packaging] | Indoor Luminaires | Linear Ambient | Direct Linear Ambient Luminaires | Standard | FALSE | [9 empty] | 42194 |  |  | NotYetVerified |  | 3 | 5501.41 | 119.76 | 45.94 | 8.91 | 0.991 | 5000 | 82
PPW632HN | Eaton (formerly Cooper Lighting) | Metalux | 4SNLED-LD4-49SL-LC-[Voltages include 120-277V]-[Emergency include blank EL EL10W]-[Wiring include blank PI/CPI]-[Motion Sensors include blank SA-EMRS LB- or HB-ERMS360 LB- or HB-MRMS360]-L850-[Driver Types include CD 5LTD 5LTHD]1-[Packaging] | Indoor Luminaires | Linear Ambient | Direct Linear Ambient Luminaires | Standard | FALSE | [9 empty] | 42194 |  |  | NotYetVerified |  | 3 | 5358.59 | 116.65 | 45.94 | 8.91 | 0.991 | 5000 | 82
PH7KDQQS | Eaton (formerly Cooper Lighting) | Metalux | 4SNLED-LD4-49SL-LN-[Voltages include 120-277V]-[Emergency include blank EL EL10W]-[Wiring include blank PI/CPI]-[Motion Sensors include blank SA-EMRS LB- or HB-ERMS360 LB- or HB-MRMS360]-L850-[Driver Types include CD 5LTD 5LTHD]1-[Packaging] | Indoor Luminaires | Linear Ambient | Direct Linear Ambient Luminaires | Standard | FALSE | [9 empty] | 42194 |  |  | NotYetVerified |  | 3 | 5342.34 | 116.3 | 45.94 | 8.91 | 0.991 | 5000 | 82
PP5GDSQQ | Eaton (formerly Cooper Lighting) | Metalux | 4SNLED-LD4-46SL-RW-[Voltages include 120-277V]-[Emergency include blank EL EL10W]-[Wiring include blank PI/CPI]-[Motion Sensors include blank LB- or HB-ERMS360 LB- or HB-MRMS360]-L850-[Driver Types include CD 5LTD 5LTHD]1-[Packaging] | Indoor Luminaires | Linear Ambient | Direct Linear Ambient Luminaires | Standard | FALSE | [9 empty] | 42194 |  |  | NotYetVerified |  | 3 | 5072.96 | 110.43 | 45.94 | 8.91 | 0.991 | 5000 | 82
P4726R3A | Eaton (formerly Cooper Lighting) | Metalux | 4SNLED-LD4-28SL-[Voltages include 120-277V]-[Emergency include blank EL EL10W]-[Wiring include blank PI/CPI]-[Motion Sensors include blank LB- or HB-ERMS360 LB- or HB-MRMS360]-L850-CD1-[Packaging] | Indoor Luminaires | Linear Ambient | Direct Linear Ambient Luminaires | Standard | FALSE | [9 empty] | 42194 |  |  | NotYetVerified |  | 3 | 3029.08 | 141.67 | 21.38 | 8.88 | 0.992 | 5000 | 82
PGWXN84E | Eaton (formerly Cooper Lighting) | Metalux | 4SNLED-LD4-27SL-RM-[Voltages include 120-277V]-[Emergency include blank EL EL10W]-[Wiring include blank PI/CPI]-[Motion Sensors include blank LB- or HB-ERMS360 LB- or HB-MRMS360]-L850-CD1-[Packaging] | Indoor Luminaires | Linear Ambient | Direct Linear Ambient Luminaires | Standard | FALSE | [9 empty] | 42194 |  |  | NotYetVerified |  | 3 | 2961.57 | 138.51 | 21.38 | 8.88 | 0.992 | 5000 | 82
PZ83EPT1 | Eaton (formerly Cooper Lighting) | Metalux | 4SNLED-LD4-26SL-LC-[Voltages include 120-277V]-[Emergency include blank EL EL10W]-[Wiring include blank PI/CPI]-[Motion Sensors include blank SA-EMRS LB- or HB-ERMS360 LB- or HB-MRMS360]-L850-CD1-[Packaging] | Indoor Luminaires | Linear Ambient | Direct Linear Ambient Luminaires | Standard | FALSE | [9 empty] | 42194 |  |  | NotYetVerified |  | 3 | 2884.69 | 134.91 | 21.38 | 8.88 | 0.992 | 5000 | 82
PUQTECKT | Eaton (formerly Cooper Lighting) | Metalux | 4SNLED-LD4-26SL-LN-[Voltages include 120-277V]-[Emergency include blank EL EL10W]-[Wiring include blank PI/CPI]-[Motion Sensors include blank SA-EMRS LB- or HB-ERMS360 LB- or HB-MRMS360]-L850-CD1-[Packaging] | Indoor Luminaires | Linear Ambient | Direct Linear Ambient Luminaires | Standard | FALSE | [9 empty] | 42194 |  |  | NotYetVerified |  | 3 | 2875.94 | 134.5 | 21.38 | 8.88 | 0.992 | 5000 | 82
P2SS9539 | Eaton (formerly Cooper Lighting) | Metalux | 4SNLED-LD4-25SL-RW-[Voltages include 120-277V]-[Emergency include blank EL EL10W]-[Wiring include blank PI/CPI]-[Motion Sensors include blank LB- or HB-ERMS360 LB- or HB-MRMS360]-L850-CD1-[Packaging] | Indoor Luminaires | Linear Ambient | Direct Linear Ambient Luminaires | Standard | FALSE | [9 empty] | 42194 |  |  | NotYetVerified |  | 3 | 2730.92 | 127.72 | 21.38 | 8.88 | 0.992 | 5000 | 82
P3BTZK95 | Eaton (formerly Cooper Lighting) | Metalux | 4SNLED-LD4-23SL-LW-[Voltages include 120-277V]-[Emergency include blank EL EL10W]-[Wiring include blank PI/CPI]-[Motion Sensors include blank SA-EMRS LB- or HB-ERMS360 LB- or HB-MRMS360]-L850-CD1-[Packaging] | Indoor Luminaires | Linear Ambient | Direct Linear Ambient Luminaires | Standard | FALSE | [9 empty] | 42194 |  |  | NotYetVerified |  | 3 | 2574.65 | 120.41 | 21.38 | 8.88 | 0.992 | 5000 | 82
PNYCXKS6 | Eaton (formerly Cooper Lighting) | Metalux | 8TSNLED-LD4-95SL-LW-[Voltages include 120-277V]-[Emergency include blank EL EL10W]-[Wiring include blank PI/CPI]-[Motion Sensors include blank SA-EMRS LB- or HB-ERMS360 LB- or HB-MRMS360]-L850-[Driver Types include CD 5LTD]2-[Packaging] | Indoor Luminaires | Linear Ambient | Direct Linear Ambient Luminaires | Standard | FALSE | [9 empty] | 42194 |  |  | NotYetVerified |  | 3 | 10260.56 | 101.95 | 100.65 | 8.84 | 0.993 | 5000 | 82
PRWSSSUP | Eaton (formerly Cooper Lighting) | Metalux | 8TSNLED-LD4-112SL-[Voltages include 120-277V]-[Emergency include blank EL EL10W]-[Wiring include blank PI/CPI]-[Motion Sensors include blank LB- or HB-ERMS360 LB- or HB-MRMS360]-L850-[Driver Types include CD 5LTD 5LTHD]2-[Packaging] | Indoor Luminaires | Linear Ambient | Direct Linear Ambient Luminaires | Standard | FALSE | [9 empty] | 42194 |  |  | NotYetVerified |  | 3 | 12071.25 | 120.04 | 100.56 | 8.63 | 0.992 | 5000 | 82
PG1HMPEB | Eaton (formerly Cooper Lighting) | Metalux | 8TSNLED-LD4-109SL-RM-[Voltages include 120-277V]-[Emergency include blank EL EL10W]-[Wiring include blank PI/CPI]-[Motion Sensors include blank LB- or HB-ERMS360 LB- or HB-MRMS360]-L850-[Driver Types include CD 5LTD 5LTHD]2-[Packaging] | Indoor Luminaires | Linear Ambient | Direct Linear Ambient Luminaires | Standard | FALSE | [9 empty] | 42194 |  |  | NotYetVerified |  | 3 | 11805.68 | 117.4 | 100.56 | 8.63 | 0.992 | 5000 | 82
P6Y6A4V5 | Eaton (formerly Cooper Lighting) | Metalux | 8TSNLED-LD4-105SL-LC-[Voltages include 120-277V]-[Emergency include blank EL EL10W]-[Wiring include blank PI/CPI]-[Motion Sensors include blank SA-EMRS LB- or HB-ERMS360 LB- or HB-MRMS360]-L850-[Driver Types include CD 5LTD 5LTHD]2-[Packaging] | Indoor Luminaires | Linear Ambient | Direct Linear Ambient Luminaires | Standard | FALSE | [9 empty] | 42194 |  |  | NotYetVerified |  | 3 | 11491.83 | 114.28 | 100.56 | 8.63 | 0.992 | 5000 | 82
P49N9Q7X | Eaton (formerly Cooper Lighting) | Metalux | 8TSNLED-LD4-106SL-LN-[Voltages include 120-277V]-[Emergency include blank EL EL10W]-[Wiring include blank PI/CPI]-[Motion Sensors include blank SA-EMRS LB- or HB-ERMS360 LB- or HB-MRMS360]-L850-[Driver Types include CD 5LTD 5LTHD]2-[Packaging] | Indoor Luminaires | Linear Ambient | Direct Linear Ambient Luminaires | Standard | FALSE | [9 empty] | 42194 |  |  | NotYetVerified |  | 3 | 11455.62 | 113.92 | 100.56 | 8.63 | 0.992 | 5000 | 82
P53XTZX2 | Eaton (formerly Cooper Lighting) | Metalux | 8TSNLED-LD4-101SL-RW-[Voltages include 120-277V]-[Emergency include blank EL EL10W]-[Wiring include blank PI/CPI]-[Motion Sensors include blank LB- or HB-ERMS360 LB- or HB-MRMS360]-L850-[Driver Types include CD 5LTD 5LTHD]2-[Packaging] | Indoor Luminaires | Linear Ambient | Direct Linear Ambient Luminaires | Standard | FALSE | [9 empty] | 42194 |  |  | NotYetVerified |  | 3 | 10888.27 | 108.28 | 100.56 | 8.63 | 0.992 | 5000 | 82
PXU1FWM2 | Eaton (formerly Cooper Lighting) | Metalux | 4SNLED-LD4-56SL-[Voltages include 120-277V]-[Emergency include blank EL EL10W]-[Wiring include blank PI/CPI]-[Motion Sensors include blank LB- or HB-ERMS360 LB- or HB-MRMS360]-L850-[Driver Types include CD 5LTD 5LTHD]1-[Packaging] | Indoor Luminaires | Linear Ambient | Direct Linear Ambient Luminaires | Standard | FALSE | [9 empty] | 42194 |  |  | NotYetVerified |  | 3 | 6035.63 | 120.04 | 50.28 | 8.63 | 0.992 | 5000 | 82
PYD79SPV | Eaton (formerly Cooper Lighting) | Metalux | 4SNLED-LD4-54SL-RM-[Voltages include 120-277V]-[Emergency include blank EL EL10W]-[Wiring include blank PI/CPI]-[Motion Sensors include blank LB- or HB-ERMS360 LB- or HB-MRMS360]-L850-[Driver Types include CD 5LTD 5LTHD]1-[Packaging] | Indoor Luminaires | Linear Ambient | Direct Linear Ambient Luminaires | Standard | FALSE | [9 empty] | 42194 |  |  | NotYetVerified |  | 3 | 5901.11 | 117.37 | 50.28 | 8.63 | 0.992 | 5000 | 82
PBE1AVK5 | Eaton (formerly Cooper Lighting) | Metalux | 4SNLED-LD4-52SL-LC-[Voltages include 120-277V]-[Emergency include blank EL EL10W]-[Wiring include blank PI/CPI]-[Motion Sensors include blank SA-EMRS LB- or HB-ERMS360 LB- or HB-MRMS360]-L850-[Driver Types include CD 5LTD 5LTHD]1-[Packaging] | Indoor Luminaires | Linear Ambient | Direct Linear Ambient Luminaires | Standard | FALSE | [9 empty] | 42194 |  |  | NotYetVerified |  | 3 | 5747.92 | 114.32 | 50.28 | 8.63 | 0.992 | 5000 | 82
PXFSR8WU | Eaton (formerly Cooper Lighting) | Metalux | 4SNLED-LD4-53SL-LN-[Voltages include 120-277V]-[Emergency include blank EL EL10W]-[Wiring include blank PI/CPI]-[Motion Sensors include blank SA-EMRS LB- or HB-ERMS360 LB- or HB-MRMS360]-L850-[Driver Types include CD 5LTD 5LTHD]1-[Packaging] | Indoor Luminaires | Linear Ambient | Direct Linear Ambient Luminaires | Standard | FALSE | [9 empty] | 42194 |  |  | NotYetVerified |  | 3 | 5730.48 | 113.97 | 50.28 | 8.63 | 0.992 | 5000 | 82
P43HK8JE | Eaton (formerly Cooper Lighting) | Metalux | 4SNLED-LD4-50SL-RW-[Voltages include 120-277V]-[Emergency include blank EL EL10W]-[Wiring include blank PI/CPI]-[Motion Sensors include blank LB- or HB-ERMS360 LB- or HB-MRMS360]-L850-[Driver Types include CD 5LTD 5LTHD]1-[Packaging] | Indoor Luminaires | Linear Ambient | Direct Linear Ambient Luminaires | Standard | FALSE | [9 empty] | 42194 |  |  | NotYetVerified |  | 3 | 5441.53 | 108.23 | 50.28 | 8.63 | 0.992 | 5000 | 82
PCM9TFDK | Eaton (formerly Cooper Lighting) | Metalux | 2SNLED-LD4-24SL-[Voltages include 120-277V]-[Emergency include blank EL EL10W]-[Wiring include blank PI/CPI]-[Motion Sensors include blank LB- or HB-ERMS360 LB- or HB-MRMS360]-L850-[Driver Types include CD 5LTHD]1-[Packaging] | Indoor Luminaires | Linear Ambient | Direct Linear Ambient Luminaires | Standard | FALSE | [9 empty] | 42194 |  |  | NotYetVerified |  | 3 | 2619.19 | 118.33 | 22.14 | 8.36 | 0.99 | 5000 | 82
PK42UQAH | Eaton (formerly Cooper Lighting) | Metalux | 2SNLED-LD4-23SL-RM-[Voltages include 120-277V]-[Emergency include blank EL EL10W]-[Wiring include blank PI/CPI]-[Motion Sensors include blank LB- or HB-ERMS360 LB- or HB-MRMS360]-L850-[Driver Types include CD 5LTHD]1-[Packaging] | Indoor Luminaires | Linear Ambient | Direct Linear Ambient Luminaires | Standard | FALSE | [9 empty] | 42194 |  |  | NotYetVerified |  | 3 | 2560.82 | 115.69 | 22.14 | 8.36 | 0.99 | 5000 | 82
PGTU5ADT | Eaton (formerly Cooper Lighting) | Metalux | 2SNLED-LD4-22SL-LC-[Voltages include 120-277V]-[Emergency include blank EL EL10W]-[Wiring include blank PI/CPI]-[Motion Sensors include blank SA-EMRS LB- or HB-ERMS360 LB- or HB-MRMS360]-L850-[Driver Types include CD 5LTHD]1-[Packaging] | Indoor Luminaires | Linear Ambient | Direct Linear Ambient Luminaires | Standard | FALSE | [9 empty] | 42194 |  |  | NotYetVerified |  | 3 | 2494.34 | 112.69 | 22.14 | 8.36 | 0.99 | 5000 | 82
PRDR8UK7 | Eaton (formerly Cooper Lighting) | Metalux | 2SNLED-LD4-22SL-LN-[Voltages include 120-277V]-[Emergency include blank EL EL10W]-[Wiring include blank PI/CPI]-[Motion Sensors include blank SA-EMRS LB- or HB-ERMS360 LB- or HB-MRMS360]-L850-[Driver Types include CD 5LTHD]1-[Packaging] | Indoor Luminaires | Linear Ambient | Direct Linear Ambient Luminaires | Standard | FALSE | [9 empty] | 42194 |  |  | NotYetVerified |  | 3 | 2486.77 | 112.34 | 22.14 | 8.36 | 0.99 | 5000 | 82
P7TW2HWU | Eaton (formerly Cooper Lighting) | Metalux | 2SNLED-LD4-21SL-RW-[Voltages include 120-277V]-[Emergency include blank EL EL10W]-[Wiring include blank PI/CPI]-[Motion Sensors include blank LB- or HB-ERMS360 LB- or HB-MRMS360]-L850-[Driver Types include CD 5LTHD]1-[Packaging] | Indoor Luminaires | Linear Ambient | Direct Linear Ambient Luminaires | Standard | FALSE | [9 empty] | 42194 |  |  | NotYetVerified |  | 3 | 2361.38 | 106.68 | 22.14 | 8.36 | 0.99 | 5000 | 82
PHMKJJQH | Eaton (formerly Cooper Lighting) | Metalux | 2SNLED-LD4-20SL-LW-[Voltage includes 120V]-[Emergency include blank EL EL10W]-[Wiring include blank PI/CPI]-[Motion Sensors include blank SA-EMRS LB- or HB-ERMS360 LB- or HB-MRMS360]-L850-[Driver Types include CD 5LTHD]1-[Packaging] | Indoor Luminaires | Linear Ambient | Direct Linear Ambient Luminaires | Standard | FALSE | [9 empty] | 42194 |  |  | NotYetVerified |  | 3 | 2226.26 | 104.27 | 21.35 | 8.36 | 0.99 | 5000 | 82
P3CGU5Y4 | Eaton (formerly Cooper Lighting) | Metalux | 8TSNLED-LD4-72SL-[Voltages include 120-277V]-[Emergency include blank EL EL10W]-[Wiring include blank PI/CPI]-[Motion Sensors include blank LB- or HB-ERMS360 LB- or HB-MRMS360]-L850-[Driver Types include CD 5LTD]1-[Packaging] | Indoor Luminaires | Linear Ambient | Direct Linear Ambient Luminaires | Standard | FALSE | [9 empty] | 42194 |  |  | NotYetVerified |  | 3 | 7732.04 | 140.59 | 55 | 8 | 0.994 | 5000 | 82
P8Z37ZMH | Eaton (formerly Cooper Lighting) | Metalux | 8TSNLED-LD4-70SL-RM-[Voltages include 120-277V]-[Emergency include blank EL EL10W]-[Wiring include blank PI/CPI]-[Motion Sensors include blank LB- or HB-ERMS360 LB- or HB-MRMS360]-L850-[Driver Types include CD 5LTD]1-[Packaging] | Indoor Luminaires | Linear Ambient | Direct Linear Ambient Luminaires | Standard | FALSE | [9 empty] | 42194 |  |  | NotYetVerified |  | 3 | 7561.93 | 137.5 | 55 | 8 | 0.994 | 5000 | 82
P1CZ3VGC | Eaton (formerly Cooper Lighting) | Metalux | 8TSNLED-LD4-68SL-LC-[Voltages include 120-277V]-[Emergency include blank EL EL10W]-[Wiring include blank PI/CPI]-[Motion Sensors include blank SA-EMRS LB- or HB-ERMS360 LB- or HB-MRMS360]-L850-[Driver Types include CD 5LTD]1-[Packaging] | Indoor Luminaires | Linear Ambient | Direct Linear Ambient Luminaires | Standard | FALSE | [9 empty] | 42194 |  |  | NotYetVerified |  | 3 | 7360.9 | 133.84 | 55 | 8 | 0.994 | 5000 | 82
P6EAFS9G | Eaton (formerly Cooper Lighting) | Metalux | 8TSNLED-LD4-68SL-LN-[Voltages include 120-277V]-[Emergency include blank EL EL10W]-[Wiring include blank PI/CPI]-[Motion Sensors include blank SA-EMRS LB- or HB-ERMS360 LB- or HB-MRMS360]-L850-[Driver Types include CD 5LTD]1-[Packaging] | Indoor Luminaires | Linear Ambient | Direct Linear Ambient Luminaires | Standard | FALSE | [9 empty] | 42194 |  |  | NotYetVerified |  | 3 | 7337.7 | 133.42 | 55 | 8 | 0.994 | 5000 | 82
PFUWU8V1 | Eaton (formerly Cooper Lighting) | Metalux | 8TSNLED-LD4-64SL-RW-[Voltages include 120-277V]-[Emergency include blank EL EL10W]-[Wiring include blank PI/CPI]-[Motion Sensors include blank LB- or HB-ERMS360 LB- or HB-MRMS360]-L850-[Driver Types include CD 5LTD]1-[Packaging] | Indoor Luminaires | Linear Ambient | Direct Linear Ambient Luminaires | Standard | FALSE | [9 empty] | 42194 |  |  | NotYetVerified |  | 3 | 6974.3 | 126.81 | 55 | 8 | 0.994 | 5000 | 82
PPZWBDHY | Eaton (formerly Cooper Lighting) | Metalux | 8TSNLED-LD4-61SL-LW-[Voltages include 120-277V]-[Emergency include blank EL EL10W]-[Wiring include blank PI/CPI]-[Motion Sensors include blank SA-EMRS LB- or HB-ERMS360 LB- or HB-MRMS360]-L850-[Driver Types include CD 5LTD]1-[Packaging] | Indoor Luminaires | Linear Ambient | Direct Linear Ambient Luminaires | Standard | FALSE | [9 empty] | 42194 |  |  | NotYetVerified |  | 3 | 6572.23 | 119.5 | 55 | 8 | 0.994 | 5000 | 82
PXPKKANC | Eaton (formerly Cooper Lighting) | Metalux | 2SNLED-LD4-28SL-[Voltages include 120-277V]-[Emergency include blank EL EL10W]-[Wiring include blank PI/CPI]-[Motion Sensors include blank LB- or HB-ERMS360 LB- or HB-MRMS360]-L850-[Driver Types include CD 5LTHD]1-[Packaging] | Indoor Luminaires | Linear Ambient | Direct Linear Ambient Luminaires | Standard | FALSE | [9 empty] | 42194 |  |  | NotYetVerified |  | 3 | 3055.73 | 129.31 | 23.63 | 7.92 | 0.992 | 5000 | 82
P42AMNDY | Eaton (formerly Cooper Lighting) | Metalux | 2SNLED-LD4-27SL-RM-[Voltages include 120-277V]-[Emergency include blank EL EL10W]-[Wiring include blank PI/CPI]-[Motion Sensors include blank LB- or HB-ERMS360 LB- or HB-MRMS360]-L850-[Driver Types include CD 5LTHD]1-[Packaging] | Indoor Luminaires | Linear Ambient | Direct Linear Ambient Luminaires | Standard | FALSE | [9 empty] | 42194 |  |  | NotYetVerified |  | 3 | 2987.62 | 126.43 | 23.63 | 7.92 | 0.992 | 5000 | 82
P7RKHX4Z | Eaton (formerly Cooper Lighting) | Metalux | 2SNLED-LD4-26SL-LC-[Voltages include 120-277V]-[Emergency include blank EL EL10W]-[Wiring include blank PI/CPI]-[Motion Sensors include blank SA-EMRS LB- or HB-ERMS360 LB- or HB-MRMS360]-L850-[Driver Types include CD 5LTHD]1-[Packaging] | Indoor Luminaires | Linear Ambient | Direct Linear Ambient Luminaires | Standard | FALSE | [9 empty] | 42194 |  |  | NotYetVerified |  | 3 | 2910.06 | 123.14 | 23.63 | 7.92 | 0.992 | 5000 | 82
PAW95ZUY | Eaton (formerly Cooper Lighting) | Metalux | 2SNLED-LD4-26SL-LN-[Voltages include 120-277V]-[Emergency include blank EL EL10W]-[Wiring include blank PI/CPI]-[Motion Sensors include blank SA-EMRS LB- or HB-ERMS360 LB- or HB-MRMS360]-L850-[Driver Types include CD 5LTHD]1-[Packaging] | Indoor Luminaires | Linear Ambient | Direct Linear Ambient Luminaires | Standard | FALSE | [9 empty] | 42194 |  |  | NotYetVerified |  | 3 | 2901.24 | 122.77 | 23.63 | 7.92 | 0.992 | 5000 | 82
P6A4TG2X | Eaton (formerly Cooper Lighting) | Metalux | 2SNLED-LD4-25SL-RW-[Voltages include 120-277V]-[Emergency include blank EL EL10W]-[Wiring include blank PI/CPI]-[Motion Sensors include blank LB- or HB-ERMS360 LB- or HB-MRMS360]-L850-[Driver Types include CD 5LTHD]1-[Packaging] | Indoor Luminaires | Linear Ambient | Direct Linear Ambient Luminaires | Standard | FALSE | [9 empty] | 42194 |  |  | NotYetVerified |  | 3 | 2754.94 | 116.58 | 23.63 | 7.92 | 0.992 | 5000 | 82
P2GG9HR9 | Eaton (formerly Cooper Lighting) | Metalux | 2SNLED-LD4-23SL-LW-[Voltages include 120-277V]-[Emergency include blank EL EL10W]-[Wiring include blank PI/CPI]-[Motion Sensors include blank SA-EMRS LB- or HB-ERMS360 LB- or HB-MRMS360]-L850-[Driver Types include CD 5LTHD]1-[Packaging] | Indoor Luminaires | Linear Ambient | Direct Linear Ambient Luminaires | Standard | FALSE | [9 empty] | 42194 |  |  | NotYetVerified |  | 3 | 2597.3 | 109.91 | 23.63 | 7.92 | 0.992 | 5000 | 82
P8Y5VXNY | Eaton (formerly Cooper Lighting) | Metalux | 8TSNLED-LD4-80SL-[Voltages include 120-277V]-[Emergency include blank EL EL10W]-[Wiring include blank PI/CPI]-[Motion Sensors include blank LB- or HB-ERMS360 LB- or HB-MRMS360]-L850-[Driver Types include CD 5LTD]1-[Packaging] | Indoor Luminaires | Linear Ambient | Direct Linear Ambient Luminaires | Standard | FALSE | [9 empty] | 42194 |  |  | NotYetVerified |  | 3 | 8611.9 | 137.4 | 62.68 | 7.5 | 0.995 | 5000 | 82
PNK81RMY | Eaton (formerly Cooper Lighting) | Metalux | 8TSNLED-LD4-78SL-RM-[Voltages include 120-277V]-[Emergency include blank EL EL10W]-[Wiring include blank PI/CPI]-[Motion Sensors include blank LB- or HB-ERMS360 LB- or HB-MRMS360]-L850-[Driver Types include CD 5LTD]1-[Packaging] | Indoor Luminaires | Linear Ambient | Direct Linear Ambient Luminaires | Standard | FALSE | [9 empty] | 42194 |  |  | NotYetVerified |  | 3 | 8422.44 | 134.38 | 62.68 | 7.5 | 0.995 | 5000 | 82
P6YBGEDB | Eaton (formerly Cooper Lighting) | Metalux | 8TSNLED-LD4-75SL-LC-[Voltages include 120-277V]-[Emergency include blank EL EL10W]-[Wiring include blank PI/CPI]-[Motion Sensors include blank SA-EMRS LB- or HB-ERMS360 LB- or HB-MRMS360]-L850-[Driver Types include CD 5LTD]1-[Packaging] | Indoor Luminaires | Linear Ambient | Direct Linear Ambient Luminaires | Standard | FALSE | [9 empty] | 42194 |  |  | NotYetVerified |  | 3 | 8198.53 | 130.81 | 62.68 | 7.5 | 0.995 | 5000 | 82
PAADDH5A | Eaton (formerly Cooper Lighting) | Metalux | 8TSNLED-LD4-75SL-LN-[Voltages include 120-277V]-[Emergency include blank EL EL10W]-[Wiring include blank PI/CPI]-[Motion Sensors include blank SA-EMRS LB- or HB-ERMS360 LB- or HB-MRMS360]-L850-[Driver Types include CD 5LTD]1-[Packaging] | Indoor Luminaires | Linear Ambient | Direct Linear Ambient Luminaires | Standard | FALSE | [9 empty] | 42194 |  |  | NotYetVerified |  | 3 | 8172.69 | 130.39 | 62.68 | 7.5 | 0.995 | 5000 | 82
P9YS3V25 | Eaton (formerly Cooper Lighting) | Metalux | 8TSNLED-LD4-72SL-RW-[Voltages include 120-277V]-[Emergency include blank EL EL10W]-[Wiring include blank PI/CPI]-[Motion Sensors include blank LB- or HB-ERMS360 LB- or HB-MRMS360]-L850-[Driver Types include CD 5LTD]1-[Packaging] | Indoor Luminaires | Linear Ambient | Direct Linear Ambient Luminaires | Standard | FALSE | [9 empty] | 42194 |  |  | NotYetVerified |  | 3 | 7767.93 | 123.94 | 62.68 | 7.5 | 0.995 | 5000 | 82
PP4E8HA1 | Eaton (formerly Cooper Lighting) | Metalux | 8TSNLED-LD4-67SL-LW-[Voltages include 120-277V]-[Emergency include blank EL EL10W]-[Wiring include blank PI/CPI]-[Motion Sensors include blank SA-EMRS LB- or HB-ERMS360 LB- or HB-MRMS360]-L850-[Driver Types include CD 5LTD]1-[Packaging] | Indoor Luminaires | Linear Ambient | Direct Linear Ambient Luminaires | Standard | FALSE | [9 empty] | 42194 |  |  | NotYetVerified |  | 3 | 7320.11 | 116.79 | 62.68 | 7.5 | 0.995 | 5000 | 82
PFNSECHH | Eaton (formerly Cooper Lighting) | Metalux | 8TSNLED-LD4-95SL-LW-[Voltage includes 120V]-[Emergency include blank EL EL10W]-[Wiring include blank PI/CPI]-[Motion Sensors include blank SA-EMRS LB- or HB-ERMS360 LB- or HB-MRMS360]-L850-5LTHD2-[Packaging] | Indoor Luminaires | Linear Ambient | Direct Linear Ambient Luminaires | Standard | FALSE | [9 empty] | 42194 |  |  | NotYetVerified |  | 3 | 10260.56 | 102.66 | 99.95 | 7.1 | 0.991 | 5000 | 82
P9AA7HSZ | Eaton (formerly Cooper Lighting) | Metalux | 4SNLED-LD4-47SL-LW-[Voltage includes 120V]-[Emergency include blank EL EL10W]-[Wiring include blank PI/CPI]-[Motion Sensors include blank SA-EMRS LB- or HB-ERMS360 LB- or HB-MRMS360]-L850-5LTHD1-[Packaging] | Indoor Luminaires | Linear Ambient | Direct Linear Ambient Luminaires | Standard | FALSE | [9 empty] | 42194 |  |  | NotYetVerified |  | 3 | 5130.16 | 102.65 | 49.98 | 7.1 | 0.991 | 5000 | 82
P74DYZ2T | Eaton (formerly Cooper Lighting) | Metalux | 4SNLED-LD4-36SL-[Voltages include 120-277V]-[Emergency include blank EL EL10W]-[Wiring include blank PI/CPI]-[Motion Sensors include blank LB- or HB-ERMS360 LB- or HB-MRMS360]-L850-CD1-[Packaging] | Indoor Luminaires | Linear Ambient | Direct Linear Ambient Luminaires | Standard | FALSE | [9 empty] | 42194 |  |  | NotYetVerified |  | 3 | 3866.02 | 133.45 | 28.97 | 7.03 | 0.99 | 5000 | 82
PFW9V4K1 | Eaton (formerly Cooper Lighting) | Metalux | 4SNLED-LD4-35SL-RM-[Voltages include 120-277V]-[Emergency include blank EL EL10W]-[Wiring include blank PI/CPI]-[Motion Sensors include blank LB- or HB-ERMS360 LB- or HB-MRMS360]-L850-CD1-[Packaging] | Indoor Luminaires | Linear Ambient | Direct Linear Ambient Luminaires | Standard | FALSE | [9 empty] | 42194 |  |  | NotYetVerified |  | 3 | 3779.86 | 130.48 | 28.97 | 7.03 | 0.99 | 5000 | 82
PUS7F53G | Eaton (formerly Cooper Lighting) | Metalux | 4SNLED-LD4-34SL-LC-[Voltages include 120-277V]-[Emergency include blank EL EL10W]-[Wiring include blank PI/CPI]-[Motion Sensors include blank SA-EMRS LB- or HB-ERMS360 LB- or HB-MRMS360]-L850-CD1-[Packaging] | Indoor Luminaires | Linear Ambient | Direct Linear Ambient Luminaires | Standard | FALSE | [9 empty] | 42194 |  |  | NotYetVerified |  | 3 | 3681.73 | 127.09 | 28.97 | 7.03 | 0.99 | 5000 | 82
PPDS24P7 | Eaton (formerly Cooper Lighting) | Metalux | 4SNLED-LD4-34SL-LN-[Voltages include 120-277V]-[Emergency include blank EL EL10W]-[Wiring include blank PI/CPI]-[Motion Sensors include blank SA-EMRS LB- or HB-ERMS360 LB- or HB-MRMS360]-L850-CD1-[Packaging] | Indoor Luminaires | Linear Ambient | Direct Linear Ambient Luminaires | Standard | FALSE | [9 empty] | 42194 |  |  | NotYetVerified |  | 3 | 3670.56 | 126.7 | 28.97 | 7.03 | 0.99 | 5000 | 82
P73WZU7J | Eaton (formerly Cooper Lighting) | Metalux | 4SNLED-LD4-32SL-RW-[Voltages include 120-277V]-[Emergency include blank EL EL10W]-[Wiring include blank PI/CPI]-[Motion Sensors include blank LB- or HB-ERMS360 LB- or HB-MRMS360]-L850-CD1-[Packaging] | Indoor Luminaires | Linear Ambient | Direct Linear Ambient Luminaires | Standard | FALSE | [9 empty] | 42194 |  |  | NotYetVerified |  | 3 | 3485.48 | 120.32 | 28.97 | 7.03 | 0.99 | 5000 | 82
P898NU8M | Eaton (formerly Cooper Lighting) | Metalux | 4SNLED-LD4-30SL-LW-[Voltages include 120-277V]-[Emergency include blank EL EL10W]-[Wiring include blank PI/CPI]-[Motion Sensors include blank SA-EMRS LB- or HB-ERMS360 LB- or HB-MRMS360]-L850-CD1-[Packaging] | Indoor Luminaires | Linear Ambient | Direct Linear Ambient Luminaires | Standard | FALSE | [9 empty] | 42194 |  |  | NotYetVerified |  | 3 | 3286.04 | 113.43 | 28.97 | 7.03 | 0.99 | 5000 | 82
P34E8SZR | Eaton (formerly Cooper Lighting) | Metalux | 8TSNLED-LD4-88SL-LW-[Voltage includes 120V]-[Emergency include blank EL EL10W]-[Wiring include blank PI/CPI]-[Motion Sensors include blank SA-EMRS LB- or HB-ERMS360 LB- or HB-MRMS360]-L850-5LTHD2-[Packaging] | Indoor Luminaires | Linear Ambient | Direct Linear Ambient Luminaires | Standard | FALSE | [9 empty] | 42194 |  |  | NotYetVerified |  | 3 | 9565.58 | 104.63 | 91.43 | 7 | 0.99 | 5000 | 82
PTE3TSKD | Eaton (formerly Cooper Lighting) | Metalux | 8TSNLED-LD4-81SL-LW-[Voltage includes 120V]-[Emergency include blank EL EL10W]-[Wiring include blank PI/CPI]-[Motion Sensors include blank SA-EMRS LB- or HB-ERMS360 LB- or HB-MRMS360]-L850-5LTHD2-[Packaging] | Indoor Luminaires | Linear Ambient | Direct Linear Ambient Luminaires | Standard | FALSE | [9 empty] | 42194 |  |  | NotYetVerified |  | 3 | 8839.59 | 106.85 | 82.73 | 7 | 0.99 | 5000 | 82
PPSB4VZ7 | Eaton (formerly Cooper Lighting) | Metalux | 4SNLED-LD4-44SL-LW-[Voltage includes 120V]-[Emergency include blank EL EL10W]-[Wiring include blank PI/CPI]-[Motion Sensors include blank SA-EMRS LB- or HB-ERMS360 LB- or HB-MRMS360]-L850-5LTHD1-[Packaging] | Indoor Luminaires | Linear Ambient | Direct Linear Ambient Luminaires | Standard | FALSE | [9 empty] | 42194 |  |  | NotYetVerified |  | 3 | 4782.67 | 104.62 | 45.71 | 7 | 0.99 | 5000 | 82
P3WVHEZR | Eaton (formerly Cooper Lighting) | Metalux | 4SNLED-LD4-41SL-LW-[Voltage includes 120V]-[Emergency include blank EL EL10W]-[Wiring include blank PI/CPI]-[Motion Sensors include blank SA-EMRS LB- or HB-ERMS360 LB- or HB-MRMS360]-L850-5LTHD1-[Packaging] | Indoor Luminaires | Linear Ambient | Direct Linear Ambient Luminaires | Standard | FALSE | [9 empty] | 42194 |  |  | NotYetVerified |  | 3 | 4419.69 | 106.84 | 41.37 | 7 | 0.99 | 5000 | 82
PSQKCACP | Eaton (formerly Cooper Lighting) | Metalux | 4SNLED-LD4-37SL-LW-[Voltage includes 120V]-[Emergency include blank EL EL10W]-[Wiring include blank PI/CPI]-[Motion Sensors include blank SA-EMRS LB- or HB-ERMS360 LB- or HB-MRMS360]-L850-5LTHD1-[Packaging] | Indoor Luminaires | Linear Ambient | Direct Linear Ambient Luminaires | Standard | FALSE | [9 empty] | 42194 |  |  | NotYetVerified |  | 3 | 4053.96 | 109.1 | 37.16 | 6.9 | 0.989 | 5000 | 82
PMZMHMXT | Eaton (formerly Cooper Lighting) | Metalux | 8TSNLED-LD4-88SL-[Voltages include 120-277V]-[Emergency include blank EL EL10W]-[Wiring include blank PI/CPI]-[Motion Sensors include blank LB- or HB-ERMS360 LB- or HB-MRMS360]-L850-[Driver Types include CD 5LTD]1-[Packaging] | Indoor Luminaires | Linear Ambient | Direct Linear Ambient Luminaires | Standard | FALSE | [9 empty] | 42194 |  |  | NotYetVerified |  | 3 | 9538.97 | 133.72 | 71.33 | 6.83 | 0.994 | 5000 | 82
PQ4EBV4X | Eaton (formerly Cooper Lighting) | Metalux | 8TSNLED-LD4-85SL-RM-[Voltages include 120-277V]-[Emergency include blank EL EL10W]-[Wiring include blank PI/CPI]-[Motion Sensors include blank LB- or HB-ERMS360 LB- or HB-MRMS360]-L850-[Driver Types include CD 5LTD]1-[Packaging] | Indoor Luminaires | Linear Ambient | Direct Linear Ambient Luminaires | Standard | FALSE | [9 empty] | 42194 |  |  | NotYetVerified |  | 3 | 9329.11 | 130.78 | 71.33 | 6.83 | 0.994 | 5000 | 82
PGQG2D6X | Eaton (formerly Cooper Lighting) | Metalux | 8TSNLED-LD4-83SL-LC-[Voltages include 120-277V]-[Emergency include blank EL EL10W]-[Wiring include blank PI/CPI]-[Motion Sensors include blank SA-EMRS LB- or HB-ERMS360 LB- or HB-MRMS360]-L850-[Driver Types include CD 5LTD]1-[Packaging] | Indoor Luminaires | Linear Ambient | Direct Linear Ambient Luminaires | Standard | FALSE | [9 empty] | 42194 |  |  | NotYetVerified |  | 3 | 9081.1 | 127.3 | 71.33 | 6.83 | 0.994 | 5000 | 82
PWFB3Y85 | Eaton (formerly Cooper Lighting) | Metalux | 8TSNLED-LD4-83SL-LN-[Voltages include 120-277V]-[Emergency include blank EL EL10W]-[Wiring include blank PI/CPI]-[Motion Sensors include blank SA-EMRS LB- or HB-ERMS360 LB- or HB-MRMS360]-L850-[Driver Types include CD 5LTD]1-[Packaging] | Indoor Luminaires | Linear Ambient | Direct Linear Ambient Luminaires | Standard | FALSE | [9 empty] | 42194 |  |  | NotYetVerified |  | 3 | 9052.48 | 126.9 | 71.33 | 6.83 | 0.994 | 5000 | 82
PR21DUPM | Eaton (formerly Cooper Lighting) | Metalux | 8TSNLED-LD4-79SL-RW-[Voltages include 120-277V]-[Emergency include blank EL EL10W]-[Wiring include blank PI/CPI]-[Motion Sensors include blank LB- or HB-ERMS360 LB- or HB-MRMS360]-L850-[Driver Types include CD 5LTD]1-[Packaging] | Indoor Luminaires | Linear Ambient | Direct Linear Ambient Luminaires | Standard | FALSE | [9 empty] | 42194 |  |  | NotYetVerified |  | 3 | 8604.15 | 120.62 | 71.33 | 6.83 | 0.994 | 5000 | 82
PSSU7JHB | Eaton (formerly Cooper Lighting) | Metalux | 8TSNLED-LD4-74SL-LW-[Voltages include 120-277V]-[Emergency include blank EL EL10W]-[Wiring include blank PI/CPI]-[Motion Sensors include blank SA-EMRS LB- or HB-ERMS360 LB- or HB-MRMS360]-L850-[Driver Types include CD 5LTD]1-[Packaging] | Indoor Luminaires | Linear Ambient | Direct Linear Ambient Luminaires | Standard | FALSE | [9 empty] | 42194 |  |  | NotYetVerified |  | 3 | 8108.12 | 113.66 | 71.33 | 6.83 | 0.994 | 5000 | 82
P8YTB4P6 | Eaton (formerly Cooper Lighting) | Metalux | 4SNLED-LD4-40SL-[Voltages include 120-277V]-[Emergency include blank EL EL10W]-[Wiring include blank PI/CPI]-[Motion Sensors include blank LB- or HB-ERMS360 LB- or HB-MRMS360]-L850-CD1-[Packaging] | Indoor Luminaires | Linear Ambient | Direct Linear Ambient Luminaires | Standard | FALSE | [9 empty] | 42194 |  |  | NotYetVerified |  | 3 | 4305.95 | 130.92 | 32.89 | 6.83 | 0.99 | 5000 | 82
P1AWW7YW | Eaton (formerly Cooper Lighting) | Metalux | 4SNLED-LD4-39SL-RM-[Voltages include 120-277V]-[Emergency include blank EL EL10W]-[Wiring include blank PI/CPI]-[Motion Sensors include blank LB- or HB-ERMS360 LB- or HB-MRMS360]-L850-CD1-[Packaging] | Indoor Luminaires | Linear Ambient | Direct Linear Ambient Luminaires | Standard | FALSE | [9 empty] | 42194 |  |  | NotYetVerified |  | 3 | 4209.98 | 128 | 32.89 | 6.83 | 0.99 | 5000 | 82
PV6GP7BU | Eaton (formerly Cooper Lighting) | Metalux | 4SNLED-LD4-37SL-LC-[Voltages include 120-277V]-[Emergency include blank EL EL10W]-[Wiring include blank PI/CPI]-[Motion Sensors include blank SA-EMRS LB- or HB-ERMS360 LB- or HB-MRMS360]-L850-[Driver Types include CD 5LTD]1-[Packaging] | Indoor Luminaires | Linear Ambient | Direct Linear Ambient Luminaires | Standard | FALSE | [9 empty] | 42194 |  |  | NotYetVerified |  | 3 | 4100.69 | 124.68 | 32.89 | 6.83 | 0.99 | 5000 | 82
PY97JJ7N | Eaton (formerly Cooper Lighting) | Metalux | 4SNLED-LD4-37SL-LN-[Voltages include 120-277V]-[Emergency include blank EL EL10W]-[Wiring include blank PI/CPI]-[Motion Sensors include blank SA-EMRS LB- or HB-ERMS360 LB- or HB-MRMS360]-L850-CD1-[Packaging] | Indoor Luminaires | Linear Ambient | Direct Linear Ambient Luminaires | Standard | FALSE | [9 empty] | 42194 |  |  | NotYetVerified |  | 3 | 4088.25 | 124.3 | 32.89 | 6.83 | 0.99 | 5000 | 82
PZ9VJJN6 | Eaton (formerly Cooper Lighting) | Metalux | 4SNLED-LD4-36SL-RW-[Voltages include 120-277V]-[Emergency include blank EL EL10W]-[Wiring include blank PI/CPI]-[Motion Sensors include blank LB- or HB-ERMS360 LB- or HB-MRMS360]-L850-CD1-[Packaging] | Indoor Luminaires | Linear Ambient | Direct Linear Ambient Luminaires | Standard | FALSE | [9 empty] | 42194 |  |  | NotYetVerified |  | 3 | 3882.11 | 118.03 | 32.89 | 6.83 | 0.99 | 5000 | 82
PF7VTW9F | Eaton (formerly Cooper Lighting) | Metalux | 4SNLED-LD4-40SL-[Voltage includes 120V]-[Emergency include blank EL EL10W]-[Wiring include blank PI/CPI]-[Motion Sensors include blank LB- or HB-ERMS360 LB- or HB-MRMS360]-L850-5LTHD1-[Packaging] | Indoor Luminaires | Linear Ambient | Direct Linear Ambient Luminaires | Standard | FALSE | [9 empty] | 42194 |  |  | NotYetVerified |  | 3 | 4305.95 | 130.44 | 33.01 | 6.8 | 0.987 | 5000 | 82
PW884HSM | Eaton (formerly Cooper Lighting) | Metalux | 4SNLED-LD4-39SL-RM-[Voltage includes 120V]-[Emergency include blank EL EL10W]-[Wiring include blank PI/CPI]-[Motion Sensors include blank LB- or HB-ERMS360 LB- or HB-MRMS360]-L850-5LTHD1-[Packaging] | Indoor Luminaires | Linear Ambient | Direct Linear Ambient Luminaires | Standard | FALSE | [9 empty] | 42194 |  |  | NotYetVerified |  | 3 | 4209.98 | 127.53 | 33.01 | 6.8 | 0.987 | 5000 | 82
PNCUMPVF | Eaton (formerly Cooper Lighting) | Metalux | 4SNLED-LD4-37SL-LC-[Voltage includes 120V]-[Emergency include blank EL EL10W]-[Wiring include blank PI/CPI]-[Motion Sensors include blank SA-EMRS LB- or HB-ERMS360 LB- or HB-MRMS360]-L850-CD1-[Packaging] | Indoor Luminaires | Linear Ambient | Direct Linear Ambient Luminaires | Standard | FALSE | [9 empty] | 42194 |  |  | NotYetVerified |  | 3 | 4100.69 | 124.22 | 33.01 | 6.8 | 0.987 | 5000 | 82
PFH68NPJ | Eaton (formerly Cooper Lighting) | Metalux | 4SNLED-LD4-37SL-LN-[Voltage includes 120V]-[Emergency include blank EL EL10W]-[Wiring include blank PI/CPI]-[Motion Sensors include blank SA-EMRS LB- or HB-ERMS360 LB- or HB-MRMS360]-L850-5LTHD1-[Packaging] | Indoor Luminaires | Linear Ambient | Direct Linear Ambient Luminaires | Standard | FALSE | [9 empty] | 42194 |  |  | NotYetVerified |  | 3 | 4088.25 | 123.85 | 33.01 | 6.8 | 0.987 | 5000 | 82
PRJRARFU | Eaton (formerly Cooper Lighting) | Metalux | 4SNLED-LD4-36SL-RW-[Voltage includes 120V]-[Emergency include blank EL EL10W]-[Wiring include blank PI/CPI]-[Motion Sensors include blank LB- or HB-ERMS360 LB- or HB-MRMS360]-L850-5LTHD1-[Packaging] | Indoor Luminaires | Linear Ambient | Direct Linear Ambient Luminaires | Standard | FALSE | [9 empty] | 42194 |  |  | NotYetVerified |  | 3 | 3882.11 | 117.6 | 33.01 | 6.8 | 0.987 | 5000 | 82
PZKUVUNU | Eaton (formerly Cooper Lighting) | Metalux | 4SNLED-LD4-33SL-LW-[Voltage includes 120V]-[Emergency include blank EL EL10W]-[Wiring include blank PI/CPI]-[Motion Sensors include blank SA-EMRS LB- or HB-ERMS360 LB- or HB-MRMS360]-L850-5LTHD1-[Packaging] | Indoor Luminaires | Linear Ambient | Direct Linear Ambient Luminaires | Standard | FALSE | [9 empty] | 42194 |  |  | NotYetVerified |  | 3 | 3659.97 | 110.87 | 33.01 | 6.8 | 0.987 | 5000 | 82
P36ERQ5R | Eaton (formerly Cooper Lighting) | Metalux | 4SNLED-LD4-36SL-[Voltage includes 120V]-[Emergency include blank EL EL10W]-[Wiring include blank PI/CPI]-[Motion Sensors include blank LB- or HB-ERMS360 LB- or HB-MRMS360]-L850-5LTHD1-[Packaging] | Indoor Luminaires | Linear Ambient | Direct Linear Ambient Luminaires | Standard | FALSE | [9 empty] | 42194 |  |  | NotYetVerified |  | 3 | 3866.02 | 132.17 | 29.25 | 6.7 | 0.985 | 5000 | 82
P8RJKKTB | Eaton (formerly Cooper Lighting) | Metalux | 4SNLED-LD4-35SL-RM-[Voltage includes 120V]-[Emergency include blank EL EL10W]-[Wiring include blank PI/CPI]-[Motion Sensors include blank LB- or HB-ERMS360 LB- or HB-MRMS360]-L850-5LTHD1-[Packaging] | Indoor Luminaires | Linear Ambient | Direct Linear Ambient Luminaires | Standard | FALSE | [9 empty] | 42194 |  |  | NotYetVerified |  | 3 | 3779.86 | 129.23 | 29.25 | 6.7 | 0.985 | 5000 | 82
P9DHKVMC | Eaton (formerly Cooper Lighting) | Metalux | 4SNLED-LD4-34SL-LC-[Voltage includes 120V]-[Emergency include blank EL EL10W]-[Wiring include blank PI/CPI]-[Motion Sensors include blank SA-EMRS LB- or HB-ERMS360 LB- or HB-MRMS360]-L850-5LTHD1-[Packaging] | Indoor Luminaires | Linear Ambient | Direct Linear Ambient Luminaires | Standard | FALSE | [9 empty] | 42194 |  |  | NotYetVerified |  | 3 | 3681.73 | 125.87 | 29.25 | 6.7 | 0.985 | 5000 | 82
PAFXKZSF | Eaton (formerly Cooper Lighting) | Metalux | 4SNLED-LD4-34SL-LN-[Voltage includes 120V]-[Emergency include blank EL EL10W]-[Wiring include blank PI/CPI]-[Motion Sensors include blank SA-EMRS LB- or HB-ERMS360 LB- or HB-MRMS360]-L850-5LTHD1-[Packaging] | Indoor Luminaires | Linear Ambient | Direct Linear Ambient Luminaires | Standard | FALSE | [9 empty] | 42194 |  |  | NotYetVerified |  | 3 | 3670.56 | 125.49 | 29.25 | 6.7 | 0.985 | 5000 | 82
PBC26B31 | Eaton (formerly Cooper Lighting) | Metalux | 4SNLED-LD4-32SL-RW-[Voltage includes 120V]-[Emergency include blank EL EL10W]-[Wiring include blank PI/CPI]-[Motion Sensors include blank LB- or HB-ERMS360 LB- or HB-MRMS360]-L850-5LTHD1-[Packaging] | Indoor Luminaires | Linear Ambient | Direct Linear Ambient Luminaires | Standard | FALSE | [9 empty] | 42194 |  |  | NotYetVerified |  | 3 | 3485.48 | 119.16 | 29.25 | 6.7 | 0.985 | 5000 | 82
PDYWSH1B | Eaton (formerly Cooper Lighting) | Metalux | 4SNLED-LD4-30SL-LW-[Voltage includes 120V]-[Emergency include blank EL EL10W]-[Wiring include blank PI/CPI]-[Motion Sensors include blank SA-EMRS LB- or HB-ERMS360 LB- or HB-MRMS360]-L850-5LTHD1-[Packaging] | Indoor Luminaires | Linear Ambient | Direct Linear Ambient Luminaires | Standard | FALSE | [9 empty] | 42194 |  |  | NotYetVerified |  | 3 | 3286.04 | 112.34 | 29.25 | 6.7 | 0.985 | 5000 | 82
P76QWKH5 | Eaton (formerly Cooper Lighting) | Metalux | 4SNLED-LD4-33SL-LW-[Voltages include 120-277V]-[Emergency include blank EL EL10W]-[Wiring include blank PI/CPI]-[Motion Sensors include blank SA-EMRS LB- or HB-ERMS360 LB- or HB-MRMS360]-L850-CD1-[Packaging] | Indoor Luminaires | Linear Ambient | Direct Linear Ambient Luminaires | Standard | FALSE | [9 empty] | 42194 |  |  | NotYetVerified |  | 3 | 3659.97 | 112.51 | 32.53 | 6.65 | 0.994 | 5000 | 82
PPVR9G7B | Eaton (formerly Cooper Lighting) | Metalux | 4SNLED-LD4-32SL-[Voltage includes 120V]-[Emergency include blank EL EL10W]-[Wiring include blank PI/CPI]-[Motion Sensors include blank LB- or HB-ERMS360 LB- or HB-MRMS360]-L850-5LTHD1-[Packaging] | Indoor Luminaires | Linear Ambient | Direct Linear Ambient Luminaires | Standard | FALSE | [9 empty] | 42194 |  |  | NotYetVerified |  | 3 | 3448.62 | 133.02 | 25.93 | 6.6 | 0.983 | 5000 | 82
P4AY3FY3 | Eaton (formerly Cooper Lighting) | Metalux | 4SNLED-LD4-31SL-RM-[Voltage includes 120V]-[Emergency include blank EL EL10W]-[Wiring include blank PI/CPI]-[Motion Sensors include blank LB- or HB-ERMS360 LB- or HB-MRMS360]-L850-5LTHD1-[Packaging] | Indoor Luminaires | Linear Ambient | Direct Linear Ambient Luminaires | Standard | FALSE | [9 empty] | 42194 |  |  | NotYetVerified |  | 3 | 3371.76 | 130.06 | 25.93 | 6.6 | 0.983 | 5000 | 82
PTB9ZC54 | Eaton (formerly Cooper Lighting) | Metalux | 4SNLED-LD4-30SL-LC-[Voltage includes 120V]-[Emergency include blank EL EL10W]-[Wiring include blank PI/CPI]-[Motion Sensors include blank SA-EMRS LB- or HB-ERMS360 LB- or HB-MRMS360]-L850-5LTHD1-[Packaging] | Indoor Luminaires | Linear Ambient | Direct Linear Ambient Luminaires | Standard | FALSE | [9 empty] | 42194 |  |  | NotYetVerified |  | 3 | 3284.23 | 126.68 | 25.93 | 6.6 | 0.983 | 5000 | 82
PX8CQ6D9 | Eaton (formerly Cooper Lighting) | Metalux | 4SNLED-LD4-30SL-LN-[Voltage includes 120V]-[Emergency include blank EL EL10W]-[Wiring include blank PI/CPI]-[Motion Sensors include blank SA-EMRS LB- or HB-ERMS360 LB- or HB-MRMS360]-L850-5LTHD1-[Packaging] | Indoor Luminaires | Linear Ambient | Direct Linear Ambient Luminaires | Standard | FALSE | [9 empty] | 42194 |  |  | NotYetVerified |  | 3 | 3274.27 | 126.3 | 25.93 | 6.6 | 0.983 | 5000 | 82
PZD8P6AC | Eaton (formerly Cooper Lighting) | Metalux | 4SNLED-LD4-28SL-RW-[Voltage includes 120V]-[Emergency include blank EL EL10W]-[Wiring include blank PI/CPI]-[Motion Sensors include blank LB- or HB-ERMS360 LB- or HB-MRMS360]-L850-5LTHD1-[Packaging] | Indoor Luminaires | Linear Ambient | Direct Linear Ambient Luminaires | Standard | FALSE | [9 empty] | 42194 |  |  | NotYetVerified |  | 3 | 3109.17 | 119.93 | 25.93 | 6.6 | 0.983 | 5000 | 82
P4A1BW55 | Eaton (formerly Cooper Lighting) | Metalux | 4SNLED-LD4-27SL-LW-[Voltage includes 120V]-[Emergency include blank EL EL10W]-[Wiring include blank PI/CPI]-[Motion Sensors include blank SA-EMRS LB- or HB-ERMS360 LB- or HB-MRMS360]-L850-5LTHD1-[Packaging] | Indoor Luminaires | Linear Ambient | Direct Linear Ambient Luminaires | Standard | FALSE | [9 empty] | 42194 |  |  | NotYetVerified |  | 3 | 2931.26 | 113.07 | 25.93 | 6.6 | 0.983 | 5000 | 82
PZB5SM7S | Eaton (formerly Cooper Lighting) | Metalux | 4SNLED-LD4-28SL-[Voltage includes 120V]-[Emergency include blank EL EL10W]-[Wiring include blank PI/CPI]-[Motion Sensors include blank LB- or HB-ERMS360 LB- or HB-MRMS360]-L850-5LTHD1-[Packaging] | Indoor Luminaires | Linear Ambient | Direct Linear Ambient Luminaires | Standard | FALSE | [9 empty] | 42194 |  |  | NotYetVerified |  | 3 | 3029.08 | 133.74 | 22.65 | 6.4 | 0.979 | 5000 | 82
PH4YX117 | Eaton (formerly Cooper Lighting) | Metalux | 4SNLED-LD4-27SL-RM-[Voltage includes 120V]-[Emergency include blank EL EL10W]-[Wiring include blank PI/CPI]-[Motion Sensors include blank LB- or HB-ERMS360 LB- or HB-MRMS360]-L850-5LTHD1-[Packaging] | Indoor Luminaires | Linear Ambient | Direct Linear Ambient Luminaires | Standard | FALSE | [9 empty] | 42194 |  |  | NotYetVerified |  | 3 | 2961.57 | 130.76 | 22.65 | 6.4 | 0.979 | 5000 | 82
PWJ257TN | Eaton (formerly Cooper Lighting) | Metalux | 4SNLED-LD4-26SL-LC-[Voltage includes 120V]-[Emergency include blank EL EL10W]-[Wiring include blank PI/CPI]-[Motion Sensors include blank SA-EMRS LB- or HB-ERMS360 LB- or HB-MRMS360]-L850-5LTHD1-[Packaging] | Indoor Luminaires | Linear Ambient | Direct Linear Ambient Luminaires | Standard | FALSE | [9 empty] | 42194 |  |  | NotYetVerified |  | 3 | 2884.69 | 127.37 | 22.65 | 6.4 | 0.979 | 5000 | 82
PQXCYT9D | Eaton (formerly Cooper Lighting) | Metalux | 4SNLED-LD4-26SL-LN-[Voltage includes 120V]-[Emergency include blank EL EL10W]-[Wiring include blank PI/CPI]-[Motion Sensors include blank SA-EMRS LB- or HB-ERMS360 LB- or HB-MRMS360]-L850-5LTHD1-[Packaging] | Indoor Luminaires | Linear Ambient | Direct Linear Ambient Luminaires | Standard | FALSE | [9 empty] | 42194 |  |  | NotYetVerified |  | 3 | 2875.94 | 126.98 | 22.65 | 6.4 | 0.979 | 5000 | 82
P56PZGQ5 | Eaton (formerly Cooper Lighting) | Metalux | 4SNLED-LD4-25SL-RW-[Voltage includes 120V]-[Emergency include blank EL EL10W]-[Wiring include blank PI/CPI]-[Motion Sensors include blank LB- or HB-ERMS360 LB- or HB-MRMS360]-L850-5LTHD1-[Packaging] | Indoor Luminaires | Linear Ambient | Direct Linear Ambient Luminaires | Standard | FALSE | [9 empty] | 42194 |  |  | NotYetVerified |  | 3 | 2730.92 | 120.58 | 22.65 | 6.4 | 0.979 | 5000 | 82
PCVZREZ7 | Eaton (formerly Cooper Lighting) | Metalux | 4SNLED-LD4-23SL-LW-[Voltage includes 120V]-[Emergency include blank EL EL10W]-[Wiring include blank PI/CPI]-[Motion Sensors include blank SA-EMRS LB- or HB-ERMS360 LB- or HB-MRMS360]-L850-5LTHD1-[Packaging] | Indoor Luminaires | Linear Ambient | Direct Linear Ambient Luminaires | Standard | FALSE | [9 empty] | 42194 |  |  | NotYetVerified |  | 3 | 2574.65 | 113.68 | 22.65 | 6.4 | 0.979 | 5000 | 82
PE3NAHX5 | Eaton (formerly Cooper Lighting) | Metalux | 4SNLED-LD4-24SL-[Voltage includes 120V]-[Emergency include blank EL EL10W]-[Wiring include blank PI/CPI]-[Motion Sensors include blank LB- or HB-ERMS360 LB- or HB-MRMS360]-L850-5LTHD1-[Packaging] | Indoor Luminaires | Linear Ambient | Direct Linear Ambient Luminaires | Standard | FALSE | [9 empty] | 42194 |  |  | NotYetVerified |  | 3 | 2592.37 | 133.81 | 19.37 | 6.1 | 0.974 | 5000 | 82
P767G7X7 | Eaton (formerly Cooper Lighting) | Metalux | 4SNLED-LD4-23SL-RM-[Voltage includes 120V]-[Emergency include blank EL EL10W]-[Wiring include blank PI/CPI]-[Motion Sensors include blank LB- or HB-ERMS360 LB- or HB-MRMS360]-L850-5LTHD1-[Packaging] | Indoor Luminaires | Linear Ambient | Direct Linear Ambient Luminaires | Standard | FALSE | [9 empty] | 42194 |  |  | NotYetVerified |  | 3 | 2534.59 | 130.83 | 19.37 | 6.1 | 0.974 | 5000 | 82
P26W11PH | Eaton (formerly Cooper Lighting) | Metalux | 4SNLED-LD4-22SL-LC-[Voltage includes 120V]-[Emergency include blank EL EL10W]-[Wiring include blank PI/CPI]-[Motion Sensors include blank SA-EMRS LB- or HB-ERMS360 LB- or HB-MRMS360]-L850-5LTHD1-[Packaging] | Indoor Luminaires | Linear Ambient | Direct Linear Ambient Luminaires | Standard | FALSE | [9 empty] | 42194 |  |  | NotYetVerified |  | 3 | 2468.79 | 127.43 | 19.37 | 6.1 | 0.974 | 5000 | 82
P3ZXG3CC | Eaton (formerly Cooper Lighting) | Metalux | 4SNLED-LD4-22SL-LN-[Voltage includes 120V]-[Emergency include blank EL EL10W]-[Wiring include blank PI/CPI]-[Motion Sensors include blank SA-EMRS LB- or HB-ERMS360 LB- or HB-MRMS360]-L850-5LTHD1-[Packaging] | Indoor Luminaires | Linear Ambient | Direct Linear Ambient Luminaires | Standard | FALSE | [9 empty] | 42194 |  |  | NotYetVerified |  | 3 | 2461.31 | 127.04 | 19.37 | 6.1 | 0.974 | 5000 | 82
P4E5JXC2 | Eaton (formerly Cooper Lighting) | Metalux | 4SNLED-LD4-21SL-RW-[Voltage includes 120V]-[Emergency include blank EL EL10W]-[Wiring include blank PI/CPI]-[Motion Sensors include blank LB- or HB-ERMS360 LB- or HB-MRMS360]-L850-5LTHD1-[Packaging] | Indoor Luminaires | Linear Ambient | Direct Linear Ambient Luminaires | Standard | FALSE | [9 empty] | 42194 |  |  | NotYetVerified |  | 3 | 2337.2 | 120.64 | 19.37 | 6.1 | 0.974 | 5000 | 82
PMF381SC | Eaton (formerly Cooper Lighting) | Metalux | 4SNLED-LD4-20SL-LW-[Voltage includes 120V]-[Emergency include blank EL EL10W]-[Wiring include blank PI/CPI]-[Motion Sensors include blank SA-EMRS LB- or HB-ERMS360 LB- or HB-MRMS360]-L850-5LTHD1-[Packaging] | Indoor Luminaires | Linear Ambient | Direct Linear Ambient Luminaires | Standard | FALSE | [9 empty] | 42194 |  |  | NotYetVerified |  | 3 | 2203.46 | 113.73 | 19.37 | 6.1 | 0.974 | 5000 | 82
P3H6SBG3 | Eaton (formerly Cooper Lighting) | Metalux | 4SNLED-LD4-20SL-[Voltage includes 120V]-[Emergency include blank EL EL10W]-[Wiring include blank PI/CPI]-[Motion Sensors include blank LB- or HB-ERMS360 LB- or HB-MRMS360]-L850-5LTHD1-[Packaging] | Indoor Luminaires | Linear Ambient | Direct Linear Ambient Luminaires | Standard | FALSE | [9 empty] | 42194 |  |  | NotYetVerified |  | 3 | 2296.22 | 133.35 | 17.22 | 5.9 | 0.97 | 5000 | 82
P9QHRP6Z | Eaton (formerly Cooper Lighting) | Metalux | 4SNLED-LD4-19SL-RM-[Voltage includes 120V]-[Emergency include blank EL EL10W]-[Wiring include blank PI/CPI]-[Motion Sensors include blank LB- or HB-ERMS360 LB- or HB-MRMS360]-L850-5LTHD1-[Packaging] | Indoor Luminaires | Linear Ambient | Direct Linear Ambient Luminaires | Standard | FALSE | [9 empty] | 42194 |  |  | NotYetVerified |  | 3 | 2245.05 | 130.38 | 17.22 | 5.9 | 0.97 | 5000 | 82
PZ7N4669 | Eaton (formerly Cooper Lighting) | Metalux | 4SNLED-LD4-18SL-LC-[Voltage includes 120V]-[Emergency include blank EL EL10W]-[Wiring include blank PI/CPI]-[Motion Sensors include blank SA-EMRS LB- or HB-ERMS360 LB- or HB-MRMS360]-L850-5LTHD1-[Packaging] | Indoor Luminaires | Linear Ambient | Direct Linear Ambient Luminaires | Standard | FALSE | [9 empty] | 42194 |  |  | NotYetVerified |  | 3 | 2186.76 | 127 | 17.22 | 5.9 | 0.97 | 5000 | 82
PCFXVBWV | Eaton (formerly Cooper Lighting) | Metalux | 4SNLED-LD4-18SL-LN-[Voltage includes 120V]-[Emergency include blank EL EL10W]-[Wiring include blank PI/CPI]-[Motion Sensors include blank SA-EMRS LB- or HB-ERMS360 LB- or HB-MRMS360]-L850-5LTHD1-[Packaging] | Indoor Luminaires | Linear Ambient | Direct Linear Ambient Luminaires | Standard | FALSE | [9 empty] | 42194 |  |  | NotYetVerified |  | 3 | 2180.13 | 126.61 | 17.22 | 5.9 | 0.97 | 5000 | 82
PQYFSS2M | Eaton (formerly Cooper Lighting) | Metalux | 4SNLED-LD4-18SL-RW-[Voltage includes 120V]-[Emergency include blank EL EL10W]-[Wiring include blank PI/CPI]-[Motion Sensors include blank LB- or HB-ERMS360 LB- or HB-MRMS360]-L850-5LTHD1-[Packaging] | Indoor Luminaires | Linear Ambient | Direct Linear Ambient Luminaires | Standard | FALSE | [9 empty] | 42194 |  |  | NotYetVerified |  | 3 | 2070.2 | 120.23 | 17.22 | 5.9 | 0.97 | 5000 | 82
P1WT52N7 | Eaton (formerly Cooper Lighting) | Metalux | 4SNLED-LD4-16SL-LW-[Voltage includes 120V]-[Emergency include blank EL EL10W]-[Wiring include blank PI/CPI]-[Motion Sensors include blank SA-EMRS LB- or HB-ERMS360 LB- or HB-MRMS360]-L850-5LTHD1-[Packaging] | Indoor Luminaires | Linear Ambient | Direct Linear Ambient Luminaires | Standard | FALSE | [9 empty] | 42194 |  |  | NotYetVerified |  | 3 | 1951.74 | 113.35 | 17.22 | 5.9 | 0.97 | 5000 | 82
P817E3TT | Eaton (formerly Cooper Lighting) | Metalux | 4SNLED-LD4-32SL-[Voltages include 120-277V]-[Emergency include blank EL EL10W]-[Wiring include blank PI/CPI]-[Motion Sensors include blank LB- or HB-ERMS360 LB- or HB-MRMS360]-L850-CD1-[Packaging] | Indoor Luminaires | Linear Ambient | Direct Linear Ambient Luminaires | Standard | FALSE | [9 empty] | 42194 |  |  | NotYetVerified |  | 3 | 3448.62 | 136.83 | 25.2 | 5.75 | 0.993 | 5000 | 82
PYA8CB9U | Eaton (formerly Cooper Lighting) | Metalux | 4SNLED-LD4-31SL-RM-[Voltages include 120-277V]-[Emergency include blank EL EL10W]-[Wiring include blank PI/CPI]-[Motion Sensors include blank LB- or HB-ERMS360 LB- or HB-MRMS360]-L850-CD1-[Packaging] | Indoor Luminaires | Linear Ambient | Direct Linear Ambient Luminaires | Standard | FALSE | [9 empty] | 42194 |  |  | NotYetVerified |  | 3 | 3371.76 | 133.78 | 25.2 | 5.75 | 0.993 | 5000 | 82
P2TVSB2S | Eaton (formerly Cooper Lighting) | Metalux | 4SNLED-LD4-30SL-LC-[Voltages include 120-277V]-[Emergency include blank EL EL10W]-[Wiring include blank PI/CPI]-[Motion Sensors include blank SA-EMRS LB- or HB-ERMS360 LB- or HB-MRMS360]-L850-CD1-[Packaging] | Indoor Luminaires | Linear Ambient | Direct Linear Ambient Luminaires | Standard | FALSE | [9 empty] | 42194 |  |  | NotYetVerified |  | 3 | 3284.23 | 130.3 | 25.2 | 5.75 | 0.993 | 5000 | 82
PSNN82JY | Eaton (formerly Cooper Lighting) | Metalux | 4SNLED-LD4-30SL-LN-[Voltages include 120-277V]-[Emergency include blank EL EL10W]-[Wiring include blank PI/CPI]-[Motion Sensors include blank SA-EMRS LB- or HB-ERMS360 LB- or HB-MRMS360]-L850-CD1-[Packaging] | Indoor Luminaires | Linear Ambient | Direct Linear Ambient Luminaires | Standard | FALSE | [9 empty] | 42194 |  |  | NotYetVerified |  | 3 | 3274.27 | 129.91 | 25.2 | 5.75 | 0.993 | 5000 | 82
PVBJJAJU | Eaton (formerly Cooper Lighting) | Metalux | 4SNLED-LD4-28SL-RW-[Voltages include 120-277V]-[Emergency include blank EL EL10W]-[Wiring include blank PI/CPI]-[Motion Sensors include blank LB- or HB-ERMS360 LB- or HB-MRMS360]-L850-CD1-[Packaging] | Indoor Luminaires | Linear Ambient | Direct Linear Ambient Luminaires | Standard | FALSE | [9 empty] | 42194 |  |  | NotYetVerified |  | 3 | 3109.17 | 123.36 | 25.2 | 5.75 | 0.993 | 5000 | 82
PYQ14FVG | Eaton (formerly Cooper Lighting) | Metalux | 4SNLED-LD4-27SL-LW-[Voltages include 120-277V]-[Emergency include blank EL EL10W]-[Wiring include blank PI/CPI]-[Motion Sensors include blank SA-EMRS LB- or HB-ERMS360 LB- or HB-MRMS360]-L850-CD1-[Packaging] | Indoor Luminaires | Linear Ambient | Direct Linear Ambient Luminaires | Standard | FALSE | [9 empty] | 42194 |  |  | NotYetVerified |  | 3 | 2931.26 | 116.3 | 25.2 | 5.75 | 0.993 | 5000 | 82
P7UYQ4HH | Eaton (formerly Cooper Lighting) | Metalux | 4SNLED-LD4-44SL-[Voltages include 120-277V]-[Emergency include blank EL EL10W]-[Wiring include blank PI/CPI]-[Motion Sensors include blank LB- or HB-ERMS360 LB- or HB-MRMS360]-L840-SD1-[Packaging] | Indoor Luminaires | Linear Ambient | Direct Linear Ambient Luminaires | Standard | FALSE | [9 empty] | 42194 |  |  | NotYetVerified |  | 3 | 4565.02 | 119.82 | 38.1 | 13.3 | 0.988 | 4000 | 82
PPJYMQUZ | Eaton (formerly Cooper Lighting) | Metalux | 4SNLED-LD4-42SL-RM-[Voltages include 120-277V]-[Emergency include blank EL EL10W]-[Wiring include blank PI/CPI]-[Motion Sensors include blank LB- or HB-ERMS360 LB- or HB-MRMS360]-L840-SD1-[Packaging] | Indoor Luminaires | Linear Ambient | Direct Linear Ambient Luminaires | Standard | FALSE | [9 empty] | 42194 |  |  | NotYetVerified |  | 3 | 4463.28 | 117.15 | 38.1 | 13.3 | 0.988 | 4000 | 82
P9A1ZYMQ | Eaton (formerly Cooper Lighting) | Metalux | 4SNLED-LD4-41SL-LC-[Voltages include 120-277V]-[Emergency include blank EL EL10W]-[Wiring include blank PI/CPI]-[Motion Sensors include blank SA-EMRS LB- or HB-ERMS360 LB- or HB-MRMS360]-L840-SD1-[Packaging] | Indoor Luminaires | Linear Ambient | Direct Linear Ambient Luminaires | Standard | FALSE | [9 empty] | 42194 |  |  | NotYetVerified |  | 3 | 4347.41 | 114.1 | 38.1 | 13.3 | 0.988 | 4000 | 82
PRJXD8BQ | Eaton (formerly Cooper Lighting) | Metalux | 4SNLED-LD4-41SL-LN-[Voltages include 120-277V]-[Emergency include blank EL EL10W]-[Wiring include blank PI/CPI]-[Motion Sensors include blank SA-EMRS LB- or HB-ERMS360 LB- or HB-MRMS360]-L840-SD1-[Packaging] | Indoor Luminaires | Linear Ambient | Direct Linear Ambient Luminaires | Standard | FALSE | [9 empty] | 42194 |  |  | NotYetVerified |  | 3 | 4334.22 | 113.76 | 38.1 | 13.3 | 0.988 | 4000 | 82
PGMMYX4Z | Eaton (formerly Cooper Lighting) | Metalux | 4SNLED-LD4-39SL-RW-[Voltages include 120-277V]-[Emergency include blank EL EL10W]-[Wiring include blank PI/CPI]-[Motion Sensors include blank LB- or HB-ERMS360 LB- or HB-MRMS360]-L840-SD1-[Packaging] | Indoor Luminaires | Linear Ambient | Direct Linear Ambient Luminaires | Standard | FALSE | [9 empty] | 42194 |  |  | NotYetVerified |  | 3 | 4115.67 | 108.02 | 38.1 | 13.3 | 0.988 | 4000 | 82
PYHB4S3J | Eaton (formerly Cooper Lighting) | Metalux | 4SNLED-LD4-37SL-LW-[Voltages include 120-277V]-[Emergency include blank EL EL10W]-[Wiring include blank PI/CPI]-[Motion Sensors include blank SA-EMRS LB- or HB-ERMS360 LB- or HB-MRMS360]-L840-SD1-[Packaging] | Indoor Luminaires | Linear Ambient | Direct Linear Ambient Luminaires | Standard | FALSE | [9 empty] | 42194 |  |  | NotYetVerified |  | 3 | 3880.17 | 101.84 | 38.1 | 13.3 | 0.988 | 4000 | 82
P2MRK17X | Eaton (formerly Cooper Lighting) | Metalux | 8TSNLED-LD4-96SL-[Voltages include 120-277V]-[Emergency include blank EL EL10W]-[Wiring include blank PI/CPI]-[Motion Sensors include blank LB- or HB-ERMS360 LB- or HB-MRMS360]-L840-SD2-[Packaging] | Indoor Luminaires | Linear Ambient | Direct Linear Ambient Luminaires | Standard | FALSE | [9 empty] | 42194 |  |  | NotYetVerified |  | 3 | 9953.68 | 117.92 | 84.41 | 12.5 | 0.99 | 4000 | 82
PWV8PHT7 | Eaton (formerly Cooper Lighting) | Metalux | 8TSNLED-LD4-95SL-RM-[Voltages include 120-277V]-[Emergency include blank EL EL10W]-[Wiring include blank PI/CPI]-[Motion Sensors include blank LB- or HB-ERMS360 LB- or HB-MRMS360]-L840-SD2-[Packaging] | Indoor Luminaires | Linear Ambient | Direct Linear Ambient Luminaires | Standard | FALSE | [9 empty] | 42194 |  |  | NotYetVerified |  | 3 | 9734.7 | 115.33 | 84.41 | 12.5 | 0.99 | 4000 | 82
PWB96M8Z | Eaton (formerly Cooper Lighting) | Metalux | 8TSNLED-LD4-90SL-LC-[Voltages include 120-277V]-[Emergency include blank EL EL10W]-[Wiring include blank PI/CPI]-[Motion Sensors include blank SA-EMRS LB- or HB-ERMS360 LB- or HB-MRMS360]-L840-SD2-[Packaging] | Indoor Luminaires | Linear Ambient | Direct Linear Ambient Luminaires | Standard | FALSE | [9 empty] | 42194 |  |  | NotYetVerified |  | 3 | 9475.91 | 112.26 | 84.41 | 12.5 | 0.99 | 4000 | 82
PQC3FTWQ | Eaton (formerly Cooper Lighting) | Metalux | 8TSNLED-LD4-91SL-LN-[Voltages include 120-277V]-[Emergency include blank EL EL10W]-[Wiring include blank PI/CPI]-[Motion Sensors include blank SA-EMRS LB- or HB-ERMS360 LB- or HB-MRMS360]-L840-SD2-[Packaging] | Indoor Luminaires | Linear Ambient | Direct Linear Ambient Luminaires | Standard | FALSE | [9 empty] | 42194 |  |  | NotYetVerified |  | 3 | 9446.05 | 111.91 | 84.41 | 12.5 | 0.99 | 4000 | 82
PZHMTKYU | Eaton (formerly Cooper Lighting) | Metalux | 8TSNLED-LD4-86SL-RW-[Voltages include 120-277V]-[Emergency include blank EL EL10W]-[Wiring include blank PI/CPI]-[Motion Sensors include blank LB- or HB-ERMS360 LB- or HB-MRMS360]-L840-SD2-[Packaging] | Indoor Luminaires | Linear Ambient | Direct Linear Ambient Luminaires | Standard | FALSE | [9 empty] | 42194 |  |  | NotYetVerified |  | 3 | 8978.22 | 106.36 | 84.41 | 12.5 | 0.99 | 4000 | 82
P16ZYM4Q | Eaton (formerly Cooper Lighting) | Metalux | 8TSNLED-LD4-81SL-LW-[Voltages include 120-277V]-[Emergency include blank EL EL10W]-[Wiring include blank PI/CPI]-[Motion Sensors include blank SA-EMRS LB- or HB-ERMS360 LB- or HB-MRMS360]-L840-SD2-[Packaging] | Indoor Luminaires | Linear Ambient | Direct Linear Ambient Luminaires | Standard | FALSE | [9 empty] | 42194 |  |  | NotYetVerified |  | 3 | 8460.63 | 100.23 | 84.41 | 12.5 | 0.99 | 4000 | 82
P76QRQ3A | Eaton (formerly Cooper Lighting) | Metalux | 4SNLED-LD4-48SL-[Voltages include 120-277V]-[Emergency include blank EL EL10W]-[Wiring include blank PI/CPI]-[Motion Sensors include blank LB- or HB-ERMS360 LB- or HB-MRMS360]-L840-SD1-[Packaging] | Indoor Luminaires | Linear Ambient | Direct Linear Ambient Luminaires | Standard | FALSE | [9 empty] | 42194 |  |  | NotYetVerified |  | 3 | 4976.84 | 117.92 | 42.21 | 12.5 | 0.99 | 4000 | 82
PVR6PSJQ | Eaton (formerly Cooper Lighting) | Metalux | 4SNLED-LD4-47SL-RM-[Voltages include 120-277V]-[Emergency include blank EL EL10W]-[Wiring include blank PI/CPI]-[Motion Sensors include blank LB- or HB-ERMS360 LB- or HB-MRMS360]-L840-SD1-[Packaging] | Indoor Luminaires | Linear Ambient | Direct Linear Ambient Luminaires | Standard | FALSE | [9 empty] | 42194 |  |  | NotYetVerified |  | 3 | 4865.93 | 115.29 | 42.21 | 12.5 | 0.99 | 4000 | 82
PMSBS8KN | Eaton (formerly Cooper Lighting) | Metalux | 4SNLED-LD4-46SL-LC-[Voltages include 120-277V]-[Emergency include blank EL EL10W]-[Wiring include blank PI/CPI]-[Motion Sensors include blank SA-EMRS LB- or HB-ERMS360 LB- or HB-MRMS360]-L840-SD1-[Packaging] | Indoor Luminaires | Linear Ambient | Direct Linear Ambient Luminaires | Standard | FALSE | [9 empty] | 42194 |  |  | NotYetVerified |  | 3 | 4739.61 | 112.3 | 42.21 | 12.5 | 0.99 | 4000 | 82
PJ94BUVP | Eaton (formerly Cooper Lighting) | Metalux | 4SNLED-LD4-46SL-LN-[Voltages include 120-277V]-[Emergency include blank EL EL10W]-[Wiring include blank PI/CPI]-[Motion Sensors include blank SA-EMRS LB- or HB-ERMS360 LB- or HB-MRMS360]-L840-SD1-[Packaging] | Indoor Luminaires | Linear Ambient | Direct Linear Ambient Luminaires | Standard | FALSE | [9 empty] | 42194 |  |  | NotYetVerified |  | 3 | 4725.23 | 111.96 | 42.21 | 12.5 | 0.99 | 4000 | 82
P9TF2QPB | Eaton (formerly Cooper Lighting) | Metalux | 4SNLED-LD4-43SL-RW-[Voltages include 120-277V]-[Emergency include blank EL EL10W]-[Wiring include blank PI/CPI]-[Motion Sensors include blank LB- or HB-ERMS360 LB- or HB-MRMS360]-L840-SD1-[Packaging] | Indoor Luminaires | Linear Ambient | Direct Linear Ambient Luminaires | Standard | FALSE | [9 empty] | 42194 |  |  | NotYetVerified |  | 3 | 4486.96 | 106.31 | 42.21 | 12.5 | 0.99 | 4000 | 82
P9D4YP16 | Eaton (formerly Cooper Lighting) | Metalux | 4SNLED-LD4-41SL-LW-[Voltages include 120-277V]-[Emergency include blank EL EL10W]-[Wiring include blank PI/CPI]-[Motion Sensors include blank SA-EMRS LB- or HB-ERMS360 LB- or HB-MRMS360]-L840-SD1-[Packaging] | Indoor Luminaires | Linear Ambient | Direct Linear Ambient Luminaires | Standard | FALSE | [9 empty] | 42194 |  |  | NotYetVerified |  | 3 | 4230.21 | 100.23 | 42.21 | 12.5 | 0.99 | 4000 | 82
P2W7W94X | Eaton (formerly Cooper Lighting) | Metalux | 8TSNLED-LD4-104SL-[Voltages include 120-277V]-[Emergency include blank EL EL10W]-[Wiring include blank PI/CPI]-[Motion Sensors include blank LB- or HB-ERMS360 LB- or HB-MRMS360]-L840-SD2-[Packaging] | Indoor Luminaires | Linear Ambient | Direct Linear Ambient Luminaires | Standard | FALSE | [9 empty] | 42194 |  |  | NotYetVerified |  | 3 | 10771.18 | 115.76 | 93.05 | 11.8 | 0.991 | 4000 | 82
PASNSTAD | Eaton (formerly Cooper Lighting) | Metalux | 8TSNLED-LD4-101SL-RM-[Voltages include 120-277V]-[Emergency include blank EL EL10W]-[Wiring include blank PI/CPI]-[Motion Sensors include blank LB- or HB-ERMS360 LB- or HB-MRMS360]-L840-SD2-[Packaging] | Indoor Luminaires | Linear Ambient | Direct Linear Ambient Luminaires | Standard | FALSE | [9 empty] | 42194 |  |  | NotYetVerified |  | 3 | 10534.21 | 113.21 | 93.05 | 11.8 | 0.991 | 4000 | 82
P5FQ5XS4 | Eaton (formerly Cooper Lighting) | Metalux | 8TSNLED-LD4-98SL-LC-[Voltages include 120-277V]-[Emergency include blank EL EL10W]-[Wiring include blank PI/CPI]-[Motion Sensors include blank SA-EMRS LB- or HB-ERMS360 LB- or HB-MRMS360]-L840-SD2-[Packaging] | Indoor Luminaires | Linear Ambient | Direct Linear Ambient Luminaires | Standard | FALSE | [9 empty] | 42194 |  |  | NotYetVerified |  | 3 | 10254.16 | 110.2 | 93.05 | 11.8 | 0.991 | 4000 | 82
P5ZXGBUV | Eaton (formerly Cooper Lighting) | Metalux | 8TSNLED-LD4-98SL-LN-[Voltages include 120-277V]-[Emergency include blank EL EL10W]-[Wiring include blank PI/CPI]-[Motion Sensors include blank SA-EMRS LB- or HB-ERMS360 LB- or HB-MRMS360]-L840-SD2-[Packaging] | Indoor Luminaires | Linear Ambient | Direct Linear Ambient Luminaires | Standard | FALSE | [9 empty] | 42194 |  |  | NotYetVerified |  | 3 | 10221.85 | 109.85 | 93.05 | 11.8 | 0.991 | 4000 | 82
PPDNRNGA | Eaton (formerly Cooper Lighting) | Metalux | 8TSNLED-LD4-93SL-RW-[Voltages include 120-277V]-[Emergency include blank EL EL10W]-[Wiring include blank PI/CPI]-[Motion Sensors include blank LB- or HB-ERMS360 LB- or HB-MRMS360]-L840-SD2-[Packaging] | Indoor Luminaires | Linear Ambient | Direct Linear Ambient Luminaires | Standard | FALSE | [9 empty] | 42194 |  |  | NotYetVerified |  | 3 | 9715.6 | 104.41 | 93.05 | 11.8 | 0.991 | 4000 | 82
P6ZK863Q | Eaton (formerly Cooper Lighting) | Metalux | 8TSNLED-LD4-88SL-LW-[Voltages include 120-277V]-[Emergency include blank EL EL10W]-[Wiring include blank PI/CPI]-[Motion Sensors include blank SA-EMRS LB- or HB-ERMS360 LB- or HB-MRMS360]-L840-SD2-[Packaging] | Indoor Luminaires | Linear Ambient | Direct Linear Ambient Luminaires | Standard | FALSE | [9 empty] | 42194 |  |  | NotYetVerified |  | 3 | 9155.5 | 98.39 | 93.05 | 11.8 | 0.991 | 4000 | 82
PYE8YDMW | Eaton (formerly Cooper Lighting) | Metalux | 4SNLED-LD4-52SL-[Voltages include 120-277V]-[Emergency include blank EL EL10W]-[Wiring include blank PI/CPI]-[Motion Sensors include blank LB- or HB-ERMS360 LB- or HB-MRMS360]-L840-SD1-[Packaging] | Indoor Luminaires | Linear Ambient | Direct Linear Ambient Luminaires | Standard | FALSE | [9 empty] | 42194 |  |  | NotYetVerified |  | 3 | 5385.59 | 115.76 | 46.53 | 11.8 | 0.991 | 4000 | 82
P36GHXT2 | Eaton (formerly Cooper Lighting) | Metalux | 4SNLED-LD4-50SL-RM-[Voltages include 120-277V]-[Emergency include blank EL EL10W]-[Wiring include blank PI/CPI]-[Motion Sensors include blank LB- or HB-ERMS360 LB- or HB-MRMS360]-L840-SD1-[Packaging] | Indoor Luminaires | Linear Ambient | Direct Linear Ambient Luminaires | Standard | FALSE | [9 empty] | 42194 |  |  | NotYetVerified |  | 3 | 5265.56 | 113.18 | 46.53 | 11.8 | 0.991 | 4000 | 82
PR9KSBBX | Eaton (formerly Cooper Lighting) | Metalux | 4SNLED-LD4-49SL-LC-[Voltages include 120-277V]-[Emergency include blank EL EL10W]-[Wiring include blank PI/CPI]-[Motion Sensors include blank SA-EMRS LB- or HB-ERMS360 LB- or HB-MRMS360]-L840-SD1-[Packaging] | Indoor Luminaires | Linear Ambient | Direct Linear Ambient Luminaires | Standard | FALSE | [9 empty] | 42194 |  |  | NotYetVerified |  | 3 | 5128.87 | 110.24 | 46.53 | 11.8 | 0.991 | 4000 | 82
P2QCZKHT | Eaton (formerly Cooper Lighting) | Metalux | 4SNLED-LD4-49SL-LN-[Voltages include 120-277V]-[Emergency include blank EL EL10W]-[Wiring include blank PI/CPI]-[Motion Sensors include blank SA-EMRS LB- or HB-ERMS360 LB- or HB-MRMS360]-L840-SD1-[Packaging] | Indoor Luminaires | Linear Ambient | Direct Linear Ambient Luminaires | Standard | FALSE | [9 empty] | 42194 |  |  | NotYetVerified |  | 3 | 5113.31 | 109.9 | 46.53 | 11.8 | 0.991 | 4000 | 82
PT72U1AQ | Eaton (formerly Cooper Lighting) | Metalux | 4SNLED-LD4-46SL-RW-[Voltages include 120-277V]-[Emergency include blank EL EL10W]-[Wiring include blank PI/CPI]-[Motion Sensors include blank LB- or HB-ERMS360 LB- or HB-MRMS360]-L840-SD1-[Packaging] | Indoor Luminaires | Linear Ambient | Direct Linear Ambient Luminaires | Standard | FALSE | [9 empty] | 42194 |  |  | NotYetVerified |  | 3 | 4855.48 | 104.36 | 46.53 | 11.8 | 0.991 | 4000 | 82
PFSQATGK | Eaton (formerly Cooper Lighting) | Metalux | 4SNLED-LD4-44SL-LW-[Voltages include 120-277V]-[Emergency include blank EL EL10W]-[Wiring include blank PI/CPI]-[Motion Sensors include blank SA-EMRS LB- or HB-ERMS360 LB- or HB-MRMS360]-L840-SD1-[Packaging] | Indoor Luminaires | Linear Ambient | Direct Linear Ambient Luminaires | Standard | FALSE | [9 empty] | 42194 |  |  | NotYetVerified |  | 3 | 4577.64 | 98.39 | 46.53 | 11.8 | 0.991 | 4000 | 82
PZHTWH53 | Eaton (formerly Cooper Lighting) | Metalux | 8TSNLED-LD4-112SL-[Voltages include 120-277V]-[Emergency include blank EL EL10W]-[Wiring include blank PI/CPI]-[Motion Sensors include blank LB- or HB-ERMS360 LB- or HB-MRMS360]-L840-SD2-[Packaging] | Indoor Luminaires | Linear Ambient | Direct Linear Ambient Luminaires | Standard | FALSE | [9 empty] | 42194 |  |  | NotYetVerified |  | 3 | 11553.75 | 113.72 | 101.6 | 11.2 | 0.992 | 4000 | 82
P1C2VDHR | Eaton (formerly Cooper Lighting) | Metalux | 8TSNLED-LD4-109SL-RM-[Voltages include 120-277V]-[Emergency include blank EL EL10W]-[Wiring include blank PI/CPI]-[Motion Sensors include blank LB- or HB-ERMS360 LB- or HB-MRMS360]-L840-SD2-[Packaging] | Indoor Luminaires | Linear Ambient | Direct Linear Ambient Luminaires | Standard | FALSE | [9 empty] | 42194 |  |  | NotYetVerified |  | 3 | 11299.57 | 111.22 | 101.6 | 11.2 | 0.992 | 4000 | 82
PV58V5ZE | Eaton (formerly Cooper Lighting) | Metalux | 8TSNLED-LD4-105SL-LC-[Voltages include 120-277V]-[Emergency include blank EL EL10W]-[Wiring include blank PI/CPI]-[Motion Sensors include blank SA-EMRS LB- or HB-ERMS360 LB- or HB-MRMS360]-L840-SD2-[Packaging] | Indoor Luminaires | Linear Ambient | Direct Linear Ambient Luminaires | Standard | FALSE | [9 empty] | 42194 |  |  | NotYetVerified |  | 3 | 10999.17 | 108.26 | 101.6 | 11.2 | 0.992 | 4000 | 82
PHGSUNTF | Eaton (formerly Cooper Lighting) | Metalux | 8TSNLED-LD4-106SL-LN-[Voltages include 120-277V]-[Emergency include blank EL EL10W]-[Wiring include blank PI/CPI]-[Motion Sensors include blank SA-EMRS LB- or HB-ERMS360 LB- or HB-MRMS360]-L840-SD2-[Packaging] | Indoor Luminaires | Linear Ambient | Direct Linear Ambient Luminaires | Standard | FALSE | [9 empty] | 42194 |  |  | NotYetVerified |  | 3 | 10964.51 | 107.92 | 101.6 | 11.2 | 0.992 | 4000 | 82
PKFSKFP6 | Eaton (formerly Cooper Lighting) | Metalux | 8TSNLED-LD4-101SL-RW-[Voltages include 120-277V]-[Emergency include blank EL EL10W]-[Wiring include blank PI/CPI]-[Motion Sensors include blank LB- or HB-ERMS360 LB- or HB-MRMS360]-L840-SD2-[Packaging] | Indoor Luminaires | Linear Ambient | Direct Linear Ambient Luminaires | Standard | FALSE | [9 empty] | 42194 |  |  | NotYetVerified |  | 3 | 10421.48 | 102.57 | 101.6 | 11.2 | 0.992 | 4000 | 82
PBNNT4NZ | Eaton (formerly Cooper Lighting) | Metalux | 8TSNLED-LD4-95SL-LW-[Voltages include 120-277V]-[Emergency include blank EL EL10W]-[Wiring include blank PI/CPI]-[Motion Sensors include blank SA-EMRS LB- or HB-ERMS360 LB- or HB-MRMS360]-L840-SD2-[Packaging] | Indoor Luminaires | Linear Ambient | Direct Linear Ambient Luminaires | Standard | FALSE | [9 empty] | 42194 |  |  | NotYetVerified |  | 3 | 9820.69 | 96.66 | 101.6 | 11.2 | 0.992 | 4000 | 82
PZG35YMH | Eaton (formerly Cooper Lighting) | Metalux | 4SNLED-LD4-56SL-[Voltages include 120-277V]-[Emergency include blank EL EL10W]-[Wiring include blank PI/CPI]-[Motion Sensors include blank LB- or HB-ERMS360 LB- or HB-MRMS360]-L840-SD1-[Packaging] | Indoor Luminaires | Linear Ambient | Direct Linear Ambient Luminaires | Standard | FALSE | [9 empty] | 42194 |  |  | NotYetVerified |  | 3 | 5776.88 | 113.72 | 50.8 | 11.2 | 0.992 | 4000 | 82
PMEV3U2B | Eaton (formerly Cooper Lighting) | Metalux | 4SNLED-LD4-54SL-RM-[Voltages include 120-277V]-[Emergency include blank EL EL10W]-[Wiring include blank PI/CPI]-[Motion Sensors include blank LB- or HB-ERMS360 LB- or HB-MRMS360]-L840-SD1-[Packaging] | Indoor Luminaires | Linear Ambient | Direct Linear Ambient Luminaires | Standard | FALSE | [9 empty] | 42194 |  |  | NotYetVerified |  | 3 | 5648.13 | 111.18 | 50.8 | 11.2 | 0.992 | 4000 | 82
PTTQ64ZU | Eaton (formerly Cooper Lighting) | Metalux | 4SNLED-LD4-52SL-LC-[Voltages include 120-277V]-[Emergency include blank EL EL10W]-[Wiring include blank PI/CPI]-[Motion Sensors include blank SA-EMRS LB- or HB-ERMS360 LB- or HB-MRMS360]-L840-SD1-[Packaging] | Indoor Luminaires | Linear Ambient | Direct Linear Ambient Luminaires | Standard | FALSE | [9 empty] | 42194 |  |  | NotYetVerified |  | 3 | 5501.5 | 108.3 | 50.8 | 11.2 | 0.992 | 4000 | 82
PU9X1D1G | Eaton (formerly Cooper Lighting) | Metalux | 4SNLED-LD4-53SL-LN-[Voltages include 120-277V]-[Emergency include blank EL EL10W]-[Wiring include blank PI/CPI]-[Motion Sensors include blank SA-EMRS LB- or HB-ERMS360 LB- or HB-MRMS360]-L840-SD1-[Packaging] | Indoor Luminaires | Linear Ambient | Direct Linear Ambient Luminaires | Standard | FALSE | [9 empty] | 42194 |  |  | NotYetVerified |  | 3 | 5484.81 | 107.97 | 50.8 | 11.2 | 0.992 | 4000 | 82
P6RV2SQV | Eaton (formerly Cooper Lighting) | Metalux | 4SNLED-LD4-50SL-RW-[Voltages include 120-277V]-[Emergency include blank EL EL10W]-[Wiring include blank PI/CPI]-[Motion Sensors include blank LB- or HB-ERMS360 LB- or HB-MRMS360]-L840-SD1-[Packaging] | Indoor Luminaires | Linear Ambient | Direct Linear Ambient Luminaires | Standard | FALSE | [9 empty] | 42194 |  |  | NotYetVerified |  | 3 | 5208.25 | 102.52 | 50.8 | 11.2 | 0.992 | 4000 | 82
PV1QF2YN | Eaton (formerly Cooper Lighting) | Metalux | 4SNLED-LD4-47SL-LW-[Voltages include 120-277V]-[Emergency include blank EL EL10W]-[Wiring include blank PI/CPI]-[Motion Sensors include blank SA-EMRS LB- or HB-ERMS360 LB- or HB-MRMS360]-L840-SD1-[Packaging] | Indoor Luminaires | Linear Ambient | Direct Linear Ambient Luminaires | Standard | FALSE | [9 empty] | 42194 |  |  | NotYetVerified |  | 3 | 4910.22 | 96.66 | 50.8 | 11.2 | 0.992 | 4000 | 82
PSF9TFG1 | Eaton (formerly Cooper Lighting) | Metalux | 4SNLED-LD4-64HL-[Voltages include 120-277V]-[Emergency include blank EL EL10W]-[Wiring include blank PI/CPI]-[Motion Sensors include blank LB- or HB-ERMS360 LB- or HB-MRMS360]-L840-SD1-[Packaging] | Indoor Luminaires | Linear Ambient | Direct Linear Ambient Luminaires | Standard | FALSE | [9 empty] | 42194 |  |  | NotYetVerified |  | 3 | 6594.37 | 128.83 | 51.19 | 10.9 | 0.992 | 4000 | 82
PEZZW4RC | Eaton (formerly Cooper Lighting) | Metalux | 4SNLED-LD4-62HL-RM-[Voltages include 120-277V]-[Emergency include blank EL EL10W]-[Wiring include blank PI/CPI]-[Motion Sensors include blank LB- or HB-ERMS360 LB- or HB-MRMS360]-L840-SD1-[Packaging] | Indoor Luminaires | Linear Ambient | Direct Linear Ambient Luminaires | Standard | FALSE | [9 empty] | 42194 |  |  | NotYetVerified |  | 3 | 6447.4 | 125.96 | 51.19 | 10.9 | 0.992 | 4000 | 82
P4FP6KVN | Eaton (formerly Cooper Lighting) | Metalux | 4SNLED-LD4-60HL-LC-[Voltages include 120-277V]-[Emergency include blank EL EL10W]-[Wiring include blank PI/CPI]-[Motion Sensors include blank SA-EMRS LB- or HB-ERMS360 LB- or HB-MRMS360]-L840-SD1-[Packaging] | Indoor Luminaires | Linear Ambient | Direct Linear Ambient Luminaires | Standard | FALSE | [9 empty] | 42194 |  |  | NotYetVerified |  | 3 | 6280.03 | 122.69 | 51.19 | 10.9 | 0.992 | 4000 | 82
PP25QMJH | Eaton (formerly Cooper Lighting) | Metalux | 4SNLED-LD4-60HL-LN-[Voltages include 120-277V]-[Emergency include blank EL EL10W]-[Wiring include blank PI/CPI]-[Motion Sensors include blank SA-EMRS LB- or HB-ERMS360 LB- or HB-MRMS360]-L840-SD1-[Packaging] | Indoor Luminaires | Linear Ambient | Direct Linear Ambient Luminaires | Standard | FALSE | [9 empty] | 42194 |  |  | NotYetVerified |  | 3 | 6260.97 | 122.31 | 51.19 | 10.9 | 0.992 | 4000 | 82
P15SBYFH | Eaton (formerly Cooper Lighting) | Metalux | 4SNLED-LD4-57HL-RW-[Voltages include 120-277V]-[Emergency include blank EL EL10W]-[Wiring include blank PI/CPI]-[Motion Sensors include blank LB- or HB-ERMS360 LB- or HB-MRMS360]-L840-SD1-[Packaging] | Indoor Luminaires | Linear Ambient | Direct Linear Ambient Luminaires | Standard | FALSE | [9 empty] | 42194 |  |  | NotYetVerified |  | 3 | 5945.27 | 116.15 | 51.19 | 10.9 | 0.992 | 4000 | 82
PRX6R7FC | Eaton (formerly Cooper Lighting) | Metalux | 4SNLED-LD4-54HL-LW-[Voltages include 120-277V]-[Emergency include blank EL EL10W]-[Wiring include blank PI/CPI]-[Motion Sensors include blank SA-EMRS LB- or HB-ERMS360 LB- or HB-MRMS360]-L840-SD1-[Packaging] | Indoor Luminaires | Linear Ambient | Direct Linear Ambient Luminaires | Standard | FALSE | [9 empty] | 42194 |  |  | NotYetVerified |  | 3 | 5605.08 | 109.5 | 51.19 | 10.9 | 0.992 | 4000 | 82
PBR5ZR49 | Eaton (formerly Cooper Lighting) | Metalux | 4SNLED-LD4-60SL-[Voltages include 120-277V]-[Emergency include blank EL EL10W]-[Wiring include blank PI/CPI]-[Motion Sensors include blank LB- or HB-ERMS360 LB- or HB-MRMS360]-L840-SD1-[Packaging] | Indoor Luminaires | Linear Ambient | Direct Linear Ambient Luminaires | Standard | FALSE | [9 empty] | 42194 |  |  | NotYetVerified |  | 3 | 6162 | 108.78 | 56.64 | 10.51 | 0.993 | 4000 | 82
PG5J2CT1 | Eaton (formerly Cooper Lighting) | Metalux | 4SNLED-LD4-58SL-RM-[Voltages include 120-277V]-[Emergency include blank EL EL10W]-[Wiring include blank PI/CPI]-[Motion Sensors include blank LB- or HB-ERMS360 LB- or HB-MRMS360]-L840-SD1-[Packaging] | Indoor Luminaires | Linear Ambient | Direct Linear Ambient Luminaires | Standard | FALSE | [9 empty] | 42194 |  |  | NotYetVerified |  | 3 | 6024.67 | 106.36 | 56.64 | 10.51 | 0.993 | 4000 | 82
PSXQS4YN | Eaton (formerly Cooper Lighting) | Metalux | 4SNLED-LD4-56SL-LC-[Voltages include 120-277V]-[Emergency include blank EL EL10W]-[Wiring include blank PI/CPI]-[Motion Sensors include blank SA-EMRS LB- or HB-ERMS360 LB- or HB-MRMS360]-L840-SD1-[Packaging] | Indoor Luminaires | Linear Ambient | Direct Linear Ambient Luminaires | Standard | FALSE | [9 empty] | 42194 |  |  | NotYetVerified |  | 3 | 5868.27 | 103.6 | 56.64 | 10.51 | 0.993 | 4000 | 82
PVW3H9RW | Eaton (formerly Cooper Lighting) | Metalux | 4SNLED-LD4-56SL-LN-[Voltages include 120-277V]-[Emergency include blank EL EL10W]-[Wiring include blank PI/CPI]-[Motion Sensors include blank SA-EMRS LB- or HB-ERMS360 LB- or HB-MRMS360]-L840-SD1-[Packaging] | Indoor Luminaires | Linear Ambient | Direct Linear Ambient Luminaires | Standard | FALSE | [9 empty] | 42194 |  |  | NotYetVerified |  | 3 | 5850.47 | 103.28 | 56.64 | 10.51 | 0.993 | 4000 | 82
PS1P4T7H | Eaton (formerly Cooper Lighting) | Metalux | 4SNLED-LD4-54SL-RW-[Voltages include 120-277V]-[Emergency include blank EL EL10W]-[Wiring include blank PI/CPI]-[Motion Sensors include blank LB- or HB-ERMS360 LB- or HB-MRMS360]-L840-SD1-[Packaging] | Indoor Luminaires | Linear Ambient | Direct Linear Ambient Luminaires | Standard | FALSE | [9 empty] | 42194 |  |  | NotYetVerified |  | 3 | 5555.46 | 98.08 | 56.64 | 10.51 | 0.993 | 4000 | 82
PZ171TF3 | Eaton (formerly Cooper Lighting) | Metalux | 4SNLED-LD4-50SL-LW-[Voltages include 120-277V]-[Emergency include blank EL EL10W]-[Wiring include blank PI/CPI]-[Motion Sensors include blank SA-EMRS LB- or HB-ERMS360 LB- or HB-MRMS360]-L840-SD1-[Packaging] | Indoor Luminaires | Linear Ambient | Direct Linear Ambient Luminaires | Standard | FALSE | [9 empty] | 42194 |  |  | NotYetVerified |  | 3 | 5237.57 | 92.46 | 56.64 | 10.51 | 0.993 | 4000 | 82
PJRPWRG1 | Eaton (formerly Cooper Lighting) | Metalux | 4SNLED-LD4-47SL-LW-[Voltages include 120-277V]-[Emergency include blank EL EL10W]-[Wiring include blank PI/CPI]-[Motion Sensors include blank SA-EMRS LB- or HB-ERMS360 LB- or HB-MRMS360]-L840-[Driver Types include CD 5LTD]1-[Packaging] | Indoor Luminaires | Linear Ambient | Direct Linear Ambient Luminaires | Standard | FALSE | [9 empty] | 42194 |  |  | NotYetVerified |  | 3 | 4910.22 | 97.8 | 50.21 | 13.18 | 0.992 | 4000 | 82
P6TQ74MV | Eaton (formerly Cooper Lighting) | Metalux | 8TSNLED-LD4-64SL-[Voltages include 120-277V]-[Emergency include blank EL EL10W]-[Wiring include blank PI/CPI]-[Motion Sensors include blank LB- or HB-ERMS360 LB- or HB-MRMS360]-L840-[Driver Types include CD 5LTD]1-[Packaging] | Indoor Luminaires | Linear Ambient | Direct Linear Ambient Luminaires | Standard | FALSE | [9 empty] | 42194 |  |  | NotYetVerified |  | 3 | 6601.56 | 133.09 | 49.6 | 10.6 | 0.993 | 4000 | 82
P51VBMMY | Eaton (formerly Cooper Lighting) | Metalux | 8TSNLED-LD4-62SL-RM-[Voltages include 120-277V]-[Emergency include blank EL EL10W]-[Wiring include blank PI/CPI]-[Motion Sensors include blank LB- or HB-ERMS360 LB- or HB-MRMS360]-L840-[Driver Types include CD 5LTD]1-[Packaging] | Indoor Luminaires | Linear Ambient | Direct Linear Ambient Luminaires | Standard | FALSE | [9 empty] | 42194 |  |  | NotYetVerified |  | 3 | 6456.32 | 130.16 | 49.6 | 10.6 | 0.993 | 4000 | 82
PF8P1AG8 | Eaton (formerly Cooper Lighting) | Metalux | 8TSNLED-LD4-60SL-LC-[Voltages include 120-277V]-[Emergency include blank EL EL10W]-[Wiring include blank PI/CPI]-[Motion Sensors include blank SA-EMRS LB- or HB-ERMS360 LB- or HB-MRMS360]-L840-[Driver Types include CD 5LTD]1-[Packaging] | Indoor Luminaires | Linear Ambient | Direct Linear Ambient Luminaires | Standard | FALSE | [9 empty] | 42194 |  |  | NotYetVerified |  | 3 | 6284.68 | 126.7 | 49.6 | 10.6 | 0.993 | 4000 | 82
PZSQJYHE | Eaton (formerly Cooper Lighting) | Metalux | 8TSNLED-LD4-60SL-LN-[Voltages include 120-277V]-[Emergency include blank EL EL10W]-[Wiring include blank PI/CPI]-[Motion Sensors include blank SA-EMRS LB- or HB-ERMS360 LB- or HB-MRMS360]-L840-[Driver Types include CD 5LTD]1-[Packaging] | Indoor Luminaires | Linear Ambient | Direct Linear Ambient Luminaires | Standard | FALSE | [9 empty] | 42194 |  |  | NotYetVerified |  | 3 | 6264.88 | 126.3 | 49.6 | 10.6 | 0.993 | 4000 | 82
PBG1U1HM | Eaton (formerly Cooper Lighting) | Metalux | 8TSNLED-LD4-57SL-RW-[Voltages include 120-277V]-[Emergency include blank EL EL10W]-[Wiring include blank PI/CPI]-[Motion Sensors include blank LB- or HB-ERMS360 LB- or HB-MRMS360]-L840-[Driver Types include CD 5LTD]1-[Packaging] | Indoor Luminaires | Linear Ambient | Direct Linear Ambient Luminaires | Standard | FALSE | [9 empty] | 42194 |  |  | NotYetVerified |  | 3 | 5954.6 | 120.05 | 49.6 | 10.6 | 0.993 | 4000 | 82
P3881H3M | Eaton (formerly Cooper Lighting) | Metalux | 8TSNLED-LD4-54SL-LW-[Voltages include 120-277V]-[Emergency include blank EL EL10W]-[Wiring include blank PI/CPI]-[Motion Sensors include blank SA-EMRS LB- or HB-ERMS360 LB- or HB-MRMS360]-L840-[Driver Types include CD 5LTD]1-[Packaging] | Indoor Luminaires | Linear Ambient | Direct Linear Ambient Luminaires | Standard | FALSE | [9 empty] | 42194 |  |  | NotYetVerified |  | 3 | 5611.32 | 113.13 | 49.6 | 10.6 | 0.993 | 4000 | 82
PFZRX83C | Eaton (formerly Cooper Lighting) | Metalux | 4SNLED-LD4-42SL-RM-[Voltages include 120-277V]-[Emergency include blank EL EL10W]-[Wiring include blank PI/CPI]-[Motion Sensors include blank LB- or HB-ERMS360 LB- or HB-MRMS360]-L840-[Driver Types include CD 5LTD 5LTHD]1-[Packaging] | Indoor Luminaires | Linear Ambient | Direct Linear Ambient Luminaires | Standard | FALSE | [9 empty] | 42194 |  |  | NotYetVerified |  | 3 | 4463.28 | 119.63 | 37.31 | 10.41 | 0.989 | 4000 | 82
PHTUCB7W | Eaton (formerly Cooper Lighting) | Metalux | 4SNLED-LD4-41SL-LW-[Voltages include 120-277V]-[Emergency include blank EL EL10W]-[Wiring include blank PI/CPI]-[Motion Sensors include blank SA-EMRS LB- or HB-ERMS360 LB- or HB-MRMS360]-L840-[Driver Types include CD 5LTD]1-[Packaging] | Indoor Luminaires | Linear Ambient | Direct Linear Ambient Luminaires | Standard | FALSE | [9 empty] | 42194 |  |  | NotYetVerified |  | 3 | 4230.21 | 102.08 | 41.44 | 10.25 | 0.99 | 4000 | 82
P5MPF44J | Eaton (formerly Cooper Lighting) | Metalux | 4SNLED-LD4-20SL-[Voltages include 120-277V]-[Emergency include blank EL EL10W]-[Wiring include blank PI/CPI]-[Motion Sensors include blank LB- or HB-ERMS360 LB- or HB-MRMS360]-L840-CD1-[Packaging] | Indoor Luminaires | Linear Ambient | Direct Linear Ambient Luminaires | Standard | FALSE | [9 empty] | 42194 |  |  | NotYetVerified |  | 3 | 2197.78 | 138.65 | 15.85 | 10.25 | 0.987 | 4000 | 82
P9XHAP42 | Eaton (formerly Cooper Lighting) | Metalux | 4SNLED-LD4-19SL-RM-[Voltages include 120-277V]-[Emergency include blank EL EL10W]-[Wiring include blank PI/CPI]-[Motion Sensors include blank LB- or HB-ERMS360 LB- or HB-MRMS360]-L840-CD1-[Packaging] | Indoor Luminaires | Linear Ambient | Direct Linear Ambient Luminaires | Standard | FALSE | [9 empty] | 42194 |  |  | NotYetVerified |  | 3 | 2148.8 | 135.56 | 15.85 | 10.25 | 0.987 | 4000 | 82
PBX3HR7P | Eaton (formerly Cooper Lighting) | Metalux | 4SNLED-LD4-18SL-LC-[Voltages include 120-277V]-[Emergency include blank EL EL10W]-[Wiring include blank PI/CPI]-[Motion Sensors include blank SA-EMRS LB- or HB-ERMS360 LB- or HB-MRMS360]-L840-CD1-[Packaging] | Indoor Luminaires | Linear Ambient | Direct Linear Ambient Luminaires | Standard | FALSE | [9 empty] | 42194 |  |  | NotYetVerified |  | 3 | 2093.02 | 132.04 | 15.85 | 10.25 | 0.987 | 4000 | 82
PYGBQ9B5 | Eaton (formerly Cooper Lighting) | Metalux | 4SNLED-LD4-18SL-LN-[Voltages include 120-277V]-[Emergency include blank EL EL10W]-[Wiring include blank PI/CPI]-[Motion Sensors include blank SA-EMRS LB- or HB-ERMS360 LB- or HB-MRMS360]-L840-CD1-[Packaging] | Indoor Luminaires | Linear Ambient | Direct Linear Ambient Luminaires | Standard | FALSE | [9 empty] | 42194 |  |  | NotYetVerified |  | 3 | 2086.67 | 131.64 | 15.85 | 10.25 | 0.987 | 4000 | 82
P8KS49PV | Eaton (formerly Cooper Lighting) | Metalux | 4SNLED-LD4-18SL-RW-[Voltages include 120-277V]-[Emergency include blank EL EL10W]-[Wiring include blank PI/CPI]-[Motion Sensors include blank LB- or HB-ERMS360 LB- or HB-MRMS360]-L840-CD1-[Packaging] | Indoor Luminaires | Linear Ambient | Direct Linear Ambient Luminaires | Standard | FALSE | [9 empty] | 42194 |  |  | NotYetVerified |  | 3 | 1981.45 | 125.01 | 15.85 | 10.25 | 0.987 | 4000 | 82
P4F7QNYT | Eaton (formerly Cooper Lighting) | Metalux | 4SNLED-LD4-16SL-LW-[Voltages include 120-277V]-[Emergency include blank EL EL10W]-[Wiring include blank PI/CPI]-[Motion Sensors include blank SA-EMRS LB- or HB-ERMS360 LB- or HB-MRMS360]-L840-CD1-[Packaging] | Indoor Luminaires | Linear Ambient | Direct Linear Ambient Luminaires | Standard | FALSE | [9 empty] | 42194 |  |  | NotYetVerified |  | 3 | 1868.07 | 117.85 | 15.85 | 10.25 | 0.987 | 4000 | 82
PN1FUMHB | Eaton (formerly Cooper Lighting) | Metalux | 4SNLED-LD4-37SL-LW-[Voltages include 120-277V]-[Emergency include blank EL EL10W]-[Wiring include blank PI/CPI]-[Motion Sensors include blank SA-EMRS LB- or HB-ERMS360 LB- or HB-MRMS360]-L840-[Driver Types include CD 5LTD]1-[Packaging] | Indoor Luminaires | Linear Ambient | Direct Linear Ambient Luminaires | Standard | FALSE | [9 empty] | 42194 |  |  | NotYetVerified |  | 3 | 3880.17 | 104.47 | 37.14 | 10.22 | 0.989 | 4000 | 82
PXKPSW36 | Eaton (formerly Cooper Lighting) | Metalux | 8TSNLED-LD4-81SL-LW-[Voltages include 120-277V]-[Emergency include blank EL EL10W]-[Wiring include blank PI/CPI]-[Motion Sensors include blank SA-EMRS LB- or HB-ERMS360 LB- or HB-MRMS360]-L840-[Driver Types include CD 5LTD]2-[Packaging] | Indoor Luminaires | Linear Ambient | Direct Linear Ambient Luminaires | Standard | FALSE | [9 empty] | 42194 |  |  | NotYetVerified |  | 3 | 8460.63 | 101.87 | 83.05 | 10.15 | 0.99 | 4000 | 82
PRXEM42G | Eaton (formerly Cooper Lighting) | Metalux | 8TSNLED-LD4-96SL-[Voltages include 120-277V]-[Emergency include blank EL EL10W]-[Wiring include blank PI/CPI]-[Motion Sensors include blank LB- or HB-ERMS360 LB- or HB-MRMS360]-L840-[Driver Types include CD 5LTD 5LTHD]2-[Packaging] | Indoor Luminaires | Linear Ambient | Direct Linear Ambient Luminaires | Standard | FALSE | [9 empty] | 42194 |  |  | NotYetVerified |  | 3 | 9953.68 | 119.91 | 83.01 | 9.7 | 0.99 | 4000 | 82
P2DKJC1G | Eaton (formerly Cooper Lighting) | Metalux | 8TSNLED-LD4-95SL-RM-[Voltages include 120-277V]-[Emergency include blank EL EL10W]-[Wiring include blank PI/CPI]-[Motion Sensors include blank LB- or HB-ERMS360 LB- or HB-MRMS360]-L840-[Driver Types include CD 5LTD 5LTHD]2-[Packaging] | Indoor Luminaires | Linear Ambient | Direct Linear Ambient Luminaires | Standard | FALSE | [9 empty] | 42194 |  |  | NotYetVerified |  | 3 | 9734.7 | 117.27 | 83.01 | 9.7 | 0.99 | 4000 | 82
P42PJCGK | Eaton (formerly Cooper Lighting) | Metalux | 8TSNLED-LD4-90SL-LC-[Voltages include 120-277V]-[Emergency include blank EL EL10W]-[Wiring include blank PI/CPI]-[Motion Sensors include blank SA-EMRS LB- or HB-ERMS360 LB- or HB-MRMS360]-L840-[Driver Types include CD 5LTD 5LTHD]2-[Packaging] | Indoor Luminaires | Linear Ambient | Direct Linear Ambient Luminaires | Standard | FALSE | [9 empty] | 42194 |  |  | NotYetVerified |  | 3 | 9475.91 | 114.16 | 83.01 | 9.7 | 0.99 | 4000 | 82
PHYHCDYP | Eaton (formerly Cooper Lighting) | Metalux | 8TSNLED-LD4-91SL-LN-[Voltages include 120-277V]-[Emergency include blank EL EL10W]-[Wiring include blank PI/CPI]-[Motion Sensors include blank SA-EMRS LB- or HB-ERMS360 LB- or HB-MRMS360]-L840-[Driver Types include CD 5LTD 5LTHD]2-[Packaging] | Indoor Luminaires | Linear Ambient | Direct Linear Ambient Luminaires | Standard | FALSE | [9 empty] | 42194 |  |  | NotYetVerified |  | 3 | 9446.05 | 113.8 | 83.01 | 9.7 | 0.99 | 4000 | 82
P4FVMDRP | Eaton (formerly Cooper Lighting) | Metalux | 8TSNLED-LD4-86SL-RW-[Voltages include 120-277V]-[Emergency include blank EL EL10W]-[Wiring include blank PI/CPI]-[Motion Sensors include blank LB- or HB-ERMS360 LB- or HB-MRMS360]-L840-[Driver Types include CD 5LTD 5LTHD]2-[Packaging] | Indoor Luminaires | Linear Ambient | Direct Linear Ambient Luminaires | Standard | FALSE | [9 empty] | 42194 |  |  | NotYetVerified |  | 3 | 8978.22 | 108.16 | 83.01 | 9.7 | 0.99 | 4000 | 82
PUJC1EE2 | Eaton (formerly Cooper Lighting) | Metalux | 4SNLED-LD4-48SL-[Voltages include 120-277V]-[Emergency include blank EL EL10W]-[Wiring include blank PI/CPI]-[Motion Sensors include blank LB- or HB-ERMS360 LB- or HB-MRMS360]-L840-[Driver Types include CD 5LTD 5LTHD]1-[Packaging] | Indoor Luminaires | Linear Ambient | Direct Linear Ambient Luminaires | Standard | FALSE | [9 empty] | 42194 |  |  | NotYetVerified |  | 3 | 4976.84 | 119.91 | 41.5 | 9.7 | 0.99 | 4000 | 82
P5XK2A79 | Eaton (formerly Cooper Lighting) | Metalux | 4SNLED-LD4-47SL-RM-[Voltages include 120-277V]-[Emergency include blank EL EL10W]-[Wiring include blank PI/CPI]-[Motion Sensors include blank LB- or HB-ERMS360 LB- or HB-MRMS360]-L840-[Driver Types include CD 5LTD 5LTHD]1-[Packaging] | Indoor Luminaires | Linear Ambient | Direct Linear Ambient Luminaires | Standard | FALSE | [9 empty] | 42194 |  |  | NotYetVerified |  | 3 | 4865.93 | 117.24 | 41.5 | 9.7 | 0.99 | 4000 | 82
PYMTRA3M | Eaton (formerly Cooper Lighting) | Metalux | 4SNLED-LD4-46SL-LC-[Voltages include 120-277V]-[Emergency include blank EL EL10W]-[Wiring include blank PI/CPI]-[Motion Sensors include blank SA-EMRS LB- or HB-ERMS360 LB- or HB-MRMS360]-L840-[Driver Types include CD 5LTD 5LTHD]1-[Packaging] | Indoor Luminaires | Linear Ambient | Direct Linear Ambient Luminaires | Standard | FALSE | [9 empty] | 42194 |  |  | NotYetVerified |  | 3 | 4739.61 | 114.2 | 41.5 | 9.7 | 0.99 | 4000 | 82
PBGMUSAR | Eaton (formerly Cooper Lighting) | Metalux | 4SNLED-LD4-46SL-LN-[Voltages include 120-277V]-[Emergency include blank EL EL10W]-[Wiring include blank PI/CPI]-[Motion Sensors include blank SA-EMRS LB- or HB-ERMS360 LB- or HB-MRMS360]-L840-[Driver Types include CD 5LTD 5LTHD]1-[Packaging] | Indoor Luminaires | Linear Ambient | Direct Linear Ambient Luminaires | Standard | FALSE | [9 empty] | 42194 |  |  | NotYetVerified |  | 3 | 4725.23 | 113.85 | 41.5 | 9.7 | 0.99 | 4000 | 82
PN38KYGV | Eaton (formerly Cooper Lighting) | Metalux | 4SNLED-LD4-43SL-RW-[Voltages include 120-277V]-[Emergency include blank EL EL10W]-[Wiring include blank PI/CPI]-[Motion Sensors include blank LB- or HB-ERMS360 LB- or HB-MRMS360]-L840-[Driver Types include CD 5LTD 5LTHD]1-[Packaging] | Indoor Luminaires | Linear Ambient | Direct Linear Ambient Luminaires | Standard | FALSE | [9 empty] | 42194 |  |  | NotYetVerified |  | 3 | 4486.96 | 108.11 | 41.5 | 9.7 | 0.99 | 4000 | 82
PXXK2ECX | Eaton (formerly Cooper Lighting) | Metalux | 4SNLED-LD4-24SL-[Voltages include 120-277V]-[Emergency include blank EL EL10W]-[Wiring include blank PI/CPI]-[Motion Sensors include blank LB- or HB-ERMS360 LB- or HB-MRMS360]-L840-CD1-[Packaging] | Indoor Luminaires | Linear Ambient | Direct Linear Ambient Luminaires | Standard | FALSE | [9 empty] | 42194 |  |  | NotYetVerified |  | 3 | 2481.23 | 137.49 | 18.05 | 9.64 | 0.989 | 4000 | 82
PZDT5KV1 | Eaton (formerly Cooper Lighting) | Metalux | 4SNLED-LD4-23SL-RM-[Voltages include 120-277V]-[Emergency include blank EL EL10W]-[Wiring include blank PI/CPI]-[Motion Sensors include blank LB- or HB-ERMS360 LB- or HB-MRMS360]-L840-CD1-[Packaging] | Indoor Luminaires | Linear Ambient | Direct Linear Ambient Luminaires | Standard | FALSE | [9 empty] | 42194 |  |  | NotYetVerified |  | 3 | 2425.93 | 134.43 | 18.05 | 9.64 | 0.989 | 4000 | 82
P5WVU522 | Eaton (formerly Cooper Lighting) | Metalux | 4SNLED-LD4-22SL-LC-[Voltages include 120-277V]-[Emergency include blank EL EL10W]-[Wiring include blank PI/CPI]-[Motion Sensors include blank SA-EMRS LB- or HB-ERMS360 LB- or HB-MRMS360]-L840-CD1-[Packaging] | Indoor Luminaires | Linear Ambient | Direct Linear Ambient Luminaires | Standard | FALSE | [9 empty] | 42194 |  |  | NotYetVerified |  | 3 | 2362.96 | 130.94 | 18.05 | 9.64 | 0.989 | 4000 | 82
PSJBZ7FP | Eaton (formerly Cooper Lighting) | Metalux | 4SNLED-LD4-22SL-LN-[Voltages include 120-277V]-[Emergency include blank EL EL10W]-[Wiring include blank PI/CPI]-[Motion Sensors include blank SA-EMRS LB- or HB-ERMS360 LB- or HB-MRMS360]-L840-CD1-[Packaging] | Indoor Luminaires | Linear Ambient | Direct Linear Ambient Luminaires | Standard | FALSE | [9 empty] | 42194 |  |  | NotYetVerified |  | 3 | 2355.79 | 130.54 | 18.05 | 9.64 | 0.989 | 4000 | 82
PN6M1X7V | Eaton (formerly Cooper Lighting) | Metalux | 4SNLED-LD4-21SL-RW-[Voltages include 120-277V]-[Emergency include blank EL EL10W]-[Wiring include blank PI/CPI]-[Motion Sensors include blank LB- or HB-ERMS360 LB- or HB-MRMS360]-L840-CD1-[Packaging] | Indoor Luminaires | Linear Ambient | Direct Linear Ambient Luminaires | Standard | FALSE | [9 empty] | 42194 |  |  | NotYetVerified |  | 3 | 2237 | 123.96 | 18.05 | 9.64 | 0.989 | 4000 | 82
PM94RQ3C | Eaton (formerly Cooper Lighting) | Metalux | 4SNLED-LD4-20SL-LW-[Voltages include 120-277V]-[Emergency include blank EL EL10W]-[Wiring include blank PI/CPI]-[Motion Sensors include blank SA-EMRS LB- or HB-ERMS360 LB- or HB-MRMS360]-L840-CD1-[Packaging] | Indoor Luminaires | Linear Ambient | Direct Linear Ambient Luminaires | Standard | FALSE | [9 empty] | 42194 |  |  | NotYetVerified |  | 3 | 2109 | 116.87 | 18.05 | 9.64 | 0.989 | 4000 | 82
PH896TC4 | Eaton (formerly Cooper Lighting) | Metalux | 4SNLED-LD4-44SL-[Voltages include 120-277V]-[Emergency include blank EL EL10W]-[Wiring include blank PI/CPI]-[Motion Sensors include blank LB- or HB-ERMS360 LB- or HB-MRMS360]-L840-[Driver Types include CD 5LTD 5LTHD]1-[Packaging] | Indoor Luminaires | Linear Ambient | Direct Linear Ambient Luminaires | Standard | FALSE | [9 empty] | 42194 |  |  | NotYetVerified |  | 3 | 4565.02 | 122.74 | 37.19 | 9.61 | 0.989 | 4000 | 82
PAKNCFH2 | Eaton (formerly Cooper Lighting) | Metalux | 4SNLED-LD4-41SL-LC-[Voltages include 120-277V]-[Emergency include blank EL EL10W]-[Wiring include blank PI/CPI]-[Motion Sensors include blank SA-EMRS LB- or HB-ERMS360 LB- or HB-MRMS360]-L840-[Driver Types include CD 5LTD 5LTHD]1-[Packaging] | Indoor Luminaires | Linear Ambient | Direct Linear Ambient Luminaires | Standard | FALSE | [9 empty] | 42194 |  |  | NotYetVerified |  | 3 | 4347.41 | 116.89 | 37.19 | 9.61 | 0.989 | 4000 | 82
PNARFJQS | Eaton (formerly Cooper Lighting) | Metalux | 4SNLED-LD4-41SL-LN-[Voltages include 120-277V]-[Emergency include blank EL EL10W]-[Wiring include blank PI/CPI]-[Motion Sensors include blank SA-EMRS LB- or HB-ERMS360 LB- or HB-MRMS360]-L840-[Driver Types include CD 5LTD 5LTHD]1-[Packaging] | Indoor Luminaires | Linear Ambient | Direct Linear Ambient Luminaires | Standard | FALSE | [9 empty] | 42194 |  |  | NotYetVerified |  | 3 | 4334.22 | 116.54 | 37.19 | 9.61 | 0.989 | 4000 | 82
PS34TUAY | Eaton (formerly Cooper Lighting) | Metalux | 4SNLED-LD4-39SL-RW-[Voltages include 120-277V]-[Emergency include blank EL EL10W]-[Wiring include blank PI/CPI]-[Motion Sensors include blank LB- or HB-ERMS360 LB- or HB-MRMS360]-L840-[Driver Types include CD 5LTD 5LTHD]1-[Packaging] | Indoor Luminaires | Linear Ambient | Direct Linear Ambient Luminaires | Standard | FALSE | [9 empty] | 42194 |  |  | NotYetVerified |  | 3 | 4115.67 | 110.66 | 37.19 | 9.61 | 0.989 | 4000 | 82
PJGHNWMF | Eaton (formerly Cooper Lighting) | Metalux | 4SNLED-LD4-44SL-LW-[Voltages include 120-277V]-[Emergency include blank EL EL10W]-[Wiring include blank PI/CPI]-[Motion Sensors include blank SA-EMRS LB- or HB-ERMS360 LB- or HB-MRMS360]-L840-[Driver Types include CD 5LTD]1-[Packaging] | Indoor Luminaires | Linear Ambient | Direct Linear Ambient Luminaires | Standard | FALSE | [9 empty] | 42194 |  |  | NotYetVerified |  | 3 | 4577.64 | 99.78 | 45.88 | 9.4 | 0.991 | 4000 | 82
PXEX3X9V | Eaton (formerly Cooper Lighting) | Metalux | 4SNLED-LD4-60SL-[Voltages include 120-277V]-[Emergency include blank EL EL10W]-[Wiring include blank PI/CPI]-[Motion Sensors include blank LB- or HB-ERMS360 LB- or HB-MRMS360]-L840-[Driver Types include CD 5LTD]1-[Packaging] | Indoor Luminaires | Linear Ambient | Direct Linear Ambient Luminaires | Standard | FALSE | [9 empty] | 42194 |  |  | NotYetVerified |  | 3 | 6162 | 110.39 | 55.82 | 9.26 | 0.994 | 4000 | 82
PVYFVCPX | Eaton (formerly Cooper Lighting) | Metalux | 4SNLED-LD4-58SL-RM-[Voltages include 120-277V]-[Emergency include blank EL EL10W]-[Wiring include blank PI/CPI]-[Motion Sensors include blank LB- or HB-ERMS360 LB- or HB-MRMS360]-L840-[Driver Types include CD 5LTD]1-[Packaging] | Indoor Luminaires | Linear Ambient | Direct Linear Ambient Luminaires | Standard | FALSE | [9 empty] | 42194 |  |  | NotYetVerified |  | 3 | 6024.67 | 107.93 | 55.82 | 9.26 | 0.994 | 4000 | 82
PNMKR5AE | Eaton (formerly Cooper Lighting) | Metalux | 4SNLED-LD4-56SL-LC-[Voltages include 120-277V]-[Emergency include blank EL EL10W]-[Wiring include blank PI/CPI]-[Motion Sensors include blank SA-EMRS LB- or HB-ERMS360 LB- or HB-MRMS360]-L840-[Driver Types include CD 5LTD]1-[Packaging] | Indoor Luminaires | Linear Ambient | Direct Linear Ambient Luminaires | Standard | FALSE | [9 empty] | 42194 |  |  | NotYetVerified |  | 3 | 5868.27 | 105.12 | 55.82 | 9.26 | 0.994 | 4000 | 82
PCYN6BUT | Eaton (formerly Cooper Lighting) | Metalux | 4SNLED-LD4-56SL-LN-[Voltages include 120-277V]-[Emergency include blank EL EL10W]-[Wiring include blank PI/CPI]-[Motion Sensors include blank SA-EMRS LB- or HB-ERMS360 LB- or HB-MRMS360]-L840-[Driver Types include CD 5LTD]1-[Packaging] | Indoor Luminaires | Linear Ambient | Direct Linear Ambient Luminaires | Standard | FALSE | [9 empty] | 42194 |  |  | NotYetVerified |  | 3 | 5850.47 | 104.8 | 55.82 | 9.26 | 0.994 | 4000 | 82
PQ6W3DS6 | Eaton (formerly Cooper Lighting) | Metalux | 4SNLED-LD4-54SL-RW-[Voltages include 120-277V]-[Emergency include blank EL EL10W]-[Wiring include blank PI/CPI]-[Motion Sensors include blank LB- or HB-ERMS360 LB- or HB-MRMS360]-L840-[Driver Types include CD 5LTD]1-[Packaging] | Indoor Luminaires | Linear Ambient | Direct Linear Ambient Luminaires | Standard | FALSE | [9 empty] | 42194 |  |  | NotYetVerified |  | 3 | 5555.46 | 99.52 | 55.82 | 9.26 | 0.994 | 4000 | 82
PVQ4TXYF | Eaton (formerly Cooper Lighting) | Metalux | 4SNLED-LD4-50SL-LW-[Voltages include 120-277V]-[Emergency include blank EL EL10W]-[Wiring include blank PI/CPI]-[Motion Sensors include blank SA-EMRS LB- or HB-ERMS360 LB- or HB-MRMS360]-L840-[Driver Types include CD 5LTD]1-[Packaging] | Indoor Luminaires | Linear Ambient | Direct Linear Ambient Luminaires | Standard | FALSE | [9 empty] | 42194 |  |  | NotYetVerified |  | 3 | 5237.57 | 93.83 | 55.82 | 9.26 | 0.994 | 4000 | 82
PRJRKP6W | Eaton (formerly Cooper Lighting) | Metalux | 8TSNLED-LD4-88SL-LW-[Voltages include 120-277V]-[Emergency include blank EL EL10W]-[Wiring include blank PI/CPI]-[Motion Sensors include blank SA-EMRS LB- or HB-ERMS360 LB- or HB-MRMS360]-L840-[Driver Types include CD 5LTD]2-[Packaging] | Indoor Luminaires | Linear Ambient | Direct Linear Ambient Luminaires | Standard | FALSE | [9 empty] | 42194 |  |  | NotYetVerified |  | 3 | 9155.5 | 99.59 | 91.94 | 9.19 | 0.992 | 4000 | 82
P5T36KGD | Eaton (formerly Cooper Lighting) | Metalux | 4SNLED-LD4-64HL-[Voltages include 120-277V]-[Emergency include blank EL EL10W]-[Wiring include blank PI/CPI]-[Motion Sensors include blank LB- or HB-ERMS360 LB- or HB-MRMS360]-L840-[Driver Types include CD 5LTD 5LTHD]1-[Packaging] | Indoor Luminaires | Linear Ambient | Direct Linear Ambient Luminaires | Standard | FALSE | [9 empty] | 42194 |  |  | NotYetVerified |  | 3 | 6594.37 | 130.86 | 50.39 | 9.17 | 0.993 | 4000 | 82
P21XRD94 | Eaton (formerly Cooper Lighting) | Metalux | 4SNLED-LD4-62HL-RM-[Voltages include 120-277V]-[Emergency include blank EL EL10W]-[Wiring include blank PI/CPI]-[Motion Sensors include blank LB- or HB-ERMS360 LB- or HB-MRMS360]-L840-[Driver Types include CD 5LTD 5LTHD]1-[Packaging] | Indoor Luminaires | Linear Ambient | Direct Linear Ambient Luminaires | Standard | FALSE | [9 empty] | 42194 |  |  | NotYetVerified |  | 3 | 6447.4 | 127.94 | 50.39 | 9.17 | 0.993 | 4000 | 82
P56HKECF | Eaton (formerly Cooper Lighting) | Metalux | 4SNLED-LD4-60HL-LC-[Voltages include 120-277V]-[Emergency include blank EL EL10W]-[Wiring include blank PI/CPI]-[Motion Sensors include blank SA-EMRS LB- or HB-ERMS360 LB- or HB-MRMS360]-L840-[Driver Types include CD 5LTD 5LTHD]1-[Packaging] | Indoor Luminaires | Linear Ambient | Direct Linear Ambient Luminaires | Standard | FALSE | [9 empty] | 42194 |  |  | NotYetVerified |  | 3 | 6280.03 | 124.62 | 50.39 | 9.17 | 0.993 | 4000 | 82
PUCA5A83 | Eaton (formerly Cooper Lighting) | Metalux | 4SNLED-LD4-60HL-LN-[Voltages include 120-277V]-[Emergency include blank EL EL10W]-[Wiring include blank PI/CPI]-[Motion Sensors include blank SA-EMRS LB- or HB-ERMS360 LB- or HB-MRMS360]-L840-[Driver Types include CD 5LTD 5LTHD]1-[Packaging] | Indoor Luminaires | Linear Ambient | Direct Linear Ambient Luminaires | Standard | FALSE | [9 empty] | 42194 |  |  | NotYetVerified |  | 3 | 6260.97 | 124.24 | 50.39 | 9.17 | 0.993 | 4000 | 82
PUC5DS3F | Eaton (formerly Cooper Lighting) | Metalux | 4SNLED-LD4-57HL-RW-[Voltages include 120-277V]-[Emergency include blank EL EL10W]-[Wiring include blank PI/CPI]-[Motion Sensors include blank LB- or HB-ERMS360 LB- or HB-MRMS360]-L840-[Driver Types include CD 5LTD 5LTHD]1-[Packaging] | Indoor Luminaires | Linear Ambient | Direct Linear Ambient Luminaires | Standard | FALSE | [9 empty] | 42194 |  |  | NotYetVerified |  | 3 | 5945.27 | 117.98 | 50.39 | 9.17 | 0.993 | 4000 | 82
PYDCHKAW | Eaton (formerly Cooper Lighting) | Metalux | 4SNLED-LD4-54HL-LW-[Voltages include 120-277V]-[Emergency include blank EL EL10W]-[Wiring include blank PI/CPI]-[Motion Sensors include blank SA-EMRS LB- or HB-ERMS360 LB- or HB-MRMS360]-L840-[Driver Types include CD 5LTD 5LTHD]1-[Packaging] | Indoor Luminaires | Linear Ambient | Direct Linear Ambient Luminaires | Standard | FALSE | [9 empty] | 42194 |  |  | NotYetVerified |  | 3 | 5605.08 | 111.23 | 50.39 | 9.17 | 0.993 | 4000 | 82
P2VHHZ2U | Eaton (formerly Cooper Lighting) | Metalux | 2SNLED-LD4-20SL-[Voltage includes 120V]-[Emergency include blank EL EL10W]-[Wiring include blank PI/CPI]-[Motion Sensors include blank LB- or HB-ERMS360 LB- or HB-MRMS360]-L840-[Driver Types include CD 5LTHD]1-[Packaging] | Indoor Luminaires | Linear Ambient | Direct Linear Ambient Luminaires | Standard | FALSE | [9 empty] | 42194 |  |  | NotYetVerified |  | 3 | 2056.05 | 117.54 | 17.49 | 9.02 | 0.986 | 4000 | 82
P7P6KQ48 | Eaton (formerly Cooper Lighting) | Metalux | 2SNLED-LD4-19SL-RM-[Voltage includes 120V]-[Emergency include blank EL EL10W]-[Wiring include blank PI/CPI]-[Motion Sensors include blank LB- or HB-ERMS360 LB- or HB-MRMS360]-L840-[Driver Types include CD 5LTHD]1-[Packaging] | Indoor Luminaires | Linear Ambient | Direct Linear Ambient Luminaires | Standard | FALSE | [9 empty] | 42194 |  |  | NotYetVerified |  | 3 | 2010.23 | 114.92 | 17.49 | 9.02 | 0.986 | 4000 | 82
P7FQVSXY | Eaton (formerly Cooper Lighting) | Metalux | 2SNLED-LD4-18SL-LC-[Voltage includes 120V]-[Emergency include blank EL EL10W]-[Wiring include blank PI/CPI]-[Motion Sensors include blank SA-EMRS LB- or HB-ERMS360 LB- or HB-MRMS360]-L840-[Driver Types include CD 5LTHD]1-[Packaging] | Indoor Luminaires | Linear Ambient | Direct Linear Ambient Luminaires | Standard | FALSE | [9 empty] | 42194 |  |  | NotYetVerified |  | 3 | 1958.05 | 111.93 | 17.49 | 9.02 | 0.986 | 4000 | 82
P9TG917Q | Eaton (formerly Cooper Lighting) | Metalux | 2SNLED-LD4-18SL-LN-[Voltage includes 120V]-[Emergency include blank EL EL10W]-[Wiring include blank PI/CPI]-[Motion Sensors include blank SA-EMRS LB- or HB-ERMS360 LB- or HB-MRMS360]-L840-[Driver Types include CD 5LTHD]1-[Packaging] | Indoor Luminaires | Linear Ambient | Direct Linear Ambient Luminaires | Standard | FALSE | [9 empty] | 42194 |  |  | NotYetVerified |  | 3 | 1952.11 | 111.6 | 17.49 | 9.02 | 0.986 | 4000 | 82
PXP7QZFH | Eaton (formerly Cooper Lighting) | Metalux | 2SNLED-LD4-18SL-RW-[Voltage includes 120V]-[Emergency include blank EL EL10W]-[Wiring include blank PI/CPI]-[Motion Sensors include blank LB- or HB-ERMS360 LB- or HB-MRMS360]-L840-CD1-[Packaging] | Indoor Luminaires | Linear Ambient | Direct Linear Ambient Luminaires | Standard | FALSE | [9 empty] | 42194 |  |  | NotYetVerified |  | 3 | 1853.67 | 105.97 | 17.49 | 9.02 | 0.986 | 4000 | 82
PWS9GJH9 | Eaton (formerly Cooper Lighting) | Metalux | 2SNLED-LD4-16SL-LW-[Voltage includes 120V]-[Emergency include blank EL EL10W]-[Wiring include blank PI/CPI]-[Motion Sensors include blank SA-EMRS LB- or HB-ERMS360 LB- or HB-MRMS360]-L840-[Driver Types include CD 5LTHD]1-[Packaging] | Indoor Luminaires | Linear Ambient | Direct Linear Ambient Luminaires | Standard | FALSE | [9 empty] | 42194 |  |  | NotYetVerified |  | 3 | 1747.6 | 99.9 | 17.49 | 9.02 | 0.986 | 4000 | 82
PSXBC4GQ | Eaton (formerly Cooper Lighting) | Metalux | 8TSNLED-LD4-104SL-[Voltages include 120-277V]-[Emergency include blank EL EL10W]-[Wiring include blank PI/CPI]-[Motion Sensors include blank LB- or HB-ERMS360 LB- or HB-MRMS360]-L840-[Driver Types include CD 5LTD 5LTHD]2-[Packaging] | Indoor Luminaires | Linear Ambient | Direct Linear Ambient Luminaires | Standard | FALSE | [9 empty] | 42194 |  |  | NotYetVerified |  | 3 | 10771.18 | 117.24 | 91.87 | 8.91 | 0.991 | 4000 | 82
P736B3Y7 | Eaton (formerly Cooper Lighting) | Metalux | 8TSNLED-LD4-101SL-RM-[Voltages include 120-277V]-[Emergency include blank EL EL10W]-[Wiring include blank PI/CPI]-[Motion Sensors include blank LB- or HB-ERMS360 LB- or HB-MRMS360]-L840-[Driver Types include CD 5LTD 5LTHD]2-[Packaging] | Indoor Luminaires | Linear Ambient | Direct Linear Ambient Luminaires | Standard | FALSE | [9 empty] | 42194 |  |  | NotYetVerified |  | 3 | 10534.21 | 114.66 | 91.87 | 8.91 | 0.991 | 4000 | 82
PSYRM1EF | Eaton (formerly Cooper Lighting) | Metalux | 8TSNLED-LD4-98SL-LC-[Voltages include 120-277V]-[Emergency include blank EL EL10W]-[Wiring include blank PI/CPI]-[Motion Sensors include blank SA-EMRS LB- or HB-ERMS360 LB- or HB-MRMS360]-L840-[Driver Types include CD 5LTD 5LTHD]2-[Packaging] | Indoor Luminaires | Linear Ambient | Direct Linear Ambient Luminaires | Standard | FALSE | [9 empty] | 42194 |  |  | NotYetVerified |  | 3 | 10254.16 | 111.61 | 91.87 | 8.91 | 0.991 | 4000 | 82
PGZGBDRJ | Eaton (formerly Cooper Lighting) | Metalux | 8TSNLED-LD4-98SL-LN-[Voltages include 120-277V]-[Emergency include blank EL EL10W]-[Wiring include blank PI/CPI]-[Motion Sensors include blank SA-EMRS LB- or HB-ERMS360 LB- or HB-MRMS360]-L840-[Driver Types include CD 5LTD 5LTHD]2-[Packaging] | Indoor Luminaires | Linear Ambient | Direct Linear Ambient Luminaires | Standard | FALSE | [9 empty] | 42194 |  |  | NotYetVerified |  | 3 | 10221.85 | 111.26 | 91.87 | 8.91 | 0.991 | 4000 | 82
PNCM6HX8 | Eaton (formerly Cooper Lighting) | Metalux | 8TSNLED-LD4-93SL-RW-[Voltages include 120-277V]-[Emergency include blank EL EL10W]-[Wiring include blank PI/CPI]-[Motion Sensors include blank LB- or HB-ERMS360 LB- or HB-MRMS360]-L840-[Driver Types include CD 5LTD 5LTHD]2-[Packaging] | Indoor Luminaires | Linear Ambient | Direct Linear Ambient Luminaires | Standard | FALSE | [9 empty] | 42194 |  |  | NotYetVerified |  | 3 | 9715.6 | 105.75 | 91.87 | 8.91 | 0.991 | 4000 | 82
PZAFDZ85 | Eaton (formerly Cooper Lighting) | Metalux | 4SNLED-LD4-52SL-[Voltages include 120-277V]-[Emergency include blank EL EL10W]-[Wiring include blank PI/CPI]-[Motion Sensors include blank LB- or HB-ERMS360 LB- or HB-MRMS360]-L840-[Driver Types include CD 5LTD 5LTHD]1-[Packaging] | Indoor Luminaires | Linear Ambient | Direct Linear Ambient Luminaires | Standard | FALSE | [9 empty] | 42194 |  |  | NotYetVerified |  | 3 | 5385.59 | 117.24 | 45.94 | 8.91 | 0.991 | 4000 | 82
PY14VTAV | Eaton (formerly Cooper Lighting) | Metalux | 4SNLED-LD4-50SL-RM-[Voltages include 120-277V]-[Emergency include blank EL EL10W]-[Wiring include blank PI/CPI]-[Motion Sensors include blank LB- or HB-ERMS360 LB- or HB-MRMS360]-L840-[Driver Types include CD 5LTD 5LTHD]1-[Packaging] | Indoor Luminaires | Linear Ambient | Direct Linear Ambient Luminaires | Standard | FALSE | [9 empty] | 42194 |  |  | NotYetVerified |  | 3 | 5265.56 | 114.63 | 45.94 | 8.91 | 0.991 | 4000 | 82
PS2KE398 | Eaton (formerly Cooper Lighting) | Metalux | 4SNLED-LD4-49SL-LC-[Voltages include 120-277V]-[Emergency include blank EL EL10W]-[Wiring include blank PI/CPI]-[Motion Sensors include blank SA-EMRS LB- or HB-ERMS360 LB- or HB-MRMS360]-L840-[Driver Types include CD 5LTD 5LTHD]1-[Packaging] | Indoor Luminaires | Linear Ambient | Direct Linear Ambient Luminaires | Standard | FALSE | [9 empty] | 42194 |  |  | NotYetVerified |  | 3 | 5128.87 | 111.65 | 45.94 | 8.91 | 0.991 | 4000 | 82
P24YEDQQ | Eaton (formerly Cooper Lighting) | Metalux | 4SNLED-LD4-49SL-LN-[Voltages include 120-277V]-[Emergency include blank EL EL10W]-[Wiring include blank PI/CPI]-[Motion Sensors include blank SA-EMRS LB- or HB-ERMS360 LB- or HB-MRMS360]-L840-[Driver Types include CD 5LTD 5LTHD]1-[Packaging] | Indoor Luminaires | Linear Ambient | Direct Linear Ambient Luminaires | Standard | FALSE | [9 empty] | 42194 |  |  | NotYetVerified |  | 3 | 5113.31 | 111.31 | 45.94 | 8.91 | 0.991 | 4000 | 82
P613E67P | Eaton (formerly Cooper Lighting) | Metalux | 4SNLED-LD4-46SL-RW-[Voltages include 120-277V]-[Emergency include blank EL EL10W]-[Wiring include blank PI/CPI]-[Motion Sensors include blank LB- or HB-ERMS360 LB- or HB-MRMS360]-L840-[Driver Types include CD 5LTD 5LTHD]1-[Packaging] | Indoor Luminaires | Linear Ambient | Direct Linear Ambient Luminaires | Standard | FALSE | [9 empty] | 42194 |  |  | NotYetVerified |  | 3 | 4855.48 | 105.7 | 45.94 | 8.91 | 0.991 | 4000 | 82
PVAVPRZ9 | Eaton (formerly Cooper Lighting) | Metalux | 4SNLED-LD4-28SL-[Voltages include 120-277V]-[Emergency include blank EL EL10W]-[Wiring include blank PI/CPI]-[Motion Sensors include blank LB- or HB-ERMS360 LB- or HB-MRMS360]-L840-CD1-[Packaging] | Indoor Luminaires | Linear Ambient | Direct Linear Ambient Luminaires | Standard | FALSE | [9 empty] | 42194 |  |  | NotYetVerified |  | 3 | 2899.22 | 135.59 | 21.38 | 8.88 | 0.992 | 4000 | 82
P5SYV437 | Eaton (formerly Cooper Lighting) | Metalux | 4SNLED-LD4-27SL-RM-[Voltages include 120-277V]-[Emergency include blank EL EL10W]-[Wiring include blank PI/CPI]-[Motion Sensors include blank LB- or HB-ERMS360 LB- or HB-MRMS360]-L840-CD1-[Packaging] | Indoor Luminaires | Linear Ambient | Direct Linear Ambient Luminaires | Standard | FALSE | [9 empty] | 42194 |  |  | NotYetVerified |  | 3 | 2834.61 | 132.57 | 21.38 | 8.88 | 0.992 | 4000 | 82
PVAKRPUE | Eaton (formerly Cooper Lighting) | Metalux | 4SNLED-LD4-26SL-LC-[Voltages include 120-277V]-[Emergency include blank EL EL10W]-[Wiring include blank PI/CPI]-[Motion Sensors include blank SA-EMRS LB- or HB-ERMS360 LB- or HB-MRMS360]-L840-CD1-[Packaging] | Indoor Luminaires | Linear Ambient | Direct Linear Ambient Luminaires | Standard | FALSE | [9 empty] | 42194 |  |  | NotYetVerified |  | 3 | 2761.02 | 129.13 | 21.38 | 8.88 | 0.992 | 4000 | 82
PHERBS1N | Eaton (formerly Cooper Lighting) | Metalux | 4SNLED-LD4-26SL-LN-[Voltages include 120-277V]-[Emergency include blank EL EL10W]-[Wiring include blank PI/CPI]-[Motion Sensors include blank SA-EMRS LB- or HB-ERMS360 LB- or HB-MRMS360]-L840-CD1-[Packaging] | Indoor Luminaires | Linear Ambient | Direct Linear Ambient Luminaires | Standard | FALSE | [9 empty] | 42194 |  |  | NotYetVerified |  | 3 | 2752.64 | 128.74 | 21.38 | 8.88 | 0.992 | 4000 | 82
PKSR8RRD | Eaton (formerly Cooper Lighting) | Metalux | 4SNLED-LD4-25SL-RW-[Voltages include 120-277V]-[Emergency include blank EL EL10W]-[Wiring include blank PI/CPI]-[Motion Sensors include blank LB- or HB-ERMS360 LB- or HB-MRMS360]-L840-CD1-[Packaging] | Indoor Luminaires | Linear Ambient | Direct Linear Ambient Luminaires | Standard | FALSE | [9 empty] | 42194 |  |  | NotYetVerified |  | 3 | 2613.85 | 122.25 | 21.38 | 8.88 | 0.992 | 4000 | 82
PFHDF95S | Eaton (formerly Cooper Lighting) | Metalux | 4SNLED-LD4-23SL-LW-[Voltages include 120-277V]-[Emergency include blank EL EL10W]-[Wiring include blank PI/CPI]-[Motion Sensors include blank SA-EMRS LB- or HB-ERMS360 LB- or HB-MRMS360]-L840-CD1-[Packaging] | Indoor Luminaires | Linear Ambient | Direct Linear Ambient Luminaires | Standard | FALSE | [9 empty] | 42194 |  |  | NotYetVerified |  | 3 | 2464.28 | 115.25 | 21.38 | 8.88 | 0.992 | 4000 | 82
PKAYHG8C | Eaton (formerly Cooper Lighting) | Metalux | 8TSNLED-LD4-95SL-LW-[Voltages include 120-277V]-[Emergency include blank EL EL10W]-[Wiring include blank PI/CPI]-[Motion Sensors include blank SA-EMRS LB- or HB-ERMS360 LB- or HB-MRMS360]-L840-[Driver Types include CD 5LTD]2-[Packaging] | Indoor Luminaires | Linear Ambient | Direct Linear Ambient Luminaires | Standard | FALSE | [9 empty] | 42194 |  |  | NotYetVerified |  | 3 | 9820.69 | 97.58 | 100.65 | 8.84 | 0.993 | 4000 | 82
PAKJF2HH | Eaton (formerly Cooper Lighting) | Metalux | 8TSNLED-LD4-112SL-[Voltages include 120-277V]-[Emergency include blank EL EL10W]-[Wiring include blank PI/CPI]-[Motion Sensors include blank LB- or HB-ERMS360 LB- or HB-MRMS360]-L840-[Driver Types include CD 5LTD 5LTHD]2-[Packaging] | Indoor Luminaires | Linear Ambient | Direct Linear Ambient Luminaires | Standard | FALSE | [9 empty] | 42194 |  |  | NotYetVerified |  | 3 | 11553.75 | 114.9 | 100.56 | 8.63 | 0.992 | 4000 | 82
PX927BUW | Eaton (formerly Cooper Lighting) | Metalux | 8TSNLED-LD4-109SL-RM-[Voltages include 120-277V]-[Emergency include blank EL EL10W]-[Wiring include blank PI/CPI]-[Motion Sensors include blank LB- or HB-ERMS360 LB- or HB-MRMS360]-L840-[Driver Types include CD 5LTD 5LTHD]2-[Packaging] | Indoor Luminaires | Linear Ambient | Direct Linear Ambient Luminaires | Standard | FALSE | [9 empty] | 42194 |  |  | NotYetVerified |  | 3 | 11299.57 | 112.37 | 100.56 | 8.63 | 0.992 | 4000 | 82
PT3JH1VY | Eaton (formerly Cooper Lighting) | Metalux | 8TSNLED-LD4-105SL-LC-[Voltages include 120-277V]-[Emergency include blank EL EL10W]-[Wiring include blank PI/CPI]-[Motion Sensors include blank SA-EMRS LB- or HB-ERMS360 LB- or HB-MRMS360]-L840-[Driver Types include CD 5LTD 5LTHD]2-[Packaging] | Indoor Luminaires | Linear Ambient | Direct Linear Ambient Luminaires | Standard | FALSE | [9 empty] | 42194 |  |  | NotYetVerified |  | 3 | 10999.17 | 109.38 | 100.56 | 8.63 | 0.992 | 4000 | 82
PMJ1183E | Eaton (formerly Cooper Lighting) | Metalux | 8TSNLED-LD4-106SL-LN-[Voltages include 120-277V]-[Emergency include blank EL EL10W]-[Wiring include blank PI/CPI]-[Motion Sensors include blank SA-EMRS LB- or HB-ERMS360 LB- or HB-MRMS360]-L840-[Driver Types include CD 5LTD 5LTHD]2-[Packaging] | Indoor Luminaires | Linear Ambient | Direct Linear Ambient Luminaires | Standard | FALSE | [9 empty] | 42194 |  |  | NotYetVerified |  | 3 | 10964.51 | 109.04 | 100.56 | 8.63 | 0.992 | 4000 | 82
PX1TY2WP | Eaton (formerly Cooper Lighting) | Metalux | 8TSNLED-LD4-101SL-RW-[Voltages include 120-277V]-[Emergency include blank EL EL10W]-[Wiring include blank PI/CPI]-[Motion Sensors include blank LB- or HB-ERMS360 LB- or HB-MRMS360]-L840-[Driver Types include CD 5LTD 5LTHD]2-[Packaging] | Indoor Luminaires | Linear Ambient | Direct Linear Ambient Luminaires | Standard | FALSE | [9 empty] | 42194 |  |  | NotYetVerified |  | 3 | 10421.48 | 103.64 | 100.56 | 8.63 | 0.992 | 4000 | 82
PJEF78CV | Eaton (formerly Cooper Lighting) | Metalux | 4SNLED-LD4-56SL-[Voltages include 120-277V]-[Emergency include blank EL EL10W]-[Wiring include blank PI/CPI]-[Motion Sensors include blank LB- or HB-ERMS360 LB- or HB-MRMS360]-L840-[Driver Types include CD 5LTD 5LTHD]1-[Packaging] | Indoor Luminaires | Linear Ambient | Direct Linear Ambient Luminaires | Standard | FALSE | [9 empty] | 42194 |  |  | NotYetVerified |  | 3 | 5776.88 | 114.9 | 50.28 | 8.63 | 0.992 | 4000 | 82
P7WQHHE4 | Eaton (formerly Cooper Lighting) | Metalux | 4SNLED-LD4-54SL-RM-[Voltages include 120-277V]-[Emergency include blank EL EL10W]-[Wiring include blank PI/CPI]-[Motion Sensors include blank LB- or HB-ERMS360 LB- or HB-MRMS360]-L840-[Driver Types include CD 5LTD 5LTHD]1-[Packaging] | Indoor Luminaires | Linear Ambient | Direct Linear Ambient Luminaires | Standard | FALSE | [9 empty] | 42194 |  |  | NotYetVerified |  | 3 | 5648.13 | 112.33 | 50.28 | 8.63 | 0.992 | 4000 | 82
PTB4TRK2 | Eaton (formerly Cooper Lighting) | Metalux | 4SNLED-LD4-52SL-LC-[Voltages include 120-277V]-[Emergency include blank EL EL10W]-[Wiring include blank PI/CPI]-[Motion Sensors include blank SA-EMRS LB- or HB-ERMS360 LB- or HB-MRMS360]-L840-[Driver Types include CD 5LTD 5LTHD]1-[Packaging] | Indoor Luminaires | Linear Ambient | Direct Linear Ambient Luminaires | Standard | FALSE | [9 empty] | 42194 |  |  | NotYetVerified |  | 3 | 5501.5 | 109.42 | 50.28 | 8.63 | 0.992 | 4000 | 82
P9V5WXQ2 | Eaton (formerly Cooper Lighting) | Metalux | 4SNLED-LD4-53SL-LN-[Voltages include 120-277V]-[Emergency include blank EL EL10W]-[Wiring include blank PI/CPI]-[Motion Sensors include blank SA-EMRS LB- or HB-ERMS360 LB- or HB-MRMS360]-L840-[Driver Types include CD 5LTD 5LTHD]1-[Packaging] | Indoor Luminaires | Linear Ambient | Direct Linear Ambient Luminaires | Standard | FALSE | [9 empty] | 42194 |  |  | NotYetVerified |  | 3 | 5484.81 | 109.09 | 50.28 | 8.63 | 0.992 | 4000 | 82
PJTH23XV | Eaton (formerly Cooper Lighting) | Metalux | 4SNLED-LD4-50SL-RW-[Voltages include 120-277V]-[Emergency include blank EL EL10W]-[Wiring include blank PI/CPI]-[Motion Sensors include blank LB- or HB-ERMS360 LB- or HB-MRMS360]-L840-[Driver Types include CD 5LTD 5LTHD]1-[Packaging] | Indoor Luminaires | Linear Ambient | Direct Linear Ambient Luminaires | Standard | FALSE | [9 empty] | 42194 |  |  | NotYetVerified |  | 3 | 5208.25 | 103.59 | 50.28 | 8.63 | 0.992 | 4000 | 82
PY3A5QZ3 | Eaton (formerly Cooper Lighting) | Metalux | 2SNLED-LD4-24SL-[Voltages include 120-277V]-[Emergency include blank EL EL10W]-[Wiring include blank PI/CPI]-[Motion Sensors include blank LB- or HB-ERMS360 LB- or HB-MRMS360]-L840-[Driver Types include CD 5LTHD]1-[Packaging] | Indoor Luminaires | Linear Ambient | Direct Linear Ambient Luminaires | Standard | FALSE | [9 empty] | 42194 |  |  | NotYetVerified |  | 3 | 2506.91 | 113.25 | 22.14 | 8.36 | 0.99 | 4000 | 82
PJQJ4A5B | Eaton (formerly Cooper Lighting) | Metalux | 2SNLED-LD4-23SL-RM-[Voltages include 120-277V]-[Emergency include blank EL EL10W]-[Wiring include blank PI/CPI]-[Motion Sensors include blank LB- or HB-ERMS360 LB- or HB-MRMS360]-L840-[Driver Types include CD 5LTHD]1-[Packaging] | Indoor Luminaires | Linear Ambient | Direct Linear Ambient Luminaires | Standard | FALSE | [9 empty] | 42194 |  |  | NotYetVerified |  | 3 | 2451.04 | 110.73 | 22.14 | 8.36 | 0.99 | 4000 | 82
PGSAX6U4 | Eaton (formerly Cooper Lighting) | Metalux | 2SNLED-LD4-22SL-LC-[Voltages include 120-277V]-[Emergency include blank EL EL10W]-[Wiring include blank PI/CPI]-[Motion Sensors include blank SA-EMRS LB- or HB-ERMS360 LB- or HB-MRMS360]-L840-[Driver Types include CD 5LTHD]1-[Packaging] | Indoor Luminaires | Linear Ambient | Direct Linear Ambient Luminaires | Standard | FALSE | [9 empty] | 42194 |  |  | NotYetVerified |  | 3 | 2387.41 | 107.85 | 22.14 | 8.36 | 0.99 | 4000 | 82
PM8WDK6A | Eaton (formerly Cooper Lighting) | Metalux | 2SNLED-LD4-22SL-LN-[Voltages include 120-277V]-[Emergency include blank EL EL10W]-[Wiring include blank PI/CPI]-[Motion Sensors include blank SA-EMRS LB- or HB-ERMS360 LB- or HB-MRMS360]-L840-[Driver Types include CD 5LTHD]1-[Packaging] | Indoor Luminaires | Linear Ambient | Direct Linear Ambient Luminaires | Standard | FALSE | [9 empty] | 42194 |  |  | NotYetVerified |  | 3 | 2380.16 | 107.53 | 22.14 | 8.36 | 0.99 | 4000 | 82
P9Z9GGY7 | Eaton (formerly Cooper Lighting) | Metalux | 2SNLED-LD4-21SL-RW-[Voltages include 120-277V]-[Emergency include blank EL EL10W]-[Wiring include blank PI/CPI]-[Motion Sensors include blank LB- or HB-ERMS360 LB- or HB-MRMS360]-L840-[Driver Types include CD 5LTHD]1-[Packaging] | Indoor Luminaires | Linear Ambient | Direct Linear Ambient Luminaires | Standard | FALSE | [9 empty] | 42194 |  |  | NotYetVerified |  | 3 | 2260.15 | 102.11 | 22.14 | 8.36 | 0.99 | 4000 | 82
PXFNAXPD | Eaton (formerly Cooper Lighting) | Metalux | 2SNLED-LD4-20SL-LW-[Voltage includes 120V]-[Emergency include blank EL EL10W]-[Wiring include blank PI/CPI]-[Motion Sensors include blank SA-EMRS LB- or HB-ERMS360 LB- or HB-MRMS360]-L840-[Driver Types include CD 5LTHD]1-[Packaging] | Indoor Luminaires | Linear Ambient | Direct Linear Ambient Luminaires | Standard | FALSE | [9 empty] | 42194 |  |  | NotYetVerified |  | 3 | 2130.82 | 99.8 | 21.35 | 8.36 | 0.99 | 4000 | 82
PHS2A45A | Eaton (formerly Cooper Lighting) | Metalux | 8TSNLED-LD4-72SL-[Voltages include 120-277V]-[Emergency include blank EL EL10W]-[Wiring include blank PI/CPI]-[Motion Sensors include blank LB- or HB-ERMS360 LB- or HB-MRMS360]-L840-[Driver Types include CD 5LTD]1-[Packaging] | Indoor Luminaires | Linear Ambient | Direct Linear Ambient Luminaires | Standard | FALSE | [9 empty] | 42194 |  |  | NotYetVerified |  | 3 | 7400.56 | 134.56 | 55 | 8 | 0.994 | 4000 | 82
PF7PK5SB | Eaton (formerly Cooper Lighting) | Metalux | 8TSNLED-LD4-70SL-RM-[Voltages include 120-277V]-[Emergency include blank EL EL10W]-[Wiring include blank PI/CPI]-[Motion Sensors include blank LB- or HB-ERMS360 LB- or HB-MRMS360]-L840-[Driver Types include CD 5LTD]1-[Packaging] | Indoor Luminaires | Linear Ambient | Direct Linear Ambient Luminaires | Standard | FALSE | [9 empty] | 42194 |  |  | NotYetVerified |  | 3 | 7237.75 | 131.6 | 55 | 8 | 0.994 | 4000 | 82
PEG5JS7M | Eaton (formerly Cooper Lighting) | Metalux | 8TSNLED-LD4-68SL-LC-[Voltages include 120-277V]-[Emergency include blank EL EL10W]-[Wiring include blank PI/CPI]-[Motion Sensors include blank SA-EMRS LB- or HB-ERMS360 LB- or HB-MRMS360]-L840-[Driver Types include CD 5LTD]1-[Packaging] | Indoor Luminaires | Linear Ambient | Direct Linear Ambient Luminaires | Standard | FALSE | [9 empty] | 42194 |  |  | NotYetVerified |  | 3 | 7045.34 | 128.1 | 55 | 8 | 0.994 | 4000 | 82
PYYRRXCP | Eaton (formerly Cooper Lighting) | Metalux | 8TSNLED-LD4-68SL-LN-[Voltages include 120-277V]-[Emergency include blank EL EL10W]-[Wiring include blank PI/CPI]-[Motion Sensors include blank SA-EMRS LB- or HB-ERMS360 LB- or HB-MRMS360]-L840-[Driver Types include CD 5LTD]1-[Packaging] | Indoor Luminaires | Linear Ambient | Direct Linear Ambient Luminaires | Standard | FALSE | [9 empty] | 42194 |  |  | NotYetVerified |  | 3 | 7023.13 | 127.7 | 55 | 8 | 0.994 | 4000 | 82
PGXMGENK | Eaton (formerly Cooper Lighting) | Metalux | 8TSNLED-LD4-64SL-RW-[Voltages include 120-277V]-[Emergency include blank EL EL10W]-[Wiring include blank PI/CPI]-[Motion Sensors include blank LB- or HB-ERMS360 LB- or HB-MRMS360]-L840-[Driver Types include CD 5LTD]1-[Packaging] | Indoor Luminaires | Linear Ambient | Direct Linear Ambient Luminaires | Standard | FALSE | [9 empty] | 42194 |  |  | NotYetVerified |  | 3 | 6675.31 | 121.38 | 55 | 8 | 0.994 | 4000 | 82
PCG25R8S | Eaton (formerly Cooper Lighting) | Metalux | 8TSNLED-LD4-61SL-LW-[Voltages include 120-277V]-[Emergency include blank EL EL10W]-[Wiring include blank PI/CPI]-[Motion Sensors include blank SA-EMRS LB- or HB-ERMS360 LB- or HB-MRMS360]-L840-[Driver Types include CD 5LTD]1-[Packaging] | Indoor Luminaires | Linear Ambient | Direct Linear Ambient Luminaires | Standard | FALSE | [9 empty] | 42194 |  |  | NotYetVerified |  | 3 | 6290.48 | 114.38 | 55 | 8 | 0.994 | 4000 | 82
PPNRCQPF | Eaton (formerly Cooper Lighting) | Metalux | 2SNLED-LD4-28SL-[Voltages include 120-277V]-[Emergency include blank EL EL10W]-[Wiring include blank PI/CPI]-[Motion Sensors include blank LB- or HB-ERMS360 LB- or HB-MRMS360]-L840-[Driver Types include CD 5LTHD]1-[Packaging] | Indoor Luminaires | Linear Ambient | Direct Linear Ambient Luminaires | Standard | FALSE | [9 empty] | 42194 |  |  | NotYetVerified |  | 3 | 2924.72 | 123.76 | 23.63 | 7.92 | 0.992 | 4000 | 82
PTNNSE2S | Eaton (formerly Cooper Lighting) | Metalux | 2SNLED-LD4-27SL-RM-[Voltages include 120-277V]-[Emergency include blank EL EL10W]-[Wiring include blank PI/CPI]-[Motion Sensors include blank LB- or HB-ERMS360 LB- or HB-MRMS360]-L840-[Driver Types include CD 5LTHD]1-[Packaging] | Indoor Luminaires | Linear Ambient | Direct Linear Ambient Luminaires | Standard | FALSE | [9 empty] | 42194 |  |  | NotYetVerified |  | 3 | 2859.54 | 121.01 | 23.63 | 7.92 | 0.992 | 4000 | 82
P3UTJ495 | Eaton (formerly Cooper Lighting) | Metalux | 2SNLED-LD4-26SL-LC-[Voltages include 120-277V]-[Emergency include blank EL EL10W]-[Wiring include blank PI/CPI]-[Motion Sensors include blank SA-EMRS LB- or HB-ERMS360 LB- or HB-MRMS360]-L840-[Driver Types include CD 5LTHD]1-[Packaging] | Indoor Luminaires | Linear Ambient | Direct Linear Ambient Luminaires | Standard | FALSE | [9 empty] | 42194 |  |  | NotYetVerified |  | 3 | 2785.31 | 117.86 | 23.63 | 7.92 | 0.992 | 4000 | 82
PRKSS6TU | Eaton (formerly Cooper Lighting) | Metalux | 2SNLED-LD4-26SL-LN-[Voltages include 120-277V]-[Emergency include blank EL EL10W]-[Wiring include blank PI/CPI]-[Motion Sensors include blank SA-EMRS LB- or HB-ERMS360 LB- or HB-MRMS360]-L840-[Driver Types include CD 5LTHD]1-[Packaging] | Indoor Luminaires | Linear Ambient | Direct Linear Ambient Luminaires | Standard | FALSE | [9 empty] | 42194 |  |  | NotYetVerified |  | 3 | 2776.86 | 117.51 | 23.63 | 7.92 | 0.992 | 4000 | 82
PQHQ6B7H | Eaton (formerly Cooper Lighting) | Metalux | 2SNLED-LD4-25SL-RW-[Voltages include 120-277V]-[Emergency include blank EL EL10W]-[Wiring include blank PI/CPI]-[Motion Sensors include blank LB- or HB-ERMS360 LB- or HB-MRMS360]-L840-[Driver Types include CD 5LTHD]1-[Packaging] | Indoor Luminaires | Linear Ambient | Direct Linear Ambient Luminaires | Standard | FALSE | [9 empty] | 42194 |  |  | NotYetVerified |  | 3 | 2636.84 | 111.58 | 23.63 | 7.92 | 0.992 | 4000 | 82
PDSB459Y | Eaton (formerly Cooper Lighting) | Metalux | 2SNLED-LD4-23SL-LW-[Voltages include 120-277V]-[Emergency include blank EL EL10W]-[Wiring include blank PI/CPI]-[Motion Sensors include blank SA-EMRS LB- or HB-ERMS360 LB- or HB-MRMS360]-L840-[Driver Types include CD 5LTHD]1-[Packaging] | Indoor Luminaires | Linear Ambient | Direct Linear Ambient Luminaires | Standard | FALSE | [9 empty] | 42194 |  |  | NotYetVerified |  | 3 | 2485.96 | 105.2 | 23.63 | 7.92 | 0.992 | 4000 | 82
PZR87SCK | Eaton (formerly Cooper Lighting) | Metalux | 8TSNLED-LD4-80SL-[Voltages include 120-277V]-[Emergency include blank EL EL10W]-[Wiring include blank PI/CPI]-[Motion Sensors include blank LB- or HB-ERMS360 LB- or HB-MRMS360]-L840-[Driver Types include CD 5LTD]1-[Packaging] | Indoor Luminaires | Linear Ambient | Direct Linear Ambient Luminaires | Standard | FALSE | [9 empty] | 42194 |  |  | NotYetVerified |  | 3 | 8242.7 | 131.51 | 62.68 | 7.5 | 0.995 | 4000 | 82
PTJ5UWF2 | Eaton (formerly Cooper Lighting) | Metalux | 8TSNLED-LD4-78SL-RM-[Voltages include 120-277V]-[Emergency include blank EL EL10W]-[Wiring include blank PI/CPI]-[Motion Sensors include blank LB- or HB-ERMS360 LB- or HB-MRMS360]-L840-[Driver Types include CD 5LTD]1-[Packaging] | Indoor Luminaires | Linear Ambient | Direct Linear Ambient Luminaires | Standard | FALSE | [9 empty] | 42194 |  |  | NotYetVerified |  | 3 | 8061.36 | 128.62 | 62.68 | 7.5 | 0.995 | 4000 | 82
PSRNXEJX | Eaton (formerly Cooper Lighting) | Metalux | 8TSNLED-LD4-75SL-LC-[Voltages include 120-277V]-[Emergency include blank EL EL10W]-[Wiring include blank PI/CPI]-[Motion Sensors include blank SA-EMRS LB- or HB-ERMS360 LB- or HB-MRMS360]-L840-[Driver Types include CD 5LTD]1-[Packaging] | Indoor Luminaires | Linear Ambient | Direct Linear Ambient Luminaires | Standard | FALSE | [9 empty] | 42194 |  |  | NotYetVerified |  | 3 | 7847.05 | 125.2 | 62.68 | 7.5 | 0.995 | 4000 | 82
P45E8JTX | Eaton (formerly Cooper Lighting) | Metalux | 8TSNLED-LD4-75SL-LN-[Voltages include 120-277V]-[Emergency include blank EL EL10W]-[Wiring include blank PI/CPI]-[Motion Sensors include blank SA-EMRS LB- or HB-ERMS360 LB- or HB-MRMS360]-L840-[Driver Types include CD 5LTD]1-[Packaging] | Indoor Luminaires | Linear Ambient | Direct Linear Ambient Luminaires | Standard | FALSE | [9 empty] | 42194 |  |  | NotYetVerified |  | 3 | 7822.32 | 124.8 | 62.68 | 7.5 | 0.995 | 4000 | 82
P5X14KGP | Eaton (formerly Cooper Lighting) | Metalux | 8TSNLED-LD4-72SL-RW-[Voltages include 120-277V]-[Emergency include blank EL EL10W]-[Wiring include blank PI/CPI]-[Motion Sensors include blank LB- or HB-ERMS360 LB- or HB-MRMS360]-L840-[Driver Types include CD 5LTD]1-[Packaging] | Indoor Luminaires | Linear Ambient | Direct Linear Ambient Luminaires | Standard | FALSE | [9 empty] | 42194 |  |  | NotYetVerified |  | 3 | 7434.92 | 118.62 | 62.68 | 7.5 | 0.995 | 4000 | 82
PBRN6P38 | Eaton (formerly Cooper Lighting) | Metalux | 8TSNLED-LD4-67SL-LW-[Voltages include 120-277V]-[Emergency include blank EL EL10W]-[Wiring include blank PI/CPI]-[Motion Sensors include blank SA-EMRS LB- or HB-ERMS360 LB- or HB-MRMS360]-L840-[Driver Types include CD 5LTD]1-[Packaging] | Indoor Luminaires | Linear Ambient | Direct Linear Ambient Luminaires | Standard | FALSE | [9 empty] | 42194 |  |  | NotYetVerified |  | 3 | 7006.3 | 111.78 | 62.68 | 7.5 | 0.995 | 4000 | 82
PHFBX8Y7 | Eaton (formerly Cooper Lighting) | Metalux | 8TSNLED-LD4-95SL-LW-[Voltage includes 120V]-[Emergency include blank EL EL10W]-[Wiring include blank PI/CPI]-[Motion Sensors include blank SA-EMRS LB- or HB-ERMS360 LB- or HB-MRMS360]-L840-5LTHD2-[Packaging] | Indoor Luminaires | Linear Ambient | Direct Linear Ambient Luminaires | Standard | FALSE | [9 empty] | 42194 |  |  | NotYetVerified |  | 3 | 9820.69 | 98.26 | 99.95 | 7.1 | 0.991 | 4000 | 82
PF114896 | Eaton (formerly Cooper Lighting) | Metalux | 4SNLED-LD4-47SL-LW-[Voltage includes 120V]-[Emergency include blank EL EL10W]-[Wiring include blank PI/CPI]-[Motion Sensors include blank SA-EMRS LB- or HB-ERMS360 LB- or HB-MRMS360]-L840-5LTHD1-[Packaging] | Indoor Luminaires | Linear Ambient | Direct Linear Ambient Luminaires | Standard | FALSE | [9 empty] | 42194 |  |  | NotYetVerified |  | 3 | 4910.22 | 98.25 | 49.98 | 7.1 | 0.991 | 4000 | 82
PC448RZ4 | Eaton (formerly Cooper Lighting) | Metalux | 4SNLED-LD4-36SL-[Voltages include 120-277V]-[Emergency include blank EL EL10W]-[Wiring include blank PI/CPI]-[Motion Sensors include blank LB- or HB-ERMS360 LB- or HB-MRMS360]-L840-CD1-[Packaging] | Indoor Luminaires | Linear Ambient | Direct Linear Ambient Luminaires | Standard | FALSE | [9 empty] | 42194 |  |  | NotYetVerified |  | 3 | 3700.28 | 127.73 | 28.97 | 7.03 | 0.99 | 4000 | 82
P9GK76R1 | Eaton (formerly Cooper Lighting) | Metalux | 4SNLED-LD4-35SL-RM-[Voltages include 120-277V]-[Emergency include blank EL EL10W]-[Wiring include blank PI/CPI]-[Motion Sensors include blank LB- or HB-ERMS360 LB- or HB-MRMS360]-L840-CD1-[Packaging] | Indoor Luminaires | Linear Ambient | Direct Linear Ambient Luminaires | Standard | FALSE | [9 empty] | 42194 |  |  | NotYetVerified |  | 3 | 3617.81 | 124.88 | 28.97 | 7.03 | 0.99 | 4000 | 82
PXYDS8HD | Eaton (formerly Cooper Lighting) | Metalux | 4SNLED-LD4-34SL-LC-[Voltages include 120-277V]-[Emergency include blank EL EL10W]-[Wiring include blank PI/CPI]-[Motion Sensors include blank SA-EMRS LB- or HB-ERMS360 LB- or HB-MRMS360]-L840-CD1-[Packaging] | Indoor Luminaires | Linear Ambient | Direct Linear Ambient Luminaires | Standard | FALSE | [9 empty] | 42194 |  |  | NotYetVerified |  | 3 | 3523.9 | 121.64 | 28.97 | 7.03 | 0.99 | 4000 | 82
PW4XH91C | Eaton (formerly Cooper Lighting) | Metalux | 4SNLED-LD4-34SL-LN-[Voltages include 120-277V]-[Emergency include blank EL EL10W]-[Wiring include blank PI/CPI]-[Motion Sensors include blank SA-EMRS LB- or HB-ERMS360 LB- or HB-MRMS360]-L840-CD1-[Packaging] | Indoor Luminaires | Linear Ambient | Direct Linear Ambient Luminaires | Standard | FALSE | [9 empty] | 42194 |  |  | NotYetVerified |  | 3 | 3513.21 | 121.27 | 28.97 | 7.03 | 0.99 | 4000 | 82
PN22RKCC | Eaton (formerly Cooper Lighting) | Metalux | 4SNLED-LD4-32SL-RW-[Voltages include 120-277V]-[Emergency include blank EL EL10W]-[Wiring include blank PI/CPI]-[Motion Sensors include blank LB- or HB-ERMS360 LB- or HB-MRMS360]-L840-CD1-[Packaging] | Indoor Luminaires | Linear Ambient | Direct Linear Ambient Luminaires | Standard | FALSE | [9 empty] | 42194 |  |  | NotYetVerified |  | 3 | 3336.06 | 115.16 | 28.97 | 7.03 | 0.99 | 4000 | 82
PKWS65AK | Eaton (formerly Cooper Lighting) | Metalux | 4SNLED-LD4-30SL-LW-[Voltages include 120-277V]-[Emergency include blank EL EL10W]-[Wiring include blank PI/CPI]-[Motion Sensors include blank SA-EMRS LB- or HB-ERMS360 LB- or HB-MRMS360]-L840-CD1-[Packaging] | Indoor Luminaires | Linear Ambient | Direct Linear Ambient Luminaires | Standard | FALSE | [9 empty] | 42194 |  |  | NotYetVerified |  | 3 | 3145.16 | 108.57 | 28.97 | 7.03 | 0.99 | 4000 | 82
PMEEW16Q | Eaton (formerly Cooper Lighting) | Metalux | 8TSNLED-LD4-88SL-LW-[Voltage includes 120V]-[Emergency include blank EL EL10W]-[Wiring include blank PI/CPI]-[Motion Sensors include blank SA-EMRS LB- or HB-ERMS360 LB- or HB-MRMS360]-L840-5LTHD2-[Packaging] | Indoor Luminaires | Linear Ambient | Direct Linear Ambient Luminaires | Standard | FALSE | [9 empty] | 42194 |  |  | NotYetVerified |  | 3 | 9155.5 | 100.14 | 91.43 | 7 | 0.99 | 4000 | 82
PMWB93Y9 | Eaton (formerly Cooper Lighting) | Metalux | 8TSNLED-LD4-81SL-LW-[Voltage includes 120V]-[Emergency include blank EL EL10W]-[Wiring include blank PI/CPI]-[Motion Sensors include blank SA-EMRS LB- or HB-ERMS360 LB- or HB-MRMS360]-L840-5LTHD2-[Packaging] | Indoor Luminaires | Linear Ambient | Direct Linear Ambient Luminaires | Standard | FALSE | [9 empty] | 42194 |  |  | NotYetVerified |  | 3 | 8460.63 | 102.27 | 82.73 | 7 | 0.99 | 4000 | 82
PG1SGGFD | Eaton (formerly Cooper Lighting) | Metalux | 4SNLED-LD4-44SL-LW-[Voltage includes 120V]-[Emergency include blank EL EL10W]-[Wiring include blank PI/CPI]-[Motion Sensors include blank SA-EMRS LB- or HB-ERMS360 LB- or HB-MRMS360]-L840-5LTHD1-[Packaging] | Indoor Luminaires | Linear Ambient | Direct Linear Ambient Luminaires | Standard | FALSE | [9 empty] | 42194 |  |  | NotYetVerified |  | 3 | 4577.64 | 100.14 | 45.71 | 7 | 0.99 | 4000 | 82
P463SSM3 | Eaton (formerly Cooper Lighting) | Metalux | 4SNLED-LD4-41SL-LW-[Voltage includes 120V]-[Emergency include blank EL EL10W]-[Wiring include blank PI/CPI]-[Motion Sensors include blank SA-EMRS LB- or HB-ERMS360 LB- or HB-MRMS360]-L840-5LTHD1-[Packaging] | Indoor Luminaires | Linear Ambient | Direct Linear Ambient Luminaires | Standard | FALSE | [9 empty] | 42194 |  |  | NotYetVerified |  | 3 | 4230.21 | 102.26 | 41.37 | 7 | 0.99 | 4000 | 82
P1Y3WDEK | Eaton (formerly Cooper Lighting) | Metalux | 4SNLED-LD4-37SL-LW-[Voltage includes 120V]-[Emergency include blank EL EL10W]-[Wiring include blank PI/CPI]-[Motion Sensors include blank SA-EMRS LB- or HB-ERMS360 LB- or HB-MRMS360]-L840-5LTHD1-[Packaging] | Indoor Luminaires | Linear Ambient | Direct Linear Ambient Luminaires | Standard | FALSE | [9 empty] | 42194 |  |  | NotYetVerified |  | 3 | 3880.17 | 104.42 | 37.16 | 6.9 | 0.989 | 4000 | 82
PTYWSGMN | Eaton (formerly Cooper Lighting) | Metalux | 8TSNLED-LD4-88SL-[Voltages include 120-277V]-[Emergency include blank EL EL10W]-[Wiring include blank PI/CPI]-[Motion Sensors include blank LB- or HB-ERMS360 LB- or HB-MRMS360]-L840-[Driver Types include CD 5LTD]1-[Packaging] | Indoor Luminaires | Linear Ambient | Direct Linear Ambient Luminaires | Standard | FALSE | [9 empty] | 42194 |  |  | NotYetVerified |  | 3 | 9130.03 | 127.99 | 71.33 | 6.83 | 0.994 | 4000 | 82
PKYJVG8J | Eaton (formerly Cooper Lighting) | Metalux | 8TSNLED-LD4-85SL-RM-[Voltages include 120-277V]-[Emergency include blank EL EL10W]-[Wiring include blank PI/CPI]-[Motion Sensors include blank LB- or HB-ERMS360 LB- or HB-MRMS360]-L840-[Driver Types include CD 5LTD]1-[Packaging] | Indoor Luminaires | Linear Ambient | Direct Linear Ambient Luminaires | Standard | FALSE | [9 empty] | 42194 |  |  | NotYetVerified |  | 3 | 8929.17 | 125.17 | 71.33 | 6.83 | 0.994 | 4000 | 82
PG5KXH7Y | Eaton (formerly Cooper Lighting) | Metalux | 8TSNLED-LD4-83SL-LC-[Voltages include 120-277V]-[Emergency include blank EL EL10W]-[Wiring include blank PI/CPI]-[Motion Sensors include blank SA-EMRS LB- or HB-ERMS360 LB- or HB-MRMS360]-L840-[Driver Types include CD 5LTD]1-[Packaging] | Indoor Luminaires | Linear Ambient | Direct Linear Ambient Luminaires | Standard | FALSE | [9 empty] | 42194 |  |  | NotYetVerified |  | 3 | 8691.79 | 121.85 | 71.33 | 6.83 | 0.994 | 4000 | 82
PQRCEC9A | Eaton (formerly Cooper Lighting) | Metalux | 8TSNLED-LD4-83SL-LN-[Voltages include 120-277V]-[Emergency include blank EL EL10W]-[Wiring include blank PI/CPI]-[Motion Sensors include blank SA-EMRS LB- or HB-ERMS360 LB- or HB-MRMS360]-L840-[Driver Types include CD 5LTD]1-[Packaging] | Indoor Luminaires | Linear Ambient | Direct Linear Ambient Luminaires | Standard | FALSE | [9 empty] | 42194 |  |  | NotYetVerified |  | 3 | 8664.4 | 121.46 | 71.33 | 6.83 | 0.994 | 4000 | 82
PS8TS261 | Eaton (formerly Cooper Lighting) | Metalux | 8TSNLED-LD4-79SL-RW-[Voltages include 120-277V]-[Emergency include blank EL EL10W]-[Wiring include blank PI/CPI]-[Motion Sensors include blank LB- or HB-ERMS360 LB- or HB-MRMS360]-L840-[Driver Types include CD 5LTD]1-[Packaging] | Indoor Luminaires | Linear Ambient | Direct Linear Ambient Luminaires | Standard | FALSE | [9 empty] | 42194 |  |  | NotYetVerified |  | 3 | 8235.29 | 115.45 | 71.33 | 6.83 | 0.994 | 4000 | 82
PK3BS7FE | Eaton (formerly Cooper Lighting) | Metalux | 8TSNLED-LD4-74SL-LW-[Voltages include 120-277V]-[Emergency include blank EL EL10W]-[Wiring include blank PI/CPI]-[Motion Sensors include blank SA-EMRS LB- or HB-ERMS360 LB- or HB-MRMS360]-L840-[Driver Types include CD 5LTD]1-[Packaging] | Indoor Luminaires | Linear Ambient | Direct Linear Ambient Luminaires | Standard | FALSE | [9 empty] | 42194 |  |  | NotYetVerified |  | 3 | 7760.53 | 108.79 | 71.33 | 6.83 | 0.994 | 4000 | 82
PQTPU3ZW | Eaton (formerly Cooper Lighting) | Metalux | 4SNLED-LD4-40SL-[Voltages include 120-277V]-[Emergency include blank EL EL10W]-[Wiring include blank PI/CPI]-[Motion Sensors include blank LB- or HB-ERMS360 LB- or HB-MRMS360]-L840-CD1-[Packaging] | Indoor Luminaires | Linear Ambient | Direct Linear Ambient Luminaires | Standard | FALSE | [9 empty] | 42194 |  |  | NotYetVerified |  | 3 | 4121.35 | 125.31 | 32.89 | 6.83 | 0.99 | 4000 | 82
PMGK4M3R | Eaton (formerly Cooper Lighting) | Metalux | 4SNLED-LD4-39SL-RM-[Voltages include 120-277V]-[Emergency include blank EL EL10W]-[Wiring include blank PI/CPI]-[Motion Sensors include blank LB- or HB-ERMS360 LB- or HB-MRMS360]-L840-CD1-[Packaging] | Indoor Luminaires | Linear Ambient | Direct Linear Ambient Luminaires | Standard | FALSE | [9 empty] | 42194 |  |  | NotYetVerified |  | 3 | 4029.5 | 122.52 | 32.89 | 6.83 | 0.99 | 4000 | 82
P37ZC9GE | Eaton (formerly Cooper Lighting) | Metalux | 4SNLED-LD4-37SL-LC-[Voltages include 120-277V]-[Emergency include blank EL EL10W]-[Wiring include blank PI/CPI]-[Motion Sensors include blank SA-EMRS LB- or HB-ERMS360 LB- or HB-MRMS360]-L840-CD1-[Packaging] | Indoor Luminaires | Linear Ambient | Direct Linear Ambient Luminaires | Standard | FALSE | [9 empty] | 42194 |  |  | NotYetVerified |  | 3 | 3924.89 | 119.34 | 32.89 | 6.83 | 0.99 | 4000 | 82
PVSEDD77 | Eaton (formerly Cooper Lighting) | Metalux | 4SNLED-LD4-37SL-LN-[Voltages include 120-277V]-[Emergency include blank EL EL10W]-[Wiring include blank PI/CPI]-[Motion Sensors include blank SA-EMRS LB- or HB-ERMS360 LB- or HB-MRMS360]-L840-CD1-[Packaging] | Indoor Luminaires | Linear Ambient | Direct Linear Ambient Luminaires | Standard | FALSE | [9 empty] | 42194 |  |  | NotYetVerified |  | 3 | 3912.99 | 118.97 | 32.89 | 6.83 | 0.99 | 4000 | 82
PF5XZYD8 | Eaton (formerly Cooper Lighting) | Metalux | 4SNLED-LD4-36SL-RW-[Voltages include 120-277V]-[Emergency include blank EL EL10W]-[Wiring include blank PI/CPI]-[Motion Sensors include blank LB- or HB-ERMS360 LB- or HB-MRMS360]-L840-CD1-[Packaging] | Indoor Luminaires | Linear Ambient | Direct Linear Ambient Luminaires | Standard | FALSE | [9 empty] | 42194 |  |  | NotYetVerified |  | 3 | 3715.68 | 112.97 | 32.89 | 6.83 | 0.99 | 4000 | 82
P2K2U81J | Eaton (formerly Cooper Lighting) | Metalux | 4SNLED-LD4-40SL-[Voltage includes 120V]-[Emergency include blank EL EL10W]-[Wiring include blank PI/CPI]-[Motion Sensors include blank LB- or HB-ERMS360 LB- or HB-MRMS360]-L840-5LTHD1-[Packaging] | Indoor Luminaires | Linear Ambient | Direct Linear Ambient Luminaires | Standard | FALSE | [9 empty] | 42194 |  |  | NotYetVerified |  | 3 | 4121.35 | 124.85 | 33.01 | 6.8 | 0.987 | 4000 | 82
P26PPUQA | Eaton (formerly Cooper Lighting) | Metalux | 4SNLED-LD4-39SL-RM-[Voltage includes 120V]-[Emergency include blank EL EL10W]-[Wiring include blank PI/CPI]-[Motion Sensors include blank LB- or HB-ERMS360 LB- or HB-MRMS360]-L840-5LTHD1-[Packaging] | Indoor Luminaires | Linear Ambient | Direct Linear Ambient Luminaires | Standard | FALSE | [9 empty] | 42194 |  |  | NotYetVerified |  | 3 | 4029.5 | 122.07 | 33.01 | 6.8 | 0.987 | 4000 | 82
P3MT67UX | Eaton (formerly Cooper Lighting) | Metalux | 4SNLED-LD4-37SL-LC-[Voltage includes 120V]-[Emergency include blank EL EL10W]-[Wiring include blank PI/CPI]-[Motion Sensors include blank SA-EMRS LB- or HB-ERMS360 LB- or HB-MRMS360]-L840-5LTHD1-[Packaging] | Indoor Luminaires | Linear Ambient | Direct Linear Ambient Luminaires | Standard | FALSE | [9 empty] | 42194 |  |  | NotYetVerified |  | 3 | 3924.89 | 118.9 | 33.01 | 6.8 | 0.987 | 4000 | 82
P3JCHN1W | Eaton (formerly Cooper Lighting) | Metalux | 4SNLED-LD4-37SL-LN-[Voltage includes 120V]-[Emergency include blank EL EL10W]-[Wiring include blank PI/CPI]-[Motion Sensors include blank SA-EMRS LB- or HB-ERMS360 LB- or HB-MRMS360]-L840-5LTHD1-[Packaging] | Indoor Luminaires | Linear Ambient | Direct Linear Ambient Luminaires | Standard | FALSE | [9 empty] | 42194 |  |  | NotYetVerified |  | 3 | 3912.99 | 118.54 | 33.01 | 6.8 | 0.987 | 4000 | 82
P4D5M66M | Eaton (formerly Cooper Lighting) | Metalux | 4SNLED-LD4-36SL-RW-[Voltage includes 120V]-[Emergency include blank EL EL10W]-[Wiring include blank PI/CPI]-[Motion Sensors include blank LB- or HB-ERMS360 LB- or HB-MRMS360]-L840-5LTHD1-[Packaging] | Indoor Luminaires | Linear Ambient | Direct Linear Ambient Luminaires | Standard | FALSE | [9 empty] | 42194 |  |  | NotYetVerified |  | 3 | 3715.68 | 112.56 | 33.01 | 6.8 | 0.987 | 4000 | 82
PAS41FZF | Eaton (formerly Cooper Lighting) | Metalux | 4SNLED-LD4-33SL-LW-[Voltage includes 120V]-[Emergency include blank EL EL10W]-[Wiring include blank PI/CPI]-[Motion Sensors include blank SA-EMRS LB- or HB-ERMS360 LB- or HB-MRMS360]-L840-5LTHD1-[Packaging] | Indoor Luminaires | Linear Ambient | Direct Linear Ambient Luminaires | Standard | FALSE | [9 empty] | 42194 |  |  | NotYetVerified |  | 3 | 3503.06 | 106.12 | 33.01 | 6.8 | 0.987 | 4000 | 82
PBZWDN5K | Eaton (formerly Cooper Lighting) | Metalux | 4SNLED-LD4-36SL-[Voltage includes 120V]-[Emergency include blank EL EL10W]-[Wiring include blank PI/CPI]-[Motion Sensors include blank LB- or HB-ERMS360 LB- or HB-MRMS360]-L840-5LTHD1-[Packaging] | Indoor Luminaires | Linear Ambient | Direct Linear Ambient Luminaires | Standard | FALSE | [9 empty] | 42194 |  |  | NotYetVerified |  | 3 | 3700.28 | 126.5 | 29.25 | 6.7 | 0.985 | 4000 | 82
PHYB39XK | Eaton (formerly Cooper Lighting) | Metalux | 4SNLED-LD4-35SL-RM-[Voltage includes 120V]-[Emergency include blank EL EL10W]-[Wiring include blank PI/CPI]-[Motion Sensors include blank LB- or HB-ERMS360 LB- or HB-MRMS360]-L840-5LTHD1-[Packaging] | Indoor Luminaires | Linear Ambient | Direct Linear Ambient Luminaires | Standard | FALSE | [9 empty] | 42194 |  |  | NotYetVerified |  | 3 | 3617.81 | 123.69 | 29.25 | 6.7 | 0.985 | 4000 | 82
P3Z54NER | Eaton (formerly Cooper Lighting) | Metalux | 4SNLED-LD4-34SL-LC-[Voltage includes 120V]-[Emergency include blank EL EL10W]-[Wiring include blank PI/CPI]-[Motion Sensors include blank SA-EMRS LB- or HB-ERMS360 LB- or HB-MRMS360]-L840-5LTHD1-[Packaging] | Indoor Luminaires | Linear Ambient | Direct Linear Ambient Luminaires | Standard | FALSE | [9 empty] | 42194 |  |  | NotYetVerified |  | 3 | 3523.9 | 120.47 | 29.25 | 6.7 | 0.985 | 4000 | 82
P42NWRNQ | Eaton (formerly Cooper Lighting) | Metalux | 4SNLED-LD4-34SL-LN-[Voltage includes 120V]-[Emergency include blank EL EL10W]-[Wiring include blank PI/CPI]-[Motion Sensors include blank SA-EMRS LB- or HB-ERMS360 LB- or HB-MRMS360]-L840-5LTHD1-[Packaging] | Indoor Luminaires | Linear Ambient | Direct Linear Ambient Luminaires | Standard | FALSE | [9 empty] | 42194 |  |  | NotYetVerified |  | 3 | 3513.21 | 120.11 | 29.25 | 6.7 | 0.985 | 4000 | 82
PMA7WQ6T | Eaton (formerly Cooper Lighting) | Metalux | 4SNLED-LD4-32SL-RW-[Voltage includes 120V]-[Emergency include blank EL EL10W]-[Wiring include blank PI/CPI]-[Motion Sensors include blank LB- or HB-ERMS360 LB- or HB-MRMS360]-L840-5LTHD1-[Packaging] | Indoor Luminaires | Linear Ambient | Direct Linear Ambient Luminaires | Standard | FALSE | [9 empty] | 42194 |  |  | NotYetVerified |  | 3 | 3336.06 | 114.05 | 29.25 | 6.7 | 0.985 | 4000 | 82
PJA7RA16 | Eaton (formerly Cooper Lighting) | Metalux | 4SNLED-LD4-30SL-LW-[Voltage includes 120V]-[Emergency include blank EL EL10W]-[Wiring include blank PI/CPI]-[Motion Sensors include blank SA-EMRS LB- or HB-ERMS360 LB- or HB-MRMS360]-L840-5LTHD1-[Packaging] | Indoor Luminaires | Linear Ambient | Direct Linear Ambient Luminaires | Standard | FALSE | [9 empty] | 42194 |  |  | NotYetVerified |  | 3 | 3145.16 | 107.53 | 29.25 | 6.7 | 0.985 | 4000 | 82
P2AHNFRY | Eaton (formerly Cooper Lighting) | Metalux | 4SNLED-LD4-33SL-LW-[Voltages include 120-277V]-[Emergency include blank EL EL10W]-[Wiring include blank PI/CPI]-[Motion Sensors include blank SA-EMRS LB- or HB-ERMS360 LB- or HB-MRMS360]-L840-CD1-[Packaging] | Indoor Luminaires | Linear Ambient | Direct Linear Ambient Luminaires | Standard | FALSE | [9 empty] | 42194 |  |  | NotYetVerified |  | 3 | 3503.06 | 107.69 | 32.53 | 6.65 | 0.994 | 4000 | 82
PY8AYNB5 | Eaton (formerly Cooper Lighting) | Metalux | 4SNLED-LD4-32SL-[Voltage includes 120V]-[Emergency include blank EL EL10W]-[Wiring include blank PI/CPI]-[Motion Sensors include blank LB- or HB-ERMS360 LB- or HB-MRMS360]-L840-5LTHD1-[Packaging] | Indoor Luminaires | Linear Ambient | Direct Linear Ambient Luminaires | Standard | FALSE | [9 empty] | 42194 |  |  | NotYetVerified |  | 3 | 3300.78 | 127.32 | 25.93 | 6.6 | 0.983 | 4000 | 82
PD8ZNEJX | Eaton (formerly Cooper Lighting) | Metalux | 4SNLED-LD4-31SL-RM-[Voltage includes 120V]-[Emergency include blank EL EL10W]-[Wiring include blank PI/CPI]-[Motion Sensors include blank LB- or HB-ERMS360 LB- or HB-MRMS360]-L840-5LTHD1-[Packaging] | Indoor Luminaires | Linear Ambient | Direct Linear Ambient Luminaires | Standard | FALSE | [9 empty] | 42194 |  |  | NotYetVerified |  | 3 | 3227.22 | 124.48 | 25.93 | 6.6 | 0.983 | 4000 | 82
P5S62ZY9 | Eaton (formerly Cooper Lighting) | Metalux | 4SNLED-LD4-30SL-LC-[Voltage includes 120V]-[Emergency include blank EL EL10W]-[Wiring include blank PI/CPI]-[Motion Sensors include blank SA-EMRS LB- or HB-ERMS360 LB- or HB-MRMS360]-L840-5LTHD1-[Packaging] | Indoor Luminaires | Linear Ambient | Direct Linear Ambient Luminaires | Standard | FALSE | [9 empty] | 42194 |  |  | NotYetVerified |  | 3 | 3143.44 | 121.25 | 25.93 | 6.6 | 0.983 | 4000 | 82
PFN9N6G4 | Eaton (formerly Cooper Lighting) | Metalux | 4SNLED-LD4-30SL-LN-[Voltage includes 120V]-[Emergency include blank EL EL10W]-[Wiring include blank PI/CPI]-[Motion Sensors include blank SA-EMRS LB- or HB-ERMS360 LB- or HB-MRMS360]-L840-5LTHD1-[Packaging] | Indoor Luminaires | Linear Ambient | Direct Linear Ambient Luminaires | Standard | FALSE | [9 empty] | 42194 |  |  | NotYetVerified |  | 3 | 3133.9 | 120.88 | 25.93 | 6.6 | 0.983 | 4000 | 82
PMH5A9VR | Eaton (formerly Cooper Lighting) | Metalux | 4SNLED-LD4-28SL-RW-[Voltage includes 120V]-[Emergency include blank EL EL10W]-[Wiring include blank PI/CPI]-[Motion Sensors include blank LB- or HB-ERMS360 LB- or HB-MRMS360]-L840-5LTHD1-[Packaging] | Indoor Luminaires | Linear Ambient | Direct Linear Ambient Luminaires | Standard | FALSE | [9 empty] | 42194 |  |  | NotYetVerified |  | 3 | 2975.88 | 114.79 | 25.93 | 6.6 | 0.983 | 4000 | 82
PY6XJ5ED | Eaton (formerly Cooper Lighting) | Metalux | 4SNLED-LD4-27SL-LW-[Voltage includes 120V]-[Emergency include blank EL EL10W]-[Wiring include blank PI/CPI]-[Motion Sensors include blank SA-EMRS LB- or HB-ERMS360 LB- or HB-MRMS360]-L840-5LTHD1-[Packaging] | Indoor Luminaires | Linear Ambient | Direct Linear Ambient Luminaires | Standard | FALSE | [9 empty] | 42194 |  |  | NotYetVerified |  | 3 | 2805.59 | 108.22 | 25.93 | 6.6 | 0.983 | 4000 | 82
PQQQ8M1T | Eaton (formerly Cooper Lighting) | Metalux | 4SNLED-LD4-28SL-[Voltage includes 120V]-[Emergency include blank EL EL10W]-[Wiring include blank PI/CPI]-[Motion Sensors include blank LB- or HB-ERMS360 LB- or HB-MRMS360]-L840-5LTHD1-[Packaging] | Indoor Luminaires | Linear Ambient | Direct Linear Ambient Luminaires | Standard | FALSE | [9 empty] | 42194 |  |  | NotYetVerified |  | 3 | 2899.22 | 128.01 | 22.65 | 6.4 | 0.979 | 4000 | 82
P328M5M2 | Eaton (formerly Cooper Lighting) | Metalux | 4SNLED-LD4-27SL-RM-[Voltage includes 120V]-[Emergency include blank EL EL10W]-[Wiring include blank PI/CPI]-[Motion Sensors include blank LB- or HB-ERMS360 LB- or HB-MRMS360]-L840-5LTHD1-[Packaging] | Indoor Luminaires | Linear Ambient | Direct Linear Ambient Luminaires | Standard | FALSE | [9 empty] | 42194 |  |  | NotYetVerified |  | 3 | 2834.61 | 125.16 | 22.65 | 6.4 | 0.979 | 4000 | 82
PDXW661C | Eaton (formerly Cooper Lighting) | Metalux | 4SNLED-LD4-26SL-LC-[Voltage includes 120V]-[Emergency include blank EL EL10W]-[Wiring include blank PI/CPI]-[Motion Sensors include blank SA-EMRS LB- or HB-ERMS360 LB- or HB-MRMS360]-L840-5LTHD1-[Packaging] | Indoor Luminaires | Linear Ambient | Direct Linear Ambient Luminaires | Standard | FALSE | [9 empty] | 42194 |  |  | NotYetVerified |  | 3 | 2761.02 | 121.91 | 22.65 | 6.4 | 0.979 | 4000 | 82
PTW2CTBY | Eaton (formerly Cooper Lighting) | Metalux | 4SNLED-LD4-26SL-LN-[Voltage includes 120V]-[Emergency include blank EL EL10W]-[Wiring include blank PI/CPI]-[Motion Sensors include blank SA-EMRS LB- or HB-ERMS360 LB- or HB-MRMS360]-L840-5LTHD1-[Packaging] | Indoor Luminaires | Linear Ambient | Direct Linear Ambient Luminaires | Standard | FALSE | [9 empty] | 42194 |  |  | NotYetVerified |  | 3 | 2752.64 | 121.54 | 22.65 | 6.4 | 0.979 | 4000 | 82
PAM2153T | Eaton (formerly Cooper Lighting) | Metalux | 4SNLED-LD4-25SL-RW-[Voltage includes 120V]-[Emergency include blank EL EL10W]-[Wiring include blank PI/CPI]-[Motion Sensors include blank LB- or HB-ERMS360 LB- or HB-MRMS360]-L840-5LTHD1-[Packaging] | Indoor Luminaires | Linear Ambient | Direct Linear Ambient Luminaires | Standard | FALSE | [9 empty] | 42194 |  |  | NotYetVerified |  | 3 | 2613.85 | 115.41 | 22.65 | 6.4 | 0.979 | 4000 | 82
P69JS4WA | Eaton (formerly Cooper Lighting) | Metalux | 4SNLED-LD4-23SL-LW-[Voltage includes 120V]-[Emergency include blank EL EL10W]-[Wiring include blank PI/CPI]-[Motion Sensors include blank SA-EMRS LB- or HB-ERMS360 LB- or HB-MRMS360]-L840-5LTHD1-[Packaging] | Indoor Luminaires | Linear Ambient | Direct Linear Ambient Luminaires | Standard | FALSE | [9 empty] | 42194 |  |  | NotYetVerified |  | 3 | 2464.28 | 108.81 | 22.65 | 6.4 | 0.979 | 4000 | 82
P349B67C | Eaton (formerly Cooper Lighting) | Metalux | 4SNLED-LD4-24SL-[Voltage includes 120V]-[Emergency include blank EL EL10W]-[Wiring include blank PI/CPI]-[Motion Sensors include blank LB- or HB-ERMS360 LB- or HB-MRMS360]-L840-5LTHD1-[Packaging] | Indoor Luminaires | Linear Ambient | Direct Linear Ambient Luminaires | Standard | FALSE | [9 empty] | 42194 |  |  | NotYetVerified |  | 3 | 2481.23 | 128.07 | 19.37 | 6.1 | 0.974 | 4000 | 82
PDE8KK4A | Eaton (formerly Cooper Lighting) | Metalux | 4SNLED-LD4-23SL-RM-[Voltage includes 120V]-[Emergency include blank EL EL10W]-[Wiring include blank PI/CPI]-[Motion Sensors include blank LB- or HB-ERMS360 LB- or HB-MRMS360]-L840-5LTHD1-[Packaging] | Indoor Luminaires | Linear Ambient | Direct Linear Ambient Luminaires | Standard | FALSE | [9 empty] | 42194 |  |  | NotYetVerified |  | 3 | 2425.93 | 125.22 | 19.37 | 6.1 | 0.974 | 4000 | 82
PRFREN5M | Eaton (formerly Cooper Lighting) | Metalux | 4SNLED-LD4-22SL-LC-[Voltage includes 120V]-[Emergency include blank EL EL10W]-[Wiring include blank PI/CPI]-[Motion Sensors include blank SA-EMRS LB- or HB-ERMS360 LB- or HB-MRMS360]-L840-5LTHD1-[Packaging] | Indoor Luminaires | Linear Ambient | Direct Linear Ambient Luminaires | Standard | FALSE | [9 empty] | 42194 |  |  | NotYetVerified |  | 3 | 2362.96 | 121.97 | 19.37 | 6.1 | 0.974 | 4000 | 82
PCC2MDHW | Eaton (formerly Cooper Lighting) | Metalux | 4SNLED-LD4-22SL-LN-[Voltage includes 120V]-[Emergency include blank EL EL10W]-[Wiring include blank PI/CPI]-[Motion Sensors include blank SA-EMRS LB- or HB-ERMS360 LB- or HB-MRMS360]-L840-5LTHD1-[Packaging] | Indoor Luminaires | Linear Ambient | Direct Linear Ambient Luminaires | Standard | FALSE | [9 empty] | 42194 |  |  | NotYetVerified |  | 3 | 2355.79 | 121.6 | 19.37 | 6.1 | 0.974 | 4000 | 82
PQQY5TVT | Eaton (formerly Cooper Lighting) | Metalux | 4SNLED-LD4-21SL-RW-[Voltage includes 120V]-[Emergency include blank EL EL10W]-[Wiring include blank PI/CPI]-[Motion Sensors include blank LB- or HB-ERMS360 LB- or HB-MRMS360]-L840-5LTHD1-[Packaging] | Indoor Luminaires | Linear Ambient | Direct Linear Ambient Luminaires | Standard | FALSE | [9 empty] | 42194 |  |  | NotYetVerified |  | 3 | 2237 | 115.47 | 19.37 | 6.1 | 0.974 | 4000 | 82
PZ326J1C | Eaton (formerly Cooper Lighting) | Metalux | 4SNLED-LD4-20SL-LW-[Voltage includes 120V]-[Emergency include blank EL EL10W]-[Wiring include blank PI/CPI]-[Motion Sensors include blank SA-EMRS LB- or HB-ERMS360 LB- or HB-MRMS360]-L840-5LTHD1-[Packaging] | Indoor Luminaires | Linear Ambient | Direct Linear Ambient Luminaires | Standard | FALSE | [9 empty] | 42194 |  |  | NotYetVerified |  | 3 | 2109 | 108.86 | 19.37 | 6.1 | 0.974 | 4000 | 82
PRU2AKWQ | Eaton (formerly Cooper Lighting) | Metalux | 4SNLED-LD4-20SL-[Voltage includes 120V]-[Emergency include blank EL EL10W]-[Wiring include blank PI/CPI]-[Motion Sensors include blank LB- or HB-ERMS360 LB- or HB-MRMS360]-L840-5LTHD1-[Packaging] | Indoor Luminaires | Linear Ambient | Direct Linear Ambient Luminaires | Standard | FALSE | [9 empty] | 42194 |  |  | NotYetVerified |  | 3 | 2197.78 | 127.64 | 17.22 | 5.9 | 0.97 | 4000 | 82
PC7N5DVR | Eaton (formerly Cooper Lighting) | Metalux | 4SNLED-LD4-19SL-RM-[Voltage includes 120V]-[Emergency include blank EL EL10W]-[Wiring include blank PI/CPI]-[Motion Sensors include blank LB- or HB-ERMS360 LB- or HB-MRMS360]-L840-5LTHD1-[Packaging] | Indoor Luminaires | Linear Ambient | Direct Linear Ambient Luminaires | Standard | FALSE | [9 empty] | 42194 |  |  | NotYetVerified |  | 3 | 2148.8 | 124.79 | 17.22 | 5.9 | 0.97 | 4000 | 82
P7TNBU9J | Eaton (formerly Cooper Lighting) | Metalux | 4SNLED-LD4-18SL-LC-[Voltage includes 120V]-[Emergency include blank EL EL10W]-[Wiring include blank PI/CPI]-[Motion Sensors include blank SA-EMRS LB- or HB-ERMS360 LB- or HB-MRMS360]-L840-5LTHD1-[Packaging] | Indoor Luminaires | Linear Ambient | Direct Linear Ambient Luminaires | Standard | FALSE | [9 empty] | 42194 |  |  | NotYetVerified |  | 3 | 2093.02 | 121.55 | 17.22 | 5.9 | 0.97 | 4000 | 82
PXDWQNSQ | Eaton (formerly Cooper Lighting) | Metalux | 4SNLED-LD4-18SL-LN-[Voltage includes 120V]-[Emergency include blank EL EL10W]-[Wiring include blank PI/CPI]-[Motion Sensors include blank SA-EMRS LB- or HB-ERMS360 LB- or HB-MRMS360]-L840-5LTHD1-[Packaging] | Indoor Luminaires | Linear Ambient | Direct Linear Ambient Luminaires | Standard | FALSE | [9 empty] | 42194 |  |  | NotYetVerified |  | 3 | 2086.67 | 121.18 | 17.22 | 5.9 | 0.97 | 4000 | 82
PRVMF1YA | Eaton (formerly Cooper Lighting) | Metalux | 4SNLED-LD4-18SL-RW-[Voltage includes 120V]-[Emergency include blank EL EL10W]-[Wiring include blank PI/CPI]-[Motion Sensors include blank LB- or HB-ERMS360 LB- or HB-MRMS360]-L840-5LTHD1-[Packaging] | Indoor Luminaires | Linear Ambient | Direct Linear Ambient Luminaires | Standard | FALSE | [9 empty] | 42194 |  |  | NotYetVerified |  | 3 | 1981.45 | 115.07 | 17.22 | 5.9 | 0.97 | 4000 | 82
PZKF3PRR | Eaton (formerly Cooper Lighting) | Metalux | 4SNLED-LD4-16SL-LW-[Voltage includes 120V]-[Emergency include blank EL EL10W]-[Wiring include blank PI/CPI]-[Motion Sensors include blank SA-EMRS LB- or HB-ERMS360 LB- or HB-MRMS360]-L840-5LTHD1-[Packaging] | Indoor Luminaires | Linear Ambient | Direct Linear Ambient Luminaires | Standard | FALSE | [9 empty] | 42194 |  |  | NotYetVerified |  | 3 | 1868.07 | 108.49 | 17.22 | 5.9 | 0.97 | 4000 | 82
PZTJC5X3 | Eaton (formerly Cooper Lighting) | Metalux | 4SNLED-LD4-32SL-[Voltages include 120-277V]-[Emergency include blank EL EL10W]-[Wiring include blank PI/CPI]-[Motion Sensors include blank LB- or HB-ERMS360 LB- or HB-MRMS360]-L840-CD1-[Packaging] | Indoor Luminaires | Linear Ambient | Direct Linear Ambient Luminaires | Standard | FALSE | [9 empty] | 42194 |  |  | NotYetVerified |  | 3 | 3300.78 | 130.96 | 25.2 | 5.75 | 0.993 | 4000 | 82
PEGK32TD | Eaton (formerly Cooper Lighting) | Metalux | 4SNLED-LD4-31SL-RM-[Voltages include 120-277V]-[Emergency include blank EL EL10W]-[Wiring include blank PI/CPI]-[Motion Sensors include blank LB- or HB-ERMS360 LB- or HB-MRMS360]-L840-CD1-[Packaging] | Indoor Luminaires | Linear Ambient | Direct Linear Ambient Luminaires | Standard | FALSE | [9 empty] | 42194 |  |  | NotYetVerified |  | 3 | 3227.22 | 128.04 | 25.2 | 5.75 | 0.993 | 4000 | 82
P8VSWH1X | Eaton (formerly Cooper Lighting) | Metalux | 4SNLED-LD4-30SL-LC-[Voltages include 120-277V]-[Emergency include blank EL EL10W]-[Wiring include blank PI/CPI]-[Motion Sensors include blank SA-EMRS LB- or HB-ERMS360 LB- or HB-MRMS360]-L840-CD1-[Packaging] | Indoor Luminaires | Linear Ambient | Direct Linear Ambient Luminaires | Standard | FALSE | [9 empty] | 42194 |  |  | NotYetVerified |  | 3 | 3143.44 | 124.72 | 25.2 | 5.75 | 0.993 | 4000 | 82
PBMG7Y7N | Eaton (formerly Cooper Lighting) | Metalux | 4SNLED-LD4-30SL-LN-[Voltages include 120-277V]-[Emergency include blank EL EL10W]-[Wiring include blank PI/CPI]-[Motion Sensors include blank SA-EMRS LB- or HB-ERMS360 LB- or HB-MRMS360]-L840-CD1-[Packaging] | Indoor Luminaires | Linear Ambient | Direct Linear Ambient Luminaires | Standard | FALSE | [9 empty] | 42194 |  |  | NotYetVerified |  | 3 | 3133.9 | 124.34 | 25.2 | 5.75 | 0.993 | 4000 | 82
PHB29WUA | Eaton (formerly Cooper Lighting) | Metalux | 4SNLED-LD4-28SL-RW-[Voltages include 120-277V]-[Emergency include blank EL EL10W]-[Wiring include blank PI/CPI]-[Motion Sensors include blank LB- or HB-ERMS360 LB- or HB-MRMS360]-L840-CD1-[Packaging] | Indoor Luminaires | Linear Ambient | Direct Linear Ambient Luminaires | Standard | FALSE | [9 empty] | 42194 |  |  | NotYetVerified |  | 3 | 2975.88 | 118.07 | 25.2 | 5.75 | 0.993 | 4000 | 82
PZ8ZA9P3 | Eaton (formerly Cooper Lighting) | Metalux | 4SNLED-LD4-27SL-LW-[Voltages include 120-277V]-[Emergency include blank EL EL10W]-[Wiring include blank PI/CPI]-[Motion Sensors include blank SA-EMRS LB- or HB-ERMS360 LB- or HB-MRMS360]-L840-CD1-[Packaging] | Indoor Luminaires | Linear Ambient | Direct Linear Ambient Luminaires | Standard | FALSE | [9 empty] | 42194 |  |  | NotYetVerified |  | 3 | 2805.59 | 111.31 | 25.2 | 5.75 | 0.993 | 4000 | 82
PN17WF5N | Eaton (formerly Cooper Lighting) | Metalux | 4SNLED-LD4-44SL-[Voltages include 120-277V]-[Emergency include blank EL EL10W]-[Wiring include blank PI/CPI]-[Motion Sensors include blank LB- or HB-ERMS360 LB- or HB-MRMS360]-L835-SD1-[Packaging] | Indoor Luminaires | Linear Ambient | Direct Linear Ambient Luminaires | Standard | FALSE | [9 empty] | 42194 |  |  | NotYetVerified |  | 3 | 4445 | 116.67 | 38.1 | 13.3 | 0.988 | 3500 | 82
PJ8S9ZW4 | Eaton (formerly Cooper Lighting) | Metalux | 4SNLED-LD4-42SL-RM-[Voltages include 120-277V]-[Emergency include blank EL EL10W]-[Wiring include blank PI/CPI]-[Motion Sensors include blank LB- or HB-ERMS360 LB- or HB-MRMS360]-L835-SD1-[Packaging] | Indoor Luminaires | Linear Ambient | Direct Linear Ambient Luminaires | Standard | FALSE | [9 empty] | 42194 |  |  | NotYetVerified |  | 3 | 4345.94 | 114.07 | 38.1 | 13.3 | 0.988 | 3500 | 82
PFTHWE7R | Eaton (formerly Cooper Lighting) | Metalux | 4SNLED-LD4-41SL-LC-[Voltages include 120-277V]-[Emergency include blank EL EL10W]-[Wiring include blank PI/CPI]-[Motion Sensors include blank SA-EMRS LB- or HB-ERMS360 LB- or HB-MRMS360]-L835-SD1-[Packaging] | Indoor Luminaires | Linear Ambient | Direct Linear Ambient Luminaires | Standard | FALSE | [9 empty] | 42194 |  |  | NotYetVerified |  | 3 | 4233.11 | 111.1 | 38.1 | 13.3 | 0.988 | 3500 | 82
PYTFWUHY | Eaton (formerly Cooper Lighting) | Metalux | 4SNLED-LD4-41SL-LN-[Voltages include 120-277V]-[Emergency include blank EL EL10W]-[Wiring include blank PI/CPI]-[Motion Sensors include blank SA-EMRS LB- or HB-ERMS360 LB- or HB-MRMS360]-L835-SD1-[Packaging] | Indoor Luminaires | Linear Ambient | Direct Linear Ambient Luminaires | Standard | FALSE | [9 empty] | 42194 |  |  | NotYetVerified |  | 3 | 4220.27 | 110.77 | 38.1 | 13.3 | 0.988 | 3500 | 82
PGEGNZ3W | Eaton (formerly Cooper Lighting) | Metalux | 4SNLED-LD4-39SL-RW-[Voltages include 120-277V]-[Emergency include blank EL EL10W]-[Wiring include blank PI/CPI]-[Motion Sensors include blank LB- or HB-ERMS360 LB- or HB-MRMS360]-L835-SD1-[Packaging] | Indoor Luminaires | Linear Ambient | Direct Linear Ambient Luminaires | Standard | FALSE | [9 empty] | 42194 |  |  | NotYetVerified |  | 3 | 4007.47 | 105.18 | 38.1 | 13.3 | 0.988 | 3500 | 82
P44EJSNR | Eaton (formerly Cooper Lighting) | Metalux | 4SNLED-LD4-37SL-LW-[Voltages include 120-277V]-[Emergency include blank EL EL10W]-[Wiring include blank PI/CPI]-[Motion Sensors include blank SA-EMRS LB- or HB-ERMS360 LB- or HB-MRMS360]-L835-SD1-[Packaging] | Indoor Luminaires | Linear Ambient | Direct Linear Ambient Luminaires | Standard | FALSE | [9 empty] | 42194 |  |  | NotYetVerified |  | 3 | 3778.16 | 99.16 | 38.1 | 13.3 | 0.988 | 3500 | 82
PPM9HMF3 | Eaton (formerly Cooper Lighting) | Metalux | 8TSNLED-LD4-96SL-[Voltages include 120-277V]-[Emergency include blank EL EL10W]-[Wiring include blank PI/CPI]-[Motion Sensors include blank LB- or HB-ERMS360 LB- or HB-MRMS360]-L835-SD2-[Packaging] | Indoor Luminaires | Linear Ambient | Direct Linear Ambient Luminaires | Standard | FALSE | [9 empty] | 42194 |  |  | NotYetVerified |  | 3 | 9692 | 114.82 | 84.41 | 12.5 | 0.99 | 3500 | 82
PQ4FH9UG | Eaton (formerly Cooper Lighting) | Metalux | 8TSNLED-LD4-95SL-RM-[Voltages include 120-277V]-[Emergency include blank EL EL10W]-[Wiring include blank PI/CPI]-[Motion Sensors include blank LB- or HB-ERMS360 LB- or HB-MRMS360]-L835-SD2-[Packaging] | Indoor Luminaires | Linear Ambient | Direct Linear Ambient Luminaires | Standard | FALSE | [9 empty] | 42194 |  |  | NotYetVerified |  | 3 | 9478.78 | 112.29 | 84.41 | 12.5 | 0.99 | 3500 | 82
PQYVRDBR | Eaton (formerly Cooper Lighting) | Metalux | 8TSNLED-LD4-90SL-LC-[Voltages include 120-277V]-[Emergency include blank EL EL10W]-[Wiring include blank PI/CPI]-[Motion Sensors include blank SA-EMRS LB- or HB-ERMS360 LB- or HB-MRMS360]-L835-SD2-[Packaging] | Indoor Luminaires | Linear Ambient | Direct Linear Ambient Luminaires | Standard | FALSE | [9 empty] | 42194 |  |  | NotYetVerified |  | 3 | 9226.78 | 109.31 | 84.41 | 12.5 | 0.99 | 3500 | 82
PD7BHEGU | Eaton (formerly Cooper Lighting) | Metalux | 8TSNLED-LD4-91SL-LN-[Voltages include 120-277V]-[Emergency include blank EL EL10W]-[Wiring include blank PI/CPI]-[Motion Sensors include blank SA-EMRS LB- or HB-ERMS360 LB- or HB-MRMS360]-L835-SD2-[Packaging] | Indoor Luminaires | Linear Ambient | Direct Linear Ambient Luminaires | Standard | FALSE | [9 empty] | 42194 |  |  | NotYetVerified |  | 3 | 9197.71 | 108.96 | 84.41 | 12.5 | 0.99 | 3500 | 82
P5E2P452 | Eaton (formerly Cooper Lighting) | Metalux | 8TSNLED-LD4-86SL-RW-[Voltages include 120-277V]-[Emergency include blank EL EL10W]-[Wiring include blank PI/CPI]-[Motion Sensors include blank LB- or HB-ERMS360 LB- or HB-MRMS360]-L835-SD2-[Packaging] | Indoor Luminaires | Linear Ambient | Direct Linear Ambient Luminaires | Standard | FALSE | [9 empty] | 42194 |  |  | NotYetVerified |  | 3 | 8742.18 | 103.57 | 84.41 | 12.5 | 0.99 | 3500 | 82
PG9PE112 | Eaton (formerly Cooper Lighting) | Metalux | 8TSNLED-LD4-81SL-LW-[Voltages include 120-277V]-[Emergency include blank EL EL10W]-[Wiring include blank PI/CPI]-[Motion Sensors include blank SA-EMRS LB- or HB-ERMS360 LB- or HB-MRMS360]-L835-SD2-[Packaging] | Indoor Luminaires | Linear Ambient | Direct Linear Ambient Luminaires | Standard | FALSE | [9 empty] | 42194 |  |  | NotYetVerified |  | 3 | 8238.2 | 97.6 | 84.41 | 12.5 | 0.99 | 3500 | 82
P8VXD6NK | Eaton (formerly Cooper Lighting) | Metalux | 4SNLED-LD4-48SL-[Voltages include 120-277V]-[Emergency include blank EL EL10W]-[Wiring include blank PI/CPI]-[Motion Sensors include blank LB- or HB-ERMS360 LB- or HB-MRMS360]-L835-SD1-[Packaging] | Indoor Luminaires | Linear Ambient | Direct Linear Ambient Luminaires | Standard | FALSE | [9 empty] | 42194 |  |  | NotYetVerified |  | 3 | 4846 | 114.82 | 42.21 | 12.5 | 0.99 | 3500 | 82
PHSGKYH4 | Eaton (formerly Cooper Lighting) | Metalux | 4SNLED-LD4-47SL-RM-[Voltages include 120-277V]-[Emergency include blank EL EL10W]-[Wiring include blank PI/CPI]-[Motion Sensors include blank LB- or HB-ERMS360 LB- or HB-MRMS360]-L835-SD1-[Packaging] | Indoor Luminaires | Linear Ambient | Direct Linear Ambient Luminaires | Standard | FALSE | [9 empty] | 42194 |  |  | NotYetVerified |  | 3 | 4738 | 112.26 | 42.21 | 12.5 | 0.99 | 3500 | 82
P2FHHMQX | Eaton (formerly Cooper Lighting) | Metalux | 4SNLED-LD4-46SL-LC-[Voltages include 120-277V]-[Emergency include blank EL EL10W]-[Wiring include blank PI/CPI]-[Motion Sensors include blank SA-EMRS LB- or HB-ERMS360 LB- or HB-MRMS360]-L835-SD1-[Packaging] | Indoor Luminaires | Linear Ambient | Direct Linear Ambient Luminaires | Standard | FALSE | [9 empty] | 42194 |  |  | NotYetVerified |  | 3 | 4615 | 109.35 | 42.21 | 12.5 | 0.99 | 3500 | 82
PHR2D93G | Eaton (formerly Cooper Lighting) | Metalux | 4SNLED-LD4-46SL-LN-[Voltages include 120-277V]-[Emergency include blank EL EL10W]-[Wiring include blank PI/CPI]-[Motion Sensors include blank SA-EMRS LB- or HB-ERMS360 LB- or HB-MRMS360]-L835-SD1-[Packaging] | Indoor Luminaires | Linear Ambient | Direct Linear Ambient Luminaires | Standard | FALSE | [9 empty] | 42194 |  |  | NotYetVerified |  | 3 | 4601 | 109.02 | 42.21 | 12.5 | 0.99 | 3500 | 82
PRXS7E6P | Eaton (formerly Cooper Lighting) | Metalux | 4SNLED-LD4-43SL-RW-[Voltages include 120-277V]-[Emergency include blank EL EL10W]-[Wiring include blank PI/CPI]-[Motion Sensors include blank LB- or HB-ERMS360 LB- or HB-MRMS360]-L835-SD1-[Packaging] | Indoor Luminaires | Linear Ambient | Direct Linear Ambient Luminaires | Standard | FALSE | [9 empty] | 42194 |  |  | NotYetVerified |  | 3 | 4369 | 103.52 | 42.21 | 12.5 | 0.99 | 3500 | 82
PQWUQ1FH | Eaton (formerly Cooper Lighting) | Metalux | 4SNLED-LD4-41SL-LW-[Voltages include 120-277V]-[Emergency include blank EL EL10W]-[Wiring include blank PI/CPI]-[Motion Sensors include blank SA-EMRS LB- or HB-ERMS360 LB- or HB-MRMS360]-L835-SD1-[Packaging] | Indoor Luminaires | Linear Ambient | Direct Linear Ambient Luminaires | Standard | FALSE | [9 empty] | 42194 |  |  | NotYetVerified |  | 3 | 4119 | 97.59 | 42.21 | 12.5 | 0.99 | 3500 | 82
PCF6S6KJ | Eaton (formerly Cooper Lighting) | Metalux | 8TSNLED-LD4-104SL-[Voltages include 120-277V]-[Emergency include blank EL EL10W]-[Wiring include blank PI/CPI]-[Motion Sensors include blank LB- or HB-ERMS360 LB- or HB-MRMS360]-L835-SD2-[Packaging] | Indoor Luminaires | Linear Ambient | Direct Linear Ambient Luminaires | Standard | FALSE | [9 empty] | 42194 |  |  | NotYetVerified |  | 3 | 10488 | 112.71 | 93.05 | 11.8 | 0.991 | 3500 | 82
PZ42TCRA | Eaton (formerly Cooper Lighting) | Metalux | 8TSNLED-LD4-101SL-RM-[Voltages include 120-277V]-[Emergency include blank EL EL10W]-[Wiring include blank PI/CPI]-[Motion Sensors include blank LB- or HB-ERMS360 LB- or HB-MRMS360]-L835-SD2-[Packaging] | Indoor Luminaires | Linear Ambient | Direct Linear Ambient Luminaires | Standard | FALSE | [9 empty] | 42194 |  |  | NotYetVerified |  | 3 | 10257.26 | 110.23 | 93.05 | 11.8 | 0.991 | 3500 | 82
PX4TBYNE | Eaton (formerly Cooper Lighting) | Metalux | 8TSNLED-LD4-98SL-LC-[Voltages include 120-277V]-[Emergency include blank EL EL10W]-[Wiring include blank PI/CPI]-[Motion Sensors include blank SA-EMRS LB- or HB-ERMS360 LB- or HB-MRMS360]-L835-SD2-[Packaging] | Indoor Luminaires | Linear Ambient | Direct Linear Ambient Luminaires | Standard | FALSE | [9 empty] | 42194 |  |  | NotYetVerified |  | 3 | 9984.58 | 107.3 | 93.05 | 11.8 | 0.991 | 3500 | 82
PS4ZUJRP | Eaton (formerly Cooper Lighting) | Metalux | 8TSNLED-LD4-98SL-LN-[Voltages include 120-277V]-[Emergency include blank EL EL10W]-[Wiring include blank PI/CPI]-[Motion Sensors include blank SA-EMRS LB- or HB-ERMS360 LB- or HB-MRMS360]-L835-SD2-[Packaging] | Indoor Luminaires | Linear Ambient | Direct Linear Ambient Luminaires | Standard | FALSE | [9 empty] | 42194 |  |  | NotYetVerified |  | 3 | 9953.11 | 106.96 | 93.05 | 11.8 | 0.991 | 3500 | 82
PVE3R77J | Eaton (formerly Cooper Lighting) | Metalux | 8TSNLED-LD4-93SL-RW-[Voltages include 120-277V]-[Emergency include blank EL EL10W]-[Wiring include blank PI/CPI]-[Motion Sensors include blank LB- or HB-ERMS360 LB- or HB-MRMS360]-L835-SD2-[Packaging] | Indoor Luminaires | Linear Ambient | Direct Linear Ambient Luminaires | Standard | FALSE | [9 empty] | 42194 |  |  | NotYetVerified |  | 3 | 9460.18 | 101.67 | 93.05 | 11.8 | 0.991 | 3500 | 82
PM32P2X4 | Eaton (formerly Cooper Lighting) | Metalux | 8TSNLED-LD4-88SL-LW-[Voltages include 120-277V]-[Emergency include blank EL EL10W]-[Wiring include blank PI/CPI]-[Motion Sensors include blank SA-EMRS LB- or HB-ERMS360 LB- or HB-MRMS360]-L835-SD2-[Packaging] | Indoor Luminaires | Linear Ambient | Direct Linear Ambient Luminaires | Standard | FALSE | [9 empty] | 42194 |  |  | NotYetVerified |  | 3 | 8914.8 | 95.81 | 93.05 | 11.8 | 0.991 | 3500 | 82
PVAXGZ3A | Eaton (formerly Cooper Lighting) | Metalux | 4SNLED-LD4-52SL-[Voltages include 120-277V]-[Emergency include blank EL EL10W]-[Wiring include blank PI/CPI]-[Motion Sensors include blank LB- or HB-ERMS360 LB- or HB-MRMS360]-L835-SD1-[Packaging] | Indoor Luminaires | Linear Ambient | Direct Linear Ambient Luminaires | Standard | FALSE | [9 empty] | 42194 |  |  | NotYetVerified |  | 3 | 5244 | 112.71 | 46.53 | 11.8 | 0.991 | 3500 | 82
PQSV4RSS | Eaton (formerly Cooper Lighting) | Metalux | 4SNLED-LD4-50SL-RM-[Voltages include 120-277V]-[Emergency include blank EL EL10W]-[Wiring include blank PI/CPI]-[Motion Sensors include blank LB- or HB-ERMS360 LB- or HB-MRMS360]-L835-SD1-[Packaging] | Indoor Luminaires | Linear Ambient | Direct Linear Ambient Luminaires | Standard | FALSE | [9 empty] | 42194 |  |  | NotYetVerified |  | 3 | 5127.13 | 110.2 | 46.53 | 11.8 | 0.991 | 3500 | 82
PEEPGXCB | Eaton (formerly Cooper Lighting) | Metalux | 4SNLED-LD4-49SL-LC-[Voltages include 120-277V]-[Emergency include blank EL EL10W]-[Wiring include blank PI/CPI]-[Motion Sensors include blank SA-EMRS LB- or HB-ERMS360 LB- or HB-MRMS360]-L835-SD1-[Packaging] | Indoor Luminaires | Linear Ambient | Direct Linear Ambient Luminaires | Standard | FALSE | [9 empty] | 42194 |  |  | NotYetVerified |  | 3 | 4994.03 | 107.34 | 46.53 | 11.8 | 0.991 | 3500 | 82
P9RK1ETG | Eaton (formerly Cooper Lighting) | Metalux | 4SNLED-LD4-49SL-LN-[Voltages include 120-277V]-[Emergency include blank EL EL10W]-[Wiring include blank PI/CPI]-[Motion Sensors include blank SA-EMRS LB- or HB-ERMS360 LB- or HB-MRMS360]-L835-SD1-[Packaging] | Indoor Luminaires | Linear Ambient | Direct Linear Ambient Luminaires | Standard | FALSE | [9 empty] | 42194 |  |  | NotYetVerified |  | 3 | 4978.88 | 107.01 | 46.53 | 11.8 | 0.991 | 3500 | 82
P81YZH65 | Eaton (formerly Cooper Lighting) | Metalux | 4SNLED-LD4-46SL-RW-[Voltages include 120-277V]-[Emergency include blank EL EL10W]-[Wiring include blank PI/CPI]-[Motion Sensors include blank LB- or HB-ERMS360 LB- or HB-MRMS360]-L835-SD1-[Packaging] | Indoor Luminaires | Linear Ambient | Direct Linear Ambient Luminaires | Standard | FALSE | [9 empty] | 42194 |  |  | NotYetVerified |  | 3 | 4727.82 | 101.62 | 46.53 | 11.8 | 0.991 | 3500 | 82
PYTWEN8B | Eaton (formerly Cooper Lighting) | Metalux | 4SNLED-LD4-44SL-LW-[Voltages include 120-277V]-[Emergency include blank EL EL10W]-[Wiring include blank PI/CPI]-[Motion Sensors include blank SA-EMRS LB- or HB-ERMS360 LB- or HB-MRMS360]-L835-SD1-[Packaging] | Indoor Luminaires | Linear Ambient | Direct Linear Ambient Luminaires | Standard | FALSE | [9 empty] | 42194 |  |  | NotYetVerified |  | 3 | 4457.29 | 95.8 | 46.53 | 11.8 | 0.991 | 3500 | 82
PEWWAHZV | Eaton (formerly Cooper Lighting) | Metalux | 8TSNLED-LD4-112SL-[Voltages include 120-277V]-[Emergency include blank EL EL10W]-[Wiring include blank PI/CPI]-[Motion Sensors include blank LB- or HB-ERMS360 LB- or HB-MRMS360]-L835-SD2-[Packaging] | Indoor Luminaires | Linear Ambient | Direct Linear Ambient Luminaires | Standard | FALSE | [9 empty] | 42194 |  |  | NotYetVerified |  | 3 | 11250 | 110.73 | 101.6 | 11.2 | 0.992 | 3500 | 82
PGKTUU93 | Eaton (formerly Cooper Lighting) | Metalux | 8TSNLED-LD4-109SL-RM-[Voltages include 120-277V]-[Emergency include blank EL EL10W]-[Wiring include blank PI/CPI]-[Motion Sensors include blank LB- or HB-ERMS360 LB- or HB-MRMS360]-L835-SD2-[Packaging] | Indoor Luminaires | Linear Ambient | Direct Linear Ambient Luminaires | Standard | FALSE | [9 empty] | 42194 |  |  | NotYetVerified |  | 3 | 11002.5 | 108.29 | 101.6 | 11.2 | 0.992 | 3500 | 82
PFZJH9WK | Eaton (formerly Cooper Lighting) | Metalux | 8TSNLED-LD4-105SL-LC-[Voltages include 120-277V]-[Emergency include blank EL EL10W]-[Wiring include blank PI/CPI]-[Motion Sensors include blank SA-EMRS LB- or HB-ERMS360 LB- or HB-MRMS360]-L835-SD2-[Packaging] | Indoor Luminaires | Linear Ambient | Direct Linear Ambient Luminaires | Standard | FALSE | [9 empty] | 42194 |  |  | NotYetVerified |  | 3 | 10710 | 105.41 | 101.6 | 11.2 | 0.992 | 3500 | 82
PWRU7SAX | Eaton (formerly Cooper Lighting) | Metalux | 8TSNLED-LD4-106SL-LN-[Voltages include 120-277V]-[Emergency include blank EL EL10W]-[Wiring include blank PI/CPI]-[Motion Sensors include blank SA-EMRS LB- or HB-ERMS360 LB- or HB-MRMS360]-L835-SD2-[Packaging] | Indoor Luminaires | Linear Ambient | Direct Linear Ambient Luminaires | Standard | FALSE | [9 empty] | 42194 |  |  | NotYetVerified |  | 3 | 10676.25 | 105.08 | 101.6 | 11.2 | 0.992 | 3500 | 82
P7Q47GYQ | Eaton (formerly Cooper Lighting) | Metalux | 8TSNLED-LD4-101SL-RW-[Voltages include 120-277V]-[Emergency include blank EL EL10W]-[Wiring include blank PI/CPI]-[Motion Sensors include blank LB- or HB-ERMS360 LB- or HB-MRMS360]-L835-SD2-[Packaging] | Indoor Luminaires | Linear Ambient | Direct Linear Ambient Luminaires | Standard | FALSE | [9 empty] | 42194 |  |  | NotYetVerified |  | 3 | 10147.5 | 99.88 | 101.6 | 11.2 | 0.992 | 3500 | 82
P7K1QD3T | Eaton (formerly Cooper Lighting) | Metalux | 8TSNLED-LD4-95SL-LW-[Voltages include 120-277V]-[Emergency include blank EL EL10W]-[Wiring include blank PI/CPI]-[Motion Sensors include blank SA-EMRS LB- or HB-ERMS360 LB- or HB-MRMS360]-L835-SD2-[Packaging] | Indoor Luminaires | Linear Ambient | Direct Linear Ambient Luminaires | Standard | FALSE | [9 empty] | 42194 |  |  | NotYetVerified |  | 3 | 9562.5 | 94.12 | 101.6 | 11.2 | 0.992 | 3500 | 82
PHVFAM2V | Eaton (formerly Cooper Lighting) | Metalux | 4SNLED-LD4-56SL-[Voltages include 120-277V]-[Emergency include blank EL EL10W]-[Wiring include blank PI/CPI]-[Motion Sensors include blank LB- or HB-ERMS360 LB- or HB-MRMS360]-L835-SD1-[Packaging] | Indoor Luminaires | Linear Ambient | Direct Linear Ambient Luminaires | Standard | FALSE | [9 empty] | 42194 |  |  | NotYetVerified |  | 3 | 5625 | 110.73 | 50.8 | 11.2 | 0.992 | 3500 | 82
PKK3JJRD | Eaton (formerly Cooper Lighting) | Metalux | 4SNLED-LD4-54SL-RM-[Voltages include 120-277V]-[Emergency include blank EL EL10W]-[Wiring include blank PI/CPI]-[Motion Sensors include blank LB- or HB-ERMS360 LB- or HB-MRMS360]-L835-SD1-[Packaging] | Indoor Luminaires | Linear Ambient | Direct Linear Ambient Luminaires | Standard | FALSE | [9 empty] | 42194 |  |  | NotYetVerified |  | 3 | 5499.64 | 108.26 | 50.8 | 11.2 | 0.992 | 3500 | 82
PFWPRBDU | Eaton (formerly Cooper Lighting) | Metalux | 4SNLED-LD4-52SL-LC-[Voltages include 120-277V]-[Emergency include blank EL EL10W]-[Wiring include blank PI/CPI]-[Motion Sensors include blank SA-EMRS LB- or HB-ERMS360 LB- or HB-MRMS360]-L835-SD1-[Packaging] | Indoor Luminaires | Linear Ambient | Direct Linear Ambient Luminaires | Standard | FALSE | [9 empty] | 42194 |  |  | NotYetVerified |  | 3 | 5356.87 | 105.45 | 50.8 | 11.2 | 0.992 | 3500 | 82
PF2DHFWA | Eaton (formerly Cooper Lighting) | Metalux | 4SNLED-LD4-53SL-LN-[Voltages include 120-277V]-[Emergency include blank EL EL10W]-[Wiring include blank PI/CPI]-[Motion Sensors include blank SA-EMRS LB- or HB-ERMS360 LB- or HB-MRMS360]-L835-SD1-[Packaging] | Indoor Luminaires | Linear Ambient | Direct Linear Ambient Luminaires | Standard | FALSE | [9 empty] | 42194 |  |  | NotYetVerified |  | 3 | 5340.62 | 105.13 | 50.8 | 11.2 | 0.992 | 3500 | 82
PZK8Y23B | Eaton (formerly Cooper Lighting) | Metalux | 4SNLED-LD4-50SL-RW-[Voltages include 120-277V]-[Emergency include blank EL EL10W]-[Wiring include blank PI/CPI]-[Motion Sensors include blank LB- or HB-ERMS360 LB- or HB-MRMS360]-L835-SD1-[Packaging] | Indoor Luminaires | Linear Ambient | Direct Linear Ambient Luminaires | Standard | FALSE | [9 empty] | 42194 |  |  | NotYetVerified |  | 3 | 5071.32 | 99.83 | 50.8 | 11.2 | 0.992 | 3500 | 82
PPMYJ3A4 | Eaton (formerly Cooper Lighting) | Metalux | 4SNLED-LD4-47SL-LW-[Voltages include 120-277V]-[Emergency include blank EL EL10W]-[Wiring include blank PI/CPI]-[Motion Sensors include blank SA-EMRS LB- or HB-ERMS360 LB- or HB-MRMS360]-L835-SD1-[Packaging] | Indoor Luminaires | Linear Ambient | Direct Linear Ambient Luminaires | Standard | FALSE | [9 empty] | 42194 |  |  | NotYetVerified |  | 3 | 4781.13 | 94.12 | 50.8 | 11.2 | 0.992 | 3500 | 82
P6T6ZPFY | Eaton (formerly Cooper Lighting) | Metalux | 4SNLED-LD4-64HL-[Voltages include 120-277V]-[Emergency include blank EL EL10W]-[Wiring include blank PI/CPI]-[Motion Sensors include blank LB- or HB-ERMS360 LB- or HB-MRMS360]-L835-SD1-[Packaging] | Indoor Luminaires | Linear Ambient | Direct Linear Ambient Luminaires | Standard | FALSE | [9 empty] | 42194 |  |  | NotYetVerified |  | 3 | 6421 | 125.44 | 51.19 | 10.9 | 0.992 | 3500 | 82
PJD8V8XY | Eaton (formerly Cooper Lighting) | Metalux | 4SNLED-LD4-62HL-RM-[Voltages include 120-277V]-[Emergency include blank EL EL10W]-[Wiring include blank PI/CPI]-[Motion Sensors include blank LB- or HB-ERMS360 LB- or HB-MRMS360]-L835-SD1-[Packaging] | Indoor Luminaires | Linear Ambient | Direct Linear Ambient Luminaires | Standard | FALSE | [9 empty] | 42194 |  |  | NotYetVerified |  | 3 | 6277.9 | 122.64 | 51.19 | 10.9 | 0.992 | 3500 | 82
PHAKXCBT | Eaton (formerly Cooper Lighting) | Metalux | 4SNLED-LD4-60HL-LC-[Voltages include 120-277V]-[Emergency include blank EL EL10W]-[Wiring include blank PI/CPI]-[Motion Sensors include blank SA-EMRS LB- or HB-ERMS360 LB- or HB-MRMS360]-L835-SD1-[Packaging] | Indoor Luminaires | Linear Ambient | Direct Linear Ambient Luminaires | Standard | FALSE | [9 empty] | 42194 |  |  | NotYetVerified |  | 3 | 6114.92 | 119.46 | 51.19 | 10.9 | 0.992 | 3500 | 82
PDHRRHUV | Eaton (formerly Cooper Lighting) | Metalux | 4SNLED-LD4-60HL-LN-[Voltages include 120-277V]-[Emergency include blank EL EL10W]-[Wiring include blank PI/CPI]-[Motion Sensors include blank SA-EMRS LB- or HB-ERMS360 LB- or HB-MRMS360]-L835-SD1-[Packaging] | Indoor Luminaires | Linear Ambient | Direct Linear Ambient Luminaires | Standard | FALSE | [9 empty] | 42194 |  |  | NotYetVerified |  | 3 | 6096.37 | 119.1 | 51.19 | 10.9 | 0.992 | 3500 | 82
PPVXN63C | Eaton (formerly Cooper Lighting) | Metalux | 4SNLED-LD4-57HL-RW-[Voltages include 120-277V]-[Emergency include blank EL EL10W]-[Wiring include blank PI/CPI]-[Motion Sensors include blank LB- or HB-ERMS360 LB- or HB-MRMS360]-L835-SD1-[Packaging] | Indoor Luminaires | Linear Ambient | Direct Linear Ambient Luminaires | Standard | FALSE | [9 empty] | 42194 |  |  | NotYetVerified |  | 3 | 5788.97 | 113.09 | 51.19 | 10.9 | 0.992 | 3500 | 82
PM4G8CY2 | Eaton (formerly Cooper Lighting) | Metalux | 4SNLED-LD4-54HL-LW-[Voltages include 120-277V]-[Emergency include blank EL EL10W]-[Wiring include blank PI/CPI]-[Motion Sensors include blank SA-EMRS LB- or HB-ERMS360 LB- or HB-MRMS360]-L835-SD1-[Packaging] | Indoor Luminaires | Linear Ambient | Direct Linear Ambient Luminaires | Standard | FALSE | [9 empty] | 42194 |  |  | NotYetVerified |  | 3 | 5457.72 | 106.62 | 51.19 | 10.9 | 0.992 | 3500 | 82
PGSRVH9G | Eaton (formerly Cooper Lighting) | Metalux | 4SNLED-LD4-60SL-[Voltages include 120-277V]-[Emergency include blank EL EL10W]-[Wiring include blank PI/CPI]-[Motion Sensors include blank LB- or HB-ERMS360 LB- or HB-MRMS360]-L835-SD1-[Packaging] | Indoor Luminaires | Linear Ambient | Direct Linear Ambient Luminaires | Standard | FALSE | [9 empty] | 42194 |  |  | NotYetVerified |  | 3 | 6000 | 105.92 | 56.64 | 10.51 | 0.993 | 3500 | 82
PSKQJQN6 | Eaton (formerly Cooper Lighting) | Metalux | 4SNLED-LD4-58SL-RM-[Voltages include 120-277V]-[Emergency include blank EL EL10W]-[Wiring include blank PI/CPI]-[Motion Sensors include blank LB- or HB-ERMS360 LB- or HB-MRMS360]-L835-SD1-[Packaging] | Indoor Luminaires | Linear Ambient | Direct Linear Ambient Luminaires | Standard | FALSE | [9 empty] | 42194 |  |  | NotYetVerified |  | 3 | 5866.28 | 103.56 | 56.64 | 10.51 | 0.993 | 3500 | 82
PYN7MD6C | Eaton (formerly Cooper Lighting) | Metalux | 4SNLED-LD4-56SL-LC-[Voltages include 120-277V]-[Emergency include blank EL EL10W]-[Wiring include blank PI/CPI]-[Motion Sensors include blank SA-EMRS LB- or HB-ERMS360 LB- or HB-MRMS360]-L835-SD1-[Packaging] | Indoor Luminaires | Linear Ambient | Direct Linear Ambient Luminaires | Standard | FALSE | [9 empty] | 42194 |  |  | NotYetVerified |  | 3 | 5713.99 | 100.87 | 56.64 | 10.51 | 0.993 | 3500 | 82
PWXBABBY | Eaton (formerly Cooper Lighting) | Metalux | 4SNLED-LD4-56SL-LN-[Voltages include 120-277V]-[Emergency include blank EL EL10W]-[Wiring include blank PI/CPI]-[Motion Sensors include blank SA-EMRS LB- or HB-ERMS360 LB- or HB-MRMS360]-L835-SD1-[Packaging] | Indoor Luminaires | Linear Ambient | Direct Linear Ambient Luminaires | Standard | FALSE | [9 empty] | 42194 |  |  | NotYetVerified |  | 3 | 5696.66 | 100.57 | 56.64 | 10.51 | 0.993 | 3500 | 82
PP2F3MUS | Eaton (formerly Cooper Lighting) | Metalux | 4SNLED-LD4-54SL-RW-[Voltages include 120-277V]-[Emergency include blank EL EL10W]-[Wiring include blank PI/CPI]-[Motion Sensors include blank LB- or HB-ERMS360 LB- or HB-MRMS360]-L835-SD1-[Packaging] | Indoor Luminaires | Linear Ambient | Direct Linear Ambient Luminaires | Standard | FALSE | [9 empty] | 42194 |  |  | NotYetVerified |  | 3 | 5409.41 | 95.5 | 56.64 | 10.51 | 0.993 | 3500 | 82
PVHDANR9 | Eaton (formerly Cooper Lighting) | Metalux | 4SNLED-LD4-50SL-LW-[Voltages include 120-277V]-[Emergency include blank EL EL10W]-[Wiring include blank PI/CPI]-[Motion Sensors include blank SA-EMRS LB- or HB-ERMS360 LB- or HB-MRMS360]-L835-SD1-[Packaging] | Indoor Luminaires | Linear Ambient | Direct Linear Ambient Luminaires | Standard | FALSE | [9 empty] | 42194 |  |  | NotYetVerified |  | 3 | 5099.88 | 90.03 | 56.64 | 10.51 | 0.993 | 3500 | 82
P9JEJF3S | Eaton (formerly Cooper Lighting) | Metalux | 4SNLED-LD4-47SL-LW-[Voltages include 120-277V]-[Emergency include blank EL EL10W]-[Wiring include blank PI/CPI]-[Motion Sensors include blank SA-EMRS LB- or HB-ERMS360 LB- or HB-MRMS360]-L835-[Driver Types include CD 5LTD]1-[Packaging] | Indoor Luminaires | Linear Ambient | Direct Linear Ambient Luminaires | Standard | FALSE | [9 empty] | 42194 |  |  | NotYetVerified |  | 3 | 4781.13 | 95.23 | 50.21 | 13.18 | 0.992 | 3500 | 82
PSN7MWMB | Eaton (formerly Cooper Lighting) | Metalux | 8TSNLED-LD4-64SL-[Voltages include 120-277V]-[Emergency include blank EL EL10W]-[Wiring include blank PI/CPI]-[Motion Sensors include blank LB- or HB-ERMS360 LB- or HB-MRMS360]-L835-[Driver Types include CD 5LTD]1-[Packaging] | Indoor Luminaires | Linear Ambient | Direct Linear Ambient Luminaires | Standard | FALSE | [9 empty] | 42194 |  |  | NotYetVerified |  | 3 | 6428 | 129.59 | 49.6 | 10.6 | 0.993 | 3500 | 82
PC294721 | Eaton (formerly Cooper Lighting) | Metalux | 8TSNLED-LD4-62SL-RM-[Voltages include 120-277V]-[Emergency include blank EL EL10W]-[Wiring include blank PI/CPI]-[Motion Sensors include blank LB- or HB-ERMS360 LB- or HB-MRMS360]-L835-[Driver Types include CD 5LTD]1-[Packaging] | Indoor Luminaires | Linear Ambient | Direct Linear Ambient Luminaires | Standard | FALSE | [9 empty] | 42194 |  |  | NotYetVerified |  | 3 | 6286.58 | 126.74 | 49.6 | 10.6 | 0.993 | 3500 | 82
PTRKFT9E | Eaton (formerly Cooper Lighting) | Metalux | 8TSNLED-LD4-60SL-LC-[Voltages include 120-277V]-[Emergency include blank EL EL10W]-[Wiring include blank PI/CPI]-[Motion Sensors include blank SA-EMRS LB- or HB-ERMS360 LB- or HB-MRMS360]-L835-[Driver Types include CD 5LTD]1-[Packaging] | Indoor Luminaires | Linear Ambient | Direct Linear Ambient Luminaires | Standard | FALSE | [9 empty] | 42194 |  |  | NotYetVerified |  | 3 | 6119.46 | 123.37 | 49.6 | 10.6 | 0.993 | 3500 | 82
PA5ZPF3J | Eaton (formerly Cooper Lighting) | Metalux | 8TSNLED-LD4-60SL-LN-[Voltages include 120-277V]-[Emergency include blank EL EL10W]-[Wiring include blank PI/CPI]-[Motion Sensors include blank SA-EMRS LB- or HB-ERMS360 LB- or HB-MRMS360]-L835-[Driver Types include CD 5LTD]1-[Packaging] | Indoor Luminaires | Linear Ambient | Direct Linear Ambient Luminaires | Standard | FALSE | [9 empty] | 42194 |  |  | NotYetVerified |  | 3 | 6100.17 | 122.98 | 49.6 | 10.6 | 0.993 | 3500 | 82
PRY8QDHX | Eaton (formerly Cooper Lighting) | Metalux | 8TSNLED-LD4-57SL-RW-[Voltages include 120-277V]-[Emergency include blank EL EL10W]-[Wiring include blank PI/CPI]-[Motion Sensors include blank LB- or HB-ERMS360 LB- or HB-MRMS360]-L835-[Driver Types include CD 5LTD]1-[Packaging] | Indoor Luminaires | Linear Ambient | Direct Linear Ambient Luminaires | Standard | FALSE | [9 empty] | 42194 |  |  | NotYetVerified |  | 3 | 5798.06 | 116.89 | 49.6 | 10.6 | 0.993 | 3500 | 82
P9JF45C4 | Eaton (formerly Cooper Lighting) | Metalux | 8TSNLED-LD4-54SL-LW-[Voltages include 120-277V]-[Emergency include blank EL EL10W]-[Wiring include blank PI/CPI]-[Motion Sensors include blank SA-EMRS LB- or HB-ERMS360 LB- or HB-MRMS360]-L835-[Driver Types include CD 5LTD]1-[Packaging] | Indoor Luminaires | Linear Ambient | Direct Linear Ambient Luminaires | Standard | FALSE | [9 empty] | 42194 |  |  | NotYetVerified |  | 3 | 5463.8 | 110.15 | 49.6 | 10.6 | 0.993 | 3500 | 82
PGDMWGVX | Eaton (formerly Cooper Lighting) | Metalux | 4SNLED-LD4-42SL-RM-[Voltages include 120-277V]-[Emergency include blank EL EL10W]-[Wiring include blank PI/CPI]-[Motion Sensors include blank LB- or HB-ERMS360 LB- or HB-MRMS360]-L835-[Driver Types include CD 5LTD 5LTHD]1-[Packaging] | Indoor Luminaires | Linear Ambient | Direct Linear Ambient Luminaires | Standard | FALSE | [9 empty] | 42194 |  |  | NotYetVerified |  | 3 | 4345.94 | 116.48 | 37.31 | 10.41 | 0.989 | 3500 | 82
PZMRFHCE | Eaton (formerly Cooper Lighting) | Metalux | 4SNLED-LD4-41SL-LW-[Voltages include 120-277V]-[Emergency include blank EL EL10W]-[Wiring include blank PI/CPI]-[Motion Sensors include blank SA-EMRS LB- or HB-ERMS360 LB- or HB-MRMS360]-L835-[Driver Types include CD 5LTD]1-[Packaging] | Indoor Luminaires | Linear Ambient | Direct Linear Ambient Luminaires | Standard | FALSE | [9 empty] | 42194 |  |  | NotYetVerified |  | 3 | 4119 | 99.4 | 41.44 | 10.25 | 0.99 | 3500 | 82
P2GPKC1T | Eaton (formerly Cooper Lighting) | Metalux | 4SNLED-LD4-20SL-[Voltages include 120-277V]-[Emergency include blank EL EL10W]-[Wiring include blank PI/CPI]-[Motion Sensors include blank LB- or HB-ERMS360 LB- or HB-MRMS360]-L835-CD1-[Packaging] | Indoor Luminaires | Linear Ambient | Direct Linear Ambient Luminaires | Standard | FALSE | [9 empty] | 42194 |  |  | NotYetVerified |  | 3 | 2140 | 135.01 | 15.85 | 10.25 | 0.987 | 3500 | 82
P9WRP86B | Eaton (formerly Cooper Lighting) | Metalux | 4SNLED-LD4-19SL-RM-[Voltages include 120-277V]-[Emergency include blank EL EL10W]-[Wiring include blank PI/CPI]-[Motion Sensors include blank LB- or HB-ERMS360 LB- or HB-MRMS360]-L835-CD1-[Packaging] | Indoor Luminaires | Linear Ambient | Direct Linear Ambient Luminaires | Standard | FALSE | [9 empty] | 42194 |  |  | NotYetVerified |  | 3 | 2092.31 | 132 | 15.85 | 10.25 | 0.987 | 3500 | 82
PZP8WD5B | Eaton (formerly Cooper Lighting) | Metalux | 4SNLED-LD4-18SL-LC-[Voltages include 120-277V]-[Emergency include blank EL EL10W]-[Wiring include blank PI/CPI]-[Motion Sensors include blank SA-EMRS LB- or HB-ERMS360 LB- or HB-MRMS360]-L835-CD1-[Packaging] | Indoor Luminaires | Linear Ambient | Direct Linear Ambient Luminaires | Standard | FALSE | [9 empty] | 42194 |  |  | NotYetVerified |  | 3 | 2037.99 | 128.57 | 15.85 | 10.25 | 0.987 | 3500 | 82
PUW5RBPW | Eaton (formerly Cooper Lighting) | Metalux | 4SNLED-LD4-18SL-LN-[Voltages include 120-277V]-[Emergency include blank EL EL10W]-[Wiring include blank PI/CPI]-[Motion Sensors include blank SA-EMRS LB- or HB-ERMS360 LB- or HB-MRMS360]-L835-CD1-[Packaging] | Indoor Luminaires | Linear Ambient | Direct Linear Ambient Luminaires | Standard | FALSE | [9 empty] | 42194 |  |  | NotYetVerified |  | 3 | 2031.81 | 128.18 | 15.85 | 10.25 | 0.987 | 3500 | 82
PZ7HTSK7 | Eaton (formerly Cooper Lighting) | Metalux | 4SNLED-LD4-18SL-RW-[Voltages include 120-277V]-[Emergency include blank EL EL10W]-[Wiring include blank PI/CPI]-[Motion Sensors include blank LB- or HB-ERMS360 LB- or HB-MRMS360]-L835-CD1-[Packaging] | Indoor Luminaires | Linear Ambient | Direct Linear Ambient Luminaires | Standard | FALSE | [9 empty] | 42194 |  |  | NotYetVerified |  | 3 | 1929.36 | 121.72 | 15.85 | 10.25 | 0.987 | 3500 | 82
PKXFW55H | Eaton (formerly Cooper Lighting) | Metalux | 4SNLED-LD4-16SL-LW-[Voltages include 120-277V]-[Emergency include blank EL EL10W]-[Wiring include blank PI/CPI]-[Motion Sensors include blank SA-EMRS LB- or HB-ERMS360 LB- or HB-MRMS360]-L835-CD1-[Packaging] | Indoor Luminaires | Linear Ambient | Direct Linear Ambient Luminaires | Standard | FALSE | [9 empty] | 42194 |  |  | NotYetVerified |  | 3 | 1818.96 | 114.75 | 15.85 | 10.25 | 0.987 | 3500 | 82
P13VZNHN | Eaton (formerly Cooper Lighting) | Metalux | 4SNLED-LD4-37SL-LW-[Voltages include 120-277V]-[Emergency include blank EL EL10W]-[Wiring include blank PI/CPI]-[Motion Sensors include blank SA-EMRS LB- or HB-ERMS360 LB- or HB-MRMS360]-L835-[Driver Types include CD 5LTD]1-[Packaging] | Indoor Luminaires | Linear Ambient | Direct Linear Ambient Luminaires | Standard | FALSE | [9 empty] | 42194 |  |  | NotYetVerified |  | 3 | 3778.16 | 101.73 | 37.14 | 10.22 | 0.989 | 3500 | 82
P2Q9BFTA | Eaton (formerly Cooper Lighting) | Metalux | 8TSNLED-LD4-81SL-LW-[Voltages include 120-277V]-[Emergency include blank EL EL10W]-[Wiring include blank PI/CPI]-[Motion Sensors include blank SA-EMRS LB- or HB-ERMS360 LB- or HB-MRMS360]-L835-[Driver Types include CD 5LTD]2-[Packaging] | Indoor Luminaires | Linear Ambient | Direct Linear Ambient Luminaires | Standard | FALSE | [9 empty] | 42194 |  |  | NotYetVerified |  | 3 | 8238.2 | 99.19 | 83.05 | 10.15 | 0.99 | 3500 | 82
PB4DM314 | Eaton (formerly Cooper Lighting) | Metalux | 8TSNLED-LD4-96SL-[Voltages include 120-277V]-[Emergency include blank EL EL10W]-[Wiring include blank PI/CPI]-[Motion Sensors include blank LB- or HB-ERMS360 LB- or HB-MRMS360]-L835-[Driver Types include CD 5LTD 5LTHD]2-[Packaging] | Indoor Luminaires | Linear Ambient | Direct Linear Ambient Luminaires | Standard | FALSE | [9 empty] | 42194 |  |  | NotYetVerified |  | 3 | 9692 | 116.76 | 83.01 | 9.7 | 0.99 | 3500 | 82
PXT2JKKW | Eaton (formerly Cooper Lighting) | Metalux | 8TSNLED-LD4-95SL-RM-[Voltages include 120-277V]-[Emergency include blank EL EL10W]-[Wiring include blank PI/CPI]-[Motion Sensors include blank LB- or HB-ERMS360 LB- or HB-MRMS360]-L835-[Driver Types include CD 5LTD 5LTHD]2-[Packaging] | Indoor Luminaires | Linear Ambient | Direct Linear Ambient Luminaires | Standard | FALSE | [9 empty] | 42194 |  |  | NotYetVerified |  | 3 | 9478.78 | 114.19 | 83.01 | 9.7 | 0.99 | 3500 | 82
P2TXNYY4 | Eaton (formerly Cooper Lighting) | Metalux | 8TSNLED-LD4-90SL-LC-[Voltages include 120-277V]-[Emergency include blank EL EL10W]-[Wiring include blank PI/CPI]-[Motion Sensors include blank SA-EMRS LB- or HB-ERMS360 LB- or HB-MRMS360]-L835-[Driver Types include CD 5LTD 5LTHD]2-[Packaging] | Indoor Luminaires | Linear Ambient | Direct Linear Ambient Luminaires | Standard | FALSE | [9 empty] | 42194 |  |  | NotYetVerified |  | 3 | 9226.78 | 111.16 | 83.01 | 9.7 | 0.99 | 3500 | 82
P4KTPV15 | Eaton (formerly Cooper Lighting) | Metalux | 8TSNLED-LD4-91SL-LN-[Voltages include 120-277V]-[Emergency include blank EL EL10W]-[Wiring include blank PI/CPI]-[Motion Sensors include blank SA-EMRS LB- or HB-ERMS360 LB- or HB-MRMS360]-L835-[Driver Types include CD 5LTD 5LTHD]2-[Packaging] | Indoor Luminaires | Linear Ambient | Direct Linear Ambient Luminaires | Standard | FALSE | [9 empty] | 42194 |  |  | NotYetVerified |  | 3 | 9197.71 | 110.8 | 83.01 | 9.7 | 0.99 | 3500 | 82
P9VP5F6F | Eaton (formerly Cooper Lighting) | Metalux | 8TSNLED-LD4-86SL-RW-[Voltages include 120-277V]-[Emergency include blank EL EL10W]-[Wiring include blank PI/CPI]-[Motion Sensors include blank LB- or HB-ERMS360 LB- or HB-MRMS360]-L835-[Driver Types include CD 5LTD 5LTHD]2-[Packaging] | Indoor Luminaires | Linear Ambient | Direct Linear Ambient Luminaires | Standard | FALSE | [9 empty] | 42194 |  |  | NotYetVerified |  | 3 | 8742.18 | 105.32 | 83.01 | 9.7 | 0.99 | 3500 | 82
P7WRXUT8 | Eaton (formerly Cooper Lighting) | Metalux | 4SNLED-LD4-48SL-[Voltages include 120-277V]-[Emergency include blank EL EL10W]-[Wiring include blank PI/CPI]-[Motion Sensors include blank LB- or HB-ERMS360 LB- or HB-MRMS360]-L835-[Driver Types include CD 5LTD 5LTHD]1-[Packaging] | Indoor Luminaires | Linear Ambient | Direct Linear Ambient Luminaires | Standard | FALSE | [9 empty] | 42194 |  |  | NotYetVerified |  | 3 | 4846 | 116.76 | 41.5 | 9.7 | 0.99 | 3500 | 82
PCEWGB2Q | Eaton (formerly Cooper Lighting) | Metalux | 4SNLED-LD4-47SL-RM-[Voltages include 120-277V]-[Emergency include blank EL EL10W]-[Wiring include blank PI/CPI]-[Motion Sensors include blank LB- or HB-ERMS360 LB- or HB-MRMS360]-L835-[Driver Types include CD 5LTD 5LTHD]1-[Packaging] | Indoor Luminaires | Linear Ambient | Direct Linear Ambient Luminaires | Standard | FALSE | [9 empty] | 42194 |  |  | NotYetVerified |  | 3 | 4738 | 114.16 | 41.5 | 9.7 | 0.99 | 3500 | 82
PP933DCN | Eaton (formerly Cooper Lighting) | Metalux | 4SNLED-LD4-46SL-LC-[Voltages include 120-277V]-[Emergency include blank EL EL10W]-[Wiring include blank PI/CPI]-[Motion Sensors include blank SA-EMRS LB- or HB-ERMS360 LB- or HB-MRMS360]-L835-[Driver Types include CD 5LTD 5LTHD]1-[Packaging] | Indoor Luminaires | Linear Ambient | Direct Linear Ambient Luminaires | Standard | FALSE | [9 empty] | 42194 |  |  | NotYetVerified |  | 3 | 4615 | 111.19 | 41.5 | 9.7 | 0.99 | 3500 | 82
PS2YZZY4 | Eaton (formerly Cooper Lighting) | Metalux | 4SNLED-LD4-46SL-LN-[Voltages include 120-277V]-[Emergency include blank EL EL10W]-[Wiring include blank PI/CPI]-[Motion Sensors include blank SA-EMRS LB- or HB-ERMS360 LB- or HB-MRMS360]-L835-[Driver Types include CD 5LTD 5LTHD]1-[Packaging] | Indoor Luminaires | Linear Ambient | Direct Linear Ambient Luminaires | Standard | FALSE | [9 empty] | 42194 |  |  | NotYetVerified |  | 3 | 4601 | 110.86 | 41.5 | 9.7 | 0.99 | 3500 | 82
P4P6VUK9 | Eaton (formerly Cooper Lighting) | Metalux | 4SNLED-LD4-43SL-RW-[Voltages include 120-277V]-[Emergency include blank EL EL10W]-[Wiring include blank PI/CPI]-[Motion Sensors include blank LB- or HB-ERMS360 LB- or HB-MRMS360]-L835-[Driver Types include CD 5LTD 5LTHD]1-[Packaging] | Indoor Luminaires | Linear Ambient | Direct Linear Ambient Luminaires | Standard | FALSE | [9 empty] | 42194 |  |  | NotYetVerified |  | 3 | 4369 | 105.27 | 41.5 | 9.7 | 0.99 | 3500 | 82
P5Q9XKN3 | Eaton (formerly Cooper Lighting) | Metalux | 4SNLED-LD4-24SL-[Voltages include 120-277V]-[Emergency include blank EL EL10W]-[Wiring include blank PI/CPI]-[Motion Sensors include blank LB- or HB-ERMS360 LB- or HB-MRMS360]-L835-CD1-[Packaging] | Indoor Luminaires | Linear Ambient | Direct Linear Ambient Luminaires | Standard | FALSE | [9 empty] | 42194 |  |  | NotYetVerified |  | 3 | 2416 | 133.88 | 18.05 | 9.64 | 0.989 | 3500 | 82
PS9R86X4 | Eaton (formerly Cooper Lighting) | Metalux | 4SNLED-LD4-23SL-RM-[Voltages include 120-277V]-[Emergency include blank EL EL10W]-[Wiring include blank PI/CPI]-[Motion Sensors include blank LB- or HB-ERMS360 LB- or HB-MRMS360]-L835-CD1-[Packaging] | Indoor Luminaires | Linear Ambient | Direct Linear Ambient Luminaires | Standard | FALSE | [9 empty] | 42194 |  |  | NotYetVerified |  | 3 | 2362.16 | 130.89 | 18.05 | 9.64 | 0.989 | 3500 | 82
P51RQ4J6 | Eaton (formerly Cooper Lighting) | Metalux | 4SNLED-LD4-22SL-LC-[Voltages include 120-277V]-[Emergency include blank EL EL10W]-[Wiring include blank PI/CPI]-[Motion Sensors include blank SA-EMRS LB- or HB-ERMS360 LB- or HB-MRMS360]-L835-CD1-[Packaging] | Indoor Luminaires | Linear Ambient | Direct Linear Ambient Luminaires | Standard | FALSE | [9 empty] | 42194 |  |  | NotYetVerified |  | 3 | 2300.83 | 127.5 | 18.05 | 9.64 | 0.989 | 3500 | 82
P2K63FZM | Eaton (formerly Cooper Lighting) | Metalux | 4SNLED-LD4-22SL-LN-[Voltages include 120-277V]-[Emergency include blank EL EL10W]-[Wiring include blank PI/CPI]-[Motion Sensors include blank SA-EMRS LB- or HB-ERMS360 LB- or HB-MRMS360]-L835-CD1-[Packaging] | Indoor Luminaires | Linear Ambient | Direct Linear Ambient Luminaires | Standard | FALSE | [9 empty] | 42194 |  |  | NotYetVerified |  | 3 | 2293.85 | 127.11 | 18.05 | 9.64 | 0.989 | 3500 | 82
PA1FMSB8 | Eaton (formerly Cooper Lighting) | Metalux | 4SNLED-LD4-21SL-RW-[Voltages include 120-277V]-[Emergency include blank EL EL10W]-[Wiring include blank PI/CPI]-[Motion Sensors include blank LB- or HB-ERMS360 LB- or HB-MRMS360]-L835-CD1-[Packaging] | Indoor Luminaires | Linear Ambient | Direct Linear Ambient Luminaires | Standard | FALSE | [9 empty] | 42194 |  |  | NotYetVerified |  | 3 | 2178.19 | 120.7 | 18.05 | 9.64 | 0.989 | 3500 | 82
PZ9AARZ8 | Eaton (formerly Cooper Lighting) | Metalux | 4SNLED-LD4-20SL-LW-[Voltages include 120-277V]-[Emergency include blank EL EL10W]-[Wiring include blank PI/CPI]-[Motion Sensors include blank SA-EMRS LB- or HB-ERMS360 LB- or HB-MRMS360]-L835-CD1-[Packaging] | Indoor Luminaires | Linear Ambient | Direct Linear Ambient Luminaires | Standard | FALSE | [9 empty] | 42194 |  |  | NotYetVerified |  | 3 | 2053.55 | 113.79 | 18.05 | 9.64 | 0.989 | 3500 | 82
PGC7SUPP | Eaton (formerly Cooper Lighting) | Metalux | 4SNLED-LD4-44SL-[Voltages include 120-277V]-[Emergency include blank EL EL10W]-[Wiring include blank PI/CPI]-[Motion Sensors include blank LB- or HB-ERMS360 LB- or HB-MRMS360]-L835-[Driver Types include CD 5LTD 5LTHD]1-[Packaging] | Indoor Luminaires | Linear Ambient | Direct Linear Ambient Luminaires | Standard | FALSE | [9 empty] | 42194 |  |  | NotYetVerified |  | 3 | 4445 | 119.51 | 37.19 | 9.61 | 0.989 | 3500 | 82
PXZBHDMG | Eaton (formerly Cooper Lighting) | Metalux | 4SNLED-LD4-41SL-LC-[Voltages include 120-277V]-[Emergency include blank EL EL10W]-[Wiring include blank PI/CPI]-[Motion Sensors include blank SA-EMRS LB- or HB-ERMS360 LB- or HB-MRMS360]-L835-[Driver Types include CD 5LTD 5LTHD]1-[Packaging] | Indoor Luminaires | Linear Ambient | Direct Linear Ambient Luminaires | Standard | FALSE | [9 empty] | 42194 |  |  | NotYetVerified |  | 3 | 4233.11 | 113.82 | 37.19 | 9.61 | 0.989 | 3500 | 82
PYK5RTTQ | Eaton (formerly Cooper Lighting) | Metalux | 4SNLED-LD4-41SL-LN-[Voltages include 120-277V]-[Emergency include blank EL EL10W]-[Wiring include blank PI/CPI]-[Motion Sensors include blank SA-EMRS LB- or HB-ERMS360 LB- or HB-MRMS360]-L835-[Driver Types include CD 5LTD 5LTHD]1-[Packaging] | Indoor Luminaires | Linear Ambient | Direct Linear Ambient Luminaires | Standard | FALSE | [9 empty] | 42194 |  |  | NotYetVerified |  | 3 | 4220.27 | 113.47 | 37.19 | 9.61 | 0.989 | 3500 | 82
PWYEW8T6 | Eaton (formerly Cooper Lighting) | Metalux | 4SNLED-LD4-39SL-RW-[Voltages include 120-277V]-[Emergency include blank EL EL10W]-[Wiring include blank PI/CPI]-[Motion Sensors include blank LB- or HB-ERMS360 LB- or HB-MRMS360]-L835-[Driver Types include CD 5LTD 5LTHD]1-[Packaging] | Indoor Luminaires | Linear Ambient | Direct Linear Ambient Luminaires | Standard | FALSE | [9 empty] | 42194 |  |  | NotYetVerified |  | 3 | 4007.47 | 107.75 | 37.19 | 9.61 | 0.989 | 3500 | 82
PGYUB6BQ | Eaton (formerly Cooper Lighting) | Metalux | 4SNLED-LD4-44SL-LW-[Voltages include 120-277V]-[Emergency include blank EL EL10W]-[Wiring include blank PI/CPI]-[Motion Sensors include blank SA-EMRS LB- or HB-ERMS360 LB- or HB-MRMS360]-L835-[Driver Types include CD 5LTD]1-[Packaging] | Indoor Luminaires | Linear Ambient | Direct Linear Ambient Luminaires | Standard | FALSE | [9 empty] | 42194 |  |  | NotYetVerified |  | 3 | 4457.29 | 97.16 | 45.88 | 9.4 | 0.991 | 3500 | 82
PZKPTNDG | Eaton (formerly Cooper Lighting) | Metalux | 4SNLED-LD4-60SL-[Voltages include 120-277V]-[Emergency include blank EL EL10W]-[Wiring include blank PI/CPI]-[Motion Sensors include blank LB- or HB-ERMS360 LB- or HB-MRMS360]-L835-[Driver Types include CD 5LTD]1-[Packaging] | Indoor Luminaires | Linear Ambient | Direct Linear Ambient Luminaires | Standard | FALSE | [9 empty] | 42194 |  |  | NotYetVerified |  | 3 | 6000 | 107.48 | 55.82 | 9.26 | 0.994 | 3500 | 82
P6X9QTW1 | Eaton (formerly Cooper Lighting) | Metalux | 4SNLED-LD4-58SL-RM-[Voltages include 120-277V]-[Emergency include blank EL EL10W]-[Wiring include blank PI/CPI]-[Motion Sensors include blank LB- or HB-ERMS360 LB- or HB-MRMS360]-L835-[Driver Types include CD 5LTD]1-[Packaging] | Indoor Luminaires | Linear Ambient | Direct Linear Ambient Luminaires | Standard | FALSE | [9 empty] | 42194 |  |  | NotYetVerified |  | 3 | 5866.28 | 105.09 | 55.82 | 9.26 | 0.994 | 3500 | 82
PATMZE3R | Eaton (formerly Cooper Lighting) | Metalux | 4SNLED-LD4-56SL-LC-[Voltages include 120-277V]-[Emergency include blank EL EL10W]-[Wiring include blank PI/CPI]-[Motion Sensors include blank SA-EMRS LB- or HB-ERMS360 LB- or HB-MRMS360]-L835-[Driver Types include CD 5LTD]1-[Packaging] | Indoor Luminaires | Linear Ambient | Direct Linear Ambient Luminaires | Standard | FALSE | [9 empty] | 42194 |  |  | NotYetVerified |  | 3 | 5713.99 | 102.36 | 55.82 | 9.26 | 0.994 | 3500 | 82
PFF5H4RV | Eaton (formerly Cooper Lighting) | Metalux | 4SNLED-LD4-56SL-LN-[Voltages include 120-277V]-[Emergency include blank EL EL10W]-[Wiring include blank PI/CPI]-[Motion Sensors include blank SA-EMRS LB- or HB-ERMS360 LB- or HB-MRMS360]-L835-[Driver Types include CD 5LTD]1-[Packaging] | Indoor Luminaires | Linear Ambient | Direct Linear Ambient Luminaires | Standard | FALSE | [9 empty] | 42194 |  |  | NotYetVerified |  | 3 | 5696.66 | 102.05 | 55.82 | 9.26 | 0.994 | 3500 | 82
PVJRZXPB | Eaton (formerly Cooper Lighting) | Metalux | 4SNLED-LD4-54SL-RW-[Voltages include 120-277V]-[Emergency include blank EL EL10W]-[Wiring include blank PI/CPI]-[Motion Sensors include blank LB- or HB-ERMS360 LB- or HB-MRMS360]-L835-[Driver Types include CD 5LTD]1-[Packaging] | Indoor Luminaires | Linear Ambient | Direct Linear Ambient Luminaires | Standard | FALSE | [9 empty] | 42194 |  |  | NotYetVerified |  | 3 | 5409.41 | 96.9 | 55.82 | 9.26 | 0.994 | 3500 | 82
PRPB32S3 | Eaton (formerly Cooper Lighting) | Metalux | 4SNLED-LD4-50SL-LW-[Voltages include 120-277V]-[Emergency include blank EL EL10W]-[Wiring include blank PI/CPI]-[Motion Sensors include blank SA-EMRS LB- or HB-ERMS360 LB- or HB-MRMS360]-L835-[Driver Types include CD 5LTD]1-[Packaging] | Indoor Luminaires | Linear Ambient | Direct Linear Ambient Luminaires | Standard | FALSE | [9 empty] | 42194 |  |  | NotYetVerified |  | 3 | 5099.88 | 91.36 | 55.82 | 9.26 | 0.994 | 3500 | 82
P6C6QJER | Eaton (formerly Cooper Lighting) | Metalux | 8TSNLED-LD4-88SL-LW-[Voltages include 120-277V]-[Emergency include blank EL EL10W]-[Wiring include blank PI/CPI]-[Motion Sensors include blank SA-EMRS LB- or HB-ERMS360 LB- or HB-MRMS360]-L835-[Driver Types include CD 5LTD]2-[Packaging] | Indoor Luminaires | Linear Ambient | Direct Linear Ambient Luminaires | Standard | FALSE | [9 empty] | 42194 |  |  | NotYetVerified |  | 3 | 8914.8 | 96.97 | 91.94 | 9.19 | 0.992 | 3500 | 82
PCKVPNUW | Eaton (formerly Cooper Lighting) | Metalux | 4SNLED-LD4-64HL-[Voltages include 120-277V]-[Emergency include blank EL EL10W]-[Wiring include blank PI/CPI]-[Motion Sensors include blank LB- or HB-ERMS360 LB- or HB-MRMS360]-L835-[Driver Types include CD 5LTD 5LTHD]1-[Packaging] | Indoor Luminaires | Linear Ambient | Direct Linear Ambient Luminaires | Standard | FALSE | [9 empty] | 42194 |  |  | NotYetVerified |  | 3 | 6421 | 127.42 | 50.39 | 9.17 | 0.993 | 3500 | 82
P3T1CAZW | Eaton (formerly Cooper Lighting) | Metalux | 4SNLED-LD4-62HL-RM-[Voltages include 120-277V]-[Emergency include blank EL EL10W]-[Wiring include blank PI/CPI]-[Motion Sensors include blank LB- or HB-ERMS360 LB- or HB-MRMS360]-L835-[Driver Types include CD 5LTD 5LTHD]1-[Packaging] | Indoor Luminaires | Linear Ambient | Direct Linear Ambient Luminaires | Standard | FALSE | [9 empty] | 42194 |  |  | NotYetVerified |  | 3 | 6277.9 | 124.58 | 50.39 | 9.17 | 0.993 | 3500 | 82
P34YRP33 | Eaton (formerly Cooper Lighting) | Metalux | 4SNLED-LD4-60HL-LC-[Voltages include 120-277V]-[Emergency include blank EL EL10W]-[Wiring include blank PI/CPI]-[Motion Sensors include blank SA-EMRS LB- or HB-ERMS360 LB- or HB-MRMS360]-L835-[Driver Types include CD 5LTD 5LTHD]1-[Packaging] | Indoor Luminaires | Linear Ambient | Direct Linear Ambient Luminaires | Standard | FALSE | [9 empty] | 42194 |  |  | NotYetVerified |  | 3 | 6114.92 | 121.34 | 50.39 | 9.17 | 0.993 | 3500 | 82
PURQ6V6K | Eaton (formerly Cooper Lighting) | Metalux | 4SNLED-LD4-60HL-LN-[Voltages include 120-277V]-[Emergency include blank EL EL10W]-[Wiring include blank PI/CPI]-[Motion Sensors include blank SA-EMRS LB- or HB-ERMS360 LB- or HB-MRMS360]-L835-[Driver Types include CD 5LTD 5LTHD]1-[Packaging] | Indoor Luminaires | Linear Ambient | Direct Linear Ambient Luminaires | Standard | FALSE | [9 empty] | 42194 |  |  | NotYetVerified |  | 3 | 6096.37 | 120.98 | 50.39 | 9.17 | 0.993 | 3500 | 82
PBBSWZXW | Eaton (formerly Cooper Lighting) | Metalux | 4SNLED-LD4-57HL-RW-[Voltages include 120-277V]-[Emergency include blank EL EL10W]-[Wiring include blank PI/CPI]-[Motion Sensors include blank LB- or HB-ERMS360 LB- or HB-MRMS360]-L835-[Driver Types include CD 5LTD 5LTHD]1-[Packaging] | Indoor Luminaires | Linear Ambient | Direct Linear Ambient Luminaires | Standard | FALSE | [9 empty] | 42194 |  |  | NotYetVerified |  | 3 | 5788.97 | 114.88 | 50.39 | 9.17 | 0.993 | 3500 | 82
P3665B1H | Eaton (formerly Cooper Lighting) | Metalux | 4SNLED-LD4-54HL-LW-[Voltages include 120-277V]-[Emergency include blank EL EL10W]-[Wiring include blank PI/CPI]-[Motion Sensors include blank SA-EMRS LB- or HB-ERMS360 LB- or HB-MRMS360]-L835-[Driver Types include CD 5LTD 5LTHD]1-[Packaging] | Indoor Luminaires | Linear Ambient | Direct Linear Ambient Luminaires | Standard | FALSE | [9 empty] | 42194 |  |  | NotYetVerified |  | 3 | 5457.72 | 108.3 | 50.39 | 9.17 | 0.993 | 3500 | 82
PYUN5BX6 | Eaton (formerly Cooper Lighting) | Metalux | 2SNLED-LD4-20SL-[Voltage includes 120V]-[Emergency include blank EL EL10W]-[Wiring include blank PI/CPI]-[Motion Sensors include blank LB- or HB-ERMS360 LB- or HB-MRMS360]-L835-[Driver Types include CD 5LTHD]1-[Packaging] | Indoor Luminaires | Linear Ambient | Direct Linear Ambient Luminaires | Standard | FALSE | [9 empty] | 42194 |  |  | NotYetVerified |  | 3 | 2002 | 114.45 | 17.49 | 9.02 | 0.986 | 3500 | 82
PKPJ61B6 | Eaton (formerly Cooper Lighting) | Metalux | 2SNLED-LD4-19SL-RM-[Voltage includes 120V]-[Emergency include blank EL EL10W]-[Wiring include blank PI/CPI]-[Motion Sensors include blank LB- or HB-ERMS360 LB- or HB-MRMS360]-L835-[Driver Types include CD 5LTHD]1-[Packaging] | Indoor Luminaires | Linear Ambient | Direct Linear Ambient Luminaires | Standard | FALSE | [9 empty] | 42194 |  |  | NotYetVerified |  | 3 | 1957.38 | 111.9 | 17.49 | 9.02 | 0.986 | 3500 | 82
P5B9BP4Z | Eaton (formerly Cooper Lighting) | Metalux | 2SNLED-LD4-18SL-LC-[Voltage includes 120V]-[Emergency include blank EL EL10W]-[Wiring include blank PI/CPI]-[Motion Sensors include blank SA-EMRS LB- or HB-ERMS360 LB- or HB-MRMS360]-L835-[Driver Types include CD 5LTHD]1-[Packaging] | Indoor Luminaires | Linear Ambient | Direct Linear Ambient Luminaires | Standard | FALSE | [9 empty] | 42194 |  |  | NotYetVerified |  | 3 | 1906.57 | 108.99 | 17.49 | 9.02 | 0.986 | 3500 | 82
PUP5D6E4 | Eaton (formerly Cooper Lighting) | Metalux | 2SNLED-LD4-18SL-LN-[Voltage includes 120V]-[Emergency include blank EL EL10W]-[Wiring include blank PI/CPI]-[Motion Sensors include blank SA-EMRS LB- or HB-ERMS360 LB- or HB-MRMS360]-L835-[Driver Types include CD 5LTHD]1-[Packaging] | Indoor Luminaires | Linear Ambient | Direct Linear Ambient Luminaires | Standard | FALSE | [9 empty] | 42194 |  |  | NotYetVerified |  | 3 | 1900.78 | 108.66 | 17.49 | 9.02 | 0.986 | 3500 | 82
P3FH8M95 | Eaton (formerly Cooper Lighting) | Metalux | 2SNLED-LD4-18SL-RW-[Voltage includes 120V]-[Emergency include blank EL EL10W]-[Wiring include blank PI/CPI]-[Motion Sensors include blank LB- or HB-ERMS360 LB- or HB-MRMS360]-L835-[Driver Types include CD 5LTHD]1-[Packaging] | Indoor Luminaires | Linear Ambient | Direct Linear Ambient Luminaires | Standard | FALSE | [9 empty] | 42194 |  |  | NotYetVerified |  | 3 | 1804.94 | 103.18 | 17.49 | 9.02 | 0.986 | 3500 | 82
PE8EJCH1 | Eaton (formerly Cooper Lighting) | Metalux | 2SNLED-LD4-16SL-LW-[Voltage includes 120V]-[Emergency include blank EL EL10W]-[Wiring include blank PI/CPI]-[Motion Sensors include blank SA-EMRS LB- or HB-ERMS360 LB- or HB-MRMS360]-L835-[Driver Types include CD 5LTHD]1-[Packaging] | Indoor Luminaires | Linear Ambient | Direct Linear Ambient Luminaires | Standard | FALSE | [9 empty] | 42194 |  |  | NotYetVerified |  | 3 | 1701.66 | 97.28 | 17.49 | 9.02 | 0.986 | 3500 | 82
PNXH5FV6 | Eaton (formerly Cooper Lighting) | Metalux | 8TSNLED-LD4-104SL-[Voltages include 120-277V]-[Emergency include blank EL EL10W]-[Wiring include blank PI/CPI]-[Motion Sensors include blank LB- or HB-ERMS360 LB- or HB-MRMS360]-L835-[Driver Types include CD 5LTD 5LTHD]2-[Packaging] | Indoor Luminaires | Linear Ambient | Direct Linear Ambient Luminaires | Standard | FALSE | [9 empty] | 42194 |  |  | NotYetVerified |  | 3 | 10488 | 114.16 | 91.87 | 8.91 | 0.991 | 3500 | 82
P4DNHQBX | Eaton (formerly Cooper Lighting) | Metalux | 8TSNLED-LD4-101SL-RM-[Voltages include 120-277V]-[Emergency include blank EL EL10W]-[Wiring include blank PI/CPI]-[Motion Sensors include blank LB- or HB-ERMS360 LB- or HB-MRMS360]-L835-[Driver Types include CD 5LTD 5LTHD]2-[Packaging] | Indoor Luminaires | Linear Ambient | Direct Linear Ambient Luminaires | Standard | FALSE | [9 empty] | 42194 |  |  | NotYetVerified |  | 3 | 10257.26 | 111.65 | 91.87 | 8.91 | 0.991 | 3500 | 82
PFZGE6HP | Eaton (formerly Cooper Lighting) | Metalux | 8TSNLED-LD4-98SL-LC-[Voltages include 120-277V]-[Emergency include blank EL EL10W]-[Wiring include blank PI/CPI]-[Motion Sensors include blank SA-EMRS LB- or HB-ERMS360 LB- or HB-MRMS360]-L835-[Driver Types include CD 5LTD 5LTHD]2-[Packaging] | Indoor Luminaires | Linear Ambient | Direct Linear Ambient Luminaires | Standard | FALSE | [9 empty] | 42194 |  |  | NotYetVerified |  | 3 | 9984.58 | 108.68 | 91.87 | 8.91 | 0.991 | 3500 | 82
PTA783SN | Eaton (formerly Cooper Lighting) | Metalux | 8TSNLED-LD4-98SL-LN-[Voltages include 120-277V]-[Emergency include blank EL EL10W]-[Wiring include blank PI/CPI]-[Motion Sensors include blank SA-EMRS LB- or HB-ERMS360 LB- or HB-MRMS360]-L835-[Driver Types include CD 5LTD 5LTHD]2-[Packaging] | Indoor Luminaires | Linear Ambient | Direct Linear Ambient Luminaires | Standard | FALSE | [9 empty] | 42194 |  |  | NotYetVerified |  | 3 | 9953.11 | 108.34 | 91.87 | 8.91 | 0.991 | 3500 | 82
P41D8A8W | Eaton (formerly Cooper Lighting) | Metalux | 8TSNLED-LD4-93SL-RW-[Voltages include 120-277V]-[Emergency include blank EL EL10W]-[Wiring include blank PI/CPI]-[Motion Sensors include blank LB- or HB-ERMS360 LB- or HB-MRMS360]-L835-[Driver Types include CD 5LTD 5LTHD]2-[Packaging] | Indoor Luminaires | Linear Ambient | Direct Linear Ambient Luminaires | Standard | FALSE | [9 empty] | 42194 |  |  | NotYetVerified |  | 3 | 9460.18 | 102.97 | 91.87 | 8.91 | 0.991 | 3500 | 82
PHPC4BJZ | Eaton (formerly Cooper Lighting) | Metalux | 4SNLED-LD4-52SL-[Voltages include 120-277V]-[Emergency include blank EL EL10W]-[Wiring include blank PI/CPI]-[Motion Sensors include blank LB- or HB-ERMS360 LB- or HB-MRMS360]-L835-[Driver Types include CD 5LTD 5LTHD]1-[Packaging] | Indoor Luminaires | Linear Ambient | Direct Linear Ambient Luminaires | Standard | FALSE | [9 empty] | 42194 |  |  | NotYetVerified |  | 3 | 5244 | 114.16 | 45.94 | 8.91 | 0.991 | 3500 | 82
P643Y526 | Eaton (formerly Cooper Lighting) | Metalux | 4SNLED-LD4-50SL-RM-[Voltages include 120-277V]-[Emergency include blank EL EL10W]-[Wiring include blank PI/CPI]-[Motion Sensors include blank LB- or HB-ERMS360 LB- or HB-MRMS360]-L835-[Driver Types include CD 5LTD 5LTHD]1-[Packaging] | Indoor Luminaires | Linear Ambient | Direct Linear Ambient Luminaires | Standard | FALSE | [9 empty] | 42194 |  |  | NotYetVerified |  | 3 | 5127.13 | 111.61 | 45.94 | 8.91 | 0.991 | 3500 | 82
P9TMMUT8 | Eaton (formerly Cooper Lighting) | Metalux | 4SNLED-LD4-49SL-LC-[Voltages include 120-277V]-[Emergency include blank EL EL10W]-[Wiring include blank PI/CPI]-[Motion Sensors include blank SA-EMRS LB- or HB-ERMS360 LB- or HB-MRMS360]-L835-[Driver Types include CD 5LTD 5LTHD]1-[Packaging] | Indoor Luminaires | Linear Ambient | Direct Linear Ambient Luminaires | Standard | FALSE | [9 empty] | 42194 |  |  | NotYetVerified |  | 3 | 4994.03 | 108.72 | 45.94 | 8.91 | 0.991 | 3500 | 82
P3QXU667 | Eaton (formerly Cooper Lighting) | Metalux | 4SNLED-LD4-49SL-LN-[Voltages include 120-277V]-[Emergency include blank EL EL10W]-[Wiring include blank PI/CPI]-[Motion Sensors include blank SA-EMRS LB- or HB-ERMS360 LB- or HB-MRMS360]-L835-[Driver Types include CD 5LTD 5LTHD]1-[Packaging] | Indoor Luminaires | Linear Ambient | Direct Linear Ambient Luminaires | Standard | FALSE | [9 empty] | 42194 |  |  | NotYetVerified |  | 3 | 4978.88 | 108.39 | 45.94 | 8.91 | 0.991 | 3500 | 82
PUGJ2S3C | Eaton (formerly Cooper Lighting) | Metalux | 4SNLED-LD4-46SL-RW-[Voltages include 120-277V]-[Emergency include blank EL EL10W]-[Wiring include blank PI/CPI]-[Motion Sensors include blank LB- or HB-ERMS360 LB- or HB-MRMS360]-L835-[Driver Types include CD 5LTD 5LTHD]1-[Packaging] | Indoor Luminaires | Linear Ambient | Direct Linear Ambient Luminaires | Standard | FALSE | [9 empty] | 42194 |  |  | NotYetVerified |  | 3 | 4727.82 | 102.92 | 45.94 | 8.91 | 0.991 | 3500 | 82
P2D8GQVE | Eaton (formerly Cooper Lighting) | Metalux | 4SNLED-LD4-28SL-[Voltages include 120-277V]-[Emergency include blank EL EL10W]-[Wiring include blank PI/CPI]-[Motion Sensors include blank LB- or HB-ERMS360 LB- or HB-MRMS360]-L835-CD1-[Packaging] | Indoor Luminaires | Linear Ambient | Direct Linear Ambient Luminaires | Standard | FALSE | [9 empty] | 42194 |  |  | NotYetVerified |  | 3 | 2823 | 132.03 | 21.38 | 8.88 | 0.992 | 3500 | 82
P86EWXDK | Eaton (formerly Cooper Lighting) | Metalux | 4SNLED-LD4-27SL-RM-[Voltages include 120-277V]-[Emergency include blank EL EL10W]-[Wiring include blank PI/CPI]-[Motion Sensors include blank LB- or HB-ERMS360 LB- or HB-MRMS360]-L835-CD1-[Packaging] | Indoor Luminaires | Linear Ambient | Direct Linear Ambient Luminaires | Standard | FALSE | [9 empty] | 42194 |  |  | NotYetVerified |  | 3 | 2760.09 | 129.09 | 21.38 | 8.88 | 0.992 | 3500 | 82
P1VFNT84 | Eaton (formerly Cooper Lighting) | Metalux | 4SNLED-LD4-26SL-LC-[Voltages include 120-277V]-[Emergency include blank EL EL10W]-[Wiring include blank PI/CPI]-[Motion Sensors include blank SA-EMRS LB- or HB-ERMS360 LB- or HB-MRMS360]-L835-CD1-[Packaging] | Indoor Luminaires | Linear Ambient | Direct Linear Ambient Luminaires | Standard | FALSE | [9 empty] | 42194 |  |  | NotYetVerified |  | 3 | 2688.43 | 125.73 | 21.38 | 8.88 | 0.992 | 3500 | 82
PUYDJRZW | Eaton (formerly Cooper Lighting) | Metalux | 4SNLED-LD4-26SL-LN-[Voltages include 120-277V]-[Emergency include blank EL EL10W]-[Wiring include blank PI/CPI]-[Motion Sensors include blank SA-EMRS LB- or HB-ERMS360 LB- or HB-MRMS360]-L835-CD1-[Packaging] | Indoor Luminaires | Linear Ambient | Direct Linear Ambient Luminaires | Standard | FALSE | [9 empty] | 42194 |  |  | NotYetVerified |  | 3 | 2680.28 | 125.35 | 21.38 | 8.88 | 0.992 | 3500 | 82
PRV3S4PC | Eaton (formerly Cooper Lighting) | Metalux | 4SNLED-LD4-25SL-RW-[Voltages include 120-277V]-[Emergency include blank EL EL10W]-[Wiring include blank PI/CPI]-[Motion Sensors include blank LB- or HB-ERMS360 LB- or HB-MRMS360]-L835-CD1-[Packaging] | Indoor Luminaires | Linear Ambient | Direct Linear Ambient Luminaires | Standard | FALSE | [9 empty] | 42194 |  |  | NotYetVerified |  | 3 | 2545.13 | 119.03 | 21.38 | 8.88 | 0.992 | 3500 | 82
P4ZGF4WP | Eaton (formerly Cooper Lighting) | Metalux | 4SNLED-LD4-23SL-LW-[Voltages include 120-277V]-[Emergency include blank EL EL10W]-[Wiring include blank PI/CPI]-[Motion Sensors include blank SA-EMRS LB- or HB-ERMS360 LB- or HB-MRMS360]-L835-CD1-[Packaging] | Indoor Luminaires | Linear Ambient | Direct Linear Ambient Luminaires | Standard | FALSE | [9 empty] | 42194 |  |  | NotYetVerified |  | 3 | 2399.49 | 112.22 | 21.38 | 8.88 | 0.992 | 3500 | 82
PUK2GR8Q | Eaton (formerly Cooper Lighting) | Metalux | 8TSNLED-LD4-95SL-LW-[Voltages include 120-277V]-[Emergency include blank EL EL10W]-[Wiring include blank PI/CPI]-[Motion Sensors include blank SA-EMRS LB- or HB-ERMS360 LB- or HB-MRMS360]-L835-[Driver Types include CD 5LTD]2-[Packaging] | Indoor Luminaires | Linear Ambient | Direct Linear Ambient Luminaires | Standard | FALSE | [9 empty] | 42194 |  |  | NotYetVerified |  | 3 | 9562.5 | 95.01 | 100.65 | 8.84 | 0.993 | 3500 | 82
PNR445ZK | Eaton (formerly Cooper Lighting) | Metalux | 8TSNLED-LD4-112SL-[Voltages include 120-277V]-[Emergency include blank EL EL10W]-[Wiring include blank PI/CPI]-[Motion Sensors include blank LB- or HB-ERMS360 LB- or HB-MRMS360]-L835-[Driver Types include CD 5LTD 5LTHD]2-[Packaging] | Indoor Luminaires | Linear Ambient | Direct Linear Ambient Luminaires | Standard | FALSE | [9 empty] | 42194 |  |  | NotYetVerified |  | 3 | 11250 | 111.87 | 100.56 | 8.63 | 0.992 | 3500 | 82
P97NQWF2 | Eaton (formerly Cooper Lighting) | Metalux | 8TSNLED-LD4-109SL-RM-[Voltages include 120-277V]-[Emergency include blank EL EL10W]-[Wiring include blank PI/CPI]-[Motion Sensors include blank LB- or HB-ERMS360 LB- or HB-MRMS360]-L835-[Driver Types include CD 5LTD 5LTHD]2-[Packaging] | Indoor Luminaires | Linear Ambient | Direct Linear Ambient Luminaires | Standard | FALSE | [9 empty] | 42194 |  |  | NotYetVerified |  | 3 | 11002.5 | 109.41 | 100.56 | 8.63 | 0.992 | 3500 | 82
P968VA4U | Eaton (formerly Cooper Lighting) | Metalux | 8TSNLED-LD4-105SL-LC-[Voltages include 120-277V]-[Emergency include blank EL EL10W]-[Wiring include blank PI/CPI]-[Motion Sensors include blank SA-EMRS LB- or HB-ERMS360 LB- or HB-MRMS360]-L835-[Driver Types include CD 5LTD 5LTHD]2-[Packaging] | Indoor Luminaires | Linear Ambient | Direct Linear Ambient Luminaires | Standard | FALSE | [9 empty] | 42194 |  |  | NotYetVerified |  | 3 | 10710 | 106.5 | 100.56 | 8.63 | 0.992 | 3500 | 82
PHXAXYWR | Eaton (formerly Cooper Lighting) | Metalux | 8TSNLED-LD4-106SL-LN-[Voltages include 120-277V]-[Emergency include blank EL EL10W]-[Wiring include blank PI/CPI]-[Motion Sensors include blank SA-EMRS LB- or HB-ERMS360 LB- or HB-MRMS360]-L835-[Driver Types include CD 5LTD 5LTHD]2-[Packaging] | Indoor Luminaires | Linear Ambient | Direct Linear Ambient Luminaires | Standard | FALSE | [9 empty] | 42194 |  |  | NotYetVerified |  | 3 | 10676.25 | 106.17 | 100.56 | 8.63 | 0.992 | 3500 | 82
PW6WRVKR | Eaton (formerly Cooper Lighting) | Metalux | 8TSNLED-LD4-101SL-RW-[Voltages include 120-277V]-[Emergency include blank EL EL10W]-[Wiring include blank PI/CPI]-[Motion Sensors include blank LB- or HB-ERMS360 LB- or HB-MRMS360]-L835-[Driver Types include CD 5LTD 5LTHD]2-[Packaging] | Indoor Luminaires | Linear Ambient | Direct Linear Ambient Luminaires | Standard | FALSE | [9 empty] | 42194 |  |  | NotYetVerified |  | 3 | 10147.5 | 100.91 | 100.56 | 8.63 | 0.992 | 3500 | 82
P757TR9H | Eaton (formerly Cooper Lighting) | Metalux | 4SNLED-LD4-56SL-[Voltages include 120-277V]-[Emergency include blank EL EL10W]-[Wiring include blank PI/CPI]-[Motion Sensors include blank LB- or HB-ERMS360 LB- or HB-MRMS360]-L835-[Driver Types include CD 5LTD 5LTHD]1-[Packaging] | Indoor Luminaires | Linear Ambient | Direct Linear Ambient Luminaires | Standard | FALSE | [9 empty] | 42194 |  |  | NotYetVerified |  | 3 | 5625 | 111.87 | 50.28 | 8.63 | 0.992 | 3500 | 82
PG1J8D4Q | Eaton (formerly Cooper Lighting) | Metalux | 4SNLED-LD4-54SL-RM-[Voltages include 120-277V]-[Emergency include blank EL EL10W]-[Wiring include blank PI/CPI]-[Motion Sensors include blank LB- or HB-ERMS360 LB- or HB-MRMS360]-L835-[Driver Types include CD 5LTD 5LTHD]1-[Packaging] | Indoor Luminaires | Linear Ambient | Direct Linear Ambient Luminaires | Standard | FALSE | [9 empty] | 42194 |  |  | NotYetVerified |  | 3 | 5499.64 | 109.38 | 50.28 | 8.63 | 0.992 | 3500 | 82
PV51FKUU | Eaton (formerly Cooper Lighting) | Metalux | 4SNLED-LD4-52SL-LC-[Voltages include 120-277V]-[Emergency include blank EL EL10W]-[Wiring include blank PI/CPI]-[Motion Sensors include blank SA-EMRS LB- or HB-ERMS360 LB- or HB-MRMS360]-L835-[Driver Types include CD 5LTD 5LTHD]1-[Packaging] | Indoor Luminaires | Linear Ambient | Direct Linear Ambient Luminaires | Standard | FALSE | [9 empty] | 42194 |  |  | NotYetVerified |  | 3 | 5356.87 | 106.54 | 50.28 | 8.63 | 0.992 | 3500 | 82
PGBKD921 | Eaton (formerly Cooper Lighting) | Metalux | 4SNLED-LD4-53SL-LN-[Voltages include 120-277V]-[Emergency include blank EL EL10W]-[Wiring include blank PI/CPI]-[Motion Sensors include blank SA-EMRS LB- or HB-ERMS360 LB- or HB-MRMS360]-L835-[Driver Types include CD 5LTD 5LTHD]1-[Packaging] | Indoor Luminaires | Linear Ambient | Direct Linear Ambient Luminaires | Standard | FALSE | [9 empty] | 42194 |  |  | NotYetVerified |  | 3 | 5340.62 | 106.22 | 50.28 | 8.63 | 0.992 | 3500 | 82
PN6SNJUB | Eaton (formerly Cooper Lighting) | Metalux | 4SNLED-LD4-50SL-RW-[Voltages include 120-277V]-[Emergency include blank EL EL10W]-[Wiring include blank PI/CPI]-[Motion Sensors include blank LB- or HB-ERMS360 LB- or HB-MRMS360]-L835-[Driver Types include CD 5LTD 5LTHD]1-[Packaging] | Indoor Luminaires | Linear Ambient | Direct Linear Ambient Luminaires | Standard | FALSE | [9 empty] | 42194 |  |  | NotYetVerified |  | 3 | 5071.32 | 100.86 | 50.28 | 8.63 | 0.992 | 3500 | 82
PS68V1XT | Eaton (formerly Cooper Lighting) | Metalux | 2SNLED-LD4-24SL-[Voltages include 120-277V]-[Emergency include blank EL EL10W]-[Wiring include blank PI/CPI]-[Motion Sensors include blank LB- or HB-ERMS360 LB- or HB-MRMS360]-L835-[Driver Types include CD 5LTHD]1-[Packaging] | Indoor Luminaires | Linear Ambient | Direct Linear Ambient Luminaires | Standard | FALSE | [9 empty] | 42194 |  |  | NotYetVerified |  | 3 | 2441 | 110.28 | 22.14 | 8.36 | 0.99 | 3500 | 82
P4VS6QZ2 | Eaton (formerly Cooper Lighting) | Metalux | 2SNLED-LD4-23SL-RM-[Voltages include 120-277V]-[Emergency include blank EL EL10W]-[Wiring include blank PI/CPI]-[Motion Sensors include blank LB- or HB-ERMS360 LB- or HB-MRMS360]-L835-[Driver Types include CD 5LTHD]1-[Packaging] | Indoor Luminaires | Linear Ambient | Direct Linear Ambient Luminaires | Standard | FALSE | [9 empty] | 42194 |  |  | NotYetVerified |  | 3 | 2386.6 | 107.82 | 22.14 | 8.36 | 0.99 | 3500 | 82
PADT2EF5 | Eaton (formerly Cooper Lighting) | Metalux | 2SNLED-LD4-22SL-LC-[Voltages include 120-277V]-[Emergency include blank EL EL10W]-[Wiring include blank PI/CPI]-[Motion Sensors include blank SA-EMRS LB- or HB-ERMS360 LB- or HB-MRMS360]-L835-[Driver Types include CD 5LTHD]1-[Packaging] | Indoor Luminaires | Linear Ambient | Direct Linear Ambient Luminaires | Standard | FALSE | [9 empty] | 42194 |  |  | NotYetVerified |  | 3 | 2324.64 | 105.02 | 22.14 | 8.36 | 0.99 | 3500 | 82
PANHEBQJ | Eaton (formerly Cooper Lighting) | Metalux | 2SNLED-LD4-22SL-LN-[Voltages include 120-277V]-[Emergency include blank EL EL10W]-[Wiring include blank PI/CPI]-[Motion Sensors include blank SA-EMRS LB- or HB-ERMS360 LB- or HB-MRMS360]-L835-[Driver Types include CD 5LTHD]1-[Packaging] | Indoor Luminaires | Linear Ambient | Direct Linear Ambient Luminaires | Standard | FALSE | [9 empty] | 42194 |  |  | NotYetVerified |  | 3 | 2317.59 | 104.7 | 22.14 | 8.36 | 0.99 | 3500 | 82
PUJGE42D | Eaton (formerly Cooper Lighting) | Metalux | 2SNLED-LD4-21SL-RW-[Voltages include 120-277V]-[Emergency include blank EL EL10W]-[Wiring include blank PI/CPI]-[Motion Sensors include blank LB- or HB-ERMS360 LB- or HB-MRMS360]-L835-[Driver Types include CD 5LTHD]1-[Packaging] | Indoor Luminaires | Linear Ambient | Direct Linear Ambient Luminaires | Standard | FALSE | [9 empty] | 42194 |  |  | NotYetVerified |  | 3 | 2200.73 | 99.42 | 22.14 | 8.36 | 0.99 | 3500 | 82
PRF8CDAJ | Eaton (formerly Cooper Lighting) | Metalux | 2SNLED-LD4-20SL-LW-[Voltage includes 120V]-[Emergency include blank EL EL10W]-[Wiring include blank PI/CPI]-[Motion Sensors include blank SA-EMRS LB- or HB-ERMS360 LB- or HB-MRMS360]-L835-[Driver Types include CD 5LTHD]1-[Packaging] | Indoor Luminaires | Linear Ambient | Direct Linear Ambient Luminaires | Standard | FALSE | [9 empty] | 42194 |  |  | NotYetVerified |  | 3 | 2074.8 | 97.18 | 21.35 | 8.36 | 0.99 | 3500 | 82
PGQHRBZZ | Eaton (formerly Cooper Lighting) | Metalux | 8TSNLED-LD4-72SL-[Voltages include 120-277V]-[Emergency include blank EL EL10W]-[Wiring include blank PI/CPI]-[Motion Sensors include blank LB- or HB-ERMS360 LB- or HB-MRMS360]-L835-[Driver Types include CD 5LTD]1-[Packaging] | Indoor Luminaires | Linear Ambient | Direct Linear Ambient Luminaires | Standard | FALSE | [9 empty] | 42194 |  |  | NotYetVerified |  | 3 | 7206 | 131.02 | 55 | 8 | 0.994 | 3500 | 82
PKPY6FKP | Eaton (formerly Cooper Lighting) | Metalux | 8TSNLED-LD4-70SL-RM-[Voltages include 120-277V]-[Emergency include blank EL EL10W]-[Wiring include blank PI/CPI]-[Motion Sensors include blank LB- or HB-ERMS360 LB- or HB-MRMS360]-L835-[Driver Types include CD 5LTD]1-[Packaging] | Indoor Luminaires | Linear Ambient | Direct Linear Ambient Luminaires | Standard | FALSE | [9 empty] | 42194 |  |  | NotYetVerified |  | 3 | 7047.47 | 128.14 | 55 | 8 | 0.994 | 3500 | 82
P6UXEM4B | Eaton (formerly Cooper Lighting) | Metalux | 8TSNLED-LD4-68SL-LC-[Voltages include 120-277V]-[Emergency include blank EL EL10W]-[Wiring include blank PI/CPI]-[Motion Sensors include blank SA-EMRS LB- or HB-ERMS360 LB- or HB-MRMS360]-L835-[Driver Types include CD 5LTD]1-[Packaging] | Indoor Luminaires | Linear Ambient | Direct Linear Ambient Luminaires | Standard | FALSE | [9 empty] | 42194 |  |  | NotYetVerified |  | 3 | 6860.11 | 124.74 | 55 | 8 | 0.994 | 3500 | 82
PP4YKBUP | Eaton (formerly Cooper Lighting) | Metalux | 8TSNLED-LD4-68SL-LN-[Voltages include 120-277V]-[Emergency include blank EL EL10W]-[Wiring include blank PI/CPI]-[Motion Sensors include blank SA-EMRS LB- or HB-ERMS360 LB- or HB-MRMS360]-L835-[Driver Types include CD 5LTD]1-[Packaging] | Indoor Luminaires | Linear Ambient | Direct Linear Ambient Luminaires | Standard | FALSE | [9 empty] | 42194 |  |  | NotYetVerified |  | 3 | 6838.49 | 124.34 | 55 | 8 | 0.994 | 3500 | 82
PBYK7MX6 | Eaton (formerly Cooper Lighting) | Metalux | 8TSNLED-LD4-64SL-RW-[Voltages include 120-277V]-[Emergency include blank EL EL10W]-[Wiring include blank PI/CPI]-[Motion Sensors include blank LB- or HB-ERMS360 LB- or HB-MRMS360]-L835-[Driver Types include CD 5LTD]1-[Packaging] | Indoor Luminaires | Linear Ambient | Direct Linear Ambient Luminaires | Standard | FALSE | [9 empty] | 42194 |  |  | NotYetVerified |  | 3 | 6499.81 | 118.18 | 55 | 8 | 0.994 | 3500 | 82
PA5NZ644 | Eaton (formerly Cooper Lighting) | Metalux | 8TSNLED-LD4-61SL-LW-[Voltages include 120-277V]-[Emergency include blank EL EL10W]-[Wiring include blank PI/CPI]-[Motion Sensors include blank SA-EMRS LB- or HB-ERMS360 LB- or HB-MRMS360]-L835-[Driver Types include CD 5LTD]1-[Packaging] | Indoor Luminaires | Linear Ambient | Direct Linear Ambient Luminaires | Standard | FALSE | [9 empty] | 42194 |  |  | NotYetVerified |  | 3 | 6125.1 | 111.37 | 55 | 8 | 0.994 | 3500 | 82
PYAXFU3Z | Eaton (formerly Cooper Lighting) | Metalux | 2SNLED-LD4-28SL-[Voltages include 120-277V]-[Emergency include blank EL EL10W]-[Wiring include blank PI/CPI]-[Motion Sensors include blank LB- or HB-ERMS360 LB- or HB-MRMS360]-L835-[Driver Types include CD 5LTHD]1-[Packaging] | Indoor Luminaires | Linear Ambient | Direct Linear Ambient Luminaires | Standard | FALSE | [9 empty] | 42194 |  |  | NotYetVerified |  | 3 | 2847.83 | 120.51 | 23.63 | 7.92 | 0.992 | 3500 | 82
P9V5XQK7 | Eaton (formerly Cooper Lighting) | Metalux | 2SNLED-LD4-27SL-RM-[Voltages include 120-277V]-[Emergency include blank EL EL10W]-[Wiring include blank PI/CPI]-[Motion Sensors include blank LB- or HB-ERMS360 LB- or HB-MRMS360]-L835-[Driver Types include CD 5LTHD]1-[Packaging] | Indoor Luminaires | Linear Ambient | Direct Linear Ambient Luminaires | Standard | FALSE | [9 empty] | 42194 |  |  | NotYetVerified |  | 3 | 2784.37 | 117.82 | 23.63 | 7.92 | 0.992 | 3500 | 82
PQC69717 | Eaton (formerly Cooper Lighting) | Metalux | 2SNLED-LD4-26SL-LC-[Voltages include 120-277V]-[Emergency include blank EL EL10W]-[Wiring include blank PI/CPI]-[Motion Sensors include blank SA-EMRS LB- or HB-ERMS360 LB- or HB-MRMS360]-L835-[Driver Types include CD 5LTHD]1-[Packaging] | Indoor Luminaires | Linear Ambient | Direct Linear Ambient Luminaires | Standard | FALSE | [9 empty] | 42194 |  |  | NotYetVerified |  | 3 | 2712.08 | 114.77 | 23.63 | 7.92 | 0.992 | 3500 | 82
PFZBCXRG | Eaton (formerly Cooper Lighting) | Metalux | 2SNLED-LD4-26SL-LN-[Voltages include 120-277V]-[Emergency include blank EL EL10W]-[Wiring include blank PI/CPI]-[Motion Sensors include blank SA-EMRS LB- or HB-ERMS360 LB- or HB-MRMS360]-L835-[Driver Types include CD 5LTHD]1-[Packaging] | Indoor Luminaires | Linear Ambient | Direct Linear Ambient Luminaires | Standard | FALSE | [9 empty] | 42194 |  |  | NotYetVerified |  | 3 | 2703.85 | 114.42 | 23.63 | 7.92 | 0.992 | 3500 | 82
PMM6Y93Z | Eaton (formerly Cooper Lighting) | Metalux | 2SNLED-LD4-25SL-RW-[Voltages include 120-277V]-[Emergency include blank EL EL10W]-[Wiring include blank PI/CPI]-[Motion Sensors include blank LB- or HB-ERMS360 LB- or HB-MRMS360]-L835-[Driver Types include CD 5LTHD]1-[Packaging] | Indoor Luminaires | Linear Ambient | Direct Linear Ambient Luminaires | Standard | FALSE | [9 empty] | 42194 |  |  | NotYetVerified |  | 3 | 2567.52 | 108.65 | 23.63 | 7.92 | 0.992 | 3500 | 82
PTN3EZXV | Eaton (formerly Cooper Lighting) | Metalux | 2SNLED-LD4-23SL-LW-[Voltages include 120-277V]-[Emergency include blank EL EL10W]-[Wiring include blank PI/CPI]-[Motion Sensors include blank SA-EMRS LB- or HB-ERMS360 LB- or HB-MRMS360]-L835-[Driver Types include CD 5LTHD]1-[Packaging] | Indoor Luminaires | Linear Ambient | Direct Linear Ambient Luminaires | Standard | FALSE | [9 empty] | 42194 |  |  | NotYetVerified |  | 3 | 2420.6 | 102.43 | 23.63 | 7.92 | 0.992 | 3500 | 82
P4CTE3PB | Eaton (formerly Cooper Lighting) | Metalux | 8TSNLED-LD4-80SL-[Voltages include 120-277V]-[Emergency include blank EL EL10W]-[Wiring include blank PI/CPI]-[Motion Sensors include blank LB- or HB-ERMS360 LB- or HB-MRMS360]-L835-[Driver Types include CD 5LTD]1-[Packaging] | Indoor Luminaires | Linear Ambient | Direct Linear Ambient Luminaires | Standard | FALSE | [9 empty] | 42194 |  |  | NotYetVerified |  | 3 | 8026 | 128.05 | 62.68 | 7.5 | 0.995 | 3500 | 82
PB851EZV | Eaton (formerly Cooper Lighting) | Metalux | 8TSNLED-LD4-78SL-RM-[Voltages include 120-277V]-[Emergency include blank EL EL10W]-[Wiring include blank PI/CPI]-[Motion Sensors include blank LB- or HB-ERMS360 LB- or HB-MRMS360]-L835-[Driver Types include CD 5LTD]1-[Packaging] | Indoor Luminaires | Linear Ambient | Direct Linear Ambient Luminaires | Standard | FALSE | [9 empty] | 42194 |  |  | NotYetVerified |  | 3 | 7849.43 | 125.24 | 62.68 | 7.5 | 0.995 | 3500 | 82
PGNH7U1E | Eaton (formerly Cooper Lighting) | Metalux | 8TSNLED-LD4-75SL-LC-[Voltages include 120-277V]-[Emergency include blank EL EL10W]-[Wiring include blank PI/CPI]-[Motion Sensors include blank SA-EMRS LB- or HB-ERMS360 LB- or HB-MRMS360]-L835-[Driver Types include CD 5LTD]1-[Packaging] | Indoor Luminaires | Linear Ambient | Direct Linear Ambient Luminaires | Standard | FALSE | [9 empty] | 42194 |  |  | NotYetVerified |  | 3 | 7640.75 | 121.91 | 62.68 | 7.5 | 0.995 | 3500 | 82
PNGTJJ6R | Eaton (formerly Cooper Lighting) | Metalux | 8TSNLED-LD4-75SL-LN-[Voltages include 120-277V]-[Emergency include blank EL EL10W]-[Wiring include blank PI/CPI]-[Motion Sensors include blank SA-EMRS LB- or HB-ERMS360 LB- or HB-MRMS360]-L835-[Driver Types include CD 5LTD]1-[Packaging] | Indoor Luminaires | Linear Ambient | Direct Linear Ambient Luminaires | Standard | FALSE | [9 empty] | 42194 |  |  | NotYetVerified |  | 3 | 7616.67 | 121.52 | 62.68 | 7.5 | 0.995 | 3500 | 82
PMHTGGDS | Eaton (formerly Cooper Lighting) | Metalux | 8TSNLED-LD4-72SL-RW-[Voltages include 120-277V]-[Emergency include blank EL EL10W]-[Wiring include blank PI/CPI]-[Motion Sensors include blank LB- or HB-ERMS360 LB- or HB-MRMS360]-L835-[Driver Types include CD 5LTD]1-[Packaging] | Indoor Luminaires | Linear Ambient | Direct Linear Ambient Luminaires | Standard | FALSE | [9 empty] | 42194 |  |  | NotYetVerified |  | 3 | 7239.45 | 115.5 | 62.68 | 7.5 | 0.995 | 3500 | 82
P5P5F9VV | Eaton (formerly Cooper Lighting) | Metalux | 8TSNLED-LD4-67SL-LW-[Voltages include 120-277V]-[Emergency include blank EL EL10W]-[Wiring include blank PI/CPI]-[Motion Sensors include blank SA-EMRS LB- or HB-ERMS360 LB- or HB-MRMS360]-L835-[Driver Types include CD 5LTD]1-[Packaging] | Indoor Luminaires | Linear Ambient | Direct Linear Ambient Luminaires | Standard | FALSE | [9 empty] | 42194 |  |  | NotYetVerified |  | 3 | 6822.1 | 108.85 | 62.68 | 7.5 | 0.995 | 3500 | 82
PCSR64P9 | Eaton (formerly Cooper Lighting) | Metalux | 8TSNLED-LD4-95SL-LW-[Voltage includes 120V]-[Emergency include blank EL EL10W]-[Wiring include blank PI/CPI]-[Motion Sensors include blank SA-EMRS LB- or HB-ERMS360 LB- or HB-MRMS360]-L835-5LTHD2-[Packaging] | Indoor Luminaires | Linear Ambient | Direct Linear Ambient Luminaires | Standard | FALSE | [9 empty] | 42194 |  |  | NotYetVerified |  | 3 | 9562.5 | 95.67 | 99.95 | 7.1 | 0.991 | 3500 | 82
PAGE521P | Eaton (formerly Cooper Lighting) | Metalux | 4SNLED-LD4-47SL-LW-[Voltage includes 120V]-[Emergency include blank EL EL10W]-[Wiring include blank PI/CPI]-[Motion Sensors include blank SA-EMRS LB- or HB-ERMS360 LB- or HB-MRMS360]-L835-5LTHD1-[Packaging] | Indoor Luminaires | Linear Ambient | Direct Linear Ambient Luminaires | Standard | FALSE | [9 empty] | 42194 |  |  | NotYetVerified |  | 3 | 4781.13 | 95.67 | 49.98 | 7.1 | 0.991 | 3500 | 82
PEEET7X9 | Eaton (formerly Cooper Lighting) | Metalux | 4SNLED-LD4-36SL-[Voltages include 120-277V]-[Emergency include blank EL EL10W]-[Wiring include blank PI/CPI]-[Motion Sensors include blank LB- or HB-ERMS360 LB- or HB-MRMS360]-L835-CD1-[Packaging] | Indoor Luminaires | Linear Ambient | Direct Linear Ambient Luminaires | Standard | FALSE | [9 empty] | 42194 |  |  | NotYetVerified |  | 3 | 3603 | 124.37 | 28.97 | 7.03 | 0.99 | 3500 | 82
PPAJD48D | Eaton (formerly Cooper Lighting) | Metalux | 4SNLED-LD4-35SL-RM-[Voltages include 120-277V]-[Emergency include blank EL EL10W]-[Wiring include blank PI/CPI]-[Motion Sensors include blank LB- or HB-ERMS360 LB- or HB-MRMS360]-L835-CD1-[Packaging] | Indoor Luminaires | Linear Ambient | Direct Linear Ambient Luminaires | Standard | FALSE | [9 empty] | 42194 |  |  | NotYetVerified |  | 3 | 3522.7 | 121.6 | 28.97 | 7.03 | 0.99 | 3500 | 82
PXS3TQDX | Eaton (formerly Cooper Lighting) | Metalux | 4SNLED-LD4-34SL-LC-[Voltages include 120-277V]-[Emergency include blank EL EL10W]-[Wiring include blank PI/CPI]-[Motion Sensors include blank SA-EMRS LB- or HB-ERMS360 LB- or HB-MRMS360]-L835-CD1-[Packaging] | Indoor Luminaires | Linear Ambient | Direct Linear Ambient Luminaires | Standard | FALSE | [9 empty] | 42194 |  |  | NotYetVerified |  | 3 | 3431.25 | 118.44 | 28.97 | 7.03 | 0.99 | 3500 | 82
PHN41VSN | Eaton (formerly Cooper Lighting) | Metalux | 4SNLED-LD4-34SL-LN-[Voltages include 120-277V]-[Emergency include blank EL EL10W]-[Wiring include blank PI/CPI]-[Motion Sensors include blank SA-EMRS LB- or HB-ERMS360 LB- or HB-MRMS360]-L835-CD1-[Packaging] | Indoor Luminaires | Linear Ambient | Direct Linear Ambient Luminaires | Standard | FALSE | [9 empty] | 42194 |  |  | NotYetVerified |  | 3 | 3420.84 | 118.08 | 28.97 | 7.03 | 0.99 | 3500 | 82
PCG3HDUX | Eaton (formerly Cooper Lighting) | Metalux | 4SNLED-LD4-32SL-RW-[Voltages include 120-277V]-[Emergency include blank EL EL10W]-[Wiring include blank PI/CPI]-[Motion Sensors include blank LB- or HB-ERMS360 LB- or HB-MRMS360]-L835-CD1-[Packaging] | Indoor Luminaires | Linear Ambient | Direct Linear Ambient Luminaires | Standard | FALSE | [9 empty] | 42194 |  |  | NotYetVerified |  | 3 | 3248.35 | 112.13 | 28.97 | 7.03 | 0.99 | 3500 | 82
PN28YP7N | Eaton (formerly Cooper Lighting) | Metalux | 4SNLED-LD4-30SL-LW-[Voltages include 120-277V]-[Emergency include blank EL EL10W]-[Wiring include blank PI/CPI]-[Motion Sensors include blank SA-EMRS LB- or HB-ERMS360 LB- or HB-MRMS360]-L835-CD1-[Packaging] | Indoor Luminaires | Linear Ambient | Direct Linear Ambient Luminaires | Standard | FALSE | [9 empty] | 42194 |  |  | NotYetVerified |  | 3 | 3062.48 | 105.71 | 28.97 | 7.03 | 0.99 | 3500 | 82
PCYRP7MN | Eaton (formerly Cooper Lighting) | Metalux | 8TSNLED-LD4-88SL-LW-[Voltage includes 120V]-[Emergency include blank EL EL10W]-[Wiring include blank PI/CPI]-[Motion Sensors include blank SA-EMRS LB- or HB-ERMS360 LB- or HB-MRMS360]-L835-5LTHD2-[Packaging] | Indoor Luminaires | Linear Ambient | Direct Linear Ambient Luminaires | Standard | FALSE | [9 empty] | 42194 |  |  | NotYetVerified |  | 3 | 8914.8 | 97.51 | 91.43 | 7 | 0.99 | 3500 | 82
P5SD5G8D | Eaton (formerly Cooper Lighting) | Metalux | 8TSNLED-LD4-81SL-LW-[Voltage includes 120V]-[Emergency include blank EL EL10W]-[Wiring include blank PI/CPI]-[Motion Sensors include blank SA-EMRS LB- or HB-ERMS360 LB- or HB-MRMS360]-L835-5LTHD2-[Packaging] | Indoor Luminaires | Linear Ambient | Direct Linear Ambient Luminaires | Standard | FALSE | [9 empty] | 42194 |  |  | NotYetVerified |  | 3 | 8238.2 | 99.58 | 82.73 | 7 | 0.99 | 3500 | 82
PT12NRN7 | Eaton (formerly Cooper Lighting) | Metalux | 4SNLED-LD4-44SL-LW-[Voltage includes 120V]-[Emergency include blank EL EL10W]-[Wiring include blank PI/CPI]-[Motion Sensors include blank SA-EMRS LB- or HB-ERMS360 LB- or HB-MRMS360]-L835-5LTHD1-[Packaging] | Indoor Luminaires | Linear Ambient | Direct Linear Ambient Luminaires | Standard | FALSE | [9 empty] | 42194 |  |  | NotYetVerified |  | 3 | 4457.29 | 97.51 | 45.71 | 7 | 0.99 | 3500 | 82
PVDRAUG4 | Eaton (formerly Cooper Lighting) | Metalux | 4SNLED-LD4-41SL-LW-[Voltage includes 120V]-[Emergency include blank EL EL10W]-[Wiring include blank PI/CPI]-[Motion Sensors include blank SA-EMRS LB- or HB-ERMS360 LB- or HB-MRMS360]-L835-5LTHD1-[Packaging] | Indoor Luminaires | Linear Ambient | Direct Linear Ambient Luminaires | Standard | FALSE | [9 empty] | 42194 |  |  | NotYetVerified |  | 3 | 4119 | 99.57 | 41.37 | 7 | 0.99 | 3500 | 82
PYNDBJNP | Eaton (formerly Cooper Lighting) | Metalux | 4SNLED-LD4-37SL-LW-[Voltage includes 120V]-[Emergency include blank EL EL10W]-[Wiring include blank PI/CPI]-[Motion Sensors include blank SA-EMRS LB- or HB-ERMS360 LB- or HB-MRMS360]-L835-5LTHD1-[Packaging] | Indoor Luminaires | Linear Ambient | Direct Linear Ambient Luminaires | Standard | FALSE | [9 empty] | 42194 |  |  | NotYetVerified |  | 3 | 3778.16 | 101.68 | 37.16 | 6.9 | 0.989 | 3500 | 82
PAX69SVK | Eaton (formerly Cooper Lighting) | Metalux | 8TSNLED-LD4-88SL-[Voltages include 120-277V]-[Emergency include blank EL EL10W]-[Wiring include blank PI/CPI]-[Motion Sensors include blank LB- or HB-ERMS360 LB- or HB-MRMS360]-L835-[Driver Types include CD 5LTD]1-[Packaging] | Indoor Luminaires | Linear Ambient | Direct Linear Ambient Luminaires | Standard | FALSE | [9 empty] | 42194 |  |  | NotYetVerified |  | 3 | 8890 | 124.62 | 71.33 | 6.83 | 0.994 | 3500 | 82
P4G2R5W4 | Eaton (formerly Cooper Lighting) | Metalux | 8TSNLED-LD4-85SL-RM-[Voltages include 120-277V]-[Emergency include blank EL EL10W]-[Wiring include blank PI/CPI]-[Motion Sensors include blank LB- or HB-ERMS360 LB- or HB-MRMS360]-L835-[Driver Types include CD 5LTD]1-[Packaging] | Indoor Luminaires | Linear Ambient | Direct Linear Ambient Luminaires | Standard | FALSE | [9 empty] | 42194 |  |  | NotYetVerified |  | 3 | 8694.42 | 121.88 | 71.33 | 6.83 | 0.994 | 3500 | 82
P1URTJX8 | Eaton (formerly Cooper Lighting) | Metalux | 8TSNLED-LD4-83SL-LC-[Voltages include 120-277V]-[Emergency include blank EL EL10W]-[Wiring include blank PI/CPI]-[Motion Sensors include blank SA-EMRS LB- or HB-ERMS360 LB- or HB-MRMS360]-L835-[Driver Types include CD 5LTD]1-[Packaging] | Indoor Luminaires | Linear Ambient | Direct Linear Ambient Luminaires | Standard | FALSE | [9 empty] | 42194 |  |  | NotYetVerified |  | 3 | 8463.28 | 118.64 | 71.33 | 6.83 | 0.994 | 3500 | 82
P484AF23 | Eaton (formerly Cooper Lighting) | Metalux | 8TSNLED-LD4-83SL-LN-[Voltages include 120-277V]-[Emergency include blank EL EL10W]-[Wiring include blank PI/CPI]-[Motion Sensors include blank SA-EMRS LB- or HB-ERMS360 LB- or HB-MRMS360]-L835-[Driver Types include CD 5LTD]1-[Packaging] | Indoor Luminaires | Linear Ambient | Direct Linear Ambient Luminaires | Standard | FALSE | [9 empty] | 42194 |  |  | NotYetVerified |  | 3 | 8436.61 | 118.27 | 71.33 | 6.83 | 0.994 | 3500 | 82
PUPNW6AA | Eaton (formerly Cooper Lighting) | Metalux | 8TSNLED-LD4-79SL-RW-[Voltages include 120-277V]-[Emergency include blank EL EL10W]-[Wiring include blank PI/CPI]-[Motion Sensors include blank LB- or HB-ERMS360 LB- or HB-MRMS360]-L835-[Driver Types include CD 5LTD]1-[Packaging] | Indoor Luminaires | Linear Ambient | Direct Linear Ambient Luminaires | Standard | FALSE | [9 empty] | 42194 |  |  | NotYetVerified |  | 3 | 8018.78 | 112.41 | 71.33 | 6.83 | 0.994 | 3500 | 82
P1F62455 | Eaton (formerly Cooper Lighting) | Metalux | 8TSNLED-LD4-74SL-LW-[Voltages include 120-277V]-[Emergency include blank EL EL10W]-[Wiring include blank PI/CPI]-[Motion Sensors include blank SA-EMRS LB- or HB-ERMS360 LB- or HB-MRMS360]-L835-[Driver Types include CD 5LTD]1-[Packaging] | Indoor Luminaires | Linear Ambient | Direct Linear Ambient Luminaires | Standard | FALSE | [9 empty] | 42194 |  |  | NotYetVerified |  | 3 | 7556.5 | 105.93 | 71.33 | 6.83 | 0.994 | 3500 | 82
PETZU4JM | Eaton (formerly Cooper Lighting) | Metalux | 4SNLED-LD4-40SL-[Voltages include 120-277V]-[Emergency include blank EL EL10W]-[Wiring include blank PI/CPI]-[Motion Sensors include blank LB- or HB-ERMS360 LB- or HB-MRMS360]-L835-CD1-[Packaging] | Indoor Luminaires | Linear Ambient | Direct Linear Ambient Luminaires | Standard | FALSE | [9 empty] | 42194 |  |  | NotYetVerified |  | 3 | 4013 | 122.01 | 32.89 | 6.83 | 0.99 | 3500 | 82
PWCD4FP4 | Eaton (formerly Cooper Lighting) | Metalux | 4SNLED-LD4-39SL-RM-[Voltages include 120-277V]-[Emergency include blank EL EL10W]-[Wiring include blank PI/CPI]-[Motion Sensors include blank LB- or HB-ERMS360 LB- or HB-MRMS360]-L835-CD1-[Packaging] | Indoor Luminaires | Linear Ambient | Direct Linear Ambient Luminaires | Standard | FALSE | [9 empty] | 42194 |  |  | NotYetVerified |  | 3 | 3923.56 | 119.3 | 32.89 | 6.83 | 0.99 | 3500 | 82
PHM3JA16 | Eaton (formerly Cooper Lighting) | Metalux | 4SNLED-LD4-37SL-LC-[Voltages include 120-277V]-[Emergency include blank EL EL10W]-[Wiring include blank PI/CPI]-[Motion Sensors include blank SA-EMRS LB- or HB-ERMS360 LB- or HB-MRMS360]-L835-CD1-[Packaging] | Indoor Luminaires | Linear Ambient | Direct Linear Ambient Luminaires | Standard | FALSE | [9 empty] | 42194 |  |  | NotYetVerified |  | 3 | 3821.71 | 116.2 | 32.89 | 6.83 | 0.99 | 3500 | 82
PRWDZTAA | Eaton (formerly Cooper Lighting) | Metalux | 4SNLED-LD4-37SL-LN-[Voltages include 120-277V]-[Emergency include blank EL EL10W]-[Wiring include blank PI/CPI]-[Motion Sensors include blank SA-EMRS LB- or HB-ERMS360 LB- or HB-MRMS360]-L835-CD1-[Packaging] | Indoor Luminaires | Linear Ambient | Direct Linear Ambient Luminaires | Standard | FALSE | [9 empty] | 42194 |  |  | NotYetVerified |  | 3 | 3810.11 | 115.85 | 32.89 | 6.83 | 0.99 | 3500 | 82
PQVYEQQM | Eaton (formerly Cooper Lighting) | Metalux | 4SNLED-LD4-36SL-RW-[Voltages include 120-277V]-[Emergency include blank EL EL10W]-[Wiring include blank PI/CPI]-[Motion Sensors include blank LB- or HB-ERMS360 LB- or HB-MRMS360]-L835-CD1-[Packaging] | Indoor Luminaires | Linear Ambient | Direct Linear Ambient Luminaires | Standard | FALSE | [9 empty] | 42194 |  |  | NotYetVerified |  | 3 | 3617.99 | 110 | 32.89 | 6.83 | 0.99 | 3500 | 82
P2WB1HGD | Eaton (formerly Cooper Lighting) | Metalux | 4SNLED-LD4-40SL-[Voltage includes 120V]-[Emergency include blank EL EL10W]-[Wiring include blank PI/CPI]-[Motion Sensors include blank LB- or HB-ERMS360 LB- or HB-MRMS360]-L835-5LTHD1-[Packaging] | Indoor Luminaires | Linear Ambient | Direct Linear Ambient Luminaires | Standard | FALSE | [9 empty] | 42194 |  |  | NotYetVerified |  | 3 | 4013 | 121.57 | 33.01 | 6.8 | 0.987 | 3500 | 82
P4P5JHCE | Eaton (formerly Cooper Lighting) | Metalux | 4SNLED-LD4-39SL-RM-[Voltage includes 120V]-[Emergency include blank EL EL10W]-[Wiring include blank PI/CPI]-[Motion Sensors include blank LB- or HB-ERMS360 LB- or HB-MRMS360]-L835-5LTHD1-[Packaging] | Indoor Luminaires | Linear Ambient | Direct Linear Ambient Luminaires | Standard | FALSE | [9 empty] | 42194 |  |  | NotYetVerified |  | 3 | 3923.56 | 118.86 | 33.01 | 6.8 | 0.987 | 3500 | 82
PN5GDXZ5 | Eaton (formerly Cooper Lighting) | Metalux | 4SNLED-LD4-37SL-LC-[Voltage includes 120V]-[Emergency include blank EL EL10W]-[Wiring include blank PI/CPI]-[Motion Sensors include blank SA-EMRS LB- or HB-ERMS360 LB- or HB-MRMS360]-L835-5LTHD1-[Packaging] | Indoor Luminaires | Linear Ambient | Direct Linear Ambient Luminaires | Standard | FALSE | [9 empty] | 42194 |  |  | NotYetVerified |  | 3 | 3821.71 | 115.77 | 33.01 | 6.8 | 0.987 | 3500 | 82
PERG7N6Q | Eaton (formerly Cooper Lighting) | Metalux | 4SNLED-LD4-37SL-LN-[Voltage includes 120V]-[Emergency include blank EL EL10W]-[Wiring include blank PI/CPI]-[Motion Sensors include blank SA-EMRS LB- or HB-ERMS360 LB- or HB-MRMS360]-L835-5LTHD1-[Packaging] | Indoor Luminaires | Linear Ambient | Direct Linear Ambient Luminaires | Standard | FALSE | [9 empty] | 42194 |  |  | NotYetVerified |  | 3 | 3810.11 | 115.42 | 33.01 | 6.8 | 0.987 | 3500 | 82
PNG7V791 | Eaton (formerly Cooper Lighting) | Metalux | 4SNLED-LD4-36SL-RW-[Voltage includes 120V]-[Emergency include blank EL EL10W]-[Wiring include blank PI/CPI]-[Motion Sensors include blank LB- or HB-ERMS360 LB- or HB-MRMS360]-L835-5LTHD1-[Packaging] | Indoor Luminaires | Linear Ambient | Direct Linear Ambient Luminaires | Standard | FALSE | [9 empty] | 42194 |  |  | NotYetVerified |  | 3 | 3617.99 | 109.6 | 33.01 | 6.8 | 0.987 | 3500 | 82
PPHE24VC | Eaton (formerly Cooper Lighting) | Metalux | 4SNLED-LD4-33SL-LW-[Voltage includes 120V]-[Emergency include blank EL EL10W]-[Wiring include blank PI/CPI]-[Motion Sensors include blank SA-EMRS LB- or HB-ERMS360 LB- or HB-MRMS360]-L835-5LTHD1-[Packaging] | Indoor Luminaires | Linear Ambient | Direct Linear Ambient Luminaires | Standard | FALSE | [9 empty] | 42194 |  |  | NotYetVerified |  | 3 | 3410.97 | 103.33 | 33.01 | 6.8 | 0.987 | 3500 | 82
PTWPRJZJ | Eaton (formerly Cooper Lighting) | Metalux | 4SNLED-LD4-36SL-[Voltage includes 120V]-[Emergency include blank EL EL10W]-[Wiring include blank PI/CPI]-[Motion Sensors include blank LB- or HB-ERMS360 LB- or HB-MRMS360]-L835-5LTHD1-[Packaging] | Indoor Luminaires | Linear Ambient | Direct Linear Ambient Luminaires | Standard | FALSE | [9 empty] | 42194 |  |  | NotYetVerified |  | 3 | 3603 | 123.18 | 29.25 | 6.7 | 0.985 | 3500 | 82
PWP59G4E | Eaton (formerly Cooper Lighting) | Metalux | 4SNLED-LD4-35SL-RM-[Voltage includes 120V]-[Emergency include blank EL EL10W]-[Wiring include blank PI/CPI]-[Motion Sensors include blank LB- or HB-ERMS360 LB- or HB-MRMS360]-L835-5LTHD1-[Packaging] | Indoor Luminaires | Linear Ambient | Direct Linear Ambient Luminaires | Standard | FALSE | [9 empty] | 42194 |  |  | NotYetVerified |  | 3 | 3522.7 | 120.43 | 29.25 | 6.7 | 0.985 | 3500 | 82
PYKJY212 | Eaton (formerly Cooper Lighting) | Metalux | 4SNLED-LD4-34SL-LC-[Voltage includes 120V]-[Emergency include blank EL EL10W]-[Wiring include blank PI/CPI]-[Motion Sensors include blank SA-EMRS LB- or HB-ERMS360 LB- or HB-MRMS360]-L835-5LTHD1-[Packaging] | Indoor Luminaires | Linear Ambient | Direct Linear Ambient Luminaires | Standard | FALSE | [9 empty] | 42194 |  |  | NotYetVerified |  | 3 | 3431.25 | 117.31 | 29.25 | 6.7 | 0.985 | 3500 | 82
PM625B1Y | Eaton (formerly Cooper Lighting) | Metalux | 4SNLED-LD4-34SL-LN-[Voltage includes 120V]-[Emergency include blank EL EL10W]-[Wiring include blank PI/CPI]-[Motion Sensors include blank SA-EMRS LB- or HB-ERMS360 LB- or HB-MRMS360]-L835-5LTHD1-[Packaging] | Indoor Luminaires | Linear Ambient | Direct Linear Ambient Luminaires | Standard | FALSE | [9 empty] | 42194 |  |  | NotYetVerified |  | 3 | 3420.84 | 116.95 | 29.25 | 6.7 | 0.985 | 3500 | 82
P5XZV54E | Eaton (formerly Cooper Lighting) | Metalux | 4SNLED-LD4-32SL-RW-[Voltage includes 120V]-[Emergency include blank EL EL10W]-[Wiring include blank PI/CPI]-[Motion Sensors include blank LB- or HB-ERMS360 LB- or HB-MRMS360]-L835-5LTHD1-[Packaging] | Indoor Luminaires | Linear Ambient | Direct Linear Ambient Luminaires | Standard | FALSE | [9 empty] | 42194 |  |  | NotYetVerified |  | 3 | 3248.35 | 111.05 | 29.25 | 6.7 | 0.985 | 3500 | 82
PXAQFKDA | Eaton (formerly Cooper Lighting) | Metalux | 4SNLED-LD4-30SL-LW-[Voltage includes 120V]-[Emergency include blank EL EL10W]-[Wiring include blank PI/CPI]-[Motion Sensors include blank SA-EMRS LB- or HB-ERMS360 LB- or HB-MRMS360]-L835-5LTHD1-[Packaging] | Indoor Luminaires | Linear Ambient | Direct Linear Ambient Luminaires | Standard | FALSE | [9 empty] | 42194 |  |  | NotYetVerified |  | 3 | 3062.48 | 104.7 | 29.25 | 6.7 | 0.985 | 3500 | 82
PPKX6RGT | Eaton (formerly Cooper Lighting) | Metalux | 4SNLED-LD4-33SL-LW-[Voltages include 120-277V]-[Emergency include blank EL EL10W]-[Wiring include blank PI/CPI]-[Motion Sensors include blank SA-EMRS LB- or HB-ERMS360 LB- or HB-MRMS360]-L835-CD1-[Packaging] | Indoor Luminaires | Linear Ambient | Direct Linear Ambient Luminaires | Standard | FALSE | [9 empty] | 42194 |  |  | NotYetVerified |  | 3 | 3410.97 | 104.86 | 32.53 | 6.65 | 0.994 | 3500 | 82
P32W276N | Eaton (formerly Cooper Lighting) | Metalux | 4SNLED-LD4-32SL-[Voltage includes 120V]-[Emergency include blank EL EL10W]-[Wiring include blank PI/CPI]-[Motion Sensors include blank LB- or HB-ERMS360 LB- or HB-MRMS360]-L835-5LTHD1-[Packaging] | Indoor Luminaires | Linear Ambient | Direct Linear Ambient Luminaires | Standard | FALSE | [9 empty] | 42194 |  |  | NotYetVerified |  | 3 | 3214 | 123.97 | 25.93 | 6.6 | 0.983 | 3500 | 82
PPHWD49F | Eaton (formerly Cooper Lighting) | Metalux | 4SNLED-LD4-31SL-RM-[Voltage includes 120V]-[Emergency include blank EL EL10W]-[Wiring include blank PI/CPI]-[Motion Sensors include blank LB- or HB-ERMS360 LB- or HB-MRMS360]-L835-5LTHD1-[Packaging] | Indoor Luminaires | Linear Ambient | Direct Linear Ambient Luminaires | Standard | FALSE | [9 empty] | 42194 |  |  | NotYetVerified |  | 3 | 3142.37 | 121.21 | 25.93 | 6.6 | 0.983 | 3500 | 82
P6KKN5DW | Eaton (formerly Cooper Lighting) | Metalux | 4SNLED-LD4-30SL-LC-[Voltage includes 120V]-[Emergency include blank EL EL10W]-[Wiring include blank PI/CPI]-[Motion Sensors include blank SA-EMRS LB- or HB-ERMS360 LB- or HB-MRMS360]-L835-5LTHD1-[Packaging] | Indoor Luminaires | Linear Ambient | Direct Linear Ambient Luminaires | Standard | FALSE | [9 empty] | 42194 |  |  | NotYetVerified |  | 3 | 3060.79 | 118.06 | 25.93 | 6.6 | 0.983 | 3500 | 82
PVFEKNZB | Eaton (formerly Cooper Lighting) | Metalux | 4SNLED-LD4-30SL-LN-[Voltage includes 120V]-[Emergency include blank EL EL10W]-[Wiring include blank PI/CPI]-[Motion Sensors include blank SA-EMRS LB- or HB-ERMS360 LB- or HB-MRMS360]-L835-5LTHD1-[Packaging] | Indoor Luminaires | Linear Ambient | Direct Linear Ambient Luminaires | Standard | FALSE | [9 empty] | 42194 |  |  | NotYetVerified |  | 3 | 3051.51 | 117.71 | 25.93 | 6.6 | 0.983 | 3500 | 82
PYPKGWYQ | Eaton (formerly Cooper Lighting) | Metalux | 4SNLED-LD4-28SL-RW-[Voltage includes 120V]-[Emergency include blank EL EL10W]-[Wiring include blank PI/CPI]-[Motion Sensors include blank LB- or HB-ERMS360 LB- or HB-MRMS360]-L835-5LTHD1-[Packaging] | Indoor Luminaires | Linear Ambient | Direct Linear Ambient Luminaires | Standard | FALSE | [9 empty] | 42194 |  |  | NotYetVerified |  | 3 | 2897.64 | 111.77 | 25.93 | 6.6 | 0.983 | 3500 | 82
P8Y22XV8 | Eaton (formerly Cooper Lighting) | Metalux | 4SNLED-LD4-27SL-LW-[Voltage includes 120V]-[Emergency include blank EL EL10W]-[Wiring include blank PI/CPI]-[Motion Sensors include blank SA-EMRS LB- or HB-ERMS360 LB- or HB-MRMS360]-L835-5LTHD1-[Packaging] | Indoor Luminaires | Linear Ambient | Direct Linear Ambient Luminaires | Standard | FALSE | [9 empty] | 42194 |  |  | NotYetVerified |  | 3 | 2731.83 | 105.37 | 25.93 | 6.6 | 0.983 | 3500 | 82
PWVZ7DEC | Eaton (formerly Cooper Lighting) | Metalux | 4SNLED-LD4-28SL-[Voltage includes 120V]-[Emergency include blank EL EL10W]-[Wiring include blank PI/CPI]-[Motion Sensors include blank LB- or HB-ERMS360 LB- or HB-MRMS360]-L835-5LTHD1-[Packaging] | Indoor Luminaires | Linear Ambient | Direct Linear Ambient Luminaires | Standard | FALSE | [9 empty] | 42194 |  |  | NotYetVerified |  | 3 | 2823 | 124.64 | 22.65 | 6.4 | 0.979 | 3500 | 82
PK1WCK9P | Eaton (formerly Cooper Lighting) | Metalux | 4SNLED-LD4-27SL-RM-[Voltage includes 120V]-[Emergency include blank EL EL10W]-[Wiring include blank PI/CPI]-[Motion Sensors include blank LB- or HB-ERMS360 LB- or HB-MRMS360]-L835-5LTHD1-[Packaging] | Indoor Luminaires | Linear Ambient | Direct Linear Ambient Luminaires | Standard | FALSE | [9 empty] | 42194 |  |  | NotYetVerified |  | 3 | 2760.09 | 121.87 | 22.65 | 6.4 | 0.979 | 3500 | 82
PM3KAEHQ | Eaton (formerly Cooper Lighting) | Metalux | 4SNLED-LD4-26SL-LC-[Voltage includes 120V]-[Emergency include blank EL EL10W]-[Wiring include blank PI/CPI]-[Motion Sensors include blank SA-EMRS LB- or HB-ERMS360 LB- or HB-MRMS360]-L835-5LTHD1-[Packaging] | Indoor Luminaires | Linear Ambient | Direct Linear Ambient Luminaires | Standard | FALSE | [9 empty] | 42194 |  |  | NotYetVerified |  | 3 | 2688.43 | 118.7 | 22.65 | 6.4 | 0.979 | 3500 | 82
P7V5ERFZ | Eaton (formerly Cooper Lighting) | Metalux | 4SNLED-LD4-26SL-LN-[Voltage includes 120V]-[Emergency include blank EL EL10W]-[Wiring include blank PI/CPI]-[Motion Sensors include blank SA-EMRS LB- or HB-ERMS360 LB- or HB-MRMS360]-L835-5LTHD1-[Packaging] | Indoor Luminaires | Linear Ambient | Direct Linear Ambient Luminaires | Standard | FALSE | [9 empty] | 42194 |  |  | NotYetVerified |  | 3 | 2680.28 | 118.34 | 22.65 | 6.4 | 0.979 | 3500 | 82
P241552V | Eaton (formerly Cooper Lighting) | Metalux | 4SNLED-LD4-25SL-RW-[Voltage includes 120V]-[Emergency include blank EL EL10W]-[Wiring include blank PI/CPI]-[Motion Sensors include blank LB- or HB-ERMS360 LB- or HB-MRMS360]-L835-5LTHD1-[Packaging] | Indoor Luminaires | Linear Ambient | Direct Linear Ambient Luminaires | Standard | FALSE | [9 empty] | 42194 |  |  | NotYetVerified |  | 3 | 2545.13 | 112.38 | 22.65 | 6.4 | 0.979 | 3500 | 82
PWZPMV5A | Eaton (formerly Cooper Lighting) | Metalux | 4SNLED-LD4-23SL-LW-[Voltage includes 120V]-[Emergency include blank EL EL10W]-[Wiring include blank PI/CPI]-[Motion Sensors include blank SA-EMRS LB- or HB-ERMS360 LB- or HB-MRMS360]-L835-5LTHD1-[Packaging] | Indoor Luminaires | Linear Ambient | Direct Linear Ambient Luminaires | Standard | FALSE | [9 empty] | 42194 |  |  | NotYetVerified |  | 3 | 2399.49 | 105.95 | 22.65 | 6.4 | 0.979 | 3500 | 82
PC7DGU3K | Eaton (formerly Cooper Lighting) | Metalux | 4SNLED-LD4-24SL-[Voltage includes 120V]-[Emergency include blank EL EL10W]-[Wiring include blank PI/CPI]-[Motion Sensors include blank LB- or HB-ERMS360 LB- or HB-MRMS360]-L835-5LTHD1-[Packaging] | Indoor Luminaires | Linear Ambient | Direct Linear Ambient Luminaires | Standard | FALSE | [9 empty] | 42194 |  |  | NotYetVerified |  | 3 | 2416 | 124.71 | 19.37 | 6.1 | 0.974 | 3500 | 82
PE2M8J77 | Eaton (formerly Cooper Lighting) | Metalux | 4SNLED-LD4-23SL-RM-[Voltage includes 120V]-[Emergency include blank EL EL10W]-[Wiring include blank PI/CPI]-[Motion Sensors include blank LB- or HB-ERMS360 LB- or HB-MRMS360]-L835-5LTHD1-[Packaging] | Indoor Luminaires | Linear Ambient | Direct Linear Ambient Luminaires | Standard | FALSE | [9 empty] | 42194 |  |  | NotYetVerified |  | 3 | 2362.16 | 121.93 | 19.37 | 6.1 | 0.974 | 3500 | 82
P4TAG6K2 | Eaton (formerly Cooper Lighting) | Metalux | 4SNLED-LD4-22SL-LC-[Voltage includes 120V]-[Emergency include blank EL EL10W]-[Wiring include blank PI/CPI]-[Motion Sensors include blank SA-EMRS LB- or HB-ERMS360 LB- or HB-MRMS360]-L835-5LTHD1-[Packaging] | Indoor Luminaires | Linear Ambient | Direct Linear Ambient Luminaires | Standard | FALSE | [9 empty] | 42194 |  |  | NotYetVerified |  | 3 | 2300.83 | 118.76 | 19.37 | 6.1 | 0.974 | 3500 | 82
PQ7R1T37 | Eaton (formerly Cooper Lighting) | Metalux | 4SNLED-LD4-22SL-LN-[Voltage includes 120V]-[Emergency include blank EL EL10W]-[Wiring include blank PI/CPI]-[Motion Sensors include blank SA-EMRS LB- or HB-ERMS360 LB- or HB-MRMS360]-L835-5LTHD1-[Packaging] | Indoor Luminaires | Linear Ambient | Direct Linear Ambient Luminaires | Standard | FALSE | [9 empty] | 42194 |  |  | NotYetVerified |  | 3 | 2293.85 | 118.4 | 19.37 | 6.1 | 0.974 | 3500 | 82
P1MYHNCH | Eaton (formerly Cooper Lighting) | Metalux | 4SNLED-LD4-21SL-RW-[Voltage includes 120V]-[Emergency include blank EL EL10W]-[Wiring include blank PI/CPI]-[Motion Sensors include blank LB- or HB-ERMS360 LB- or HB-MRMS360]-L835-5LTHD1-[Packaging] | Indoor Luminaires | Linear Ambient | Direct Linear Ambient Luminaires | Standard | FALSE | [9 empty] | 42194 |  |  | NotYetVerified |  | 3 | 2178.19 | 112.43 | 19.37 | 6.1 | 0.974 | 3500 | 82
PBJV53RW | Eaton (formerly Cooper Lighting) | Metalux | 4SNLED-LD4-20SL-LW-[Voltage includes 120V]-[Emergency include blank EL EL10W]-[Wiring include blank PI/CPI]-[Motion Sensors include blank SA-EMRS LB- or HB-ERMS360 LB- or HB-MRMS360]-L835-5LTHD1-[Packaging] | Indoor Luminaires | Linear Ambient | Direct Linear Ambient Luminaires | Standard | FALSE | [9 empty] | 42194 |  |  | NotYetVerified |  | 3 | 2053.55 | 106 | 19.37 | 6.1 | 0.974 | 3500 | 82
PVSBD3D3 | Eaton (formerly Cooper Lighting) | Metalux | 4SNLED-LD4-20SL-[Voltage includes 120V]-[Emergency include blank EL EL10W]-[Wiring include blank PI/CPI]-[Motion Sensors include blank LB- or HB-ERMS360 LB- or HB-MRMS360]-L835-5LTHD1-[Packaging] | Indoor Luminaires | Linear Ambient | Direct Linear Ambient Luminaires | Standard | FALSE | [9 empty] | 42194 |  |  | NotYetVerified |  | 3 | 2140 | 124.28 | 17.22 | 5.9 | 0.97 | 3500 | 82
P35NBG54 | Eaton (formerly Cooper Lighting) | Metalux | 4SNLED-LD4-19SL-RM-[Voltage includes 120V]-[Emergency include blank EL EL10W]-[Wiring include blank PI/CPI]-[Motion Sensors include blank LB- or HB-ERMS360 LB- or HB-MRMS360]-L835-5LTHD1-[Packaging] | Indoor Luminaires | Linear Ambient | Direct Linear Ambient Luminaires | Standard | FALSE | [9 empty] | 42194 |  |  | NotYetVerified |  | 3 | 2092.31 | 121.51 | 17.22 | 5.9 | 0.97 | 3500 | 82
P3Z24QFW | Eaton (formerly Cooper Lighting) | Metalux | 4SNLED-LD4-18SL-LC-[Voltage includes 120V]-[Emergency include blank EL EL10W]-[Wiring include blank PI/CPI]-[Motion Sensors include blank SA-EMRS LB- or HB-ERMS360 LB- or HB-MRMS360]-L835-5LTHD1-[Packaging] | Indoor Luminaires | Linear Ambient | Direct Linear Ambient Luminaires | Standard | FALSE | [9 empty] | 42194 |  |  | NotYetVerified |  | 3 | 2037.99 | 118.36 | 17.22 | 5.9 | 0.97 | 3500 | 82
P6UFWDN4 | Eaton (formerly Cooper Lighting) | Metalux | 4SNLED-LD4-18SL-LN-[Voltage includes 120V]-[Emergency include blank EL EL10W]-[Wiring include blank PI/CPI]-[Motion Sensors include blank SA-EMRS LB- or HB-ERMS360 LB- or HB-MRMS360]-L835-5LTHD1-[Packaging] | Indoor Luminaires | Linear Ambient | Direct Linear Ambient Luminaires | Standard | FALSE | [9 empty] | 42194 |  |  | NotYetVerified |  | 3 | 2031.81 | 118 | 17.22 | 5.9 | 0.97 | 3500 | 82
PCHZZZRG | Eaton (formerly Cooper Lighting) | Metalux | 4SNLED-LD4-18SL-RW-[Voltage includes 120V]-[Emergency include blank EL EL10W]-[Wiring include blank PI/CPI]-[Motion Sensors include blank LB- or HB-ERMS360 LB- or HB-MRMS360]-L835-5LTHD1-[Packaging] | Indoor Luminaires | Linear Ambient | Direct Linear Ambient Luminaires | Standard | FALSE | [9 empty] | 42194 |  |  | NotYetVerified |  | 3 | 1929.36 | 112.05 | 17.22 | 5.9 | 0.97 | 3500 | 82
PG3C45U8 | Eaton (formerly Cooper Lighting) | Metalux | 4SNLED-LD4-16SL-LW-[Voltage includes 120V]-[Emergency include blank EL EL10W]-[Wiring include blank PI/CPI]-[Motion Sensors include blank SA-EMRS LB- or HB-ERMS360 LB- or HB-MRMS360]-L835-5LTHD1-[Packaging] | Indoor Luminaires | Linear Ambient | Direct Linear Ambient Luminaires | Standard | FALSE | [9 empty] | 42194 |  |  | NotYetVerified |  | 3 | 1818.96 | 105.64 | 17.22 | 5.9 | 0.97 | 3500 | 82
P7A5TMTV | Eaton (formerly Cooper Lighting) | Metalux | 4SNLED-LD4-32SL-[Voltages include 120-277V]-[Emergency include blank EL EL10W]-[Wiring include blank PI/CPI]-[Motion Sensors include blank LB- or HB-ERMS360 LB- or HB-MRMS360]-L835-CD1-[Packaging] | Indoor Luminaires | Linear Ambient | Direct Linear Ambient Luminaires | Standard | FALSE | [9 empty] | 42194 |  |  | NotYetVerified |  | 3 | 3214 | 127.52 | 25.2 | 5.75 | 0.993 | 3500 | 82
PJ87XCFC | Eaton (formerly Cooper Lighting) | Metalux | 4SNLED-LD4-31SL-RM-[Voltages include 120-277V]-[Emergency include blank EL EL10W]-[Wiring include blank PI/CPI]-[Motion Sensors include blank LB- or HB-ERMS360 LB- or HB-MRMS360]-L835-CD1-[Packaging] | Indoor Luminaires | Linear Ambient | Direct Linear Ambient Luminaires | Standard | FALSE | [9 empty] | 42194 |  |  | NotYetVerified |  | 3 | 3142.37 | 124.68 | 25.2 | 5.75 | 0.993 | 3500 | 82
PWDV6GXG | Eaton (formerly Cooper Lighting) | Metalux | 4SNLED-LD4-30SL-LC-[Voltages include 120-277V]-[Emergency include blank EL EL10W]-[Wiring include blank PI/CPI]-[Motion Sensors include blank SA-EMRS LB- or HB-ERMS360 LB- or HB-MRMS360]-L835-CD1-[Packaging] | Indoor Luminaires | Linear Ambient | Direct Linear Ambient Luminaires | Standard | FALSE | [9 empty] | 42194 |  |  | NotYetVerified |  | 3 | 3060.79 | 121.44 | 25.2 | 5.75 | 0.993 | 3500 | 82
P4949DFV | Eaton (formerly Cooper Lighting) | Metalux | 4SNLED-LD4-30SL-LN-[Voltages include 120-277V]-[Emergency include blank EL EL10W]-[Wiring include blank PI/CPI]-[Motion Sensors include blank SA-EMRS LB- or HB-ERMS360 LB- or HB-MRMS360]-L835-CD1-[Packaging] | Indoor Luminaires | Linear Ambient | Direct Linear Ambient Luminaires | Standard | FALSE | [9 empty] | 42194 |  |  | NotYetVerified |  | 3 | 3051.51 | 121.07 | 25.2 | 5.75 | 0.993 | 3500 | 82
PSWX2R6T | Eaton (formerly Cooper Lighting) | Metalux | 4SNLED-LD4-28SL-RW-[Voltages include 120-277V]-[Emergency include blank EL EL10W]-[Wiring include blank PI/CPI]-[Motion Sensors include blank LB- or HB-ERMS360 LB- or HB-MRMS360]-L835-CD1-[Packaging] | Indoor Luminaires | Linear Ambient | Direct Linear Ambient Luminaires | Standard | FALSE | [9 empty] | 42194 |  |  | NotYetVerified |  | 3 | 2897.64 | 114.97 | 25.2 | 5.75 | 0.993 | 3500 | 82
PYFJ229E | Eaton (formerly Cooper Lighting) | Metalux | 4SNLED-LD4-27SL-LW-[Voltages include 120-277V]-[Emergency include blank EL EL10W]-[Wiring include blank PI/CPI]-[Motion Sensors include blank SA-EMRS LB- or HB-ERMS360 LB- or HB-MRMS360]-L835-CD1-[Packaging] | Indoor Luminaires | Linear Ambient | Direct Linear Ambient Luminaires | Standard | FALSE | [9 empty] | 42194 |  |  | NotYetVerified |  | 3 | 2731.83 | 108.39 | 25.2 | 5.75 | 0.993 | 3500 | 82
P44PG7EW | SIMKAR Corporation | LCH | LCH4FA2035U1[No Reflectors][120V Only] | Indoor Luminaires | Linear Ambient | Direct Linear Ambient Luminaires | Standard | TRUE | 1939 | 99.8 | 19.43 | 10 | 0.989 | 3490 | 82.9 | 5 | 50000 | 42193 |  |  | NotYetVerified |  | 3 | 1939 | 99.8 | 19.43 | 20 | 0.9 | 3500 | 84
P4JN1M5V | SIMKAR Corporation | LCH | LCH8FA4335U1 [No Reflectors] [120V ONLY] | Indoor Luminaires | Linear Ambient | Direct Linear Ambient Luminaires | Standard | TRUE | 4076 | 112 | 36.35 | 11.2 | 0.987 | 3488 | 84.1 | 5 | 72000 | 42193 |  |  | NotYetVerified |  | 3 | 4076 | 112 | 36.35 | 11.2 | 0.987 | 3488 | 84.1
PFYKS7RQ | SIMKAR Corporation | LCH | LCH4FA6035U1[No Reflectors] | Indoor Luminaires | Linear Ambient | Direct Linear Ambient Luminaires | Standard | TRUE | 5203 | 85.5 | 60.83 | 6.77 | 0.957 | 3515 | 84.7 | 5 | 50000 | 42193 |  |  | NotYetVerified |  | 3 | 5203 | 85.5 | 60.83 | 20 | 0.9 | 3500 | 84
PX67VJZG | SIMKAR Corporation | LCH | LCH8FA12035U1 [No Reflectors] | Indoor Luminaires | Linear Ambient | Direct Linear Ambient Luminaires | Standard | TRUE | 11080 | 91.9 | 120.6 | 6.79 | 0.954 | 3534 | 84.3 | 5 | 72000 | 42193 |  |  | NotYetVerified |  | 3 | 11080 | 91.9 | 120.6 | 6.79 | 0.954 | 3534 | 84.3
PZFESSJG | SIMKAR Corporation | LCH | LCH4FA8635U1[No Reflectors] | Indoor Luminaires | Linear Ambient | Direct Linear Ambient Luminaires | Standard | TRUE | 7943 | 92.8 | 85.63 | 9.83 | 0.918 | 3510 | 83.2 | 5 | 50000 | 42193 |  |  | NotYetVerified |  | 3 | 7943 | 92.8 | 85.63 | 20 | 0.9 | 3500 | 83.2
PU1F3TC2 | SIMKAR Corporation | LCH | LCH4FA4335U1[No Reflectors] | Indoor Luminaires | Linear Ambient | Direct Linear Ambient Luminaires | Standard | TRUE | 4100 | 93.9 | 43.65 | 8.89 | 0.918 | 3502 | 84.8 | 5 | 50000 | 42193 |  |  | NotYetVerified |  | 3 | 4100 | 93.9 | 43.65 | 20 | 0.9 | 3500 | 84
PGCANW79 | SIMKAR Corporation | LCH | LCH8FA8635U1 [No Reflectors] | Indoor Luminaires | Linear Ambient | Direct Linear Ambient Luminaires | Standard | TRUE | 8765 | 102 | 86.22 | 9.31 | 0.917 | 3516 | 84.3 | 5 | 72000 | 42193 |  |  | NotYetVerified |  | 3 | 8765 | 102 | 86.22 | 9.31 | 0.917 | 3516 | 84.3
P9NGB8XX | SIMKAR Corporation | LCH | LCH8FA12050U1 [No Reflectors] | Indoor Luminaires | Linear Ambient | Direct Linear Ambient Luminaires | Standard | FALSE | [9 empty] | 42193 |  |  | NotYetVerified |  | 3 | 11490 | 93.9 | 122.4 | 8.69 | 0.993 | 5273 | 84.2
P82ZJ5WP | SIMKAR Corporation | LCH | LCH8FA8650U1 [No Reflectors] | Indoor Luminaires | Linear Ambient | Direct Linear Ambient Luminaires | Standard | FALSE | [9 empty] | 42193 |  |  | NotYetVerified |  | 3 | 9203 | 105 | 87.76 | 2.83 | 0.997 | 5206 | 83.9
P36GX2GP | SIMKAR Corporation | LCH | LCH8FA4350U1 [No Reflectors] [120V ONLY] | Indoor Luminaires | Linear Ambient | Direct Linear Ambient Luminaires | Standard | FALSE | [9 empty] | 42193 |  |  | NotYetVerified |  | 3 | 4187 | 114 | 36.83 | 11.2 | 0.987 | 5168 | 83.7
P4J2Z4M7 | SIMKAR Corporation | LCH | LCH4FA8650U1[No Reflectors] | Indoor Luminaires | Linear Ambient | Direct Linear Ambient Luminaires | Standard | FALSE | [9 empty] | 42193 |  |  | NotYetVerified |  | 3 | 9072 | 105 | 86.13 | 20 | 0.9 | 5000 | 84.1
PN2JVEW2 | SIMKAR Corporation | LCH | LCH4FA6050U1[No Reflectors] | Indoor Luminaires | Linear Ambient | Direct Linear Ambient Luminaires | Standard | FALSE | [9 empty] | 42193 |  |  | NotYetVerified |  | 3 | 5725 | 92.5 | 61.87 | 20 | 0.9 | 5000 | 84
PECZ9ZG2 | SIMKAR Corporation | LCH | LCH4FA4350U1[No Reflectors] | Indoor Luminaires | Linear Ambient | Direct Linear Ambient Luminaires | Standard | FALSE | [9 empty] | 42193 |  |  | NotYetVerified |  | 3 | 4513 | 102 | 44.27 | 20 | 0.9 | 5000 | 84
PBA6W2GG | SIMKAR Corporation | LCH | LCH4FA2050U1[No Reflectors][120V Only] | Indoor Luminaires | Linear Ambient | Direct Linear Ambient Luminaires | Standard | FALSE | [9 empty] | 42193 |  |  | NotYetVerified |  | 3 | 2141 | 108 | 19.74 | 20 | 0.9 | 5000 | 84
PATSU8Q5 | SIMKAR Corporation | LCH | LCH4FA6041U1[No Reflectors] | Indoor Luminaires | Linear Ambient | Direct Linear Ambient Luminaires | Standard | FALSE | [9 empty] | 42193 |  |  | NotYetVerified |  | 3 | 6693 | 111 | 60.44 | 20 | 0.9 | 4100 | 84
PH5DCE1Y | SIMKAR Corporation | LCH | LCH4FA4341U1[No Reflectors] | Indoor Luminaires | Linear Ambient | Direct Linear Ambient Luminaires | Standard | FALSE | [9 empty] | 42193 |  |  | NotYetVerified |  | 3 | 4679 | 108 | 43.22 | 20 | 0.9 | 4100 | 84
P2YH9131 | SIMKAR Corporation | LCH | LCH4FA2041U1[No Reflectors][120V Only] | Indoor Luminaires | Linear Ambient | Direct Linear Ambient Luminaires | Standard | FALSE | [9 empty] | 42193 |  |  | NotYetVerified |  | 3 | 2179 | 114 | 19.16 | 20 | 0.9 | 4100 | 84
PUG8ETM4 | SIMKAR Corporation | LCH | LCH4FA8641U1[No Reflectors] | Indoor Luminaires | Linear Ambient | Direct Linear Ambient Luminaires | Standard | FALSE | [9 empty] | 42193 |  |  | NotYetVerified |  | 3 | 9044 | 107 | 84.8 | 20 | 0.9 | 4100 | 83.2
PFX5817S | SIMKAR Corporation | LCH | LCH8FA12041U1 [No Reflectors] | Indoor Luminaires | Linear Ambient | Direct Linear Ambient Luminaires | Standard | FALSE | [9 empty] | 42193 |  |  | NotYetVerified |  | 3 | 12080 | 101 | 119.5 | 6.62 | 0.995 | 4072 | 82.6
P2VY382R | SIMKAR Corporation | LCH | LCH8FA8641U1 [No Reflectors] | Indoor Luminaires | Linear Ambient | Direct Linear Ambient Luminaires | Standard | FALSE | [9 empty] | 42193 |  |  | NotYetVerified |  | 3 | 9428 | 110 | 85.68 | 2.81 | 0.996 | 4048 | 82.6
PJVTEXWR | SIMKAR Corporation | LCH | LCH8FA4341U1 [No Reflectors] [120V ONLY] | Indoor Luminaires | Linear Ambient | Direct Linear Ambient Luminaires | Standard | FALSE | [9 empty] | 42193 |  |  | NotYetVerified |  | 3 | 4320 | 120 | 35.98 | 11.3 | 0.987 | 4029 | 82.4
P8XMXZN8 | Shenzhen sunpzone lighting electronic co. ltd | Sunpzone | SPZTP440(5000K) | Indoor Luminaires | Linear Ambient | Direct Linear Ambient Luminaires | Standard | FALSE | [9 empty] | 42193 | Not Dimmable | Not Dimmable | NotYetVerified |  | 3 | 3800 | 111.76 | 34 | 3.1 | 0.995 | 5000 | 83
PG8XJ75Y | Shenzhen sunpzone lighting electronic co. ltd | Sunpzone | SPZTP440(4500K) | Indoor Luminaires | Linear Ambient | Direct Linear Ambient Luminaires | Standard | FALSE | [9 empty] | 42193 | Not Dimmable | Not Dimmable | NotYetVerified |  | 3 | 3800 | 111.76 | 34 | 3.1 | 0.995 | 4500 | 83
PH99Y1V7 | Shenzhen sunpzone lighting electronic co. ltd | Sunpzone | SPZTP440(4000K) | Indoor Luminaires | Linear Ambient | Direct Linear Ambient Luminaires | Standard | FALSE | [9 empty] | 42193 | Not Dimmable | Not Dimmable | NotYetVerified |  | 3 | 3800 | 111.76 | 34 | 3.1 | 0.995 | 4000 | 83
PVSB64SC | Shenzhen sunpzone lighting electronic co. ltd | Sunpzone | SPZTP440(3500K) | Indoor Luminaires | Linear Ambient | Direct Linear Ambient Luminaires | Standard | FALSE | [9 empty] | 42193 | Not Dimmable | Not Dimmable | NotYetVerified |  | 3 | 3800 | 111.76 | 34 | 3.1 | 0.995 | 3500 | 83
PYCZAJYV | SIMKAR Corporation | LCH | LCH8FA17035U1 | Indoor Luminaires | Linear Ambient | Direct Linear Ambient Luminaires | Standard | TRUE | 16790 | 98 | 171.4 | 9.32 | 0.917 | 3518 | 83.2 | 5 | 72000 | 42192 |  |  | NotYetVerified |  | 3
PSDVG816 | SIMKAR Corporation | LCH | LCH8FA17050U1 | Indoor Luminaires | Linear Ambient | Direct Linear Ambient Luminaires | Standard | FALSE | [9 empty] | 42192 |  |  | NotYetVerified |  | 3 | 18180 | 106 | 171.5 | 2.86 | 0.996 | 5290 | 84.4
PH2DFGMG | SIMKAR Corporation | LCH | LCH8FA17041U1 | Indoor Luminaires | Linear Ambient | Direct Linear Ambient Luminaires | Standard | FALSE | [9 empty] | 42192 |  |  | NotYetVerified |  | 3 | 18290 | 108 | 169.8 | 2.86 | 0.996 | 3999 | 83.1
PK25VNVB | Pinnacle Architectural Lighting | Linero | L6A35-40HO-4-X-UNV-1C-X | Indoor Luminaires | Linear Ambient | Linear Ambient Luminaires w/ Indirect component | Standard | TRUE | 3959.01 | 83.7 | 47.3 | 15.9 | 0.963 | 4040 | 83 | 5 | 50000 | 42191 |  |  | NotYetVerified | Updated 11/4/2016 | 3 | 3960 | 83.6856 | 47.32 | 10 | 0.942 | 4040 | 83
PKUDQFC3 | Pinnacle Architectural Lighting | Linero | L6A35-40-4-X-UNV-1C-X | Indoor Luminaires | Linear Ambient | Linear Ambient Luminaires w/ Indirect component | Standard | TRUE | 3161.14 | 88.3 | 35.8 | 18 | 0.942 | 4040 | 83 | 5 | 50000 | 42191 |  |  | NotYetVerified | Updated 11/4/2016 | 3 | 3164 | 88.3799 | 35.8 | 10 | 0.942 | 4040 | 83
PGE6BXSF | Voltech International Inc. | Technilight | TLWPC44D | Indoor Luminaires | Linear Ambient | Direct Linear Ambient Luminaires | Standard | TRUE | 4276.4 | 96.35 | 44.38 | 14.26 | 0.9011 | 2850 | 85.3 | 5 | 50000 | 42191 |  |  | NotYetVerified |  | 3 | 4360.5 | 96.98 | 44.96 | 18.53 | 0.9011 | 2700 | 85.3
PC6Y84R6 | Pinnacle Architectural Lighting | Linero | LC6A35-40HO-8-X-UNV-1C-X | Indoor Luminaires | Linear Ambient | Linear Ambient Luminaires w/ Indirect component | Standard | FALSE | [9 empty] | 42191 |  |  | NotYetVerified |  | 3 | 7920 | 83.6856 | 94.64 | 10 | 0.942 | 4040 | 83
P4QRR3DJ | Pinnacle Architectural Lighting | Linero | L6A35-40HO-8-X-UNV-1C-X | Indoor Luminaires | Linear Ambient | Linear Ambient Luminaires w/ Indirect component | Standard | FALSE | [9 empty] | 42191 |  |  | NotYetVerified |  | 3 | 7920 | 83.6856 | 94.64 | 10 | 0.942 | 4040 | 83
PAS5Z9NF | Pinnacle Architectural Lighting | Linero | LC6A35-40-8-X-UNV-1C-X | Indoor Luminaires | Linear Ambient | Linear Ambient Luminaires w/ Indirect component | Standard | FALSE | [9 empty] | 42191 |  |  | NotYetVerified |  | 3 | 6328 | 88.3799 | 71.6 | 10 | 0.942 | 4040 | 83
P9BUVV9C | Pinnacle Architectural Lighting | Linero | L6A35-40-8-X-UNV-1C-X | Indoor Luminaires | Linear Ambient | Linear Ambient Luminaires w/ Indirect component | Standard | FALSE | [9 empty] | 42191 |  |  | NotYetVerified |  | 3 | 6328 | 88.3799 | 71.6 | 10 | 0.942 | 4040 | 83
PNHP1JU9 | Pinnacle Architectural Lighting | Linero | LC6A35-40HO-4-X-UNV-1C-X | Indoor Luminaires | Linear Ambient | Linear Ambient Luminaires w/ Indirect component | Standard | FALSE | [9 empty] | 42191 |  |  | NotYetVerified |  | 3 | 3960 | 83.6856 | 47.32 | 10 | 0.942 | 4040 | 83
PTV5WD1E | Pinnacle Architectural Lighting | Linero | LC6A35-40-4-X-UNV-1C-X | Indoor Luminaires | Linear Ambient | Linear Ambient Luminaires w/ Indirect component | Standard | FALSE | [9 empty] | 42191 |  |  | NotYetVerified |  | 3 | 3164 | 88.3799 | 35.8 | 10 | 0.942 | 4040 | 83
PRCB7DE5 | Pinnacle Architectural Lighting | Linero | LC6A35-40HO-8-X-UNV-1D-X | Indoor Luminaires | Linear Ambient | Linear Ambient Luminaires w/ Indirect component | Standard | FALSE | [9 empty] | 42191 |  |  | NotYetVerified |  | 3 | 7920 | 83.68 | 94.64 | 10 | 0.942 | 4040 | 83
P68827RK | Pinnacle Architectural Lighting | Linero | L6A35-40HO-8-X-UNV-1D-X | Indoor Luminaires | Linear Ambient | Linear Ambient Luminaires w/ Indirect component | Standard | FALSE | [9 empty] | 42191 |  |  | NotYetVerified |  | 3 | 7920 | 88.37 | 94.64 | 10 | 0.942 | 4040 | 83
PXCE2541 | Pinnacle Architectural Lighting | Linero | LC6A35-40-8-X-UNV-1D-X | Indoor Luminaires | Linear Ambient | Linear Ambient Luminaires w/ Indirect component | Standard | FALSE | [9 empty] | 42191 |  |  | NotYetVerified |  | 3 | 6328 | 83.68 | 71.6 | 10 | 0.942 | 4040 | 83
PWMGFX15 | Pinnacle Architectural Lighting | Linero | L6A35-40-8-X-UNV-1D-X | Indoor Luminaires | Linear Ambient | Linear Ambient Luminaires w/ Indirect component | Standard | FALSE | [9 empty] | 42191 |  |  | NotYetVerified |  | 3 | 6328 | 88.37 | 71.6 | 10 | 0.942 | 4040 | 83
PS2PZXVZ | Pinnacle Architectural Lighting | Linero | L6A35-40HO-4-X-UNV-1D-X | Indoor Luminaires | Linear Ambient | Linear Ambient Luminaires w/ Indirect component | Standard | FALSE | [9 empty] | 42191 |  |  | NotYetVerified |  | 3 | 3960 | 88.37 | 47.32 | 10 | 0.942 | 4040 | 83
PGUCU5VC | Pinnacle Architectural Lighting | Linero | LC6A35-40HO-4-X-UNV-1D-X | Indoor Luminaires | Linear Ambient | Linear Ambient Luminaires w/ Indirect component | Standard | FALSE | [9 empty] | 42191 |  |  | NotYetVerified |  | 3 | 3960 | 83.68 | 47.32 | 10 | 0.942 | 4040 | 83
P2BT1QVE | Pinnacle Architectural Lighting | Linero | L6A35-40-4-X-UNV-1D-X | Indoor Luminaires | Linear Ambient | Linear Ambient Luminaires w/ Indirect component | Standard | FALSE | [9 empty] | 42191 |  |  | NotYetVerified |  | 3 | 3164 | 88.37 | 35.8 | 10 | 0.942 | 4040 | 83
P1MV24K4 | Pinnacle Architectural Lighting | Linero | LC6A35-40-4-X-UNV-1D-X | Indoor Luminaires | Linear Ambient | Linear Ambient Luminaires w/ Indirect component | Standard | FALSE | [9 empty] | 42191 |  |  | NotYetVerified |  | 3 | 3164 | 83.68 | 35.8 | 10 | 0.942 | 4040 | 83
PHN1RKZ5 | Voltech International Inc. | Technilight | TLWPC44C | Indoor Luminaires | Linear Ambient | Direct Linear Ambient Luminaires | Standard | FALSE | [9 empty] | 42191 | Dimmable | Continuous Below 10 | NotYetVerified |  | 3 | 5101 | 113.18 | 45.07 | 18.29 | 0.9071 | 5700 | 84.9
PFW6X4ZN | Voltech International Inc. | Technilight | TLWPC44P | Indoor Luminaires | Linear Ambient | Direct Linear Ambient Luminaires | Standard | FALSE | [9 empty] | 42191 | Dimmable | Continuous Below 10 | NotYetVerified |  | 3 | 4360.5 | 96.98 | 44.96 | 18.53 | 0.9011 | 5000 | 85.3
P6PAQDEU | Voltech International Inc. | Technilight | TLWPC44N | Indoor Luminaires | Linear Ambient | Direct Linear Ambient Luminaires | Standard | FALSE | [9 empty] | 42191 | Dimmable | Continuous Below 10 | NotYetVerified |  | 3 | 4360.5 | 96.98 | 44.96 | 18.53 | 0.9011 | 4000 | 85.3
P2X7H77B | Voltech International Inc. | Technilight | TLWPC44W | Indoor Luminaires | Linear Ambient | Direct Linear Ambient Luminaires | Standard | FALSE | [9 empty] | 42191 | Dimmable | Continuous Below 10 | NotYetVerified |  | 3 | 4360.5 | 96.98 | 44.96 | 18.53 | 0.9011 | 3000 | 85.3
PNDYR85W | LimeLED Inc. | LimeLED | LLF-F0448-2740-120 | Indoor Luminaires | Linear Ambient | Direct Linear Ambient Luminaires | Standard | TRUE | 2784 | 99.82 | 27.89 | 20.98 | 0.977 | 3927 | 82.8 | 5 | 50000 | 42187 |  |  | NotYetVerified |  | 3 | 2784 | 99.82 | 27.89 | 20 | 0.98 | 4000 | 83
PNMKZR2J | LimeLED Inc. | LimeLED | LLF-F0496-5450-120 | Indoor Luminaires | Linear Ambient | Direct Linear Ambient Luminaires | Standard | FALSE | [9 empty] | 42187 | Not Dimmable | Not Dimmable | NotYetVerified |  | 3 | 6124 | 115.1 | 53.22 | 20 | 0.98 | 5000 | 83
PK4D49MK | LimeLED Inc. | LimeLED | LLF-F0496-5450-277 | Indoor Luminaires | Linear Ambient | Direct Linear Ambient Luminaires | Standard | FALSE | [9 empty] | 42187 | Not Dimmable | Not Dimmable | NotYetVerified |  | 3 | 6124 | 115.1 | 53.22 | 20 | 0.98 | 5000 | 83
PBZTPHZW | LimeLED Inc. | LimeLED | LLF-F0448-2750-120 | Indoor Luminaires | Linear Ambient | Direct Linear Ambient Luminaires | Standard | FALSE | [9 empty] | 42187 | Not Dimmable | Not Dimmable | NotYetVerified |  | 3 | 3062 | 115.1 | 26.61 | 20 | 0.98 | 5000 | 83
PBVWBYFK | LimeLED Inc. | LimeLED | LLF-F0448-2750-277 | Indoor Luminaires | Linear Ambient | Direct Linear Ambient Luminaires | Standard | FALSE | [9 empty] | 42187 | Not Dimmable | Not Dimmable | NotYetVerified |  | 3 | 3062 | 115.1 | 26.61 | 20 | 0.98 | 5000 | 83
PB74XVN4 | LimeLED Inc. | LimeLED | LLF-F0496-5440-277 | Indoor Luminaires | Linear Ambient | Direct Linear Ambient Luminaires | Standard | FALSE | [9 empty] | 42187 | Not Dimmable | Not Dimmable | NotYetVerified |  | 3 | 6280 | 117.4 | 53.48 | 20 | 0.98 | 4000 | 83
PHYY7VEM | LimeLED Inc. | LimeLED | LLF-F0496-5440-120 | Indoor Luminaires | Linear Ambient | Direct Linear Ambient Luminaires | Standard | FALSE | [9 empty] | 42187 | Not Dimmable | Not Dimmable | NotYetVerified |  | 3 | 5568 | 99.82 | 55.78 | 20 | 0.98 | 4000 | 83
PTSG7WCD | LimeLED Inc. | LimeLED | LLF-F0448-2740-277 | Indoor Luminaires | Linear Ambient | Direct Linear Ambient Luminaires | Standard | FALSE | [9 empty] | 42187 | Not Dimmable | Not Dimmable | NotYetVerified |  | 3 | 3140 | 117.4 | 26.74 | 20 | 0.98 | 4000 | 83
PF7C5V6B | Standard Products Inc. | STANDARD | 63366 LSV/60W/40K/2/DD1/FP/STD | Indoor Luminaires | Linear Ambient | Direct Linear Ambient Luminaires | Standard | TRUE | 5907.64 | 95.48 | 63.4 | 15.7 | 0.93 | 4398 | 86 | 5 | 50000 | 42186 |  |  | NotYetVerified |  | 3 | 5907 | 95.48 | 63.4 |  |  | 4500 | 86
P2P3T8T2 | Shenzhen sunpzone lighting electronic co. ltd | Sunpzone | SPZTP440(3000K) | Indoor Luminaires | Linear Ambient | Direct Linear Ambient Luminaires | Standard | TRUE | 3776.83 | 97.02 | 38.93 | 5.5 | 0.911 | 2914 | 83.3 | 5 | 50000 | 42186 |  |  | NotYetVerified |  | 3 | 3776.83 | 97.02 | 38.93 | 3.1 | 0.995 | 2914 | 83
PZT4JZ9U | Illuminating Solutions | Illuminating Solutions | ISI-L07G-40W 3000K | Indoor Luminaires | Linear Ambient | Direct Linear Ambient Luminaires | Standard | TRUE | 3684.2 | 96.77 | 37.74 | 11.3 | 0.88 | 2958 | 83.8 | 5 | 50000 | 42186 |  |  | NotYetVerified |  | 3 | 3800 | 95 | 40 | 20 | 0.93 | 3000 | 80
PBV7FZ47 | Illuminating Solutions | Illuminating Solutions | ISI-L07G-40W 5000K | Indoor Luminaires | Linear Ambient | Direct Linear Ambient Luminaires | Standard | FALSE | [9 empty] | 42186 |  |  | NotYetVerified |  | 3 | 3800 | 95 | 40 | 20 | 0.93 | 5000 | 80
PDAKNFGW | Illuminating Solutions | Illuminating Solutions | ISI-L07G-40W 4000K | Indoor Luminaires | Linear Ambient | Direct Linear Ambient Luminaires | Standard | FALSE | [9 empty] | 42186 |  |  | NotYetVerified |  | 3 | 3800 | 95 | 40 | 20 | 0.93 | 4000 | 80
PZ42X1X7 | Save Energy Lighting Ltd. | PargaDE | SE-IP67-4-24-110-841-U-C-x-y | Indoor Luminaires | Linear Ambient | Direct Linear Ambient Luminaires | Standard | TRUE | 4849 | 117 | 41.46 | 9.78 | 0.9758 | 4048 | 82.24 | 5 | 50000 | 42184 |  |  | NotYetVerified |  | 3
P9NS2XC4 | AFX Inc. | AFX | 326698 | Indoor Luminaires | Linear Ambient | Direct Linear Ambient Luminaires | Standard | TRUE | 2665 | 87.73 | 30.38 | 22.3 | 0.908 | 4099 | 82.7 | 5 | 50000 | 42184 |  |  | NotYetVerified |  | 3 | 3600 | 120 | 30
P7Y1C7AV | Energy Planning Associates | Envirobrite | FWW42250 | Indoor Luminaires | Linear Ambient | Direct Linear Ambient Luminaires | Standard | TRUE | 2241 | 108.5 | 20.65 | 14.31 | 0.934 | 5194 | 82.6 | 5 |  | 42181 |  |  | NotYetVerified |  | 3 | 2250 | 109 | 20.6 | 14.4 | 0.93 | 5000 | 82
PNPQR9AU | Energy Planning Associates | Envirobrite | FWW43735 | Indoor Luminaires | Linear Ambient | Direct Linear Ambient Luminaires | Standard | TRUE | 3606 | 95.9 | 37.62 | 14.31 | 0.934 | 3534 | 84.2 | 5 |  | 42181 |  |  | NotYetVerified |  | 3 | 3750 | 98 | 38.1 | 14.4 | 0.93 | 3500 | 82
PUUNYDFS | Energy Planning Associates | Envirobrite | FWW43035 | Indoor Luminaires | Linear Ambient | Direct Linear Ambient Luminaires | Standard | TRUE | 2936 | 101.6 | 28.89 | 14.31 | 0.934 | 3523 | 84.2 | 5 |  | 42181 |  |  | NotYetVerified |  | 3 | 3000 | 103 | 29 | 14.4 | 0.93 | 3500 | 82
PZ5JFF19 | Energy Planning Associates | Envirobrite | FNW42250 | Indoor Luminaires | Linear Ambient | Direct Linear Ambient Luminaires | Standard | TRUE | 2206 | 107.7 | 20.48 | 14.48 | 0.933 | 5155 | 82.5 | 5 |  | 42181 |  |  | NotYetVerified |  | 3 | 2250 | 109 | 20.6 | 14.4 | 0.93 | 5000 | 82
P4H6SRWN | Energy Planning Associates | Envirobrite | FNW43735 | Indoor Luminaires | Linear Ambient | Direct Linear Ambient Luminaires | Standard | TRUE | 3578 | 96.2 | 37.2 | 14.48 | 0.933 | 3525 | 84.1 | 5 |  | 42181 |  |  | NotYetVerified |  | 3 | 3750 | 98 | 38.1 | 14.4 | 0.9 | 3500 | 82
P4ZSFKMT | Energy Planning Associates | Envirobrite | FNW43035 | Indoor Luminaires | Linear Ambient | Direct Linear Ambient Luminaires | Standard | TRUE | 2949 | 102.1 | 28.89 | 14.48 | 0.933 | 3510 | 84.3 | 5 |  | 42181 |  |  | NotYetVerified |  | 3 | 3000 | 103 | 29 | 14.4 | 0.93 | 3500 | 82
P6XZN3A8 | Delviro | Delviro Energy | ZIP4-20-3K-U-FR-X-X-X-X [120 ONLY] | Indoor Luminaires | Linear Ambient | Direct Linear Ambient Luminaires | Standard | TRUE | 2422 | 118.1 | 20.51 | 6.44 | 0.9929 | 3039 | 84.57 | 5 | 200000 | 42181 |  |  | NotYetVerified |  | 3 | 2422 | 118.1 | 20.51 |  |  | 3039 | 84.57
PDWD44B7 | MaxLite Inc | MaxLED | LSP4805HU44DV35 | Indoor Luminaires | Linear Ambient | Direct Linear Ambient Luminaires | Standard | TRUE | 3652 | 92.43 | 39.51 | 17.76 | 0.937 | 3572 | 85.3 | 5 | 50000 | 42181 |  |  | NotYetVerified |  | 3 | 3774 | 96 | 39 | 20 | 0.9 | 3500 | 80
PTGA8JFD | MaxLite Inc | MaxLED | LSP9605HU80DV50 | Indoor Luminaires | Linear Ambient | Direct Linear Ambient Luminaires | Standard | FALSE | [9 empty] | 42181 |  |  | NotYetVerified |  | 3 | 10498 | 133 | 79 | 20 | 0.9 | 5000 | 80
PCH8GYYV | MaxLite Inc | MaxLED | LSP9605SU80DV50 | Indoor Luminaires | Linear Ambient | Direct Linear Ambient Luminaires | Standard | FALSE | [9 empty] | 42181 |  |  | NotYetVerified |  | 3 | 10498 | 133 | 79 | 20 | 0.9 | 5000 | 80
PZRRTDV6 | MaxLite Inc | MaxLED | LSP4805HU44DV50 | Indoor Luminaires | Linear Ambient | Direct Linear Ambient Luminaires | Standard | FALSE | [9 empty] | 42181 |  |  | NotYetVerified |  | 3 | 4106 | 106 | 39 | 20 | 0.9 | 5000 | 80
PF8P2VTC | MaxLite Inc | MaxLED | LSP4805SU44DV50 | Indoor Luminaires | Linear Ambient | Direct Linear Ambient Luminaires | Standard | FALSE | [9 empty] | 42181 |  |  | NotYetVerified |  | 3 | 4106 | 106 | 39 | 20 | 0.9 | 5000 | 80
P9DT2W2W | MaxLite Inc | MaxLED | LSP9605SU80DV35 | Indoor Luminaires | Linear Ambient | Direct Linear Ambient Luminaires | Standard | FALSE | [9 empty] | 42181 |  |  | NotYetVerified |  | 3 | 7907 | 101 | 78 | 20 | 0.9 | 3500 | 80
P2PXRPQ2 | MaxLite Inc | MaxLED | LSP9605HU80DV35 | Indoor Luminaires | Linear Ambient | Direct Linear Ambient Luminaires | Standard | FALSE | [9 empty] | 42181 |  |  | NotYetVerified |  | 3 | 7907 | 101 | 78 | 20 | 0.9 | 3500 | 80
PDTM8GGG | MaxLite Inc | MaxLED | LSP4805SU44DV35 | Indoor Luminaires | Linear Ambient | Direct Linear Ambient Luminaires | Standard | FALSE | [9 empty] | 42181 |  |  | NotYetVerified |  | 3 | 3774 | 96 | 39 | 20 | 0.9 | 3500 | 80
PMATSMGM | Energy Planning Associates | Envirobrite | FNW88050 | Indoor Luminaires | Linear Ambient | Direct Linear Ambient Luminaires | Standard | FALSE | [9 empty] | 42181 |  |  | NotYetVerified |  | 3 | 8000 | 104 | 77.1 | 14.4 | 0.93 | 5000 | 82
P5BYJ535 | Energy Planning Associates | Envirobrite | FWW88050 | Indoor Luminaires | Linear Ambient | Direct Linear Ambient Luminaires | Standard | FALSE | [9 empty] | 42181 |  |  | NotYetVerified |  | 3 | 8000 | 104 | 77.1 | 14.4 | 0.93 | 5000 | 82
PR7V5TTZ | Energy Planning Associates | Envirobrite | FNW87550 | Indoor Luminaires | Linear Ambient | Direct Linear Ambient Luminaires | Standard | FALSE | [9 empty] | 42181 |  |  | NotYetVerified |  | 3 | 7500 | 105 | 71.1 | 14.4 | 0.93 | 5000 | 82
PFWPSCUF | Energy Planning Associates | Envirobrite | FWW87550 | Indoor Luminaires | Linear Ambient | Direct Linear Ambient Luminaires | Standard | FALSE | [9 empty] | 42181 |  |  | NotYetVerified |  | 3 | 7500 | 105 | 71.1 | 14.4 | 0.93 | 5000 | 82
PY2G3CSF | Energy Planning Associates | Envirobrite | FNW87050 | Indoor Luminaires | Linear Ambient | Direct Linear Ambient Luminaires | Standard | FALSE | [9 empty] | 42181 |  |  | NotYetVerified |  | 3 | 7000 | 108 | 65.1 | 14.4 | 0.93 | 5000 | 82
PU7SPBR9 | Energy Planning Associates | Envirobrite | FWW87050 | Indoor Luminaires | Linear Ambient | Direct Linear Ambient Luminaires | Standard | FALSE | [9 empty] | 42181 |  |  | NotYetVerified |  | 3 | 7000 | 108 | 65.1 | 14.4 | 0.93 | 5000 | 82
PVSQ4PMF | Energy Planning Associates | Envirobrite | FWW86550 | Indoor Luminaires | Linear Ambient | Direct Linear Ambient Luminaires | Standard | FALSE | [9 empty] | 42181 |  |  | NotYetVerified |  | 3 | 6500 | 109 | 59.6 | 14.4 | 0.93 | 5000 | 82
PJQ89Y8Q | Energy Planning Associates | Envirobrite | FNW86550 | Indoor Luminaires | Linear Ambient | Direct Linear Ambient Luminaires | Standard | FALSE | [9 empty] | 42181 |  |  | NotYetVerified |  | 3 | 6500 | 109 | 59.6 | 14.4 | 0.93 | 5000 | 82
PS8QNJKZ | Energy Planning Associates | Envirobrite | FWW86050 | Indoor Luminaires | Linear Ambient | Direct Linear Ambient Luminaires | Standard | FALSE | [9 empty] | 42181 |  |  | NotYetVerified |  | 3 | 6000 | 111 | 54 | 14.4 | 0.93 | 5000 | 82
P5XPZ6ZA | Energy Planning Associates | Envirobrite | FNW86050 | Indoor Luminaires | Linear Ambient | Direct Linear Ambient Luminaires | Standard | FALSE | [9 empty] | 42181 |  |  | NotYetVerified |  | 3 | 6000 | 111 | 54 | 14.4 | 0.93 | 5000 | 82
PXF1FUCQ | Energy Planning Associates | Envirobrite | FNW85550 | Indoor Luminaires | Linear Ambient | Direct Linear Ambient Luminaires | Standard | FALSE | [9 empty] | 42181 |  |  | NotYetVerified |  | 3 | 5500 | 104 | 52.8 | 14.4 | 0.93 | 5000 | 82
PFKRHXJG | Energy Planning Associates | Envirobrite | FWW85550 | Indoor Luminaires | Linear Ambient | Direct Linear Ambient Luminaires | Standard | FALSE | [9 empty] | 42181 |  |  | NotYetVerified |  | 3 | 5500 | 104 | 52.8 | 14.4 | 0.93 | 5000 | 82
PQ4VHB5B | Energy Planning Associates | Envirobrite | FWW85050 | Indoor Luminaires | Linear Ambient | Direct Linear Ambient Luminaires | Standard | FALSE | [9 empty] | 42181 |  |  | NotYetVerified |  | 3 | 5000 | 107 | 46.8 | 14.4 | 0.93 | 5000 | 82
P6Q93T8F | Energy Planning Associates | Envirobrite | FNW85050 | Indoor Luminaires | Linear Ambient | Direct Linear Ambient Luminaires | Standard | FALSE | [9 empty] | 42181 |  |  | NotYetVerified |  | 3 | 5000 | 107 | 46.8 | 14.4 | 0.93 | 5000 | 82
PY4HTUBP | Energy Planning Associates | Envirobrite | FNW84550 | Indoor Luminaires | Linear Ambient | Direct Linear Ambient Luminaires | Standard | FALSE | [9 empty] | 42181 |  |  | NotYetVerified |  | 3 | 4500 | 109 | 41.1 | 14.4 | 0.93 | 5000 | 82
PEMDBQYS | Energy Planning Associates | Envirobrite | FWW84550 | Indoor Luminaires | Linear Ambient | Direct Linear Ambient Luminaires | Standard | FALSE | [9 empty] | 42181 |  |  | NotYetVerified |  | 3 | 4500 | 109 | 41.1 | 14.4 | 0.93 | 5000 | 82
PTPC7XQQ | Energy Planning Associates | Envirobrite | FWW44050 | Indoor Luminaires | Linear Ambient | Direct Linear Ambient Luminaires | Standard | FALSE | [9 empty] | 42181 |  |  | NotYetVerified |  | 3 | 4000 | 104 | 38.5 | 14.4 | 0.93 | 5000 | 82
PNYWYV7V | Energy Planning Associates | Envirobrite | FNW84050 | Indoor Luminaires | Linear Ambient | Direct Linear Ambient Luminaires | Standard | FALSE | [9 empty] | 42181 |  |  | NotYetVerified |  | 3 | 4000 | 112 | 35.7 | 14.4 | 0.93 | 5000 | 82
PFAYV1P2 | Energy Planning Associates | Envirobrite | FWW84050 | Indoor Luminaires | Linear Ambient | Direct Linear Ambient Luminaires | Standard | FALSE | [9 empty] | 42181 |  |  | NotYetVerified |  | 3 | 4000 | 112 | 35.7 | 14.4 | 0.93 | 5000 | 82
P1U51TDU | Energy Planning Associates | Envirobrite | FNW44050 | Indoor Luminaires | Linear Ambient | Direct Linear Ambient Luminaires | Standard | FALSE | [9 empty] | 42181 |  |  | NotYetVerified |  | 3 | 4000 | 103 | 38.5 | 14.4 | 0.93 | 5000 | 82
PF4MMG6D | Energy Planning Associates | Envirobrite | FNW43750 | Indoor Luminaires | Linear Ambient | Direct Linear Ambient Luminaires | Standard | FALSE | [9 empty] | 42181 |  |  | NotYetVerified |  | 3 | 3750 | 106 | 35.5 | 14.4 | 0.93 | 5000 | 82
PD8WZBH2 | Energy Planning Associates | Envirobrite | FWW43750 | Indoor Luminaires | Linear Ambient | Direct Linear Ambient Luminaires | Standard | FALSE | [9 empty] | 42181 |  |  | NotYetVerified |  | 3 | 3750 | 106 | 35.5 | 14.4 | 0.93 | 5000 | 82
PVVURSJZ | Energy Planning Associates | Envirobrite | FWW43550 | Indoor Luminaires | Linear Ambient | Direct Linear Ambient Luminaires | Standard | FALSE | [9 empty] | 42181 |  |  | NotYetVerified |  | 3 | 3500 | 108 | 32.6 | 14.4 | 0.93 | 5000 | 82
PVJS29FH | Energy Planning Associates | Envirobrite | FNW43550 | Indoor Luminaires | Linear Ambient | Direct Linear Ambient Luminaires | Standard | FALSE | [9 empty] | 42181 |  |  | NotYetVerified |  | 3 | 3500 | 107 | 32.6 | 14.4 | 0.93 | 5000 | 82
PZY4Y57V | Energy Planning Associates | Envirobrite | FWW43250 | Indoor Luminaires | Linear Ambient | Direct Linear Ambient Luminaires | Standard | FALSE | [9 empty] | 42181 |  |  | NotYetVerified |  | 3 | 3250 | 109 | 29.8 | 14.4 | 0.93 | 5000 | 82
PACZ6VMY | Energy Planning Associates | Envirobrite | FNW43250 | Indoor Luminaires | Linear Ambient | Direct Linear Ambient Luminaires | Standard | FALSE | [9 empty] | 42181 |  |  | NotYetVerified |  | 3 | 3250 | 109 | 29.8 | 14.4 | 0.93 | 5000 | 82
PNT1MDFV | Energy Planning Associates | Envirobrite | FNW43050 | Indoor Luminaires | Linear Ambient | Direct Linear Ambient Luminaires | Standard | FALSE | [9 empty] | 42181 |  |  | NotYetVerified |  | 3 | 3000 | 111 | 27 | 14.4 | 0.93 | 5000 | 82
PJU3USZV | Energy Planning Associates | Envirobrite | FWW43050 | Indoor Luminaires | Linear Ambient | Direct Linear Ambient Luminaires | Standard | FALSE | [9 empty] | 42181 |  |  | NotYetVerified |  | 3 | 3000 | 111 | 27 | 14.4 | 0.93 | 5000 | 82
PH4MRGE8 | Energy Planning Associates | Envirobrite | FWW42750 | Indoor Luminaires | Linear Ambient | Direct Linear Ambient Luminaires | Standard | FALSE | [9 empty] | 42181 |  |  | NotYetVerified |  | 3 | 2750 | 104 | 26.4 | 14.4 | 0.93 | 5000 | 82
P4RD8AWZ | Energy Planning Associates | Envirobrite | FNW42750 | Indoor Luminaires | Linear Ambient | Direct Linear Ambient Luminaires | Standard | FALSE | [9 empty] | 42181 |  |  | NotYetVerified |  | 3 | 2750 | 104 | 26.4 | 14.4 | 0.93 | 5000 | 82
PQ65VMN2 | Energy Planning Associates | Envirobrite | FWW42550 | Indoor Luminaires | Linear Ambient | Direct Linear Ambient Luminaires | Standard | FALSE | [9 empty] | 42181 |  |  | NotYetVerified |  | 3 | 2500 | 107 | 23.4 | 14.4 | 0.93 | 5000 | 82
PGUJRE8W | Energy Planning Associates | Envirobrite | FNW42550 | Indoor Luminaires | Linear Ambient | Direct Linear Ambient Luminaires | Standard | FALSE | [9 empty] | 42181 |  |  | NotYetVerified |  | 3 | 2500 | 107 | 23.4 | 14.4 | 0.93 | 5000 | 82
PX1GWRJF | Energy Planning Associates | Envirobrite | FNW88040 | Indoor Luminaires | Linear Ambient | Direct Linear Ambient Luminaires | Standard | FALSE | [9 empty] | 42181 |  |  | NotYetVerified |  | 3 | 8000 | 100 | 79.8 | 14.4 | 0.93 | 4000 | 82
PU7RM5GX | Energy Planning Associates | Envirobrite | FWW88040 | Indoor Luminaires | Linear Ambient | Direct Linear Ambient Luminaires | Standard | FALSE | [9 empty] | 42181 |  |  | NotYetVerified |  | 3 | 8000 | 100 | 79.8 | 14.4 | 0.93 | 4000 | 82
PSAT58T4 | Energy Planning Associates | Envirobrite | FWW87540 | Indoor Luminaires | Linear Ambient | Direct Linear Ambient Luminaires | Standard | FALSE | [9 empty] | 42181 |  |  | NotYetVerified |  | 3 | 7500 | 102 | 73.6 | 14.4 | 0.93 | 4000 | 82
PHQZG1VY | Energy Planning Associates | Envirobrite | FNW87540 | Indoor Luminaires | Linear Ambient | Direct Linear Ambient Luminaires | Standard | FALSE | [9 empty] | 42181 |  |  | NotYetVerified |  | 3 | 7500 | 102 | 73.6 | 14.4 | 0.93 | 4000 | 82
PUNRXPPP | Energy Planning Associates | Envirobrite | FNW87040 | Indoor Luminaires | Linear Ambient | Direct Linear Ambient Luminaires | Standard | FALSE | [9 empty] | 42181 |  |  | NotYetVerified |  | 3 | 7000 | 104 | 67.5 | 14.4 | 0.93 | 4000 | 82
PNA6P9SG | Energy Planning Associates | Envirobrite | FWW87040 | Indoor Luminaires | Linear Ambient | Direct Linear Ambient Luminaires | Standard | FALSE | [9 empty] | 42181 |  |  | NotYetVerified |  | 3 | 7000 | 104 | 67.5 | 14.4 | 0.93 | 4000 | 82
PTD9QV5M | Energy Planning Associates | Envirobrite | FWW86540 | Indoor Luminaires | Linear Ambient | Direct Linear Ambient Luminaires | Standard | FALSE | [9 empty] | 42181 |  |  | NotYetVerified |  | 3 | 6500 | 106 | 61.5 | 14.4 | 0.93 | 4000 | 82
PHHX952R | Energy Planning Associates | Envirobrite | FNW86540 | Indoor Luminaires | Linear Ambient | Direct Linear Ambient Luminaires | Standard | FALSE | [9 empty] | 42181 |  |  | NotYetVerified |  | 3 | 6500 | 106 | 61.5 | 14.4 | 0.93 | 4000 | 82
PTT4N4Q7 | Energy Planning Associates | Envirobrite | FWW86040 | Indoor Luminaires | Linear Ambient | Direct Linear Ambient Luminaires | Standard | FALSE | [9 empty] | 42181 |  |  | NotYetVerified |  | 3 | 6000 | 107 | 55.9 | 14.4 | 0.93 | 4000 | 82
PQH1ADHQ | Energy Planning Associates | Envirobrite | FNW86040 | Indoor Luminaires | Linear Ambient | Direct Linear Ambient Luminaires | Standard | FALSE | [9 empty] | 42181 |  |  | NotYetVerified |  | 3 | 6000 | 107 | 55.9 | 14.4 | 0.93 | 4000 | 82
PYUTM1KN | Energy Planning Associates | Envirobrite | FWW85540 | Indoor Luminaires | Linear Ambient | Direct Linear Ambient Luminaires | Standard | FALSE | [9 empty] | 42181 |  |  | NotYetVerified |  | 3 | 5500 | 100 | 54.9 | 14.4 | 0.93 | 4000 | 82
P4PFA5FZ | Energy Planning Associates | Envirobrite | FNW85540 | Indoor Luminaires | Linear Ambient | Direct Linear Ambient Luminaires | Standard | FALSE | [9 empty] | 42181 |  |  | NotYetVerified |  | 3 | 5500 | 100 | 54.9 | 14.4 | 0.93 | 4000 | 82
PPQN6AX5 | Energy Planning Associates | Envirobrite | FWW85040 | Indoor Luminaires | Linear Ambient | Direct Linear Ambient Luminaires | Standard | FALSE | [9 empty] | 42181 |  |  | NotYetVerified |  | 3 | 5000 | 103 | 48.6 | 14.4 | 0.93 | 4000 | 82
P5HB8G9U | Energy Planning Associates | Envirobrite | FNW85040 | Indoor Luminaires | Linear Ambient | Direct Linear Ambient Luminaires | Standard | FALSE | [9 empty] | 42181 |  |  | NotYetVerified |  | 3 | 5000 | 103 | 48.6 | 14.4 | 0.93 | 4000 | 82
PVT2Q4NQ | Energy Planning Associates | Envirobrite | FWW84540 | Indoor Luminaires | Linear Ambient | Direct Linear Ambient Luminaires | Standard | FALSE | [9 empty] | 42181 |  |  | NotYetVerified |  | 3 | 4500 | 106 | 42.6 | 14.4 | 0.93 | 4000 | 82
PJSWY2UR | Energy Planning Associates | Envirobrite | FNW84540 | Indoor Luminaires | Linear Ambient | Direct Linear Ambient Luminaires | Standard | FALSE | [9 empty] | 42181 |  |  | NotYetVerified |  | 3 | 4500 | 106 | 42.6 | 14.4 | 0.93 | 4000 | 82
PW72QA8N | Energy Planning Associates | Envirobrite | FWW84040 | Indoor Luminaires | Linear Ambient | Direct Linear Ambient Luminaires | Standard | FALSE | [9 empty] | 42181 |  |  | NotYetVerified |  | 3 | 4000 | 108 | 36.9 | 14.4 | 0.93 | 4000 | 82
PRER3JEA | Energy Planning Associates | Envirobrite | FNW84040 | Indoor Luminaires | Linear Ambient | Direct Linear Ambient Luminaires | Standard | FALSE | [9 empty] | 42181 |  |  | NotYetVerified |  | 3 | 4000 | 108 | 36.9 | 14.4 | 0.93 | 4000 | 82
PDKHNY5U | Energy Planning Associates | Envirobrite | FWW44040 | Indoor Luminaires | Linear Ambient | Direct Linear Ambient Luminaires | Standard | FALSE | [9 empty] | 42181 |  |  | NotYetVerified |  | 3 | 4000 | 100 | 39.9 | 14.4 | 0.93 | 4000 | 82
P4HDVFQS | Energy Planning Associates | Envirobrite | FNW44040 | Indoor Luminaires | Linear Ambient | Direct Linear Ambient Luminaires | Standard | FALSE | [9 empty] | 42181 |  |  | NotYetVerified |  | 3 | 4000 | 100 | 39.9 | 14.4 | 0.93 | 4000 | 82
PQAQU46S | Energy Planning Associates | Envirobrite | FNW43740 | Indoor Luminaires | Linear Ambient | Direct Linear Ambient Luminaires | Standard | FALSE | [9 empty] | 42181 |  |  | NotYetVerified |  | 3 | 3750 | 102 | 36.8 | 14.4 | 0.93 | 4000 | 82
P695X2AP | Energy Planning Associates | Envirobrite | FWW43740 | Indoor Luminaires | Linear Ambient | Direct Linear Ambient Luminaires | Standard | FALSE | [9 empty] | 42181 |  |  | NotYetVerified |  | 3 | 3750 | 102 | 36.8 | 14.4 | 0.93 | 4000 | 82
PKU71RPJ | Energy Planning Associates | Envirobrite | FWW43540 | Indoor Luminaires | Linear Ambient | Direct Linear Ambient Luminaires | Standard | FALSE | [9 empty] | 42181 |  |  | NotYetVerified |  | 3 | 3500 | 104 | 33.8 | 14.4 | 0.93 | 4000 | 82
P8NX7REA | Energy Planning Associates | Envirobrite | FNW43540 | Indoor Luminaires | Linear Ambient | Direct Linear Ambient Luminaires | Standard | FALSE | [9 empty] | 42181 |  |  | NotYetVerified |  | 3 | 3500 | 104 | 33.8 | 14.4 | 0.93 | 4000 | 82
PCFTEM6C | Energy Planning Associates | Envirobrite | FNW43240 | Indoor Luminaires | Linear Ambient | Direct Linear Ambient Luminaires | Standard | FALSE | [9 empty] | 42181 |  |  | NotYetVerified |  | 3 | 3250 | 106 | 30.8 | 14.4 | 0.93 | 4000 | 82
PBTDEH4U | Energy Planning Associates | Envirobrite | FWW43240 | Indoor Luminaires | Linear Ambient | Direct Linear Ambient Luminaires | Standard | FALSE | [9 empty] | 42181 |  |  | NotYetVerified |  | 3 | 3250 | 106 | 30.8 | 14.4 | 0.93 | 4000 | 82
PM91A3NZ | Energy Planning Associates | Envirobrite | FNW43040 | Indoor Luminaires | Linear Ambient | Direct Linear Ambient Luminaires | Standard | FALSE | [9 empty] | 42181 |  |  | NotYetVerified |  | 3 | 3000 | 108 | 27.9 | 14.4 | 0.93 | 4000 | 82
P25TVY3V | Energy Planning Associates | Envirobrite | FWW43040 | Indoor Luminaires | Linear Ambient | Direct Linear Ambient Luminaires | Standard | FALSE | [9 empty] | 42181 |  |  | NotYetVerified |  | 3 | 3000 | 108 | 27.9 | 14.4 | 0.93 | 4000 | 82
PM2PPF1H | Energy Planning Associates | Envirobrite | FWW42740 | Indoor Luminaires | Linear Ambient | Direct Linear Ambient Luminaires | Standard | FALSE | [9 empty] | 42181 |  |  | NotYetVerified |  | 3 | 2750 | 100 | 27.4 | 14.4 | 0.93 | 4000 | 82
P9JYRET5 | Energy Planning Associates | Envirobrite | FNW42740 | Indoor Luminaires | Linear Ambient | Direct Linear Ambient Luminaires | Standard | FALSE | [9 empty] | 42181 |  |  | NotYetVerified |  | 3 | 2750 | 100 | 27.4 | 14.4 | 0.93 | 4000 | 82
PVC4Z4BF | Energy Planning Associates | Envirobrite | FNW42540 | Indoor Luminaires | Linear Ambient | Direct Linear Ambient Luminaires | Standard | FALSE | [9 empty] | 42181 |  |  | NotYetVerified |  | 3 | 2500 | 103 | 24.3 | 14.4 | 0.93 | 4000 | 82
P7CPGKP8 | Energy Planning Associates | Envirobrite | FWW42540 | Indoor Luminaires | Linear Ambient | Direct Linear Ambient Luminaires | Standard | FALSE | [9 empty] | 42181 |  |  | NotYetVerified |  | 3 | 2500 | 103 | 24.3 | 14.4 | 0.93 | 4000 | 82
PJ6TGAMT | Energy Planning Associates | Envirobrite | FNW42240 | Indoor Luminaires | Linear Ambient | Direct Linear Ambient Luminaires | Standard | FALSE | [9 empty] | 42181 |  |  | NotYetVerified |  | 3 | 2250 | 106 | 21.3 | 14.4 | 0.93 | 4000 | 82
P5X7U9SE | Energy Planning Associates | Envirobrite | FWW42240 | Indoor Luminaires | Linear Ambient | Direct Linear Ambient Luminaires | Standard | FALSE | [9 empty] | 42181 |  |  | NotYetVerified |  | 3 | 2250 | 106 | 21.3 | 14.4 | 0.93 | 4000 | 82
PCDBWPDB | Energy Planning Associates | Envirobrite | FWW88035 | Indoor Luminaires | Linear Ambient | Direct Linear Ambient Luminaires | Standard | FALSE | [9 empty] | 42181 |  |  | NotYetVerified |  | 3 | 8000 | 99 | 80.7 | 14.4 | 0.93 | 3500 | 82
P5FNSPBV | Energy Planning Associates | Envirobrite | FNW88035 | Indoor Luminaires | Linear Ambient | Direct Linear Ambient Luminaires | Standard | FALSE | [9 empty] | 42181 |  |  | NotYetVerified |  | 3 | 8000 | 99 | 80.7 | 14.4 | 0.93 | 3500 | 82
PP47HVV6 | Energy Planning Associates | Envirobrite | FWW87535 | Indoor Luminaires | Linear Ambient | Direct Linear Ambient Luminaires | Standard | FALSE | [9 empty] | 42181 |  |  | NotYetVerified |  | 3 | 7500 | 98 | 76.3 | 14.4 | 0.93 | 3500 | 82
PADAHR9V | Energy Planning Associates | Envirobrite | FNW87535 | Indoor Luminaires | Linear Ambient | Direct Linear Ambient Luminaires | Standard | FALSE | [9 empty] | 42181 |  |  | NotYetVerified |  | 3 | 7500 | 98 | 76.3 | 14.4 | 0.93 | 3500 | 82
PFRA28K2 | Energy Planning Associates | Envirobrite | FNW87035 | Indoor Luminaires | Linear Ambient | Direct Linear Ambient Luminaires | Standard | FALSE | [9 empty] | 42181 |  |  | NotYetVerified |  | 3 | 7000 | 100 | 69.9 | 14.4 | 0.93 | 3500 | 82
PBY865QZ | Energy Planning Associates | Envirobrite | FWW87035 | Indoor Luminaires | Linear Ambient | Direct Linear Ambient Luminaires | Standard | FALSE | [9 empty] | 42181 |  |  | NotYetVerified |  | 3 | 7000 | 100 | 69.9 | 14.4 | 0.93 | 3500 | 82
P55VKMTJ | Energy Planning Associates | Envirobrite | FWW86535 | Indoor Luminaires | Linear Ambient | Direct Linear Ambient Luminaires | Standard | FALSE | [9 empty] | 42181 |  |  | NotYetVerified |  | 3 | 6500 | 102 | 63.8 | 14.4 | 0.93 | 3500 | 82
P467N34J | Energy Planning Associates | Envirobrite | FNW86535 | Indoor Luminaires | Linear Ambient | Direct Linear Ambient Luminaires | Standard | FALSE | [9 empty] | 42181 |  |  | NotYetVerified |  | 3 | 6500 | 102 | 63.8 | 14.4 | 0.93 | 3500 | 82
PHVZUV62 | Energy Planning Associates | Envirobrite | FNW86035 | Indoor Luminaires | Linear Ambient | Direct Linear Ambient Luminaires | Standard | FALSE | [9 empty] | 42181 |  |  | NotYetVerified |  | 3 | 6000 | 103 | 58 | 14.4 | 0.93 | 3500 | 82
PCPT31UZ | Energy Planning Associates | Envirobrite | FWW86035 | Indoor Luminaires | Linear Ambient | Direct Linear Ambient Luminaires | Standard | FALSE | [9 empty] | 42181 |  |  | NotYetVerified |  | 3 | 6000 | 103 | 58 | 14.4 | 0.93 | 3500 | 82
PY4ETVVZ | Energy Planning Associates | Envirobrite | FNW85535 | Indoor Luminaires | Linear Ambient | Direct Linear Ambient Luminaires | Standard | FALSE | [9 empty] | 42181 |  |  | NotYetVerified |  | 3 | 5500 | 96 | 57.4 | 14.4 | 0.93 | 3500 | 82
PQ99GV8B | Energy Planning Associates | Envirobrite | FWW85535 | Indoor Luminaires | Linear Ambient | Direct Linear Ambient Luminaires | Standard | FALSE | [9 empty] | 42181 |  |  | NotYetVerified |  | 3 | 5500 | 96 | 57.4 | 14.4 | 0.93 | 3500 | 82
PNR8X7GM | Energy Planning Associates | Envirobrite | FWW85035 | Indoor Luminaires | Linear Ambient | Direct Linear Ambient Luminaires | Standard | FALSE | [9 empty] | 42181 |  |  | NotYetVerified |  | 3 | 5000 | 98 | 50.8 | 14.4 | 0.93 | 3500 | 82
PCY26KRP | Energy Planning Associates | Envirobrite | FNW85035 | Indoor Luminaires | Linear Ambient | Direct Linear Ambient Luminaires | Standard | FALSE | [9 empty] | 42181 |  |  | NotYetVerified |  | 3 | 5000 | 98 | 50.8 | 14.4 | 0.93 | 3500 | 82
PZXJDE4W | Energy Planning Associates | Envirobrite | FWW84535 | Indoor Luminaires | Linear Ambient | Direct Linear Ambient Luminaires | Standard | FALSE | [9 empty] | 42181 |  |  | NotYetVerified |  | 3 | 4500 | 101 | 44.5 | 14.4 | 0.93 | 3500 | 82
P3K8XR9R | Energy Planning Associates | Envirobrite | FNW84535 | Indoor Luminaires | Linear Ambient | Direct Linear Ambient Luminaires | Standard | FALSE | [9 empty] | 42181 |  |  | NotYetVerified |  | 3 | 4500 | 101 | 44.5 | 14.4 | 0.93 | 3500 | 82
PUBCYP6R | Energy Planning Associates | Envirobrite | FWW84035 | Indoor Luminaires | Linear Ambient | Direct Linear Ambient Luminaires | Standard | FALSE | [9 empty] | 42181 |  |  | NotYetVerified |  | 3 | 4000 | 104 | 38.5 | 14.4 | 0.93 | 3500 | 82
PNGPXHTP | Energy Planning Associates | Envirobrite | FNW84035 | Indoor Luminaires | Linear Ambient | Direct Linear Ambient Luminaires | Standard | FALSE | [9 empty] | 42181 |  |  | NotYetVerified |  | 3 | 4000 | 104 | 38.5 | 14.4 | 0.93 | 3500 | 82
P9GQ2QKE | Energy Planning Associates | Envirobrite | FWW44035 | Indoor Luminaires | Linear Ambient | Direct Linear Ambient Luminaires | Standard | FALSE | [9 empty] | 42181 |  |  | NotYetVerified |  | 3 | 4000 | 99 | 40.3 | 14.4 | 0.93 | 3500 | 82
P35G52BR | Energy Planning Associates | Envirobrite | FNW44035 | Indoor Luminaires | Linear Ambient | Direct Linear Ambient Luminaires | Standard | FALSE | [9 empty] | 42181 |  |  | NotYetVerified |  | 3 | 4000 | 99 | 40.3 | 14.4 | 0.93 | 3500 | 82
PK8QNFES | Energy Planning Associates | Envirobrite | FNW43535 | Indoor Luminaires | Linear Ambient | Direct Linear Ambient Luminaires | Standard | FALSE | [9 empty] | 42181 |  |  | NotYetVerified |  | 3 | 3500 | 100 | 35 | 14.4 | 0.93 | 3500 | 82
P764T7X9 | Energy Planning Associates | Envirobrite | FWW43535 | Indoor Luminaires | Linear Ambient | Direct Linear Ambient Luminaires | Standard | FALSE | [9 empty] | 42181 |  |  | NotYetVerified |  | 3 | 3500 | 100 | 35 | 14.4 | 0.93 | 3500 | 82
PK93EXZG | Energy Planning Associates | Envirobrite | FWW43235 | Indoor Luminaires | Linear Ambient | Direct Linear Ambient Luminaires | Standard | FALSE | [9 empty] | 42181 |  |  | NotYetVerified |  | 3 | 3250 | 102 | 31.9 | 14.4 | 0.93 | 3500 | 82
P3EHZTMN | Energy Planning Associates | Envirobrite | FNW43235 | Indoor Luminaires | Linear Ambient | Direct Linear Ambient Luminaires | Standard | FALSE | [9 empty] | 42181 |  |  | NotYetVerified |  | 3 | 3250 | 102 | 31.9 | 14.4 | 0.93 | 3500 | 82
PDJBS3BQ | Energy Planning Associates | Envirobrite | FWW42735 | Indoor Luminaires | Linear Ambient | Direct Linear Ambient Luminaires | Standard | FALSE | [9 empty] | 42181 |  |  | NotYetVerified |  | 3 | 2750 | 96 | 28.7 | 14.4 | 0.93 | 3500 | 82
P61V6G65 | Energy Planning Associates | Envirobrite | FNW42735 | Indoor Luminaires | Linear Ambient | Direct Linear Ambient Luminaires | Standard | FALSE | [9 empty] | 42181 |  |  | NotYetVerified |  | 3 | 2750 | 96 | 28.7 | 14.4 | 0.93 | 3500 | 82
PZTWKMTD | Energy Planning Associates | Envirobrite | FWW42535 | Indoor Luminaires | Linear Ambient | Direct Linear Ambient Luminaires | Standard | FALSE | [9 empty] | 42181 |  |  | NotYetVerified |  | 3 | 2500 | 98 | 25.4 | 14.4 | 0.93 | 3500 | 82
PWCDWT9A | Energy Planning Associates | Envirobrite | FNW42535 | Indoor Luminaires | Linear Ambient | Direct Linear Ambient Luminaires | Standard | FALSE | [9 empty] | 42181 |  |  | NotYetVerified |  | 3 | 2500 | 98 | 25.4 | 14.4 | 0.93 | 3500 | 82
PR7V1R9X | Energy Planning Associates | Envirobrite | FNW42235 | Indoor Luminaires | Linear Ambient | Direct Linear Ambient Luminaires | Standard | FALSE | [9 empty] | 42181 |  |  | NotYetVerified |  | 3 | 2250 | 101 | 22.2 | 14.4 | 0.93 | 3500 | 82
P71RX3ZH | Energy Planning Associates | Envirobrite | FWW42235 | Indoor Luminaires | Linear Ambient | Direct Linear Ambient Luminaires | Standard | FALSE | [9 empty] | 42181 |  |  | NotYetVerified |  | 3 | 2250 | 101 | 22.2 | 14.4 | 0.93 | 3500 | 82
PD1YQ7JX | Delviro | Delviro Energy | ZIP8-40-5K-U-FR-X-X-X-X | Indoor Luminaires | Linear Ambient | Direct Linear Ambient Luminaires | Standard | FALSE | [9 empty] | 42181 |  |  | NotYetVerified |  | 3 | 5941.537 | 142.9973 | 41.55 |  |  | 5219 | 84.23
PWM55X42 | Delviro | Delviro Energy | ZIP8-40-5K-H-FR-X-X-X-X | Indoor Luminaires | Linear Ambient | Direct Linear Ambient Luminaires | Standard | FALSE | [9 empty] | 42181 |  |  | NotYetVerified |  | 3 | 5487.044 | 140.4486 | 39.068 |  |  | 5219 | 84.23
PVNNP4CU | Delviro | Delviro Energy | ZIP4-40-5K-U-FR-X-X-X-X | Indoor Luminaires | Linear Ambient | Direct Linear Ambient Luminaires | Standard | FALSE | [9 empty] | 42181 |  |  | NotYetVerified |  | 3 | 5004.7534 | 120.4514 | 41.55 |  |  | 5219 | 84.23
PAFKEHT1 | Delviro | Delviro Energy | ZIP4-40-5K-H-FR-X-X-X-X | Indoor Luminaires | Linear Ambient | Direct Linear Ambient Luminaires | Standard | FALSE | [9 empty] | 42181 |  |  | NotYetVerified |  | 3 | 4621.919 | 118.3045 | 39.068 |  |  | 5219 | 84.23
P2NFCZ4B | Delviro | Delviro Energy | ZIP8-40-4K-U-FR-X-X-X-X | Indoor Luminaires | Linear Ambient | Direct Linear Ambient Luminaires | Standard | FALSE | [9 empty] | 42181 |  |  | NotYetVerified |  | 3 | 5599.912 | 134.7753 | 41.55 |  |  | 4162 | 83.575
PQPT6NVK | Delviro | Delviro Energy | ZIP8-40-4K-H-FR-X-X-X-X | Indoor Luminaires | Linear Ambient | Direct Linear Ambient Luminaires | Standard | FALSE | [9 empty] | 42181 |  |  | NotYetVerified |  | 3 | 5171.552 | 132.3731 | 39.068 |  |  | 4162 | 83.575
P4U9YNCY | Delviro | Delviro Energy | ZIP4-40-4K-U-FR-X-X-X-X | Indoor Luminaires | Linear Ambient | Direct Linear Ambient Luminaires | Standard | FALSE | [9 empty] | 42181 |  |  | NotYetVerified |  | 3 | 4716.9917 | 113.5257 | 41.55 |  |  | 4162 | 83.575
P4EMVCW3 | Delviro | Delviro Energy | ZIP4-40-4K-H-FR-X-X-X-X | Indoor Luminaires | Linear Ambient | Direct Linear Ambient Luminaires | Standard | FALSE | [9 empty] | 42181 |  |  | NotYetVerified |  | 3 | 4356.1694 | 111.5022 | 39.068 |  |  | 4162 | 83.575
PP15M3AC | Delviro | Delviro Energy | ZIP8-40-35K-U-FR-X-X-X-X | Indoor Luminaires | Linear Ambient | Direct Linear Ambient Luminaires | Standard | FALSE | [9 empty] | 42181 |  |  | NotYetVerified |  | 3 | 5429.1 | 130.6643 | 41.55 |  |  | 3633.5 | 83.2475
PZ5RFK49 | Delviro | Delviro Energy | ZIP8-40-35K-H-FR-X-X-X-X | Indoor Luminaires | Linear Ambient | Direct Linear Ambient Luminaires | Standard | FALSE | [9 empty] | 42181 |  |  | NotYetVerified |  | 3 | 5013.805 | 128.3353 | 39.068 |  |  | 3633.5 | 83.2475
PC4PBCQS | Delviro | Delviro Energy | ZIP4-40-35K-U-FR-X-X-X-X | Indoor Luminaires | Linear Ambient | Direct Linear Ambient Luminaires | Standard | FALSE | [9 empty] | 42181 |  |  | NotYetVerified |  | 3 | 4573.111 | 110.0628 | 41.55 |  |  | 3633.5 | 83.2475
P273V3SR | Delviro | Delviro Energy | ZIP4-40-35K-H-FR-X-X-X-X | Indoor Luminaires | Linear Ambient | Direct Linear Ambient Luminaires | Standard | FALSE | [9 empty] | 42181 |  |  | NotYetVerified |  | 3 | 4223.2944 | 108.1011 | 39.068 |  |  | 3633.5 | 83.2475
P4BRJTXA | Delviro | Delviro Energy | ZIP8-40-3K-U-FR-X-X-X-X | Indoor Luminaires | Linear Ambient | Direct Linear Ambient Luminaires | Standard | FALSE | [9 empty] | 42181 |  |  | NotYetVerified |  | 3 | 5258.2876 | 126.5533 | 41.55 |  |  | 3105 | 82.92
PM34VPNV | Delviro | Delviro Energy | ZIP8-40-3K-H-FR-X-X-X-X | Indoor Luminaires | Linear Ambient | Direct Linear Ambient Luminaires | Standard | FALSE | [9 empty] | 42181 |  |  | NotYetVerified |  | 3 | 4856.059 | 124.2976 | 39.068 |  |  | 3055 | 84.17
P3A96WZJ | Delviro | Delviro Energy | ZIP4-40-3K-H-FR-X-X-X-X | Indoor Luminaires | Linear Ambient | Direct Linear Ambient Luminaires | Standard | FALSE | [9 empty] | 42181 |  |  | NotYetVerified |  | 3 | 4090 | 104.7 | 39.068 |  |  | 3055 | 84.17
PGEPP1YJ | Delviro | Delviro Energy | ZIP4-40-3K-U-FR-X-X-X-X | Indoor Luminaires | Linear Ambient | Direct Linear Ambient Luminaires | Standard | FALSE | [9 empty] | 42181 |  |  | NotYetVerified |  | 3 | 4428 | 106.6 | 41.55 |  |  | 3054 | 84.11
PBP36A9J | GE Lighting Solutions | GE | 83166 (GEWH9650BAT) | Indoor Luminaires | Linear Ambient | Direct Linear Ambient Luminaires | Standard | TRUE | 6406.8 | 108.6 | 59 | 12.5 | 0.942 | 5139 | 83.4 | 5 | 50000 | 42180 |  |  | NotYetVerified |  | 3 | 6371.8 | 107.5 | 61 | 12.5 | 0.942 | 5159 | 83.2
PNJTN89B | GE Lighting Solutions | GE | 83086 (GEWH9630BAT) | Indoor Luminaires | Linear Ambient | Direct Linear Ambient Luminaires | Standard | TRUE | 5349.9 | 92.4 | 57.9 | 11.2 | 0.941 | 3005 | 82.6 | 5 | 50000 | 42180 |  |  | NotYetVerified |  | 3 | 5323.1 | 91.2 | 60.1 | 11.2 | 0.941 | 3009 | 82.6
PCZUBP74 | GE Lighting Solutions | GE | 82446 (GEWH2430BAT) | Indoor Luminaires | Linear Ambient | Direct Linear Ambient Luminaires | Standard | TRUE | 1436.2 | 99.7 | 14.4 | 12.2 | 0.94 | 2995 | 83 | 5 | 50000 | 42180 |  |  | NotYetVerified |  | 3 | 1436.2 | 93.6 | 15.1 | 12.39 | 0.94 | 3004 | 83
P448UFQV | Shenzhen Toppo Lighting Co. Ltd. | Toppo Lighting | TP-TRB5KX-60EFW2-UX | Indoor Luminaires | Linear Ambient | Direct Linear Ambient Luminaires | Standard | TRUE | 5163.03 | 92.25 | 55.97 | 19.75 | 0.932 | 3090 | 81.7 | 5 | 36000 | 42180 |  |  | NotYetVerified |  | 3
PGDUTBQB | Shenzhen Toppo Lighting Co. Ltd. | Toppo Lighting | TP-TRB5KX-40EFW2-UX | Indoor Luminaires | Linear Ambient | Direct Linear Ambient Luminaires | Standard | TRUE | 3658.28 | 93.44 | 39.15 | 13.41 | 0.928 | 3087 | 82.1 | 5 | 36000 | 42180 |  |  | NotYetVerified |  | 3
P7DWYGBW | MaxLite Inc | MaxLED | LSV4806SU50DV50[TSEN.EN2EN3] | Indoor Luminaires | Linear Ambient | Direct Linear Ambient Luminaires | Standard | TRUE | 4849 | 99.92 | 48.53 | 11.17 | 0.92 | 5275 | 84.1 | 5 | 50000 | 42180 |  |  | NotYetVerified | Updated on 10/24/2016 | 3 | 4998 | 104 | 50 | 20 | 0.9 | 5000 | 80
PSUDKUHX | Shenzhen Toppo Lighting Co. Ltd. | Toppo Lighting | TP-TRB2KX-22EFW2-UX | Indoor Luminaires | Linear Ambient | Direct Linear Ambient Luminaires | Standard | TRUE | 1866.56 | 95.23 | 19.6 | 9.8 | 0.91 | 3144 | 83.7 | 5 | 36000 | 42180 |  |  | NotYetVerified |  | 3
P82RQ5SF | Shenzhen Toppo Lighting Co. Ltd. | Toppo Lighting | TP-TRB4KX-40EFW2-UX | Indoor Luminaires | Linear Ambient | Direct Linear Ambient Luminaires | Standard | TRUE | 3608.75 | 91.94 | 39.25 | 13.17 | 0.909 | 3139 | 83.8 | 5 | 36000 | 42180 |  |  | NotYetVerified |  | 3
PVWWYTAU | GE Lighting Solutions | GE | 82349 (GEWM2430BAT) | Indoor Luminaires | Linear Ambient | Direct Linear Ambient Luminaires | Standard | TRUE | 904.71 | 92.31 | 9.8 | 13.36 | 0.9 | 2993 | 83 | 5 | 50000 | 42180 |  |  | NotYetVerified |  | 3 | 904.8 | 92.3 | 10 | 13.56 | 0.9 | 2991 | 83
PD7N56JV | Shenzhen Toppo Lighting Co. Ltd. | Toppo Lighting | TP-TRB2KX-22EFP1-UX | Indoor Luminaires | Linear Ambient | Direct Linear Ambient Luminaires | Standard | FALSE | [9 empty] | 42180 |  |  | NotYetVerified |  | 3 | 1969.568 | 99.67 | 19.76 | 8.33 | 0.98 | 5306 | 84.9
P7T5ZCW8 | Shenzhen Toppo Lighting Co. Ltd. | Toppo Lighting | TP-TRB5KX-40EFP1-UX | Indoor Luminaires | Linear Ambient | Direct Linear Ambient Luminaires | Standard | FALSE | [9 empty] | 42180 |  |  | NotYetVerified |  | 3 | 3887.502 | 99.02 | 39.26 | 12.83 | 0.956 | 5082 | 84.6
P2X6Y2RY | Shenzhen Toppo Lighting Co. Ltd. | Toppo Lighting | TP-TRB5KX-60EFP1-UX | Indoor Luminaires | Linear Ambient | Direct Linear Ambient Luminaires | Standard | FALSE | [9 empty] | 42180 |  |  | NotYetVerified |  | 3 | 5384.828 | 98.95 | 54.42 | 19.06 | 0.9933 | 5016 | 84.5
PBTP937Y | Shenzhen Toppo Lighting Co. Ltd. | Toppo Lighting | TP-TRB4KX-40EFP1-UX | Indoor Luminaires | Linear Ambient | Direct Linear Ambient Luminaires | Standard | FALSE | [9 empty] | 42180 |  |  | NotYetVerified |  | 3 | 3712.158 | 94.1 | 39.45 | 12.56 | 0.95 | 5002 | 83.8
PQ95DM6E | Shenzhen Toppo Lighting Co. Ltd. | Toppo Lighting | TP-TRB5KX-40EFN1-UX | Indoor Luminaires | Linear Ambient | Direct Linear Ambient Luminaires | Standard | FALSE | [9 empty] | 42180 |  |  | NotYetVerified |  | 3 | 3794.307 | 96.72 | 39.23 | 13.22 | 0.934 | 4125 | 83.7
PNF4FZQC | Shenzhen Toppo Lighting Co. Ltd. | Toppo Lighting | TP-TRB4KX-40EFN1-UX | Indoor Luminaires | Linear Ambient | Direct Linear Ambient Luminaires | Standard | FALSE | [9 empty] | 42180 |  |  | NotYetVerified |  | 3 | 3639.32 | 92.58 | 39.31 | 12.83 | 0.947 | 4106 | 83.8
PAN7ZHSS | Shenzhen Toppo Lighting Co. Ltd. | Toppo Lighting | TP-TRB2KX-22EFN1-UX | Indoor Luminaires | Linear Ambient | Direct Linear Ambient Luminaires | Standard | FALSE | [9 empty] | 42180 |  |  | NotYetVerified |  | 3 | 1949.322 | 98.85 | 19.72 | 9.04 | 0.981 | 3987 | 84.2
PPZTU9EU | Shenzhen Toppo Lighting Co. Ltd. | Toppo Lighting | TP-TRB5KX-60EFN1-UX | Indoor Luminaires | Linear Ambient | Direct Linear Ambient Luminaires | Standard | FALSE | [9 empty] | 42180 |  |  | NotYetVerified |  | 3 | 5277.625 | 97 | 54.41 | 19.32 | 0.991 | 3987 | 82.8
P5YHGW8E | GE Lighting Solutions | GE | 82521 (GEWH2450BAT) | Indoor Luminaires | Linear Ambient | Direct Linear Ambient Luminaires | Standard | FALSE | [9 empty] | 42180 |  |  | NotYetVerified |  | 3 | 1696.9 | 109.4 | 15.3 | 12.36 | 0.94 | 5146 | 83
PSZWEMGW | GE Lighting Solutions | GE | 82596 (GEWH4850BAT) | Indoor Luminaires | Linear Ambient | Direct Linear Ambient Luminaires | Standard | FALSE | [9 empty] | 42180 |  |  | NotYetVerified |  | 3 | 3365.3 | 108.5 | 30.8 | 12.35 | 0.94 | 5122 | 83
PZMCPRJZ | GE Lighting Solutions | GE | 82355 (GEWM2450BAT) | Indoor Luminaires | Linear Ambient | Direct Linear Ambient Luminaires | Standard | FALSE | [9 empty] | 42180 |  |  | NotYetVerified |  | 3 | 1060.6 | 107.1 | 10 | 13.47 | 0.9 | 5104 | 83
PJFUDGTP | GE Lighting Solutions | GE | 82461 (GEWH2440BAT) | Indoor Luminaires | Linear Ambient | Direct Linear Ambient Luminaires | Standard | FALSE | [9 empty] | 42180 |  |  | NotYetVerified |  | 3 | 1436.2 | 93.6 | 15.3 | 12.39 | 0.94 | 4000 | 83
PDHY4FVX | GE Lighting Solutions | GE | 83121 (GEWH9640BAT) | Indoor Luminaires | Linear Ambient | Direct Linear Ambient Luminaires | Standard | FALSE | [9 empty] | 42180 |  |  | NotYetVerified |  | 3 | 5323.1 | 91.2 | 61 | 12.5 | 0.941 | 4000 | 82.6
P9XCHSBX | GE Lighting Solutions | GE | 82581 (GEWH4840BAT) | Indoor Luminaires | Linear Ambient | Direct Linear Ambient Luminaires | Standard | FALSE | [9 empty] | 42180 |  |  | NotYetVerified |  | 3 | 2897.9 | 93.2 | 30.8 | 12.35 | 0.94 | 4000 | 82
PZG2Y2X7 | GE Lighting Solutions | GE | 82351 (GEWM2440BAT) | Indoor Luminaires | Linear Ambient | Direct Linear Ambient Luminaires | Standard | FALSE | [9 empty] | 42180 |  |  | NotYetVerified |  | 3 | 1033.2 | 108.7 | 9.5 | 13.56 | 0.9 | 3940 | 82
P9Q5E2NC | GE Lighting Solutions | GE | 82551 (GEWH4830BAT) | Indoor Luminaires | Linear Ambient | Direct Linear Ambient Luminaires | Standard | FALSE | [9 empty] | 42180 |  |  | NotYetVerified |  | 3 | 2897.9 | 93.2 | 30.4 | 12.25 | 0.94 | 2982 | 82
PTEBN7VX | Energy Solutions International | Energy Solutions International | F-14VX-N4V-35-FR | Indoor Luminaires | Linear Ambient | Direct Linear Ambient Luminaires | Premium | TRUE | 4642 | 111.1 | 41.794 | 6.47 | 0.997 | 3583 | 83.11 | 5 |  | 42179 |  |  | NotYetVerified |  | 3 | 4643.98 | 111.1 | 41.8 | 6.61 | 0.9952 | 3583 | 83.11
P4GH1SJK | Standard Products Inc. | STANDARD | LSV/60W/40K/3/DD1/FP/STD | Indoor Luminaires | Linear Ambient | Direct Linear Ambient Luminaires | Standard | TRUE | 6209.5 | 105.07 | 59.1 | 13.05 | 0.9768 | 4217 | 86 | 5 | 50000 | 42179 |  |  | NotYetVerified |  | 3 | 6209.5 | 105.07 | 59.1 | 13.05 | 0.9768 | 4000 | 86
P4RFFM2X | TechBrite LLC | TechBrite | T241SS1B35HXXXX | Indoor Luminaires | Linear Ambient | Direct Linear Ambient Luminaires | Standard | TRUE | 4951 | 111.9 | 43.85 | 8.41 | 0.971 | 3547 | 84.5 | 5 |  | 42179 |  |  | NotYetVerified |  | 3 | 4918 | 112.1551 | 43.85 | 8.41 | 0.971 | 3547 | 84.5
P2Z7796M | TechBrite LLC | TechBrite | T442SS1B35NXXXX | Indoor Luminaires | Linear Ambient | Direct Linear Ambient Luminaires | Standard | TRUE | 3219 | 104 | 30.9 | 8.01 | 0.955 | 3524 | 84.6 | 5 |  | 42179 |  |  | NotYetVerified |  | 3 | 3300 | 106.0752 | 31.11 | 8.01 | 0.955 | 3524 | 84.6
P15PA92U | Energy Solutions International | Energy Solutions International | F-14VX-N4M-35-FR | Indoor Luminaires | Linear Ambient | Direct Linear Ambient Luminaires | Premium | TRUE | 3479 | 115.06 | 30.09 | 20.48 | 0.9438 | 3583 | 83.11 | 5 |  | 42179 | Dimmable | Continuous Below 10 | NotYetVerified |  | 3 | 3480 | 116 | 30 | 6.61 | 0.9952 | 3583 | 83.11
PW4G5RF8 | Standard Products Inc. | STANDARD | LSV/40W/40K/3/DD1/FP/STD | Indoor Luminaires | Linear Ambient | Direct Linear Ambient Luminaires | Standard | TRUE | 3577 | 93.15 | 38.4 | 7.75 | 0.9371 | 4068 | 83.9 | 5 | 50000 | 42179 |  |  | NotYetVerified |  | 3 | 3577 | 93.15 | 38.4 | 7.75 | 0.9371 | 4000 | 83.9
P9KSS6EJ | Standard Products Inc. | STANDARD | LSV/40W/40K/2/DD1/FP/STD | Indoor Luminaires | Linear Ambient | Direct Linear Ambient Luminaires | Standard | TRUE | 3855 | 103.1 | 37.39 | 16.52 | 0.8778 | 4176 | 85.2 | 5 | 50000 | 42179 |  |  | NotYetVerified |  | 3 | 3855 | 103.1 | 37.39 | 16.52 | 0.8778 | 4000 | 85.2
PU3TP6EP | TechBrite LLC | TechBrite | T241SS1B50HXXXX | Indoor Luminaires | Linear Ambient | Direct Linear Ambient Luminaires | Standard | FALSE | [9 empty] | 42179 |  |  | NotYetVerified |  | 3 | 4918 | 112.1551 | 43.85 | 8.41 | 0.971 | 5101 | 82.8
PZS9ASPD | TechBrite LLC | TechBrite | T442SS1B50NXXXX | Indoor Luminaires | Linear Ambient | Direct Linear Ambient Luminaires | Standard | FALSE | [9 empty] | 42179 |  |  | NotYetVerified |  | 3 | 3784 | 121.6329 | 31.11 | 8.01 | 0.955 | 5101 | 82.8
PPMN1F3R | TechBrite LLC | TechBrite | T241SS1B40HXXXX | Indoor Luminaires | Linear Ambient | Direct Linear Ambient Luminaires | Standard | FALSE | [9 empty] | 42179 |  |  | NotYetVerified |  | 3 | 4918 | 112.1551 | 43.85 | 8.41 | 0.971 | 4000 | 84.0308
PUTQKVNS | TechBrite LLC | TechBrite | T442SS1B40NXXXX | Indoor Luminaires | Linear Ambient | Direct Linear Ambient Luminaires | Standard | FALSE | [9 empty] | 42179 |  |  | NotYetVerified | Product Updated 10/18/2016 | 3 | 3443.61 | 110.69 | 31.11 | 8.01 | 0.955 | 4000 | 84.03
P38NSDK9 | Energy Solutions International | Energy Solutions International | F-18VX-N4V-50-FR | Indoor Luminaires | Linear Ambient | Direct Linear Ambient Luminaires | Premium | FALSE | [9 empty] | 42179 | Dimmable | Continuous Below 10 | NotYetVerified |  | 3 | 9287.96 | 111.1 | 83.6 | 6.61 | 0.9952 | 5258 | 83.11
PEMRKQH9 | Energy Solutions International | Energy Solutions International | F-18VX-N4H-50-FR | Indoor Luminaires | Linear Ambient | Direct Linear Ambient Luminaires | Premium | FALSE | [9 empty] | 42179 |  |  | NotYetVerified |  | 3 | 8512 | 112 | 76 | 6.61 | 0.9952 | 5258 | 83.11
PTFN58GJ | Energy Solutions International | Energy Solutions International | F-18VX-N4S-50-FR | Indoor Luminaires | Linear Ambient | Direct Linear Ambient Luminaires | Premium | FALSE | [9 empty] | 42179 |  |  | NotYetVerified |  | 3 | 7980 | 114 | 70 | 6.61 | 0.9952 | 5258 | 83.11
P8EFK4XW | Energy Solutions International | Energy Solutions International | F-18VX-N4M-50-FR | Indoor Luminaires | Linear Ambient | Direct Linear Ambient Luminaires | Premium | FALSE | [9 empty] | 42179 | Dimmable | Continuous Below 10 | NotYetVerified |  | 3 | 6960 | 116 | 60 | 6.61 | 0.9952 | 5258 | 83.11
PZ3ZYVMP | Energy Solutions International | Energy Solutions International | F-14VX-N4V-50-FR | Indoor Luminaires | Linear Ambient | Direct Linear Ambient Luminaires | Premium | FALSE | [9 empty] | 42179 |  |  | NotYetVerified |  | 3 | 4643.98 | 111.1 | 41.8 | 6.61 | 0.9952 | 5258 | 83.11
PDGT6SAK | Energy Solutions International | Energy Solutions International | F-14VX-N4H-50-FR | Indoor Luminaires | Linear Ambient | Direct Linear Ambient Luminaires | Premium | FALSE | [9 empty] | 42179 | Dimmable | Continuous Below 10 | NotYetVerified |  | 3 | 4256 | 112 | 38 | 6.61 | 0.9952 | 5258 | 83.11
P1QB8X1J | Energy Solutions International | Energy Solutions International | F-14VX-N4S-50-FR | Indoor Luminaires | Linear Ambient | Direct Linear Ambient Luminaires | Premium | FALSE | [9 empty] | 42179 | Dimmable | Continuous Below 10 | NotYetVerified |  | 3 | 3990 | 114 | 35 | 6.61 | 0.9952 | 5258 | 83.11
P1MXBF62 | Energy Solutions International | Energy Solutions International | F-14VX-N4M-50-FR | Indoor Luminaires | Linear Ambient | Direct Linear Ambient Luminaires | Premium | FALSE | [9 empty] | 42179 | Dimmable | Continuous Below 10 | NotYetVerified |  | 3 | 3480 | 116 | 30 | 6.61 | 0.9952 | 5258 | 83.11
PVABKKGZ | Energy Solutions International | Energy Solutions International | F-18VX-N4V-40-FR | Indoor Luminaires | Linear Ambient | Direct Linear Ambient Luminaires | Premium | FALSE | [9 empty] | 42179 |  |  | NotYetVerified |  | 3 | 9287.96 | 111.1 | 83.6 | 6.61 | 0.9952 | 4000 | 83.11
P287BY3Z | Energy Solutions International | Energy Solutions International | F-18VX-N4H-40-FR | Indoor Luminaires | Linear Ambient | Direct Linear Ambient Luminaires | Premium | FALSE | [9 empty] | 42179 | Dimmable | Continuous Below 10 | NotYetVerified |  | 3 | 8512 | 112 | 76 | 6.61 | 0.9952 | 4000 | 83.11
P1CNF9W7 | Energy Solutions International | Energy Solutions International | F-18VX-N4S-40-FR | Indoor Luminaires | Linear Ambient | Direct Linear Ambient Luminaires | Premium | FALSE | [9 empty] | 42179 | Dimmable | Continuous Below 10 | NotYetVerified |  | 3 | 7980 | 114 | 70 | 6.61 | 0.9952 | 4000 | 83.11
PU8PWVNK | Energy Solutions International | Energy Solutions International | F-18VX-N4M-40-FR | Indoor Luminaires | Linear Ambient | Direct Linear Ambient Luminaires | Premium | FALSE | [9 empty] | 42179 |  |  | NotYetVerified |  | 3 | 6960 | 116 | 60 | 6.61 | 0.9952 | 4000 | 83.11
PJ8H17FG | Energy Solutions International | Energy Solutions International | F-14VX-N4V-40-FR | Indoor Luminaires | Linear Ambient | Direct Linear Ambient Luminaires | Premium | FALSE | [9 empty] | 42179 |  |  | NotYetVerified |  | 3 | 4643.98 | 111.1 | 41.8 | 6.61 | 0.9952 | 4000 | 83.11
PHQJXJAK | Energy Solutions International | Energy Solutions International | F-14VX-N4H-40-FR | Indoor Luminaires | Linear Ambient | Direct Linear Ambient Luminaires | Premium | FALSE | [9 empty] | 42179 |  |  | NotYetVerified |  | 3 | 4256 | 112 | 38 | 6.61 | 0.9952 | 4000 | 83.11
PNSDWENC | Energy Solutions International | Energy Solutions International | F-14VX-N4S-40-FR | Indoor Luminaires | Linear Ambient | Direct Linear Ambient Luminaires | Premium | FALSE | [9 empty] | 42179 |  |  | NotYetVerified |  | 3 | 3990 | 114 | 35 | 6.61 | 0.9952 | 4000 | 83.11
PXP81SX9 | Energy Solutions International | Energy Solutions International | F-14VX-N4M-40-FR | Indoor Luminaires | Linear Ambient | Direct Linear Ambient Luminaires | Premium | FALSE | [9 empty] | 42179 |  |  | NotYetVerified |  | 3 | 3480 | 116 | 30 | 6.61 | 0.9952 | 4000 | 83.11
P115QF7A | Energy Solutions International | Energy Solutions International | F-18VX-N4V-35-FR | Indoor Luminaires | Linear Ambient | Direct Linear Ambient Luminaires | Premium | FALSE | [9 empty] | 42179 | Dimmable | Continuous Below 10 | NotYetVerified |  | 3 | 9287.96 | 111.1 | 83.6 | 6.61 | 0.9952 | 3583 | 83.11
PAGZWJAF | Energy Solutions International | Energy Solutions International | F-18VX-N4H-35-FR | Indoor Luminaires | Linear Ambient | Direct Linear Ambient Luminaires | Premium | FALSE | [9 empty] | 42179 | Dimmable | Continuous Below 10 | NotYetVerified |  | 3 | 8512 | 112 | 76 | 6.61 | 0.9952 | 3583 | 83.11
PFRV8RMS | Energy Solutions International | Energy Solutions International | F-18VX-N4S-35-FR | Indoor Luminaires | Linear Ambient | Direct Linear Ambient Luminaires | Premium | FALSE | [9 empty] | 42179 |  |  | NotYetVerified |  | 3 | 7980 | 114 | 70 | 6.61 | 0.9952 | 3583 | 83.11
PRZ9VS2X | Energy Solutions International | Energy Solutions International | F-18VX-N4M-35-FR | Indoor Luminaires | Linear Ambient | Direct Linear Ambient Luminaires | Premium | FALSE | [9 empty] | 42179 |  |  | NotYetVerified |  | 3 | 6960 | 116 | 60 | 6.61 | 0.9952 | 3583 | 83.11
PXVMEB4D | Energy Solutions International | Energy Solutions International | F-14VX-N4H-35-FR | Indoor Luminaires | Linear Ambient | Direct Linear Ambient Luminaires | Premium | FALSE | [9 empty] | 42179 |  |  | NotYetVerified |  | 3 | 4256 | 112 | 38 | 6.61 | 0.9952 | 3583 | 83.11
PPEN2RK1 | Energy Solutions International | Energy Solutions International | F-14VX-N4S-35-FR | Indoor Luminaires | Linear Ambient | Direct Linear Ambient Luminaires | Premium | FALSE | [9 empty] | 42179 |  |  | NotYetVerified |  | 3 | 3990 | 114 | 35 | 6.61 | 0.9952 | 3583 | 83.11
P7U1UD48 | Aura Light US Inc. | Aura | Cordia US 5FT-A 3000K frosted | Indoor Luminaires | Linear Ambient | Direct Linear Ambient Luminaires | Standard | TRUE | 5852.28 | 97.8 | 59.7 | 15.4 | 0.94 | 2958 | 83.8 | 5 | 50000 | 42177 |  |  | NotYetVerified |  | 3 | 6175 | 95 | 65 | 20 | 0.93 | 3000 | 80
P12QE8XJ | Aura Light US Inc. | Aura | Cordia US 3FT 3000K frosted | Indoor Luminaires | Linear Ambient | Direct Linear Ambient Luminaires | Standard | TRUE | 2733.18 | 95.97 | 28.5 | 10.7 | 0.937 | 2950 | 83.8 | 5 | 50000 | 42177 |  |  | NotYetVerified |  | 3 | 2733.18 | 95.97 | 28.48 | 10.7 | 0.992 | 2950 | 84
PE2TXZ8E | Aura Light US Inc. | Aura | Cordia US 3FT 3000K clear | Indoor Luminaires | Linear Ambient | Direct Linear Ambient Luminaires | Standard | TRUE | 3040.79 | 107.75 | 28.22 | 9.6 | 0.935 | 2937 | 83 | 5 | 50000 | 42177 |  |  | NotYetVerified |  | 3 | 3070.79 | 107.75 | 28.22 | 9.6 | 0.993 | 2937 | 83
P2CSWTNN | Aura Light US Inc. | Aura | Cordia US 5FT-A 3000K clear | Indoor Luminaires | Linear Ambient | Direct Linear Ambient Luminaires | Standard | TRUE | 6529.66 | 109.63 | 59.8 | 16.2 | 0.93 | 2926 | 82.9 | 5 | 50000 | 42177 |  |  | NotYetVerified |  | 3 | 6825 | 105 | 65 | 20 | 0.93 | 3000 | 80
PP5TXSZA | Fluxwerx Illumination Inc | Fluxwerx | PF1xAC35x04xSM | Indoor Luminaires | Linear Ambient | Linear Ambient Luminaires w/ Indirect component | Standard | TRUE | 9590 | 110 | 28.65 | 16.8 | 0.93 | 3423 | 84.2 | 5 | 200000 | 42177 |  |  | NotYetVerified |  | 3
PDQFP71V | Aura Light US Inc. | Aura | Cordia US 5FT 3000K clear | Indoor Luminaires | Linear Ambient | Direct Linear Ambient Luminaires | Standard | TRUE | 5146.05 | 109.65 | 46.97 | 12.9 | 0.92 | 2956 | 83 | 5 | 50000 | 42177 |  |  | NotYetVerified |  | 3 | 5250 | 105 | 50 | 20 | 0.93 | 3000 | 80
PZN5MJYC | Aura Light US Inc. | Aura | Cordia US 2FT 3000K frosted | Indoor Luminaires | Linear Ambient | Direct Linear Ambient Luminaires | Standard | TRUE | 1766.55 | 94.82 | 18.63 | 13.3 | 0.912 | 2952 | 83.8 | 5 | 50000 | 42177 |  |  | NotYetVerified |  | 3 | 1766.55 | 94.82 | 18.63 | 13.3 | 0.987 | 2952 | 84
PW1VNWCM | Aura Light US Inc. | Aura | Cordia US 5FT 3000K frosted | Indoor Luminaires | Linear Ambient | Direct Linear Ambient Luminaires | Standard | TRUE | 4591.59 | 97.38 | 46.73 | 15.5 | 0.91 | 2969 | 84 | 5 | 50000 | 42177 |  |  | NotYetVerified |  | 3 | 4750 | 95 | 50 | 20 | 0.93 | 3000 | 80
PZKSB5RG | Aura Light US Inc. | Aura | Cordia US 2FT 3000K clear | Indoor Luminaires | Linear Ambient | Direct Linear Ambient Luminaires | Standard | TRUE | 2034.52 | 108.51 | 18.75 | 14.5 | 0.907 | 2932 | 83 | 5 | 50000 | 42177 |  |  | NotYetVerified |  | 3 | 2034.52 | 108.51 | 18.75 | 14.5 | 0.982 | 2932 | 83
P47YP6K5 | Fluxwerx Illumination Inc | Fluxwerx | PF1xAD35x04xSM | Indoor Luminaires | Linear Ambient | Linear Ambient Luminaires w/ Indirect component | Standard | TRUE | 4088 | 108 | 38 | 20.2 | 0.901 | 3426 | 84.1 | 5 | 200000 | 42177 |  |  | NotYetVerified |  | 3
PBM8SF3G | Aura Light US Inc. | Aura | Cordia US 4FT 3000K frosted | Indoor Luminaires | Linear Ambient | Direct Linear Ambient Luminaires | Standard | TRUE | 3684.2 | 96.77 | 37.74 | 11.3 | 0.88 | 2958 | 83.8 | 5 | 50000 | 42177 |  |  | NotYetVerified |  | 3 | 3800 | 95 | 40 | 20 | 0.93 | 3000 | 80
P4G72E25 | Aura Light US Inc. | Aura | Cordia US 4FT 3000K clear | Indoor Luminaires | Linear Ambient | Direct Linear Ambient Luminaires | Standard | TRUE | 4242.76 | 109.94 | 36.67 | 8.3 | 0.88 | 2939 | 83 | 5 | 50000 | 42177 |  |  | NotYetVerified |  | 3 | 4200 | 105 | 40 | 20 | 0.93 | 3000 | 80
PZVBKYHZ | Aura Light US Inc. | Aura | Cordia US 5FT-A 5000K clear | Indoor Luminaires | Linear Ambient | Direct Linear Ambient Luminaires | Standard | FALSE | [9 empty] | 42177 |  |  | NotYetVerified |  | 3 | 6825 | 105 | 65 | 20 | 0.93 | 5000 | 80
PXD1DZ91 | Aura Light US Inc. | Aura | Cordia US 5FT-A 5000K frosted | Indoor Luminaires | Linear Ambient | Direct Linear Ambient Luminaires | Standard | FALSE | [9 empty] | 42177 |  |  | NotYetVerified |  | 3 | 6175 | 95 | 65 | 20 | 0.93 | 5000 | 80
P58K99YJ | Aura Light US Inc. | Aura | Cordia US 5FT 5000K clear | Indoor Luminaires | Linear Ambient | Direct Linear Ambient Luminaires | Standard | FALSE | [9 empty] | 42177 |  |  | NotYetVerified |  | 3 | 5250 | 105 | 50 | 20 | 0.93 | 5000 | 80
P73CJBXX | Aura Light US Inc. | Aura | Cordia US 5FT 5000K frosted | Indoor Luminaires | Linear Ambient | Direct Linear Ambient Luminaires | Standard | FALSE | [9 empty] | 42177 |  |  | NotYetVerified |  | 3 | 4750 | 95 | 50 | 20 | 0.93 | 5000 | 80
PU93Q9S7 | Aura Light US Inc. | Aura | Cordia US 4FT 5000K clear | Indoor Luminaires | Linear Ambient | Direct Linear Ambient Luminaires | Standard | FALSE | [9 empty] | 42177 |  |  | NotYetVerified |  | 3 | 4200 | 105 | 40 | 20 | 0.93 | 5000 | 80
PGDGB1BF | Aura Light US Inc. | Aura | Cordia US 4FT 5000K frosted | Indoor Luminaires | Linear Ambient | Direct Linear Ambient Luminaires | Standard | FALSE | [9 empty] | 42177 |  |  | NotYetVerified |  | 3 | 3800 | 95 | 40 | 20 | 0.93 | 5000 | 80
PT1BPUP8 | Aura Light US Inc. | Aura | Cordia US 2FT 5000K clear | Indoor Luminaires | Linear Ambient | Direct Linear Ambient Luminaires | Standard | FALSE | [9 empty] | 42177 |  |  | NotYetVerified |  | 3 | 2100 | 105 | 20 | 14.5 | 0.982 | 5000 | 80
PJJTJP29 | Aura Light US Inc. | Aura | Cordia US 2FT 5000K frosted | Indoor Luminaires | Linear Ambient | Direct Linear Ambient Luminaires | Standard | FALSE | [9 empty] | 42177 |  |  | NotYetVerified |  | 3 | 1900 | 95 | 20 | 13.3 | 0.987 | 5000 | 80
PVMZVZ7E | Aura Light US Inc. | Aura | Cordia US 3FT 5000K frosted | Indoor Luminaires | Linear Ambient | Direct Linear Ambient Luminaires | Standard | FALSE | [9 empty] | 42177 |  |  | NotYetVerified |  | 3 | 2850 | 95 | 30 | 10.7 | 0.992 | 5000 | 80
P8WZV2EZ | Aura Light US Inc. | Aura | Cordia US 3FT 5000K clear | Indoor Luminaires | Linear Ambient | Direct Linear Ambient Luminaires | Standard | FALSE | [9 empty] | 42177 |  |  | NotYetVerified |  | 3 | 3150 | 105 | 30 | 9.6 | 0.993 | 5000 | 80
PE6C2P7S | Aura Light US Inc. | Aura | Cordia US 5FT-A 4000K clear | Indoor Luminaires | Linear Ambient | Direct Linear Ambient Luminaires | Standard | FALSE | [9 empty] | 42177 |  |  | NotYetVerified |  | 3 | 6825 | 105 | 65 | 20 | 0.93 | 4000 | 80
PFG17BX4 | Aura Light US Inc. | Aura | Cordia US 5FT-A 4000K frosted | Indoor Luminaires | Linear Ambient | Direct Linear Ambient Luminaires | Standard | FALSE | [9 empty] | 42177 |  |  | NotYetVerified |  | 3 | 6175 | 95 | 65 | 20 | 0.93 | 4000 | 80
PVT89962 | Aura Light US Inc. | Aura | Cordia US 5FT 4000K clear | Indoor Luminaires | Linear Ambient | Direct Linear Ambient Luminaires | Standard | FALSE | [9 empty] | 42177 |  |  | NotYetVerified |  | 3 | 5250 | 105 | 50 | 20 | 0.93 | 4000 | 80
P6WPHQ28 | Aura Light US Inc. | Aura | Cordia US 5FT 4000K frosted | Indoor Luminaires | Linear Ambient | Direct Linear Ambient Luminaires | Standard | FALSE | [9 empty] | 42177 |  |  | NotYetVerified |  | 3 | 4750 | 95 | 50 | 20 | 0.93 | 4000 | 80
PR71B7AH | Aura Light US Inc. | Aura | Cordia US 4FT 4000K clear | Indoor Luminaires | Linear Ambient | Direct Linear Ambient Luminaires | Standard | FALSE | [9 empty] | 42177 |  |  | NotYetVerified |  | 3 | 4200 | 105 | 40 | 20 | 0.93 | 4000 | 80
PGKARVPE | Aura Light US Inc. | Aura | Cordia US 4FT 4000K frosted | Indoor Luminaires | Linear Ambient | Direct Linear Ambient Luminaires | Standard | FALSE | [9 empty] | 42177 |  |  | NotYetVerified |  | 3 | 3800 | 95 | 40 | 20 | 0.93 | 4000 | 80
PGB8PP75 | Aura Light US Inc. | Aura | Cordia US 2FT 4000K clear | Indoor Luminaires | Linear Ambient | Direct Linear Ambient Luminaires | Standard | FALSE | [9 empty] | 42177 |  |  | NotYetVerified |  | 3 | 2100 | 105 | 20 | 14.5 | 0.982 | 4000 | 80
PSKG8H8G | Aura Light US Inc. | Aura | Cordia US 2FT 4000K frosted | Indoor Luminaires | Linear Ambient | Direct Linear Ambient Luminaires | Standard | FALSE | [9 empty] | 42177 |  |  | NotYetVerified |  | 3 | 1900 | 95 | 20 | 13.3 | 0.987 | 4000 | 80
PSUDEX8V | Aura Light US Inc. | Aura | Cordia US 3FT 4000K frosted | Indoor Luminaires | Linear Ambient | Direct Linear Ambient Luminaires | Standard | FALSE | [9 empty] | 42177 |  |  | NotYetVerified |  | 3 | 2850 | 95 | 30 | 10.7 | 0.992 | 4000 | 80
PNY1FV39 | Aura Light US Inc. | Aura | Cordia US 3FT 4000K clear | Indoor Luminaires | Linear Ambient | Direct Linear Ambient Luminaires | Standard | FALSE | [9 empty] | 42177 |  |  | NotYetVerified |  | 3 | 3150 | 105 | 30 | 9.6 | 0.993 | 4000 | 80
PDMTBFRQ | Fluxwerx Illumination Inc | Fluxwerx | PF1xAC40x04xBM | Indoor Luminaires | Linear Ambient | Linear Ambient Luminaires w/ Indirect component | Standard | FALSE | [9 empty] | 42177 |  |  | NotYetVerified |  | 3 | 3222 | 111 | 28.94 | 16.8 | 0.93 | 4000 | 84
PYZE6EXV | Fluxwerx Illumination Inc | Fluxwerx | PF1xAD40x04xBM | Indoor Luminaires | Linear Ambient | Linear Ambient Luminaires w/ Indirect component | Standard | FALSE | [9 empty] | 42177 |  |  | NotYetVerified |  | 3 | 4113 | 107.2 | 38.36 | 20.2 | 0.901 | 4000 | 83
PHAZJJZT | Fluxwerx Illumination Inc | Fluxwerx | PF1xAC40x04xSM | Indoor Luminaires | Linear Ambient | Linear Ambient Luminaires w/ Indirect component | Standard | FALSE | [9 empty] | 42177 |  |  | NotYetVerified |  | 3 | 3222 | 111 | 28.94 | 16.8 | 0.93 | 4000 | 84
P284ET6R | Fluxwerx Illumination Inc | Fluxwerx | PF1xAD40x04xSM | Indoor Luminaires | Linear Ambient | Linear Ambient Luminaires w/ Indirect component | Standard | FALSE | [9 empty] | 42177 |  |  | NotYetVerified |  | 3 | 4113 | 107.2 | 38.36 | 20.2 | 0.901 | 4000 | 83
PJFY7BPP | Fluxwerx Illumination Inc | Fluxwerx | PF1xAC40x04xDM | Indoor Luminaires | Linear Ambient | Linear Ambient Luminaires w/ Indirect component | Standard | FALSE | [9 empty] | 42177 |  |  | NotYetVerified |  | 3 | 3222 | 111 | 28.94 | 16.8 | 0.93 | 4000 | 84
PV13UXU5 | Fluxwerx Illumination Inc | Fluxwerx | PF1xAD40x04xDM | Indoor Luminaires | Linear Ambient | Linear Ambient Luminaires w/ Indirect component | Standard | FALSE | [9 empty] | 42177 |  |  | NotYetVerified |  | 3 | 4113 | 107.2 | 38.36 | 20.2 | 0.901 | 4000 | 83
PG8MUBY9 | Fluxwerx Illumination Inc | Fluxwerx | PF1xAD35x04xBM | Indoor Luminaires | Linear Ambient | Linear Ambient Luminaires w/ Indirect component | Standard | FALSE | [9 empty] | 42177 |  |  | NotYetVerified |  | 3 | 4088 | 108 | 38 | 20.2 | 0.901 | 3500 | 84
P84HNQQT | Fluxwerx Illumination Inc | Fluxwerx | PF1xAC35x04xBM | Indoor Luminaires | Linear Ambient | Linear Ambient Luminaires w/ Indirect component | Standard | FALSE | [9 empty] | 42177 |  |  | NotYetVerified |  | 3 | 3143 | 110 | 28.65 | 16.8 | 0.93 | 3500 | 84
PFTTPARC | Fluxwerx Illumination Inc | Fluxwerx | PF1xAC35x04xDM | Indoor Luminaires | Linear Ambient | Linear Ambient Luminaires w/ Indirect component | Standard | FALSE | [9 empty] | 42177 |  |  | NotYetVerified |  | 3 | 3143 | 110 | 28.65 | 16.8 | 0.93 | 3500 | 84
PC83H63V | Fluxwerx Illumination Inc | Fluxwerx | PF1xAD35x04xDM | Indoor Luminaires | Linear Ambient | Linear Ambient Luminaires w/ Indirect component | Standard | FALSE | [9 empty] | 42177 |  |  | NotYetVerified |  | 3 | 4088 | 108 | 38 | 20.2 | 0.901 | 3500 | 84
PNY9QJE1 | Delviro | Delviro Energy | DTL4-40-5K-U-NL-X-X-X-X | Indoor Luminaires | Linear Ambient | Direct Linear Ambient Luminaires | Standard | TRUE | 5160 | 115.8 | 44.58 | 10.69 | 0.9134 | 5068 | 82 | 5 | 200000 | 42173 |  |  | NotYetVerified |  | 3 | 4500 | 112.5 | 40 |  |  | 5000 | 80
PXFDJN3K | Delviro | Delviro Energy | DTL4-39-35K-H-NL-X-X-X-X | Indoor Luminaires | Linear Ambient | Direct Linear Ambient Luminaires | Standard | TRUE | 4218 | 93.2 | 45.26 | 19.7 | 0.88 | 3609 | 85 | 5 | 200000 | 42173 |  |  | NotYetVerified |  | 3 | 4500 | 112.5 | 40 |  |  | 3500 | 80
PGSP7MFE | Delviro | Delviro Energy | DTL4-40-35K-H-NL-X-X-X-X | Indoor Luminaires | Linear Ambient | Direct Linear Ambient Luminaires | Standard | TRUE | 4496 | 93.1 | 48.31 |  |  |  |  | 5 | 200000 | 42173 |  |  | NotYetVerified |  | 3 | 4500 | 112.5 | 40 |  |  | 3500 | 80
PRNCQP62 | Delviro | Delviro Energy | DTL8-80-5K-H-NL-X-X-X-X | Indoor Luminaires | Linear Ambient | Direct Linear Ambient Luminaires | Standard | FALSE | [9 empty] | 42173 |  |  | NotYetVerified |  | 3 | 9000 | 112.5 | 80 |  |  | 5000 | 80
PQ5673UA | Delviro | Delviro Energy | DTL8-80-5K-U-NL-X-X-X-X | Indoor Luminaires | Linear Ambient | Direct Linear Ambient Luminaires | Standard | FALSE | [9 empty] | 42173 |  |  | NotYetVerified |  | 3 | 9000 | 112.5 | 80 |  |  | 5000 | 80
PFE8EHJ3 | Delviro | Delviro Energy | DTL4-40-5K-H-NL-X-X-X-X | Indoor Luminaires | Linear Ambient | Direct Linear Ambient Luminaires | Standard | FALSE | [9 empty] | 42173 |  |  | NotYetVerified |  | 3 | 4500 | 112.5 | 40 |  |  | 5000 | 80
P9SA653G | Delviro | Delviro Energy | DTL8-80-4K-U-NL-X-X-X-X | Indoor Luminaires | Linear Ambient | Direct Linear Ambient Luminaires | Standard | FALSE | [9 empty] | 42173 |  |  | NotYetVerified |  | 3 | 9000 | 112.5 | 80 |  |  | 4000 | 80
P773AK5S | Delviro | Delviro Energy | DTL8-80-4K-H-NL-X-X-X-X | Indoor Luminaires | Linear Ambient | Direct Linear Ambient Luminaires | Standard | FALSE | [9 empty] | 42173 |  |  | NotYetVerified |  | 3 | 9000 | 112.5 | 80 |  |  | 4000 | 80
P6KJ9G86 | Delviro | Delviro Energy | DTL4-40-4K-U-NL-X-X-X-X | Indoor Luminaires | Linear Ambient | Direct Linear Ambient Luminaires | Standard | FALSE | [9 empty] | 42173 |  |  | NotYetVerified |  | 3 | 4500 | 112.5 | 40 |  |  | 4000 | 80
P3FUSZGK | Delviro | Delviro Energy | DTL4-40-4K-H-NL-X-X-X-X | Indoor Luminaires | Linear Ambient | Direct Linear Ambient Luminaires | Standard | FALSE | [9 empty] | 42173 |  |  | NotYetVerified |  | 3 | 4500 | 112.5 | 40 |  |  | 4000 | 80
PUF78CKK | Delviro | Delviro Energy | DTL8-80-35K-U-NL-X-X-X-X | Indoor Luminaires | Linear Ambient | Direct Linear Ambient Luminaires | Standard | FALSE | [9 empty] | 42173 |  |  | NotYetVerified |  | 3 | 9000 | 112.5 | 80 |  |  | 3500 | 80
PSCRF4RX | Delviro | Delviro Energy | DTL8-80-35K-H-NL-X-X-X-X | Indoor Luminaires | Linear Ambient | Direct Linear Ambient Luminaires | Standard | FALSE | [9 empty] | 42173 |  |  | NotYetVerified |  | 3 | 9000 | 112.5 | 80 |  |  | 3500 | 80
PWP8Z6CC | Delviro | Delviro Energy | DTL4-40-35K-U-NL-X-X-X-X | Indoor Luminaires | Linear Ambient | Direct Linear Ambient Luminaires | Standard | FALSE | [9 empty] | 42173 |  |  | NotYetVerified |  | 3 | 4500 | 112.5 | 40 |  |  | 3500 | 80
PZ6V57GM | CIXI YUANHUI LIGHTING ELECTRIC CO.LTD | YUANHUI | WP-44W-C(2700K) | Indoor Luminaires | Linear Ambient | Direct Linear Ambient Luminaires | Standard | TRUE | 4276.4 | 96.35 | 44.38 | 14.26 | 0.9011 | 2850 | 85.3 | 5 | 50000 | 42172 |  |  | NotYetVerified |  | 3 | 4360.5 | 96.98 | 44.96 | 18.53 | 0.9011 | 2700 | 85.3
PYM3XSM3 | Globalux Lighting | GlobaLux | LCS-4-34-MV-830 | Indoor Luminaires | Linear Ambient | Direct Linear Ambient Luminaires | Standard | TRUE | 3139.36 | 101.8 | 30.84 | 9.4 | 0.898 | 3052 | 84.1 | 5 | 50000 | 42172 |  |  | NotYetVerified |  | 3 | 3139.36 | 101.8 | 30.84 | 5.8 | 0.984 | 3052 | 84
PYPM6GAT | Globalux Lighting | GlobaLux | LCS-4-34-MV-850 | Indoor Luminaires | Linear Ambient | Direct Linear Ambient Luminaires | Standard | FALSE | [9 empty] | 42172 |  |  | NotYetVerified |  | 3 | 3520 | 103.53 | 34 | 5.8 | 0.984 | 5000 | 84
P8HKGF6C | Globalux Lighting | GlobaLux | LCS-4-34-MV-845 | Indoor Luminaires | Linear Ambient | Direct Linear Ambient Luminaires | Standard | FALSE | [9 empty] | 42172 |  |  | NotYetVerified |  | 3 | 3520 | 103.53 | 34 | 5.8 | 0.984 | 4500 | 84
PMXTPJ8W | Globalux Lighting | GlobaLux | LCS-4-34-MV-840 | Indoor Luminaires | Linear Ambient | Direct Linear Ambient Luminaires | Standard | FALSE | [9 empty] | 42172 |  |  | NotYetVerified |  | 3 | 3520 | 103.53 | 34 | 5.8 | 0.984 | 4000 | 84
PE2W2WE5 | Globalux Lighting | GlobaLux | LCS-4-34-MV-835 | Indoor Luminaires | Linear Ambient | Direct Linear Ambient Luminaires | Standard | FALSE | [9 empty] | 42172 |  |  | NotYetVerified |  | 3 | 3520 | 103.53 | 34 | 5.8 | 0.984 | 3500 | 84
PC5BR215 | CIXI YUANHUI LIGHTING ELECTRIC CO.LTD | YUANHUI | WP-44W-C(5700K) | Indoor Luminaires | Linear Ambient | Direct Linear Ambient Luminaires | Standard | FALSE | [9 empty] | 42172 |  |  | NotYetVerified |  | 3 | 5101 | 113.18 | 45.07 | 18.29 | 0.9071 | 5700 | 84.9
PMGFMR7X | CIXI YUANHUI LIGHTING ELECTRIC CO.LTD | YUANHUI | WP-44W-C(5000K) | Indoor Luminaires | Linear Ambient | Direct Linear Ambient Luminaires | Standard | FALSE | [9 empty] | 42172 |  |  | NotYetVerified |  | 3 | 4360.5 | 96.98 | 44.96 | 18.53 | 0.9011 | 5000 | 85.3
P5CBJAVC | CIXI YUANHUI LIGHTING ELECTRIC CO.LTD | YUANHUI | WP-44W-C(4500K) | Indoor Luminaires | Linear Ambient | Direct Linear Ambient Luminaires | Standard | FALSE | [9 empty] | 42172 |  |  | NotYetVerified |  | 3 | 4360.5 | 96.98 | 44.96 | 18.53 | 0.9011 | 4500 | 85.3
P8NSRGT9 | CIXI YUANHUI LIGHTING ELECTRIC CO.LTD | YUANHUI | WP-44W-C(4000K) | Indoor Luminaires | Linear Ambient | Direct Linear Ambient Luminaires | Standard | FALSE | [9 empty] | 42172 |  |  | NotYetVerified |  | 3 | 4360.5 | 96.98 | 44.96 | 18.53 | 0.9011 | 4000 | 85.3
PJ9X4XDU | CIXI YUANHUI LIGHTING ELECTRIC CO.LTD | YUANHUI | WP-44W-C(3500K) | Indoor Luminaires | Linear Ambient | Direct Linear Ambient Luminaires | Standard | FALSE | [9 empty] | 42172 |  |  | NotYetVerified |  | 3 | 4360.5 | 96.98 | 44.96 | 18.53 | 0.9011 | 3500 | 85.3
PNJVZ98V | CIXI YUANHUI LIGHTING ELECTRIC CO.LTD | YUANHUI | WP-44W-C(3000K) | Indoor Luminaires | Linear Ambient | Direct Linear Ambient Luminaires | Standard | FALSE | [9 empty] | 42172 |  |  | NotYetVerified |  | 3 | 4360.5 | 96.98 | 44.96 | 18.53 | 0.9011 | 3000 | 85.3
PDAEQ3XH | Samjin Lnd Co. Ltd. | SAMJIN | FETH4-020ZT30IUS | Indoor Luminaires | Linear Ambient | Direct Linear Ambient Luminaires | Standard | TRUE | 2052.23 | 102.25 | 20.07 | 16.41 | 0.928 | 3093.8 | 81.3 | 5 | 50000 | 42171 |  |  | NotYetVerified |  | 3 | 2052 | 102 | 20 | 20 | 0.9 | 3000 | 80
PT12HHS6 | MLEDTECH LLC | MLED | MLEDOG-LED210-YPC 4000K | Indoor Luminaires | Linear Ambient | Direct Linear Ambient Luminaires | Standard | TRUE | 1858.29 | 91.09 | 20.4 | 13.99 | 0.875 | 4103 | 82.6 | 5 | 50000 | 42171 |  |  | NotYetVerified |  | 3 | 1858.29 | 91.09 | 20.4 | 7.59 | 0.991 | 4103 | 83
P6G6RQ7R | Samjin Lnd Co. Ltd. | SAMJIN | FETH4-020ZT50IUS | Indoor Luminaires | Linear Ambient | Direct Linear Ambient Luminaires | Standard | FALSE | [9 empty] | 42171 |  |  | NotYetVerified |  | 3 | 1929.14 | 96.7 | 19.95 | 18.22 | 0.928 | 4877 | 82.1
P5CU2E93 | Samjin Lnd Co. Ltd. | SAMJIN | FETH4-020ZT40IUS | Indoor Luminaires | Linear Ambient | Direct Linear Ambient Luminaires | Standard | FALSE | [9 empty] | 42171 |  |  | NotYetVerified |  | 3 | 2052 | 101 | 20 | 20 | 0.9 | 4000 | 80
PX4N4WY4 | MLEDTECH LLC | MLED | MLEDOG-LED210-YPC 5000K | Indoor Luminaires | Linear Ambient | Direct Linear Ambient Luminaires | Standard | FALSE | [9 empty] | 42171 | Not Dimmable | Not Dimmable | NotYetVerified |  | 3 | 2100 | 105 | 20 | 7.59 | 0.991 | 5000 | 83
PJU74BQC | MLEDTECH LLC | MLED | MLEDOG-LED210-YPC 4500K | Indoor Luminaires | Linear Ambient | Direct Linear Ambient Luminaires | Standard | FALSE | [9 empty] | 42171 | Not Dimmable | Not Dimmable | NotYetVerified |  | 3 | 2000 | 100 | 20 | 7.59 | 0.991 | 4500 | 83
PATBVPNE | TechBrite LLC | TechBrite | T844SS1B35HXXXX | Indoor Luminaires | Linear Ambient | Direct Linear Ambient Luminaires | Standard | TRUE | 11420 | 125 | 91.39 | 5.27 | 0.997 | 3465 | 82 | 5 |  | 42170 |  |  | NotYetVerified |  | 3 | 11420 | 126.7762 | 90.08 | 11.4 | 0.967 | 3465 | 82
PZ94ZVCG | TechBrite LLC | TechBrite | T442SS1B35HXXXX | Indoor Luminaires | Linear Ambient | Direct Linear Ambient Luminaires | Standard | TRUE | 5129 | 116 | 44.9 | 8.11 | 0.971 | 3449 | 82.2 | 5 |  | 42170 |  |  | NotYetVerified |  | 3 | 5374 | 119.6882 | 44.9 | 8.11 | 0.971 | 3449 | 82.2
PHD77JBG | TechBrite LLC | TechBrite | T241SS1B35NXXXX | Indoor Luminaires | Linear Ambient | Direct Linear Ambient Luminaires | Standard | TRUE | 3337 | 111.18 | 30.1 | 8.74 | 0.954 | 3468 | 82 | 5 |  | 42170 |  |  | NotYetVerified |  | 3 | 3337 | 110.8638 | 30.1 | 8.74 | 0.954 | 3468 | 82
PKWF6TKD | FY Lighting Co. Ltd | Fen Yong | FY-T8B-1200NF(30K240C180) | Indoor Luminaires | Linear Ambient | Direct Linear Ambient Luminaires | Standard | TRUE | 2042.3 | 116.77 | 17.11 | 13.23 | 0.9384 | 2932 | 83.1 | 5 | 50000 | 42170 |  |  | NotYetVerified |  | 3 | 2046.5 | 119.61 | 17.11 | 10.57 | 0.9384 | 3000 | 83.1
PNECNUMB | Sun & Stars Lighting Inc. | Sun & Stars Lighting | SSL-WPLED/4X13/40 | Indoor Luminaires | Linear Ambient | Direct Linear Ambient Luminaires | Standard | TRUE | 5907.64 | 95.48 | 63.4 | 15.7 | 0.93 | 4398 | 86 | 5 | 50000 | 42170 |  |  | NotYetVerified |  | 3 | 5907 | 95.48 | 63.4 |  |  | 4500 | 86
P4ZRSQQ6 | FY Lighting Co. Ltd | Fen Yong | FY-T8B-1200NC(30K240C180) | Indoor Luminaires | Linear Ambient | Direct Linear Ambient Luminaires | Standard | TRUE | 2289.4 | 134.49 | 17.02 | 10.51 | 0.9136 | 2940 | 82.7 | 5 | 50000 | 42170 |  |  | NotYetVerified |  | 3 | 2284.6 | 135.83 | 17.02 | 10.51 | 0.9136 | 3000 | 82.7
P2GTR6QQ | FY Lighting Co. Ltd | Fen Yong | FY-T8B-600NC(30K048C120) | Indoor Luminaires | Linear Ambient | Direct Linear Ambient Luminaires | Standard | TRUE | 1235.1 | 143.03 | 8.35 | 19.27 | 0.9108 | 2972 | 82.2 | 5 | 50000 | 42170 |  |  | NotYetVerified |  | 3 | 1235.1 | 143.03 | 8.635 | 19.27 | 0.9108 | 3000 | 82.2
P2A33CAK | FY Lighting Co. Ltd | Fen Yong | FY-T8B-1200NC(30K120C120) | Indoor Luminaires | Linear Ambient | Direct Linear Ambient Luminaires | Standard | TRUE | 2466.4 | 128.59 | 19.18 | 18.79 | 0.9103 | 2961 | 82.4 | 5 | 50000 | 42170 |  |  | NotYetVerified |  | 3 | 2466.4 | 128.59 | 19.2 | 18.79 | 0.9103 | 3000 | 82.4
P4Q1QMDC | FY Lighting Co. Ltd | Fen Yong | FY-T8B-600NF(30K048C120) | Indoor Luminaires | Linear Ambient | Direct Linear Ambient Luminaires | Standard | TRUE | 1111.8 | 129.04 | 8.616 | 19.35 | 0.9091 | 2962 | 82.1 | 5 | 50000 | 42170 |  |  | NotYetVerified |  | 3 | 1111.8 | 129.04 | 8.6 | 19.35 | 0.9091 | 3000 | 82.1
PXQJ2HZV | FY Lighting Co. Ltd | Fen Yong | FY-T8B-1200NF(30K120C120) | Indoor Luminaires | Linear Ambient | Direct Linear Ambient Luminaires | Standard | TRUE | 2198.2 | 113.19 | 19.42 | 18.25 | 0.9063 | 2953 | 82.3 | 5 | 50000 | 42170 |  |  | NotYetVerified |  | 3 | 2198.2 | 113.19 | 19.4 | 18.25 | 0.9063 | 3000 | 82.3
P2H4HMFK | TechBrite LLC | TechBrite | T844SS1B50HXXXX | Indoor Luminaires | Linear Ambient | Direct Linear Ambient Luminaires | Standard | FALSE | [9 empty] | 42170 |  |  | NotYetVerified |  | 3 | 11420 | 126.7762 | 90.08 | 11.4 | 0.967 | 5143 | 84.1
PHKVK5ST | TechBrite LLC | TechBrite | T844SS1B50NXXXX | Indoor Luminaires | Linear Ambient | Direct Linear Ambient Luminaires | Standard | FALSE | [9 empty] | 42170 |  |  | NotYetVerified |  | 3 | 6352 | 127.8583 | 49.68 | 8.74 | 0.975 | 5143 | 84.1
PUXW4M4Q | TechBrite LLC | TechBrite | T241SS1B50NXXXX | Indoor Luminaires | Linear Ambient | Direct Linear Ambient Luminaires | Standard | FALSE | [9 empty] | 42170 |  |  | NotYetVerified |  | 3 | 3337 | 110.8638 | 30.1 | 8.74 | 0.954 | 5143 | 84.1
P1XC22RC | TechBrite LLC | TechBrite | T442SS1B50HXXXX | Indoor Luminaires | Linear Ambient | Direct Linear Ambient Luminaires | Standard | FALSE | [9 empty] | 42170 |  |  | NotYetVerified |  | 3 | 5859 | 130.49 | 44.9 | 8.11 | 0.971 | 5143 | 84.1
PM3ZN583 | TechBrite LLC | TechBrite | T844SS1B40HXXXX | Indoor Luminaires | Linear Ambient | Direct Linear Ambient Luminaires | Standard | FALSE | [9 empty] | 42170 |  |  | NotYetVerified |  | 3 | 11420 | 126.7762 | 90.08 | 11.4 | 0.967 | 4000 | 82.7
PDCGZ9A9 | TechBrite LLC | TechBrite | T844SS1B40NXXXX | Indoor Luminaires | Linear Ambient | Direct Linear Ambient Luminaires | Standard | FALSE | [9 empty] | 42170 |  |  | NotYetVerified |  | 3 | 6352 | 127.8583 | 49.68 | 8.74 | 0.975 | 4000 | 82.7
PWBQ286C | TechBrite LLC | TechBrite | T241SS1B40NXXXX | Indoor Luminaires | Linear Ambient | Direct Linear Ambient Luminaires | Standard | FALSE | [9 empty] | 42170 |  |  | NotYetVerified |  | 3 | 3337 | 110.8638 | 30.1 | 8.74 | 0.954 | 4000 | 82.7
PS3DFYBV | TechBrite LLC | TechBrite | T442SS1B40HXXXX | Indoor Luminaires | Linear Ambient | Direct Linear Ambient Luminaires | Standard | FALSE | [9 empty] | 42170 |  |  | NotYetVerified | Product Updated on 10/18/2016 | 3 | 5528 | 123.1 | 44.9 | 8.11 | 0.971 | 4000 | 82.7
PPJUQJ2E | TechBrite LLC | TechBrite | T844SS1B35NXXXX | Indoor Luminaires | Linear Ambient | Direct Linear Ambient Luminaires | Standard | FALSE | [9 empty] | 42170 |  |  | NotYetVerified |  | 3 | 6352 | 127.8583 | 49.68 | 8.06 | 0.975 | 3483 | 81.7
PUQVKMJH | FY Lighting Co. Ltd | Fen Yong | FY-T8B-1200NF(50K240C180) | Indoor Luminaires | Linear Ambient | Direct Linear Ambient Luminaires | Standard | FALSE | [9 empty] | 42170 |  |  | NotYetVerified |  | 3 | 2251 | 125.33 | 17.96 | 10.86 | 0.9224 | 5000 | 82.7
P5GQMRU3 | FY Lighting Co. Ltd | Fen Yong | FY-T8B-1200NC(50K240C180) | Indoor Luminaires | Linear Ambient | Direct Linear Ambient Luminaires | Standard | FALSE | [9 empty] | 42170 |  |  | NotYetVerified |  | 3 | 2513 | 142.06 | 17.69 | 10.42 | 0.9241 | 5000 | 82.5
PJN63HYS | FY Lighting Co. Ltd | Fen Yong | FY-T8B-600NF(50K048C120) | Indoor Luminaires | Linear Ambient | Direct Linear Ambient Luminaires | Standard | FALSE | [9 empty] | 42170 |  |  | NotYetVerified |  | 3 | 1214.8 | 138.06 | 8.8 | 19.53 | 0.9105 | 5000 | 81.5
PTZW5J6T | FY Lighting Co. Ltd | Fen Yong | FY-T8B-600NC(50K048C120) | Indoor Luminaires | Linear Ambient | Direct Linear Ambient Luminaires | Standard | FALSE | [9 empty] | 42170 |  |  | NotYetVerified |  | 3 | 1348.6 | 152.26 | 8.857 | 19.02 | 0.9113 | 5000 | 81.5
PE9NSARW | FY Lighting Co. Ltd | Fen Yong | FY-T8B-1200NC(50K120C120) | Indoor Luminaires | Linear Ambient | Direct Linear Ambient Luminaires | Standard | FALSE | [9 empty] | 42170 |  |  | NotYetVerified |  | 3 | 2762.4 | 141.08 | 19.6 | 18.17 | 0.9204 | 5000 | 81.5
P9QRT7US | FY Lighting Co. Ltd | Fen Yong | FY-T8B-1200NF(50K120C120) | Indoor Luminaires | Linear Ambient | Direct Linear Ambient Luminaires | Standard | FALSE | [9 empty] | 42170 |  |  | NotYetVerified |  | 3 | 2456.1 | 126.54 | 19.4 | 17.96 | 0.9152 | 5000 | 81.4
PJR19WES | FY Lighting Co. Ltd | Fen Yong | FY-T8B-1200NF(45K240C180) | Indoor Luminaires | Linear Ambient | Direct Linear Ambient Luminaires | Standard | FALSE | [9 empty] | 42170 |  |  | NotYetVerified |  | 3 | 2046.5 | 119.61 | 17.11 | 10.57 | 0.9384 | 4500 | 83.1
PFR66EX2 | FY Lighting Co. Ltd | Fen Yong | FY-T8B-1200NC(45K240C180) | Indoor Luminaires | Linear Ambient | Direct Linear Ambient Luminaires | Standard | FALSE | [9 empty] | 42170 |  |  | NotYetVerified |  | 3 | 2284.6 | 135.83 | 17.02 | 10.51 | 0.9136 | 4500 | 82.7
PKJ7HA48 | FY Lighting Co. Ltd | Fen Yong | FY-T8B-1200NC(45K120C120) | Indoor Luminaires | Linear Ambient | Direct Linear Ambient Luminaires | Standard | FALSE | [9 empty] | 42170 |  |  | NotYetVerified |  | 3 | 2466.4 | 128.59 | 19.2 | 18.79 | 0.9103 | 4500 | 82.4
PV7M51FY | FY Lighting Co. Ltd | Fen Yong | FY-T8B-1200NF(45K120C120) | Indoor Luminaires | Linear Ambient | Direct Linear Ambient Luminaires | Standard | FALSE | [9 empty] | 42170 |  |  | NotYetVerified |  | 3 | 2198.2 | 113.19 | 19.4 | 18.25 | 0.9063 | 4500 | 82.3
PRHEHWGW | FY Lighting Co. Ltd | Fen Yong | FY-T8B-600NC(45K048C120) | Indoor Luminaires | Linear Ambient | Direct Linear Ambient Luminaires | Standard | FALSE | [9 empty] | 42170 |  |  | NotYetVerified |  | 3 | 1235.1 | 143.03 | 8.635 | 19.27 | 0.9108 | 4500 | 82.2
PQ4U7AET | FY Lighting Co. Ltd | Fen Yong | FY-T8B-600NF(45K048C120) | Indoor Luminaires | Linear Ambient | Direct Linear Ambient Luminaires | Standard | FALSE | [9 empty] | 42170 |  |  | NotYetVerified |  | 3 | 1111.8 | 129.04 | 8.6 | 19.35 | 0.9091 | 4500 | 82.1
PXS2ESKD | FY Lighting Co. Ltd | Fen Yong | FY-T8B-1200NF(40K240C180) | Indoor Luminaires | Linear Ambient | Direct Linear Ambient Luminaires | Standard | FALSE | [9 empty] | 42170 |  |  | NotYetVerified |  | 3 | 2046.5 | 119.61 | 17.11 | 10.57 | 0.9384 | 4000 | 83.1
PFG7DVDB | FY Lighting Co. Ltd | Fen Yong | FY-T8B-1200NC(40K240C180) | Indoor Luminaires | Linear Ambient | Direct Linear Ambient Luminaires | Standard | FALSE | [9 empty] | 42170 |  |  | NotYetVerified |  | 3 | 2284.6 | 135.83 | 17.02 | 10.51 | 0.9136 | 4000 | 82.7
PEFDCHBT | FY Lighting Co. Ltd | Fen Yong | FY-T8B-1200NC(40K120C120) | Indoor Luminaires | Linear Ambient | Direct Linear Ambient Luminaires | Standard | FALSE | [9 empty] | 42170 |  |  | NotYetVerified |  | 3 | 2466.4 | 128.59 | 19.2 | 18.79 | 0.9103 | 4000 | 82.4
PV9BJD34 | FY Lighting Co. Ltd | Fen Yong | FY-T8B-1200NF(40K120C120) | Indoor Luminaires | Linear Ambient | Direct Linear Ambient Luminaires | Standard | FALSE | [9 empty] | 42170 |  |  | NotYetVerified |  | 3 | 2198.2 | 113.19 | 19.4 | 18.25 | 0.9063 | 4000 | 82.3
PNE3T8S1 | FY Lighting Co. Ltd | Fen Yong | FY-T8B-600NC(40K048C120) | Indoor Luminaires | Linear Ambient | Direct Linear Ambient Luminaires | Standard | FALSE | [9 empty] | 42170 |  |  | NotYetVerified |  | 3 | 1235.1 | 143.03 | 8.635 | 19.27 | 0.9108 | 4000 | 82.2
PM8FMXET | FY Lighting Co. Ltd | Fen Yong | FY-T8B-600NF(40K048C120) | Indoor Luminaires | Linear Ambient | Direct Linear Ambient Luminaires | Standard | FALSE | [9 empty] | 42170 |  |  | NotYetVerified |  | 3 | 1111.8 | 129.04 | 8.6 | 19.35 | 0.9091 | 4000 | 82.1
PMK3ZYZ2 | FY Lighting Co. Ltd | Fen Yong | FY-T8B-1200NF(35K240C180) | Indoor Luminaires | Linear Ambient | Direct Linear Ambient Luminaires | Standard | FALSE | [9 empty] | 42170 |  |  | NotYetVerified |  | 3 | 2046.5 | 119.61 | 17.11 | 10.57 | 0.9384 | 3500 | 83.1
P2DTM7FE | FY Lighting Co. Ltd | Fen Yong | FY-T8B-1200NC(35K240C180) | Indoor Luminaires | Linear Ambient | Direct Linear Ambient Luminaires | Standard | FALSE | [9 empty] | 42170 |  |  | NotYetVerified |  | 3 | 2284.6 | 135.83 | 17.02 | 10.51 | 0.9136 | 3500 | 82.7
PMYGNRAR | FY Lighting Co. Ltd | Fen Yong | FY-T8B-1200NC(35K120C120) | Indoor Luminaires | Linear Ambient | Direct Linear Ambient Luminaires | Standard | FALSE | [9 empty] | 42170 |  |  | NotYetVerified |  | 3 | 2466.4 | 128.59 | 19.2 | 18.79 | 0.9103 | 3500 | 82.4
P6CBPDQ6 | FY Lighting Co. Ltd | Fen Yong | FY-T8B-1200NF(35K120C120) | Indoor Luminaires | Linear Ambient | Direct Linear Ambient Luminaires | Standard | FALSE | [9 empty] | 42170 |  |  | NotYetVerified |  | 3 | 2198.2 | 113.19 | 19.4 | 18.25 | 0.9063 | 3500 | 82.3
PD9G5WZT | FY Lighting Co. Ltd | Fen Yong | FY-T8B-600NC(35K048C120) | Indoor Luminaires | Linear Ambient | Direct Linear Ambient Luminaires | Standard | FALSE | [9 empty] | 42170 |  |  | NotYetVerified |  | 3 | 1235.1 | 143.03 | 8.635 | 19.27 | 0.9108 | 3500 | 82.2
PWSP7H3F | FY Lighting Co. Ltd | Fen Yong | FY-T8B-600NF(35K048C120) | Indoor Luminaires | Linear Ambient | Direct Linear Ambient Luminaires | Standard | FALSE | [9 empty] | 42170 |  |  | NotYetVerified |  | 3 | 1111.8 | 129.04 | 8.6 | 19.35 | 0.9091 | 3500 | 82.1
P3BQU3HD | BJ Take Inc. | BJ Take | BLSP-8?-5.5L-ULT835-UNV-L18 | Indoor Luminaires | Linear Ambient | Direct Linear Ambient Luminaires | Standard | TRUE | 5778 | 114.2 | 50.61 | 11.32 | 0.971 | 3539 | 84.3 | 5 | 120000 | 42167 |  |  | NotYetVerified |  | 3 | 5778 | 114.2 | 51 | 6.76 | 0.997 | 3539 | 84.3
P8T8ZRVN | BJ Take Inc. | BJ Take | BLSP-8?-9.5L-ULT850-UNV-L18 | Indoor Luminaires | Linear Ambient | Direct Linear Ambient Luminaires | Standard | FALSE | [9 empty] | 42167 | Dimmable | Continuous Below 10 | NotYetVerified |  | 3 | 9613 | 109.4 | 88 | 4.93 | 0.998 | 5246 | 83.4
PENB7ZCR | BJ Take Inc. | BJ Take | BLSP-8?-8.5L-ULT850-UNV-L18 | Indoor Luminaires | Linear Ambient | Direct Linear Ambient Luminaires | Standard | FALSE | [9 empty] | 42167 | Dimmable | Continuous Below 10 | NotYetVerified |  | 3 | 9213 | 117.1 | 79 | 5.6 | 0.998 | 5237 | 83.8
PHUFX6GF | BJ Take Inc. | BJ Take | BLSP-8?-6.5L-ULT850-UNV-L18 | Indoor Luminaires | Linear Ambient | Direct Linear Ambient Luminaires | Standard | FALSE | [9 empty] | 42167 | Dimmable | Continuous Below 10 | NotYetVerified |  | 3 | 7045 | 117.1 | 60 | 5.6 | 0.998 | 5237 | 83.8
P91HG86Z | BJ Take Inc. | BJ Take | BLSP-8?-5.5L-ULT850-UNV-L18 | Indoor Luminaires | Linear Ambient | Direct Linear Ambient Luminaires | Standard | FALSE | [9 empty] | 42167 | Dimmable | Continuous Below 10 | NotYetVerified |  | 3 | 6223 | 122.2 | 51 | 5.6 | 0.998 | 5237 | 83.8
PMB5RBZT | BJ Take Inc. | BJ Take | BLSP-8?-7.5L-ULT850-UNV-L18 | Indoor Luminaires | Linear Ambient | Direct Linear Ambient Luminaires | Standard | FALSE | [9 empty] | 42167 | Dimmable | Continuous Below 10 | NotYetVerified |  | 3 | 7986 | 114.1 | 70 | 5.36 | 0.998 | 5228 | 83.4
PTKF5SXE | BJ Take Inc. | BJ Take | BLSP-8?-9.5L-ULT840-UNV-L18 | Indoor Luminaires | Linear Ambient | Direct Linear Ambient Luminaires | Standard | FALSE | [9 empty] | 42167 | Dimmable | Continuous Below 10 | NotYetVerified |  | 3 | 9452 | 107.4 | 88 | 5.6 | 0.998 | 4000 | 83.8
PGCVBZUE | BJ Take Inc. | BJ Take | BLSP-8?-8.5L-ULT840-UNV-L18 | Indoor Luminaires | Linear Ambient | Direct Linear Ambient Luminaires | Standard | FALSE | [9 empty] | 42167 | Dimmable | Continuous Below 10 | NotYetVerified |  | 3 | 8845 | 112.4 | 79 | 5.6 | 0.998 | 4000 | 83.8
PV5NBRGG | BJ Take Inc. | BJ Take | BLSP-8?-7.5L-ULT840-UNV-L18 | Indoor Luminaires | Linear Ambient | Direct Linear Ambient Luminaires | Standard | FALSE | [9 empty] | 42167 | Dimmable | Continuous Below 10 | NotYetVerified |  | 3 | 7805 | 112.4 | 69 | 5.6 | 0.998 | 4000 | 83.8
PA3MP888 | BJ Take Inc. | BJ Take | BLSP-8?-6.5L-ULT840-UNV-L18 | Indoor Luminaires | Linear Ambient | Direct Linear Ambient Luminaires | Standard | FALSE | [9 empty] | 42167 | Dimmable | Continuous Below 10 | NotYetVerified |  | 3 | 6764 | 112.4 | 60 | 5.6 | 0.998 | 4000 | 83.8
PUD87XY9 | BJ Take Inc. | BJ Take | BLSP-8?-5.5L-ULT840-UNV-L18 | Indoor Luminaires | Linear Ambient | Direct Linear Ambient Luminaires | Standard | FALSE | [9 empty] | 42167 | Dimmable | Continuous Below 10 | NotYetVerified |  | 3 | 5974 | 117.3 | 51 | 5.6 | 0.998 | 4000 | 83.8
P78NS127 | BJ Take Inc. | BJ Take | BLSP-8?-9.5L-ULT835-UNV-L18 | Indoor Luminaires | Linear Ambient | Direct Linear Ambient Luminaires | Standard | FALSE | [9 empty] | 42167 | Dimmable | Continuous Below 10 | NotYetVerified |  | 3 | 9141 | 103.8 | 88 | 5.34 | 0.998 | 3552 | 84
PKWTY1A2 | BJ Take Inc. | BJ Take | BLSP-8?-8.5L-ULT835-UNV-L18 | Indoor Luminaires | Linear Ambient | Direct Linear Ambient Luminaires | Standard | FALSE | [9 empty] | 42167 | Dimmable | Continuous Below 10 | NotYetVerified |  | 3 | 8554 | 108.7 | 79 | 5.6 | 0.998 | 3539 | 83.8
PRVBXQSM | BJ Take Inc. | BJ Take | BLSP-8?-7.5L-ULT835-UNV-L18 | Indoor Luminaires | Linear Ambient | Direct Linear Ambient Luminaires | Standard | FALSE | [9 empty] | 42167 | Dimmable | Continuous Below 10 | NotYetVerified |  | 3 | 7548 | 108.7 | 69 | 5.6 | 0.998 | 3539 | 83.8
PVZPZMGQ | BJ Take Inc. | BJ Take | BLSP-8?-6.5L-ULT835-UNV-L18 | Indoor Luminaires | Linear Ambient | Direct Linear Ambient Luminaires | Standard | FALSE | [9 empty] | 42167 | Dimmable | Continuous Below 10 | NotYetVerified |  | 3 | 6542 | 108.7 | 60 | 5.6 | 0.998 | 3539 | 83.8
P367ZAZS | Coronet Inc. | Coronet Inc. | LSR3 LED 4FT 3000K UNV XXXX DB [EM SC] | Indoor Luminaires | Linear Ambient | Direct Linear Ambient Luminaires | Standard | TRUE | 3334 | 84.73 | 39.35 | 15.96 | 0.949 | 3155 | 83.1 | 5 | 50000 | 42166 |  |  | NotYetVerified |  | 3 | [5 empty] | 3000
PZX1FF9P | Coronet Inc. | Coronet Inc. | LSR4 LED 4FT 3000K UNV XXX DB [EM SC] | Indoor Luminaires | Linear Ambient | Direct Linear Ambient Luminaires | Standard | TRUE | 3243 | 96.8 | 33.52 | 17.31 | 0.936 | 3144 | 82.7 | 5 | 50000 | 42166 |  |  | NotYetVerified |  | 3 | [5 empty] | 3000
PST9SWS6 | Coronet Inc. | Coronet Inc. | LS4 LED 4FT 5000K UNV XXX DB [EM SC] | Indoor Luminaires | Linear Ambient | Direct Linear Ambient Luminaires | Standard | FALSE | [9 empty] | 42166 |  |  | NotYetVerified | Product de-listed on 3/25/2016 re-listed on 7/28/2016 due to update | 3 | 3350 | 103.7 | 33.52 | 6.72 | 0.995 | 5000 | 82.8
P3NT9Q61 | Coronet Inc. | Coronet Inc. | LSR4 LED 4FT 5000K UNV XXX DB [EM SC] | Indoor Luminaires | Linear Ambient | Direct Linear Ambient Luminaires | Standard | FALSE | [9 empty] | 42166 |  |  | NotYetVerified | Product de-listed on 3/25/2016 re-listed on 7/28/2016 due to update | 3 | 3350 | 103.7 | 33.52 | 6.72 | 0.995 | 5000 | 82.8
PVY6VVYP | Coronet Inc. | Coronet Inc. | LSR4 LED 4FT 4000K UNV XXX DB [EM SC] | Indoor Luminaires | Linear Ambient | Direct Linear Ambient Luminaires | Standard | FALSE | [9 empty] | 42166 |  |  | NotYetVerified | Product de-listed on 3/25/2016 re-listed on 7/28/2016 due to update | 3 | 3316 | 101.2 | 33.15 | 6.79 | 0.995 | 4000 | 82.8
P561ZSXB | Coronet Inc. | Coronet Inc. | LS4 LED 4FT 4000K UNV XXX DB [EM SC] | Indoor Luminaires | Linear Ambient | Direct Linear Ambient Luminaires | Standard | FALSE | [9 empty] | 42166 |  |  | NotYetVerified | Product de-listed on 3/25/2016 re-listed on 7/28/2016 due to update | 3 | 3316 | 101.2 | 33.15 | 6.79 | 0.995 | 4000 | 82.8
PXUXKERN | Coronet Inc. | Coronet Inc. | LS4 LED 4FT 3500K UNV XXX DB [EM SC] | Indoor Luminaires | Linear Ambient | Direct Linear Ambient Luminaires | Standard | FALSE | [9 empty] | 42166 |  |  | NotYetVerified | Product de-listed on 3/25/2016 re-listed on 7/28/2016 due to update | 3 | 3280 | 98.9 | 32.73 | 6.85 | 0.995 | 3500 | 82.7
PBCFQSGC | Coronet Inc. | Coronet Inc. | LSR4 LED 4FT 3500K UNV XXX DB [EM SC] | Indoor Luminaires | Linear Ambient | Direct Linear Ambient Luminaires | Standard | FALSE | [9 empty] | 42166 |  |  | NotYetVerified | Product de-listed on 3/25/2016 re-listed on 7/28/2016 due to update | 3 | 3280 | 98.9 | 32.73 | 6.85 | 0.995 | 3500 | 82.7
PFUN2WBA | Coronet Inc. | Coronet Inc. | LS4 LED 4FT 3000K UNV XXX DB [EM SC] | Indoor Luminaires | Linear Ambient | Direct Linear Ambient Luminaires | Standard | FALSE | [9 empty] | 42166 |  |  | NotYetVerified | Product de-listed on 3/25/2016 re-listed on 7/28/2016 due to update | 3 | 3243 | 96.8 | 32.31 | 6.91 | 0.995 | 3000 | 82.7
PQ1W7NQT | Acuity Brands Lighting | Lithonia Lighting | PTNSL8 WD XXX OSR2 35K 80CRI[I1207 option qualified at 120V only]XXX | Indoor Luminaires | Linear Ambient | Direct Linear Ambient Luminaires | Standard | TRUE | 6879.79 | 85.1 | 80.84 | 15.39 | 0.94 | 3479 | 84 | 5 |  | 42165 |  |  | No |  | 3.1 | 6808 | 84.05 | 81 | 11.67 | 0.96 | 3500 | 80
P3XNDPEQ | Acuity Brands Lighting | Lithonia Lighting | PTNSL4 WD XXX OSR2 35K 80CRI[I1207 option qualified at 120V only]XXX | Indoor Luminaires | Linear Ambient | Direct Linear Ambient Luminaires | Standard | TRUE | 3858 | 96.35 | 40.04 | 8.58 | 0.996 | 3458 | 82.42 | 5 |  | 42165 |  |  | No | Product de-listed on 3/25/2016 re-listed on 8/16/2016 due to update | 3.1 | 3340 | 83.5 | 40 | 11.67 | 0.96 | 3500 | 80
P3DNYBWW | Lumenwerx ULC | Lumenwerx | LIN4RF-LPO-LED-550-40-4FT-UNV-D01-1-xxx-W | Indoor Luminaires | Linear Ambient | Direct Linear Ambient Luminaires | Standard | TRUE | 2091 | 106.8 | 19.58 | 14.73 | 0.948 | 4131 | 86 | 5 | 50000 | 42165 |  |  | NotYetVerified |  | 3
PR418JZM | Acuity Brands Lighting | Lithonia Lighting | PTNSL8 AD2 XXX OSR2 50K 80CRI[I1207 option qualified at 120V only]XXX | Indoor Luminaires | Linear Ambient | Direct Linear Ambient Luminaires | Standard | FALSE | [9 empty] | 42165 | Not Dimmable | Not Dimmable | No |  | 3.1 | 7698 | 95.04 | 81 | 11.67 | 0.96 | 5000 | 80
P8R6TW1A | Acuity Brands Lighting | Lithonia Lighting | PTNSL8 AD1 XXX OSR2 50K 80CRI[I1207 option qualified at 120V only]XXX | Indoor Luminaires | Linear Ambient | Direct Linear Ambient Luminaires | Standard | FALSE | [9 empty] | 42165 | Not Dimmable | Not Dimmable | No |  | 3.1 | 7693 | 94.98 | 81 | 11.67 | 0.96 | 5000 | 80
PG39V235 | Acuity Brands Lighting | Lithonia Lighting | PTNSL8 ND XXX OSR2 50K 80CRI[I1207 option qualified at 120V only]XXX | Indoor Luminaires | Linear Ambient | Direct Linear Ambient Luminaires | Standard | FALSE | [9 empty] | 42165 | Not Dimmable | Not Dimmable | No |  | 3.1 | 7219 | 89.12 | 81 | 11.67 | 0.96 | 5000 | 80
PWXC6V92 | Acuity Brands Lighting | Lithonia Lighting | PTNSL8 WD XXX OSR2 50K 80CRI[I1207 option qualified at 120V only]XXX | Indoor Luminaires | Linear Ambient | Direct Linear Ambient Luminaires | Standard | FALSE | [9 empty] | 42165 | Not Dimmable | Not Dimmable | No |  | 3.1 | 6982 | 86.2 | 81 | 11.67 | 0.96 | 5000 | 80
P494Q5KV | Acuity Brands Lighting | Lithonia Lighting | PTNSL4 AD2 XXX OSR2 50K 80CRI[I1207 option qualified at 120V only]XXX | Indoor Luminaires | Linear Ambient | Direct Linear Ambient Luminaires | Standard | FALSE | [9 empty] | 42165 | Not Dimmable | Not Dimmable | No |  | 3.1 | 3776 | 94.4 | 40 | 11.67 | 0.96 | 5000 | 80
PH5Y6TNJ | Acuity Brands Lighting | Lithonia Lighting | PTNSL4 AD1 XXX OSR2 50K 80CRI[I1207 option qualified at 120V only]XXX | Indoor Luminaires | Linear Ambient | Direct Linear Ambient Luminaires | Standard | FALSE | [9 empty] | 42165 | Not Dimmable | Not Dimmable | No |  | 3.1 | 3774 | 94.35 | 40 | 11.67 | 0.96 | 5000 | 80
PCCR7YW7 | Acuity Brands Lighting | Lithonia Lighting | PTNSL4 ND XXX OSR2 50K 80CRI[I1207 option qualified at 120V only]XXX | Indoor Luminaires | Linear Ambient | Direct Linear Ambient Luminaires | Standard | FALSE | [9 empty] | 42165 | Not Dimmable | Not Dimmable | No |  | 3.1 | 3542 | 88.55 | 40 | 11.67 | 0.96 | 5000 | 80
PW2T42HM | Acuity Brands Lighting | Lithonia Lighting | PTNSL4 WD XXX OSR2 50K 80CRI[I1207 option qualified at 120V only]XXX | Indoor Luminaires | Linear Ambient | Direct Linear Ambient Luminaires | Standard | FALSE | [9 empty] | 42165 | Not Dimmable | Not Dimmable | No |  | 3.1 | 3425 | 85.63 | 40 | 11.67 | 0.96 | 5000 | 80
PX2MUZYG | Acuity Brands Lighting | Lithonia Lighting | PTNSL8 AD2 XXX OSR2 41K 80CRI[I1207 option qualified at 120V only]XXX | Indoor Luminaires | Linear Ambient | Direct Linear Ambient Luminaires | Standard | FALSE | [9 empty] | 42165 | Not Dimmable | Not Dimmable | No |  | 3.1 | 7302 | 90.15 | 81 | 11.67 | 0.96 | 4100 | 80
PSFCFWAX | Acuity Brands Lighting | Lithonia Lighting | PTNSL8 AD1 XXX OSR2 41K 80CRI[I1207 option qualified at 120V only]XXX | Indoor Luminaires | Linear Ambient | Direct Linear Ambient Luminaires | Standard | FALSE | [9 empty] | 42165 | Not Dimmable | Not Dimmable | No |  | 3.1 | 7297 | 90.09 | 81 | 11.67 | 0.96 | 4100 | 80
P65Q6XZY | Acuity Brands Lighting | Lithonia Lighting | PTNSL8 ND XXX OSR2 41K 80CRI[I1207 option qualified at 120V only]XXX | Indoor Luminaires | Linear Ambient | Direct Linear Ambient Luminaires | Standard | FALSE | [9 empty] | 42165 | Not Dimmable | Not Dimmable | No |  | 3.1 | 6847 | 84.53 | 81 | 11.67 | 0.96 | 4100 | 80
PE7ZF4CT | Acuity Brands Lighting | Lithonia Lighting | PTNSL4 AD2 XXX OSR2 41K 80CRI[I1207 option qualified at 120V only]XXX | Indoor Luminaires | Linear Ambient | Direct Linear Ambient Luminaires | Standard | FALSE | [9 empty] | 42165 | Not Dimmable | Not Dimmable | No |  | 3.1 | 3582 | 89.55 | 40 | 11.67 | 0.96 | 4100 | 80
PB1NT7SY | Acuity Brands Lighting | Lithonia Lighting | PTNSL4 AD1 XXX OSR2 41K 80CRI[I1207 option qualified at 120V only]XXX | Indoor Luminaires | Linear Ambient | Direct Linear Ambient Luminaires | Standard | FALSE | [9 empty] | 42165 | Not Dimmable | Not Dimmable | No |  | 3.1 | 3579 | 89.48 | 40 | 11.67 | 0.96 | 4100 | 80
P3Q9CXTG | Acuity Brands Lighting | Lithonia Lighting | PTNSL4 ND XXX OSR2 41K 80CRI[I1207 option qualified at 120V only]XXX | Indoor Luminaires | Linear Ambient | Direct Linear Ambient Luminaires | Standard | FALSE | [9 empty] | 42165 | Not Dimmable | Not Dimmable | No | Product de-listed on 3/25/2016 re-listed on 8/16/2016 due to update | 3.1 | 3359 | 83.98 | 40 | 11.67 | 0.96 | 4100 | 80
P5WDXET5 | Acuity Brands Lighting | Lithonia Lighting | PTNSL8 AD2 XXX OSR2 35K 80CRI[I1207 option qualified at 120V only]XXX | Indoor Luminaires | Linear Ambient | Direct Linear Ambient Luminaires | Standard | FALSE | [9 empty] | 42165 | Not Dimmable | Not Dimmable | No |  | 3.1 | 7506 | 92.67 | 81 | 11.67 | 0.96 | 3500 | 80
PT36XZKX | Acuity Brands Lighting | Lithonia Lighting | PTNSL8 AD1 XXX OSR2 35K 80CRI[I1207 option qualified at 120V only]XXX | Indoor Luminaires | Linear Ambient | Direct Linear Ambient Luminaires | Standard | FALSE | [9 empty] | 42165 | Not Dimmable | Not Dimmable | No |  | 3.1 | 7502 | 92.62 | 81 | 11.67 | 0.96 | 3500 | 80
PC9RVJ75 | Acuity Brands Lighting | Lithonia Lighting | PTNSL8 ND XXX OSR2 35K 80CRI[I1207 option qualified at 120V only]XXX | Indoor Luminaires | Linear Ambient | Direct Linear Ambient Luminaires | Standard | FALSE | [9 empty] | 42165 | Not Dimmable | Not Dimmable | No |  | 3.1 | 7040 | 86.91 | 81 | 11.67 | 0.96 | 3500 | 80
PZ4VWA6W | Acuity Brands Lighting | Lithonia Lighting | PTNSL4 AD2 XXX OSR2 35K 80CRI[I1207 option qualified at 120V only]XXX | Indoor Luminaires | Linear Ambient | Direct Linear Ambient Luminaires | Standard | FALSE | [9 empty] | 42165 | Not Dimmable | Not Dimmable | No |  | 3.1 | 3682 | 92.05 | 40 | 11.67 | 0.96 | 3500 | 80
P67XC8UH | Acuity Brands Lighting | Lithonia Lighting | PTNSL4 AD1 XXX OSR2 35K 80CRI[I1207 option qualified at 120V only]XXX | Indoor Luminaires | Linear Ambient | Direct Linear Ambient Luminaires | Standard | FALSE | [9 empty] | 42165 | Not Dimmable | Not Dimmable | No |  | 3.1 | 3680 | 92 | 40 | 11.67 | 0.96 | 3500 | 80
PQH3CGEN | Acuity Brands Lighting | Lithonia Lighting | PTNSL4 ND XXX OSR2 35K 80CRI[I1207 option qualified at 120V only]XXX | Indoor Luminaires | Linear Ambient | Direct Linear Ambient Luminaires | Standard | FALSE | [9 empty] | 42165 | Not Dimmable | Not Dimmable | No |  | 3.1 | 3453 | 86.33 | 40 | 11.67 | 0.96 | 3500 | 80
PVYBZ3ES | FY Lighting Co. Ltd | Fen Yong | FY-HB-060W-L50K182B | Indoor Luminaires | Linear Ambient | Direct Linear Ambient Luminaires | Standard | TRUE | 7418.39 | 123.564 | 60.037 | 11.73 | 0.9674 | 4894 | 84.3 | 5 | 50000 | 42163 |  |  | NotYetVerified |  | 3 | 7418.39 | 123.564 | 60.037 | 11.73 | 0.998 | 4894 | 84.3
PGU2N3CZ | Tamlite Lighting | Tamlite Lighting | CTNLED4-8800D2L850 | Indoor Luminaires | Linear Ambient | Direct Linear Ambient Luminaires | Standard | TRUE | 8266 | 108.4 | 76.3 | 11.3 | 0.949 | 5187 | 84.6 | 5 | 50000 | 42163 |  |  | NotYetVerified |  | 3 | 8266 | 108.4 | 76.3 | 6.3 | 0.997 | 5187 | 84.6
PQ4B12UM | Tamlite Lighting | Tamlite Lighting | CTNLED4-4400D1L840 | Indoor Luminaires | Linear Ambient | Direct Linear Ambient Luminaires | Standard | TRUE | 3776 | 96.5 | 39.11 | 11.3 | 0.949 | 4063 | 84.2 | 5 | 50000 | 42163 |  |  | NotYetVerified |  | 3 | 3776 | 96.5 | 39.51 | 11.3 | 0.949 | 4063 | 84.2
PHV5N69B | Tamlite Lighting | Tamlite Lighting | SLWLED4-8800D2L840 | Indoor Luminaires | Linear Ambient | Direct Linear Ambient Luminaires | Standard | TRUE | 6357 | 83.4 | 76.09 | 11.02 | 0.945 | 4048 | 84.7 | 5 | 50000 | 42163 |  |  | NotYetVerified |  | 3 | 7452 | 87.5 | 74 | 6.5 | 0.995 | 3980 | 83
PZC3UVDS | Tamlite Lighting | Tamlite Lighting | SLWLED4-8800D2L850 | Indoor Luminaires | Linear Ambient | Direct Linear Ambient Luminaires | Standard | TRUE | 6983 | 91.6 | 76.15 | 11.2 | 0.943 | 5160 | 85.1 | 5 | 50000 | 42163 |  |  | NotYetVerified |  | 3 | 7172 | 91.6 | 76.15 | 6.5 | 0.997 | 5160 | 85.1
PZAZQW1V | Tamlite Lighting | Tamlite Lighting | SLWLED4-4400D1L840 | Indoor Luminaires | Linear Ambient | Direct Linear Ambient Luminaires | Standard | TRUE | 3364 | 87.5 | 38.33 | 11.2 | 0.943 | 3990 | 84.1 | 5 | 50000 | 42163 |  |  | NotYetVerified |  | 3 | 3449 | 87.5 | 38.45 | 11.2 | 0.993 | 3990 | 84.1
PHDSA9MZ | FY Lighting Co. Ltd | Fen Yong | FY-HB-240W-L50K728B | Indoor Luminaires | Linear Ambient | Direct Linear Ambient Luminaires | Standard | TRUE | 28127.11 | 119.542 | 235.29 | 6.73 | 0.9359 | 4939 | 84.7 | 5 | 50000 | 42163 |  |  | NotYetVerified |  | 3 | 28127.11 | 119.542 | 235.29 | 6.73 | 0.997 | 4939 | 84.7
P00001I2F | Jiangmen Brandon Lighting Co. Limited | Brandon Lighting | MX486-LD60W-DD | Indoor Luminaires | Linear Ambient | Direct Linear Ambient Luminaires | Standard | TRUE | 5907.64 | 95.48 | 63.4 | 15.7 | 0.93 | 4398 | 86 | 5 | 50000 | 42163 |  |  | NotYetVerified |  | 3 | 5907 | 95.48 | 63.4 |  |  | 4500 | 86
P1D4A24Q | Jiangmen OGJG Lighting and Electronic Co. Ltd. | OGJG Lighting | OG-LED210-YPC(4000K) | Indoor Luminaires | Linear Ambient | Direct Linear Ambient Luminaires | Standard | TRUE | 1858.29 | 91.09 | 20.4 | 13.99 | 0.875 | 4103 | 82.6 | 5 | 50000 | 42163 |  |  | NotYetVerified |  | 3 | 1858.29 | 91.09 | 20.4 | 7.59 | 0.991 | 4103 | 83
PATFGR3V | Tamlite Lighting | Tamlite Lighting | CTNLED4-6600D2L850 | Indoor Luminaires | Linear Ambient | Direct Linear Ambient Luminaires | Standard | FALSE | [9 empty] | 42163 |  |  | NotYetVerified |  | 3 | 5200 | 98 | 47 | 6.5 | 0.995 | 5140 | 83
PTW6MMQR | Tamlite Lighting | Tamlite Lighting | CTNLED4-5280D1L850 | Indoor Luminaires | Linear Ambient | Direct Linear Ambient Luminaires | Standard | FALSE | [9 empty] | 42163 |  |  | NotYetVerified |  | 3 | 4600 | 97 | 47 | 8 | 0.995 | 5100 | 84
P7UZR21M | Tamlite Lighting | Tamlite Lighting | CTNLED4-4400D1L850 | Indoor Luminaires | Linear Ambient | Direct Linear Ambient Luminaires | Standard | FALSE | [9 empty] | 42163 |  |  | NotYetVerified |  | 3 | 3800 | 97.4 | 39 | 7 | 0.996 | 5080 | 85
P451HYB5 | Tamlite Lighting | Tamlite Lighting | SLWLED4-6600D2L850 | Indoor Luminaires | Linear Ambient | Direct Linear Ambient Luminaires | Standard | FALSE | [9 empty] | 42163 |  |  | NotYetVerified |  | 3 | 5500 | 91.4 | 75.1 | 8 | 0.996 | 5050 | 84
P2NYXC51 | Tamlite Lighting | Tamlite Lighting | SLWLED4-5280D1L850 | Indoor Luminaires | Linear Ambient | Direct Linear Ambient Luminaires | Standard | FALSE | [9 empty] | 42163 |  |  | NotYetVerified |  | 3 | 4100 | 90 | 39 | 10 | 0.995 | 5020 | 83
P5AMHB5G | Tamlite Lighting | Tamlite Lighting | SLWLED4-4400D1L850 | Indoor Luminaires | Linear Ambient | Direct Linear Ambient Luminaires | Standard | FALSE | [9 empty] | 42163 |  |  | NotYetVerified |  | 3 | 3660 | 89 | 39 | 11 | 0.998 | 4990 | 84
PN5GBSVC | Tamlite Lighting | Tamlite Lighting | CTNLED4-5280D1L840 | Indoor Luminaires | Linear Ambient | Direct Linear Ambient Luminaires | Standard | FALSE | [9 empty] | 42163 |  |  | NotYetVerified |  | 3 | 4600 | 97 | 47 | 11.2 | 0.948 | 4062 | 84.2
PZEDH8FE | Tamlite Lighting | Tamlite Lighting | CTNLED4-8800D2L840 | Indoor Luminaires | Linear Ambient | Direct Linear Ambient Luminaires | Standard | FALSE | [9 empty] | 42163 |  |  | NotYetVerified |  | 3 | 7616 | 99.3 | 77.35 | 13 | 0.954 | 4057 | 84.6
PD6H2HKQ | Tamlite Lighting | Tamlite Lighting | CTNLED4-6600D2L840 | Indoor Luminaires | Linear Ambient | Direct Linear Ambient Luminaires | Standard | FALSE | [9 empty] | 42163 |  |  | NotYetVerified |  | 3 | 5200 | 98 | 53 | 11.1 | 0.947 | 4055 | 84.6
PFNGQDN3 | Tamlite Lighting | Tamlite Lighting | SLWLED4-5280D1L840 | Indoor Luminaires | Linear Ambient | Direct Linear Ambient Luminaires | Standard | FALSE | [9 empty] | 42163 |  |  | NotYetVerified |  | 3 | 4144 | 89 | 45.19 | 10.1 | 0.993 | 3985 | 84
P4RU55DB | Tamlite Lighting | Tamlite Lighting | SLWLED4-6600D2L840 | Indoor Luminaires | Linear Ambient | Direct Linear Ambient Luminaires | Standard | FALSE | [9 empty] | 42163 |  |  | NotYetVerified |  | 3 | 5500 | 88 | 75.1 | 8 | 0.994 | 3982 | 84
PDXUC9VQ | FY Lighting Co. Ltd | Fen Yong | FY-HB-240W-DIM-L50K728B | Indoor Luminaires | Linear Ambient | Direct Linear Ambient Luminaires | Standard | FALSE | [9 empty] | 42163 |  |  | NotYetVerified |  | 3 | 28127.11 | 119.542 | 235.29 | 6.73 | 0.997 | 4939 | 84.7
P5JEWBC4 | FY Lighting Co. Ltd | Fen Yong | FY-HB-060W-DIM-L50K182B | Indoor Luminaires | Linear Ambient | Direct Linear Ambient Luminaires | Standard | FALSE | [9 empty] | 42163 |  |  | NotYetVerified |  | 3 | 7418.39 | 123.564 | 60.037 | 11.73 | 0.998 | 4894 | 84.3
P96UTVAX | Jiangmen OGJG Lighting and Electronic Co. Ltd. | OGJG Lighting | OG-LED210-YPC(5000K) | Indoor Luminaires | Linear Ambient | Direct Linear Ambient Luminaires | Standard | FALSE | [9 empty] | 42163 | Not Dimmable | Not Dimmable | NotYetVerified |  | 3 | 2100 | 105 | 20 | 7.59 | 0.991 | 5000 | 83
PYNUQ2UD | Jiangmen OGJG Lighting and Electronic Co. Ltd. | OGJG Lighting | OG-LED210-YPC(4500K) | Indoor Luminaires | Linear Ambient | Direct Linear Ambient Luminaires | Standard | FALSE | [9 empty] | 42163 | Not Dimmable | Not Dimmable | NotYetVerified |  | 3 | 2000 | 100 | 20 | 7.59 | 0.991 | 4500 | 83
PW45CRYQ | Voltech International Inc. | Technilight | TLVP4C40DD (2700K) | Indoor Luminaires | Linear Ambient | Direct Linear Ambient Luminaires | Standard | TRUE | 4041.7 | 96.12 | 42.05 | 13.85 | 0.9214 | 2852 | 84.7 | 5 |  | 42160 |  |  | NotYetVerified |  | 3 | 4041.7 | 96.12 | 42.05 | 13.85 | 0.9214 | 2700 | 84.7
PQ3F9DPA | Voltech International Inc. | Technilight | TLVP4F40DD (2700K) | Indoor Luminaires | Linear Ambient | Direct Linear Ambient Luminaires | Standard | TRUE | 3491.9 | 84.45 | 41.35 | 14.73 | 0.9204 | 2861 | 84.9 | 5 | 50000 | 42160 |  |  | NotYetVerified |  | 3 | 3463.9 | 84.53 | 40.98 | 14.73 | 0.9204 | 2700 | 84.9
P1C99E1K | Voltech International Inc. | Technilight | TLVP4C40D (2700K) | Indoor Luminaires | Linear Ambient | Direct Linear Ambient Luminaires | Standard | TRUE | 4061.5 | 97.19 | 41.79 | 14.13 | 0.9065 | 2843 | 84.6 | 5 | 50000 | 42160 |  |  | NotYetVerified |  | 3 | 4021.5 | 98.98 | 40.63 | 14.13 | 0.9065 | 2700 | 84.6
PUB3CHF1 | Voltech International Inc. | Technilight | TLVP4F40D (2700K) | Indoor Luminaires | Linear Ambient | Direct Linear Ambient Luminaires | Standard | TRUE | 3471.4 | 83.95 | 41.35 | 14.26 | 0.9023 | 2852 | 84.7 | 5 | 50000 | 42160 |  |  | NotYetVerified |  | 3 | 3535.7 | 86.64 | 40.81 | 14.26 | 0.9023 | 2700 | 84.7
PYR9VMC6 | Voltech International Inc. | Technilight | TLVP4F40P (5000K) | Indoor Luminaires | Linear Ambient | Direct Linear Ambient Luminaires | Standard | FALSE | [9 empty] | 42160 | Not Dimmable | Not Dimmable | NotYetVerified |  | 3 | 3773.6 | 90.56 | 41.67 | 13.59 | 0.9071 | 5000 | 85
P4XG3FX6 | Voltech International Inc. | Technilight | TLVP4C40P (5000K) | Indoor Luminaires | Linear Ambient | Direct Linear Ambient Luminaires | Standard | FALSE | [9 empty] | 42160 | Not Dimmable | Not Dimmable | NotYetVerified |  | 3 | 4190.8 | 102.12 | 41.04 | 13.56 | 0.9079 | 5000 | 85
PG2QDAN8 | Voltech International Inc. | Technilight | TLVP4F40PD (5000K) | Indoor Luminaires | Linear Ambient | Direct Linear Ambient Luminaires | Standard | FALSE | [9 empty] | 42160 | Dimmable | Continuous Below 10 | NotYetVerified |  | 3 | 3711.6 | 90.02 | 41.23 | 14.15 | 0.912 | 5000 | 85.1
P5CXYPHW | Voltech International Inc. | Technilight | TLVP4C40PD (5000K) | Indoor Luminaires | Linear Ambient | Direct Linear Ambient Luminaires | Standard | FALSE | [9 empty] | 42160 | Dimmable | Continuous Below 10 | NotYetVerified |  | 3 | 4125.2 | 98.27 | 41.98 | 13.42 | 0.9208 | 5000 | 85
PV3S7D42 | Voltech International Inc. | Technilight | TLVP4F40RD (4500K) | Indoor Luminaires | Linear Ambient | Direct Linear Ambient Luminaires | Standard | FALSE | [9 empty] | 42160 | Dimmable | Continuous Below 10 | NotYetVerified |  | 3 | 3463.9 | 84.53 | 40.98 | 14.73 | 0.9204 | 4500 | 84.9
P6VW84D6 | Voltech International Inc. | Technilight | TLVP4C40RD (4500K) | Indoor Luminaires | Linear Ambient | Direct Linear Ambient Luminaires | Standard | FALSE | [9 empty] | 42160 | Dimmable | Continuous Below 10 | NotYetVerified |  | 3 | 4041.7 | 96.12 | 42.05 | 13.85 | 0.9214 | 4500 | 84.7
PHDN7D1P | Voltech International Inc. | Technilight | TLVP4F40N (4000K) | Indoor Luminaires | Linear Ambient | Direct Linear Ambient Luminaires | Standard | FALSE | [9 empty] | 42160 | Not Dimmable | Not Dimmable | NotYetVerified |  | 3 | 3535.7 | 86.64 | 40.81 | 14.26 | 0.9023 | 4000 | 84.7
PU5F6ZYN | Voltech International Inc. | Technilight | TLVP4C40N (4000K) | Indoor Luminaires | Linear Ambient | Direct Linear Ambient Luminaires | Standard | FALSE | [9 empty] | 42160 | Not Dimmable | Not Dimmable | NotYetVerified |  | 3 | 4021.5 | 98.98 | 40.63 | 14.13 | 0.9065 | 4000 | 84.6
PT46C6T5 | Voltech International Inc. | Technilight | TLVP4F40ND (4000K) | Indoor Luminaires | Linear Ambient | Direct Linear Ambient Luminaires | Standard | FALSE | [9 empty] | 42160 | Dimmable | Continuous Below 10 | NotYetVerified |  | 3 | 3463.9 | 84.53 | 40.98 | 14.73 | 0.9204 | 4000 | 84.9
PJQHEXJU | Voltech International Inc. | Technilight | TLVP4C40ND (4000K) | Indoor Luminaires | Linear Ambient | Direct Linear Ambient Luminaires | Standard | FALSE | [9 empty] | 42160 | Dimmable | Continuous Below 10 | NotYetVerified |  | 3 | 4041.7 | 96.12 | 42.05 | 13.85 | 0.9214 | 4000 | 84.7
P5HTSJAV | Voltech International Inc. | Technilight | TLVP4F40QD (3500K) | Indoor Luminaires | Linear Ambient | Direct Linear Ambient Luminaires | Standard | FALSE | [9 empty] | 42160 | Dimmable | Continuous Below 10 | NotYetVerified |  | 3 | 3463.9 | 84.53 | 40.98 | 14.73 | 0.9204 | 3500 | 84.9
PRJ97U81 | Voltech International Inc. | Technilight | TLVP4C40QD (3500K) | Indoor Luminaires | Linear Ambient | Direct Linear Ambient Luminaires | Standard | FALSE | [9 empty] | 42160 | Dimmable | Continuous Below 10 | NotYetVerified |  | 3 | 4041.7 | 96.12 | 42.05 | 13.85 | 0.9214 | 3500 | 84.7
PGA7PGQN | Voltech International Inc. | Technilight | TLVP4F40W (3000K) | Indoor Luminaires | Linear Ambient | Direct Linear Ambient Luminaires | Standard | FALSE | [9 empty] | 42160 | Not Dimmable | Not Dimmable | NotYetVerified |  | 3 | 3535.7 | 86.64 | 40.81 | 14.26 | 0.9023 | 3000 | 84.7
PUMSV7AE | Voltech International Inc. | Technilight | TLVP4C40W (3000K) | Indoor Luminaires | Linear Ambient | Direct Linear Ambient Luminaires | Standard | FALSE | [9 empty] | 42160 | Not Dimmable | Not Dimmable | NotYetVerified |  | 3 | 4021.5 | 98.98 | 40.63 | 14.13 | 0.9065 | 3000 | 84.6
PKZTZ4QM | Voltech International Inc. | Technilight | TLVP4F40WD (3000K) | Indoor Luminaires | Linear Ambient | Direct Linear Ambient Luminaires | Standard | FALSE | [9 empty] | 42160 | Dimmable | Continuous Below 10 | NotYetVerified |  | 3 | 3463.9 | 84.53 | 40.98 | 14.73 | 0.9204 | 3000 | 84.9
P8UW6K9R | Voltech International Inc. | Technilight | TLVP4C40WD (3000K) | Indoor Luminaires | Linear Ambient | Direct Linear Ambient Luminaires | Standard | FALSE | [9 empty] | 42160 | Dimmable | Continuous Below 10 | NotYetVerified |  | 3 | 4041.7 | 96.12 | 42.05 | 13.85 | 0.9214 | 3000 | 84.7
PK5X4UX2 | Utopia Lighting | Utopia | LDW-50LED/30K-UNV | Indoor Luminaires | Linear Ambient | Direct Linear Ambient Luminaires | Standard | TRUE | 4603.67 | 89.57 | 51.4 | 20.7 | 0.958 | 3069 | 81 | 5 | 50000 | 42159 |  |  | NotYetVerified |  | 3 | 4603.67 | 89.57 | 51.4 | 14.6 | 0.996 | 3000 | 81
PJQ3R448 | BJ Take Inc. | BJ Take | BLSP-4?-4.5L-ULT850-UNV-L18 | Indoor Luminaires | Linear Ambient | Direct Linear Ambient Luminaires | Standard | TRUE | 4794.7 | 106.8 | 44.91 | 8.49 | 0.941 | 5232 | 83.3 | 5 | 120000 | 42159 |  |  | NotYetVerified |  | 3 | 4795 | 106.8 | 44.91 | 5.02 | 0.998 | 5232 | 83.3
PW1D63CS | BJ Take Inc. | BJ Take | BLSP-4?-4.5L-ULT835-UNV-L18 | Indoor Luminaires | Linear Ambient | Direct Linear Ambient Luminaires | Standard | TRUE | 4544.4 | 101.76 | 44.66 | 8.49 | 0.941 | 3544 | 84 | 5 | 120000 | 42159 |  |  | NotYetVerified |  | 3 | 4544 | 101.8 | 44.66 | 5.57 | 0.997 | 3544 | 84
PR8HJTFE | BJ Take Inc. | BJ Take | BLSP-4?-2.5L-ULT835-UNV-L18 | Indoor Luminaires | Linear Ambient | Direct Linear Ambient Luminaires | Standard | TRUE | 2746.2 | 106.3 | 25.83 | 8.49 | 0.941 | 3528 | 84.2 | 5 | 120000 | 42159 |  |  | NotYetVerified |  | 3 | 2746 | 106.3 | 25.83 | 7.5 | 0.995 | 3528 | 84.2
P2VB7X35 | Utopia Lighting | Utopia | LDW-50LED/50K-UNV | Indoor Luminaires | Linear Ambient | Direct Linear Ambient Luminaires | Standard | FALSE | [9 empty] | 42159 |  |  | NotYetVerified |  | 3 | 4600 | 88.46 | 52 | 14.6 | 0.996 | 5000 | 81
P18YYCDU | Utopia Lighting | Utopia | LDW-50LED/45K-UNV | Indoor Luminaires | Linear Ambient | Direct Linear Ambient Luminaires | Standard | FALSE | [9 empty] | 42159 |  |  | NotYetVerified |  | 3 | 4600 | 88.46 | 52 | 14.6 | 0.996 | 4500 | 81
PPKTE8H6 | Utopia Lighting | Utopia | LDW-50LED/40K-UNV | Indoor Luminaires | Linear Ambient | Direct Linear Ambient Luminaires | Standard | FALSE | [9 empty] | 42159 |  |  | NotYetVerified |  | 3 | 4600 | 88.46 | 52 | 14.6 | 0.996 | 4000 | 81
PDB6PFHK | Utopia Lighting | Utopia | LDW-50LED/35K-UNV | Indoor Luminaires | Linear Ambient | Direct Linear Ambient Luminaires | Standard | FALSE | [9 empty] | 42159 |  |  | NotYetVerified |  | 3 | 4600 | 88.46 | 52 | 14.6 | 0.996 | 3500 | 81
P7R44XM3 | BJ Take Inc. | BJ Take | BLSP-4?-3.5L-ULT850-UNV-L18 | Indoor Luminaires | Linear Ambient | Direct Linear Ambient Luminaires | Standard | FALSE | [9 empty] | 42159 | Dimmable | Continuous Below 10 | NotYetVerified |  | 3 | 3938 | 110.7 | 35.56 | 6.72 | 0.996 | 5210 | 83.7
P2RASMTR | BJ Take Inc. | BJ Take | BLSP-4?-2.5L-ULT850-UNV-L18 | Indoor Luminaires | Linear Ambient | Direct Linear Ambient Luminaires | Standard | FALSE | [9 empty] | 42159 | Dimmable | Continuous Below 10 | NotYetVerified |  | 3 | 2959 | 113.7 | 26.02 | 8.8 | 0.995 | 5188 | 83.2
PSG3EGM2 | BJ Take Inc. | BJ Take | BLSP-4?-4.5L-ULT840-UNV-L18 | Indoor Luminaires | Linear Ambient | Direct Linear Ambient Luminaires | Standard | FALSE | [9 empty] | 42159 | Dimmable | Continuous Below 10 | NotYetVerified |  | 3 | 4608 | 102.9 | 44.78 | 6.72 | 0.996 | 4000 | 83.7
PUUQEVY2 | BJ Take Inc. | BJ Take | BLSP-4?-3.5L-ULT840-UNV-L18 | Indoor Luminaires | Linear Ambient | Direct Linear Ambient Luminaires | Standard | FALSE | [9 empty] | 42159 | Dimmable | Continuous Below 10 | NotYetVerified |  | 3 | 3784 | 106.4 | 35.56 | 6.72 | 0.996 | 4000 | 83.7
PSQYMBYK | BJ Take Inc. | BJ Take | BLSP-4?-2.5L-ULT840-UNV-L18 | Indoor Luminaires | Linear Ambient | Direct Linear Ambient Luminaires | Standard | FALSE | [9 empty] | 42159 | Dimmable | Continuous Below 10 | NotYetVerified |  | 3 | 2844 | 109.7 | 25.93 | 6.72 | 0.996 | 4000 | 83.7
PYY4RCNK | BJ Take Inc. | BJ Take | BLSP-4?-3.5L-ULT835-UNV-L18 | Indoor Luminaires | Linear Ambient | Direct Linear Ambient Luminaires | Standard | FALSE | [9 empty] | 42159 | Dimmable | Continuous Below 10 | NotYetVerified |  | 3 | 3693 | 103.9 | 35.56 | 6.72 | 0.996 | 3536 | 83.7
PMC2EVTWT | Beghelli North America | Beghelli | BS100LED4HT30WWT40-347V | Indoor Luminaires | Linear Ambient | Direct Linear Ambient Luminaires | Standard | TRUE | 3773.76 | 113.26 | 33.32 | 11.72 | 0.9285 | 4053 | 84.94 | 5 |  | 42158 |  |  | NotYetVerified |  | 3
PPAKCMU4 | MLEDTECH LLC | MLED | MLEDOG-LED220-YPC 4000K | Indoor Luminaires | Linear Ambient | Direct Linear Ambient Luminaires | Standard | TRUE | 3636.9 | 95 | 38.4 | 12.53 | 0.891 | 4090 | 81.8 | 5 | 50000 | 42158 |  |  | NotYetVerified |  | 3 | 3636.9 | 95 | 38.4 | 7.09 |  | 4090 | 82
PHEQJ6NE | MLEDTECH LLC | MLED | MLEDOG-LED220-YPC 5000K | Indoor Luminaires | Linear Ambient | Direct Linear Ambient Luminaires | Standard | FALSE | [9 empty] | 42158 | Not Dimmable | Not Dimmable | NotYetVerified |  | 3 | 3600 | 90 | 40 | 7.09 |  | 5000 | 82
PAV7TKR3 | MLEDTECH LLC | MLED | MLEDOG-LED220-YPC 4500K | Indoor Luminaires | Linear Ambient | Direct Linear Ambient Luminaires | Standard | FALSE | [9 empty] | 42158 | Not Dimmable | Not Dimmable | NotYetVerified |  | 3 | 3600 | 90 | 40 | 7.09 |  | 4500 | 82
P3RG8TE95 | GE Lighting Solutions | GE Lumination | WS-4W-0-A3-S-V-WHTE | Indoor Luminaires | Linear Ambient | Direct Linear Ambient Luminaires | Standard | TRUE | 8070.3 | 112.9 | 71.5 | 9.6 | 0.98 | 4046 | 82.9 | 5 | 50000 | 42157 |  |  | NotYetVerified |  | 3 | 8000 | 113 | 72 |  | 0.9 | 4000 | 80
P43QGB59B | GE Lighting Solutions | GE Lumination | WS-2W-0-A3-S-V-WHTE | Indoor Luminaires | Linear Ambient | Direct Linear Ambient Luminaires | Standard | TRUE | 4397.3 | 109.6 | 40.1 | 11 | 0.96 | 4064 | 82.9 | 5 | 50000 | 42157 |  |  | NotYetVerified |  | 3 | 4300 | 105 | 41 |  | 0.9 | 4000 | 80
PZ484PXJX | GE Lighting Solutions | GE Lumination | WS-4N-0-A3-S-V-WHTE | Indoor Luminaires | Linear Ambient | Direct Linear Ambient Luminaires | Standard | TRUE | 5676.4 | 112.4 | 50.5 | 10.2 | 0.96 | 4065 | 83.2 | 5 | 50000 | 42157 |  |  | NotYetVerified |  | 3 | 5600 | 110 | 51 |  | 0.9 | 4000 | 80
PCJ3PKZ7N | GE Lighting Solutions | GE Lumination | WS-2N-0-A3-S-V-WHTE | Indoor Luminaires | Linear Ambient | Direct Linear Ambient Luminaires | Standard | TRUE | 3284.9 | 109.3 | 30.1 | 11.7 | 0.94 | 4079 | 83.1 | 5 | 50000 | 42157 |  |  | NotYetVerified |  | 3 | 3200 | 103 | 31 |  | 0.9 | 4000 | 80
PEJ4VHABZ | Eaton (formerly Cooper Lighting) | Metalux | 4SLSTP2040DD-UNV | Indoor Luminaires | Linear Ambient | Direct Linear Ambient Luminaires | Standard | TRUE | 2237.82 | 96.26 | 23.24 | 12.5 | 0.961 | 4264 | 84.3 | 5 | 50000 | 42156 |  |  | NotYetVerified |  | 3
PXZQGPN9C | Eaton (formerly Cooper Lighting) | Metalux | 4SLSTP4040DD-UNV | Indoor Luminaires | Linear Ambient | Direct Linear Ambient Luminaires | Standard | TRUE | 4118.23 | 91.76 | 44.88 | 16.6 | 0.957 | 4209 | 83.9 | 5 | 50000 | 42156 |  |  | NotYetVerified |  | 3
P25Z8GH9 | SIMKAR Corporation | CHLED | CHLED812035U1XXX | Indoor Luminaires | Linear Ambient | Direct Linear Ambient Luminaires | Standard | TRUE | 12590 | 102 | 123.9 | 7.01 | 0.955 | 3473 | 83.9 | 5 | 70000 | 42156 |  |  | NotYetVerified |  | 3 | 12266 | 98 | 125 | 8 | 0.9 | 3500 | 84
PF929DDW | Beyond Signs Inc. dba Beyond LED Technology | Beyond | 104315 (5000K) | Indoor Luminaires | Linear Ambient | Direct Linear Ambient Luminaires | Standard | TRUE | 3239.9 | 122.5 | 26.51 | 16.1 | 0.934 | 5230 | 84 | 5 | 50000 | 42156 |  |  | NotYetVerified |  | 3 |  | 115 | 28 |  | 0.92 | 5000 | 80
PJSBUQBN | SIMKAR Corporation | CHLED | CHLED88635U1XXX | Indoor Luminaires | Linear Ambient | Direct Linear Ambient Luminaires | Standard | TRUE | 9379 | 114 | 82.33 | 9.45 | 0.916 | 3459 | 84 | 5 | 70000 | 42156 |  |  | NotYetVerified |  | 3 | 8942 | 103 | 86.26 | 9.45 | 0.9 | 3500 | 84
P1RCZ31N | Beyond Signs Inc. dba Beyond LED Technology | Beyond | 102350 (5000K) | Indoor Luminaires | Linear Ambient | Direct Linear Ambient Luminaires | Standard | TRUE | 2573.7 | 117.73 | 21.86 | 12.94 | 0.907 | 5222 | 84 | 5 | 50000 | 42156 |  |  | NotYetVerified |  | 3 |  | 115 | 22 |  | 0.92 | 5000 | 80
P56WJXFC | SIMKAR Corporation | CHLED | CHLED812050U1XXX | Indoor Luminaires | Linear Ambient | Direct Linear Ambient Luminaires | Standard | FALSE | [9 empty] | 42156 |  |  | NotYetVerified |  | 3 | 13680 | 111 | 122.8 | 8.99 | 0.992 | 5141 | 84.4
PR8ZTMXR | SIMKAR Corporation | CHLED | CHLED88650U1XXX | Indoor Luminaires | Linear Ambient | Direct Linear Ambient Luminaires | Standard | FALSE | [9 empty] | 42156 |  |  | NotYetVerified |  | 3 | 10090 | 124 | 81.59 | 9 | 0.997 | 5099 | 84.4
PH9YM2HA | SIMKAR Corporation | CHLED | CHLED812041U1XXX | Indoor Luminaires | Linear Ambient | Direct Linear Ambient Luminaires | Standard | FALSE | [9 empty] | 42156 |  |  | NotYetVerified |  | 3 | 13570 | 111 | 122.1 | 8.57 | 0.993 | 3964 | 83.2
PMYS7XPS | SIMKAR Corporation | CHLED | CHLED88641U1XXX | Indoor Luminaires | Linear Ambient | Direct Linear Ambient Luminaires | Standard | FALSE | [9 empty] | 42156 |  |  | NotYetVerified |  | 3 | 10010 | 123 | 81.31 | 9 | 0.997 | 3950 | 83.2
P1JJGG3A | DA GLOBAL ENERGY INC | DA GLOBAL ENERGY | DAGE-SNIN120-PEND(4000K) | Indoor Luminaires | Linear Ambient | Direct Linear Ambient Luminaires | Standard | TRUE | 4057.2 | 120.05 | 33.8 | 6.89 | 0.8955 | 4092 | 82.8 | 5 | 50000 | 42153 |  |  | NotYetVerified |  | 3 | 4057 | 112.69 | 36 | 7 | 0.9 | 4000 | 80
PEYZY8SH | DA GLOBAL ENERGY INC | DA GLOBAL ENERGY | DAGE-SNIN120-PEND(5000K) | Indoor Luminaires | Linear Ambient | Direct Linear Ambient Luminaires | Standard | FALSE | [9 empty] | 42153 | Not Dimmable | Not Dimmable | NotYetVerified |  | 3 | 4181 | 116.14 | 36 | 7 | 0.9 | 5000 | 80
PRHEMNMJ | CIXI YUANHUI LIGHTING ELECTRIC CO.LTD | YUANHUI | VP4F40XD(2700K) | Indoor Luminaires | Linear Ambient | Direct Linear Ambient Luminaires | Standard | TRUE | 3491.9 | 84.45 | 41.35 | 14.73 | 0.9204 | 2861 | 84.9 | 5 | 50000 | 42152 |  |  | NotYetVerified |  | 3 | 3463.9 | 84.53 | 40.98 | 14.73 | 0.9204 | 2700 | 84.9
P2QBTMRN | Philips Day-Brite | Philips Day-Brite | DWLE51L850-4-UNV-SDIM-[MD360W] | Indoor Luminaires | Linear Ambient | Direct Linear Ambient Luminaires | Standard | FALSE | [9 empty] | 42152 |  |  | Yes | Product updated on 3/8/2017 | 4.1 | 4910.05 | 122.75 | 40 | 20 | 0.9 | 5000 | 80
P1T1RUTK | Philips Day-Brite | Philips Day-Brite | DWPE51L850-4-UNV-SDIM-[MD360W] | Indoor Luminaires | Linear Ambient | Direct Linear Ambient Luminaires | Standard | FALSE | [9 empty] | 42152 |  |  | Yes | Product updated on 3/8/2017 | 4.1 | 4654.32 | 116.36 | 40 | 20 | 0.9 | 5000 | 80
PEMCTAJG | Philips Day-Brite | Philips Day-Brite | DWLE43L850-4-UNV-SDIM-[MD360W] | Indoor Luminaires | Linear Ambient | Direct Linear Ambient Luminaires | Standard | FALSE | [9 empty] | 42152 |  |  | Yes | Product updated on 3/8/2017 | 4.1 | 4106.8 | 120.79 | 34 | 20 | 0.9 | 5000 | 80
PQ5UFH3C | Philips Day-Brite | Philips Day-Brite | DWPE43L850-4-UNV-SDIM-[MD360W] | Indoor Luminaires | Linear Ambient | Direct Linear Ambient Luminaires | Standard | FALSE | [9 empty] | 42152 |  |  | Yes | Product updated on 3/8/2017 | 4.1 | 3972.35 | 116.83 | 34 | 20 | 0.9 | 5000 | 80
PPTWXTE2 | Philips Day-Brite | Philips Day-Brite | DWLE70L850-8-UNV-[MD360W] | Indoor Luminaires | Linear Ambient | Direct Linear Ambient Luminaires | Standard | FALSE | [9 empty] | 42152 |  |  | Yes | Product updated on 3/8/2017 | 4.1 | 13587.97 | 120.04 | 113.2 | 20 | 0.9 | 5000 | 80
P9FPP346 | Philips Day-Brite | Philips Day-Brite | DWPE70L850-8-UNV-[MD360W] | Indoor Luminaires | Linear Ambient | Direct Linear Ambient Luminaires | Standard | FALSE | [9 empty] | 42152 |  |  | Yes | Product updated on 3/8/2017 | 4.1 | 12880.27 | 113.78 | 113.2 | 20 | 0.9 | 5000 | 80
P7EGGESV | Philips Day-Brite | Philips Day-Brite | DWLE51L850-4-UNV-[MD360W] | Indoor Luminaires | Linear Ambient | Direct Linear Ambient Luminaires | Standard | FALSE | [9 empty] | 42152 |  |  | Yes | Product updated on 3/8/2017 | 4.1 | 4910.05 | 123.37 | 39.8 | 20 | 0.9 | 5000 | 80
PD5JCUAN | Philips Day-Brite | Philips Day-Brite | DWPE51L850-4-UNV-[MD360W] | Indoor Luminaires | Linear Ambient | Direct Linear Ambient Luminaires | Standard | FALSE | [9 empty] | 42152 |  |  | Yes | Product updated on 3/8/2017 | 4.1 | 4654.32 | 116.94 | 39.8 | 20 | 0.9 | 5000 | 80
PB6M1KW9 | Philips Day-Brite | Philips Day-Brite | DWLE43L850-4-UNV-[MD360W] | Indoor Luminaires | Linear Ambient | Direct Linear Ambient Luminaires | Standard | FALSE | [9 empty] | 42152 |  |  | Yes | Product updated on 3/8/2017 | 4.1 | 4106.8 | 121.5 | 33.8 | 20 | 0.9 | 5000 | 80
PN9DE2ZF | Philips Day-Brite | Philips Day-Brite | DWPE43L850-4-UNV-[MD360W] | Indoor Luminaires | Linear Ambient | Direct Linear Ambient Luminaires | Standard | FALSE | [9 empty] | 42152 |  |  | Yes | Product updated on 3/8/2017 | 4.1 | 3972.35 | 117.53 | 33.8 | 20 | 0.9 | 5000 | 80
PJ7G6PAT | Philips Day-Brite | Philips Day-Brite | DWLE35L850-4-UNV-[MD360W] | Indoor Luminaires | Linear Ambient | Direct Linear Ambient Luminaires | Standard | FALSE | [9 empty] | 42152 |  |  | Yes | Product updated on 3/8/2017 | 4.1 | 3478.92 | 128.85 | 27 | 20 | 0.9 | 5000 | 80
PA6Z5SBC | Philips Day-Brite | Philips Day-Brite | DWPE35L850-4-UNV-[MD360W] | Indoor Luminaires | Linear Ambient | Direct Linear Ambient Luminaires | Standard | FALSE | [9 empty] | 42152 |  |  | Yes | Product updated on 3/8/2017 | 4.1 | 3297.73 | 122.14 | 27 | 20 | 0.9 | 5000 | 80
P9XUG73Q | Philips Day-Brite | Philips Day-Brite | DWLE51L840-4-UNV-SDIM-[MD360W] | Indoor Luminaires | Linear Ambient | Direct Linear Ambient Luminaires | Standard | FALSE | [9 empty] | 42152 |  |  | Yes | Product updated on 3/8/2017 | 4.1 | 4861.44 | 121.54 | 40 | 20 | 0.9 | 4000 | 80
P4CMD5P3 | Philips Day-Brite | Philips Day-Brite | DWPE51L840-4-UNV-SDIM-[MD360W] | Indoor Luminaires | Linear Ambient | Direct Linear Ambient Luminaires | Standard | FALSE | [9 empty] | 42152 |  |  | Yes | Product updated on 3/8/2017 | 4.1 | 4608.24 | 115.21 | 40 | 20 | 0.9 | 4000 | 80
P8EYE1EB | Philips Day-Brite | Philips Day-Brite | DWLE43L840-4-UNV-SDIM-[MD360W] | Indoor Luminaires | Linear Ambient | Direct Linear Ambient Luminaires | Standard | FALSE | [9 empty] | 42152 |  |  | Yes | Product updated on 3/8/2017 | 4.1 | 4066.14 | 119.59 | 34 | 20 | 0.9 | 4000 | 80
P1T69KJY | Philips Day-Brite | Philips Day-Brite | DWPE43L840-4-UNV-SDIM-[MD360W] | Indoor Luminaires | Linear Ambient | Direct Linear Ambient Luminaires | Standard | FALSE | [9 empty] | 42152 |  |  | Yes | Product updated on 3/8/2017 | 4.1 | 3933.02 | 115.68 | 34 | 20 | 0.9 | 4000 | 80
PS9GTV5D | Philips Day-Brite | Philips Day-Brite | DWLE70L840-8-UNV-[MD360W] | Indoor Luminaires | Linear Ambient | Direct Linear Ambient Luminaires | Standard | FALSE | [9 empty] | 42152 |  |  | Yes | Product updated on 3/8/2017 | 4.1 | 13453.44 | 118.85 | 113.2 | 20 | 0.9 | 4000 | 80
PQHBBCEZ | Philips Day-Brite | Philips Day-Brite | DWPE70L840-8-UNV-[MD360W] | Indoor Luminaires | Linear Ambient | Direct Linear Ambient Luminaires | Standard | FALSE | [9 empty] | 42152 |  |  | Yes | Product updated on 3/8/2017 | 4.1 | 12752.74 | 112.66 | 113.2 | 20 | 0.9 | 4000 | 80
PP9SMBUK | Philips Day-Brite | Philips Day-Brite | DWLE51L840-4-UNV-[MD360W] | Indoor Luminaires | Linear Ambient | Direct Linear Ambient Luminaires | Standard | FALSE | [9 empty] | 42152 |  |  | Yes | Product updated on 3/8/2017 | 4.1 | 4861.44 | 122.15 | 39.8 | 20 | 0.9 | 4000 | 80
P3TCFSGP | Philips Day-Brite | Philips Day-Brite | DWPE51L840-4-UNV-[MD360W] | Indoor Luminaires | Linear Ambient | Direct Linear Ambient Luminaires | Standard | FALSE | [9 empty] | 42152 |  |  | Yes | Product updated on 3/8/2017 | 4.1 | 4608.24 | 115.78 | 39.8 | 20 | 0.9 | 4000 | 80
P3RCSCVF | Philips Day-Brite | Philips Day-Brite | DWLE43L840-4-UNV-[MD360W] | Indoor Luminaires | Linear Ambient | Direct Linear Ambient Luminaires | Standard | FALSE | [9 empty] | 42152 |  |  | Yes | Product updated on 3/8/2017 | 4.1 | 4066.14 | 120.3 | 33.8 | 20 | 0.9 | 4000 | 80
PJJ64PXP | Philips Day-Brite | Philips Day-Brite | DWPE43L840-4-UNV-[MD360W] | Indoor Luminaires | Linear Ambient | Direct Linear Ambient Luminaires | Standard | FALSE | [9 empty] | 42152 |  |  | Yes | Product updated on 3/8/2017 | 4.1 | 3933.02 | 116.36 | 33.8 | 20 | 0.9 | 4000 | 80
P34QHAXA | Philips Day-Brite | Philips Day-Brite | DWLE35L840-4-UNV-[MD360W] | Indoor Luminaires | Linear Ambient | Direct Linear Ambient Luminaires | Standard | FALSE | [9 empty] | 42152 |  |  | Yes | Product updated on 3/8/2017 | 4.1 | 3444.48 | 127.57 | 27 | 20 | 0.9 | 4000 | 80
PZ1A88H6 | Philips Day-Brite | Philips Day-Brite | DWPE35L840-4-UNV-[MD360W] | Indoor Luminaires | Linear Ambient | Direct Linear Ambient Luminaires | Standard | FALSE | [9 empty] | 42152 |  |  | Yes | Product updated on 3/8/2017 | 4.1 | 3265.08 | 120.93 | 27 | 20 | 0.9 | 4000 | 80
PFV99Q6V | Philips Day-Brite | Philips Day-Brite | DWLE51L835-4-UNV-SDIM-[MD360W] | Indoor Luminaires | Linear Ambient | Direct Linear Ambient Luminaires | Standard | FALSE | [9 empty] | 42152 |  |  | Yes | Product updated on 3/8/2017 | 4.1 | 4764.21 | 119.11 | 40 | 20 | 0.9 | 3500 | 80
PG3SK9RX | Philips Day-Brite | Philips Day-Brite | DWPE51L835-4-UNV-SDIM-[MD360W] | Indoor Luminaires | Linear Ambient | Direct Linear Ambient Luminaires | Standard | FALSE | [9 empty] | 42152 |  |  | Yes | Product updated on 3/8/2017 | 4.1 | 4516.08 | 112.9 | 40 | 20 | 0.9 | 3500 | 80
PQPG76XY | Philips Day-Brite | Philips Day-Brite | DWLE43L835-4-UNV-SDIM-[MD360W] | Indoor Luminaires | Linear Ambient | Direct Linear Ambient Luminaires | Standard | FALSE | [9 empty] | 42152 |  |  | Yes | Product updated on 3/8/2017 | 4.1 | 3984.81 | 117.2 | 34 | 20 | 0.9 | 3500 | 80
PFVTY6N4 | Philips Day-Brite | Philips Day-Brite | DWPE43L835-4-UNV-SDIM-[MD360W] | Indoor Luminaires | Linear Ambient | Direct Linear Ambient Luminaires | Standard | FALSE | [9 empty] | 42152 |  |  | Yes | Product updated on 3/8/2017 | 4.1 | 3854.36 | 113.36 | 34 | 20 | 0.9 | 3500 | 80
P3Z719JT | Philips Day-Brite | Philips Day-Brite | DWLE70L835-8-UNV-[MD360W] | Indoor Luminaires | Linear Ambient | Direct Linear Ambient Luminaires | Standard | FALSE | [9 empty] | 42152 |  |  | Yes | Product updated on 3/8/2017 | 4.1 | 13184.37 | 116.47 | 113.2 | 20 | 0.9 | 3500 | 80
PCHE5NBY | Philips Day-Brite | Philips Day-Brite | DWPE70L835-8-UNV-[MD360W] | Indoor Luminaires | Linear Ambient | Direct Linear Ambient Luminaires | Standard | FALSE | [9 empty] | 42152 |  |  | Yes | Product updated on 3/8/2017 | 4.1 | 12497.69 | 110.4 | 113.2 | 20 | 0.9 | 3500 | 80
P8GS2MTG | Philips Day-Brite | Philips Day-Brite | DWLE51L835-4-UNV-[MD360W] | Indoor Luminaires | Linear Ambient | Direct Linear Ambient Luminaires | Standard | FALSE | [9 empty] | 42152 |  |  | Yes | Product updated on 3/8/2017 | 4.1 | 4764.21 | 119.7 | 39.8 | 20 | 0.9 | 3500 | 80
PNVDDAPW | Philips Day-Brite | Philips Day-Brite | DWPE51L835-4-UNV-[MD360W] | Indoor Luminaires | Linear Ambient | Direct Linear Ambient Luminaires | Standard | FALSE | [9 empty] | 42152 |  |  | Yes | Product updated on 3/8/2017 | 4.1 | 4516.08 | 113.47 | 39.8 | 20 | 0.9 | 3500 | 80
P5XQ9XXR | Philips Day-Brite | Philips Day-Brite | DWLE43L835-4-UNV-[MD360W] | Indoor Luminaires | Linear Ambient | Direct Linear Ambient Luminaires | Standard | FALSE | [9 empty] | 42152 |  |  | Yes | Product updated on 3/8/2017 | 4.1 | 3984.81 | 117.89 | 33.8 | 20 | 0.9 | 3500 | 80
P34CVGN6 | Philips Day-Brite | Philips Day-Brite | DWPE43L835-4-UNV-[MD360W] | Indoor Luminaires | Linear Ambient | Direct Linear Ambient Luminaires | Standard | FALSE | [9 empty] | 42152 |  |  | Yes | Product updated on 3/8/2017 | 4.1 | 3854.36 | 114.03 | 33.8 | 20 | 0.9 | 3500 | 80
PKBE9EHY | Philips Day-Brite | Philips Day-Brite | DWLE35L835-4-UNV-[MD360W] | Indoor Luminaires | Linear Ambient | Direct Linear Ambient Luminaires | Standard | FALSE | [9 empty] | 42152 |  |  | Yes | Product updated on 3/8/2017 | 4.1 | 3375.59 | 125.02 | 27 | 20 | 0.9 | 3500 | 80
PK4M75EB | Philips Day-Brite | Philips Day-Brite | DWPE35L835-4-UNV-[MD360W] | Indoor Luminaires | Linear Ambient | Direct Linear Ambient Luminaires | Standard | TRUE | 3285.5 | 123.05 | 26.7 | 20.7 | 0.918 | 3499 | 83.56 | 5 | 50000 | 42152 |  |  | Yes | Product updated on 3/8/2017 | 4.1 | 3199.78 | 118.51 | 27 | 20 | 0.9 | 3500 | 80
PTFWA9R6 | CIXI YUANHUI LIGHTING ELECTRIC CO.LTD | YUANHUI | VP4F40XD(5000K) | Indoor Luminaires | Linear Ambient | Direct Linear Ambient Luminaires | Standard | FALSE | [9 empty] | 42152 |  |  | NotYetVerified |  | 3 | 3711.6 | 90.02 | 41.23 | 14.15 | 0.912 | 5000 | 85.1
PX9SF4KA | CIXI YUANHUI LIGHTING ELECTRIC CO.LTD | YUANHUI | VP4F40XD(4500K) | Indoor Luminaires | Linear Ambient | Direct Linear Ambient Luminaires | Standard | FALSE | [9 empty] | 42152 |  |  | NotYetVerified |  | 3 | 3463.9 | 84.53 | 40.98 | 14.73 | 0.9204 | 4500 | 84.9
PT91YJCQ | CIXI YUANHUI LIGHTING ELECTRIC CO.LTD | YUANHUI | VP4F40XD(4000K) | Indoor Luminaires | Linear Ambient | Direct Linear Ambient Luminaires | Standard | FALSE | [9 empty] | 42152 |  |  | NotYetVerified |  | 3 | 3463.9 | 84.53 | 40.98 | 14.73 | 0.9204 | 4000 | 84.9
PUDNMD5V | CIXI YUANHUI LIGHTING ELECTRIC CO.LTD | YUANHUI | VP4F40XD(3500K) | Indoor Luminaires | Linear Ambient | Direct Linear Ambient Luminaires | Standard | FALSE | [9 empty] | 42152 |  |  | NotYetVerified |  | 3 | 3463.9 | 84.53 | 40.98 | 14.73 | 0.9204 | 3500 | 84.9
P5DBE3XM | CIXI YUANHUI LIGHTING ELECTRIC CO.LTD | YUANHUI | VP4F40XD(3000K) | Indoor Luminaires | Linear Ambient | Direct Linear Ambient Luminaires | Standard | FALSE | [9 empty] | 42152 |  |  | NotYetVerified |  | 3 | 3463.9 | 84.53 | 40.98 | 14.73 | 0.9204 | 3000 | 84.9
PFQBETV5 | Shenzhen Wanjia Lighting Co. Ltd | WONKA | 45OLLA1-27[m] | Indoor Luminaires | Linear Ambient | Direct Linear Ambient Luminaires | Standard | TRUE | 4872.2 | 107.6 | 45.28 | 10.55 | 0.9876 | 2670 | 84.3 | 5 | 50000 | 42150 |  |  | No | Updated 11/3/2016 | 3 | 4800 | 107 | 45 | 15 | 0.9 | 2700 | 80
PQ6AWW5V | AFX Inc. | AFX | 326726 (4000K) | Indoor Luminaires | Linear Ambient | Direct Linear Ambient Luminaires | Standard | TRUE | 5517 | 98.97 | 55.75 | 6.95 | 0.954 | 4075 | 83.5 | 5 | 50000 | 42150 |  |  | NotYetVerified |  | 3
PVQMS7K7 | CIXI YUANHUI LIGHTING ELECTRIC CO.LTD | YUANHUI | VP4C40DD(2700K) | Indoor Luminaires | Linear Ambient | Direct Linear Ambient Luminaires | Standard | TRUE | 4041.7 | 96.12 | 42.05 | 13.85 | 0.9214 | 2852 | 84.7 | 5 |  | 42150 |  |  | NotYetVerified |  | 3 | 4041.7 | 96.12 | 42.05 | 13.85 | 0.9214 | 2700 | 84.7
PTBRMYM4 | CIXI YUANHUI LIGHTING ELECTRIC CO.LTD | YUANHUI | VP4C40X(2700K) | Indoor Luminaires | Linear Ambient | Direct Linear Ambient Luminaires | Standard | TRUE | 4061.5 | 97.19 | 41.79 | 14.13 | 0.9065 | 2843 | 84.6 | 5 | 50000 | 42150 |  |  | NotYetVerified |  | 3 | 4021.5 | 98.98 | 40.63 | 14.13 | 0.9065 | 2700 | 84.6
PNDBP4DV | CIXI YUANHUI LIGHTING ELECTRIC CO.LTD | YUANHUI | VP4F40X(2700K) | Indoor Luminaires | Linear Ambient | Direct Linear Ambient Luminaires | Standard | TRUE | 3471.4 | 83.95 | 41.35 | 14.26 | 0.9023 | 2852 | 84.7 | 5 | 50000 | 42150 |  |  | NotYetVerified |  | 3 | 3535.7 | 86.64 | 40.81 | 14.26 | 0.9023 | 2700 | 84.7
P72DKEQB | Shenzhen Wanjia Lighting Co. Ltd | WONKA | 45OLLA1-50[m] | Indoor Luminaires | Linear Ambient | Direct Linear Ambient Luminaires | Standard | FALSE | [9 empty] | 42150 |  |  | No | Updated 11/3/2016 | 3 | 5200 | 116 | 45 | 15 | 0.9 | 5000 | 80
PFV82VSM | Shenzhen Wanjia Lighting Co. Ltd | WONKA | 45OLLA1-35[m] | Indoor Luminaires | Linear Ambient | Direct Linear Ambient Luminaires | Standard | FALSE | [9 empty] | 42150 |  |  | No | Updated 11/3/2016 | 3 | 5200 | 116 | 45 | 15 | 0.9 | 4000 | 80
PB1K8TQS | Shenzhen Wanjia Lighting Co. Ltd | WONKA | 45OLLA1-40[m] | Indoor Luminaires | Linear Ambient | Direct Linear Ambient Luminaires | Standard | FALSE | [9 empty] | 42150 |  |  | No | Updated 11/3/2016 | 3 | 4800 | 107 | 45 | 15 | 0.9 | 3500 | 80
PKUT5KRN | Shenzhen Wanjia Lighting Co. Ltd | WONKA | 45OLLA1-30[m] | Indoor Luminaires | Linear Ambient | Direct Linear Ambient Luminaires | Standard | FALSE | [9 empty] | 42150 |  |  | No | Updated 11/3/2016 | 3 | 4800 | 107 | 45 | 15 | 0.9 | 3000 | 80
P15CCT9D | CIXI YUANHUI LIGHTING ELECTRIC CO.LTD | YUANHUI | VP4F40X(5000K) | Indoor Luminaires | Linear Ambient | Direct Linear Ambient Luminaires | Standard | FALSE | [9 empty] | 42150 |  |  | NotYetVerified |  | 3 | 3773.6 | 90.56 | 41.67 | 13.59 | 0.9071 | 5000 | 85
P4FRT11Z | CIXI YUANHUI LIGHTING ELECTRIC CO.LTD | YUANHUI | VP4C40X(5000K) | Indoor Luminaires | Linear Ambient | Direct Linear Ambient Luminaires | Standard | FALSE | [9 empty] | 42150 |  |  | NotYetVerified |  | 3 | 4190.8 | 102.12 | 41.04 | 13.56 | 0.9079 | 5000 | 85
PANC93BH | CIXI YUANHUI LIGHTING ELECTRIC CO.LTD | YUANHUI | VP4C40PD(5000K) | Indoor Luminaires | Linear Ambient | Direct Linear Ambient Luminaires | Standard | FALSE | [9 empty] | 42150 |  |  | NotYetVerified |  | 3 | 4125.2 | 98.27 | 41.98 | 13.42 | 0.9208 | 5000 | 85
PK88E2YX | CIXI YUANHUI LIGHTING ELECTRIC CO.LTD | YUANHUI | VP4F40X(4500K) | Indoor Luminaires | Linear Ambient | Direct Linear Ambient Luminaires | Standard | FALSE | [9 empty] | 42150 |  |  | NotYetVerified |  | 3 | 3535.7 | 86.64 | 40.81 | 14.26 | 0.9023 | 4500 | 84.7
PC5E5MCF | CIXI YUANHUI LIGHTING ELECTRIC CO.LTD | YUANHUI | VP4C40X(4500K) | Indoor Luminaires | Linear Ambient | Direct Linear Ambient Luminaires | Standard | FALSE | [9 empty] | 42150 |  |  | NotYetVerified |  | 3 | 4021.5 | 98.98 | 40.63 | 14.13 | 0.9065 | 4500 | 84.6
PQ9T7Q9R | CIXI YUANHUI LIGHTING ELECTRIC CO.LTD | YUANHUI | VP4C40RD(4500K) | Indoor Luminaires | Linear Ambient | Direct Linear Ambient Luminaires | Standard | FALSE | [9 empty] | 42150 |  |  | NotYetVerified |  | 3 | 4041.7 | 96.12 | 42.05 | 13.85 | 0.9214 | 4500 | 84.7
PZ6X3FCU | CIXI YUANHUI LIGHTING ELECTRIC CO.LTD | YUANHUI | VP4F40X(4000K) | Indoor Luminaires | Linear Ambient | Direct Linear Ambient Luminaires | Standard | FALSE | [9 empty] | 42150 |  |  | NotYetVerified |  | 3 | 3535.7 | 86.64 | 40.81 | 14.26 | 0.9023 | 4000 | 84.7
P1YJS6XX | CIXI YUANHUI LIGHTING ELECTRIC CO.LTD | YUANHUI | VP4C40X(4000K) | Indoor Luminaires | Linear Ambient | Direct Linear Ambient Luminaires | Standard | FALSE | [9 empty] | 42150 |  |  | NotYetVerified |  | 3 | 4021.5 | 98.98 | 40.63 | 14.13 | 0.9065 | 4000 | 84.6
P3ET2F6B | CIXI YUANHUI LIGHTING ELECTRIC CO.LTD | YUANHUI | VP4C40ND(4000K) | Indoor Luminaires | Linear Ambient | Direct Linear Ambient Luminaires | Standard | FALSE | [9 empty] | 42150 |  |  | NotYetVerified |  | 3 | 4041.7 | 96.12 | 42.05 | 13.85 | 0.9214 | 4000 | 84.7
PP88HPMG | CIXI YUANHUI LIGHTING ELECTRIC CO.LTD | YUANHUI | VP4F40X(3500K) | Indoor Luminaires | Linear Ambient | Direct Linear Ambient Luminaires | Standard | FALSE | [9 empty] | 42150 |  |  | NotYetVerified |  | 3 | 3535.7 | 86.64 | 40.81 | 14.26 | 0.9023 | 3500 | 84.7
PHQWYBAN | CIXI YUANHUI LIGHTING ELECTRIC CO.LTD | YUANHUI | VP4C40X(3500K) | Indoor Luminaires | Linear Ambient | Direct Linear Ambient Luminaires | Standard | FALSE | [9 empty] | 42150 |  |  | NotYetVerified |  | 3 | 4021.5 | 98.98 | 40.63 | 14.13 | 0.9065 | 3500 | 84.6
PA9WYUNJ | CIXI YUANHUI LIGHTING ELECTRIC CO.LTD | YUANHUI | VP4C40QD(3500K) | Indoor Luminaires | Linear Ambient | Direct Linear Ambient Luminaires | Standard | FALSE | [9 empty] | 42150 |  |  | NotYetVerified |  | 3 | 4041.7 | 96.12 | 42.05 | 13.85 | 0.9214 | 3500 | 84.7
PXYWPJVJ | CIXI YUANHUI LIGHTING ELECTRIC CO.LTD | YUANHUI | VP4F40X(3000K) | Indoor Luminaires | Linear Ambient | Direct Linear Ambient Luminaires | Standard | FALSE | [9 empty] | 42150 |  |  | NotYetVerified |  | 3 | 3535.7 | 86.64 | 40.81 | 14.26 | 0.9023 | 3000 | 84.7
PVTGWWGY | CIXI YUANHUI LIGHTING ELECTRIC CO.LTD | YUANHUI | VP4C40X(3000K) | Indoor Luminaires | Linear Ambient | Direct Linear Ambient Luminaires | Standard | FALSE | [9 empty] | 42150 |  |  | NotYetVerified |  | 3 | 4021.5 | 98.98 | 40.63 | 14.13 | 0.9065 | 3000 | 84.6
PWT8ZURZ | CIXI YUANHUI LIGHTING ELECTRIC CO.LTD | YUANHUI | VP4C40WD(3000K) | Indoor Luminaires | Linear Ambient | Direct Linear Ambient Luminaires | Standard | FALSE | [9 empty] | 42150 |  |  | NotYetVerified |  | 3 | 4041.7 | 96.12 | 42.05 | 13.85 | 0.9214 | 3000 | 84.7
PY2QWC58 | LimeLED Inc. | LimeLED | LFP-F0648-2730-120 | Indoor Luminaires | Linear Ambient | Direct Linear Ambient Luminaires | Standard | TRUE | 2451 | 90.04 | 27.22 | 15.76 | 0.987 | 3209 | 85.3 | 5 | 50000 | 42146 |  |  | NotYetVerified |  | 3 | 2451 | 90.04 | 27.22 | 15.76 | 0.987 | 3209 | 85.3
PC95XXME | Beghelli North America | Spada | SPA-3-HT-30W-WT30-120-277V | Indoor Luminaires | Linear Ambient | Direct Linear Ambient Luminaires | Standard | TRUE | 2733.18 | 95.97 | 28.5 | 10.7 | 0.937 | 2950 | 83.8 | 5 |  | 42146 |  |  | NotYetVerified |  | 3 | 2733.18 | 95.97 | 28.48 | 10.7 | 0.992 | 2950 | 84
PTURU51W | Beghelli North America | Spada | SPA-2-HT-20W-WT30-120-277V | Indoor Luminaires | Linear Ambient | Direct Linear Ambient Luminaires | Standard | TRUE | 1766.55 | 94.82 | 18.63 | 13.3 | 0.912 | 2952 | 83.8 | 5 |  | 42146 |  |  | NotYetVerified |  | 3 | 1766.55 | 94.82 | 18.63 | 13.3 | 0.987 | 2952 | 84
P3GE7T3T | Beghelli North America | Spada | SPA-4-HT-40W-WT30-120-277V | Indoor Luminaires | Linear Ambient | Direct Linear Ambient Luminaires | Standard | TRUE | 3684.2 | 96.77 | 37.74 | 11.3 | 0.88 | 2958 | 83.8 | 5 | 50000 | 42146 |  |  | NotYetVerified |  | 3 | 3800 | 95 | 40 | 20 | 0.93 | 3000 | 80
PUV7GQRJ | Beghelli North America | Spada | SPA-4-HT-40W-WT50-120-277V | Indoor Luminaires | Linear Ambient | Direct Linear Ambient Luminaires | Standard | FALSE | [9 empty] | 42146 | Not Yet Verified | Not Yet Verified | NotYetVerified |  | 3 | 3800 | 95 | 40 | 20 | 0.93 | 5000 | 80
PQ2VE753 | Beghelli North America | Spada | SPA-2-HT-20W-WT50-120-277V | Indoor Luminaires | Linear Ambient | Direct Linear Ambient Luminaires | Standard | FALSE | [9 empty] | 42146 | Not Yet Verified | Not Yet Verified | NotYetVerified |  | 3 | 1900 | 95 | 20 | 13.3 | 0.987 | 5000 | 80
PEZMY9NQ | Beghelli North America | Spada | SPA-3-HT-30W-WT50-120-277V | Indoor Luminaires | Linear Ambient | Direct Linear Ambient Luminaires | Standard | FALSE | [9 empty] | 42146 | Not Yet Verified | Not Yet Verified | NotYetVerified |  | 3 | 2850 | 95 | 30 | 10.7 | 0.992 | 5000 | 80
PGTJGBCR | Beghelli North America | Spada | SPA-4-HT-40W-WT40-120-277V | Indoor Luminaires | Linear Ambient | Direct Linear Ambient Luminaires | Standard | FALSE | [9 empty] | 42146 | Not Yet Verified | Not Yet Verified | NotYetVerified |  | 3 | 3800 | 95 | 40 | 20 | 0.93 | 4000 | 80
PEMYJMJ4 | Beghelli North America | Spada | SPA-2-HT-20W-WT40-120-277V | Indoor Luminaires | Linear Ambient | Direct Linear Ambient Luminaires | Standard | FALSE | [9 empty] | 42146 | Not Yet Verified | Not Yet Verified | NotYetVerified |  | 3 | 1900 | 95 | 20 | 13.3 | 0.987 | 4000 | 80
P5KMEC9E | Beghelli North America | Spada | SPA-3-HT-30W-WT40-120-277V | Indoor Luminaires | Linear Ambient | Direct Linear Ambient Luminaires | Standard | FALSE | [9 empty] | 42146 | Not Yet Verified | Not Yet Verified | NotYetVerified |  | 3 | 2850 | 95 | 30 | 10.7 | 0.992 | 4000 | 80
PF8KK8JM | LimeLED Inc. | LimeLED | LFP-F0648-2750-120 | Indoor Luminaires | Linear Ambient | Direct Linear Ambient Luminaires | Standard | FALSE | [9 empty] | 42146 | Dimmable | Continuous Below 10 | NotYetVerified |  | 3 | 2764 | 102.4 | 26.99 | 15.74 | 0.987 | 5250 | 82.2
PB35Z9RD | LimeLED Inc. | LimeLED | LFP-F0648-2750-277 | Indoor Luminaires | Linear Ambient | Direct Linear Ambient Luminaires | Standard | FALSE | [9 empty] | 42146 | Dimmable | Continuous Below 10 | NotYetVerified |  | 3 | 2830 | 104.8 | 27 | 13 | 0.99 | 5000 | 82
PFECRN26 | LimeLED Inc. | LimeLED | LFP-F0648-2740-277 | Indoor Luminaires | Linear Ambient | Direct Linear Ambient Luminaires | Standard | FALSE | [9 empty] | 42146 | Dimmable | Continuous Below 10 | NotYetVerified |  | 3 | 2700 | 100 | 27 | 14 | 0.99 | 4000 | 83
P9MJM6ZD | LimeLED Inc. | LimeLED | LFP-F0648-2740-120 | Indoor Luminaires | Linear Ambient | Direct Linear Ambient Luminaires | Standard | FALSE | [9 empty] | 42146 | Dimmable | Continuous Below 10 | NotYetVerified |  | 3 | 2600 | 96.3 | 27 | 14 | 0.99 | 4000 | 83
PB32G2F8 | LimeLED Inc. | LimeLED | LFP-F0648-2730-277 | Indoor Luminaires | Linear Ambient | Direct Linear Ambient Luminaires | Standard | FALSE | [9 empty] | 42146 | Dimmable | Continuous Below 10 | NotYetVerified |  | 3 | 2611 | 94.84 | 27.53 | 13 | 0.991 | 3228 | 85.5
P2ZHB64Z | SIMKAR Corporation | CHLED | CHLED817635U1 | Indoor Luminaires | Linear Ambient | Direct Linear Ambient Luminaires | Standard | TRUE | 8942 | 103.6 | 86.26 | 9.08 | 0.919 | 3482 | 83.2 | 5 | 72000 | 42144 |  |  | NotYetVerified |  | 3 |  |  | 86 |  |  | 3500
PKS524GH | Visioneering Corp | Visioneering | LEL48-LED850K082LUNV-[All Finishes Packaging and Wiring Options] | Indoor Luminaires | Linear Ambient | Direct Linear Ambient Luminaires | Standard | FALSE | [9 empty] | 42139 |  |  | NotYetVerified |  | 3 | 8039 | 106 | 76 | 12 | 0.941 | 5000 | 84
P6BT5A6K | Visioneering Corp | Visioneering | LEL48-LED850K053LUNV-[All Finishes Packaging and Wiring Options] | Indoor Luminaires | Linear Ambient | Direct Linear Ambient Luminaires | Standard | FALSE | [9 empty] | 42139 |  |  | NotYetVerified |  | 3 | 5750 | 113 | 51 | 12 | 0.941 | 5000 | 84
PYESBS15 | Visioneering Corp | Visioneering | LEL24-LED850K041LUNV-[All Finishes Packaging and Wiring Options] | Indoor Luminaires | Linear Ambient | Direct Linear Ambient Luminaires | Standard | FALSE | [9 empty] | 42139 |  |  | NotYetVerified |  | 3 | 4130 | 101 | 41 | 12 | 0.941 | 5000 | 84
PFMBZ8DZ | Visioneering Corp | Visioneering | LEL48-LED850K041LUNV-[All Finishes Packaging and Wiring Options] | Indoor Luminaires | Linear Ambient | Direct Linear Ambient Luminaires | Standard | FALSE | [9 empty] | 42139 |  |  | NotYetVerified |  | 3 | 4009 | 106 | 38 | 12 | 0.941 | 5000 | 84
PR1PS5ZC | BAERO North America Inc | BARO | KD1-4-48-30-P-X | Indoor Luminaires | Linear Ambient | Direct Linear Ambient Luminaires | Standard | TRUE | 5069 | 95 | 53.356 | 15.18 | 0.9642 | 3134 | 80.37 | 5 |  | 42137 |  |  | NotYetVerified |  | 3 | 5789 | 120.6042 | 48 | 20 | 0.9 | 3000 | 80
P7H7W5SX | BAERO North America Inc | BARO | KD1-4-16-30-P-X | Indoor Luminaires | Linear Ambient | Direct Linear Ambient Luminaires | Standard | TRUE | 1803 | 113.68 | 15.86 | 15.18 | 0.9642 | 3064 | 81.69 | 5 |  | 42137 |  |  | NotYetVerified |  | 3 | 2105 | 131.5625 | 16 | 20 | 0.9 | 3000 | 80
PYZ9GF9E | BAERO North America Inc | BARO | KD1-8-96-35-P-X | Indoor Luminaires | Linear Ambient | Direct Linear Ambient Luminaires | Standard | FALSE | [9 empty] | 42137 | Not Dimmable | Not Dimmable | NotYetVerified |  | 3 | 11754 | 122.4375 | 96 | 20 | 0.9 | 3500 | 80
PVNHREW3 | BAERO North America Inc | BARO | KD1-8-96-35-X-D | Indoor Luminaires | Linear Ambient | Direct Linear Ambient Luminaires | Standard | FALSE | [9 empty] | 42137 | Not Dimmable | Not Dimmable | NotYetVerified |  | 3 | 11754 | 122.4375 | 96 | 20 | 0.9 | 3500 | 80
PJMCTBDQ | BAERO North America Inc | BARO | KD1-8-96-35-X | Indoor Luminaires | Linear Ambient | Direct Linear Ambient Luminaires | Standard | FALSE | [9 empty] | 42137 | Not Dimmable | Not Dimmable | NotYetVerified |  | 3 | 11754 | 122.4375 | 96 | 20 | 0.9 | 3500 | 80
P5WVANY4 | BAERO North America Inc | BARO | KD1-8-96-35-P-X-D | Indoor Luminaires | Linear Ambient | Direct Linear Ambient Luminaires | Standard | FALSE | [9 empty] | 42137 | Not Dimmable | Not Dimmable | NotYetVerified |  | 3 | 11754 | 122.4375 | 96 | 20 | 0.9 | 3500 | 80
PW2HXRB2 | BAERO North America Inc | BARO | KD1-8-64-35-P-X-D | Indoor Luminaires | Linear Ambient | Direct Linear Ambient Luminaires | Standard | FALSE | [9 empty] | 42137 | Not Dimmable | Not Dimmable | NotYetVerified |  | 3 | 8282 | 129.4062 | 64 | 20 | 0.9 | 3500 | 80
PSS6C2SC | BAERO North America Inc | BARO | KD1-8-64-35-X | Indoor Luminaires | Linear Ambient | Direct Linear Ambient Luminaires | Standard | FALSE | [9 empty] | 42137 | Not Dimmable | Not Dimmable | NotYetVerified |  | 3 | 8282 | 129.4062 | 64 | 20 | 0.9 | 3500 | 80
PRCEWJH9 | BAERO North America Inc | BARO | KD1-8-64-35-P-X | Indoor Luminaires | Linear Ambient | Direct Linear Ambient Luminaires | Standard | FALSE | [9 empty] | 42137 | Not Dimmable | Not Dimmable | NotYetVerified |  | 3 | 8282 | 129.4062 | 64 | 20 | 0.9 | 3500 | 80
PF145933 | BAERO North America Inc | BARO | KD1-8-64-35-X-D | Indoor Luminaires | Linear Ambient | Direct Linear Ambient Luminaires | Standard | FALSE | [9 empty] | 42137 | Not Dimmable | Not Dimmable | NotYetVerified |  | 3 | 8282 | 129.4062 | 64 | 20 | 0.9 | 3500 | 80
PVHJE2MV | BAERO North America Inc | BARO | KD1-4-48-35-X | Indoor Luminaires | Linear Ambient | Direct Linear Ambient Luminaires | Standard | FALSE | [9 empty] | 42137 | Not Dimmable | Not Dimmable | NotYetVerified |  | 3 | 6368 | 132.6667 | 48 | 20 | 0.9 | 3500 | 80
PVDBWJ6F | BAERO North America Inc | BARO | KD1-4-48-35-X-D | Indoor Luminaires | Linear Ambient | Direct Linear Ambient Luminaires | Standard | FALSE | [9 empty] | 42137 | Not Dimmable | Not Dimmable | NotYetVerified |  | 3 | 6368 | 132.6667 | 48 | 20 | 0.9 | 3500 | 80
PTE2AWZY | BAERO North America Inc | BARO | KD1-4-48-35-P-X | Indoor Luminaires | Linear Ambient | Direct Linear Ambient Luminaires | Standard | FALSE | [9 empty] | 42137 | Not Dimmable | Not Dimmable | NotYetVerified |  | 3 | 6368 | 132.6667 | 48 | 20 | 0.9 | 3500 | 80
P8WRQAES | BAERO North America Inc | BARO | KD1-4-48-35-P-X-D | Indoor Luminaires | Linear Ambient | Direct Linear Ambient Luminaires | Standard | FALSE | [9 empty] | 42137 | Not Dimmable | Not Dimmable | NotYetVerified |  | 3 | 6368 | 132.6667 | 48 | 20 | 0.9 | 3500 | 80
PYEQ84SA | BAERO North America Inc | BARO | KD1-4-48-35-P-X | Indoor Luminaires | Linear Ambient | Direct Linear Ambient Luminaires | Standard | FALSE | [9 empty] | 42137 | Not Dimmable | Not Dimmable | NotYetVerified |  | 3 | 5877 | 122.4375 | 48 | 20 | 0.9 | 3500 | 80
PT76RRFC | BAERO North America Inc | BARO | KD1-4-48-35-X-D | Indoor Luminaires | Linear Ambient | Direct Linear Ambient Luminaires | Standard | FALSE | [9 empty] | 42137 | Not Dimmable | Not Dimmable | NotYetVerified |  | 3 | 5877 | 122.4375 | 48 | 20 | 0.9 | 3500 | 80
PRVGT283 | BAERO North America Inc | BARO | KD1-4-48-35-X | Indoor Luminaires | Linear Ambient | Direct Linear Ambient Luminaires | Standard | FALSE | [9 empty] | 42137 | Not Dimmable | Not Dimmable | NotYetVerified |  | 3 | 5877 | 122.4375 | 48 | 20 | 0.9 | 3500 | 80
PQ39BV7K | BAERO North America Inc | BARO | KD1-4-48-35-P-X-D | Indoor Luminaires | Linear Ambient | Direct Linear Ambient Luminaires | Standard | FALSE | [9 empty] | 42137 | Not Dimmable | Not Dimmable | NotYetVerified |  | 3 | 5877 | 122.4375 | 48 | 20 | 0.9 | 3500 | 80
PVMRZ2JD | BAERO North America Inc | BARO | KD1-8-32-35-X | Indoor Luminaires | Linear Ambient | Direct Linear Ambient Luminaires | Standard | FALSE | [9 empty] | 42137 | Not Dimmable | Not Dimmable | NotYetVerified |  | 3 | 4274 | 133.5625 | 32 | 20 | 0.9 | 3500 | 80
PV13JZUD | BAERO North America Inc | BARO | KD1-8-32-35-P-X | Indoor Luminaires | Linear Ambient | Direct Linear Ambient Luminaires | Standard | FALSE | [9 empty] | 42137 | Not Dimmable | Not Dimmable | NotYetVerified |  | 3 | 4274 | 133.5625 | 32 | 20 | 0.9 | 3500 | 80
PN1357MH | BAERO North America Inc | BARO | KD1-8-32-35-P-X-D | Indoor Luminaires | Linear Ambient | Direct Linear Ambient Luminaires | Standard | FALSE | [9 empty] | 42137 | Not Dimmable | Not Dimmable | NotYetVerified |  | 3 | 4274 | 133.5625 | 32 | 20 | 0.9 | 3500 | 80
PH4PWF7F | BAERO North America Inc | BARO | KD1-8-32-35-X-D | Indoor Luminaires | Linear Ambient | Direct Linear Ambient Luminaires | Standard | FALSE | [9 empty] | 42137 | Not Dimmable | Not Dimmable | NotYetVerified |  | 3 | 4274 | 133.5625 | 32 | 20 | 0.9 | 3500 | 80
PYJWJKCP | BAERO North America Inc | BARO | KD1-4-32-35-P-X-D | Indoor Luminaires | Linear Ambient | Direct Linear Ambient Luminaires | Standard | FALSE | [9 empty] | 42137 | Not Dimmable | Not Dimmable | NotYetVerified |  | 3 | 4141 | 129.4062 | 32 | 20 | 0.9 | 3500 | 80
PRBZU1A9 | BAERO North America Inc | BARO | KD1-4-32-35-X-D | Indoor Luminaires | Linear Ambient | Direct Linear Ambient Luminaires | Standard | FALSE | [9 empty] | 42137 | Not Dimmable | Not Dimmable | NotYetVerified |  | 3 | 4141 | 129.4062 | 32 | 20 | 0.9 | 3500 | 80
PE42YPBK | BAERO North America Inc | BARO | KD1-4-32-35-X | Indoor Luminaires | Linear Ambient | Direct Linear Ambient Luminaires | Standard | FALSE | [9 empty] | 42137 | Not Dimmable | Not Dimmable | NotYetVerified |  | 3 | 4141 | 129.4062 | 32 | 20 | 0.9 | 3500 | 80
P6K1DAGU | BAERO North America Inc | BARO | KD1-4-32-35-P-X | Indoor Luminaires | Linear Ambient | Direct Linear Ambient Luminaires | Standard | FALSE | [9 empty] | 42137 | Not Dimmable | Not Dimmable | NotYetVerified |  | 3 | 4141 | 129.4062 | 32 | 20 | 0.9 | 3500 | 80
PTRST3W6 | BAERO North America Inc | BARO | KD1-4-24-35-P-X-D | Indoor Luminaires | Linear Ambient | Direct Linear Ambient Luminaires | Standard | FALSE | [9 empty] | 42137 | Not Dimmable | Not Dimmable | NotYetVerified |  | 3 | 3184 | 132.6667 | 24 | 20 | 0.9 | 3500 | 80
P896T9AB | BAERO North America Inc | BARO | KD1-4-24-35-X | Indoor Luminaires | Linear Ambient | Direct Linear Ambient Luminaires | Standard | FALSE | [9 empty] | 42137 | Not Dimmable | Not Dimmable | NotYetVerified |  | 3 | 3184 | 132.6667 | 24 | 20 | 0.9 | 3500 | 80
P5RJ416P | BAERO North America Inc | BARO | KD1-4-24-35-P-X | Indoor Luminaires | Linear Ambient | Direct Linear Ambient Luminaires | Standard | FALSE | [9 empty] | 42137 | Not Dimmable | Not Dimmable | NotYetVerified |  | 3 | 3184 | 132.6667 | 24 | 20 | 0.9 | 3500 | 80
P3HW9HXT | BAERO North America Inc | BARO | KD1-4-24-35-X-D | Indoor Luminaires | Linear Ambient | Direct Linear Ambient Luminaires | Standard | FALSE | [9 empty] | 42137 | Not Dimmable | Not Dimmable | NotYetVerified |  | 3 | 3184 | 132.6667 | 24 | 20 | 0.9 | 3500 | 80
PTK81MTW | BAERO North America Inc | BARO | KD1-4-16-35-P-X | Indoor Luminaires | Linear Ambient | Direct Linear Ambient Luminaires | Standard | FALSE | [9 empty] | 42137 | Not Dimmable | Not Dimmable | NotYetVerified |  | 3 | 2137 | 133.5625 | 16 | 20 | 0.9 | 3500 | 80
PQVCWQJR | BAERO North America Inc | BARO | KD1-4-16-35-X | Indoor Luminaires | Linear Ambient | Direct Linear Ambient Luminaires | Standard | FALSE | [9 empty] | 42137 | Not Dimmable | Not Dimmable | NotYetVerified |  | 3 | 2137 | 133.5625 | 16 | 20 | 0.9 | 3500 | 80
P276WT8W | BAERO North America Inc | BARO | KD1-4-16-35-P-X-D | Indoor Luminaires | Linear Ambient | Direct Linear Ambient Luminaires | Standard | FALSE | [9 empty] | 42137 | Not Dimmable | Not Dimmable | NotYetVerified |  | 3 | 2137 | 133.5625 | 16 | 20 | 0.9 | 3500 | 80
P13XATM4 | BAERO North America Inc | BARO | KD1-4-16-35-X-D | Indoor Luminaires | Linear Ambient | Direct Linear Ambient Luminaires | Standard | FALSE | [9 empty] | 42137 | Not Dimmable | Not Dimmable | NotYetVerified |  | 3 | 2137 | 133.5625 | 16 | 20 | 0.9 | 3500 | 80
PK9KCC8V | BAERO North America Inc | BARO | KD1-8-96-30-P-X-D | Indoor Luminaires | Linear Ambient | Direct Linear Ambient Luminaires | Standard | FALSE | [9 empty] | 42137 | Not Dimmable | Not Dimmable | NotYetVerified |  | 3 | 11578 | 120.6042 | 96 | 20 | 0.9 | 3000 | 80
P8MM9J1X | BAERO North America Inc | BARO | KD1-8-96-30-X | Indoor Luminaires | Linear Ambient | Direct Linear Ambient Luminaires | Standard | FALSE | [9 empty] | 42137 | Not Dimmable | Not Dimmable | NotYetVerified |  | 3 | 11578 | 120.6042 | 96 | 20 | 0.9 | 3000 | 80
P5HGU7GP | BAERO North America Inc | BARO | KD1-8-96-30-P-X | Indoor Luminaires | Linear Ambient | Direct Linear Ambient Luminaires | Standard | FALSE | [9 empty] | 42137 | Not Dimmable | Not Dimmable | NotYetVerified |  | 3 | 11578 | 120.6042 | 96 | 20 | 0.9 | 3000 | 80
P23MQ88G | BAERO North America Inc | BARO | KD1-8-96-30-X-D | Indoor Luminaires | Linear Ambient | Direct Linear Ambient Luminaires | Standard | FALSE | [9 empty] | 42137 | Not Dimmable | Not Dimmable | NotYetVerified |  | 3 | 11578 | 120.6042 | 96 | 20 | 0.9 | 3000 | 80
PQPYRH5Q | BAERO North America Inc | BARO | KD1-8-64-30-X-D | Indoor Luminaires | Linear Ambient | Direct Linear Ambient Luminaires | Standard | FALSE | [9 empty] | 42137 | Not Dimmable | Not Dimmable | NotYetVerified |  | 3 | 8158 | 127.4688 | 64 | 20 | 0.9 | 3000 | 80
P9UYP32V | BAERO North America Inc | BARO | KD1-8-64-30-P-X-D | Indoor Luminaires | Linear Ambient | Direct Linear Ambient Luminaires | Standard | FALSE | [9 empty] | 42137 | Not Dimmable | Not Dimmable | NotYetVerified |  | 3 | 8158 | 127.4688 | 64 | 20 | 0.9 | 3000 | 80
P7F3BFQ4 | BAERO North America Inc | BARO | KD1-8-64-30-P-X | Indoor Luminaires | Linear Ambient | Direct Linear Ambient Luminaires | Standard | FALSE | [9 empty] | 42137 | Not Dimmable | Not Dimmable | NotYetVerified |  | 3 | 8158 | 127.4688 | 64 | 20 | 0.9 | 3000 | 80
P7CDKTPE | BAERO North America Inc | BARO | KD1-8-64-30-X | Indoor Luminaires | Linear Ambient | Direct Linear Ambient Luminaires | Standard | FALSE | [9 empty] | 42137 | Not Dimmable | Not Dimmable | NotYetVerified |  | 3 | 8158 | 127.4688 | 64 | 20 | 0.9 | 3000 | 80
PXYX2K8N | BAERO North America Inc | BARO | KD1-4-48-30-P-X-D | Indoor Luminaires | Linear Ambient | Direct Linear Ambient Luminaires | Standard | FALSE | [9 empty] | 42137 | Not Dimmable | Not Dimmable | NotYetVerified |  | 3 | 6274 | 130.7083 | 48 | 20 | 0.9 | 3000 | 80
PUEU9R1C | BAERO North America Inc | BARO | KD1-4-48-30-X | Indoor Luminaires | Linear Ambient | Direct Linear Ambient Luminaires | Standard | FALSE | [9 empty] | 42137 | Not Dimmable | Not Dimmable | NotYetVerified |  | 3 | 6274 | 130.7083 | 48 | 20 | 0.9 | 3000 | 80
P9RUCGXZ | BAERO North America Inc | BARO | KD1-4-48-30-P-X | Indoor Luminaires | Linear Ambient | Direct Linear Ambient Luminaires | Standard | FALSE | [9 empty] | 42137 | Not Dimmable | Not Dimmable | NotYetVerified |  | 3 | 6274 | 130.7083 | 48 | 20 | 0.9 | 3000 | 80
P1NH2RDQ | BAERO North America Inc | BARO | KD1-4-48-30-X-D | Indoor Luminaires | Linear Ambient | Direct Linear Ambient Luminaires | Standard | FALSE | [9 empty] | 42137 | Not Dimmable | Not Dimmable | NotYetVerified |  | 3 | 6274 | 130.7083 | 48 | 20 | 0.9 | 3000 | 80
PYUNKNNQ | BAERO North America Inc | BARO | KD1-4-48-30-X-D | Indoor Luminaires | Linear Ambient | Direct Linear Ambient Luminaires | Standard | FALSE | [9 empty] | 42137 | Not Dimmable | Not Dimmable | NotYetVerified |  | 3 | 5789 | 120.6042 | 48 | 20 | 0.9 | 3000 | 80
PJ35FE5B | BAERO North America Inc | BARO | KD1-4-48-30-P-X-D | Indoor Luminaires | Linear Ambient | Direct Linear Ambient Luminaires | Standard | FALSE | [9 empty] | 42137 | Not Dimmable | Not Dimmable | NotYetVerified |  | 3 | 5789 | 120.6042 | 48 | 20 | 0.9 | 3000 | 80
PC1T45QH | BAERO North America Inc | BARO | KD1-4-48-30-X | Indoor Luminaires | Linear Ambient | Direct Linear Ambient Luminaires | Standard | FALSE | [9 empty] | 42137 | Not Dimmable | Not Dimmable | NotYetVerified |  | 3 | 5789 | 120.6042 | 48 | 20 | 0.9 | 3000 | 80
PYGZ7MGK | BAERO North America Inc | BARO | KD1-8-32-30-P-X | Indoor Luminaires | Linear Ambient | Direct Linear Ambient Luminaires | Standard | FALSE | [9 empty] | 42137 | Not Dimmable | Not Dimmable | NotYetVerified |  | 3 | 4210 | 131.5625 | 32 | 20 | 0.9 | 3000 | 80
PKDEPEZV | BAERO North America Inc | BARO | KD1-8-32-30-X | Indoor Luminaires | Linear Ambient | Direct Linear Ambient Luminaires | Standard | FALSE | [9 empty] | 42137 | Not Dimmable | Not Dimmable | NotYetVerified |  | 3 | 4210 | 131.5625 | 32 | 20 | 0.9 | 3000 | 80
PFN3Q47F | BAERO North America Inc | BARO | KD1-8-32-30-P-X-D | Indoor Luminaires | Linear Ambient | Direct Linear Ambient Luminaires | Standard | FALSE | [9 empty] | 42137 | Not Dimmable | Not Dimmable | NotYetVerified |  | 3 | 4210 | 131.5625 | 32 | 20 | 0.9 | 3000 | 80
P4FFTNUD | BAERO North America Inc | BARO | KD1-8-32-30-X-D | Indoor Luminaires | Linear Ambient | Direct Linear Ambient Luminaires | Standard | FALSE | [9 empty] | 42137 | Not Dimmable | Not Dimmable | NotYetVerified |  | 3 | 4210 | 131.5625 | 32 | 20 | 0.9 | 3000 | 80
PX6DK1QY | BAERO North America Inc | BARO | KD1-4-32-30-X | Indoor Luminaires | Linear Ambient | Direct Linear Ambient Luminaires | Standard | FALSE | [9 empty] | 42137 | Not Dimmable | Not Dimmable | NotYetVerified |  | 3 | 4079 | 127.4688 | 32 | 20 | 0.9 | 3000 | 80
PEM6RQX9 | BAERO North America Inc | BARO | KD1-4-32-30-P-X | Indoor Luminaires | Linear Ambient | Direct Linear Ambient Luminaires | Standard | FALSE | [9 empty] | 42137 | Not Dimmable | Not Dimmable | NotYetVerified |  | 3 | 4079 | 127.4688 | 32 | 20 | 0.9 | 3000 | 80
P9D3R3R8 | BAERO North America Inc | BARO | KD1-4-32-30-X-D | Indoor Luminaires | Linear Ambient | Direct Linear Ambient Luminaires | Standard | FALSE | [9 empty] | 42137 | Not Dimmable | Not Dimmable | NotYetVerified |  | 3 | 4079 | 127.4688 | 32 | 20 | 0.9 | 3000 | 80
P2ZZC2GM | BAERO North America Inc | BARO | KD1-4-32-30-P-X-D | Indoor Luminaires | Linear Ambient | Direct Linear Ambient Luminaires | Standard | FALSE | [9 empty] | 42137 | Not Dimmable | Not Dimmable | NotYetVerified |  | 3 | 4079 | 127.4688 | 32 | 20 | 0.9 | 3000 | 80
PQNVK8V3 | BAERO North America Inc | BARO | KD1-4-24-30-P-X-D | Indoor Luminaires | Linear Ambient | Direct Linear Ambient Luminaires | Standard | FALSE | [9 empty] | 42137 | Not Dimmable | Not Dimmable | NotYetVerified |  | 3 | 3138 | 130.75 | 24 | 20 | 0.9 | 3000 | 80
PH8MCBHZ | BAERO North America Inc | BARO | KD1-4-24-30-P-X | Indoor Luminaires | Linear Ambient | Direct Linear Ambient Luminaires | Standard | FALSE | [9 empty] | 42137 | Not Dimmable | Not Dimmable | NotYetVerified |  | 3 | 3138 | 130.75 | 24 | 20 | 0.9 | 3000 | 80
P7DB6C8J | BAERO North America Inc | BARO | KD1-4-24-30-X-D | Indoor Luminaires | Linear Ambient | Direct Linear Ambient Luminaires | Standard | FALSE | [9 empty] | 42137 | Not Dimmable | Not Dimmable | NotYetVerified |  | 3 | 3138 | 130.75 | 24 | 20 | 0.9 | 3000 | 80
P5PX9HTQ | BAERO North America Inc | BARO | KD1-4-24-30-X | Indoor Luminaires | Linear Ambient | Direct Linear Ambient Luminaires | Standard | FALSE | [9 empty] | 42137 | Not Dimmable | Not Dimmable | NotYetVerified |  | 3 | 3138 | 130.75 | 24 | 20 | 0.9 | 3000 | 80
PY79P82C | BAERO North America Inc | BARO | KD1-4-16-30-X-D | Indoor Luminaires | Linear Ambient | Direct Linear Ambient Luminaires | Standard | FALSE | [9 empty] | 42137 | Not Dimmable | Not Dimmable | NotYetVerified |  | 3 | 2105 | 131.5625 | 16 | 20 | 0.9 | 3000 | 80
PHWHFN9D | BAERO North America Inc | BARO | KD1-4-16-30-X | Indoor Luminaires | Linear Ambient | Direct Linear Ambient Luminaires | Standard | FALSE | [9 empty] | 42137 | Not Dimmable | Not Dimmable | NotYetVerified |  | 3 | 2105 | 131.5625 | 16 | 20 | 0.9 | 3000 | 80
P561VF1S | BAERO North America Inc | BARO | KD1-4-16-30-P-X-D | Indoor Luminaires | Linear Ambient | Direct Linear Ambient Luminaires | Standard | FALSE | [9 empty] | 42137 | Not Dimmable | Not Dimmable | NotYetVerified |  | 3 | 2105 | 131.5625 | 16 | 20 | 0.9 | 3000 | 80
P5TEX8G5 | Delviro | Delviro Energy | ZIP4-30-3K-U-FR-X-X-X-X | Indoor Luminaires | Linear Ambient | Direct Linear Ambient Luminaires | Standard | TRUE | 3300 | 110.8 | 29.79 | 16.2 | 0.9187 | 3121 | 84.36 | 5 | 200000 | 42136 |  |  | NotYetVerified |  | 3 | 3300 | 110.8 | 29.79 | 6.76 | 0.9968 | 3121 | 84.36
PCKDPCEB | Delviro | Delviro Energy | ZIP4-30-3K-H-FR-X-X-X-X | Indoor Luminaires | Linear Ambient | Direct Linear Ambient Luminaires | Standard | TRUE | 3203 | 86.5 | 37.05 | 16.2 | 0.9187 | 3096 | 83.67 | 5 | 200000 | 42136 |  |  | NotYetVerified |  | 3 | 3203 | 86.5 | 37.05 | 16.2 | 0.9187 | 3096 | 83.67
PFES11DV | Delviro | Delviro Energy | ZIP4-15-3K-H-FR-X-X-X-X | Indoor Luminaires | Linear Ambient | Direct Linear Ambient Luminaires | Standard | TRUE | 1744 | 94.5 | 18.45 | 17.11 | 0.9162 | 3094 | 84.3 | 5 | 200000 | 42136 |  |  | NotYetVerified |  | 3 | 1744 | 94.5 | 18.45 | 17.1 | 0.9162 | 3094 | 84.3
PQJ4HNEG | Delviro | Delviro Energy | ZIP4-30-5K-U-FR-X-X-X-X | Indoor Luminaires | Linear Ambient | Direct Linear Ambient Luminaires | Standard | FALSE | [9 empty] | 42136 |  |  | NotYetVerified |  | 3 | 3729.6213 | 125.1971 | 29.79 |  |  | 5219 | 84.13
PP2FZTVV | Delviro | Delviro Energy | ZIP4-30-5K-H-FR-X-X-X-X | Indoor Luminaires | Linear Ambient | Direct Linear Ambient Luminaires | Standard | FALSE | [9 empty] | 42136 |  |  | NotYetVerified |  | 3 | 3621.2524 | 97.7396 | 37.05 |  |  | 5219 | 84.13
P2X5B9XE | Delviro | Delviro Energy | ZIP4-20-5K-U-FR-X-X-X-X | Indoor Luminaires | Linear Ambient | Direct Linear Ambient Luminaires | Standard | FALSE | [9 empty] | 42136 |  |  | NotYetVerified |  | 3 | 2622.016 | 128.8882 | 20.3433 |  |  | 5219 | 84.13
PY4Y75X5 | Delviro | Delviro Energy | ZIP4-20-5K-H-FR-X-X-X-X | Indoor Luminaires | Linear Ambient | Direct Linear Ambient Luminaires | Standard | FALSE | [9 empty] | 42136 |  |  | NotYetVerified |  | 3 | 2594.9475 | 105.2717 | 24.65 |  |  | 5219 | 84.13
P9X4QSC3 | Delviro | Delviro Energy | ZIP4-15-5K-U-FR-X-X-X-X | Indoor Luminaires | Linear Ambient | Direct Linear Ambient Luminaires | Standard | FALSE | [9 empty] | 42136 |  |  | NotYetVerified |  | 3 | 2042.0616 | 130.7338 | 15.62 |  |  | 5219 | 84.13
PMBFWNBQ | Delviro | Delviro Energy | ZIP4-15-5K-H-FR-X-X-X-X | Indoor Luminaires | Linear Ambient | Direct Linear Ambient Luminaires | Standard | FALSE | [9 empty] | 42136 |  |  | NotYetVerified |  | 3 | 1970.0745 | 106.7791 | 18.45 |  |  | 5219 | 84.13
PHM45NJD | Delviro | Delviro Energy | ZIP4-30-4K-U-FR-X-X-X-X | Indoor Luminaires | Linear Ambient | Direct Linear Ambient Luminaires | Standard | FALSE | [9 empty] | 42136 |  |  | NotYetVerified |  | 3 | 3515.1768 | 117.9985 | 29.79 |  |  | 4170 | 84.245
PFDVGRWY | Delviro | Delviro Energy | ZIP4-30-4K-H-FR-X-X-X-X | Indoor Luminaires | Linear Ambient | Direct Linear Ambient Luminaires | Standard | FALSE | [9 empty] | 42136 |  |  | NotYetVerified |  | 3 | 3413.0386 | 92.1198 | 37.05 |  |  | 4170 | 84.245
P5GUWJ1Y | Delviro | Delviro Energy | ZIP4-20-4K-U-FR-X-X-X-X | Indoor Luminaires | Linear Ambient | Direct Linear Ambient Luminaires | Standard | FALSE | [9 empty] | 42136 |  |  | NotYetVerified |  | 3 | 2471.256 | 121.4774 | 20.3433 |  |  | 4170 | 84.245
PXYPRXT5 | Delviro | Delviro Energy | ZIP4-20-4K-H-FR-X-X-X-X | Indoor Luminaires | Linear Ambient | Direct Linear Ambient Luminaires | Standard | FALSE | [9 empty] | 42136 |  |  | NotYetVerified |  | 3 | 2445.7441 | 99.2188 | 24.65 |  |  | 4170 | 84.245
P4AEWKS2 | Delviro | Delviro Energy | ZIP4-15-4K-U-FR-X-X-X-X | Indoor Luminaires | Linear Ambient | Direct Linear Ambient Luminaires | Standard | FALSE | [9 empty] | 42136 |  |  | NotYetVerified |  | 3 | 1924.6478 | 123.2169 | 15.62 |  |  | 4170 | 84.245
PUW9UQKU | Delviro | Delviro Energy | ZIP4-15-4K-H-FR-X-X-X-X | Indoor Luminaires | Linear Ambient | Direct Linear Ambient Luminaires | Standard | FALSE | [9 empty] | 42136 |  |  | NotYetVerified |  | 3 | 1856.7998 | 100.6395 | 18.45 |  |  | 4170 | 84.245
PKY7WZMP | Delviro | Delviro Energy | ZIP4-30-35K-U-FR-X-X-X-X | Indoor Luminaires | Linear Ambient | Direct Linear Ambient Luminaires | Standard | FALSE | [9 empty] | 42136 |  |  | NotYetVerified |  | 3 | 3407.9543 | 114.3993 | 29.79 |  |  | 3645.5 | 84.3025
PMZ558QA | Delviro | Delviro Energy | ZIP4-30-35K-H-FR-X-X-X-X | Indoor Luminaires | Linear Ambient | Direct Linear Ambient Luminaires | Standard | FALSE | [9 empty] | 42136 |  |  | NotYetVerified |  | 3 | 3308.932 | 89.3099 | 37.05 |  |  | 3645.5 | 84.3025
PQ343QDS | Delviro | Delviro Energy | ZIP4-20-35K-U-FR-X-X-X-X | Indoor Luminaires | Linear Ambient | Direct Linear Ambient Luminaires | Standard | FALSE | [9 empty] | 42136 |  |  | NotYetVerified |  | 3 | 2395.8762 | 117.7721 | 20.3433 |  |  | 3645.5 | 84.3025
PUR69G47 | Delviro | Delviro Energy | ZIP4-20-35K-H-FR-X-X-X-X | Indoor Luminaires | Linear Ambient | Direct Linear Ambient Luminaires | Standard | FALSE | [9 empty] | 42136 |  |  | NotYetVerified |  | 3 | 2371.1423 | 96.1924 | 24.65 |  |  | 3645.5 | 84.3025
P4DYRMBV | Delviro | Delviro Energy | ZIP4-15-35K-U-FR-X-X-X-X | Indoor Luminaires | Linear Ambient | Direct Linear Ambient Luminaires | Standard | FALSE | [9 empty] | 42136 |  |  | NotYetVerified |  | 3 | 1865.9409 | 119.4584 | 15.62 |  |  | 3645.5 | 84.3025
PKYER7XV | Delviro | Delviro Energy | ZIP4-15-35K-H-FR-X-X-X-X | Indoor Luminaires | Linear Ambient | Direct Linear Ambient Luminaires | Standard | FALSE | [9 empty] | 42136 |  |  | NotYetVerified |  | 3 | 1800.1624 | 97.5698 | 18.45 |  |  | 3645.5 | 84.3025
P839TZNJ | Delviro | Delviro Energy | ZIP4-20-3K-U-FR-X-X-X-X | Indoor Luminaires | Linear Ambient | Direct Linear Ambient Luminaires | Standard | FALSE | [9 empty] | 42136 |  |  | NotYetVerified |  | 3 | 2320.4963 | 114.0667 | 20.3433 |  |  | 3121 | 84.36
PDSNVDBA | Delviro | Delviro Energy | ZIP4-15-3K-U-FR-X-X-X-X | Indoor Luminaires | Linear Ambient | Direct Linear Ambient Luminaires | Standard | FALSE | [9 empty] | 42136 |  |  | NotYetVerified |  | 3 | 1807 | 115.7 | 15.62 | 15.4 | 0.9106 | 3114 | 85
PHMQWBYE | Delviro | Delviro Energy | ZIP4-20-3K-H-FR-X-X-X-X | Indoor Luminaires | Linear Ambient | Direct Linear Ambient Luminaires | Standard | FALSE | [9 empty] | 42136 |  |  | NotYetVerified |  | 3 | 2296.5405 | 93.1659 | 24.65 |  |  | 3094 | 84.3
PSGJ45JC | Lighting PJV | PJV | PJV-TP-60W (3000K) | Indoor Luminaires | Linear Ambient | Direct Linear Ambient Luminaires | Standard | TRUE | 5577.48 | 97.83 | 57.01 | 10 | 0.927 | 3217 | 84.9 | 5 | 50000 | 42135 |  |  | NotYetVerified |  | 3 | 5400 | 90 | 60 | 10 | 0.996 | 3000 | 80
PWM1ARQP | Jiangmen OGJG Lighting and Electronic Co. Ltd. | OGJG Lighting | OG-LED220-FPC 4000K | Indoor Luminaires | Linear Ambient | Direct Linear Ambient Luminaires | Standard | TRUE | 3642.05 | 95 | 38.38 | 12.63 | 0.895 | 4016 | 81.7 | 5 | 50000 | 42135 |  |  | NotYetVerified |  | 3 | 3600 | 90 | 40 | 6.84 |  | 4050 | 82
PENZ1WNZ | Jiangmen OGJG Lighting and Electronic Co. Ltd. | OGJG Lighting | OG-LED20-FPC 4000K | Indoor Luminaires | Linear Ambient | Direct Linear Ambient Luminaires | Standard | TRUE | 1902.06 | 99 | 19.15 | 12.21 | 0.893 | 4050 | 81.9 | 5 | 50000 | 42135 |  |  | NotYetVerified |  | 3 | 1902.06 | 99 | 19.15 | 6.84 |  | 4050 | 82
PDHCAKYY | Jiangmen OGJG Lighting and Electronic Co. Ltd. | OGJG Lighting | OG-LED220-YPC 4000K | Indoor Luminaires | Linear Ambient | Direct Linear Ambient Luminaires | Standard | TRUE | 3636.9 | 95 | 38.4 | 12.53 | 0.891 | 4090 | 81.8 | 5 | 50000 | 42135 |  |  | NotYetVerified |  | 3 | 3636.9 | 95 | 38.4 | 7.09 |  | 4090 | 82
PFVQG4DT | Jiangmen OGJG Lighting and Electronic Co. Ltd. | OGJG Lighting | OG-LED220-JLPC 4000K | Indoor Luminaires | Linear Ambient | Direct Linear Ambient Luminaires | Standard | TRUE | 3509.21 | 92 | 38.16 | 12.24 | 0.879 | 4050 | 81.7 | 5 | 50000 | 42135 |  |  | NotYetVerified |  | 3 | 3509.21 | 92 | 38.16 | 7.27 |  | 4050 | 82
PYNS8PRJ | Lighting PJV | PJV | PJV-TP-60W (5000K) | Indoor Luminaires | Linear Ambient | Direct Linear Ambient Luminaires | Standard | FALSE | [9 empty] | 42135 |  |  | NotYetVerified | Product de-listed on 03/25/2016 re-listed on 08/08/2016 due to update | 3 | 5400 | 90 | 60 | 10 | 0.996 | 5000 | 80
PEFKMDWY | Lighting PJV | PJV | PJV-TP-60W (4500K) | Indoor Luminaires | Linear Ambient | Direct Linear Ambient Luminaires | Standard | FALSE | [9 empty] | 42135 |  |  | NotYetVerified | Product de-listed on 03/25/2016 re-listed on 08/08/2016 due to update | 3 | 5400 | 90 | 60 | 10 | 0.996 | 4500 | 80
PRTP43GB | Lighting PJV | PJV | PJV-TP-60W (4000K) | Indoor Luminaires | Linear Ambient | Direct Linear Ambient Luminaires | Standard | FALSE | [9 empty] | 42135 |  |  | NotYetVerified | Product de-listed on 03/25/2016 re-listed on 08/08/2016 due to update | 3 | 5400 | 90 | 60 | 10 | 0.996 | 4000 | 80
PBNWT1RZ | Lighting PJV | PJV | PJV-TP-60W (3500K) | Indoor Luminaires | Linear Ambient | Direct Linear Ambient Luminaires | Standard | FALSE | [9 empty] | 42135 |  |  | NotYetVerified | Product de-listed on 03/25/2016 re-listed on 08/08/2016 due to update | 3 | 5400 | 90 | 60 | 10 | 0.996 | 3500 | 80
PDX1MZA4 | Jiangmen OGJG Lighting and Electronic Co. Ltd. | OGJG Lighting | OG-LED220-JLPC 5000K | Indoor Luminaires | Linear Ambient | Direct Linear Ambient Luminaires | Standard | FALSE | [9 empty] | 42135 | Not Dimmable | Not Dimmable | NotYetVerified |  | 3 | 3500 | 87.5 | 40 | 7.27 |  | 5000 | 82
P3DVJAGW | Jiangmen OGJG Lighting and Electronic Co. Ltd. | OGJG Lighting | OG-LED220-YPC 5000K | Indoor Luminaires | Linear Ambient | Direct Linear Ambient Luminaires | Standard | FALSE | [9 empty] | 42135 | Not Dimmable | Not Dimmable | NotYetVerified |  | 3 | 3600 | 90 | 40 | 7.09 |  | 5000 | 82
PNTEBWTS | Jiangmen OGJG Lighting and Electronic Co. Ltd. | OGJG Lighting | OG-LED220-FPC 5000K | Indoor Luminaires | Linear Ambient | Direct Linear Ambient Luminaires | Standard | FALSE | [9 empty] | 42135 | Not Dimmable | Not Dimmable | NotYetVerified |  | 3 | 3600 | 90 | 40 | 6.84 |  | 5000 | 82
PF7ZVATR | Jiangmen OGJG Lighting and Electronic Co. Ltd. | OGJG Lighting | OG-LED20-FPC 5000K | Indoor Luminaires | Linear Ambient | Direct Linear Ambient Luminaires | Standard | FALSE | [9 empty] | 42135 | Not Dimmable | Not Dimmable | NotYetVerified |  | 3 | 1900 | 95 | 20 | 6.84 |  | 5000 | 82
PJ2PJHVG | Jiangmen OGJG Lighting and Electronic Co. Ltd. | OGJG Lighting | OG-LED220-SF 4500K | Indoor Luminaires | Linear Ambient | Direct Linear Ambient Luminaires | Standard | FALSE | [9 empty] | 42135 | Not Dimmable | Not Dimmable | NotYetVerified |  | 3 | 3400 | 85 | 40 | 7.98 |  | 4500 | 82
P243V13B | Jiangmen OGJG Lighting and Electronic Co. Ltd. | OGJG Lighting | OG-LED220-JLPC 4500K | Indoor Luminaires | Linear Ambient | Direct Linear Ambient Luminaires | Standard | FALSE | [9 empty] | 42135 | Not Dimmable | Not Dimmable | NotYetVerified |  | 3 | 3500 | 87.5 | 40 | 7.27 |  | 4500 | 82
P4WYAJHN | Jiangmen OGJG Lighting and Electronic Co. Ltd. | OGJG Lighting | OG-LED220-YPC 4500K | Indoor Luminaires | Linear Ambient | Direct Linear Ambient Luminaires | Standard | FALSE | [9 empty] | 42135 | Not Dimmable | Not Dimmable | NotYetVerified |  | 3 | 3600 | 90 | 40 | 7.09 |  | 4500 | 82
P15XMH55 | Jiangmen OGJG Lighting and Electronic Co. Ltd. | OGJG Lighting | OG-LED220-FPC 4500K | Indoor Luminaires | Linear Ambient | Direct Linear Ambient Luminaires | Standard | FALSE | [9 empty] | 42135 | Not Dimmable | Not Dimmable | NotYetVerified |  | 3 | 3600 | 90 | 40 | 6.84 |  | 4500 | 82
PYV44A1C | Jiangmen OGJG Lighting and Electronic Co. Ltd. | OGJG Lighting | OG-LED20-FPC 4500K | Indoor Luminaires | Linear Ambient | Direct Linear Ambient Luminaires | Standard | FALSE | [9 empty] | 42135 | Not Dimmable | Not Dimmable | NotYetVerified |  | 3 | 1900 | 95 | 20 | 6.84 |  | 4500 | 82
P6RDA1GQ | Energy Solutions International | Energy Solutions International | F-18VX-P4L-40-FR | Indoor Luminaires | Linear Ambient | Direct Linear Ambient Luminaires | Standard | TRUE | 3730 | 108.8 | 34.286 | 12.5 | 0.9383 | 3984 | 82.82 | 5 | 50000 | 42129 |  |  | NotYetVerified |  | 3
PBWYD63H | SMART ENERGY SOLUTIONS | Smart Energy Solutions | SES-T8Y1224(3000K) | Indoor Luminaires | Linear Ambient | Direct Linear Ambient Luminaires | Standard | TRUE | 2421.9 | 102.02 | 23.74 | 15.6 | 0.912 | 2977 | 82.1 | 5 | 50000 | 42129 |  |  | NotYetVerified |  | 3 | 2421.9 | 102.02 | 23.74 | 15.6 | 0.912 | 3000 | 82.1
PAWWH4TV | SMART ENERGY SOLUTIONS | Smart Energy Solutions | SES-T8Y1224(5000K) | Indoor Luminaires | Linear Ambient | Direct Linear Ambient Luminaires | Standard | FALSE | [9 empty] | 42129 |  |  | NotYetVerified |  | 3 | 2585 | 108.34 | 23.86 | 16.5 | 0.911 | 5000 | 82.4
PX237CNK | SMART ENERGY SOLUTIONS | Smart Energy Solutions | SES-T8Y1224(4500K) | Indoor Luminaires | Linear Ambient | Direct Linear Ambient Luminaires | Standard | FALSE | [9 empty] | 42129 |  |  | NotYetVerified |  | 3 | 2421.9 | 102.02 | 23.74 | 15.6 | 0.912 | 4500 | 82.1
P6VKNV7U | SMART ENERGY SOLUTIONS | Smart Energy Solutions | SES-T8Y1224(4000K) | Indoor Luminaires | Linear Ambient | Direct Linear Ambient Luminaires | Standard | FALSE | [9 empty] | 42129 |  |  | NotYetVerified |  | 3 | 2421.9 | 102.02 | 23.74 | 15.6 | 0.912 | 4000 | 82.1
P21U4J3N | SMART ENERGY SOLUTIONS | Smart Energy Solutions | SES-T8Y1224(3500K) | Indoor Luminaires | Linear Ambient | Direct Linear Ambient Luminaires | Standard | FALSE | [9 empty] | 42129 |  |  | NotYetVerified |  | 3 | 2421.9 | 102.02 | 23.74 | 15.6 | 0.912 | 3500 | 82.1
P1ZVKG3F | Sunpark | SUNPARK | 646STD-3000K | Indoor Luminaires | Linear Ambient | Direct Linear Ambient Luminaires | Standard | TRUE | 2212.07 | 97.32 | 22.73 | 11.99 | 0.955 | 3011 | 81.7 | 5 | 50000 | 42128 |  |  | NotYetVerified |  | 3 | 1955 | 85 | 23 | 20 | 0.9 | 3000 | 80
PR8XK6U9 | Sunpark | SUNPARK | 634STD-3000K | Indoor Luminaires | Linear Ambient | Direct Linear Ambient Luminaires | Standard | TRUE | 1541.9 | 92.89 | 16.6 | 10.96 | 0.94 | 3116 | 83.3 | 5 | 50000 | 42128 |  |  | NotYetVerified |  | 3 | 1445 | 85 | 17 | 20 | 0.9 | 3000 | 80
PV8NTCZ5 | Shenzhen sunpzone lighting electronic co. ltd | Sunpzone | SPZT8F25B(3000K)(Clear Lens) | Indoor Luminaires | Linear Ambient | Direct Linear Ambient Luminaires | Standard | TRUE | 2400.14 | 102.35 | 23.56 | 5.97 | 0.916 | 3115 | 84.4 | 5 | 50000 | 42128 |  |  | NotYetVerified | Updated on 10/14/16 | 3 | 2400 | 120 | 25 | 10 |  | 3000 | 80
PYMR38Q7 | Shenzhen sunpzone lighting electronic co. ltd | Sunpzone | SPZT8F25(3000K) | Indoor Luminaires | Linear Ambient | Direct Linear Ambient Luminaires | Standard | TRUE | 2532.46 | 102.49 | 24.71 | 8.16 | 0.912 | 3130 | 84.2 | 5 | 50000 | 42128 |  |  | NotYetVerified | Updated on 10/14/16 | 3 | 2500 | 115 | 25 | 20 | 0.9 | 3000 | 80
PN8UNY3H | Shenzhen sunpzone lighting electronic co. ltd | Sunpzone | SPZT8F28(3000K)(Clear Lens) | Indoor Luminaires | Linear Ambient | Direct Linear Ambient Luminaires | Standard | TRUE | 2753.56 | 109.18 | 25.24 | 9.36 | 0.883 | 3107 | 84.5 | 5 | 50000 | 42128 |  |  | NotYetVerified | Updated on 10/14/16 | 3 | 2700 | 120 | 28 | 10 |  | 3000 | 80
PM1UAT41 | Sunpark | SUNPARK | 622STD-3000K | Indoor Luminaires | Linear Ambient | Direct Linear Ambient Luminaires | Standard | TRUE | 972.74 | 90.91 | 10.7 | 15.9 | 0.877 | 3015 | 81.5 | 5 | 50000 | 42128 |  |  | NotYetVerified |  | 3 | 1000 | 85 | 11 | 20 | 0.9 | 3000 | 80
P8BWFE8U | Sunpark | SUNPARK | 646STD-5000K | Indoor Luminaires | Linear Ambient | Direct Linear Ambient Luminaires | Standard | FALSE | [9 empty] | 42128 |  |  | NotYetVerified |  | 3 | 2100 | 90.1 | 23 | 20 | 0.9 | 5000 | 80
PZZWK5Z5 | Sunpark | SUNPARK | 634STD-5000K | Indoor Luminaires | Linear Ambient | Direct Linear Ambient Luminaires | Standard | FALSE | [9 empty] | 42128 |  |  | NotYetVerified |  | 3 | 1500 | 90.1 | 17 | 20 | 0.9 | 5000 | 80
PJCAY242 | Sunpark | SUNPARK | 622STD-5000K | Indoor Luminaires | Linear Ambient | Direct Linear Ambient Luminaires | Standard | FALSE | [9 empty] | 42128 |  |  | NotYetVerified |  | 3 | 1000 | 90.1 | 11 | 20 | 0.9 | 5000 | 80
PKSUXYCV | Sunpark | SUNPARK | 646STD-4000K | Indoor Luminaires | Linear Ambient | Direct Linear Ambient Luminaires | Standard | FALSE | [9 empty] | 42128 |  |  | NotYetVerified |  | 3 | 2012 | 87.5 | 23 | 20 | 0.9 | 4000 | 80
PBDNWDW6 | Sunpark | SUNPARK | 634STD-4000K | Indoor Luminaires | Linear Ambient | Direct Linear Ambient Luminaires | Standard | FALSE | [9 empty] | 42128 |  |  | NotYetVerified |  | 3 | 1487 | 87.5 | 17 | 20 | 0.9 | 4000 | 80
PU2AGEZ1 | Sunpark | SUNPARK | 622STD-4000K | Indoor Luminaires | Linear Ambient | Direct Linear Ambient Luminaires | Standard | FALSE | [9 empty] | 42128 |  |  | NotYetVerified |  | 3 | 962 | 87.5 | 11 | 20 | 0.9 | 4000 | 80
PQFAVNRM | Shenzhen sunpzone lighting electronic co. ltd | Sunpzone | SPZT8F25(5000K) | Indoor Luminaires | Linear Ambient | Direct Linear Ambient Luminaires | Standard | FALSE | [9 empty] | 42128 | Not Dimmable | Not Dimmable | NotYetVerified | Updated on 10/14/16 | 3 | 2500 | 104.17 | 25 | 20 | 0.9 | 5000 | 80
PBNPUUAX | Shenzhen sunpzone lighting electronic co. ltd | Sunpzone | SPZT8F28(5000K)(Clear Lens) | Indoor Luminaires | Linear Ambient | Direct Linear Ambient Luminaires | Standard | FALSE | [9 empty] | 42128 | Not Dimmable | Not Dimmable | NotYetVerified | Updated on 10/14/16 | 3 | 3640 | 130 | 28 | 10 | 0.992 | 5000 | 80
PUDVX7WT | Shenzhen sunpzone lighting electronic co. ltd | Sunpzone | SPZT8F25B(5000K)(Clear Lens) | Indoor Luminaires | Linear Ambient | Direct Linear Ambient Luminaires | Standard | FALSE | [9 empty] | 42128 | Not Dimmable | Not Dimmable | NotYetVerified | Updated on 10/14/16 | 3 | 3250 | 130 | 25 | 10 | 0.994 | 5000 | 80
PTAH1REN | Shenzhen sunpzone lighting electronic co. ltd | Sunpzone | SPZT8F25(4500K) | Indoor Luminaires | Linear Ambient | Direct Linear Ambient Luminaires | Standard | FALSE | [9 empty] | 42128 | Not Dimmable | Not Dimmable | NotYetVerified | Updated on 10/14/16 | 3 | 3125 | 125 | 25 | 20 | 0.9 | 4500 | 80
P2QUE8MD | Shenzhen sunpzone lighting electronic co. ltd | Sunpzone | SPZT8F28(4500K)(Clear Lens) | Indoor Luminaires | Linear Ambient | Direct Linear Ambient Luminaires | Standard | FALSE | [9 empty] | 42128 | Not Dimmable | Not Dimmable | NotYetVerified | Updated on 10/14/16 | 3 | 3360 | 120 | 28 | 10 |  | 4500 | 80
PMF7972U | Shenzhen sunpzone lighting electronic co. ltd | Sunpzone | SPZT8F25B(4500K)(Clear Lens) | Indoor Luminaires | Linear Ambient | Direct Linear Ambient Luminaires | Standard | FALSE | [9 empty] | 42128 | Not Dimmable | Not Dimmable | NotYetVerified | Updated on 10/14/16 | 3 | 3000 | 120 | 25 | 10 |  | 4500 | 80
PUVF55JV | Shenzhen sunpzone lighting electronic co. ltd | Sunpzone | SPZT8F25(4000K) | Indoor Luminaires | Linear Ambient | Direct Linear Ambient Luminaires | Standard | FALSE | [9 empty] | 42128 | Not Dimmable | Not Dimmable | NotYetVerified | Updated on 10/14/16 | 3 | 2500 | 104.17 | 25 | 20 | 0.9 | 4000 | 80
PAUARB2J | Shenzhen sunpzone lighting electronic co. ltd | Sunpzone | SPZT8F28(4000K)(Clear Lens) | Indoor Luminaires | Linear Ambient | Direct Linear Ambient Luminaires | Standard | FALSE | [9 empty] | 42128 | Not Dimmable | Not Dimmable | NotYetVerified | Updated on 10/14/16 | 3 | 3640 | 130 | 28 | 10 |  | 4000 | 80
P9X64S1Y | Shenzhen sunpzone lighting electronic co. ltd | Sunpzone | SPZT8F25B(4000K)(Clear Lens) | Indoor Luminaires | Linear Ambient | Direct Linear Ambient Luminaires | Standard | FALSE | [9 empty] | 42128 | Not Dimmable | Not Dimmable | NotYetVerified | Updated on 10/14/16 | 3 | 3250 | 130 | 25 | 10 | 0.994 | 4000 | 80
PPNQ3PQU | Shenzhen sunpzone lighting electronic co. ltd | Sunpzone | SPZT8F25(3500K) | Indoor Luminaires | Linear Ambient | Direct Linear Ambient Luminaires | Standard | FALSE | [9 empty] | 42128 | Not Dimmable | Not Dimmable | NotYetVerified | Updated on 10/14/16 | 3 | 2875 | 115 | 25 | 20 | 0.9 | 3500 | 80
PP2UVDND | Shenzhen sunpzone lighting electronic co. ltd | Sunpzone | SPZT8F28(3500K)(Clear Lens) | Indoor Luminaires | Linear Ambient | Direct Linear Ambient Luminaires | Standard | FALSE | [9 empty] | 42128 | Not Dimmable | Not Dimmable | NotYetVerified | Updated on 10/14/16 | 3 | 3640 | 130 | 28 | 10 |  | 3500 | 80
PXE7ARFT | Shenzhen sunpzone lighting electronic co. ltd | Sunpzone | SPZT8F25B(3500K)(Clear Lens) | Indoor Luminaires | Linear Ambient | Direct Linear Ambient Luminaires | Standard | FALSE | [9 empty] | 42128 | Not Dimmable | Not Dimmable | NotYetVerified | Updated on 10/14/16 | 3 | 3250 | 130 | 25 | 10 |  | 3500 | 80
PJ4R3E7Y | Visioneering Corp | Visioneering | LHCAV48-LED850K071LUNV [All Options] | Indoor Luminaires | Linear Ambient | Direct Linear Ambient Luminaires | Standard | FALSE | [9 empty] | 42122 |  |  | NotYetVerified |  | 3 | 7246 | 98.7 | 73.4 | 13 | 0.95 | 5000 | 83
P4GWPNWH | Visioneering Corp | Visioneering | LCOM48-LED850K044LXXX-[All Emergency Finish Packaging and Wiring Options] | Indoor Luminaires | Linear Ambient | Direct Linear Ambient Luminaires | Standard | FALSE | [9 empty] | 42122 |  |  | Yes | Updated 8/31/2016 | 3 | 4468 | 133 | 33.6 | 12 | 0.99 | 5000 | 80
PS9MCRMN | Visioneering Corp | Visioneering | LCOM48-LED850K044LXXX-P77 [All Emergency Finish Packaging and Wiring Options] | Indoor Luminaires | Linear Ambient | Direct Linear Ambient Luminaires | Standard | FALSE | [9 empty] | 42122 |  |  | Yes | Updated 8/31/2016 | 3 | 4016 | 119.5 | 33.6 | 12 | 0.99 | 5000 | 80
PJ5A75ZC | CRS Electronics | KVIC Lighting | KH-RCR-HO-40-XX-2-XXX-MV-LTD | Indoor Luminaires | Linear Ambient | Direct Linear Ambient Luminaires | Standard | TRUE | 1591 | 91.1 | 17.46 | 13 | 0.9871 | 4176 | 85.08 | 10 | 50000 | 42118 |  |  | NotYetVerified | Updated 11/4/2016 | 3 | 1591 | 91.1 | 17.46 | 13 | 0.9871 | 4176 | 85.08
P5XRE14A | CRS Electronics | KVIC Lighting | KH-RCR-SO-27-XX-2-XXX-MV-LTD | Indoor Luminaires | Linear Ambient | Direct Linear Ambient Luminaires | Standard | TRUE | 753 | 85.5 | 8.8 | 17.87 | 0.9632 | 2817 | 83.21 | 10 | 50000 | 42118 |  |  | NotYetVerified |  | 3 | 753 | 85.5 | 8.8 | 17.87 | 0.9632 | 2817 | 83.21
PFVJ4SNB | Globalux Lighting | GlobaLux | LVTS-52-MV-830 | Indoor Luminaires | Linear Ambient | Direct Linear Ambient Luminaires | Standard | TRUE | 4603.67 | 89.57 | 51.4 | 20.7 | 0.958 | 3069 | 81 | 5 | 50000 | 42118 |  |  | NotYetVerified |  | 3 | 4603.67 | 89.57 | 51.4 | 14.6 | 0.996 | 3000 | 81
PDJHPJSM | Mercury Lighting Products Co. Inc. | MERCURY LIGHTING | LW4-2-2700-30K-HTA-S30-UNI-XXXX | Indoor Luminaires | Linear Ambient | Direct Linear Ambient Luminaires | Standard | TRUE | 2559 | 82.8 | 30.9 | 11.8 | 0.948 | 3066 | 82.5 | 5 | 60000 | 42118 |  |  | NotYetVerified |  | 3 | 2730 | 85 | 32.13 | 17.01 | 0.934 | 3000 | 82.6
PG8AFC4K | Signcomplex Limited | Signcomplex | FTN-TP-020-AW-WW-B | Indoor Luminaires | Linear Ambient | Direct Linear Ambient Luminaires | Standard | TRUE | 1864.32 | 95.9 | 19.44 | 8.2 | 0.943 | 2940 | 84.1 | 5 | 50000 | 42118 |  |  | NotYetVerified |  | 3 | 1864.32 | 95.9 | 19.44 | 10.5 | 0.992 | 2940 | 84
PPN2GSFE | Signcomplex Limited | Signcomplex | FTN-TP-050-AW-WW-B | Indoor Luminaires | Linear Ambient | Direct Linear Ambient Luminaires | Standard | TRUE | 4353.62 | 94.81 | 45.92 | 7.9 | 0.94 | 2955 | 84.5 | 5 | 50000 | 42118 |  |  | NotYetVerified |  | 3 | 4353.62 | 94.81 | 45.92 | 12.7 | 0.989 | 2955 | 85
PSBDC5QC | Globalux Lighting | GlobaLux | LVTS-34-MV-840 | Indoor Luminaires | Linear Ambient | Direct Linear Ambient Luminaires | Standard | TRUE | 2868.19 | 89.94 | 32.28 | 18.04 | 0.909 | 4152 | 83.4 | 5 | 50000 | 42118 |  |  | NotYetVerified |  | 3 | 2868.19 | 89.94 | 31.89 | 15.58 | 0.985 | 4152 | 83
PM337SE3 | Signcomplex Limited | Signcomplex | FTN-TP-040-AW-WW-B | Indoor Luminaires | Linear Ambient | Direct Linear Ambient Luminaires | Standard | TRUE | 3850.56 | 95.76 | 40.21 | 11.1 | 0.908 | 2952 | 84.4 | 5 | 50000 | 42118 |  |  | NotYetVerified |  | 3 | 3850.56 | 95.76 | 40.21 | 10.5 | 0.986 | 2952 | 84
PT511KTX | Globalux Lighting | GlobaLux | LEW-5-34LED-MV-840 | Indoor Luminaires | Linear Ambient | Direct Linear Ambient Luminaires | Standard | TRUE | 3398.47 | 105.25 | 32.29 | 19.4 | 0.902 | 4233 | 81.6 | 5 | 50000 | 42118 |  |  | NotYetVerified |  | 3 | 3398.47 | 105.25 | 32.29 | 15.9 | 0.984 | 4233 | 82
PT5K2NZJ | CRS Electronics | KVIC Lighting | KH-RCR-HO-27-XX-2-XXX-MV-LTD | Indoor Luminaires | Linear Ambient | Direct Linear Ambient Luminaires | Standard | TRUE | 1460 | 83.7 | 17.45 | 23.13 | 0.8806 | 2757 | 83.05 | 10 | 50000 | 42118 |  |  | NotYetVerified | Updated 11/4/2016 | 3 | 1460 | 83.7 | 17.45 | 13.12 | 0.8806 | 2757 | 83.05
PJVZ16JQ | CRS Electronics | KVIC Lighting | KH-RCF-HO-35-XX-3-XXX-MV-LTD | Indoor Luminaires | Linear Ambient | Direct Linear Ambient Luminaires | Standard | FALSE | [9 empty] | 42118 |  |  | NotYetVerified |  | 3 | 2594.3 | 100.718 | 25.75 |  | 0.9861 | 3566.89 | 84.74
PCRFYSVR | CRS Electronics | KVIC Lighting | KH-RCF-HO-35-XX-4-XXX-MV-LTD | Indoor Luminaires | Linear Ambient | Direct Linear Ambient Luminaires | Standard | FALSE | [9 empty] | 42118 |  |  | NotYetVerified |  | 3 | 3432.53 | 99.171 | 34.612 |  | 0.9922 | 3560.96 | 84.641
PGVQVMFD | CRS Electronics | KVIC Lighting | KH-RCF-HO-35-XX-8-XXX-MV-LTD | Indoor Luminaires | Linear Ambient | Direct Linear Ambient Luminaires | Standard | FALSE | [9 empty] | 42118 |  |  | NotYetVerified |  | 3 | 6975.76 | 100.77 | 69.22 |  |  | 3560.96 | 84.64
PEHHVZS9 | Signcomplex Limited | Signcomplex | FTN-TP-050-AW-W-B | Indoor Luminaires | Linear Ambient | Direct Linear Ambient Luminaires | Standard | FALSE | [9 empty] | 42118 |  |  | NotYetVerified |  | 3 | 4750 | 95 | 50 | 12.7 | 0.989 | 5000 | 85
P34RFUQS | Signcomplex Limited | Signcomplex | FTN-TP-040-AW-W-B | Indoor Luminaires | Linear Ambient | Direct Linear Ambient Luminaires | Standard | FALSE | [9 empty] | 42118 |  |  | NotYetVerified |  | 3 | 3800 | 95 | 40 | 10.5 | 0.986 | 5000 | 84
PCJNFHTP | Signcomplex Limited | Signcomplex | FTN-TP-020-AW-W-B | Indoor Luminaires | Linear Ambient | Direct Linear Ambient Luminaires | Standard | FALSE | [9 empty] | 42118 |  |  | NotYetVerified |  | 3 | 1900 | 95 | 20 | 10.5 | 0.992 | 5000 | 84
PSVUK1T5 | Signcomplex Limited | Signcomplex | FTN-TP-050-AW-NW-B | Indoor Luminaires | Linear Ambient | Direct Linear Ambient Luminaires | Standard | FALSE | [9 empty] | 42118 |  |  | NotYetVerified |  | 3 | 4750 | 95 | 50 | 12.7 | 0.989 | 4000 | 85
PS2TKM3Q | Signcomplex Limited | Signcomplex | FTN-TP-040-AW-NW-B | Indoor Luminaires | Linear Ambient | Direct Linear Ambient Luminaires | Standard | FALSE | [9 empty] | 42118 |  |  | NotYetVerified |  | 3 | 3800 | 95 | 40 | 10.5 | 0.986 | 4000 | 84
PR2XU7T8 | Signcomplex Limited | Signcomplex | FTN-TP-020-AW-NW-B | Indoor Luminaires | Linear Ambient | Direct Linear Ambient Luminaires | Standard | FALSE | [9 empty] | 42118 |  |  | NotYetVerified |  | 3 | 1900 | 95 | 20 | 10.5 | 0.992 | 4000 | 84
PVMJAZP2 | Mercury Lighting Products Co. Inc. | MERCURY LIGHTING | LW5-4-2100-50K-HTA-S30-UNI-XXXX | Indoor Luminaires | Linear Ambient | Direct Linear Ambient Luminaires | Standard | FALSE | [9 empty] | 42118 |  |  | NotYetVerified |  | 3 | 3485 | 116 | 21.43 | 18.69 | 0.921 | 5000 | 84.6
PECR6TZJ | Mercury Lighting Products Co. Inc. | MERCURY LIGHTING | LW10-4-2100-50K-HTA-S30-UNI-XXXX | Indoor Luminaires | Linear Ambient | Direct Linear Ambient Luminaires | Standard | FALSE | [9 empty] | 42118 |  |  | NotYetVerified |  | 3 | 3485 | 116 | 21.43 | 18.69 | 0.921 | 5000 | 84.6
PBWWU5VT | Mercury Lighting Products Co. Inc. | MERCURY LIGHTING | LW15-4-2100-50K-HTA-S30-UNI-XXXX | Indoor Luminaires | Linear Ambient | Direct Linear Ambient Luminaires | Standard | FALSE | [9 empty] | 42118 |  |  | NotYetVerified |  | 3 | 3485 | 116 | 21.43 | 18.69 | 0.921 | 5000 | 84.6
PDDGFVDH | Mercury Lighting Products Co. Inc. | MERCURY LIGHTING | LW10-2-2100-50K-HTA-S30-UNI-XXXX | Indoor Luminaires | Linear Ambient | Direct Linear Ambient Luminaires | Standard | FALSE | [9 empty] | 42118 |  |  | NotYetVerified |  | 3 | 2463 | 102.3 | 24.07 | 18.36 | 0.927 | 5000 | 84.6
PAP5XBGQ | Mercury Lighting Products Co. Inc. | MERCURY LIGHTING | LW15-2-2100-50K-HTA-S30-UNI-XXXX | Indoor Luminaires | Linear Ambient | Direct Linear Ambient Luminaires | Standard | FALSE | [9 empty] | 42118 |  |  | NotYetVerified |  | 3 | 2463 | 102.3 | 24.07 | 18.36 | 0.927 | 5000 | 84.6
P3M7F3DV | Mercury Lighting Products Co. Inc. | MERCURY LIGHTING | LW5-2-2100-50K-HTA-S30-UNI-XXXX | Indoor Luminaires | Linear Ambient | Direct Linear Ambient Luminaires | Standard | FALSE | [9 empty] | 42118 |  |  | NotYetVerified |  | 3 | 2463 | 102.3 | 24.07 | 18.36 | 0.927 | 5000 | 84.6
PWYM42N9 | Mercury Lighting Products Co. Inc. | MERCURY LIGHTING | LW10-2-2300-50K-HTA-S30-UNI-XXXX | Indoor Luminaires | Linear Ambient | Direct Linear Ambient Luminaires | Standard | FALSE | [9 empty] | 42118 |  |  | NotYetVerified |  | 3 | 2646 | 102.8 | 25.74 | 17.96 | 0.93 | 5000 | 84.6
PVJKT36Z | Mercury Lighting Products Co. Inc. | MERCURY LIGHTING | LW5-2-2300-50K-HTA-S30-UNI-XXXX | Indoor Luminaires | Linear Ambient | Direct Linear Ambient Luminaires | Standard | FALSE | [9 empty] | 42118 |  |  | NotYetVerified |  | 3 | 2646 | 102.8 | 25.74 | 17.96 | 0.93 | 5000 | 84.6
PKDQPXMJ | Mercury Lighting Products Co. Inc. | MERCURY LIGHTING | LW14-2-2300-50K-HTA-S30-UNI-XXXX | Indoor Luminaires | Linear Ambient | Direct Linear Ambient Luminaires | Standard | FALSE | [9 empty] | 42118 |  |  | NotYetVerified |  | 3 | 2646 | 102.8 | 25.74 | 17.96 | 0.93 | 5000 | 84.6
PHK8F47S | Mercury Lighting Products Co. Inc. | MERCURY LIGHTING | LW2-2-2300-50K-HTA-S30-UNI-XXXX | Indoor Luminaires | Linear Ambient | Direct Linear Ambient Luminaires | Standard | FALSE | [9 empty] | 42118 |  |  | NotYetVerified |  | 3 | 2646 | 102.8 | 25.74 | 17.96 | 0.93 | 5000 | 84.6
PH1FM5FB | Mercury Lighting Products Co. Inc. | MERCURY LIGHTING | LW4-2-2300-50K-HTA-S30-UNI-XXXX | Indoor Luminaires | Linear Ambient | Direct Linear Ambient Luminaires | Standard | FALSE | [9 empty] | 42118 |  |  | NotYetVerified |  | 3 | 2646 | 102.8 | 25.74 | 17.96 | 0.93 | 5000 | 84.6
P84T948Y | Mercury Lighting Products Co. Inc. | MERCURY LIGHTING | LW45-2-2300-50K-HTA-S30-UNI-XXXX | Indoor Luminaires | Linear Ambient | Direct Linear Ambient Luminaires | Standard | FALSE | [9 empty] | 42118 |  |  | NotYetVerified |  | 3 | 2646 | 102.8 | 25.74 | 17.96 | 0.93 | 5000 | 84.6
P6PVP585 | Mercury Lighting Products Co. Inc. | MERCURY LIGHTING | LW15-2-2300-50K-HTA-S30-UNI-XXXX | Indoor Luminaires | Linear Ambient | Direct Linear Ambient Luminaires | Standard | FALSE | [9 empty] | 42118 |  |  | NotYetVerified |  | 3 | 2646 | 102.8 | 25.74 | 17.96 | 0.93 | 5000 | 84.6
PRANQ3KZ | Mercury Lighting Products Co. Inc. | MERCURY LIGHTING | LW15-2-2500-50K-HTA-S30-UNI-XXXX | Indoor Luminaires | Linear Ambient | Direct Linear Ambient Luminaires | Standard | FALSE | [9 empty] | 42118 |  |  | NotYetVerified |  | 3 | 2906 | 102.3 | 28.41 | 17.44 | 0.929 | 5000 | 84.6
PKRBESA3 | Mercury Lighting Products Co. Inc. | MERCURY LIGHTING | LW14-2-2500-50K-HTA-S30-UNI-XXXX | Indoor Luminaires | Linear Ambient | Direct Linear Ambient Luminaires | Standard | FALSE | [9 empty] | 42118 |  |  | NotYetVerified |  | 3 | 2906 | 102.3 | 28.41 | 17.44 | 0.929 | 5000 | 84.6
PE3XDSMP | Mercury Lighting Products Co. Inc. | MERCURY LIGHTING | LW2-2-2500-50K-HTA-S30-UNI-XXXX | Indoor Luminaires | Linear Ambient | Direct Linear Ambient Luminaires | Standard | FALSE | [9 empty] | 42118 |  |  | NotYetVerified |  | 3 | 2906 | 102.3 | 28.41 | 17.44 | 0.929 | 5000 | 84.6
PB5FR63H | Mercury Lighting Products Co. Inc. | MERCURY LIGHTING | LW45-2-2500-50K-HTA-S30-UNI-XXXX | Indoor Luminaires | Linear Ambient | Direct Linear Ambient Luminaires | Standard | FALSE | [9 empty] | 42118 |  |  | NotYetVerified |  | 3 | 2906 | 102.3 | 28.41 | 17.44 | 0.929 | 5000 | 84.6
P8PP865H | Mercury Lighting Products Co. Inc. | MERCURY LIGHTING | LW4-2-2500-50K-HTA-S30-UNI-XXXX | Indoor Luminaires | Linear Ambient | Direct Linear Ambient Luminaires | Standard | FALSE | [9 empty] | 42118 |  |  | NotYetVerified |  | 3 | 2906 | 102.3 | 28.41 | 17.44 | 0.929 | 5000 | 84.6
P7NVHJWN | Mercury Lighting Products Co. Inc. | MERCURY LIGHTING | LW10-2-2500-50K-HTA-S30-UNI-XXXX | Indoor Luminaires | Linear Ambient | Direct Linear Ambient Luminaires | Standard | FALSE | [9 empty] | 42118 |  |  | NotYetVerified |  | 3 | 2906 | 102.3 | 28.41 | 17.44 | 0.929 | 5000 | 84.6
P3NSVP7G | Mercury Lighting Products Co. Inc. | MERCURY LIGHTING | LW5-2-2500-50K-HTA-S30-UNI-XXXX | Indoor Luminaires | Linear Ambient | Direct Linear Ambient Luminaires | Standard | FALSE | [9 empty] | 42118 |  |  | NotYetVerified |  | 3 | 2906 | 102.3 | 28.41 | 17.44 | 0.929 | 5000 | 84.6
PZNBJNF6 | Mercury Lighting Products Co. Inc. | MERCURY LIGHTING | LW45-2-2700-50K-HTA-S30-UNI-XXXX | Indoor Luminaires | Linear Ambient | Direct Linear Ambient Luminaires | Standard | FALSE | [9 empty] | 42118 |  |  | NotYetVerified |  | 3 | 3165 | 98.5 | 32.13 | 17.01 | 0.934 | 5000 | 84.6
PYF2K47Q | Mercury Lighting Products Co. Inc. | MERCURY LIGHTING | LW10-2-2700-50K-HTA-S30-UNI-XXXX | Indoor Luminaires | Linear Ambient | Direct Linear Ambient Luminaires | Standard | FALSE | [9 empty] | 42118 |  |  | NotYetVerified |  | 3 | 3165 | 98.5 | 32.13 | 17.01 | 0.934 | 5000 | 84.6
PSPA61AG | Mercury Lighting Products Co. Inc. | MERCURY LIGHTING | LW15-2-2700-50K-HTA-S30-UNI-XXXX | Indoor Luminaires | Linear Ambient | Direct Linear Ambient Luminaires | Standard | FALSE | [9 empty] | 42118 |  |  | NotYetVerified |  | 3 | 3165 | 98.5 | 32.13 | 17.01 | 0.934 | 5000 | 84.6
PJCBXV1Z | Mercury Lighting Products Co. Inc. | MERCURY LIGHTING | LW2-2-2700-50K-HTA-S30-UNI-XXXX | Indoor Luminaires | Linear Ambient | Direct Linear Ambient Luminaires | Standard | FALSE | [9 empty] | 42118 |  |  | NotYetVerified |  | 3 | 3165 | 98.5 | 32.13 | 17.01 | 0.934 | 5000 | 84.6
P82XWC9C | Mercury Lighting Products Co. Inc. | MERCURY LIGHTING | LW14-2-2700-50K-HTA-S30-UNI-XXXX | Indoor Luminaires | Linear Ambient | Direct Linear Ambient Luminaires | Standard | FALSE | [9 empty] | 42118 |  |  | NotYetVerified |  | 3 | 3165 | 98.5 | 32.13 | 17.01 | 0.934 | 5000 | 84.6
P2CZWAZB | Mercury Lighting Products Co. Inc. | MERCURY LIGHTING | LW4-2-2700-50K-HTA-S30-UNI-XXXX | Indoor Luminaires | Linear Ambient | Direct Linear Ambient Luminaires | Standard | FALSE | [9 empty] | 42118 |  |  | NotYetVerified |  | 3 | 3165 | 98.5 | 32.13 | 17.01 | 0.934 | 5000 | 84.6
P221XMMR | Mercury Lighting Products Co. Inc. | MERCURY LIGHTING | LW5-2-2700-50K-HTA-S30-UNI-XXXX | Indoor Luminaires | Linear Ambient | Direct Linear Ambient Luminaires | Standard | FALSE | [9 empty] | 42118 |  |  | NotYetVerified |  | 3 | 3165 | 98.5 | 32.13 | 17.01 | 0.934 | 5000 | 84.6
PV2AZF2V | Mercury Lighting Products Co. Inc. | MERCURY LIGHTING | LW15-4-3800-50K-HTA-S50-UNI-XXXX | Indoor Luminaires | Linear Ambient | Direct Linear Ambient Luminaires | Standard | FALSE | [9 empty] | 42118 |  |  | NotYetVerified |  | 3 | 4353 | 113.4 | 38.37 | 15.29 | 0.967 | 5000 | 84.6
PRRJ45BZ | Mercury Lighting Products Co. Inc. | MERCURY LIGHTING | LW10-4-3800-50K-HTA-S50-UNI-XXXX | Indoor Luminaires | Linear Ambient | Direct Linear Ambient Luminaires | Standard | FALSE | [9 empty] | 42118 |  |  | NotYetVerified |  | 3 | 4353 | 113.4 | 38.37 | 15.29 | 0.967 | 5000 | 84.6
PPP517XZ | Mercury Lighting Products Co. Inc. | MERCURY LIGHTING | LW5-4-3800-50K-HTA-S50-UNI-XXXX | Indoor Luminaires | Linear Ambient | Direct Linear Ambient Luminaires | Standard | FALSE | [9 empty] | 42118 |  |  | NotYetVerified |  | 3 | 4353 | 113.4 | 38.37 | 15.29 | 0.967 | 5000 | 84.6
PYBSYFVZ | Mercury Lighting Products Co. Inc. | MERCURY LIGHTING | LW15-4-4500-50K-HTA-S50-UNI-XXXX | Indoor Luminaires | Linear Ambient | Direct Linear Ambient Luminaires | Standard | FALSE | [9 empty] | 42118 |  |  | NotYetVerified |  | 3 | 5226 | 108.7 | 48.06 | 15.12 | 0.968 | 5000 | 84.6
PRKVXDFN | Mercury Lighting Products Co. Inc. | MERCURY LIGHTING | LW10-4-4500-50K-HTA-S50-UNI-XXXX | Indoor Luminaires | Linear Ambient | Direct Linear Ambient Luminaires | Standard | FALSE | [9 empty] | 42118 |  |  | NotYetVerified |  | 3 | 5226 | 108.7 | 48.06 | 15.12 | 0.968 | 5000 | 84.6
P1N1RKH2 | Mercury Lighting Products Co. Inc. | MERCURY LIGHTING | LW5-4-4500-50K-HTA-S50-UNI-XXXX | Indoor Luminaires | Linear Ambient | Direct Linear Ambient Luminaires | Standard | FALSE | [9 empty] | 42118 |  |  | NotYetVerified |  | 3 | 5226 | 108.7 | 48.06 | 15.12 | 0.968 | 5000 | 84.6
PWZ5RGGD | Mercury Lighting Products Co. Inc. | MERCURY LIGHTING | LW10-4-5000-50K-HTA-S50-UNI-XXXX | Indoor Luminaires | Linear Ambient | Direct Linear Ambient Luminaires | Standard | FALSE | [9 empty] | 42118 |  |  | NotYetVerified |  | 3 | 5786 | 106.2 | 54.48 | 15.08 | 0.968 | 5000 | 84.6
PESNP4G1 | Mercury Lighting Products Co. Inc. | MERCURY LIGHTING | LW5-4-5000-50K-HTA-S50-UNI-XXXX | Indoor Luminaires | Linear Ambient | Direct Linear Ambient Luminaires | Standard | FALSE | [9 empty] | 42118 |  |  | NotYetVerified |  | 3 | 5786 | 106.2 | 54.48 | 15.08 | 0.968 | 5000 | 84.6
PAC6B86J | Mercury Lighting Products Co. Inc. | MERCURY LIGHTING | LW15-4-5000-50K-HTA-S50-UNI-XXXX | Indoor Luminaires | Linear Ambient | Direct Linear Ambient Luminaires | Standard | FALSE | [9 empty] | 42118 |  |  | NotYetVerified |  | 3 | 5786 | 106.2 | 54.48 | 15.08 | 0.968 | 5000 | 84.6
PT7CK7XC | Mercury Lighting Products Co. Inc. | MERCURY LIGHTING | LW15-4-2100-40K-HTA-S30-UNI-XXXX | Indoor Luminaires | Linear Ambient | Direct Linear Ambient Luminaires | Standard | FALSE | [9 empty] | 42118 |  |  | NotYetVerified |  | 3 | 2314 | 108 | 21.43 | 18.69 | 0.921 | 4000 | 82.3
PKBMXGWF | Mercury Lighting Products Co. Inc. | MERCURY LIGHTING | LW10-4-2100-40K-HTA-S30-UNI-XXXX | Indoor Luminaires | Linear Ambient | Direct Linear Ambient Luminaires | Standard | FALSE | [9 empty] | 42118 |  |  | NotYetVerified |  | 3 | 2314 | 108 | 21.43 | 18.69 | 0.921 | 4000 | 82.3
PDYE82PP | Mercury Lighting Products Co. Inc. | MERCURY LIGHTING | LW5-4-2100-40K-HTA-S30-UNI-XXXX | Indoor Luminaires | Linear Ambient | Direct Linear Ambient Luminaires | Standard | FALSE | [9 empty] | 42118 |  |  | NotYetVerified |  | 3 | 2314 | 108 | 21.43 | 18.69 | 0.921 | 4000 | 82.3
PZC5WQDC | Mercury Lighting Products Co. Inc. | MERCURY LIGHTING | LW15-2-2100-40K-HTA-S30-UNI-XXXX | Indoor Luminaires | Linear Ambient | Direct Linear Ambient Luminaires | Standard | FALSE | [9 empty] | 42118 |  |  | NotYetVerified |  | 3 | 2293 | 95.3 | 24.07 | 18.36 | 0.927 | 4000 | 82.3
PE8KTTDD | Mercury Lighting Products Co. Inc. | MERCURY LIGHTING | LW5-2-2100-40K-HTA-S30-UNI-XXXX | Indoor Luminaires | Linear Ambient | Direct Linear Ambient Luminaires | Standard | FALSE | [9 empty] | 42118 |  |  | NotYetVerified |  | 3 | 2293 | 95.3 | 24.07 | 18.36 | 0.927 | 4000 | 82.3
P9MN9T1N | Mercury Lighting Products Co. Inc. | MERCURY LIGHTING | LW10-2-2100-40K-HTA-S30-UNI-XXXX | Indoor Luminaires | Linear Ambient | Direct Linear Ambient Luminaires | Standard | FALSE | [9 empty] | 42118 |  |  | NotYetVerified |  | 3 | 2293 | 95.3 | 24.07 | 18.36 | 0.927 | 4000 | 82.3
PT2WC1VK | Mercury Lighting Products Co. Inc. | MERCURY LIGHTING | LW4-2-2300-40K-HTA-S30-UNI-XXXX | Indoor Luminaires | Linear Ambient | Direct Linear Ambient Luminaires | Standard | FALSE | [9 empty] | 42118 |  |  | NotYetVerified |  | 3 | 2464 | 95.7 | 25.74 | 17.96 | 0.93 | 4000 | 82.3
PSFN2H2Q | Mercury Lighting Products Co. Inc. | MERCURY LIGHTING | LW14-2-2300-40K-HTA-S30-UNI-XXXX | Indoor Luminaires | Linear Ambient | Direct Linear Ambient Luminaires | Standard | FALSE | [9 empty] | 42118 |  |  | NotYetVerified |  | 3 | 2464 | 95.7 | 25.74 | 17.96 | 0.93 | 4000 | 82.3
PJZDK19E | Mercury Lighting Products Co. Inc. | MERCURY LIGHTING | LW45-2-2300-40K-HTA-S30-UNI-XXXX | Indoor Luminaires | Linear Ambient | Direct Linear Ambient Luminaires | Standard | FALSE | [9 empty] | 42118 |  |  | NotYetVerified |  | 3 | 2464 | 95.7 | 25.74 | 17.96 | 0.93 | 4000 | 82.3
PH9G1EWR | Mercury Lighting Products Co. Inc. | MERCURY LIGHTING | LW10-2-2300-40K-HTA-S30-UNI-XXXX | Indoor Luminaires | Linear Ambient | Direct Linear Ambient Luminaires | Standard | FALSE | [9 empty] | 42118 |  |  | NotYetVerified |  | 3 | 2464 | 95.7 | 25.74 | 17.96 | 0.93 | 4000 | 82.3
PCYA45A9 | Mercury Lighting Products Co. Inc. | MERCURY LIGHTING | LW15-2-2300-40K-HTA-S30-UNI-XXXX | Indoor Luminaires | Linear Ambient | Direct Linear Ambient Luminaires | Standard | FALSE | [9 empty] | 42118 |  |  | NotYetVerified |  | 3 | 2464 | 95.7 | 25.74 | 17.96 | 0.93 | 4000 | 82.3
P3JZEZ2N | Mercury Lighting Products Co. Inc. | MERCURY LIGHTING | LW5-2-2300-40K-HTA-S30-UNI-XXXX | Indoor Luminaires | Linear Ambient | Direct Linear Ambient Luminaires | Standard | FALSE | [9 empty] | 42118 |  |  | NotYetVerified |  | 3 | 2464 | 95.7 | 25.74 | 17.96 | 0.93 | 4000 | 82.3
P1G76RSX | Mercury Lighting Products Co. Inc. | MERCURY LIGHTING | LW2-2-2300-40K-HTA-S30-UNI-XXXX | Indoor Luminaires | Linear Ambient | Direct Linear Ambient Luminaires | Standard | FALSE | [9 empty] | 42118 |  |  | NotYetVerified |  | 3 | 2464 | 95.7 | 25.74 | 17.96 | 0.93 | 4000 | 82.3
PXQJDN2A | Mercury Lighting Products Co. Inc. | MERCURY LIGHTING | LW15-2-2500-40K-HTA-S30-UNI-XXXX | Indoor Luminaires | Linear Ambient | Direct Linear Ambient Luminaires | Standard | FALSE | [9 empty] | 42118 |  |  | NotYetVerified |  | 3 | 2707 | 95.3 | 28.41 | 17.44 | 0.929 | 4000 | 82.3
PPG356CE | Mercury Lighting Products Co. Inc. | MERCURY LIGHTING | LW10-2-2500-40K-HTA-S30-UNI-XXXX | Indoor Luminaires | Linear Ambient | Direct Linear Ambient Luminaires | Standard | FALSE | [9 empty] | 42118 |  |  | NotYetVerified |  | 3 | 2707 | 95.3 | 28.41 | 17.44 | 0.929 | 4000 | 82.3
PFCA8TTX | Mercury Lighting Products Co. Inc. | MERCURY LIGHTING | LW4-2-2500-40K-HTA-S30-UNI-XXXX | Indoor Luminaires | Linear Ambient | Direct Linear Ambient Luminaires | Standard | FALSE | [9 empty] | 42118 |  |  | NotYetVerified |  | 3 | 2707 | 95.3 | 28.41 | 17.44 | 0.929 | 4000 | 82.3
PB7M31WD | Mercury Lighting Products Co. Inc. | MERCURY LIGHTING | LW45-2-2500-40K-HTA-S30-UNI-XXXX | Indoor Luminaires | Linear Ambient | Direct Linear Ambient Luminaires | Standard | FALSE | [9 empty] | 42118 |  |  | NotYetVerified |  | 3 | 2707 | 95.3 | 28.41 | 17.44 | 0.929 | 4000 | 82.3
P7JYS7EZ | Mercury Lighting Products Co. Inc. | MERCURY LIGHTING | LW14-2-2500-40K-HTA-S30-UNI-XXXX | Indoor Luminaires | Linear Ambient | Direct Linear Ambient Luminaires | Standard | FALSE | [9 empty] | 42118 |  |  | NotYetVerified |  | 3 | 2707 | 95.3 | 28.41 | 17.44 | 0.929 | 4000 | 82.3
P5NWYVAW | Mercury Lighting Products Co. Inc. | MERCURY LIGHTING | LW5-2-2500-40K-HTA-S30-UNI-XXXX | Indoor Luminaires | Linear Ambient | Direct Linear Ambient Luminaires | Standard | FALSE | [9 empty] | 42118 |  |  | NotYetVerified |  | 3 | 2707 | 95.3 | 28.41 | 17.44 | 0.929 | 4000 | 82.3
P2FGJ499 | Mercury Lighting Products Co. Inc. | MERCURY LIGHTING | LW2-2-2500-40K-HTA-S30-UNI-XXXX | Indoor Luminaires | Linear Ambient | Direct Linear Ambient Luminaires | Standard | FALSE | [9 empty] | 42118 |  |  | NotYetVerified |  | 3 | 2707 | 95.3 | 28.41 | 17.44 | 0.929 | 4000 | 82.3
PXM8M97X | Mercury Lighting Products Co. Inc. | MERCURY LIGHTING | LW45-2-2700-40K-HTA-S30-UNI-XXXX | Indoor Luminaires | Linear Ambient | Direct Linear Ambient Luminaires | Standard | FALSE | [9 empty] | 42118 |  |  | NotYetVerified |  | 3 | 2948 | 91.7 | 32.13 | 17.01 | 0.934 | 4000 | 82.3
PPRJRV6E | Mercury Lighting Products Co. Inc. | MERCURY LIGHTING | LW5-2-2700-40K-HTA-S30-UNI-XXXX | Indoor Luminaires | Linear Ambient | Direct Linear Ambient Luminaires | Standard | FALSE | [9 empty] | 42118 |  |  | NotYetVerified |  | 3 | 2948 | 91.7 | 32.13 | 17.01 | 0.934 | 4000 | 82.3
PPKFPD3A | Mercury Lighting Products Co. Inc. | MERCURY LIGHTING | LW4-2-2700-40K-HTA-S30-UNI-XXXX | Indoor Luminaires | Linear Ambient | Direct Linear Ambient Luminaires | Standard | FALSE | [9 empty] | 42118 |  |  | NotYetVerified |  | 3 | 2948 | 91.7 | 32.13 | 17.01 | 0.934 | 4000 | 82.3
PNUQYSRZ | Mercury Lighting Products Co. Inc. | MERCURY LIGHTING | LW14-2-2700-40K-HTA-S30-UNI-XXXX | Indoor Luminaires | Linear Ambient | Direct Linear Ambient Luminaires | Standard | FALSE | [9 empty] | 42118 |  |  | NotYetVerified |  | 3 | 2948 | 91.7 | 32.13 | 17.01 | 0.934 | 4000 | 82.3
PCJZ9VAW | Mercury Lighting Products Co. Inc. | MERCURY LIGHTING | LW10-2-2700-40K-HTA-S30-UNI-XXXX | Indoor Luminaires | Linear Ambient | Direct Linear Ambient Luminaires | Standard | FALSE | [9 empty] | 42118 |  |  | NotYetVerified |  | 3 | 2948 | 91.7 | 32.13 | 17.01 | 0.934 | 4000 | 82.3
P83CYKBG | Mercury Lighting Products Co. Inc. | MERCURY LIGHTING | LW15-2-2700-40K-HTA-S30-UNI-XXXX | Indoor Luminaires | Linear Ambient | Direct Linear Ambient Luminaires | Standard | FALSE | [9 empty] | 42118 |  |  | NotYetVerified |  | 3 | 2948 | 91.7 | 32.13 | 17.01 | 0.934 | 4000 | 82.3
P3B3YGBM | Mercury Lighting Products Co. Inc. | MERCURY LIGHTING | LW2-2-2700-40K-HTA-S30-UNI-XXXX | Indoor Luminaires | Linear Ambient | Direct Linear Ambient Luminaires | Standard | FALSE | [9 empty] | 42118 |  |  | NotYetVerified |  | 3 | 2948 | 91.7 | 32.13 | 17.01 | 0.934 | 4000 | 82.3
PHK9YG1Z | Mercury Lighting Products Co. Inc. | MERCURY LIGHTING | LW5-4-3800-40K-HTA-S50-UNI-XXXX | Indoor Luminaires | Linear Ambient | Direct Linear Ambient Luminaires | Standard | FALSE | [9 empty] | 42118 |  |  | NotYetVerified |  | 3 | 4053 | 105.6 | 38.37 | 15.29 | 0.967 | 4000 | 82.3
P4C5BKUZ | Mercury Lighting Products Co. Inc. | MERCURY LIGHTING | LW15-4-3800-40K-HTA-S50-UNI-XXXX | Indoor Luminaires | Linear Ambient | Direct Linear Ambient Luminaires | Standard | FALSE | [9 empty] | 42118 |  |  | NotYetVerified |  | 3 | 4053 | 105.6 | 38.37 | 15.29 | 0.967 | 4000 | 82.3
P1ZS59M1 | Mercury Lighting Products Co. Inc. | MERCURY LIGHTING | LW10-4-3800-40K-HTA-S50-UNI-XXXX | Indoor Luminaires | Linear Ambient | Direct Linear Ambient Luminaires | Standard | FALSE | [9 empty] | 42118 |  |  | NotYetVerified |  | 3 | 4053 | 105.6 | 38.37 | 15.29 | 0.967 | 4000 | 82.3
PXCQB2JU | Mercury Lighting Products Co. Inc. | MERCURY LIGHTING | LW10-4-4500-40K-HTA-S50-UNI-XXXX | Indoor Luminaires | Linear Ambient | Direct Linear Ambient Luminaires | Standard | FALSE | [9 empty] | 42118 |  |  | NotYetVerified |  | 3 | 4867 | 101.3 | 48.06 | 15.12 | 0.968 | 4000 | 82.3
PBF98EU9 | Mercury Lighting Products Co. Inc. | MERCURY LIGHTING | LW15-4-4500-40K-HTA-S50-UNI-XXXX | Indoor Luminaires | Linear Ambient | Direct Linear Ambient Luminaires | Standard | FALSE | [9 empty] | 42118 |  |  | NotYetVerified |  | 3 | 4867 | 101.3 | 48.06 | 15.12 | 0.968 | 4000 | 82.3
P5U8XW5Z | Mercury Lighting Products Co. Inc. | MERCURY LIGHTING | LW5-4-4500-40K-HTA-S50-UNI-XXXX | Indoor Luminaires | Linear Ambient | Direct Linear Ambient Luminaires | Standard | FALSE | [9 empty] | 42118 |  |  | NotYetVerified |  | 3 | 4867 | 101.3 | 48.06 | 15.12 | 0.968 | 4000 | 82.3
PX4M2BGT | Mercury Lighting Products Co. Inc. | MERCURY LIGHTING | LW5-4-5000-40K-HTA-S50-UNI-XXXX | Indoor Luminaires | Linear Ambient | Direct Linear Ambient Luminaires | Standard | FALSE | [9 empty] | 42118 |  |  | NotYetVerified |  | 3 | 5388 | 98.9 | 54.48 | 15.08 | 0.968 | 4000 | 82.3
PDZN26YP | Mercury Lighting Products Co. Inc. | MERCURY LIGHTING | LW15-4-5000-40K-HTA-S50-UNI-XXXX | Indoor Luminaires | Linear Ambient | Direct Linear Ambient Luminaires | Standard | FALSE | [9 empty] | 42118 |  |  | NotYetVerified |  | 3 | 5388 | 98.9 | 54.48 | 15.08 | 0.968 | 4000 | 82.3
P4KNVYUA | Mercury Lighting Products Co. Inc. | MERCURY LIGHTING | LW10-4-5000-40K-HTA-S50-UNI-XXXX | Indoor Luminaires | Linear Ambient | Direct Linear Ambient Luminaires | Standard | FALSE | [9 empty] | 42118 |  |  | NotYetVerified |  | 3 | 5388 | 98.9 | 54.48 | 15.08 | 0.968 | 4000 | 82.3
PU87S4RV | Mercury Lighting Products Co. Inc. | MERCURY LIGHTING | LW15-4-2100-35K-HTA-S30-UNI-XXXX | Indoor Luminaires | Linear Ambient | Direct Linear Ambient Luminaires | Standard | FALSE | [9 empty] | 42118 |  |  | NotYetVerified |  | 3 | 2260 | 105.4 | 21.43 | 18.69 | 0.921 | 3500 | 83.5
PPZ2VKJ8 | Mercury Lighting Products Co. Inc. | MERCURY LIGHTING | LW5-4-2100-35K-HTA-S30-UNI-XXXX | Indoor Luminaires | Linear Ambient | Direct Linear Ambient Luminaires | Standard | FALSE | [9 empty] | 42118 |  |  | NotYetVerified |  | 3 | 2260 | 105.4 | 21.43 | 18.69 | 0.921 | 3500 | 83.5
P3ZAS2UP | Mercury Lighting Products Co. Inc. | MERCURY LIGHTING | LW10-4-2100-35K-HTA-S30-UNI-XXXX | Indoor Luminaires | Linear Ambient | Direct Linear Ambient Luminaires | Standard | FALSE | [9 empty] | 42118 |  |  | NotYetVerified |  | 3 | 2260 | 105.4 | 21.43 | 18.69 | 0.921 | 3500 | 83.5
PQG76M78 | Mercury Lighting Products Co. Inc. | MERCURY LIGHTING | LW10-2-2100-35K-HTA-S30-UNI-XXXX | Indoor Luminaires | Linear Ambient | Direct Linear Ambient Luminaires | Standard | FALSE | [9 empty] | 42118 |  |  | NotYetVerified |  | 3 | 2239 | 93.1 | 24.07 | 18.36 | 0.927 | 3500 | 83.5
PQF34CNS | Mercury Lighting Products Co. Inc. | MERCURY LIGHTING | LW15-2-2100-35K-HTA-S30-UNI-XXXX | Indoor Luminaires | Linear Ambient | Direct Linear Ambient Luminaires | Standard | FALSE | [9 empty] | 42118 |  |  | NotYetVerified |  | 3 | 2239 | 93.1 | 24.07 | 18.36 | 0.927 | 3500 | 83.5
PN9ZNFEK | Mercury Lighting Products Co. Inc. | MERCURY LIGHTING | LW5-2-2100-35K-HTA-S30-UNI-XXXX | Indoor Luminaires | Linear Ambient | Direct Linear Ambient Luminaires | Standard | FALSE | [9 empty] | 42118 |  |  | NotYetVerified |  | 3 | 2239 | 93.1 | 24.07 | 18.36 | 0.927 | 3500 | 83.5
PTAKFBKK | Mercury Lighting Products Co. Inc. | MERCURY LIGHTING | LW15-2-2300-35K-HTA-S30-UNI-XXXX | Indoor Luminaires | Linear Ambient | Direct Linear Ambient Luminaires | Standard | FALSE | [9 empty] | 42118 |  |  | NotYetVerified |  | 3 | 2406 | 93.5 | 25.74 | 17.96 | 0.93 | 3500 | 83.5
PRC6WQAQ | Mercury Lighting Products Co. Inc. | MERCURY LIGHTING | LW4-2-2300-35K-HTA-S30-UNI-XXXX | Indoor Luminaires | Linear Ambient | Direct Linear Ambient Luminaires | Standard | FALSE | [9 empty] | 42118 |  |  | NotYetVerified |  | 3 | 2406 | 93.5 | 25.74 | 17.96 | 0.93 | 3500 | 83.5
PP9FRX4B | Mercury Lighting Products Co. Inc. | MERCURY LIGHTING | LW10-2-2300-35K-HTA-S30-UNI-XXXX | Indoor Luminaires | Linear Ambient | Direct Linear Ambient Luminaires | Standard | FALSE | [9 empty] | 42118 |  |  | NotYetVerified |  | 3 | 2406 | 93.5 | 25.74 | 17.96 | 0.93 | 3500 | 83.5
PEKW7JMX | Mercury Lighting Products Co. Inc. | MERCURY LIGHTING | LW14-2-2300-35K-HTA-S30-UNI-XXXX | Indoor Luminaires | Linear Ambient | Direct Linear Ambient Luminaires | Standard | FALSE | [9 empty] | 42118 |  |  | NotYetVerified |  | 3 | 2406 | 93.5 | 25.74 | 17.96 | 0.93 | 3500 | 83.5
PAS7BZVX | Mercury Lighting Products Co. Inc. | MERCURY LIGHTING | LW2-2-2300-35K-HTA-S30-UNI-XXXX | Indoor Luminaires | Linear Ambient | Direct Linear Ambient Luminaires | Standard | FALSE | [9 empty] | 42118 |  |  | NotYetVerified |  | 3 | 2406 | 93.5 | 25.74 | 17.96 | 0.93 | 3500 | 83.5
P7S9D5WK | Mercury Lighting Products Co. Inc. | MERCURY LIGHTING | LW45-2-2300-35K-HTA-S30-UNI-XXXX | Indoor Luminaires | Linear Ambient | Direct Linear Ambient Luminaires | Standard | FALSE | [9 empty] | 42118 |  |  | NotYetVerified |  | 3 | 2406 | 93.5 | 25.74 | 17.96 | 0.93 | 3500 | 83.5
P6JKP3Q6 | Mercury Lighting Products Co. Inc. | MERCURY LIGHTING | LW5-2-2300-35K-HTA-S30-UNI-XXXX | Indoor Luminaires | Linear Ambient | Direct Linear Ambient Luminaires | Standard | FALSE | [9 empty] | 42118 |  |  | NotYetVerified |  | 3 | 2406 | 93.5 | 25.74 | 17.96 | 0.93 | 3500 | 83.5
PR3XT7N2 | Mercury Lighting Products Co. Inc. | MERCURY LIGHTING | LW14-2-2500-35K-HTA-S30-UNI-XXXX | Indoor Luminaires | Linear Ambient | Direct Linear Ambient Luminaires | Standard | FALSE | [9 empty] | 42118 |  |  | NotYetVerified |  | 3 | 2643 | 93 | 28.41 | 17.44 | 0.929 | 3500 | 83.5
PGD8KMHH | Mercury Lighting Products Co. Inc. | MERCURY LIGHTING | LW15-2-2500-35K-HTA-S30-UNI-XXXX | Indoor Luminaires | Linear Ambient | Direct Linear Ambient Luminaires | Standard | FALSE | [9 empty] | 42118 |  |  | NotYetVerified |  | 3 | 2643 | 93 | 28.41 | 17.44 | 0.929 | 3500 | 83.5
PDW29E8W | Mercury Lighting Products Co. Inc. | MERCURY LIGHTING | LW2-2-2500-35K-HTA-S30-UNI-XXXX | Indoor Luminaires | Linear Ambient | Direct Linear Ambient Luminaires | Standard | FALSE | [9 empty] | 42118 |  |  | NotYetVerified |  | 3 | 2643 | 93 | 28.41 | 17.44 | 0.929 | 3500 | 83.5
PDQZ8FRC | Mercury Lighting Products Co. Inc. | MERCURY LIGHTING | LW10-2-2500-35K-HTA-S30-UNI-XXXX | Indoor Luminaires | Linear Ambient | Direct Linear Ambient Luminaires | Standard | FALSE | [9 empty] | 42118 |  |  | NotYetVerified |  | 3 | 2643 | 93 | 28.41 | 17.44 | 0.929 | 3500 | 83.5
PCY9EV82 | Mercury Lighting Products Co. Inc. | MERCURY LIGHTING | LW4-2-2500-35K-HTA-S30-UNI-XXXX | Indoor Luminaires | Linear Ambient | Direct Linear Ambient Luminaires | Standard | FALSE | [9 empty] | 42118 |  |  | NotYetVerified |  | 3 | 2643 | 93 | 28.41 | 17.44 | 0.929 | 3500 | 83.5
P9SQKZT8 | Mercury Lighting Products Co. Inc. | MERCURY LIGHTING | LW45-2-2500-35K-HTA-S30-UNI-XXXX | Indoor Luminaires | Linear Ambient | Direct Linear Ambient Luminaires | Standard | FALSE | [9 empty] | 42118 |  |  | NotYetVerified |  | 3 | 2643 | 93 | 28.41 | 17.44 | 0.929 | 3500 | 83.5
P4SFDGDM | Mercury Lighting Products Co. Inc. | MERCURY LIGHTING | LW5-2-2500-35K-HTA-S30-UNI-XXXX | Indoor Luminaires | Linear Ambient | Direct Linear Ambient Luminaires | Standard | FALSE | [9 empty] | 42118 |  |  | NotYetVerified |  | 3 | 2643 | 93 | 28.41 | 17.44 | 0.929 | 3500 | 83.5
PXD6668M | Mercury Lighting Products Co. Inc. | MERCURY LIGHTING | LW10-2-2700-35K-HTA-S30-UNI-XXXX | Indoor Luminaires | Linear Ambient | Direct Linear Ambient Luminaires | Standard | FALSE | [9 empty] | 42118 |  |  | NotYetVerified |  | 3 | 2878 | 89.6 | 32.13 | 17.01 | 0.934 | 3500 | 83.5
PW8SMR28 | Mercury Lighting Products Co. Inc. | MERCURY LIGHTING | LW15-2-2700-35K-HTA-S30-UNI-XXXX | Indoor Luminaires | Linear Ambient | Direct Linear Ambient Luminaires | Standard | FALSE | [9 empty] | 42118 |  |  | NotYetVerified |  | 3 | 2878 | 89.6 | 32.13 | 17.01 | 0.934 | 3500 | 83.5
PTPBAM6H | Mercury Lighting Products Co. Inc. | MERCURY LIGHTING | LW4-2-2700-35K-HTA-S30-UNI-XXXX | Indoor Luminaires | Linear Ambient | Direct Linear Ambient Luminaires | Standard | FALSE | [9 empty] | 42118 |  |  | NotYetVerified |  | 3 | 2878 | 89.6 | 32.13 | 17.01 | 0.934 | 3500 | 83.5
PS9V26MN | Mercury Lighting Products Co. Inc. | MERCURY LIGHTING | LW14-2-2700-35K-HTA-S30-UNI-XXXX | Indoor Luminaires | Linear Ambient | Direct Linear Ambient Luminaires | Standard | FALSE | [9 empty] | 42118 |  |  | NotYetVerified |  | 3 | 2878 | 89.6 | 32.13 | 17.01 | 0.934 | 3500 | 83.5
PA1MSHS5 | Mercury Lighting Products Co. Inc. | MERCURY LIGHTING | LW45-2-2700-35K-HTA-S30-UNI-XXXX | Indoor Luminaires | Linear Ambient | Direct Linear Ambient Luminaires | Standard | FALSE | [9 empty] | 42118 |  |  | NotYetVerified |  | 3 | 2878 | 89.6 | 32.13 | 17.01 | 0.934 | 3500 | 83.5
P8SGCKBD | Mercury Lighting Products Co. Inc. | MERCURY LIGHTING | LW2-2-2700-35K-HTA-S30-UNI-XXXX | Indoor Luminaires | Linear Ambient | Direct Linear Ambient Luminaires | Standard | FALSE | [9 empty] | 42118 |  |  | NotYetVerified |  | 3 | 2878 | 89.6 | 32.13 | 17.01 | 0.934 | 3500 | 83.5
P1B2BQN8 | Mercury Lighting Products Co. Inc. | MERCURY LIGHTING | LW5-2-2700-35K-HTA-S30-UNI-XXXX | Indoor Luminaires | Linear Ambient | Direct Linear Ambient Luminaires | Standard | FALSE | [9 empty] | 42118 |  |  | NotYetVerified |  | 3 | 2878 | 89.6 | 32.13 | 17.01 | 0.934 | 3500 | 83.5
PXQR2F2D | Mercury Lighting Products Co. Inc. | MERCURY LIGHTING | LW15-4-3800-35K-HTA-S50-UNI-XXXX | Indoor Luminaires | Linear Ambient | Direct Linear Ambient Luminaires | Standard | FALSE | [9 empty] | 42118 |  |  | NotYetVerified |  | 3 | 3958 | 103.2 | 38.37 | 15.29 | 0.967 | 3500 | 83.5
PMR2BCV6 | Mercury Lighting Products Co. Inc. | MERCURY LIGHTING | LW10-4-3800-35K-HTA-S50-UNI-XXXX | Indoor Luminaires | Linear Ambient | Direct Linear Ambient Luminaires | Standard | FALSE | [9 empty] | 42118 |  |  | NotYetVerified |  | 3 | 3958 | 103.2 | 38.37 | 15.29 | 0.967 | 3500 | 83.5
P852Z67S | Mercury Lighting Products Co. Inc. | MERCURY LIGHTING | LW5-4-3800-35K-HTA-S50-UNI-XXXX | Indoor Luminaires | Linear Ambient | Direct Linear Ambient Luminaires | Standard | FALSE | [9 empty] | 42118 |  |  | NotYetVerified |  | 3 | 3958 | 103.2 | 38.37 | 15.29 | 0.967 | 3500 | 83.5
PM5NE2EW | Mercury Lighting Products Co. Inc. | MERCURY LIGHTING | LW10-4-4500-35K-HTA-S50-UNI-XXXX | Indoor Luminaires | Linear Ambient | Direct Linear Ambient Luminaires | Standard | FALSE | [9 empty] | 42118 |  |  | NotYetVerified |  | 3 | 4753 | 98.9 | 48.06 | 15.12 | 0.968 | 3500 | 83.5
PHHADKAJ | Mercury Lighting Products Co. Inc. | MERCURY LIGHTING | LW5-4-4500-35K-HTA-S50-UNI-XXXX | Indoor Luminaires | Linear Ambient | Direct Linear Ambient Luminaires | Standard | FALSE | [9 empty] | 42118 |  |  | NotYetVerified |  | 3 | 4753 | 98.9 | 48.06 | 15.12 | 0.968 | 3500 | 83.5
PDYXZR6D | Mercury Lighting Products Co. Inc. | MERCURY LIGHTING | LW15-4-4500-35K-HTA-S50-UNI-XXXX | Indoor Luminaires | Linear Ambient | Direct Linear Ambient Luminaires | Standard | FALSE | [9 empty] | 42118 |  |  | NotYetVerified |  | 3 | 4753 | 98.9 | 48.06 | 15.12 | 0.968 | 3500 | 83.5
PQXSRFZ8 | Mercury Lighting Products Co. Inc. | MERCURY LIGHTING | LW15-4-5000-35K-HTA-S50-UNI-XXXX | Indoor Luminaires | Linear Ambient | Direct Linear Ambient Luminaires | Standard | FALSE | [9 empty] | 42118 |  |  | NotYetVerified |  | 3 | 5262 | 96.6 | 54.48 | 15.08 | 0.968 | 3500 | 83.5
PDTJ98K8 | Mercury Lighting Products Co. Inc. | MERCURY LIGHTING | LW10-4-5000-35K-HTA-S50-UNI-XXXX | Indoor Luminaires | Linear Ambient | Direct Linear Ambient Luminaires | Standard | FALSE | [9 empty] | 42118 |  |  | NotYetVerified |  | 3 | 5262 | 96.6 | 54.48 | 15.08 | 0.968 | 3500 | 83.5
P24PXDFP | Mercury Lighting Products Co. Inc. | MERCURY LIGHTING | LW5-4-5000-35K-HTA-S50-UNI-XXXX | Indoor Luminaires | Linear Ambient | Direct Linear Ambient Luminaires | Standard | FALSE | [9 empty] | 42118 |  |  | NotYetVerified |  | 3 | 5262 | 96.6 | 54.48 | 15.08 | 0.968 | 3500 | 83.5
PVHZYWFW | Mercury Lighting Products Co. Inc. | MERCURY LIGHTING | LW5-4-2100-30K-HTA-S30-UNI-XXXX | Indoor Luminaires | Linear Ambient | Direct Linear Ambient Luminaires | Standard | FALSE | [9 empty] | 42118 |  |  | NotYetVerified |  | 3 | 2144 | 100 | 21.43 | 18.69 | 0.921 | 3000 | 82.6
PMCA8Z8K | Mercury Lighting Products Co. Inc. | MERCURY LIGHTING | LW15-4-2100-30K-HTA-S30-UNI-XXXX | Indoor Luminaires | Linear Ambient | Direct Linear Ambient Luminaires | Standard | FALSE | [9 empty] | 42118 |  |  | NotYetVerified |  | 3 | 2144 | 100 | 21.43 | 18.69 | 0.921 | 3000 | 82.6
P6JN13J3 | Mercury Lighting Products Co. Inc. | MERCURY LIGHTING | LW10-4-2100-30K-HTA-S30-UNI-XXXX | Indoor Luminaires | Linear Ambient | Direct Linear Ambient Luminaires | Standard | FALSE | [9 empty] | 42118 |  |  | NotYetVerified |  | 3 | 2144 | 100 | 21.43 | 18.69 | 0.921 | 3000 | 82.6
PS9H3T1C | Mercury Lighting Products Co. Inc. | MERCURY LIGHTING | LW10-2-2100-30K-HTA-S30-UNI-XXXX | Indoor Luminaires | Linear Ambient | Direct Linear Ambient Luminaires | Standard | FALSE | [9 empty] | 42118 |  |  | NotYetVerified |  | 3 | 2124 | 88.3 | 24.07 | 18.36 | 0.927 | 3000 | 82.6
PAK6BJ8W | Mercury Lighting Products Co. Inc. | MERCURY LIGHTING | LW15-2-2100-30K-HTA-S30-UNI-XXXX | Indoor Luminaires | Linear Ambient | Direct Linear Ambient Luminaires | Standard | FALSE | [9 empty] | 42118 |  |  | NotYetVerified |  | 3 | 2124 | 88.3 | 24.07 | 18.36 | 0.927 | 3000 | 82.6
P1Z3H2UQ | Mercury Lighting Products Co. Inc. | MERCURY LIGHTING | LW5-2-2100-30K-HTA-S30-UNI-XXXX | Indoor Luminaires | Linear Ambient | Direct Linear Ambient Luminaires | Standard | FALSE | [9 empty] | 42118 |  |  | NotYetVerified |  | 3 | 2124 | 88.3 | 24.07 | 18.36 | 0.927 | 3000 | 82.6
PYA8N6X7 | Mercury Lighting Products Co. Inc. | MERCURY LIGHTING | LW14-2-2300-30K-HTA-S30-UNI-XXXX | Indoor Luminaires | Linear Ambient | Direct Linear Ambient Luminaires | Standard | FALSE | [9 empty] | 42118 |  |  | NotYetVerified |  | 3 | 2282 | 88.7 | 25.74 | 17.96 | 0.93 | 3000 | 82.6
PXPN19T5 | Mercury Lighting Products Co. Inc. | MERCURY LIGHTING | LW5-2-2300-30K-HTA-S30-UNI-XXXX | Indoor Luminaires | Linear Ambient | Direct Linear Ambient Luminaires | Standard | FALSE | [9 empty] | 42118 |  |  | NotYetVerified |  | 3 | 2282 | 88.7 | 25.74 | 17.96 | 0.93 | 3000 | 82.6
PHE37WEZ | Mercury Lighting Products Co. Inc. | MERCURY LIGHTING | LW10-2-2300-30K-HTA-S30-UNI-XXXX | Indoor Luminaires | Linear Ambient | Direct Linear Ambient Luminaires | Standard | FALSE | [9 empty] | 42118 |  |  | NotYetVerified |  | 3 | 2282 | 88.7 | 25.74 | 17.96 | 0.93 | 3000 | 82.6
PF9TMZ5P | Mercury Lighting Products Co. Inc. | MERCURY LIGHTING | LW45-2-2300-30K-HTA-S30-UNI-XXXX | Indoor Luminaires | Linear Ambient | Direct Linear Ambient Luminaires | Standard | FALSE | [9 empty] | 42118 |  |  | NotYetVerified |  | 3 | 2282 | 88.7 | 25.74 | 17.96 | 0.93 | 3000 | 82.6
PD7HYJQN | Mercury Lighting Products Co. Inc. | MERCURY LIGHTING | LW4-2-2300-30K-HTA-S30-UNI-XXXX | Indoor Luminaires | Linear Ambient | Direct Linear Ambient Luminaires | Standard | FALSE | [9 empty] | 42118 |  |  | NotYetVerified |  | 3 | 2282 | 88.7 | 25.74 | 17.96 | 0.93 | 3000 | 82.6
P5V63GVZ | Mercury Lighting Products Co. Inc. | MERCURY LIGHTING | LW2-2-2300-30K-HTA-S30-UNI-XXXX | Indoor Luminaires | Linear Ambient | Direct Linear Ambient Luminaires | Standard | FALSE | [9 empty] | 42118 |  |  | NotYetVerified |  | 3 | 2282 | 88.7 | 25.74 | 17.96 | 0.93 | 3000 | 82.6
P1APVU6A | Mercury Lighting Products Co. Inc. | MERCURY LIGHTING | LW15-2-2300-30K-HTA-S30-UNI-XXXX | Indoor Luminaires | Linear Ambient | Direct Linear Ambient Luminaires | Standard | FALSE | [9 empty] | 42118 |  |  | NotYetVerified |  | 3 | 2282 | 88.7 | 25.74 | 17.96 | 0.93 | 3000 | 82.6
PWXMCUS8 | Mercury Lighting Products Co. Inc. | MERCURY LIGHTING | LW4-2-2500-30K-HTA-S30-UNI-XXXX | Indoor Luminaires | Linear Ambient | Direct Linear Ambient Luminaires | Standard | FALSE | [9 empty] | 42118 |  |  | NotYetVerified |  | 3 | 2507 | 88.2 | 28.41 | 17.44 | 0.929 | 3000 | 82.6
PW17H53Z | Mercury Lighting Products Co. Inc. | MERCURY LIGHTING | LW5-2-2500-30K-HTA-S30-UNI-XXXX | Indoor Luminaires | Linear Ambient | Direct Linear Ambient Luminaires | Standard | FALSE | [9 empty] | 42118 |  |  | NotYetVerified |  | 3 | 2507 | 88.2 | 28.41 | 17.44 | 0.929 | 3000 | 82.6
PR337CQW | Mercury Lighting Products Co. Inc. | MERCURY LIGHTING | LW2-2-2500-30K-HTA-S30-UNI-XXXX | Indoor Luminaires | Linear Ambient | Direct Linear Ambient Luminaires | Standard | FALSE | [9 empty] | 42118 |  |  | NotYetVerified |  | 3 | 2507 | 88.2 | 28.41 | 17.44 | 0.929 | 3000 | 82.6
PKXSU6XJ | Mercury Lighting Products Co. Inc. | MERCURY LIGHTING | LW15-2-2500-30K-HTA-S30-UNI-XXXX | Indoor Luminaires | Linear Ambient | Direct Linear Ambient Luminaires | Standard | FALSE | [9 empty] | 42118 |  |  | NotYetVerified |  | 3 | 2507 | 88.2 | 28.41 | 17.44 | 0.929 | 3000 | 82.6
P5ZE884Y | Mercury Lighting Products Co. Inc. | MERCURY LIGHTING | LW10-2-2500-30K-HTA-S30-UNI-XXXX | Indoor Luminaires | Linear Ambient | Direct Linear Ambient Luminaires | Standard | FALSE | [9 empty] | 42118 |  |  | NotYetVerified |  | 3 | 2507 | 88.2 | 28.41 | 17.44 | 0.929 | 3000 | 82.6
P5357QK4 | Mercury Lighting Products Co. Inc. | MERCURY LIGHTING | LW14-2-2500-30K-HTA-S30-UNI-XXXX | Indoor Luminaires | Linear Ambient | Direct Linear Ambient Luminaires | Standard | FALSE | [9 empty] | 42118 |  |  | NotYetVerified |  | 3 | 2507 | 88.2 | 28.41 | 17.44 | 0.929 | 3000 | 82.6
P2JMKR7M | Mercury Lighting Products Co. Inc. | MERCURY LIGHTING | LW45-2-2500-30K-HTA-S30-UNI-XXXX | Indoor Luminaires | Linear Ambient | Direct Linear Ambient Luminaires | Standard | FALSE | [9 empty] | 42118 |  |  | NotYetVerified |  | 3 | 2507 | 88.2 | 28.41 | 17.44 | 0.929 | 3000 | 82.6
PW434DUA | Mercury Lighting Products Co. Inc. | MERCURY LIGHTING | LW45-2-2700-30K-HTA-S30-UNI-XXXX | Indoor Luminaires | Linear Ambient | Direct Linear Ambient Luminaires | Standard | FALSE | [9 empty] | 42118 |  |  | NotYetVerified |  | 3 | 2730 | 85 | 32.13 | 17.01 | 0.934 | 3000 | 82.6
PV5GNY7H | Mercury Lighting Products Co. Inc. | MERCURY LIGHTING | LW2-2-2700-30K-HTA-S30-UNI-XXXX | Indoor Luminaires | Linear Ambient | Direct Linear Ambient Luminaires | Standard | FALSE | [9 empty] | 42118 |  |  | NotYetVerified |  | 3 | 2730 | 85 | 32.13 | 17.01 | 0.934 | 3000 | 82.6
PSQ2N4DZ | Mercury Lighting Products Co. Inc. | MERCURY LIGHTING | LW15-2-2700-30K-HTA-S30-UNI-XXXX | Indoor Luminaires | Linear Ambient | Direct Linear Ambient Luminaires | Standard | FALSE | [9 empty] | 42118 |  |  | NotYetVerified |  | 3 | 2730 | 85 | 32.13 | 17.01 | 0.934 | 3000 | 82.6
PRB5H1AX | Mercury Lighting Products Co. Inc. | MERCURY LIGHTING | LW5-2-2700-30K-HTA-S30-UNI-XXXX | Indoor Luminaires | Linear Ambient | Direct Linear Ambient Luminaires | Standard | FALSE | [9 empty] | 42118 |  |  | NotYetVerified |  | 3 | 2730 | 85 | 32.13 | 17.01 | 0.934 | 3000 | 82.6
PMDFVWS6 | Mercury Lighting Products Co. Inc. | MERCURY LIGHTING | LW14-2-2700-30K-HTA-S30-UNI-XXXX | Indoor Luminaires | Linear Ambient | Direct Linear Ambient Luminaires | Standard | FALSE | [9 empty] | 42118 |  |  | NotYetVerified |  | 3 | 2730 | 85 | 32.13 | 17.01 | 0.934 | 3000 | 82.6
P7M3Q5RM | Mercury Lighting Products Co. Inc. | MERCURY LIGHTING | LW10-2-2700-30K-HTA-S30-UNI-XXXX | Indoor Luminaires | Linear Ambient | Direct Linear Ambient Luminaires | Standard | FALSE | [9 empty] | 42118 |  |  | NotYetVerified |  | 3 | 2730 | 85 | 32.13 | 17.01 | 0.934 | 3000 | 82.6
PYZ4V8GA | Mercury Lighting Products Co. Inc. | MERCURY LIGHTING | LW5-4-3800-30K-HTA-S50-UNI-XXXX | Indoor Luminaires | Linear Ambient | Direct Linear Ambient Luminaires | Standard | FALSE | [9 empty] | 42118 |  |  | NotYetVerified |  | 3 | 3754 | 97.8 | 38.37 | 15.29 | 0.967 | 3000 | 82.6
PM57BAWF | Mercury Lighting Products Co. Inc. | MERCURY LIGHTING | LW15-4-3800-30K-HTA-S50-UNI-XXXX | Indoor Luminaires | Linear Ambient | Direct Linear Ambient Luminaires | Standard | FALSE | [9 empty] | 42118 |  |  | NotYetVerified |  | 3 | 3754 | 97.8 | 38.37 | 15.29 | 0.967 | 3000 | 82.6
PA5F64TT | Mercury Lighting Products Co. Inc. | MERCURY LIGHTING | LW10-4-3800-30K-HTA-S50-UNI-XXXX | Indoor Luminaires | Linear Ambient | Direct Linear Ambient Luminaires | Standard | FALSE | [9 empty] | 42118 |  |  | NotYetVerified |  | 3 | 3754 | 97.8 | 38.37 | 15.29 | 0.967 | 3000 | 82.6
PMV15GQ5 | Mercury Lighting Products Co. Inc. | MERCURY LIGHTING | LW10-4-4500-30K-HTA-S50-UNI-XXXX | Indoor Luminaires | Linear Ambient | Direct Linear Ambient Luminaires | Standard | FALSE | [9 empty] | 42118 |  |  | NotYetVerified |  | 3 | 4508 | 93.8 | 48.06 | 15.12 | 0.968 | 3000 | 82.6
P6E8JDAK | Mercury Lighting Products Co. Inc. | MERCURY LIGHTING | LW15-4-4500-30K-HTA-S50-UNI-XXXX | Indoor Luminaires | Linear Ambient | Direct Linear Ambient Luminaires | Standard | FALSE | [9 empty] | 42118 |  |  | NotYetVerified |  | 3 | 4508 | 93.8 | 48.06 | 15.12 | 0.968 | 3000 | 82.6
P2JGDHF3 | Mercury Lighting Products Co. Inc. | MERCURY LIGHTING | LW5-4-4500-30K-HTA-S50-UNI-XXXX | Indoor Luminaires | Linear Ambient | Direct Linear Ambient Luminaires | Standard | FALSE | [9 empty] | 42118 |  |  | NotYetVerified |  | 3 | 4508 | 93.8 | 48.06 | 15.12 | 0.968 | 3000 | 82.6
PTX2MNEE | Mercury Lighting Products Co. Inc. | MERCURY LIGHTING | LW10-4-4800-30K-HTA-S50-UNI-XXXX | Indoor Luminaires | Linear Ambient | Direct Linear Ambient Luminaires | Standard | FALSE | [9 empty] | 42118 |  |  | NotYetVerified |  | 3 | 4991 | 91.6 | 54.48 | 15.08 | 0.968 | 3000 | 82.6
PFHFMW7F | Mercury Lighting Products Co. Inc. | MERCURY LIGHTING | LW15-4-4800-30K-HTA-S50-UNI-XXXX | Indoor Luminaires | Linear Ambient | Direct Linear Ambient Luminaires | Standard | FALSE | [9 empty] | 42118 |  |  | NotYetVerified |  | 3 | 4991 | 91.6 | 54.48 | 15.08 | 0.968 | 3000 | 82.6
P38D95CB | Mercury Lighting Products Co. Inc. | MERCURY LIGHTING | LW5-4-4800-30K-HTA-S50-UNI-XXXX | Indoor Luminaires | Linear Ambient | Direct Linear Ambient Luminaires | Standard | FALSE | [9 empty] | 42118 |  |  | NotYetVerified |  | 3 | 4991 | 91.6 | 54.48 | 15.08 | 0.968 | 3000 | 82.6
P49CT71U | Globalux Lighting | GlobaLux | LVTS-34-MV-850 | Indoor Luminaires | Linear Ambient | Direct Linear Ambient Luminaires | Standard | FALSE | [9 empty] | 42118 |  |  | NotYetVerified |  | 3 | 3520 | 103.53 | 34 | 15.58 | 0.985 | 5000 | 83
P372UCD3 | Globalux Lighting | GlobaLux | LEW-5-34LED-MV-850 | Indoor Luminaires | Linear Ambient | Direct Linear Ambient Luminaires | Standard | FALSE | [9 empty] | 42118 |  |  | NotYetVerified |  | 3 | 3520 | 103.53 | 34 | 15.9 | 0.984 | 5000 | 82
PXANZYUB | Globalux Lighting | GlobaLux | LVTS-34-MV-845 | Indoor Luminaires | Linear Ambient | Direct Linear Ambient Luminaires | Standard | FALSE | [9 empty] | 42118 |  |  | NotYetVerified |  | 3 | 3520 | 103.53 | 34 | 15.58 | 0.985 | 4500 | 83
P3AVM3A4 | Globalux Lighting | GlobaLux | LEW-5-34LED-MV-845 | Indoor Luminaires | Linear Ambient | Direct Linear Ambient Luminaires | Standard | FALSE | [9 empty] | 42118 |  |  | NotYetVerified |  | 3 | 3520 | 103.53 | 34 | 15.9 | 0.984 | 4500 | 82
PT3JHFVA | Globalux Lighting | GlobaLux | LVTS-52-MV-845 | Indoor Luminaires | Linear Ambient | Direct Linear Ambient Luminaires | Standard | FALSE | [9 empty] | 42118 |  |  | NotYetVerified |  | 3 | 5200 | 100 | 52 | 14.6 | 0.996 | 4500 | 81
PRYFS24N | Globalux Lighting | GlobaLux | LVTS-52-MV-840 | Indoor Luminaires | Linear Ambient | Direct Linear Ambient Luminaires | Standard | FALSE | [9 empty] | 42118 |  |  | NotYetVerified |  | 3 | 5200 | 100 | 52 | 14.6 | 0.996 | 4000 | 81
PK5B5PTG | Globalux Lighting | GlobaLux | LVTS-52-MV-835 | Indoor Luminaires | Linear Ambient | Direct Linear Ambient Luminaires | Standard | FALSE | [9 empty] | 42118 |  |  | NotYetVerified |  | 3 | 5200 | 100 | 52 | 14.6 | 0.996 | 3500 | 81
PBBF5XNC | AFX Inc. | AFX | PAV483400L30MVSN | Indoor Luminaires | Linear Ambient | Direct Linear Ambient Luminaires | Standard | TRUE | 2977.31 | 88.35 | 33.7 | 17.6 | 0.983 | 3143 | 84.4 | 5 | 50000 | 42117 |  |  | NotYetVerified |  | 3 | 2977.31 | 88.35 | 33.7 | 17.6 | 0.983 | 3143 | 84
PVHKY89H | AFX Inc. | AFX | PAV362500L30MVSN [120V only] | Indoor Luminaires | Linear Ambient | Direct Linear Ambient Luminaires | Standard | TRUE | 2214.22 | 91.88 | 24.1 | 14.3 | 0.983 | 3008 | 84.6 | 5 | 50000 | 42117 |  |  | NotYetVerified |  | 3 | 2214.22 | 91.88 | 24.1 | 14.3 | 0.983 | 3008 | 85
PQ6QEJHC | AFX Inc. | AFX | VTL483500L40MV | Indoor Luminaires | Linear Ambient | Direct Linear Ambient Luminaires | Standard | TRUE | 2868.19 | 89.94 | 31.89 | 18.04 | 0.909 | 4152 | 83.4 | 5 | 50000 | 42117 |  |  | NotYetVerified |  | 3 | 2868.19 | 89.94 | 31.89 | 15.58 | 0.985 | 4152 | 83
P3PBETC5 | AFX Inc. | AFX | PAV362500L40MVSN [120V only] | Indoor Luminaires | Linear Ambient | Direct Linear Ambient Luminaires | Standard | FALSE | [9 empty] | 42117 |  |  | NotYetVerified |  | 3 | 2200 | 88 | 25 | 14.3 | 0.983 | 4000 | 85
PFEQQCY7 | AFX Inc. | AFX | PAV483400L40MVSN | Indoor Luminaires | Linear Ambient | Direct Linear Ambient Luminaires | Standard | FALSE | [9 empty] | 42117 |  |  | NotYetVerified |  | 3 | 2900 | 85.29 | 34 | 17.6 | 0.983 | 4000 | 84
P4BHCPAA | AFX Inc. | AFX | PAV362500L35MVSN [120V only] | Indoor Luminaires | Linear Ambient | Direct Linear Ambient Luminaires | Standard | FALSE | [9 empty] | 42117 |  |  | NotYetVerified |  | 3 | 2200 | 88 | 25 | 14.3 | 0.983 | 3500 | 85
PEJUA4Q5 | AFX Inc. | AFX | PAV483400L35MVSN | Indoor Luminaires | Linear Ambient | Direct Linear Ambient Luminaires | Standard | FALSE | [9 empty] | 42117 |  |  | NotYetVerified |  | 3 | 2900 | 85.29 | 34 | 17.6 | 0.983 | 3500 | 84
PWQ4ECMM | Axis Lighting | Axis Lighting | B6SLED-B2-700-40-SO-FL-12-[NONE]-W-UNV-D-1-TB15-X-X-X | Indoor Luminaires | Linear Ambient | Direct Linear Ambient Luminaires | Standard | FALSE | [9 empty] | 42117 | Dimmable | Continuous Below 10 | NotYetVerified |  | 3 | 8137.3975 | 86.5888 | 93.9774 | 21.18 | 0.8923 | 3986 | 84.65
PSH5DJ5Y | Axis Lighting | Axis Lighting | B6WDLED-B2-700-40-SO-FL-12-[NONE]-W-UNV-D-1-TB15-X-X-X | Indoor Luminaires | Linear Ambient | Direct Linear Ambient Luminaires | Standard | FALSE | [9 empty] | 42117 | Dimmable | Continuous Below 10 | NotYetVerified |  | 3 | 8137.3975 | 86.5888 | 93.9774 | 21.18 | 0.8923 | 3986 | 84.65
P9S2CH6U | Axis Lighting | Axis Lighting | B6DLED-B2-700-40-SO-FL-12-[NONE]-W-UNV-D-1-TB15-X-X-X | Indoor Luminaires | Linear Ambient | Direct Linear Ambient Luminaires | Standard | FALSE | [9 empty] | 42117 | Dimmable | Continuous Below 10 | NotYetVerified |  | 3 | 8137.3975 | 86.5888 | 93.9774 | 21.18 | 0.8923 | 3986 | 84.65
PU64SXN5 | Axis Lighting | Axis Lighting | BBSLED-B2-700-40-SO-FL-12-[NONE]-W-UNV-D-1-TB15-X-X-X | Indoor Luminaires | Linear Ambient | Direct Linear Ambient Luminaires | Standard | FALSE | [9 empty] | 42117 | Dimmable | Continuous Below 10 | NotYetVerified |  | 3 | 8121.9746 | 86.4247 | 93.9774 | 21.18 | 0.8923 | 3986 | 84.65
PQZ2JTT8 | Axis Lighting | Axis Lighting | BBWDLED-B2-700-40-SO-FL-12-[NONE]-W-UNV-D-1-TB15-X-X-X | Indoor Luminaires | Linear Ambient | Direct Linear Ambient Luminaires | Standard | FALSE | [9 empty] | 42117 | Dimmable | Continuous Below 10 | NotYetVerified |  | 3 | 8121.9746 | 86.4247 | 93.9774 | 21.18 | 0.8923 | 3986 | 84.65
P6ZKF5U9 | Axis Lighting | Axis Lighting | BBDLED-B2-700-40-SO-FL-12-[NONE]-W-UNV-D-1-TB15-X-X-X | Indoor Luminaires | Linear Ambient | Direct Linear Ambient Luminaires | Standard | FALSE | [9 empty] | 42117 | Dimmable | Continuous Below 10 | NotYetVerified |  | 3 | 8121.9746 | 86.4247 | 93.9774 | 21.18 | 0.8923 | 3986 | 84.65
PYAUQD8B | Axis Lighting | Axis Lighting | BMDLED-B2-700-40-SO-FL-12-[NONE]-W-UNV-D-1-TB15-X-X-X | Indoor Luminaires | Linear Ambient | Direct Linear Ambient Luminaires | Standard | FALSE | [9 empty] | 42117 | Dimmable | Continuous Below 10 | NotYetVerified |  | 3 | 8117.1045 | 86.3729 | 93.9774 | 21.18 | 0.8923 | 3986 | 84.65
PXHRD19H | Axis Lighting | Axis Lighting | BMSLED-B2-700-40-SO-FL-12-[NONE]-W-UNV-D-1-TB15-X-X-X | Indoor Luminaires | Linear Ambient | Direct Linear Ambient Luminaires | Standard | FALSE | [9 empty] | 42117 | Dimmable | Continuous Below 10 | NotYetVerified |  | 3 | 8117.1045 | 86.3729 | 93.9774 | 21.18 | 0.8923 | 3986 | 84.65
PG3S9YZ7 | Axis Lighting | Axis Lighting | BMWDLED-B2-700-40-SO-FL-12-[NONE]-W-UNV-D-1-TB15-X-X-X | Indoor Luminaires | Linear Ambient | Direct Linear Ambient Luminaires | Standard | FALSE | [9 empty] | 42117 | Dimmable | Continuous Below 10 | NotYetVerified |  | 3 | 8117.1045 | 86.3729 | 93.9774 | 21.18 | 0.8923 | 3986 | 84.65
PQJQPU55 | Axis Lighting | Axis Lighting | B6DLED-B2-700-40-SO-FL-8-[NONE]-W-UNV-D-1-TB15-X-X-X | Indoor Luminaires | Linear Ambient | Direct Linear Ambient Luminaires | Standard | FALSE | [9 empty] | 42117 | Dimmable | Continuous Below 10 | NotYetVerified |  | 3 | 5484.5376 | 86.5888 | 63.34 | 21.18 | 0.8923 | 3986 | 84.65
P92K27AU | Axis Lighting | Axis Lighting | B6SLED-B2-700-40-SO-FL-8-[NONE]-W-UNV-D-1-TB15-X-X-X | Indoor Luminaires | Linear Ambient | Direct Linear Ambient Luminaires | Standard | FALSE | [9 empty] | 42117 | Dimmable | Continuous Below 10 | NotYetVerified |  | 3 | 5484.5376 | 86.5888 | 63.34 | 21.18 | 0.8923 | 3986 | 84.65
P6U1AUQT | Axis Lighting | Axis Lighting | B6WDLED-B2-700-40-SO-FL-8-[NONE]-W-UNV-D-1-TB15-X-X-X | Indoor Luminaires | Linear Ambient | Direct Linear Ambient Luminaires | Standard | FALSE | [9 empty] | 42117 | Dimmable | Continuous Below 10 | NotYetVerified |  | 3 | 5484.5376 | 86.5888 | 63.34 | 21.18 | 0.8923 | 3986 | 84.65
PZGYPMC9 | Axis Lighting | Axis Lighting | BBWDLED-B2-700-40-SO-FL-8-[NONE]-W-UNV-D-1-TB15-X-X-X | Indoor Luminaires | Linear Ambient | Direct Linear Ambient Luminaires | Standard | FALSE | [9 empty] | 42117 | Dimmable | Continuous Below 10 | NotYetVerified |  | 3 | 5474.143 | 86.4247 | 63.34 | 21.18 | 0.8923 | 3986 | 84.65
PTZQPD1K | Axis Lighting | Axis Lighting | BBSLED-B2-700-40-SO-FL-8-[NONE]-W-UNV-D-1-TB15-X-X-X | Indoor Luminaires | Linear Ambient | Direct Linear Ambient Luminaires | Standard | FALSE | [9 empty] | 42117 | Dimmable | Continuous Below 10 | NotYetVerified |  | 3 | 5474.143 | 86.4247 | 63.34 | 21.18 | 0.8923 | 3986 | 84.65
PDKJBW92 | Axis Lighting | Axis Lighting | BBDLED-B2-700-40-SO-FL-8-[NONE]-W-UNV-D-1-TB15-X-X-X | Indoor Luminaires | Linear Ambient | Direct Linear Ambient Luminaires | Standard | FALSE | [9 empty] | 42117 | Dimmable | Continuous Below 10 | NotYetVerified |  | 3 | 5474.143 | 86.4247 | 63.34 | 21.18 | 0.8923 | 3986 | 84.65
PMVS8ESG | Axis Lighting | Axis Lighting | BMWDLED-B2-700-40-SO-FL-8-[NONE]-W-UNV-D-1-TB15-X-X-X | Indoor Luminaires | Linear Ambient | Direct Linear Ambient Luminaires | Standard | FALSE | [9 empty] | 42117 | Dimmable | Continuous Below 10 | NotYetVerified |  | 3 | 5470.8604 | 86.3729 | 63.34 | 21.18 | 0.8923 | 3986 | 84.65
P6KQ3C6K | Axis Lighting | Axis Lighting | BMSLED-B2-700-40-SO-FL-8-[NONE]-W-UNV-D-1-TB15-X-X-X | Indoor Luminaires | Linear Ambient | Direct Linear Ambient Luminaires | Standard | FALSE | [9 empty] | 42117 | Dimmable | Continuous Below 10 | NotYetVerified |  | 3 | 5470.8604 | 86.3729 | 63.34 | 21.18 | 0.8923 | 3986 | 84.65
P3MADZKB | Axis Lighting | Axis Lighting | BMDLED-B2-700-40-SO-FL-8-[NONE]-W-UNV-D-1-TB15-X-X-X | Indoor Luminaires | Linear Ambient | Direct Linear Ambient Luminaires | Standard | FALSE | [9 empty] | 42117 | Dimmable | Continuous Below 10 | NotYetVerified |  | 3 | 5470.8604 | 86.3729 | 63.34 | 21.18 | 0.8923 | 3986 | 84.65
PZU67UJE | Axis Lighting | Axis Lighting | B6DLED-B2-700-40-SO-FL-6-[NONE]-W-UNV-D-1-TB15-X-X-X | Indoor Luminaires | Linear Ambient | Direct Linear Ambient Luminaires | Standard | FALSE | [9 empty] | 42117 | Dimmable | Continuous Below 10 | NotYetVerified |  | 3 | 4113.4033 | 86.5888 | 47.505 | 21.18 | 0.8923 | 3986 | 84.65
PSDSRCF3 | Axis Lighting | Axis Lighting | B6RLED-B2-700-40-SO-FL-6-[NONE]-W-UNV-D-1-TB15-X-X-X | Indoor Luminaires | Linear Ambient | Direct Linear Ambient Luminaires | Standard | FALSE | [9 empty] | 42117 | Dimmable | Continuous Below 10 | NotYetVerified |  | 3 | 4113.4033 | 86.5888 | 47.505 | 21.18 | 0.8923 | 3986 | 84.65
PCC83JUY | Axis Lighting | Axis Lighting | B6SLED-B2-700-40-SO-FL-6-[NONE]-W-UNV-D-1-TB15-X-X-X | Indoor Luminaires | Linear Ambient | Direct Linear Ambient Luminaires | Standard | FALSE | [9 empty] | 42117 | Dimmable | Continuous Below 10 | NotYetVerified |  | 3 | 4113.4033 | 86.5888 | 47.505 | 21.18 | 0.8923 | 3986 | 84.65
P54M2REC | Axis Lighting | Axis Lighting | B6WDLED-B2-700-40-SO-FL-6-[NONE]-W-UNV-D-1-TB15-X-X-X | Indoor Luminaires | Linear Ambient | Direct Linear Ambient Luminaires | Standard | FALSE | [9 empty] | 42117 | Dimmable | Continuous Below 10 | NotYetVerified |  | 3 | 4113.4033 | 86.5888 | 47.505 | 21.18 | 0.8923 | 3986 | 84.65
PWXUQHBK | Axis Lighting | Axis Lighting | BBRLED-B2-700-40-SO-FL-6-[NONE]-W-UNV-D-1-TB15-X-X-X | Indoor Luminaires | Linear Ambient | Direct Linear Ambient Luminaires | Standard | FALSE | [9 empty] | 42117 | Dimmable | Continuous Below 10 | NotYetVerified |  | 3 | 4105.6074 | 86.4247 | 47.505 | 21.18 | 0.8923 | 3986 | 84.65
P6556MN3 | Axis Lighting | Axis Lighting | BBWDLED-B2-700-40-SO-FL-6-[NONE]-W-UNV-D-1-TB15-X-X-X | Indoor Luminaires | Linear Ambient | Direct Linear Ambient Luminaires | Standard | FALSE | [9 empty] | 42117 | Dimmable | Continuous Below 10 | NotYetVerified |  | 3 | 4105.6074 | 86.4247 | 47.505 | 21.18 | 0.8923 | 3986 | 84.65
P3EZTVYR | Axis Lighting | Axis Lighting | BBDLED-B2-700-40-SO-FL-6-[NONE]-W-UNV-D-1-TB15-X-X-X | Indoor Luminaires | Linear Ambient | Direct Linear Ambient Luminaires | Standard | FALSE | [9 empty] | 42117 | Dimmable | Continuous Below 10 | NotYetVerified |  | 3 | 4105.6074 | 86.4247 | 47.505 | 21.18 | 0.8923 | 3986 | 84.65
P32EP8T3 | Axis Lighting | Axis Lighting | BBSLED-B2-700-40-SO-FL-6-[NONE]-W-UNV-D-1-TB15-X-X-X | Indoor Luminaires | Linear Ambient | Direct Linear Ambient Luminaires | Standard | FALSE | [9 empty] | 42117 | Dimmable | Continuous Below 10 | NotYetVerified |  | 3 | 4105.6074 | 86.4247 | 47.505 | 21.18 | 0.8923 | 3986 | 84.65
PKHF9ARV | Axis Lighting | Axis Lighting | BMSLED-B2-700-40-SO-FL-6-[NONE]-W-UNV-D-1-TB15-X-X-X | Indoor Luminaires | Linear Ambient | Direct Linear Ambient Luminaires | Standard | FALSE | [9 empty] | 42117 | Dimmable | Continuous Below 10 | NotYetVerified |  | 3 | 4103.1455 | 86.3729 | 47.505 | 21.18 | 0.8923 | 3986 | 84.65
PKGEFQ2F | Axis Lighting | Axis Lighting | BMRLED-B2-700-40-SO-FL-6-[NONE]-W-UNV-D-1-TB15-X-X-X | Indoor Luminaires | Linear Ambient | Direct Linear Ambient Luminaires | Standard | FALSE | [9 empty] | 42117 | Dimmable | Continuous Below 10 | NotYetVerified |  | 3 | 4103.1455 | 86.3729 | 47.505 | 21.18 | 0.8923 | 3986 | 84.65
P6G4DFMH | Axis Lighting | Axis Lighting | BMDLED-B2-700-40-SO-FL-6-[NONE]-W-UNV-D-1-TB15-X-X-X | Indoor Luminaires | Linear Ambient | Direct Linear Ambient Luminaires | Standard | FALSE | [9 empty] | 42117 | Dimmable | Continuous Below 10 | NotYetVerified |  | 3 | 4103.1455 | 86.3729 | 47.505 | 21.18 | 0.8923 | 3986 | 84.65
P3W6WCVM | Axis Lighting | Axis Lighting | BMWDLED-B2-700-40-SO-FL-6-[NONE]-W-UNV-D-1-TB15-X-X-X | Indoor Luminaires | Linear Ambient | Direct Linear Ambient Luminaires | Standard | FALSE | [9 empty] | 42117 | Dimmable | Continuous Below 10 | NotYetVerified |  | 3 | 4103.1455 | 86.3729 | 47.505 | 21.18 | 0.8923 | 3986 | 84.65
PYY7DMM4 | Axis Lighting | Axis Lighting | B6WDLED-B2-700-40-SO-FL-5-[NONE]-W-UNV-D-1-TB15-X-X-X | Indoor Luminaires | Linear Ambient | Direct Linear Ambient Luminaires | Standard | FALSE | [9 empty] | 42117 | Dimmable | Continuous Below 10 | NotYetVerified |  | 3 | 3427.836 | 86.5888 | 39.5875 | 21.18 | 0.8923 | 3986 | 84.65
PWYA8N19 | Axis Lighting | Axis Lighting | B6DLED-B2-700-40-SO-FL-5-[NONE]-W-UNV-D-1-TB15-X-X-X | Indoor Luminaires | Linear Ambient | Direct Linear Ambient Luminaires | Standard | FALSE | [9 empty] | 42117 | Dimmable | Continuous Below 10 | NotYetVerified |  | 3 | 3427.836 | 86.5888 | 39.5875 | 21.18 | 0.8923 | 3986 | 84.65
PD7W5THA | Axis Lighting | Axis Lighting | B6SLED-B2-700-40-SO-FL-5-[NONE]-W-UNV-D-1-TB15-X-X-X | Indoor Luminaires | Linear Ambient | Direct Linear Ambient Luminaires | Standard | FALSE | [9 empty] | 42117 | Dimmable | Continuous Below 10 | NotYetVerified |  | 3 | 3427.836 | 86.5888 | 39.5875 | 21.18 | 0.8923 | 3986 | 84.65
PST29JYP | Axis Lighting | Axis Lighting | BBSLED-B2-700-40-SO-FL-5-[NONE]-W-UNV-D-1-TB15-X-X-X | Indoor Luminaires | Linear Ambient | Direct Linear Ambient Luminaires | Standard | FALSE | [9 empty] | 42117 | Dimmable | Continuous Below 10 | NotYetVerified |  | 3 | 3421.3394 | 86.4247 | 39.5875 | 21.18 | 0.8923 | 3986 | 84.65
P5PX8W1M | Axis Lighting | Axis Lighting | BBDLED-B2-700-40-SO-FL-5-[NONE]-W-UNV-D-1-TB15-X-X-X | Indoor Luminaires | Linear Ambient | Direct Linear Ambient Luminaires | Standard | FALSE | [9 empty] | 42117 | Dimmable | Continuous Below 10 | NotYetVerified |  | 3 | 3421.3394 | 86.4247 | 39.5875 | 21.18 | 0.8923 | 3986 | 84.65
P5AZYBY4 | Axis Lighting | Axis Lighting | BBWDLED-B2-700-40-SO-FL-5-[NONE]-W-UNV-D-1-TB15-X-X-X | Indoor Luminaires | Linear Ambient | Direct Linear Ambient Luminaires | Standard | FALSE | [9 empty] | 42117 | Dimmable | Continuous Below 10 | NotYetVerified |  | 3 | 3421.3394 | 86.4247 | 39.5875 | 21.18 | 0.8923 | 3986 | 84.65
PK6RZKUQ | Axis Lighting | Axis Lighting | BMWDLED-B2-700-40-SO-FL-5-[NONE]-W-UNV-D-1-TB15-X-X-X | Indoor Luminaires | Linear Ambient | Direct Linear Ambient Luminaires | Standard | FALSE | [9 empty] | 42117 | Dimmable | Continuous Below 10 | NotYetVerified |  | 3 | 3419.2878 | 86.3729 | 39.5875 | 21.18 | 0.8923 | 3986 | 84.65
P1KGD4RJ | Axis Lighting | Axis Lighting | BMSLED-B2-700-40-SO-FL-5-[NONE]-W-UNV-D-1-TB15-X-X-X | Indoor Luminaires | Linear Ambient | Direct Linear Ambient Luminaires | Standard | FALSE | [9 empty] | 42117 | Dimmable | Continuous Below 10 | NotYetVerified |  | 3 | 3419.2878 | 86.3729 | 39.5875 | 21.18 | 0.8923 | 3986 | 84.65
P1EP7VN2 | Axis Lighting | Axis Lighting | BMDLED-B2-700-40-SO-FL-5-[NONE]-W-UNV-D-1-TB15-X-X-X | Indoor Luminaires | Linear Ambient | Direct Linear Ambient Luminaires | Standard | FALSE | [9 empty] | 42117 | Dimmable | Continuous Below 10 | NotYetVerified |  | 3 | 3419.2878 | 86.3729 | 39.5875 | 21.18 | 0.8923 | 3986 | 84.65
PNMH8JCK | Axis Lighting | Axis Lighting | B6WDLED-B2-700-40-SO-FL-4-[NONE]-W-UNV-D-1-TB15-X-X-X | Indoor Luminaires | Linear Ambient | Direct Linear Ambient Luminaires | Standard | FALSE | [9 empty] | 42117 | Dimmable | Continuous Below 10 | NotYetVerified |  | 3 | 2742.2688 | 86.5888 | 31.67 | 21.18 | 0.8923 | 3986 | 84.65
PA1KZPX2 | Axis Lighting | Axis Lighting | B6DLED-B2-700-40-SO-FL-4-[NONE]-W-UNV-D-1-TB15-X-X-X | Indoor Luminaires | Linear Ambient | Direct Linear Ambient Luminaires | Standard | FALSE | [9 empty] | 42117 | Dimmable | Continuous Below 10 | NotYetVerified |  | 3 | 2742.2688 | 86.5888 | 31.67 | 21.18 | 0.8923 | 3986 | 84.65
P6XS1244 | Axis Lighting | Axis Lighting | B6SLED-B2-700-40-SO-FL-4-[NONE]-W-UNV-D-1-TB15-X-X-X | Indoor Luminaires | Linear Ambient | Direct Linear Ambient Luminaires | Standard | FALSE | [9 empty] | 42117 | Dimmable | Continuous Below 10 | NotYetVerified |  | 3 | 2742.2688 | 86.5888 | 31.67 | 21.18 | 0.8923 | 3986 | 84.65
PVKJV3S5 | Axis Lighting | Axis Lighting | BBDLED-B2-700-40-SO-FL-4-[NONE]-W-UNV-D-1-TB15-X-X-X | Indoor Luminaires | Linear Ambient | Direct Linear Ambient Luminaires | Standard | FALSE | [9 empty] | 42117 | Dimmable | Continuous Below 10 | NotYetVerified |  | 3 | 2737.0715 | 86.4247 | 31.67 | 21.18 | 0.8923 | 3986 | 84.65
P7P4A8UF | Axis Lighting | Axis Lighting | BBSLED-B2-700-40-SO-FL-4-[NONE]-W-UNV-D-1-TB15-X-X-X | Indoor Luminaires | Linear Ambient | Direct Linear Ambient Luminaires | Standard | FALSE | [9 empty] | 42117 | Dimmable | Continuous Below 10 | NotYetVerified |  | 3 | 2737.0715 | 86.4247 | 31.67 | 21.18 | 0.8923 | 3986 | 84.65
P55Y6SR8 | Axis Lighting | Axis Lighting | BBWDLED-B2-700-40-SO-FL-4-[NONE]-W-UNV-D-1-TB15-X-X-X | Indoor Luminaires | Linear Ambient | Direct Linear Ambient Luminaires | Standard | FALSE | [9 empty] | 42117 | Dimmable | Continuous Below 10 | NotYetVerified |  | 3 | 2737.0715 | 86.4247 | 31.67 | 21.18 | 0.8923 | 3986 | 84.65
PTWAHZRP | Axis Lighting | Axis Lighting | BMDLED-B2-700-40-SO-FL-4-[NONE]-W-UNV-D-1-TB15-X-X-X | Indoor Luminaires | Linear Ambient | Direct Linear Ambient Luminaires | Standard | FALSE | [9 empty] | 42117 | Dimmable | Continuous Below 10 | NotYetVerified |  | 3 | 2735.4302 | 86.3729 | 31.67 | 21.18 | 0.8923 | 3986 | 84.65
PS4Z1HY9 | Axis Lighting | Axis Lighting | BMSLED-B2-700-40-SO-FL-4-[NONE]-W-UNV-D-1-TB15-X-X-X | Indoor Luminaires | Linear Ambient | Direct Linear Ambient Luminaires | Standard | FALSE | [9 empty] | 42117 | Dimmable | Continuous Below 10 | NotYetVerified |  | 3 | 2735.4302 | 86.3729 | 31.67 | 21.18 | 0.8923 | 3986 | 84.65
PE12JEG5 | Axis Lighting | Axis Lighting | BMWDLED-B2-700-40-SO-FL-4-[NONE]-W-UNV-D-1-TB15-X-X-X | Indoor Luminaires | Linear Ambient | Direct Linear Ambient Luminaires | Standard | FALSE | [9 empty] | 42117 | Dimmable | Continuous Below 10 | NotYetVerified |  | 3 | 2735.4302 | 86.3729 | 31.67 | 21.18 | 0.8923 | 3986 | 84.65
PUU48BFF | Axis Lighting | Axis Lighting | B6WDLED-B2-500-40-SO-FL-12-[NONE]-W-120-D-1-TB15-X-X-X | Indoor Luminaires | Linear Ambient | Direct Linear Ambient Luminaires | Standard | FALSE | [9 empty] | 42117 | Dimmable | Continuous Below 10 | NotYetVerified |  | 3 | 6073.6636 | 88.7212 | 68.4578 | 18.17 | 0.977 | 3986 | 84.65
PESMCJVP | Axis Lighting | Axis Lighting | B6SLED-B2-500-40-SO-FL-12-[NONE]-W-120-D-1-TB15-X-X-X | Indoor Luminaires | Linear Ambient | Direct Linear Ambient Luminaires | Standard | FALSE | [9 empty] | 42117 | Dimmable | Continuous Below 10 | NotYetVerified |  | 3 | 6073.6636 | 88.7212 | 68.4578 | 18.17 | 0.977 | 3986 | 84.65
PCM4H8ZV | Axis Lighting | Axis Lighting | B6DLED-B2-500-40-SO-FL-12-[NONE]-W-120-D-1-TB15-X-X-X | Indoor Luminaires | Linear Ambient | Direct Linear Ambient Luminaires | Standard | FALSE | [9 empty] | 42117 | Dimmable | Continuous Below 10 | NotYetVerified |  | 3 | 6073.6636 | 88.7212 | 68.4578 | 18.17 | 0.977 | 3986 | 84.65
PSPWVP6X | Axis Lighting | Axis Lighting | BBDLED-B2-500-40-SO-FL-12-[NONE]-W-120-D-1-TB15-X-X-X | Indoor Luminaires | Linear Ambient | Direct Linear Ambient Luminaires | Standard | FALSE | [9 empty] | 42117 | Dimmable | Continuous Below 10 | NotYetVerified |  | 3 | 6062.153 | 88.5531 | 68.4578 | 18.17 | 0.977 | 3986 | 84.65
PSECEBMM | Axis Lighting | Axis Lighting | BBSLED-B2-500-40-SO-FL-12-[NONE]-W-120-D-1-TB15-X-X-X | Indoor Luminaires | Linear Ambient | Direct Linear Ambient Luminaires | Standard | FALSE | [9 empty] | 42117 | Dimmable | Continuous Below 10 | NotYetVerified |  | 3 | 6062.153 | 88.5531 | 68.4578 | 18.17 | 0.977 | 3986 | 84.65
P9R688T8 | Axis Lighting | Axis Lighting | BBWDLED-B2-500-40-SO-FL-12-[NONE]-W-120-D-1-TB15-X-X-X | Indoor Luminaires | Linear Ambient | Direct Linear Ambient Luminaires | Standard | FALSE | [9 empty] | 42117 | Dimmable | Continuous Below 10 | NotYetVerified |  | 3 | 6062.153 | 88.5531 | 68.4578 | 18.17 | 0.977 | 3986 | 84.65
PMD1HEW6 | Axis Lighting | Axis Lighting | BMDLED-B2-500-40-SO-FL-12-[NONE]-W-120-D-1-TB15-X-X-X | Indoor Luminaires | Linear Ambient | Direct Linear Ambient Luminaires | Standard | FALSE | [9 empty] | 42117 | Dimmable | Continuous Below 10 | NotYetVerified |  | 3 | 6058.5176 | 88.5 | 68.4578 | 18.17 | 0.977 | 3986 | 84.65
PHFVK94S | Axis Lighting | Axis Lighting | BMWDLED-B2-500-40-SO-FL-12-[NONE]-W-120-D-1-TB15-X-X-X | Indoor Luminaires | Linear Ambient | Direct Linear Ambient Luminaires | Standard | FALSE | [9 empty] | 42117 | Dimmable | Continuous Below 10 | NotYetVerified |  | 3 | 6058.5176 | 88.5 | 68.4578 | 18.17 | 0.977 | 3986 | 84.65
P3264KUT | Axis Lighting | Axis Lighting | BMSLED-B2-500-40-SO-FL-12-[NONE]-W-120-D-1-TB15-X-X-X | Indoor Luminaires | Linear Ambient | Direct Linear Ambient Luminaires | Standard | FALSE | [9 empty] | 42117 | Dimmable | Continuous Below 10 | NotYetVerified |  | 3 | 6058.5176 | 88.5 | 68.4578 | 18.17 | 0.977 | 3986 | 84.65
PXP8VNXU | Axis Lighting | Axis Lighting | B6WDLED-B2-500-40-SO-FL-8-[NONE]-W-120-D-1-TB15-X-X-X | Indoor Luminaires | Linear Ambient | Direct Linear Ambient Luminaires | Standard | FALSE | [9 empty] | 42117 | Dimmable | Continuous Below 10 | NotYetVerified |  | 3 | 4093.5984 | 88.7212 | 46.14 | 18.17 | 0.977 | 3986 | 84.65
PNRM17WN | Axis Lighting | Axis Lighting | B6DLED-B2-500-40-SO-FL-8-[NONE]-W-120-D-1-TB15-X-X-X | Indoor Luminaires | Linear Ambient | Direct Linear Ambient Luminaires | Standard | FALSE | [9 empty] | 42117 | Dimmable | Continuous Below 10 | NotYetVerified |  | 3 | 4093.5984 | 88.7212 | 46.14 | 18.17 | 0.977 | 3986 | 84.65
P7RDEN7N | Axis Lighting | Axis Lighting | B6SLED-B2-500-40-SO-FL-8-[NONE]-W-120-D-1-TB15-X-X-X | Indoor Luminaires | Linear Ambient | Direct Linear Ambient Luminaires | Standard | FALSE | [9 empty] | 42117 | Dimmable | Continuous Below 10 | NotYetVerified |  | 3 | 4093.5984 | 88.7212 | 46.14 | 18.17 | 0.977 | 3986 | 84.65
PN4B672X | Axis Lighting | Axis Lighting | BBSLED-B2-500-40-SO-FL-8-[NONE]-W-120-D-1-TB15-X-X-X | Indoor Luminaires | Linear Ambient | Direct Linear Ambient Luminaires | Standard | FALSE | [9 empty] | 42117 | Dimmable | Continuous Below 10 | NotYetVerified |  | 3 | 4085.84 | 88.5531 | 46.14 | 18.17 | 0.977 | 3986 | 84.65
PK4B6RKE | Axis Lighting | Axis Lighting | BBDLED-B2-500-40-SO-FL-8-[NONE]-W-120-D-1-TB15-X-X-X | Indoor Luminaires | Linear Ambient | Direct Linear Ambient Luminaires | Standard | FALSE | [9 empty] | 42117 | Dimmable | Continuous Below 10 | NotYetVerified |  | 3 | 4085.84 | 88.5531 | 46.14 | 18.17 | 0.977 | 3986 | 84.65
P9NH98PC | Axis Lighting | Axis Lighting | BBWDLED-B2-500-40-SO-FL-8-[NONE]-W-120-D-1-TB15-X-X-X | Indoor Luminaires | Linear Ambient | Direct Linear Ambient Luminaires | Standard | FALSE | [9 empty] | 42117 | Dimmable | Continuous Below 10 | NotYetVerified |  | 3 | 4085.84 | 88.5531 | 46.14 | 18.17 | 0.977 | 3986 | 84.65
PTVD3XT2 | Axis Lighting | Axis Lighting | BMWDLED-B2-500-40-SO-FL-8-[NONE]-W-120-D-1-TB15-X-X-X | Indoor Luminaires | Linear Ambient | Direct Linear Ambient Luminaires | Standard | FALSE | [9 empty] | 42117 | Dimmable | Continuous Below 10 | NotYetVerified |  | 3 | 4083.39 | 88.5 | 46.14 | 18.17 | 0.977 | 3986 | 84.65
PQ4BHAKP | Axis Lighting | Axis Lighting | BMSLED-B2-500-40-SO-FL-8-[NONE]-W-120-D-1-TB15-X-X-X | Indoor Luminaires | Linear Ambient | Direct Linear Ambient Luminaires | Standard | FALSE | [9 empty] | 42117 | Dimmable | Continuous Below 10 | NotYetVerified |  | 3 | 4083.39 | 88.5 | 46.14 | 18.17 | 0.977 | 3986 | 84.65
P9V3PMW5 | Axis Lighting | Axis Lighting | BMDLED-B2-500-40-SO-FL-8-[NONE]-W-120-D-1-TB15-X-X-X | Indoor Luminaires | Linear Ambient | Direct Linear Ambient Luminaires | Standard | FALSE | [9 empty] | 42117 | Dimmable | Continuous Below 10 | NotYetVerified |  | 3 | 4083.39 | 88.5 | 46.14 | 18.17 | 0.977 | 3986 | 84.65
PY5GQF2N | Axis Lighting | Axis Lighting | B6RLED-B2-500-40-SO-FL-6-[NONE]-W-120-D-1-TB15-X-X-X | Indoor Luminaires | Linear Ambient | Direct Linear Ambient Luminaires | Standard | FALSE | [9 empty] | 42117 | Dimmable | Continuous Below 10 | NotYetVerified |  | 3 | 3070.199 | 88.7212 | 34.605 | 18.17 | 0.977 | 3986 | 84.65
PNSMDR4M | Axis Lighting | Axis Lighting | B6SLED-B2-500-40-SO-FL-6-[NONE]-W-120-D-1-TB15-X-X-X | Indoor Luminaires | Linear Ambient | Direct Linear Ambient Luminaires | Standard | FALSE | [9 empty] | 42117 | Dimmable | Continuous Below 10 | NotYetVerified |  | 3 | 3070.199 | 88.7212 | 34.605 | 18.17 | 0.977 | 3986 | 84.65
PNKUZMA7 | Axis Lighting | Axis Lighting | B6WDLED-B2-500-40-SO-FL-6-[NONE]-W-120-D-1-TB15-X-X-X | Indoor Luminaires | Linear Ambient | Direct Linear Ambient Luminaires | Standard | FALSE | [9 empty] | 42117 | Dimmable | Continuous Below 10 | NotYetVerified |  | 3 | 3070.199 | 88.7212 | 34.605 | 18.17 | 0.977 | 3986 | 84.65
P9BWT592 | Axis Lighting | Axis Lighting | B6DLED-B2-500-40-SO-FL-6-[NONE]-W-120-D-1-TB15-X-X-X | Indoor Luminaires | Linear Ambient | Direct Linear Ambient Luminaires | Standard | FALSE | [9 empty] | 42117 | Dimmable | Continuous Below 10 | NotYetVerified |  | 3 | 3070.199 | 88.7212 | 34.605 | 18.17 | 0.977 | 3986 | 84.65
PP5DUVTZ | Axis Lighting | Axis Lighting | BBRLED-B2-500-40-SO-FL-6-[NONE]-W-120-D-1-TB15-X-X-X | Indoor Luminaires | Linear Ambient | Direct Linear Ambient Luminaires | Standard | FALSE | [9 empty] | 42117 | Dimmable | Continuous Below 10 | NotYetVerified |  | 3 | 3064.3801 | 88.5531 | 34.605 | 18.17 | 0.977 | 3986 | 84.65
P7SEB5Q1 | Axis Lighting | Axis Lighting | BBSLED-B2-500-40-SO-FL-6-[NONE]-W-120-D-1-TB15-X-X-X | Indoor Luminaires | Linear Ambient | Direct Linear Ambient Luminaires | Standard | FALSE | [9 empty] | 42117 | Dimmable | Continuous Below 10 | NotYetVerified |  | 3 | 3064.3801 | 88.5531 | 34.605 | 18.17 | 0.977 | 3986 | 84.65
P21N2EHN | Axis Lighting | Axis Lighting | BBDLED-B2-500-40-SO-FL-6-[NONE]-W-120-D-1-TB15-X-X-X | Indoor Luminaires | Linear Ambient | Direct Linear Ambient Luminaires | Standard | FALSE | [9 empty] | 42117 | Dimmable | Continuous Below 10 | NotYetVerified |  | 3 | 3064.3801 | 88.5531 | 34.605 | 18.17 | 0.977 | 3986 | 84.65
P1Z8ZXXU | Axis Lighting | Axis Lighting | BBWDLED-B2-500-40-SO-FL-6-[NONE]-W-120-D-1-TB15-X-X-X | Indoor Luminaires | Linear Ambient | Direct Linear Ambient Luminaires | Standard | FALSE | [9 empty] | 42117 | Dimmable | Continuous Below 10 | NotYetVerified |  | 3 | 3064.3801 | 88.5531 | 34.605 | 18.17 | 0.977 | 3986 | 84.65
PY474RP2 | Axis Lighting | Axis Lighting | BMSLED-B2-500-40-SO-FL-6-[NONE]-W-120-D-1-TB15-X-X-X | Indoor Luminaires | Linear Ambient | Direct Linear Ambient Luminaires | Standard | FALSE | [9 empty] | 42117 | Dimmable | Continuous Below 10 | NotYetVerified |  | 3 | 3062.5425 | 88.5 | 34.605 | 18.17 | 0.977 | 3986 | 84.65
PU6T2TF2 | Axis Lighting | Axis Lighting | BMDLED-B2-500-40-SO-FL-6-[NONE]-W-120-D-1-TB15-X-X-X | Indoor Luminaires | Linear Ambient | Direct Linear Ambient Luminaires | Standard | FALSE | [9 empty] | 42117 | Dimmable | Continuous Below 10 | NotYetVerified |  | 3 | 3062.5425 | 88.5 | 34.605 | 18.17 | 0.977 | 3986 | 84.65
PQE821SB | Axis Lighting | Axis Lighting | BMRLED-B2-500-40-SO-FL-6-[NONE]-W-120-D-1-TB15-X-X-X | Indoor Luminaires | Linear Ambient | Direct Linear Ambient Luminaires | Standard | FALSE | [9 empty] | 42117 | Dimmable | Continuous Below 10 | NotYetVerified |  | 3 | 3062.5425 | 88.5 | 34.605 | 18.17 | 0.977 | 3986 | 84.65
PB6V2GB6 | Axis Lighting | Axis Lighting | BMWDLED-B2-500-40-SO-FL-6-[NONE]-W-120-D-1-TB15-X-X-X | Indoor Luminaires | Linear Ambient | Direct Linear Ambient Luminaires | Standard | FALSE | [9 empty] | 42117 | Dimmable | Continuous Below 10 | NotYetVerified |  | 3 | 3062.5425 | 88.5 | 34.605 | 18.17 | 0.977 | 3986 | 84.65
PGQ32GF9 | Axis Lighting | Axis Lighting | B6WDLED-B2-500-40-SO-FL-5-[NONE]-W-120-D-1-TB15-X-X-X | Indoor Luminaires | Linear Ambient | Direct Linear Ambient Luminaires | Standard | FALSE | [9 empty] | 42117 | Dimmable | Continuous Below 10 | NotYetVerified |  | 3 | 2558.499 | 88.7212 | 28.8375 | 18.17 | 0.977 | 3986 | 84.65
PBC8T16D | Axis Lighting | Axis Lighting | B6SLED-B2-500-40-SO-FL-5-[NONE]-W-120-D-1-TB15-X-X-X | Indoor Luminaires | Linear Ambient | Direct Linear Ambient Luminaires | Standard | FALSE | [9 empty] | 42117 | Dimmable | Continuous Below 10 | NotYetVerified |  | 3 | 2558.499 | 88.7212 | 28.8375 | 18.17 | 0.977 | 3986 | 84.65
P7WHRSSU | Axis Lighting | Axis Lighting | B6DLED-B2-500-40-SO-FL-5-[NONE]-W-120-D-1-TB15-X-X-X | Indoor Luminaires | Linear Ambient | Direct Linear Ambient Luminaires | Standard | FALSE | [9 empty] | 42117 | Dimmable | Continuous Below 10 | NotYetVerified |  | 3 | 2558.499 | 88.7212 | 28.8375 | 18.17 | 0.977 | 3986 | 84.65
PSX64CSS | Axis Lighting | Axis Lighting | BBSLED-B2-500-40-SO-FL-5-[NONE]-W-120-D-1-TB15-X-X-X | Indoor Luminaires | Linear Ambient | Direct Linear Ambient Luminaires | Standard | FALSE | [9 empty] | 42117 | Dimmable | Continuous Below 10 | NotYetVerified |  | 3 | 2553.65 | 88.5531 | 28.8375 | 18.17 | 0.977 | 3986 | 84.65
PGWFWJH6 | Axis Lighting | Axis Lighting | BBWDLED-B2-500-40-SO-FL-5-[NONE]-W-120-D-1-TB15-X-X-X | Indoor Luminaires | Linear Ambient | Direct Linear Ambient Luminaires | Standard | FALSE | [9 empty] | 42117 | Dimmable | Continuous Below 10 | NotYetVerified |  | 3 | 2553.65 | 88.5531 | 28.8375 | 18.17 | 0.977 | 3986 | 84.65
PFJCWEAN | Axis Lighting | Axis Lighting | BBDLED-B2-500-40-SO-FL-5-[NONE]-W-120-D-1-TB15-X-X-X | Indoor Luminaires | Linear Ambient | Direct Linear Ambient Luminaires | Standard | FALSE | [9 empty] | 42117 | Dimmable | Continuous Below 10 | NotYetVerified |  | 3 | 2553.65 | 88.5531 | 28.8375 | 18.17 | 0.977 | 3986 | 84.65
PSKQGJPA | Axis Lighting | Axis Lighting | BMDLED-B2-500-40-SO-FL-5-[NONE]-W-120-D-1-TB15-X-X-X | Indoor Luminaires | Linear Ambient | Direct Linear Ambient Luminaires | Standard | FALSE | [9 empty] | 42117 | Dimmable | Continuous Below 10 | NotYetVerified |  | 3 | 2552.1187 | 88.5 | 28.8375 | 18.17 | 0.977 | 3986 | 84.65
PJVH5FM2 | Axis Lighting | Axis Lighting | BMWDLED-B2-500-40-SO-FL-5-[NONE]-W-120-D-1-TB15-X-X-X | Indoor Luminaires | Linear Ambient | Direct Linear Ambient Luminaires | Standard | FALSE | [9 empty] | 42117 | Dimmable | Continuous Below 10 | NotYetVerified |  | 3 | 2552.1187 | 88.5 | 28.8375 | 18.17 | 0.977 | 3986 | 84.65
PCDWCD9V | Axis Lighting | Axis Lighting | BMSLED-B2-500-40-SO-FL-5-[NONE]-W-120-D-1-TB15-X-X-X | Indoor Luminaires | Linear Ambient | Direct Linear Ambient Luminaires | Standard | FALSE | [9 empty] | 42117 | Dimmable | Continuous Below 10 | NotYetVerified |  | 3 | 2552.1187 | 88.5 | 28.8375 | 18.17 | 0.977 | 3986 | 84.65
P9BXJQ58 | Axis Lighting | Axis Lighting | B6WDLED-B2-500-40-SO-FL-4-[NONE]-W-120-D-1-TB15-X-X-X | Indoor Luminaires | Linear Ambient | Direct Linear Ambient Luminaires | Standard | FALSE | [9 empty] | 42117 | Dimmable | Continuous Below 10 | NotYetVerified |  | 3 | 2047.105 | 88.7212 | 23.07 | 18.17 | 0.977 | 3986 | 84.65
P7KQHVGP | Axis Lighting | Axis Lighting | B6SLED-B2-500-40-SO-FL-4-[NONE]-W-120-D-1-TB15-X-X-X | Indoor Luminaires | Linear Ambient | Direct Linear Ambient Luminaires | Standard | FALSE | [9 empty] | 42117 | Dimmable | Continuous Below 10 | NotYetVerified |  | 3 | 2047.105 | 88.7212 | 23.07 | 18.17 | 0.977 | 3986 | 84.65
P2YV6M7W | Axis Lighting | Axis Lighting | B6DLED-B2-500-40-SO-FL-4-[NONE]-W-120-D-1-TB15-X-X-X | Indoor Luminaires | Linear Ambient | Direct Linear Ambient Luminaires | Standard | FALSE | [9 empty] | 42117 | Dimmable | Continuous Below 10 | NotYetVerified |  | 3 | 2047.105 | 88.7212 | 23.07 | 18.17 | 0.977 | 3986 | 84.65
PZ3VKG63 | Axis Lighting | Axis Lighting | BBDLED-B2-500-40-SO-FL-4-[NONE]-W-120-D-1-TB15-X-X-X | Indoor Luminaires | Linear Ambient | Direct Linear Ambient Luminaires | Standard | FALSE | [9 empty] | 42117 | Dimmable | Continuous Below 10 | NotYetVerified |  | 3 | 2043.2252 | 88.5531 | 23.07 | 18.17 | 0.977 | 3986 | 84.65
PEN8TD4F | Axis Lighting | Axis Lighting | BBSLED-B2-500-40-SO-FL-4-[NONE]-W-120-D-1-TB15-X-X-X | Indoor Luminaires | Linear Ambient | Direct Linear Ambient Luminaires | Standard | FALSE | [9 empty] | 42117 | Dimmable | Continuous Below 10 | NotYetVerified |  | 3 | 2043.2252 | 88.5531 | 23.07 | 18.17 | 0.977 | 3986 | 84.65
P8NTDQUW | Axis Lighting | Axis Lighting | BBWDLED-B2-500-40-SO-FL-4-[NONE]-W-120-D-1-TB15-X-X-X | Indoor Luminaires | Linear Ambient | Direct Linear Ambient Luminaires | Standard | FALSE | [9 empty] | 42117 | Dimmable | Continuous Below 10 | NotYetVerified |  | 3 | 2043.2252 | 88.5531 | 23.07 | 18.17 | 0.977 | 3986 | 84.65
PUXEHY7W | Axis Lighting | Axis Lighting | BMWDLED-B2-500-40-SO-FL-4-[NONE]-W-120-D-1-TB15-X-X-X | Indoor Luminaires | Linear Ambient | Direct Linear Ambient Luminaires | Standard | FALSE | [9 empty] | 42117 | Dimmable | Continuous Below 10 | NotYetVerified |  | 3 | 2042 | 88.5 | 23.07 | 18.17 | 0.977 | 3986 | 84.65
PSSMVJV4 | Axis Lighting | Axis Lighting | BMDLED-B2-500-40-SO-FL-4-[NONE]-W-120-D-1-TB15-X-X-X | Indoor Luminaires | Linear Ambient | Direct Linear Ambient Luminaires | Standard | FALSE | [9 empty] | 42117 | Dimmable | Continuous Below 10 | NotYetVerified |  | 3 | 2042 | 88.5 | 23.07 | 18.17 | 0.977 | 3986 | 84.65
PFXB7DPD | Axis Lighting | Axis Lighting | BMSLED-B2-500-40-SO-FL-4-[NONE]-W-120-D-1-TB15-X-X-X | Indoor Luminaires | Linear Ambient | Direct Linear Ambient Luminaires | Standard | FALSE | [9 empty] | 42117 | Dimmable | Continuous Below 10 | NotYetVerified |  | 3 | 2042 | 88.5 | 23.07 | 18.17 | 0.977 | 3986 | 84.65
PYX64CF1 | Axis Lighting | Axis Lighting | B6DLED-B2-1000-40-SO-FL-12-[NONE]-W-UNV-D-1-TB15-X-X-X | Indoor Luminaires | Linear Ambient | Direct Linear Ambient Luminaires | Standard | FALSE | [9 empty] | 42117 | Dimmable | Continuous Below 10 | NotYetVerified |  | 3 | 11750.561 | 84.9397 | 138.34 | 13.71 | 0.9886 | 3986 | 84.65
P7EWRD7F | Axis Lighting | Axis Lighting | B6WDLED-B2-1000-40-SO-FL-12-[NONE]-W-UNV-D-1-TB15-X-X-X | Indoor Luminaires | Linear Ambient | Direct Linear Ambient Luminaires | Standard | FALSE | [9 empty] | 42117 | Dimmable | Continuous Below 10 | NotYetVerified |  | 3 | 11750.561 | 84.9397 | 138.34 | 13.71 | 0.9886 | 3986 | 84.65
P1TKKKZQ | Axis Lighting | Axis Lighting | B6SLED-B2-1000-40-SO-FL-12-[NONE]-W-UNV-D-1-TB15-X-X-X | Indoor Luminaires | Linear Ambient | Direct Linear Ambient Luminaires | Standard | FALSE | [9 empty] | 42117 | Dimmable | Continuous Below 10 | NotYetVerified |  | 3 | 11750.561 | 84.9397 | 138.34 | 13.71 | 0.9886 | 3986 | 84.65
PU91ZNSN | Axis Lighting | Axis Lighting | BBDLED-B2-1000-40-SO-FL-12-[NONE]-W-UNV-D-1-TB15-X-X-X | Indoor Luminaires | Linear Ambient | Direct Linear Ambient Luminaires | Standard | FALSE | [9 empty] | 42117 | Dimmable | Continuous Below 10 | NotYetVerified |  | 3 | 11728.29 | 84.7787 | 138.34 | 13.71 | 0.9886 | 3986 | 84.65
PNNJ1HNW | Axis Lighting | Axis Lighting | BBSLED-B2-1000-40-SO-FL-12-[NONE]-W-UNV-D-1-TB15-X-X-X | Indoor Luminaires | Linear Ambient | Direct Linear Ambient Luminaires | Standard | FALSE | [9 empty] | 42117 | Dimmable | Continuous Below 10 | NotYetVerified |  | 3 | 11728.29 | 84.7787 | 138.34 | 13.71 | 0.9886 | 3986 | 84.65
PJYXSVQC | Axis Lighting | Axis Lighting | BBWDLED-B2-1000-40-SO-FL-12-[NONE]-W-UNV-D-1-TB15-X-X-X | Indoor Luminaires | Linear Ambient | Direct Linear Ambient Luminaires | Standard | FALSE | [9 empty] | 42117 | Dimmable | Continuous Below 10 | NotYetVerified |  | 3 | 11728.29 | 84.7787 | 138.34 | 13.71 | 0.9886 | 3986 | 84.65
PYZJS3EV | Axis Lighting | Axis Lighting | BMDLED-B2-1000-40-SO-FL-12-[NONE]-W-UNV-D-1-TB15-X-X-X | Indoor Luminaires | Linear Ambient | Direct Linear Ambient Luminaires | Standard | FALSE | [9 empty] | 42117 | Dimmable | Continuous Below 10 | NotYetVerified |  | 3 | 11721.257 | 84.7279 | 138.34 | 13.71 | 0.9886 | 3986 | 84.65
PGU3KKQ3 | Axis Lighting | Axis Lighting | BMWDLED-B2-1000-40-SO-FL-12-[NONE]-W-UNV-D-1-TB15-X-X-X | Indoor Luminaires | Linear Ambient | Direct Linear Ambient Luminaires | Standard | FALSE | [9 empty] | 42117 | Dimmable | Continuous Below 10 | NotYetVerified |  | 3 | 11721.257 | 84.7279 | 138.34 | 13.71 | 0.9886 | 3986 | 84.65
P4QCE17G | Axis Lighting | Axis Lighting | BMSLED-B2-1000-40-SO-FL-12-[NONE]-W-UNV-D-1-TB15-X-X-X | Indoor Luminaires | Linear Ambient | Direct Linear Ambient Luminaires | Standard | FALSE | [9 empty] | 42117 | Dimmable | Continuous Below 10 | NotYetVerified |  | 3 | 11721.257 | 84.7279 | 138.34 | 13.71 | 0.9886 | 3986 | 84.65
PUZ9X4GU | Axis Lighting | Axis Lighting | B6DLED-B2-1000-40-SO-FL-8-[NONE]-W-UNV-D-1-TB15-X-X-X | Indoor Luminaires | Linear Ambient | Direct Linear Ambient Luminaires | Standard | FALSE | [9 empty] | 42117 | Dimmable | Continuous Below 10 | NotYetVerified |  | 3 | 7919.7793 | 84.9397 | 93.24 | 13.71 | 0.9886 | 3986 | 84.65
PQAPYR2Q | Axis Lighting | Axis Lighting | B6WDLED-B2-1000-40-SO-FL-8-[NONE]-W-UNV-D-1-TB15-X-X-X | Indoor Luminaires | Linear Ambient | Direct Linear Ambient Luminaires | Standard | FALSE | [9 empty] | 42117 | Dimmable | Continuous Below 10 | NotYetVerified |  | 3 | 7919.7793 | 84.9397 | 93.24 | 13.71 | 0.9886 | 3986 | 84.65
PA2T3F9Z | Axis Lighting | Axis Lighting | B6SLED-B2-1000-40-SO-FL-8-[NONE]-W-UNV-D-1-TB15-X-X-X | Indoor Luminaires | Linear Ambient | Direct Linear Ambient Luminaires | Standard | FALSE | [9 empty] | 42117 | Dimmable | Continuous Below 10 | NotYetVerified |  | 3 | 7919.7793 | 84.9397 | 93.24 | 13.71 | 0.9886 | 3986 | 84.65
PMAK7VE5 | Axis Lighting | Axis Lighting | BBSLED-B2-1000-40-SO-FL-8-[NONE]-W-UNV-D-1-TB15-X-X-X | Indoor Luminaires | Linear Ambient | Direct Linear Ambient Luminaires | Standard | FALSE | [9 empty] | 42117 | Dimmable | Continuous Below 10 | NotYetVerified |  | 3 | 7904.769 | 84.7787 | 93.24 | 13.71 | 0.9886 | 3986 | 84.65
P4YTYC8E | Axis Lighting | Axis Lighting | BBWDLED-B2-1000-40-SO-FL-8-[NONE]-W-UNV-D-1-TB15-X-X-X | Indoor Luminaires | Linear Ambient | Direct Linear Ambient Luminaires | Standard | FALSE | [9 empty] | 42117 | Dimmable | Continuous Below 10 | NotYetVerified |  | 3 | 7904.769 | 84.7787 | 93.24 | 13.71 | 0.9886 | 3986 | 84.65
P3171WCP | Axis Lighting | Axis Lighting | BBDLED-B2-1000-40-SO-FL-8-[NONE]-W-UNV-D-1-TB15-X-X-X | Indoor Luminaires | Linear Ambient | Direct Linear Ambient Luminaires | Standard | FALSE | [9 empty] | 42117 | Dimmable | Continuous Below 10 | NotYetVerified |  | 3 | 7904.769 | 84.7787 | 93.24 | 13.71 | 0.9886 | 3986 | 84.65
PZHASVZC | Axis Lighting | Axis Lighting | BMSLED-B2-1000-40-SO-FL-8-[NONE]-W-UNV-D-1-TB15-X-X-X | Indoor Luminaires | Linear Ambient | Direct Linear Ambient Luminaires | Standard | FALSE | [9 empty] | 42117 | Dimmable | Continuous Below 10 | NotYetVerified |  | 3 | 7900.029 | 84.7279 | 93.24 | 13.71 | 0.9886 | 3986 | 84.65
PWVEX1NB | Axis Lighting | Axis Lighting | BMWDLED-B2-1000-40-SO-FL-8-[NONE]-W-UNV-D-1-TB15-X-X-X | Indoor Luminaires | Linear Ambient | Direct Linear Ambient Luminaires | Standard | FALSE | [9 empty] | 42117 | Dimmable | Continuous Below 10 | NotYetVerified |  | 3 | 7900.029 | 84.7279 | 93.24 | 13.71 | 0.9886 | 3986 | 84.65
P7WBVHGC | Axis Lighting | Axis Lighting | BMDLED-B2-1000-40-SO-FL-8-[NONE]-W-UNV-D-1-TB15-X-X-X | Indoor Luminaires | Linear Ambient | Direct Linear Ambient Luminaires | Standard | FALSE | [9 empty] | 42117 | Dimmable | Continuous Below 10 | NotYetVerified |  | 3 | 7900.029 | 84.7279 | 93.24 | 13.71 | 0.9886 | 3986 | 84.65
PZF7XX9B | Axis Lighting | Axis Lighting | B6SLED-B2-1000-40-SO-FL-6-[NONE]-W-UNV-D-1-TB15-X-X-X | Indoor Luminaires | Linear Ambient | Direct Linear Ambient Luminaires | Standard | FALSE | [9 empty] | 42117 | Dimmable | Continuous Below 10 | NotYetVerified |  | 3 | 5939.8345 | 84.9397 | 69.93 | 13.71 | 0.9886 | 3986 | 84.65
PG9BBKS1 | Axis Lighting | Axis Lighting | B6DLED-B2-1000-40-SO-FL-6-[NONE]-W-UNV-D-1-TB15-X-X-X | Indoor Luminaires | Linear Ambient | Direct Linear Ambient Luminaires | Standard | FALSE | [9 empty] | 42117 | Dimmable | Continuous Below 10 | NotYetVerified |  | 3 | 5939.8345 | 84.9397 | 69.93 | 13.71 | 0.9886 | 3986 | 84.65
PE7RJ92Z | Axis Lighting | Axis Lighting | B6RLED-B2-1000-40-SO-FL-6-[NONE]-W-UNV-D-1-TB15-X-X-X | Indoor Luminaires | Linear Ambient | Direct Linear Ambient Luminaires | Standard | FALSE | [9 empty] | 42117 | Dimmable | Continuous Below 10 | NotYetVerified |  | 3 | 5939.8345 | 84.9397 | 69.93 | 13.71 | 0.9886 | 3986 | 84.65
P4VAHDD9 | Axis Lighting | Axis Lighting | B6WDLED-B2-1000-40-SO-FL-6-[NONE]-W-UNV-D-1-TB15-X-X-X | Indoor Luminaires | Linear Ambient | Direct Linear Ambient Luminaires | Standard | FALSE | [9 empty] | 42117 | Dimmable | Continuous Below 10 | NotYetVerified |  | 3 | 5939.8345 | 84.9397 | 69.93 | 13.71 | 0.9886 | 3986 | 84.65
PVXZDSGY | Axis Lighting | Axis Lighting | BBSLED-B2-1000-40-SO-FL-6-[NONE]-W-UNV-D-1-TB15-X-X-X | Indoor Luminaires | Linear Ambient | Direct Linear Ambient Luminaires | Standard | FALSE | [9 empty] | 42117 | Dimmable | Continuous Below 10 | NotYetVerified |  | 3 | 5928.5767 | 84.7787 | 69.93 | 13.71 | 0.9886 | 3986 | 84.65
PQBKMYCQ | Axis Lighting | Axis Lighting | BBWDLED-B2-1000-40-SO-FL-6-[NONE]-W-UNV-D-1-TB15-X-X-X | Indoor Luminaires | Linear Ambient | Direct Linear Ambient Luminaires | Standard | FALSE | [9 empty] | 42117 | Dimmable | Continuous Below 10 | NotYetVerified |  | 3 | 5928.5767 | 84.7787 | 69.93 | 13.71 | 0.9886 | 3986 | 84.65
PP52AK31 | Axis Lighting | Axis Lighting | BBRLED-B2-1000-40-SO-FL-6-[NONE]-W-UNV-D-1-TB15-X-X-X | Indoor Luminaires | Linear Ambient | Direct Linear Ambient Luminaires | Standard | FALSE | [9 empty] | 42117 | Dimmable | Continuous Below 10 | NotYetVerified |  | 3 | 5928.5767 | 84.7787 | 69.93 | 13.71 | 0.9886 | 3986 | 84.65
PJQ82G37 | Axis Lighting | Axis Lighting | BBDLED-B2-1000-40-SO-FL-6-[NONE]-W-UNV-D-1-TB15-X-X-X | Indoor Luminaires | Linear Ambient | Direct Linear Ambient Luminaires | Standard | FALSE | [9 empty] | 42117 | Dimmable | Continuous Below 10 | NotYetVerified |  | 3 | 5928.5767 | 84.7787 | 69.93 | 13.71 | 0.9886 | 3986 | 84.65
PF6DUEZG | Axis Lighting | Axis Lighting | BMWDLED-B2-1000-40-SO-FL-6-[NONE]-W-UNV-D-1-TB15-X-X-X | Indoor Luminaires | Linear Ambient | Direct Linear Ambient Luminaires | Standard | FALSE | [9 empty] | 42117 | Dimmable | Continuous Below 10 | NotYetVerified |  | 3 | 5925.022 | 84.7279 | 69.93 | 13.71 | 0.9886 | 3986 | 84.65
PEQM3HWS | Axis Lighting | Axis Lighting | BMDLED-B2-1000-40-SO-FL-6-[NONE]-W-UNV-D-1-TB15-X-X-X | Indoor Luminaires | Linear Ambient | Direct Linear Ambient Luminaires | Standard | FALSE | [9 empty] | 42117 | Dimmable | Continuous Below 10 | NotYetVerified |  | 3 | 5925.022 | 84.7279 | 69.93 | 13.71 | 0.9886 | 3986 | 84.65
PBAY56MA | Axis Lighting | Axis Lighting | BMSLED-B2-1000-40-SO-FL-6-[NONE]-W-UNV-D-1-TB15-X-X-X | Indoor Luminaires | Linear Ambient | Direct Linear Ambient Luminaires | Standard | FALSE | [9 empty] | 42117 | Dimmable | Continuous Below 10 | NotYetVerified |  | 3 | 5925.022 | 84.7279 | 69.93 | 13.71 | 0.9886 | 3986 | 84.65
P45ZFD4K | Axis Lighting | Axis Lighting | BMRLED-B2-1000-40-SO-FL-6-[NONE]-W-UNV-D-1-TB15-X-X-X | Indoor Luminaires | Linear Ambient | Direct Linear Ambient Luminaires | Standard | FALSE | [9 empty] | 42117 | Dimmable | Continuous Below 10 | NotYetVerified |  | 3 | 5925.022 | 84.7279 | 69.93 | 13.71 | 0.9886 | 3986 | 84.65
PYMXGJMD | Axis Lighting | Axis Lighting | B6SLED-B2-1000-40-SO-FL-5-[NONE]-W-UNV-D-1-TB15-X-X-X | Indoor Luminaires | Linear Ambient | Direct Linear Ambient Luminaires | Standard | FALSE | [9 empty] | 42117 | Dimmable | Continuous Below 10 | NotYetVerified |  | 3 | 4949.862 | 84.9397 | 58.275 | 13.71 | 0.9886 | 3986 | 84.65
PPVB6895 | Axis Lighting | Axis Lighting | B6DLED-B2-1000-40-SO-FL-5-[NONE]-W-UNV-D-1-TB15-X-X-X | Indoor Luminaires | Linear Ambient | Direct Linear Ambient Luminaires | Standard | FALSE | [9 empty] | 42117 | Dimmable | Continuous Below 10 | NotYetVerified |  | 3 | 4949.862 | 84.9397 | 58.275 | 13.71 | 0.9886 | 3986 | 84.65
PDQJ1PUY | Axis Lighting | Axis Lighting | B6WDLED-B2-1000-40-SO-FL-5-[NONE]-W-UNV-D-1-TB15-X-X-X | Indoor Luminaires | Linear Ambient | Direct Linear Ambient Luminaires | Standard | FALSE | [9 empty] | 42117 | Dimmable | Continuous Below 10 | NotYetVerified |  | 3 | 4949.862 | 84.9397 | 58.275 | 13.71 | 0.9886 | 3986 | 84.65
PZTQ826N | Axis Lighting | Axis Lighting | BBDLED-B2-1000-40-SO-FL-5-[NONE]-W-UNV-D-1-TB15-X-X-X | Indoor Luminaires | Linear Ambient | Direct Linear Ambient Luminaires | Standard | FALSE | [9 empty] | 42117 | Dimmable | Continuous Below 10 | NotYetVerified |  | 3 | 4940.4805 | 84.7787 | 58.275 | 13.71 | 0.9886 | 3986 | 84.65
PGUHX3KV | Axis Lighting | Axis Lighting | BBWDLED-B2-1000-40-SO-FL-5-[NONE]-W-UNV-D-1-TB15-X-X-X | Indoor Luminaires | Linear Ambient | Direct Linear Ambient Luminaires | Standard | FALSE | [9 empty] | 42117 | Dimmable | Continuous Below 10 | NotYetVerified |  | 3 | 4940.4805 | 84.7787 | 58.275 | 13.71 | 0.9886 | 3986 | 84.65
P4NCR2SU | Axis Lighting | Axis Lighting | BBSLED-B2-1000-40-SO-FL-5-[NONE]-W-UNV-D-1-TB15-X-X-X | Indoor Luminaires | Linear Ambient | Direct Linear Ambient Luminaires | Standard | FALSE | [9 empty] | 42117 | Dimmable | Continuous Below 10 | NotYetVerified |  | 3 | 4940.4805 | 84.7787 | 58.275 | 13.71 | 0.9886 | 3986 | 84.65
PHB3NEZU | Axis Lighting | Axis Lighting | BMWDLED-B2-1000-40-SO-FL-5-[NONE]-W-UNV-D-1-TB15-X-X-X | Indoor Luminaires | Linear Ambient | Direct Linear Ambient Luminaires | Standard | FALSE | [9 empty] | 42117 | Dimmable | Continuous Below 10 | NotYetVerified |  | 3 | 4937.518 | 84.7279 | 58.275 | 13.71 | 0.9886 | 3986 | 84.65
P7VJ8DZ5 | Axis Lighting | Axis Lighting | BMSLED-B2-1000-40-SO-FL-5-[NONE]-W-UNV-D-1-TB15-X-X-X | Indoor Luminaires | Linear Ambient | Direct Linear Ambient Luminaires | Standard | FALSE | [9 empty] | 42117 | Dimmable | Continuous Below 10 | NotYetVerified |  | 3 | 4937.518 | 84.7279 | 58.275 | 13.71 | 0.9886 | 3986 | 84.65
P1DQ4BB1 | Axis Lighting | Axis Lighting | BMDLED-B2-1000-40-SO-FL-5-[NONE]-W-UNV-D-1-TB15-X-X-X | Indoor Luminaires | Linear Ambient | Direct Linear Ambient Luminaires | Standard | FALSE | [9 empty] | 42117 | Dimmable | Continuous Below 10 | NotYetVerified |  | 3 | 4937.518 | 84.7279 | 58.275 | 13.71 | 0.9886 | 3986 | 84.65
PXJGTHMF | Axis Lighting | Axis Lighting | B6DLED-B2-1000-40-SO-FL-4-[NONE]-W-UNV-D-1-TB15-X-X-X | Indoor Luminaires | Linear Ambient | Direct Linear Ambient Luminaires | Standard | FALSE | [9 empty] | 42117 | Dimmable | Continuous Below 10 | NotYetVerified |  | 3 | 3959.8896 | 84.9397 | 46.62 | 13.71 | 0.9886 | 3986 | 84.65
PU17XF1D | Axis Lighting | Axis Lighting | B6SLED-B2-1000-40-SO-FL-4-[NONE]-W-UNV-D-1-TB15-X-X-X | Indoor Luminaires | Linear Ambient | Direct Linear Ambient Luminaires | Standard | FALSE | [9 empty] | 42117 | Dimmable | Continuous Below 10 | NotYetVerified |  | 3 | 3959.8896 | 84.9397 | 46.62 | 13.71 | 0.9886 | 3986 | 84.65
P1U4ZX2A | Axis Lighting | Axis Lighting | B6WDLED-B2-1000-40-SO-FL-4-[NONE]-W-UNV-D-1-TB15-X-X-X | Indoor Luminaires | Linear Ambient | Direct Linear Ambient Luminaires | Standard | FALSE | [9 empty] | 42117 | Dimmable | Continuous Below 10 | NotYetVerified |  | 3 | 3959.8896 | 84.9397 | 46.62 | 13.71 | 0.9886 | 3986 | 84.65
PSH5BJS4 | Axis Lighting | Axis Lighting | BBWDLED-B2-1000-40-SO-FL-4-[NONE]-W-UNV-D-1-TB15-X-X-X | Indoor Luminaires | Linear Ambient | Direct Linear Ambient Luminaires | Standard | FALSE | [9 empty] | 42117 | Dimmable | Continuous Below 10 | NotYetVerified |  | 3 | 3952.3845 | 84.7787 | 46.62 | 13.71 | 0.9886 | 3986 | 84.65
PDG5AD28 | Axis Lighting | Axis Lighting | BBDLED-B2-1000-40-SO-FL-4-[NONE]-W-UNV-D-1-TB15-X-X-X | Indoor Luminaires | Linear Ambient | Direct Linear Ambient Luminaires | Standard | FALSE | [9 empty] | 42117 | Dimmable | Continuous Below 10 | NotYetVerified |  | 3 | 3952.3845 | 84.7787 | 46.62 | 13.71 | 0.9886 | 3986 | 84.65
P1R9NJ79 | Axis Lighting | Axis Lighting | BBSLED-B2-1000-40-SO-FL-4-[NONE]-W-UNV-D-1-TB15-X-X-X | Indoor Luminaires | Linear Ambient | Direct Linear Ambient Luminaires | Standard | FALSE | [9 empty] | 42117 | Dimmable | Continuous Below 10 | NotYetVerified |  | 3 | 3952.3845 | 84.7787 | 46.62 | 13.71 | 0.9886 | 3986 | 84.65
PZTSWVZ6 | Axis Lighting | Axis Lighting | BMDLED-B2-1000-40-SO-FL-4-[NONE]-W-UNV-D-1-TB15-X-X-X | Indoor Luminaires | Linear Ambient | Direct Linear Ambient Luminaires | Standard | FALSE | [9 empty] | 42117 | Dimmable | Continuous Below 10 | NotYetVerified |  | 3 | 3950.0144 | 84.7279 | 46.62 | 13.71 | 0.9886 | 3986 | 84.65
PV1ET4CA | Axis Lighting | Axis Lighting | BMWDLED-B2-1000-40-SO-FL-4-[NONE]-W-UNV-D-1-TB15-X-X-X | Indoor Luminaires | Linear Ambient | Direct Linear Ambient Luminaires | Standard | FALSE | [9 empty] | 42117 | Dimmable | Continuous Below 10 | NotYetVerified |  | 3 | 3950.0144 | 84.7279 | 46.62 | 13.71 | 0.9886 | 3986 | 84.65
PEN2WNND | Axis Lighting | Axis Lighting | BMSLED-B2-1000-40-SO-FL-4-[NONE]-W-UNV-D-1-TB15-X-X-X | Indoor Luminaires | Linear Ambient | Direct Linear Ambient Luminaires | Standard | FALSE | [9 empty] | 42117 | Dimmable | Continuous Below 10 | NotYetVerified |  | 3 | 3950.0144 | 84.7279 | 46.62 | 13.71 | 0.9886 | 3986 | 84.65
PNN4ZSXD | Axis Lighting | Axis Lighting | B6DLED-B2-700-35-SO-FL-12-[NONE]-W-UNV-D-1-TB15-X-X-X | Indoor Luminaires | Linear Ambient | Direct Linear Ambient Luminaires | Standard | FALSE | [9 empty] | 42117 | Dimmable | Continuous Below 10 | NotYetVerified |  | 3 | 7956.079 | 84.6595 | 93.9774 | 21.18 | 0.8923 | 3474 | 83.72
PGGVWEF8 | Axis Lighting | Axis Lighting | B6SLED-B2-700-35-SO-FL-12-[NONE]-W-UNV-D-1-TB15-X-X-X | Indoor Luminaires | Linear Ambient | Direct Linear Ambient Luminaires | Standard | FALSE | [9 empty] | 42117 | Dimmable | Continuous Below 10 | NotYetVerified |  | 3 | 7956.079 | 84.6595 | 93.9774 | 21.18 | 0.8923 | 3474 | 83.72
P8VMQ4ES | Axis Lighting | Axis Lighting | B6WDLED-B2-700-35-SO-FL-12-[NONE]-W-UNV-D-1-TB15-X-X-X | Indoor Luminaires | Linear Ambient | Direct Linear Ambient Luminaires | Standard | FALSE | [9 empty] | 42117 | Dimmable | Continuous Below 10 | NotYetVerified |  | 3 | 7956.079 | 84.6595 | 93.9774 | 21.18 | 0.8923 | 3474 | 83.72
PQUZAA7U | Axis Lighting | Axis Lighting | BBSLED-B2-700-35-SO-FL-12-[NONE]-W-UNV-D-1-TB15-X-X-X | Indoor Luminaires | Linear Ambient | Direct Linear Ambient Luminaires | Standard | FALSE | [9 empty] | 42117 | Dimmable | Continuous Below 10 | NotYetVerified |  | 3 | 7941.0005 | 84.499 | 93.9774 | 21.18 | 0.8923 | 3474 | 83.72
P67AM6PY | Axis Lighting | Axis Lighting | BBDLED-B2-700-35-SO-FL-12-[NONE]-W-UNV-D-1-TB15-X-X-X | Indoor Luminaires | Linear Ambient | Direct Linear Ambient Luminaires | Standard | FALSE | [9 empty] | 42117 | Dimmable | Continuous Below 10 | NotYetVerified |  | 3 | 7941.0005 | 84.499 | 93.9774 | 21.18 | 0.8923 | 3474 | 83.72
P1UMJX1Q | Axis Lighting | Axis Lighting | BBWDLED-B2-700-35-SO-FL-12-[NONE]-W-UNV-D-1-TB15-X-X-X | Indoor Luminaires | Linear Ambient | Direct Linear Ambient Luminaires | Standard | FALSE | [9 empty] | 42117 | Dimmable | Continuous Below 10 | NotYetVerified |  | 3 | 7941.0005 | 84.499 | 93.9774 | 21.18 | 0.8923 | 3474 | 83.72
PSYH1RW5 | Axis Lighting | Axis Lighting | BMDLED-B2-700-35-SO-FL-12-[NONE]-W-UNV-D-1-TB15-X-X-X | Indoor Luminaires | Linear Ambient | Direct Linear Ambient Luminaires | Standard | FALSE | [9 empty] | 42117 | Dimmable | Continuous Below 10 | NotYetVerified |  | 3 | 7936.239 | 84.4484 | 93.9774 | 21.18 | 0.8923 | 3474 | 83.72
PSF1AUXT | Axis Lighting | Axis Lighting | BMWDLED-B2-700-35-SO-FL-12-[NONE]-W-UNV-D-1-TB15-X-X-X | Indoor Luminaires | Linear Ambient | Direct Linear Ambient Luminaires | Standard | FALSE | [9 empty] | 42117 | Dimmable | Continuous Below 10 | NotYetVerified |  | 3 | 7936.239 | 84.4484 | 93.9774 | 21.18 | 0.8923 | 3474 | 83.72
P8XY2MFP | Axis Lighting | Axis Lighting | BMSLED-B2-700-35-SO-FL-12-[NONE]-W-UNV-D-1-TB15-X-X-X | Indoor Luminaires | Linear Ambient | Direct Linear Ambient Luminaires | Standard | FALSE | [9 empty] | 42117 | Dimmable | Continuous Below 10 | NotYetVerified |  | 3 | 7936.239 | 84.4484 | 93.9774 | 21.18 | 0.8923 | 3474 | 83.72
PQTMM9HY | Axis Lighting | Axis Lighting | B6WDLED-B2-700-35-SO-FL-8-[NONE]-W-UNV-D-1-TB15-X-X-X | Indoor Luminaires | Linear Ambient | Direct Linear Ambient Luminaires | Standard | FALSE | [9 empty] | 42117 | Dimmable | Continuous Below 10 | NotYetVerified |  | 3 | 5362.3306 | 84.6595 | 63.34 | 21.18 | 0.8923 | 3474 | 83.72
P88TNUF1 | Axis Lighting | Axis Lighting | B6SLED-B2-700-35-SO-FL-8-[NONE]-W-UNV-D-1-TB15-X-X-X | Indoor Luminaires | Linear Ambient | Direct Linear Ambient Luminaires | Standard | FALSE | [9 empty] | 42117 | Dimmable | Continuous Below 10 | NotYetVerified |  | 3 | 5362.3306 | 84.6595 | 63.34 | 21.18 | 0.8923 | 3474 | 83.72
P3W2GHNS | Axis Lighting | Axis Lighting | B6DLED-B2-700-35-SO-FL-8-[NONE]-W-UNV-D-1-TB15-X-X-X | Indoor Luminaires | Linear Ambient | Direct Linear Ambient Luminaires | Standard | FALSE | [9 empty] | 42117 | Dimmable | Continuous Below 10 | NotYetVerified |  | 3 | 5362.3306 | 84.6595 | 63.34 | 21.18 | 0.8923 | 3474 | 83.72
PQ7GZV11 | Axis Lighting | Axis Lighting | BBWDLED-B2-700-35-SO-FL-8-[NONE]-W-UNV-D-1-TB15-X-X-X | Indoor Luminaires | Linear Ambient | Direct Linear Ambient Luminaires | Standard | FALSE | [9 empty] | 42117 | Dimmable | Continuous Below 10 | NotYetVerified |  | 3 | 5352.1675 | 84.499 | 63.34 | 21.18 | 0.8923 | 3474 | 83.72
PBD9DE2H | Axis Lighting | Axis Lighting | BBSLED-B2-700-35-SO-FL-8-[NONE]-W-UNV-D-1-TB15-X-X-X | Indoor Luminaires | Linear Ambient | Direct Linear Ambient Luminaires | Standard | FALSE | [9 empty] | 42117 | Dimmable | Continuous Below 10 | NotYetVerified |  | 3 | 5352.1675 | 84.499 | 63.34 | 21.18 | 0.8923 | 3474 | 83.72
PAGGC86F | Axis Lighting | Axis Lighting | BBDLED-B2-700-35-SO-FL-8-[NONE]-W-UNV-D-1-TB15-X-X-X | Indoor Luminaires | Linear Ambient | Direct Linear Ambient Luminaires | Standard | FALSE | [9 empty] | 42117 | Dimmable | Continuous Below 10 | NotYetVerified |  | 3 | 5352.1675 | 84.499 | 63.34 | 21.18 | 0.8923 | 3474 | 83.72
PBHBS5GS | Axis Lighting | Axis Lighting | BMSLED-B2-700-35-SO-FL-8-[NONE]-W-UNV-D-1-TB15-X-X-X | Indoor Luminaires | Linear Ambient | Direct Linear Ambient Luminaires | Standard | FALSE | [9 empty] | 42117 | Dimmable | Continuous Below 10 | NotYetVerified |  | 3 | 5348.9585 | 84.4484 | 63.34 | 21.18 | 0.8923 | 3474 | 83.72
P8CXZFA5 | Axis Lighting | Axis Lighting | BMWDLED-B2-700-35-SO-FL-8-[NONE]-W-UNV-D-1-TB15-X-X-X | Indoor Luminaires | Linear Ambient | Direct Linear Ambient Luminaires | Standard | FALSE | [9 empty] | 42117 | Dimmable | Continuous Below 10 | NotYetVerified |  | 3 | 5348.9585 | 84.4484 | 63.34 | 21.18 | 0.8923 | 3474 | 83.72
P14YMR1Y | Axis Lighting | Axis Lighting | BMDLED-B2-700-35-SO-FL-8-[NONE]-W-UNV-D-1-TB15-X-X-X | Indoor Luminaires | Linear Ambient | Direct Linear Ambient Luminaires | Standard | FALSE | [9 empty] | 42117 | Dimmable | Continuous Below 10 | NotYetVerified |  | 3 | 5348.9585 | 84.4484 | 63.34 | 21.18 | 0.8923 | 3474 | 83.72
PZM9X16J | Axis Lighting | Axis Lighting | B6RLED-B2-700-35-SO-FL-6-[NONE]-W-UNV-D-1-TB15-X-X-X | Indoor Luminaires | Linear Ambient | Direct Linear Ambient Luminaires | Standard | FALSE | [9 empty] | 42117 | Dimmable | Continuous Below 10 | NotYetVerified |  | 3 | 4021.748 | 84.6595 | 47.505 | 21.18 | 0.8923 | 3474 | 83.72
PGMTZ2TT | Axis Lighting | Axis Lighting | B6DLED-B2-700-35-SO-FL-6-[NONE]-W-UNV-D-1-TB15-X-X-X | Indoor Luminaires | Linear Ambient | Direct Linear Ambient Luminaires | Standard | FALSE | [9 empty] | 42117 | Dimmable | Continuous Below 10 | NotYetVerified |  | 3 | 4021.748 | 84.6595 | 47.505 | 21.18 | 0.8923 | 3474 | 83.72
PEB7MWC4 | Axis Lighting | Axis Lighting | B6SLED-B2-700-35-SO-FL-6-[NONE]-W-UNV-D-1-TB15-X-X-X | Indoor Luminaires | Linear Ambient | Direct Linear Ambient Luminaires | Standard | FALSE | [9 empty] | 42117 | Dimmable | Continuous Below 10 | NotYetVerified |  | 3 | 4021.748 | 84.6595 | 47.505 | 21.18 | 0.8923 | 3474 | 83.72
PCH5C3DK | Axis Lighting | Axis Lighting | B6WDLED-B2-700-35-SO-FL-6-[NONE]-W-UNV-D-1-TB15-X-X-X | Indoor Luminaires | Linear Ambient | Direct Linear Ambient Luminaires | Standard | FALSE | [9 empty] | 42117 | Dimmable | Continuous Below 10 | NotYetVerified |  | 3 | 4021.748 | 84.6595 | 47.505 | 21.18 | 0.8923 | 3474 | 83.72
PYE61XXN | Axis Lighting | Axis Lighting | BBDLED-B2-700-35-SO-FL-6-[NONE]-W-UNV-D-1-TB15-X-X-X | Indoor Luminaires | Linear Ambient | Direct Linear Ambient Luminaires | Standard | FALSE | [9 empty] | 42117 | Dimmable | Continuous Below 10 | NotYetVerified |  | 3 | 4014.1257 | 84.499 | 47.505 | 21.18 | 0.8923 | 3474 | 83.72
PUM6Q53G | Axis Lighting | Axis Lighting | BBRLED-B2-700-35-SO-FL-6-[NONE]-W-UNV-D-1-TB15-X-X-X | Indoor Luminaires | Linear Ambient | Direct Linear Ambient Luminaires | Standard | FALSE | [9 empty] | 42117 | Dimmable | Continuous Below 10 | NotYetVerified |  | 3 | 4014.1257 | 84.499 | 47.505 | 21.18 | 0.8923 | 3474 | 83.72
PNK2CB7T | Axis Lighting | Axis Lighting | BBWDLED-B2-700-35-SO-FL-6-[NONE]-W-UNV-D-1-TB15-X-X-X | Indoor Luminaires | Linear Ambient | Direct Linear Ambient Luminaires | Standard | FALSE | [9 empty] | 42117 | Dimmable | Continuous Below 10 | NotYetVerified |  | 3 | 4014.1257 | 84.499 | 47.505 | 21.18 | 0.8923 | 3474 | 83.72
PN3JNBYU | Axis Lighting | Axis Lighting | BBSLED-B2-700-35-SO-FL-6-[NONE]-W-UNV-D-1-TB15-X-X-X | Indoor Luminaires | Linear Ambient | Direct Linear Ambient Luminaires | Standard | FALSE | [9 empty] | 42117 | Dimmable | Continuous Below 10 | NotYetVerified |  | 3 | 4014.1257 | 84.499 | 47.505 | 21.18 | 0.8923 | 3474 | 83.72
PXU9J21N | Axis Lighting | Axis Lighting | BMWDLED-B2-700-35-SO-FL-6-[NONE]-W-UNV-D-1-TB15-X-X-X | Indoor Luminaires | Linear Ambient | Direct Linear Ambient Luminaires | Standard | FALSE | [9 empty] | 42117 | Dimmable | Continuous Below 10 | NotYetVerified |  | 3 | 4011.7188 | 84.4484 | 47.505 | 21.18 | 0.8923 | 3474 | 83.72
PWKPBTM3 | Axis Lighting | Axis Lighting | BMSLED-B2-700-35-SO-FL-6-[NONE]-W-UNV-D-1-TB15-X-X-X | Indoor Luminaires | Linear Ambient | Direct Linear Ambient Luminaires | Standard | FALSE | [9 empty] | 42117 | Dimmable | Continuous Below 10 | NotYetVerified |  | 3 | 4011.7188 | 84.4484 | 47.505 | 21.18 | 0.8923 | 3474 | 83.72
PF7Y2S29 | Axis Lighting | Axis Lighting | BMDLED-B2-700-35-SO-FL-6-[NONE]-W-UNV-D-1-TB15-X-X-X | Indoor Luminaires | Linear Ambient | Direct Linear Ambient Luminaires | Standard | FALSE | [9 empty] | 42117 | Dimmable | Continuous Below 10 | NotYetVerified |  | 3 | 4011.7188 | 84.4484 | 47.505 | 21.18 | 0.8923 | 3474 | 83.72
P32RB4X9 | Axis Lighting | Axis Lighting | BMRLED-B2-700-35-SO-FL-6-[NONE]-W-UNV-D-1-TB15-X-X-X | Indoor Luminaires | Linear Ambient | Direct Linear Ambient Luminaires | Standard | FALSE | [9 empty] | 42117 | Dimmable | Continuous Below 10 | NotYetVerified |  | 3 | 4011.7188 | 84.4484 | 47.505 | 21.18 | 0.8923 | 3474 | 83.72
PHBX355D | Axis Lighting | Axis Lighting | B6SLED-B2-700-35-SO-FL-5-[NONE]-W-UNV-D-1-TB15-X-X-X | Indoor Luminaires | Linear Ambient | Direct Linear Ambient Luminaires | Standard | FALSE | [9 empty] | 42117 | Dimmable | Continuous Below 10 | NotYetVerified |  | 3 | 3351.4568 | 84.6595 | 39.5875 | 21.18 | 0.8923 | 3474 | 83.72
PH2F8QD7 | Axis Lighting | Axis Lighting | B6WDLED-B2-700-35-SO-FL-5-[NONE]-W-UNV-D-1-TB15-X-X-X | Indoor Luminaires | Linear Ambient | Direct Linear Ambient Luminaires | Standard | FALSE | [9 empty] | 42117 | Dimmable | Continuous Below 10 | NotYetVerified |  | 3 | 3351.4568 | 84.6595 | 39.5875 | 21.18 | 0.8923 | 3474 | 83.72
PA5MRBST | Axis Lighting | Axis Lighting | B6DLED-B2-700-35-SO-FL-5-[NONE]-W-UNV-D-1-TB15-X-X-X | Indoor Luminaires | Linear Ambient | Direct Linear Ambient Luminaires | Standard | FALSE | [9 empty] | 42117 | Dimmable | Continuous Below 10 | NotYetVerified |  | 3 | 3351.4568 | 84.6595 | 39.5875 | 21.18 | 0.8923 | 3474 | 83.72
PPNARE12 | Axis Lighting | Axis Lighting | BBWDLED-B2-700-35-SO-FL-5-[NONE]-W-UNV-D-1-TB15-X-X-X | Indoor Luminaires | Linear Ambient | Direct Linear Ambient Luminaires | Standard | FALSE | [9 empty] | 42117 | Dimmable | Continuous Below 10 | NotYetVerified |  | 3 | 3345.1047 | 84.499 | 39.5875 | 21.18 | 0.8923 | 3474 | 83.72
PPB25MP8 | Axis Lighting | Axis Lighting | BBDLED-B2-700-35-SO-FL-5-[NONE]-W-UNV-D-1-TB15-X-X-X | Indoor Luminaires | Linear Ambient | Direct Linear Ambient Luminaires | Standard | FALSE | [9 empty] | 42117 | Dimmable | Continuous Below 10 | NotYetVerified |  | 3 | 3345.1047 | 84.499 | 39.5875 | 21.18 | 0.8923 | 3474 | 83.72
P45VHW1B | Axis Lighting | Axis Lighting | BBSLED-B2-700-35-SO-FL-5-[NONE]-W-UNV-D-1-TB15-X-X-X | Indoor Luminaires | Linear Ambient | Direct Linear Ambient Luminaires | Standard | FALSE | [9 empty] | 42117 | Dimmable | Continuous Below 10 | NotYetVerified |  | 3 | 3345.1047 | 84.499 | 39.5875 | 21.18 | 0.8923 | 3474 | 83.72
PH7TT69W | Axis Lighting | Axis Lighting | BMSLED-B2-700-35-SO-FL-5-[NONE]-W-UNV-D-1-TB15-X-X-X | Indoor Luminaires | Linear Ambient | Direct Linear Ambient Luminaires | Standard | FALSE | [9 empty] | 42117 | Dimmable | Continuous Below 10 | NotYetVerified |  | 3 | 3343.0989 | 84.4484 | 39.5875 | 21.18 | 0.8923 | 3474 | 83.72
PETAYUMF | Axis Lighting | Axis Lighting | BMWDLED-B2-700-35-SO-FL-5-[NONE]-W-UNV-D-1-TB15-X-X-X | Indoor Luminaires | Linear Ambient | Direct Linear Ambient Luminaires | Standard | FALSE | [9 empty] | 42117 | Dimmable | Continuous Below 10 | NotYetVerified |  | 3 | 3343.0989 | 84.4484 | 39.5875 | 21.18 | 0.8923 | 3474 | 83.72
P5MMVN4U | Axis Lighting | Axis Lighting | BMDLED-B2-700-35-SO-FL-5-[NONE]-W-UNV-D-1-TB15-X-X-X | Indoor Luminaires | Linear Ambient | Direct Linear Ambient Luminaires | Standard | FALSE | [9 empty] | 42117 | Dimmable | Continuous Below 10 | NotYetVerified |  | 3 | 3343.0989 | 84.4484 | 39.5875 | 21.18 | 0.8923 | 3474 | 83.72
PY5UNUZY | Axis Lighting | Axis Lighting | B6SLED-B2-700-35-SO-FL-4-[NONE]-W-UNV-D-1-TB15-X-X-X | Indoor Luminaires | Linear Ambient | Direct Linear Ambient Luminaires | Standard | FALSE | [9 empty] | 42117 | Dimmable | Continuous Below 10 | NotYetVerified |  | 3 | 2681.1653 | 84.6595 | 31.67 | 21.18 | 0.8923 | 3474 | 83.72
PH1FA5YH | Axis Lighting | Axis Lighting | B6DLED-B2-700-35-SO-FL-4-[NONE]-W-UNV-D-1-TB15-X-X-X | Indoor Luminaires | Linear Ambient | Direct Linear Ambient Luminaires | Standard | FALSE | [9 empty] | 42117 | Dimmable | Continuous Below 10 | NotYetVerified |  | 3 | 2681.1653 | 84.6595 | 31.67 | 21.18 | 0.8923 | 3474 | 83.72
P4V9DHSQ | Axis Lighting | Axis Lighting | B6WDLED-B2-700-35-SO-FL-4-[NONE]-W-UNV-D-1-TB15-X-X-X | Indoor Luminaires | Linear Ambient | Direct Linear Ambient Luminaires | Standard | FALSE | [9 empty] | 42117 | Dimmable | Continuous Below 10 | NotYetVerified |  | 3 | 2681.1653 | 84.6595 | 31.67 | 21.18 | 0.8923 | 3474 | 83.72
PXYKNX3H | Axis Lighting | Axis Lighting | BBDLED-B2-700-35-SO-FL-4-[NONE]-W-UNV-D-1-TB15-X-X-X | Indoor Luminaires | Linear Ambient | Direct Linear Ambient Luminaires | Standard | FALSE | [9 empty] | 42117 | Dimmable | Continuous Below 10 | NotYetVerified |  | 3 | 2676.0837 | 84.499 | 31.67 | 21.18 | 0.8923 | 3474 | 83.72
PQHYVFE6 | Axis Lighting | Axis Lighting | BBSLED-B2-700-35-SO-FL-4-[NONE]-W-UNV-D-1-TB15-X-X-X | Indoor Luminaires | Linear Ambient | Direct Linear Ambient Luminaires | Standard | FALSE | [9 empty] | 42117 | Dimmable | Continuous Below 10 | NotYetVerified |  | 3 | 2676.0837 | 84.499 | 31.67 | 21.18 | 0.8923 | 3474 | 83.72
PNJB67WY | Axis Lighting | Axis Lighting | BBWDLED-B2-700-35-SO-FL-4-[NONE]-W-UNV-D-1-TB15-X-X-X | Indoor Luminaires | Linear Ambient | Direct Linear Ambient Luminaires | Standard | FALSE | [9 empty] | 42117 | Dimmable | Continuous Below 10 | NotYetVerified |  | 3 | 2676.0837 | 84.499 | 31.67 | 21.18 | 0.8923 | 3474 | 83.72
PR6KJ42F | Axis Lighting | Axis Lighting | BMWDLED-B2-700-35-SO-FL-4-[NONE]-W-UNV-D-1-TB15-X-X-X | Indoor Luminaires | Linear Ambient | Direct Linear Ambient Luminaires | Standard | FALSE | [9 empty] | 42117 | Dimmable | Continuous Below 10 | NotYetVerified |  | 3 | 2674.4792 | 84.4484 | 31.67 | 21.18 | 0.8923 | 3474 | 83.72
PNRMUK4H | Axis Lighting | Axis Lighting | BMDLED-B2-700-35-SO-FL-4-[NONE]-W-UNV-D-1-TB15-X-X-X | Indoor Luminaires | Linear Ambient | Direct Linear Ambient Luminaires | Standard | FALSE | [9 empty] | 42117 | Dimmable | Continuous Below 10 | NotYetVerified |  | 3 | 2674.4792 | 84.4484 | 31.67 | 21.18 | 0.8923 | 3474 | 83.72
P6BWH1U8 | Axis Lighting | Axis Lighting | BMSLED-B2-700-35-SO-FL-4-[NONE]-W-UNV-D-1-TB15-X-X-X | Indoor Luminaires | Linear Ambient | Direct Linear Ambient Luminaires | Standard | FALSE | [9 empty] | 42117 | Dimmable | Continuous Below 10 | NotYetVerified |  | 3 | 2674.4792 | 84.4484 | 31.67 | 21.18 | 0.8923 | 3474 | 83.72
PZBAT5Z9 | Axis Lighting | Axis Lighting | B6SLED-B2-500-35-SO-FL-12-[NONE]-W-120-D-1-TB15-X-X-X | Indoor Luminaires | Linear Ambient | Direct Linear Ambient Luminaires | Standard | FALSE | [9 empty] | 42117 | Dimmable | Continuous Below 10 | NotYetVerified |  | 3 | 5939.2173 | 86.1969 | 68.9029 | 19.19 | 0.9751 | 3474 | 83.72
P9AM2AEP | Axis Lighting | Axis Lighting | B6DLED-B2-500-35-SO-FL-12-[NONE]-W-120-D-1-TB15-X-X-X | Indoor Luminaires | Linear Ambient | Direct Linear Ambient Luminaires | Standard | FALSE | [9 empty] | 42117 | Dimmable | Continuous Below 10 | NotYetVerified |  | 3 | 5939.2173 | 86.1969 | 68.9029 | 19.19 | 0.9751 | 3474 | 83.72
P2CJBAYT | Axis Lighting | Axis Lighting | B6WDLED-B2-500-35-SO-FL-12-[NONE]-W-120-D-1-TB15-X-X-X | Indoor Luminaires | Linear Ambient | Direct Linear Ambient Luminaires | Standard | FALSE | [9 empty] | 42117 | Dimmable | Continuous Below 10 | NotYetVerified |  | 3 | 5939.2173 | 86.1969 | 68.9029 | 19.19 | 0.9751 | 3474 | 83.72
PSY7Y57T | Axis Lighting | Axis Lighting | BBSLED-B2-500-35-SO-FL-12-[NONE]-W-120-D-1-TB15-X-X-X | Indoor Luminaires | Linear Ambient | Direct Linear Ambient Luminaires | Standard | FALSE | [9 empty] | 42117 | Dimmable | Continuous Below 10 | NotYetVerified |  | 3 | 5927.9604 | 86.0335 | 68.9029 | 19.19 | 0.9751 | 3474 | 83.72
P5Q4BWP1 | Axis Lighting | Axis Lighting | BBWDLED-B2-500-35-SO-FL-12-[NONE]-W-120-D-1-TB15-X-X-X | Indoor Luminaires | Linear Ambient | Direct Linear Ambient Luminaires | Standard | FALSE | [9 empty] | 42117 | Dimmable | Continuous Below 10 | NotYetVerified |  | 3 | 5927.9604 | 86.0335 | 68.9029 | 19.19 | 0.9751 | 3474 | 83.72
P4F8A616 | Axis Lighting | Axis Lighting | BBDLED-B2-500-35-SO-FL-12-[NONE]-W-120-D-1-TB15-X-X-X | Indoor Luminaires | Linear Ambient | Direct Linear Ambient Luminaires | Standard | FALSE | [9 empty] | 42117 | Dimmable | Continuous Below 10 | NotYetVerified |  | 3 | 5927.9604 | 86.0335 | 68.9029 | 19.19 | 0.9751 | 3474 | 83.72
PZPW5QCX | Axis Lighting | Axis Lighting | BMWDLED-B2-500-35-SO-FL-12-[NONE]-W-120-D-1-TB15-X-X-X | Indoor Luminaires | Linear Ambient | Direct Linear Ambient Luminaires | Standard | FALSE | [9 empty] | 42117 | Dimmable | Continuous Below 10 | NotYetVerified |  | 3 | 5924.4062 | 85.9819 | 68.9029 | 19.19 | 0.9751 | 3474 | 83.72
PSPWQR8F | Axis Lighting | Axis Lighting | BMSLED-B2-500-35-SO-FL-12-[NONE]-W-120-D-1-TB15-X-X-X | Indoor Luminaires | Linear Ambient | Direct Linear Ambient Luminaires | Standard | FALSE | [9 empty] | 42117 | Dimmable | Continuous Below 10 | NotYetVerified |  | 3 | 5924.4062 | 85.9819 | 68.9029 | 19.19 | 0.9751 | 3474 | 83.72
P67MK2Q7 | Axis Lighting | Axis Lighting | BMDLED-B2-500-35-SO-FL-12-[NONE]-W-120-D-1-TB15-X-X-X | Indoor Luminaires | Linear Ambient | Direct Linear Ambient Luminaires | Standard | FALSE | [9 empty] | 42117 | Dimmable | Continuous Below 10 | NotYetVerified |  | 3 | 5924.4062 | 85.9819 | 68.9029 | 19.19 | 0.9751 | 3474 | 83.72
PMRMBYXT | Axis Lighting | Axis Lighting | B6DLED-B2-500-35-SO-FL-8-[NONE]-W-120-D-1-TB15-X-X-X | Indoor Luminaires | Linear Ambient | Direct Linear Ambient Luminaires | Standard | FALSE | [9 empty] | 42117 | Dimmable | Continuous Below 10 | NotYetVerified |  | 3 | 4002.9824 | 86.1969 | 46.44 | 19.19 | 0.9751 | 3474 | 83.72
PKEA5QXH | Axis Lighting | Axis Lighting | B6WDLED-B2-500-35-SO-FL-8-[NONE]-W-120-D-1-TB15-X-X-X | Indoor Luminaires | Linear Ambient | Direct Linear Ambient Luminaires | Standard | FALSE | [9 empty] | 42117 | Dimmable | Continuous Below 10 | NotYetVerified |  | 3 | 4002.9824 | 86.1969 | 46.44 | 19.19 | 0.9751 | 3474 | 83.72
PEFEE53B | Axis Lighting | Axis Lighting | B6SLED-B2-500-35-SO-FL-8-[NONE]-W-120-D-1-TB15-X-X-X | Indoor Luminaires | Linear Ambient | Direct Linear Ambient Luminaires | Standard | FALSE | [9 empty] | 42117 | Dimmable | Continuous Below 10 | NotYetVerified |  | 3 | 4002.9824 | 86.1969 | 46.44 | 19.19 | 0.9751 | 3474 | 83.72
PTXH5RG5 | Axis Lighting | Axis Lighting | BBDLED-B2-500-35-SO-FL-8-[NONE]-W-120-D-1-TB15-X-X-X | Indoor Luminaires | Linear Ambient | Direct Linear Ambient Luminaires | Standard | FALSE | [9 empty] | 42117 | Dimmable | Continuous Below 10 | NotYetVerified |  | 3 | 3995.3958 | 86.0335 | 46.44 | 19.19 | 0.9751 | 3474 | 83.72
PRHX399S | Axis Lighting | Axis Lighting | BBWDLED-B2-500-35-SO-FL-8-[NONE]-W-120-D-1-TB15-X-X-X | Indoor Luminaires | Linear Ambient | Direct Linear Ambient Luminaires | Standard | FALSE | [9 empty] | 42117 | Dimmable | Continuous Below 10 | NotYetVerified |  | 3 | 3995.3958 | 86.0335 | 46.44 | 19.19 | 0.9751 | 3474 | 83.72
PJKZ3VWU | Axis Lighting | Axis Lighting | BBSLED-B2-500-35-SO-FL-8-[NONE]-W-120-D-1-TB15-X-X-X | Indoor Luminaires | Linear Ambient | Direct Linear Ambient Luminaires | Standard | FALSE | [9 empty] | 42117 | Dimmable | Continuous Below 10 | NotYetVerified |  | 3 | 3995.3958 | 86.0335 | 46.44 | 19.19 | 0.9751 | 3474 | 83.72
PCS11XNJ | Axis Lighting | Axis Lighting | BMDLED-B2-500-35-SO-FL-8-[NONE]-W-120-D-1-TB15-X-X-X | Indoor Luminaires | Linear Ambient | Direct Linear Ambient Luminaires | Standard | FALSE | [9 empty] | 42117 | Dimmable | Continuous Below 10 | NotYetVerified |  | 3 | 3993 | 85.9819 | 46.44 | 19.19 | 0.9751 | 3474 | 83.72
P9KTQT84 | Axis Lighting | Axis Lighting | BMWDLED-B2-500-35-SO-FL-8-[NONE]-W-120-D-1-TB15-X-X-X | Indoor Luminaires | Linear Ambient | Direct Linear Ambient Luminaires | Standard | FALSE | [9 empty] | 42117 | Dimmable | Continuous Below 10 | NotYetVerified |  | 3 | 3993 | 85.9819 | 46.44 | 19.19 | 0.9751 | 3474 | 83.72
P1MR4Q2M | Axis Lighting | Axis Lighting | BMSLED-B2-500-35-SO-FL-8-[NONE]-W-120-D-1-TB15-X-X-X | Indoor Luminaires | Linear Ambient | Direct Linear Ambient Luminaires | Standard | FALSE | [9 empty] | 42117 | Dimmable | Continuous Below 10 | NotYetVerified |  | 3 | 3993 | 85.9819 | 46.44 | 19.19 | 0.9751 | 3474 | 83.72
PW15UB38 | Axis Lighting | Axis Lighting | B6RLED-B2-500-35-SO-FL-6-[NONE]-W-120-D-1-TB15-X-X-X | Indoor Luminaires | Linear Ambient | Direct Linear Ambient Luminaires | Standard | FALSE | [9 empty] | 42117 | Dimmable | Continuous Below 10 | NotYetVerified |  | 3 | 3002.2368 | 86.1969 | 34.83 | 19.19 | 0.9751 | 3474 | 83.72
PJPB57YP | Axis Lighting | Axis Lighting | B6DLED-B2-500-35-SO-FL-6-[NONE]-W-120-D-1-TB15-X-X-X | Indoor Luminaires | Linear Ambient | Direct Linear Ambient Luminaires | Standard | FALSE | [9 empty] | 42117 | Dimmable | Continuous Below 10 | NotYetVerified |  | 3 | 3002.2368 | 86.1969 | 34.83 | 19.19 | 0.9751 | 3474 | 83.72
PAXSJWYD | Axis Lighting | Axis Lighting | B6SLED-B2-500-35-SO-FL-6-[NONE]-W-120-D-1-TB15-X-X-X | Indoor Luminaires | Linear Ambient | Direct Linear Ambient Luminaires | Standard | FALSE | [9 empty] | 42117 | Dimmable | Continuous Below 10 | NotYetVerified |  | 3 | 3002.2368 | 86.1969 | 34.83 | 19.19 | 0.9751 | 3474 | 83.72
PAWYZFRU | Axis Lighting | Axis Lighting | B6WDLED-B2-500-35-SO-FL-6-[NONE]-W-120-D-1-TB15-X-X-X | Indoor Luminaires | Linear Ambient | Direct Linear Ambient Luminaires | Standard | FALSE | [9 empty] | 42117 | Dimmable | Continuous Below 10 | NotYetVerified |  | 3 | 3002.2368 | 86.1969 | 34.83 | 19.19 | 0.9751 | 3474 | 83.72
PUS4PDUT | Axis Lighting | Axis Lighting | BBRLED-B2-500-35-SO-FL-6-[NONE]-W-120-D-1-TB15-X-X-X | Indoor Luminaires | Linear Ambient | Direct Linear Ambient Luminaires | Standard | FALSE | [9 empty] | 42117 | Dimmable | Continuous Below 10 | NotYetVerified |  | 3 | 2996.5469 | 86.0335 | 34.83 | 19.19 | 0.9751 | 3474 | 83.72
PQEFNRXT | Axis Lighting | Axis Lighting | BBWDLED-B2-500-35-SO-FL-6-[NONE]-W-120-D-1-TB15-X-X-X | Indoor Luminaires | Linear Ambient | Direct Linear Ambient Luminaires | Standard | FALSE | [9 empty] | 42117 | Dimmable | Continuous Below 10 | NotYetVerified |  | 3 | 2996.5469 | 86.0335 | 34.83 | 19.19 | 0.9751 | 3474 | 83.72
PHJ999ZU | Axis Lighting | Axis Lighting | BBDLED-B2-500-35-SO-FL-6-[NONE]-W-120-D-1-TB15-X-X-X | Indoor Luminaires | Linear Ambient | Direct Linear Ambient Luminaires | Standard | FALSE | [9 empty] | 42117 | Dimmable | Continuous Below 10 | NotYetVerified |  | 3 | 2996.5469 | 86.0335 | 34.83 | 19.19 | 0.9751 | 3474 | 83.72
PA2R1Y9N | Axis Lighting | Axis Lighting | BBSLED-B2-500-35-SO-FL-6-[NONE]-W-120-D-1-TB15-X-X-X | Indoor Luminaires | Linear Ambient | Direct Linear Ambient Luminaires | Standard | FALSE | [9 empty] | 42117 | Dimmable | Continuous Below 10 | NotYetVerified |  | 3 | 2996.5469 | 86.0335 | 34.83 | 19.19 | 0.9751 | 3474 | 83.72
PUYQWEWV | Axis Lighting | Axis Lighting | BMRLED-B2-500-35-SO-FL-6-[NONE]-W-120-D-1-TB15-X-X-X | Indoor Luminaires | Linear Ambient | Direct Linear Ambient Luminaires | Standard | FALSE | [9 empty] | 42117 | Dimmable | Continuous Below 10 | NotYetVerified |  | 3 | 2994.75 | 85.9819 | 34.83 | 19.19 | 0.9751 | 3474 | 83.72
PS89SJ4E | Axis Lighting | Axis Lighting | BMDLED-B2-500-35-SO-FL-6-[NONE]-W-120-D-1-TB15-X-X-X | Indoor Luminaires | Linear Ambient | Direct Linear Ambient Luminaires | Standard | FALSE | [9 empty] | 42117 | Dimmable | Continuous Below 10 | NotYetVerified |  | 3 | 2994.75 | 85.9819 | 34.83 | 19.19 | 0.9751 | 3474 | 83.72
PMUJKJ4T | Axis Lighting | Axis Lighting | BMSLED-B2-500-35-SO-FL-6-[NONE]-W-120-D-1-TB15-X-X-X | Indoor Luminaires | Linear Ambient | Direct Linear Ambient Luminaires | Standard | FALSE | [9 empty] | 42117 | Dimmable | Continuous Below 10 | NotYetVerified |  | 3 | 2994.75 | 85.9819 | 34.83 | 19.19 | 0.9751 | 3474 | 83.72
P756JWU5 | Axis Lighting | Axis Lighting | BMWDLED-B2-500-35-SO-FL-6-[NONE]-W-120-D-1-TB15-X-X-X | Indoor Luminaires | Linear Ambient | Direct Linear Ambient Luminaires | Standard | FALSE | [9 empty] | 42117 | Dimmable | Continuous Below 10 | NotYetVerified |  | 3 | 2994.75 | 85.9819 | 34.83 | 19.19 | 0.9751 | 3474 | 83.72
PX5XSMPG | Axis Lighting | Axis Lighting | B6DLED-B2-500-35-SO-FL-5-[NONE]-W-120-D-1-TB15-X-X-X | Indoor Luminaires | Linear Ambient | Direct Linear Ambient Luminaires | Standard | FALSE | [9 empty] | 42117 | Dimmable | Continuous Below 10 | NotYetVerified |  | 3 | 2501.864 | 86.1969 | 29.025 | 19.19 | 0.9751 | 3474 | 83.72
PTCWA9S3 | Axis Lighting | Axis Lighting | B6SLED-B2-500-35-SO-FL-5-[NONE]-W-120-D-1-TB15-X-X-X | Indoor Luminaires | Linear Ambient | Direct Linear Ambient Luminaires | Standard | FALSE | [9 empty] | 42117 | Dimmable | Continuous Below 10 | NotYetVerified |  | 3 | 2501.864 | 86.1969 | 29.025 | 19.19 | 0.9751 | 3474 | 83.72
P6RPR7NR | Axis Lighting | Axis Lighting | B6WDLED-B2-500-35-SO-FL-5-[NONE]-W-120-D-1-TB15-X-X-X | Indoor Luminaires | Linear Ambient | Direct Linear Ambient Luminaires | Standard | FALSE | [9 empty] | 42117 | Dimmable | Continuous Below 10 | NotYetVerified |  | 3 | 2501.864 | 86.1969 | 29.025 | 19.19 | 0.9751 | 3474 | 83.72
PYBM3WZT | Axis Lighting | Axis Lighting | BBWDLED-B2-500-35-SO-FL-5-[NONE]-W-120-D-1-TB15-X-X-X | Indoor Luminaires | Linear Ambient | Direct Linear Ambient Luminaires | Standard | FALSE | [9 empty] | 42117 | Dimmable | Continuous Below 10 | NotYetVerified |  | 3 | 2497.1223 | 86.0335 | 29.025 | 19.19 | 0.9751 | 3474 | 83.72
PMXXJ4ES | Axis Lighting | Axis Lighting | BBSLED-B2-500-35-SO-FL-5-[NONE]-W-120-D-1-TB15-X-X-X | Indoor Luminaires | Linear Ambient | Direct Linear Ambient Luminaires | Standard | FALSE | [9 empty] | 42117 | Dimmable | Continuous Below 10 | NotYetVerified |  | 3 | 2497.1223 | 86.0335 | 29.025 | 19.19 | 0.9751 | 3474 | 83.72
P3TMVE9C | Axis Lighting | Axis Lighting | BBDLED-B2-500-35-SO-FL-5-[NONE]-W-120-D-1-TB15-X-X-X | Indoor Luminaires | Linear Ambient | Direct Linear Ambient Luminaires | Standard | FALSE | [9 empty] | 42117 | Dimmable | Continuous Below 10 | NotYetVerified |  | 3 | 2497.1223 | 86.0335 | 29.025 | 19.19 | 0.9751 | 3474 | 83.72
PETC1R7M | Axis Lighting | Axis Lighting | BMWDLED-B2-500-35-SO-FL-5-[NONE]-W-120-D-1-TB15-X-X-X | Indoor Luminaires | Linear Ambient | Direct Linear Ambient Luminaires | Standard | FALSE | [9 empty] | 42117 | Dimmable | Continuous Below 10 | NotYetVerified |  | 3 | 2495.625 | 85.9819 | 29.025 | 19.19 | 0.9751 | 3474 | 83.72
P72PG2X4 | Axis Lighting | Axis Lighting | BMDLED-B2-500-35-SO-FL-5-[NONE]-W-120-D-1-TB15-X-X-X | Indoor Luminaires | Linear Ambient | Direct Linear Ambient Luminaires | Standard | FALSE | [9 empty] | 42117 | Dimmable | Continuous Below 10 | NotYetVerified |  | 3 | 2495.625 | 85.9819 | 29.025 | 19.19 | 0.9751 | 3474 | 83.72
P5RFMQJP | Axis Lighting | Axis Lighting | BMSLED-B2-500-35-SO-FL-5-[NONE]-W-120-D-1-TB15-X-X-X | Indoor Luminaires | Linear Ambient | Direct Linear Ambient Luminaires | Standard | FALSE | [9 empty] | 42117 | Dimmable | Continuous Below 10 | NotYetVerified |  | 3 | 2495.625 | 85.9819 | 29.025 | 19.19 | 0.9751 | 3474 | 83.72
PT4T4VF5 | Axis Lighting | Axis Lighting | B6SLED-B2-500-35-SO-FL-4-[NONE]-W-120-D-1-TB15-X-X-X | Indoor Luminaires | Linear Ambient | Direct Linear Ambient Luminaires | Standard | FALSE | [9 empty] | 42117 | Dimmable | Continuous Below 10 | NotYetVerified |  | 3 | 2001.4912 | 86.1969 | 23.22 | 19.19 | 0.9751 | 3474 | 83.72
P88CY53M | Axis Lighting | Axis Lighting | B6WDLED-B2-500-35-SO-FL-4-[NONE]-W-120-D-1-TB15-X-X-X | Indoor Luminaires | Linear Ambient | Direct Linear Ambient Luminaires | Standard | FALSE | [9 empty] | 42117 | Dimmable | Continuous Below 10 | NotYetVerified |  | 3 | 2001.4912 | 86.1969 | 23.22 | 19.19 | 0.9751 | 3474 | 83.72
P3MRT4JA | Axis Lighting | Axis Lighting | B6DLED-B2-500-35-SO-FL-4-[NONE]-W-120-D-1-TB15-X-X-X | Indoor Luminaires | Linear Ambient | Direct Linear Ambient Luminaires | Standard | FALSE | [9 empty] | 42117 | Dimmable | Continuous Below 10 | NotYetVerified |  | 3 | 2001.4912 | 86.1969 | 23.22 | 19.19 | 0.9751 | 3474 | 83.72
PXZWEPXK | Axis Lighting | Axis Lighting | BBSLED-B2-500-35-SO-FL-4-[NONE]-W-120-D-1-TB15-X-X-X | Indoor Luminaires | Linear Ambient | Direct Linear Ambient Luminaires | Standard | FALSE | [9 empty] | 42117 | Dimmable | Continuous Below 10 | NotYetVerified |  | 3 | 1997.6979 | 86.0335 | 23.22 | 19.19 | 0.9751 | 3474 | 83.72
PHBUQHEK | Axis Lighting | Axis Lighting | BBWDLED-B2-500-35-SO-FL-4-[NONE]-W-120-D-1-TB15-X-X-X | Indoor Luminaires | Linear Ambient | Direct Linear Ambient Luminaires | Standard | FALSE | [9 empty] | 42117 | Dimmable | Continuous Below 10 | NotYetVerified |  | 3 | 1997.6979 | 86.0335 | 23.22 | 19.19 | 0.9751 | 3474 | 83.72
P3WCW3B3 | Axis Lighting | Axis Lighting | BBDLED-B2-500-35-SO-FL-4-[NONE]-W-120-D-1-TB15-X-X-X | Indoor Luminaires | Linear Ambient | Direct Linear Ambient Luminaires | Standard | FALSE | [9 empty] | 42117 | Dimmable | Continuous Below 10 | NotYetVerified |  | 3 | 1997.6979 | 86.0335 | 23.22 | 19.19 | 0.9751 | 3474 | 83.72
PZTTCR3N | Axis Lighting | Axis Lighting | BMSLED-B2-500-35-SO-FL-4-[NONE]-W-120-D-1-TB15-X-X-X | Indoor Luminaires | Linear Ambient | Direct Linear Ambient Luminaires | Standard | FALSE | [9 empty] | 42117 | Dimmable | Continuous Below 10 | NotYetVerified |  | 3 | 1996.5 | 85.9819 | 23.22 | 19.19 | 0.9751 | 3474 | 83.72
PTQD9SNS | Axis Lighting | Axis Lighting | BMDLED-B2-500-35-SO-FL-4-[NONE]-W-120-D-1-TB15-X-X-X | Indoor Luminaires | Linear Ambient | Direct Linear Ambient Luminaires | Standard | FALSE | [9 empty] | 42117 | Dimmable | Continuous Below 10 | NotYetVerified |  | 3 | 1996.5 | 85.9819 | 23.22 | 19.19 | 0.9751 | 3474 | 83.72
P52XMPPU | Axis Lighting | Axis Lighting | BMWDLED-B2-500-35-SO-FL-4-[NONE]-W-120-D-1-TB15-X-X-X | Indoor Luminaires | Linear Ambient | Direct Linear Ambient Luminaires | Standard | FALSE | [9 empty] | 42117 | Dimmable | Continuous Below 10 | NotYetVerified |  | 3 | 1996.5 | 85.9819 | 23.22 | 19.19 | 0.9751 | 3474 | 83.72
PZNWHA9G | Axis Lighting | Axis Lighting | BBWDLED-B2-1000-35-SO-FL-12-[NONE]-W-UNV-D-1-TB15-X-X-X | Indoor Luminaires | Linear Ambient | Direct Linear Ambient Luminaires | Standard | FALSE | [9 empty] | 42117 | Dimmable | Continuous Below 10 | NotYetVerified |  | 3 | 11443.862 | 82.7496 | 138.34 | 13.71 | 0.9886 | 3474 | 83.72
PBATPXEM | Axis Lighting | Axis Lighting | BBSLED-B2-1000-35-SO-FL-12-[NONE]-W-UNV-D-1-TB15-X-X-X | Indoor Luminaires | Linear Ambient | Direct Linear Ambient Luminaires | Standard | FALSE | [9 empty] | 42117 | Dimmable | Continuous Below 10 | NotYetVerified |  | 3 | 11443.862 | 82.7496 | 138.34 | 13.71 | 0.9886 | 3474 | 83.72
P3D7FV8B | Axis Lighting | Axis Lighting | BBDLED-B2-1000-35-SO-FL-12-[NONE]-W-UNV-D-1-TB15-X-X-X | Indoor Luminaires | Linear Ambient | Direct Linear Ambient Luminaires | Standard | FALSE | [9 empty] | 42117 | Dimmable | Continuous Below 10 | NotYetVerified |  | 3 | 11443.862 | 82.7496 | 138.34 | 13.71 | 0.9886 | 3474 | 83.72
PRTBX3XN | Axis Lighting | Axis Lighting | BBDLED-B2-1000-35-SO-FL-8-[NONE]-W-UNV-D-1-TB15-X-X-X | Indoor Luminaires | Linear Ambient | Direct Linear Ambient Luminaires | Standard | FALSE | [9 empty] | 42117 | Dimmable | Continuous Below 10 | NotYetVerified |  | 3 | 7724.9043 | 82.8497 | 93.24 | 13.71 | 0.9886 | 3474 | 83.72
PJP5JK9E | Axis Lighting | Axis Lighting | BBWDLED-B2-1000-35-SO-FL-8-[NONE]-W-UNV-D-1-TB15-X-X-X | Indoor Luminaires | Linear Ambient | Direct Linear Ambient Luminaires | Standard | FALSE | [9 empty] | 42117 | Dimmable | Continuous Below 10 | NotYetVerified |  | 3 | 7724.9043 | 82.8497 | 93.24 | 13.71 | 0.9886 | 3474 | 83.72
P6BKQ92A | Axis Lighting | Axis Lighting | BBSLED-B2-1000-35-SO-FL-8-[NONE]-W-UNV-D-1-TB15-X-X-X | Indoor Luminaires | Linear Ambient | Direct Linear Ambient Luminaires | Standard | FALSE | [9 empty] | 42117 | Dimmable | Continuous Below 10 | NotYetVerified |  | 3 | 7724.9043 | 82.8497 | 93.24 | 13.71 | 0.9886 | 3474 | 83.72
PER7QXHB | Axis Lighting | Axis Lighting | BMWDLED-B2-1000-35-SO-FL-8-[NONE]-W-UNV-D-1-TB15-X-X-X | Indoor Luminaires | Linear Ambient | Direct Linear Ambient Luminaires | Standard | FALSE | [9 empty] | 42117 | Dimmable | Continuous Below 10 | NotYetVerified |  | 3 | 7720.272 | 82.8 | 93.24 | 13.71 | 0.9886 | 3474 | 83.72
PC8GP6PT | Axis Lighting | Axis Lighting | BMSLED-B2-1000-35-SO-FL-8-[NONE]-W-UNV-D-1-TB15-X-X-X | Indoor Luminaires | Linear Ambient | Direct Linear Ambient Luminaires | Standard | FALSE | [9 empty] | 42117 | Dimmable | Continuous Below 10 | NotYetVerified |  | 3 | 7720.272 | 82.8 | 93.24 | 13.71 | 0.9886 | 3474 | 83.72
P3S4DTM2 | Axis Lighting | Axis Lighting | BMDLED-B2-1000-35-SO-FL-8-[NONE]-W-UNV-D-1-TB15-X-X-X | Indoor Luminaires | Linear Ambient | Direct Linear Ambient Luminaires | Standard | FALSE | [9 empty] | 42117 | Dimmable | Continuous Below 10 | NotYetVerified |  | 3 | 7720.272 | 82.8 | 93.24 | 13.71 | 0.9886 | 3474 | 83.72
PYXMQ6A9 | Axis Lighting | Axis Lighting | B6DLED-B2-1000-35-SO-FL-6-[NONE]-W-UNV-D-1-TB15-X-X-X | Indoor Luminaires | Linear Ambient | Direct Linear Ambient Luminaires | Standard | FALSE | [9 empty] | 42117 | Dimmable | Continuous Below 10 | NotYetVerified |  | 3 | 5804.6797 | 83.007 | 69.93 | 13.71 | 0.9886 | 3474 | 83.72
PSSG9VQD | Axis Lighting | Axis Lighting | B6WDLED-B2-1000-35-SO-FL-6-[NONE]-W-UNV-D-1-TB15-X-X-X | Indoor Luminaires | Linear Ambient | Direct Linear Ambient Luminaires | Standard | FALSE | [9 empty] | 42117 | Dimmable | Continuous Below 10 | NotYetVerified |  | 3 | 5804.6797 | 83.007 | 69.93 | 13.71 | 0.9886 | 3474 | 83.72
PRVF38Q9 | Axis Lighting | Axis Lighting | B6RLED-B2-1000-35-SO-FL-6-[NONE]-W-UNV-D-1-TB15-X-X-X | Indoor Luminaires | Linear Ambient | Direct Linear Ambient Luminaires | Standard | FALSE | [9 empty] | 42117 | Dimmable | Continuous Below 10 | NotYetVerified |  | 3 | 5804.6797 | 83.007 | 69.93 | 13.71 | 0.9886 | 3474 | 83.72
PQDQ1HT5 | Axis Lighting | Axis Lighting | B6SLED-B2-1000-35-SO-FL-6-[NONE]-W-UNV-D-1-TB15-X-X-X | Indoor Luminaires | Linear Ambient | Direct Linear Ambient Luminaires | Standard | FALSE | [9 empty] | 42117 | Dimmable | Continuous Below 10 | NotYetVerified |  | 3 | 5804.6797 | 83.007 | 69.93 | 13.71 | 0.9886 | 3474 | 83.72
PXMNFC1E | Axis Lighting | Axis Lighting | BBRLED-B2-1000-35-SO-FL-6-[NONE]-W-UNV-D-1-TB15-X-X-X | Indoor Luminaires | Linear Ambient | Direct Linear Ambient Luminaires | Standard | FALSE | [9 empty] | 42117 | Dimmable | Continuous Below 10 | NotYetVerified |  | 3 | 5793.678 | 82.8497 | 69.93 | 13.71 | 0.9886 | 3474 | 83.72
PQ6S45WV | Axis Lighting | Axis Lighting | BBDLED-B2-1000-35-SO-FL-6-[NONE]-W-UNV-D-1-TB15-X-X-X | Indoor Luminaires | Linear Ambient | Direct Linear Ambient Luminaires | Standard | FALSE | [9 empty] | 42117 | Dimmable | Continuous Below 10 | NotYetVerified |  | 3 | 5793.678 | 82.8497 | 69.93 | 13.71 | 0.9886 | 3474 | 83.72
PEMYF8PQ | Axis Lighting | Axis Lighting | BBWDLED-B2-1000-35-SO-FL-6-[NONE]-W-UNV-D-1-TB15-X-X-X | Indoor Luminaires | Linear Ambient | Direct Linear Ambient Luminaires | Standard | FALSE | [9 empty] | 42117 | Dimmable | Continuous Below 10 | NotYetVerified |  | 3 | 5793.678 | 82.8497 | 69.93 | 13.71 | 0.9886 | 3474 | 83.72
P3T2P7GR | Axis Lighting | Axis Lighting | BBSLED-B2-1000-35-SO-FL-6-[NONE]-W-UNV-D-1-TB15-X-X-X | Indoor Luminaires | Linear Ambient | Direct Linear Ambient Luminaires | Standard | FALSE | [9 empty] | 42117 | Dimmable | Continuous Below 10 | NotYetVerified |  | 3 | 5793.678 | 82.8497 | 69.93 | 13.71 | 0.9886 | 3474 | 83.72
PTDWBJHQ | Axis Lighting | Axis Lighting | BMSLED-B2-1000-35-SO-FL-6-[NONE]-W-UNV-D-1-TB15-X-X-X | Indoor Luminaires | Linear Ambient | Direct Linear Ambient Luminaires | Standard | FALSE | [9 empty] | 42117 | Dimmable | Continuous Below 10 | NotYetVerified |  | 3 | 5790.204 | 82.8 | 69.93 | 13.71 | 0.9886 | 3474 | 83.72
PBTATK6A | Axis Lighting | Axis Lighting | BMRLED-B2-1000-35-SO-FL-6-[NONE]-W-UNV-D-1-TB15-X-X-X | Indoor Luminaires | Linear Ambient | Direct Linear Ambient Luminaires | Standard | FALSE | [9 empty] | 42117 | Dimmable | Continuous Below 10 | NotYetVerified |  | 3 | 5790.204 | 82.8 | 69.93 | 13.71 | 0.9886 | 3474 | 83.72
PABVSUMR | Axis Lighting | Axis Lighting | BMWDLED-B2-1000-35-SO-FL-6-[NONE]-W-UNV-D-1-TB15-X-X-X | Indoor Luminaires | Linear Ambient | Direct Linear Ambient Luminaires | Standard | FALSE | [9 empty] | 42117 | Dimmable | Continuous Below 10 | NotYetVerified |  | 3 | 5790.204 | 82.8 | 69.93 | 13.71 | 0.9886 | 3474 | 83.72
P4G4WND4 | Axis Lighting | Axis Lighting | BMDLED-B2-1000-35-SO-FL-6-[NONE]-W-UNV-D-1-TB15-X-X-X | Indoor Luminaires | Linear Ambient | Direct Linear Ambient Luminaires | Standard | FALSE | [9 empty] | 42117 | Dimmable | Continuous Below 10 | NotYetVerified |  | 3 | 5790.204 | 82.8 | 69.93 | 13.71 | 0.9886 | 3474 | 83.72
PS12W9VW | Axis Lighting | Axis Lighting | B6SLED-B2-1000-35-SO-FL-5-[NONE]-W-UNV-D-1-TB15-X-X-X | Indoor Luminaires | Linear Ambient | Direct Linear Ambient Luminaires | Standard | FALSE | [9 empty] | 42117 | Dimmable | Continuous Below 10 | NotYetVerified |  | 3 | 4837.233 | 83.007 | 58.275 | 13.71 | 0.9886 | 3474 | 83.72
PQ727NED | Axis Lighting | Axis Lighting | B6WDLED-B2-1000-35-SO-FL-5-[NONE]-W-UNV-D-1-TB15-X-X-X | Indoor Luminaires | Linear Ambient | Direct Linear Ambient Luminaires | Standard | FALSE | [9 empty] | 42117 | Dimmable | Continuous Below 10 | NotYetVerified |  | 3 | 4837.233 | 83.007 | 58.275 | 13.71 | 0.9886 | 3474 | 83.72
P7JYHN55 | Axis Lighting | Axis Lighting | B6DLED-B2-1000-35-SO-FL-5-[NONE]-W-UNV-D-1-TB15-X-X-X | Indoor Luminaires | Linear Ambient | Direct Linear Ambient Luminaires | Standard | FALSE | [9 empty] | 42117 | Dimmable | Continuous Below 10 | NotYetVerified |  | 3 | 4837.233 | 83.007 | 58.275 | 13.71 | 0.9886 | 3474 | 83.72
PNEWHEQ2 | Axis Lighting | Axis Lighting | BBSLED-B2-1000-35-SO-FL-5-[NONE]-W-UNV-D-1-TB15-X-X-X | Indoor Luminaires | Linear Ambient | Direct Linear Ambient Luminaires | Standard | FALSE | [9 empty] | 42117 | Dimmable | Continuous Below 10 | NotYetVerified |  | 3 | 4828.065 | 82.8497 | 58.275 | 13.71 | 0.9886 | 3474 | 83.72
PB8KRV28 | Axis Lighting | Axis Lighting | BBDLED-B2-1000-35-SO-FL-5-[NONE]-W-UNV-D-1-TB15-X-X-X | Indoor Luminaires | Linear Ambient | Direct Linear Ambient Luminaires | Standard | FALSE | [9 empty] | 42117 | Dimmable | Continuous Below 10 | NotYetVerified |  | 3 | 4828.065 | 82.8497 | 58.275 | 13.71 | 0.9886 | 3474 | 83.72
P1ZUM8H9 | Axis Lighting | Axis Lighting | BBWDLED-B2-1000-35-SO-FL-5-[NONE]-W-UNV-D-1-TB15-X-X-X | Indoor Luminaires | Linear Ambient | Direct Linear Ambient Luminaires | Standard | FALSE | [9 empty] | 42117 | Dimmable | Continuous Below 10 | NotYetVerified |  | 3 | 4828.065 | 82.8497 | 58.275 | 13.71 | 0.9886 | 3474 | 83.72
PZDPVF9C | Axis Lighting | Axis Lighting | BMSLED-B2-1000-35-SO-FL-5-[NONE]-W-UNV-D-1-TB15-X-X-X | Indoor Luminaires | Linear Ambient | Direct Linear Ambient Luminaires | Standard | FALSE | [9 empty] | 42117 | Dimmable | Continuous Below 10 | NotYetVerified |  | 3 | 4825.17 | 82.8 | 58.275 | 13.71 | 0.9886 | 3474 | 83.72
PZ7WXYQ5 | Axis Lighting | Axis Lighting | BMDLED-B2-1000-35-SO-FL-5-[NONE]-W-UNV-D-1-TB15-X-X-X | Indoor Luminaires | Linear Ambient | Direct Linear Ambient Luminaires | Standard | FALSE | [9 empty] | 42117 | Dimmable | Continuous Below 10 | NotYetVerified |  | 3 | 4825.17 | 82.8 | 58.275 | 13.71 | 0.9886 | 3474 | 83.72
PWC47XJ5 | Axis Lighting | Axis Lighting | BMWDLED-B2-1000-35-SO-FL-5-[NONE]-W-UNV-D-1-TB15-X-X-X | Indoor Luminaires | Linear Ambient | Direct Linear Ambient Luminaires | Standard | FALSE | [9 empty] | 42117 | Dimmable | Continuous Below 10 | NotYetVerified |  | 3 | 4825.17 | 82.8 | 58.275 | 13.71 | 0.9886 | 3474 | 83.72
PY81RUDE | Axis Lighting | Axis Lighting | B6WDLED-B2-1000-35-SO-FL-4-[NONE]-W-UNV-D-1-TB15-X-X-X | Indoor Luminaires | Linear Ambient | Direct Linear Ambient Luminaires | Standard | FALSE | [9 empty] | 42117 | Dimmable | Continuous Below 10 | NotYetVerified |  | 3 | 3871.655 | 83.007 | 46.62 | 13.71 | 0.9886 | 3474 | 83.72
PXHXP3ZZ | Axis Lighting | Axis Lighting | B6SLED-B2-1000-35-SO-FL-4-[NONE]-W-UNV-D-1-TB15-X-X-X | Indoor Luminaires | Linear Ambient | Direct Linear Ambient Luminaires | Standard | FALSE | [9 empty] | 42117 | Dimmable | Continuous Below 10 | NotYetVerified |  | 3 | 3871.655 | 83.007 | 46.62 | 13.71 | 0.9886 | 3474 | 83.72
PEGRGRZB | Axis Lighting | Axis Lighting | B6DLED-B2-1000-35-SO-FL-4-[NONE]-W-UNV-D-1-TB15-X-X-X | Indoor Luminaires | Linear Ambient | Direct Linear Ambient Luminaires | Standard | FALSE | [9 empty] | 42117 | Dimmable | Continuous Below 10 | NotYetVerified |  | 3 | 3871.655 | 83.007 | 46.62 | 13.71 | 0.9886 | 3474 | 83.72
PH9VWWRB | Axis Lighting | Axis Lighting | BBWDLED-B2-1000-35-SO-FL-4-[NONE]-W-UNV-D-1-TB15-X-X-X | Indoor Luminaires | Linear Ambient | Direct Linear Ambient Luminaires | Standard | FALSE | [9 empty] | 42117 | Dimmable | Continuous Below 10 | NotYetVerified |  | 3 | 3864.3171 | 82.8497 | 46.62 | 13.71 | 0.9886 | 3474 | 83.72
PCJ3KUN1 | Axis Lighting | Axis Lighting | BBDLED-B2-1000-35-SO-FL-4-[NONE]-W-UNV-D-1-TB15-X-X-X | Indoor Luminaires | Linear Ambient | Direct Linear Ambient Luminaires | Standard | FALSE | [9 empty] | 42117 | Dimmable | Continuous Below 10 | NotYetVerified |  | 3 | 3864.3171 | 82.8497 | 46.62 | 13.71 | 0.9886 | 3474 | 83.72
P34E8TBP | Axis Lighting | Axis Lighting | BBSLED-B2-1000-35-SO-FL-4-[NONE]-W-UNV-D-1-TB15-X-X-X | Indoor Luminaires | Linear Ambient | Direct Linear Ambient Luminaires | Standard | FALSE | [9 empty] | 42117 | Dimmable | Continuous Below 10 | NotYetVerified |  | 3 | 3864.3171 | 82.8497 | 46.62 | 13.71 | 0.9886 | 3474 | 83.72
PHGPHGNM | Axis Lighting | Axis Lighting | BMDLED-B2-1000-35-SO-FL-4-[NONE]-W-UNV-D-1-TB15-X-X-X | Indoor Luminaires | Linear Ambient | Direct Linear Ambient Luminaires | Standard | FALSE | [9 empty] | 42117 | Dimmable | Continuous Below 10 | NotYetVerified |  | 3 | 3862 | 82.8 | 46.62 | 13.71 | 0.9886 | 3474 | 83.72
P1NGM2ZJ | Axis Lighting | Axis Lighting | BMWDLED-B2-1000-35-SO-FL-4-[NONE]-W-UNV-D-1-TB15-X-X-X | Indoor Luminaires | Linear Ambient | Direct Linear Ambient Luminaires | Standard | FALSE | [9 empty] | 42117 | Dimmable | Continuous Below 10 | NotYetVerified |  | 3 | 3862 | 82.8 | 46.62 | 13.71 | 0.9886 | 3474 | 83.72
P1C598UC | Axis Lighting | Axis Lighting | BMSLED-B2-1000-35-SO-FL-4-[NONE]-W-UNV-D-1-TB15-X-X-X | Indoor Luminaires | Linear Ambient | Direct Linear Ambient Luminaires | Standard | FALSE | [9 empty] | 42117 | Dimmable | Continuous Below 10 | NotYetVerified |  | 3 | 3862 | 82.8 | 46.62 | 13.71 | 0.9886 | 3474 | 83.72
PZU3M3AK | Axis Lighting | Axis Lighting | B6SLED-B2-1000-35-SO-FL-12-[NONE]-W-UNV-D-1-TB15-X-X-X | Indoor Luminaires | Linear Ambient | Direct Linear Ambient Luminaires | Standard | FALSE | [9 empty] | 42117 | Dimmable | Continuous Below 10 | NotYetVerified |  | 3 | 11465.593 | 82.9068 | 138.34 | 13.1 | 0.9893 | 3474 | 83.72
PWP8ZCDK | Axis Lighting | Axis Lighting | B6DLED-B2-1000-35-SO-FL-12-[NONE]-W-UNV-D-1-TB15-X-X-X | Indoor Luminaires | Linear Ambient | Direct Linear Ambient Luminaires | Standard | FALSE | [9 empty] | 42117 | Dimmable | Continuous Below 10 | NotYetVerified |  | 3 | 11465.593 | 82.9068 | 138.34 | 13.1 | 0.9893 | 3474 | 83.72
PFN35NDT | Axis Lighting | Axis Lighting | B6WDLED-B2-1000-35-SO-FL-12-[NONE]-W-UNV-D-1-TB15-X-X-X | Indoor Luminaires | Linear Ambient | Direct Linear Ambient Luminaires | Standard | FALSE | [9 empty] | 42117 | Dimmable | Continuous Below 10 | NotYetVerified |  | 3 | 11465.593 | 82.9068 | 138.34 | 13.1 | 0.9893 | 3474 | 83.72
P63266AH | Axis Lighting | Axis Lighting | BMWDLED-B2-1000-35-SO-FL-12-[NONE]-W-UNV-D-1-TB15-X-X-X | Indoor Luminaires | Linear Ambient | Direct Linear Ambient Luminaires | Standard | FALSE | [9 empty] | 42117 | Dimmable | Continuous Below 10 | NotYetVerified |  | 3 | 11437 | 82.7 | 138.34 | 13.1 | 0.9893 | 3474 | 83.72
P62UKDY7 | Axis Lighting | Axis Lighting | BMDLED-B2-1000-35-SO-FL-12-[NONE]-W-UNV-D-1-TB15-X-X-X | Indoor Luminaires | Linear Ambient | Direct Linear Ambient Luminaires | Standard | FALSE | [9 empty] | 42117 | Dimmable | Continuous Below 10 | NotYetVerified |  | 3 | 11437 | 82.7 | 138.34 | 13.1 | 0.9893 | 3474 | 83.72
P1G7KZQJ | Axis Lighting | Axis Lighting | BMSLED-B2-1000-35-SO-FL-12-[NONE]-W-UNV-D-1-TB15-X-X-X | Indoor Luminaires | Linear Ambient | Direct Linear Ambient Luminaires | Standard | FALSE | [9 empty] | 42117 | Dimmable | Continuous Below 10 | NotYetVerified |  | 3 | 11437 | 82.7 | 138.34 | 13.1 | 0.9893 | 3474 | 83.72
PXKPVUJY | Axis Lighting | Axis Lighting | B6DLED-B2-1000-35-SO-FL-8-[NONE]-W-UNV-D-1-TB15-X-X-X | Indoor Luminaires | Linear Ambient | Direct Linear Ambient Luminaires | Standard | FALSE | [9 empty] | 42117 | Dimmable | Continuous Below 10 | NotYetVerified |  | 3 | 7739.5728 | 83.007 | 93.24 | 13.1 | 0.9893 | 3474 | 83.72
P8SCVT3Z | Axis Lighting | Axis Lighting | B6SLED-B2-1000-35-SO-FL-8-[NONE]-W-UNV-D-1-TB15-X-X-X | Indoor Luminaires | Linear Ambient | Direct Linear Ambient Luminaires | Standard | FALSE | [9 empty] | 42117 | Dimmable | Continuous Below 10 | NotYetVerified |  | 3 | 7739.5728 | 83.007 | 93.24 | 13.1 | 0.9893 | 3474 | 83.72
P7F2SMET | Axis Lighting | Axis Lighting | B6WDLED-B2-1000-35-SO-FL-8-[NONE]-W-UNV-D-1-TB15-X-X-X | Indoor Luminaires | Linear Ambient | Direct Linear Ambient Luminaires | Standard | FALSE | [9 empty] | 42117 | Dimmable | Continuous Below 10 | NotYetVerified |  | 3 | 7739.5728 | 83.007 | 93.24 | 13.1 | 0.9893 | 3474 | 83.72
PWE6837G | Axis Lighting | Axis Lighting | B6SLED-B2-700-30-SO-FL-12-[NONE]-W-UNV-D-1-TB15-X-X-X | Indoor Luminaires | Linear Ambient | Direct Linear Ambient Luminaires | Standard | FALSE | [9 empty] | 42117 | Dimmable | Continuous Below 10 | NotYetVerified |  | 3 | 7781.942 | 82.8065 | 93.9774 | 21.18 | 0.8923 | 3057 | 82.57
P4J7XRW8 | Axis Lighting | Axis Lighting | B6DLED-B2-700-30-SO-FL-12-[NONE]-W-UNV-D-1-TB15-X-X-X | Indoor Luminaires | Linear Ambient | Direct Linear Ambient Luminaires | Standard | FALSE | [9 empty] | 42117 | Dimmable | Continuous Below 10 | NotYetVerified |  | 3 | 7781.942 | 82.8065 | 93.9774 | 21.18 | 0.8923 | 3057 | 82.57
P1BTEREY | Axis Lighting | Axis Lighting | B6WDLED-B2-700-30-SO-FL-12-[NONE]-W-UNV-D-1-TB15-X-X-X | Indoor Luminaires | Linear Ambient | Direct Linear Ambient Luminaires | Standard | FALSE | [9 empty] | 42117 | Dimmable | Continuous Below 10 | NotYetVerified |  | 3 | 7781.942 | 82.8065 | 93.9774 | 21.18 | 0.8923 | 3057 | 82.57
PSPV1QDG | Axis Lighting | Axis Lighting | BBDLED-B2-700-30-SO-FL-12-[NONE]-W-UNV-D-1-TB15-X-X-X | Indoor Luminaires | Linear Ambient | Direct Linear Ambient Luminaires | Standard | FALSE | [9 empty] | 42117 | Dimmable | Continuous Below 10 | NotYetVerified |  | 3 | 7767.1934 | 82.6496 | 93.9774 | 21.18 | 0.8923 | 3057 | 82.57
PFFTVXC7 | Axis Lighting | Axis Lighting | BBSLED-B2-700-30-SO-FL-12-[NONE]-W-UNV-D-1-TB15-X-X-X | Indoor Luminaires | Linear Ambient | Direct Linear Ambient Luminaires | Standard | FALSE | [9 empty] | 42117 | Dimmable | Continuous Below 10 | NotYetVerified |  | 3 | 7767.1934 | 82.6496 | 93.9774 | 21.18 | 0.8923 | 3057 | 82.57
P238XBUR | Axis Lighting | Axis Lighting | BBWDLED-B2-700-30-SO-FL-12-[NONE]-W-UNV-D-1-TB15-X-X-X | Indoor Luminaires | Linear Ambient | Direct Linear Ambient Luminaires | Standard | FALSE | [9 empty] | 42117 | Dimmable | Continuous Below 10 | NotYetVerified |  | 3 | 7767.1934 | 82.6496 | 93.9774 | 21.18 | 0.8923 | 3057 | 82.57
PPYGN9FK | Axis Lighting | Axis Lighting | BMSLED-B2-700-30-SO-FL-12-[NONE]-W-UNV-D-1-TB15-X-X-X | Indoor Luminaires | Linear Ambient | Direct Linear Ambient Luminaires | Standard | FALSE | [9 empty] | 42117 | Dimmable | Continuous Below 10 | NotYetVerified |  | 3 | 7762.5356 | 82.6 | 93.9774 | 21.18 | 0.8923 | 3057 | 82.57
P6X9UKGD | Axis Lighting | Axis Lighting | BMDLED-B2-700-30-SO-FL-12-[NONE]-W-UNV-D-1-TB15-X-X-X | Indoor Luminaires | Linear Ambient | Direct Linear Ambient Luminaires | Standard | FALSE | [9 empty] | 42117 | Dimmable | Continuous Below 10 | NotYetVerified |  | 3 | 7762.5356 | 82.6 | 93.9774 | 21.18 | 0.8923 | 3057 | 82.57
P4PZSF3S | Axis Lighting | Axis Lighting | BMWDLED-B2-700-30-SO-FL-12-[NONE]-W-UNV-D-1-TB15-X-X-X | Indoor Luminaires | Linear Ambient | Direct Linear Ambient Luminaires | Standard | FALSE | [9 empty] | 42117 | Dimmable | Continuous Below 10 | NotYetVerified |  | 3 | 7762.5356 | 82.6 | 93.9774 | 21.18 | 0.8923 | 3057 | 82.57
PMEXTF1J | Axis Lighting | Axis Lighting | B6DLED-B2-700-30-SO-FL-8-[NONE]-W-UNV-D-1-TB15-X-X-X | Indoor Luminaires | Linear Ambient | Direct Linear Ambient Luminaires | Standard | FALSE | [9 empty] | 42117 | Dimmable | Continuous Below 10 | NotYetVerified |  | 3 | 5244.964 | 82.8065 | 63.34 | 21.18 | 0.8923 | 3057 | 82.57
PK73ARVY | Axis Lighting | Axis Lighting | B6WDLED-B2-700-30-SO-FL-8-[NONE]-W-UNV-D-1-TB15-X-X-X | Indoor Luminaires | Linear Ambient | Direct Linear Ambient Luminaires | Standard | FALSE | [9 empty] | 42117 | Dimmable | Continuous Below 10 | NotYetVerified |  | 3 | 5244.964 | 82.8065 | 63.34 | 21.18 | 0.8923 | 3057 | 82.57
P1DGSSWX | Axis Lighting | Axis Lighting | B6SLED-B2-700-30-SO-FL-8-[NONE]-W-UNV-D-1-TB15-X-X-X | Indoor Luminaires | Linear Ambient | Direct Linear Ambient Luminaires | Standard | FALSE | [9 empty] | 42117 | Dimmable | Continuous Below 10 | NotYetVerified |  | 3 | 5244.964 | 82.8065 | 63.34 | 21.18 | 0.8923 | 3057 | 82.57
PYAQHUCS | Axis Lighting | Axis Lighting | BBDLED-B2-700-30-SO-FL-8-[NONE]-W-UNV-D-1-TB15-X-X-X | Indoor Luminaires | Linear Ambient | Direct Linear Ambient Luminaires | Standard | FALSE | [9 empty] | 42117 | Dimmable | Continuous Below 10 | NotYetVerified |  | 3 | 5235.023 | 82.6496 | 63.34 | 21.18 | 0.8923 | 3057 | 82.57
PFHR8UQC | Axis Lighting | Axis Lighting | BBSLED-B2-700-30-SO-FL-8-[NONE]-W-UNV-D-1-TB15-X-X-X | Indoor Luminaires | Linear Ambient | Direct Linear Ambient Luminaires | Standard | FALSE | [9 empty] | 42117 | Dimmable | Continuous Below 10 | NotYetVerified |  | 3 | 5235.023 | 82.6496 | 63.34 | 21.18 | 0.8923 | 3057 | 82.57
P3EXH8BZ | Axis Lighting | Axis Lighting | BBWDLED-B2-700-30-SO-FL-8-[NONE]-W-UNV-D-1-TB15-X-X-X | Indoor Luminaires | Linear Ambient | Direct Linear Ambient Luminaires | Standard | FALSE | [9 empty] | 42117 | Dimmable | Continuous Below 10 | NotYetVerified |  | 3 | 5235.023 | 82.6496 | 63.34 | 21.18 | 0.8923 | 3057 | 82.57
PBPSDCW8 | Axis Lighting | Axis Lighting | BMDLED-B2-700-30-SO-FL-8-[NONE]-W-UNV-D-1-TB15-X-X-X | Indoor Luminaires | Linear Ambient | Direct Linear Ambient Luminaires | Standard | FALSE | [9 empty] | 42117 | Dimmable | Continuous Below 10 | NotYetVerified |  | 3 | 5231.884 | 82.6 | 63.34 | 21.18 | 0.8923 | 3057 | 82.57
PBKMDDQ5 | Axis Lighting | Axis Lighting | BMWDLED-B2-700-30-SO-FL-8-[NONE]-W-UNV-D-1-TB15-X-X-X | Indoor Luminaires | Linear Ambient | Direct Linear Ambient Luminaires | Standard | FALSE | [9 empty] | 42117 | Dimmable | Continuous Below 10 | NotYetVerified |  | 3 | 5231.884 | 82.6 | 63.34 | 21.18 | 0.8923 | 3057 | 82.57
P6M6VHPY | Axis Lighting | Axis Lighting | BMSLED-B2-700-30-SO-FL-8-[NONE]-W-UNV-D-1-TB15-X-X-X | Indoor Luminaires | Linear Ambient | Direct Linear Ambient Luminaires | Standard | FALSE | [9 empty] | 42117 | Dimmable | Continuous Below 10 | NotYetVerified |  | 3 | 5231.884 | 82.6 | 63.34 | 21.18 | 0.8923 | 3057 | 82.57
PJER839E | Axis Lighting | Axis Lighting | B6RLED-B2-700-30-SO-FL-6-[NONE]-W-UNV-D-1-TB15-X-X-X | Indoor Luminaires | Linear Ambient | Direct Linear Ambient Luminaires | Standard | FALSE | [9 empty] | 42117 | Dimmable | Continuous Below 10 | NotYetVerified |  | 3 | 3933.723 | 82.8065 | 47.505 | 21.18 | 0.8923 | 3057 | 82.57
P58SCQF1 | Axis Lighting | Axis Lighting | B6DLED-B2-700-30-SO-FL-6-[NONE]-W-UNV-D-1-TB15-X-X-X | Indoor Luminaires | Linear Ambient | Direct Linear Ambient Luminaires | Standard | FALSE | [9 empty] | 42117 | Dimmable | Continuous Below 10 | NotYetVerified |  | 3 | 3933.723 | 82.8065 | 47.505 | 21.18 | 0.8923 | 3057 | 82.57
P34T719S | Axis Lighting | Axis Lighting | B6SLED-B2-700-30-SO-FL-6-[NONE]-W-UNV-D-1-TB15-X-X-X | Indoor Luminaires | Linear Ambient | Direct Linear Ambient Luminaires | Standard | FALSE | [9 empty] | 42117 | Dimmable | Continuous Below 10 | NotYetVerified |  | 3 | 3933.723 | 82.8065 | 47.505 | 21.18 | 0.8923 | 3057 | 82.57
P23D2V6Z | Axis Lighting | Axis Lighting | B6WDLED-B2-700-30-SO-FL-6-[NONE]-W-UNV-D-1-TB15-X-X-X | Indoor Luminaires | Linear Ambient | Direct Linear Ambient Luminaires | Standard | FALSE | [9 empty] | 42117 | Dimmable | Continuous Below 10 | NotYetVerified |  | 3 | 3933.723 | 82.8065 | 47.505 | 21.18 | 0.8923 | 3057 | 82.57
PVVSXATE | Axis Lighting | Axis Lighting | BBRLED-B2-700-30-SO-FL-6-[NONE]-W-UNV-D-1-TB15-X-X-X | Indoor Luminaires | Linear Ambient | Direct Linear Ambient Luminaires | Standard | FALSE | [9 empty] | 42117 | Dimmable | Continuous Below 10 | NotYetVerified |  | 3 | 3926.2673 | 82.6496 | 47.505 | 21.18 | 0.8923 | 3057 | 82.57
PSVTHDEX | Axis Lighting | Axis Lighting | BBDLED-B2-700-30-SO-FL-6-[NONE]-W-UNV-D-1-TB15-X-X-X | Indoor Luminaires | Linear Ambient | Direct Linear Ambient Luminaires | Standard | FALSE | [9 empty] | 42117 | Dimmable | Continuous Below 10 | NotYetVerified |  | 3 | 3926.2673 | 82.6496 | 47.505 | 21.18 | 0.8923 | 3057 | 82.57
PKD44FMR | Axis Lighting | Axis Lighting | BBWDLED-B2-700-30-SO-FL-6-[NONE]-W-UNV-D-1-TB15-X-X-X | Indoor Luminaires | Linear Ambient | Direct Linear Ambient Luminaires | Standard | FALSE | [9 empty] | 42117 | Dimmable | Continuous Below 10 | NotYetVerified |  | 3 | 3926.2673 | 82.6496 | 47.505 | 21.18 | 0.8923 | 3057 | 82.57
P2ZA4515 | Axis Lighting | Axis Lighting | BBSLED-B2-700-30-SO-FL-6-[NONE]-W-UNV-D-1-TB15-X-X-X | Indoor Luminaires | Linear Ambient | Direct Linear Ambient Luminaires | Standard | FALSE | [9 empty] | 42117 | Dimmable | Continuous Below 10 | NotYetVerified |  | 3 | 3926.2673 | 82.6496 | 47.505 | 21.18 | 0.8923 | 3057 | 82.57
PVDWA77U | Axis Lighting | Axis Lighting | BMRLED-B2-700-30-SO-FL-6-[NONE]-W-UNV-D-1-TB15-X-X-X | Indoor Luminaires | Linear Ambient | Direct Linear Ambient Luminaires | Standard | FALSE | [9 empty] | 42117 | Dimmable | Continuous Below 10 | NotYetVerified |  | 3 | 3923.913 | 82.6 | 47.505 | 21.18 | 0.8923 | 3057 | 82.57
PPC53YR5 | Axis Lighting | Axis Lighting | BMWDLED-B2-700-30-SO-FL-6-[NONE]-W-UNV-D-1-TB15-X-X-X | Indoor Luminaires | Linear Ambient | Direct Linear Ambient Luminaires | Standard | FALSE | [9 empty] | 42117 | Dimmable | Continuous Below 10 | NotYetVerified |  | 3 | 3923.913 | 82.6 | 47.505 | 21.18 | 0.8923 | 3057 | 82.57
P9A875R3 | Axis Lighting | Axis Lighting | BMSLED-B2-700-30-SO-FL-6-[NONE]-W-UNV-D-1-TB15-X-X-X | Indoor Luminaires | Linear Ambient | Direct Linear Ambient Luminaires | Standard | FALSE | [9 empty] | 42117 | Dimmable | Continuous Below 10 | NotYetVerified |  | 3 | 3923.913 | 82.6 | 47.505 | 21.18 | 0.8923 | 3057 | 82.57
P8HGDRFQ | Axis Lighting | Axis Lighting | BMDLED-B2-700-30-SO-FL-6-[NONE]-W-UNV-D-1-TB15-X-X-X | Indoor Luminaires | Linear Ambient | Direct Linear Ambient Luminaires | Standard | FALSE | [9 empty] | 42117 | Dimmable | Continuous Below 10 | NotYetVerified |  | 3 | 3923.913 | 82.6 | 47.505 | 21.18 | 0.8923 | 3057 | 82.57
PSDXZQKB | Axis Lighting | Axis Lighting | B6DLED-B2-700-30-SO-FL-5-[NONE]-W-UNV-D-1-TB15-X-X-X | Indoor Luminaires | Linear Ambient | Direct Linear Ambient Luminaires | Standard | FALSE | [9 empty] | 42117 | Dimmable | Continuous Below 10 | NotYetVerified |  | 3 | 3278.1023 | 82.8065 | 39.5875 | 21.18 | 0.8923 | 3057 | 82.57
PPYUAE19 | Axis Lighting | Axis Lighting | B6WDLED-B2-700-30-SO-FL-5-[NONE]-W-UNV-D-1-TB15-X-X-X | Indoor Luminaires | Linear Ambient | Direct Linear Ambient Luminaires | Standard | FALSE | [9 empty] | 42117 | Dimmable | Continuous Below 10 | NotYetVerified |  | 3 | 3278.1023 | 82.8065 | 39.5875 | 21.18 | 0.8923 | 3057 | 82.57
P2UVE6KV | Axis Lighting | Axis Lighting | B6SLED-B2-700-30-SO-FL-5-[NONE]-W-UNV-D-1-TB15-X-X-X | Indoor Luminaires | Linear Ambient | Direct Linear Ambient Luminaires | Standard | FALSE | [9 empty] | 42117 | Dimmable | Continuous Below 10 | NotYetVerified |  | 3 | 3278.1023 | 82.8065 | 39.5875 | 21.18 | 0.8923 | 3057 | 82.57
PR7KH9KS | Axis Lighting | Axis Lighting | BBSLED-B2-700-30-SO-FL-5-[NONE]-W-UNV-D-1-TB15-X-X-X | Indoor Luminaires | Linear Ambient | Direct Linear Ambient Luminaires | Standard | FALSE | [9 empty] | 42117 | Dimmable | Continuous Below 10 | NotYetVerified |  | 3 | 3271.8894 | 82.6496 | 39.5875 | 21.18 | 0.8923 | 3057 | 82.57
PGR5845D | Axis Lighting | Axis Lighting | BBDLED-B2-700-30-SO-FL-5-[NONE]-W-UNV-D-1-TB15-X-X-X | Indoor Luminaires | Linear Ambient | Direct Linear Ambient Luminaires | Standard | FALSE | [9 empty] | 42117 | Dimmable | Continuous Below 10 | NotYetVerified |  | 3 | 3271.8894 | 82.6496 | 39.5875 | 21.18 | 0.8923 | 3057 | 82.57
P8AYF3PK | Axis Lighting | Axis Lighting | BBWDLED-B2-700-30-SO-FL-5-[NONE]-W-UNV-D-1-TB15-X-X-X | Indoor Luminaires | Linear Ambient | Direct Linear Ambient Luminaires | Standard | FALSE | [9 empty] | 42117 | Dimmable | Continuous Below 10 | NotYetVerified |  | 3 | 3271.8894 | 82.6496 | 39.5875 | 21.18 | 0.8923 | 3057 | 82.57
PT55426B | Axis Lighting | Axis Lighting | BMDLED-B2-700-30-SO-FL-5-[NONE]-W-UNV-D-1-TB15-X-X-X | Indoor Luminaires | Linear Ambient | Direct Linear Ambient Luminaires | Standard | FALSE | [9 empty] | 42117 | Dimmable | Continuous Below 10 | NotYetVerified |  | 3 | 3269.9275 | 82.6 | 39.5875 | 21.18 | 0.8923 | 3057 | 82.57
PNR63R7M | Axis Lighting | Axis Lighting | BMWDLED-B2-700-30-SO-FL-5-[NONE]-W-UNV-D-1-TB15-X-X-X | Indoor Luminaires | Linear Ambient | Direct Linear Ambient Luminaires | Standard | FALSE | [9 empty] | 42117 | Dimmable | Continuous Below 10 | NotYetVerified |  | 3 | 3269.9275 | 82.6 | 39.5875 | 21.18 | 0.8923 | 3057 | 82.57
P6CPUD4T | Axis Lighting | Axis Lighting | BMSLED-B2-700-30-SO-FL-5-[NONE]-W-UNV-D-1-TB15-X-X-X | Indoor Luminaires | Linear Ambient | Direct Linear Ambient Luminaires | Standard | FALSE | [9 empty] | 42117 | Dimmable | Continuous Below 10 | NotYetVerified |  | 3 | 3269.9275 | 82.6 | 39.5875 | 21.18 | 0.8923 | 3057 | 82.57
PRNQAVJ6 | Axis Lighting | Axis Lighting | B6WDLED-B2-700-30-SO-FL-4-[NONE]-W-UNV-D-1-TB15-X-X-X | Indoor Luminaires | Linear Ambient | Direct Linear Ambient Luminaires | Standard | FALSE | [9 empty] | 42117 | Dimmable | Continuous Below 10 | NotYetVerified |  | 3 | 2622.54 | 82.8065 | 31.67 | 21.18 | 0.8923 | 3057 | 82.57
PJYV5FEN | Axis Lighting | Axis Lighting | B6DLED-B2-700-30-SO-FL-4-[NONE]-W-UNV-D-1-TB15-X-X-X | Indoor Luminaires | Linear Ambient | Direct Linear Ambient Luminaires | Standard | FALSE | [9 empty] | 42117 | Dimmable | Continuous Below 10 | NotYetVerified |  | 3 | 2622.54 | 82.8065 | 31.67 | 21.18 | 0.8923 | 3057 | 82.57
PEAF97WA | Axis Lighting | Axis Lighting | B6SLED-B2-700-30-SO-FL-4-[NONE]-W-UNV-D-1-TB15-X-X-X | Indoor Luminaires | Linear Ambient | Direct Linear Ambient Luminaires | Standard | FALSE | [9 empty] | 42117 | Dimmable | Continuous Below 10 | NotYetVerified |  | 3 | 2622.54 | 82.8065 | 31.67 | 21.18 | 0.8923 | 3057 | 82.57
PW8WK3HR | Axis Lighting | Axis Lighting | BBWDLED-B2-700-30-SO-FL-4-[NONE]-W-UNV-D-1-TB15-X-X-X | Indoor Luminaires | Linear Ambient | Direct Linear Ambient Luminaires | Standard | FALSE | [9 empty] | 42117 | Dimmable | Continuous Below 10 | NotYetVerified |  | 3 | 2617.5696 | 82.6496 | 31.67 | 21.18 | 0.8923 | 3057 | 82.57
PRKBJ1BY | Axis Lighting | Axis Lighting | BBSLED-B2-700-30-SO-FL-4-[NONE]-W-UNV-D-1-TB15-X-X-X | Indoor Luminaires | Linear Ambient | Direct Linear Ambient Luminaires | Standard | FALSE | [9 empty] | 42117 | Dimmable | Continuous Below 10 | NotYetVerified |  | 3 | 2617.5696 | 82.6496 | 31.67 | 21.18 | 0.8923 | 3057 | 82.57
P6RJFTFV | Axis Lighting | Axis Lighting | BBDLED-B2-700-30-SO-FL-4-[NONE]-W-UNV-D-1-TB15-X-X-X | Indoor Luminaires | Linear Ambient | Direct Linear Ambient Luminaires | Standard | FALSE | [9 empty] | 42117 | Dimmable | Continuous Below 10 | NotYetVerified |  | 3 | 2617.5696 | 82.6496 | 31.67 | 21.18 | 0.8923 | 3057 | 82.57
PYZJDAEG | Axis Lighting | Axis Lighting | BMDLED-B2-700-30-SO-FL-4-[NONE]-W-UNV-D-1-TB15-X-X-X | Indoor Luminaires | Linear Ambient | Direct Linear Ambient Luminaires | Standard | FALSE | [9 empty] | 42117 | Dimmable | Continuous Below 10 | NotYetVerified |  | 3 | 2616 | 82.6 | 31.67 | 21.18 | 0.8923 | 3057 | 82.57
PBZYGUEG | Axis Lighting | Axis Lighting | BMWDLED-B2-700-30-SO-FL-4-[NONE]-W-UNV-D-1-TB15-X-X-X | Indoor Luminaires | Linear Ambient | Direct Linear Ambient Luminaires | Standard | FALSE | [9 empty] | 42117 | Dimmable | Continuous Below 10 | NotYetVerified |  | 3 | 2616 | 82.6 | 31.67 | 21.18 | 0.8923 | 3057 | 82.57
P698PTY6 | Axis Lighting | Axis Lighting | BMSLED-B2-700-30-SO-FL-4-[NONE]-W-UNV-D-1-TB15-X-X-X | Indoor Luminaires | Linear Ambient | Direct Linear Ambient Luminaires | Standard | FALSE | [9 empty] | 42117 | Dimmable | Continuous Below 10 | NotYetVerified |  | 3 | 2616 | 82.6 | 31.67 | 21.18 | 0.8923 | 3057 | 82.57
PWMX3KY2 | Axis Lighting | Axis Lighting | B6SLED-B2-500-30-SO-FL-12-[NONE]-W-120-D-1-TB15-X-X-X | Indoor Luminaires | Linear Ambient | Direct Linear Ambient Luminaires | Standard | FALSE | [9 empty] | 42117 | Dimmable | Continuous Below 10 | NotYetVerified |  | 3 | 5809.2236 | 84.3102 | 68.9029 | 19.19 | 0.9751 | 3056 | 82.67
PE4P2QWP | Axis Lighting | Axis Lighting | B6WDLED-B2-500-30-SO-FL-12-[NONE]-W-120-D-1-TB15-X-X-X | Indoor Luminaires | Linear Ambient | Direct Linear Ambient Luminaires | Standard | FALSE | [9 empty] | 42117 | Dimmable | Continuous Below 10 | NotYetVerified |  | 3 | 5809.2236 | 84.3102 | 68.9029 | 19.19 | 0.9751 | 3056 | 82.67
PCN96YYY | Axis Lighting | Axis Lighting | B6DLED-B2-500-30-SO-FL-12-[NONE]-W-120-D-1-TB15-X-X-X | Indoor Luminaires | Linear Ambient | Direct Linear Ambient Luminaires | Standard | FALSE | [9 empty] | 42117 | Dimmable | Continuous Below 10 | NotYetVerified |  | 3 | 5809.2236 | 84.3102 | 68.9029 | 19.19 | 0.9751 | 3056 | 82.67
PHMYJ66H | Axis Lighting | Axis Lighting | BBDLED-B2-500-30-SO-FL-12-[NONE]-W-120-D-1-TB15-X-X-X | Indoor Luminaires | Linear Ambient | Direct Linear Ambient Luminaires | Standard | FALSE | [9 empty] | 42117 | Dimmable | Continuous Below 10 | NotYetVerified |  | 3 | 5798.2134 | 84.1505 | 68.9029 | 19.19 | 0.9751 | 3056 | 82.67
PAM6421K | Axis Lighting | Axis Lighting | BBSLED-B2-500-30-SO-FL-12-[NONE]-W-120-D-1-TB15-X-X-X | Indoor Luminaires | Linear Ambient | Direct Linear Ambient Luminaires | Standard | FALSE | [9 empty] | 42117 | Dimmable | Continuous Below 10 | NotYetVerified |  | 3 | 5798.2134 | 84.1505 | 68.9029 | 19.19 | 0.9751 | 3056 | 82.67
P3P2D9QU | Axis Lighting | Axis Lighting | BBWDLED-B2-500-30-SO-FL-12-[NONE]-W-120-D-1-TB15-X-X-X | Indoor Luminaires | Linear Ambient | Direct Linear Ambient Luminaires | Standard | FALSE | [9 empty] | 42117 | Dimmable | Continuous Below 10 | NotYetVerified |  | 3 | 5798.2134 | 84.1505 | 68.9029 | 19.19 | 0.9751 | 3056 | 82.67
PKN8HNT7 | Axis Lighting | Axis Lighting | BMWDLED-B2-500-30-SO-FL-12-[NONE]-W-120-D-1-TB15-X-X-X | Indoor Luminaires | Linear Ambient | Direct Linear Ambient Luminaires | Standard | FALSE | [9 empty] | 42117 | Dimmable | Continuous Below 10 | NotYetVerified |  | 3 | 5794.737 | 84.1 | 68.9029 | 19.19 | 0.9751 | 3056 | 82.67
PFBKMF94 | Axis Lighting | Axis Lighting | BMSLED-B2-500-30-SO-FL-12-[NONE]-W-120-D-1-TB15-X-X-X | Indoor Luminaires | Linear Ambient | Direct Linear Ambient Luminaires | Standard | FALSE | [9 empty] | 42117 | Dimmable | Continuous Below 10 | NotYetVerified |  | 3 | 5794.737 | 84.1 | 68.9029 | 19.19 | 0.9751 | 3056 | 82.67
PCJYYDSJ | Axis Lighting | Axis Lighting | BMDLED-B2-500-30-SO-FL-12-[NONE]-W-120-D-1-TB15-X-X-X | Indoor Luminaires | Linear Ambient | Direct Linear Ambient Luminaires | Standard | FALSE | [9 empty] | 42117 | Dimmable | Continuous Below 10 | NotYetVerified |  | 3 | 5794.737 | 84.1 | 68.9029 | 19.19 | 0.9751 | 3056 | 82.67
PYV59MRP | Axis Lighting | Axis Lighting | B6SLED-B2-500-30-SO-FL-8-[NONE]-W-120-D-1-TB15-X-X-X | Indoor Luminaires | Linear Ambient | Direct Linear Ambient Luminaires | Standard | FALSE | [9 empty] | 42117 | Dimmable | Continuous Below 10 | NotYetVerified |  | 3 | 3915.368 | 84.3102 | 46.44 | 19.19 | 0.9751 | 3056 | 82.67
PMYEGEBF | Axis Lighting | Axis Lighting | B6DLED-B2-500-30-SO-FL-8-[NONE]-W-120-D-1-TB15-X-X-X | Indoor Luminaires | Linear Ambient | Direct Linear Ambient Luminaires | Standard | FALSE | [9 empty] | 42117 | Dimmable | Continuous Below 10 | NotYetVerified |  | 3 | 3915.368 | 84.3102 | 46.44 | 19.19 | 0.9751 | 3056 | 82.67
P4XE11YJ | Axis Lighting | Axis Lighting | B6WDLED-B2-500-30-SO-FL-8-[NONE]-W-120-D-1-TB15-X-X-X | Indoor Luminaires | Linear Ambient | Direct Linear Ambient Luminaires | Standard | FALSE | [9 empty] | 42117 | Dimmable | Continuous Below 10 | NotYetVerified |  | 3 | 3915.368 | 84.3102 | 46.44 | 19.19 | 0.9751 | 3056 | 82.67
PVZVSYZF | Axis Lighting | Axis Lighting | BBWDLED-B2-500-30-SO-FL-8-[NONE]-W-120-D-1-TB15-X-X-X | Indoor Luminaires | Linear Ambient | Direct Linear Ambient Luminaires | Standard | FALSE | [9 empty] | 42117 | Dimmable | Continuous Below 10 | NotYetVerified |  | 3 | 3907.9473 | 84.1505 | 46.44 | 19.19 | 0.9751 | 3056 | 82.67
PPQU1H2B | Axis Lighting | Axis Lighting | BBDLED-B2-500-30-SO-FL-8-[NONE]-W-120-D-1-TB15-X-X-X | Indoor Luminaires | Linear Ambient | Direct Linear Ambient Luminaires | Standard | FALSE | [9 empty] | 42117 | Dimmable | Continuous Below 10 | NotYetVerified |  | 3 | 3907.9473 | 84.1505 | 46.44 | 19.19 | 0.9751 | 3056 | 82.67
P7EM98T8 | Axis Lighting | Axis Lighting | BBSLED-B2-500-30-SO-FL-8-[NONE]-W-120-D-1-TB15-X-X-X | Indoor Luminaires | Linear Ambient | Direct Linear Ambient Luminaires | Standard | FALSE | [9 empty] | 42117 | Dimmable | Continuous Below 10 | NotYetVerified |  | 3 | 3907.9473 | 84.1505 | 46.44 | 19.19 | 0.9751 | 3056 | 82.67
PEPD2GPR | Axis Lighting | Axis Lighting | BMSLED-B2-500-30-SO-FL-8-[NONE]-W-120-D-1-TB15-X-X-X | Indoor Luminaires | Linear Ambient | Direct Linear Ambient Luminaires | Standard | FALSE | [9 empty] | 42117 | Dimmable | Continuous Below 10 | NotYetVerified |  | 3 | 3905.604 | 84.1 | 46.44 | 19.19 | 0.9751 | 3056 | 82.67
P9N9XPPN | Axis Lighting | Axis Lighting | BMWDLED-B2-500-30-SO-FL-8-[NONE]-W-120-D-1-TB15-X-X-X | Indoor Luminaires | Linear Ambient | Direct Linear Ambient Luminaires | Standard | FALSE | [9 empty] | 42117 | Dimmable | Continuous Below 10 | NotYetVerified |  | 3 | 3905.604 | 84.1 | 46.44 | 19.19 | 0.9751 | 3056 | 82.67
P3679D5E | Axis Lighting | Axis Lighting | BMDLED-B2-500-30-SO-FL-8-[NONE]-W-120-D-1-TB15-X-X-X | Indoor Luminaires | Linear Ambient | Direct Linear Ambient Luminaires | Standard | FALSE | [9 empty] | 42117 | Dimmable | Continuous Below 10 | NotYetVerified |  | 3 | 3905.604 | 84.1 | 46.44 | 19.19 | 0.9751 | 3056 | 82.67
PPGJMEM7 | Axis Lighting | Axis Lighting | B6RLED-B2-500-30-SO-FL-6-[NONE]-W-120-D-1-TB15-X-X-X | Indoor Luminaires | Linear Ambient | Direct Linear Ambient Luminaires | Standard | FALSE | [9 empty] | 42117 | Dimmable | Continuous Below 10 | NotYetVerified |  | 3 | 2936.5261 | 84.3102 | 34.83 | 19.19 | 0.9751 | 3056 | 82.67
PGZSGWQJ | Axis Lighting | Axis Lighting | B6SLED-B2-500-30-SO-FL-6-[NONE]-W-120-D-1-TB15-X-X-X | Indoor Luminaires | Linear Ambient | Direct Linear Ambient Luminaires | Standard | FALSE | [9 empty] | 42117 | Dimmable | Continuous Below 10 | NotYetVerified |  | 3 | 2936.5261 | 84.3102 | 34.83 | 19.19 | 0.9751 | 3056 | 82.67
PCBSHT58 | Axis Lighting | Axis Lighting | B6WDLED-B2-500-30-SO-FL-6-[NONE]-W-120-D-1-TB15-X-X-X | Indoor Luminaires | Linear Ambient | Direct Linear Ambient Luminaires | Standard | FALSE | [9 empty] | 42117 | Dimmable | Continuous Below 10 | NotYetVerified |  | 3 | 2936.5261 | 84.3102 | 34.83 | 19.19 | 0.9751 | 3056 | 82.67
P7XF48XU | Axis Lighting | Axis Lighting | B6DLED-B2-500-30-SO-FL-6-[NONE]-W-120-D-1-TB15-X-X-X | Indoor Luminaires | Linear Ambient | Direct Linear Ambient Luminaires | Standard | FALSE | [9 empty] | 42117 | Dimmable | Continuous Below 10 | NotYetVerified |  | 3 | 2936.5261 | 84.3102 | 34.83 | 19.19 | 0.9751 | 3056 | 82.67
PVTMJN5E | Axis Lighting | Axis Lighting | BBDLED-B2-500-30-SO-FL-6-[NONE]-W-120-D-1-TB15-X-X-X | Indoor Luminaires | Linear Ambient | Direct Linear Ambient Luminaires | Standard | FALSE | [9 empty] | 42117 | Dimmable | Continuous Below 10 | NotYetVerified |  | 3 | 2930.9604 | 84.1505 | 34.83 | 19.19 | 0.9751 | 3056 | 82.67
PK1CYG7U | Axis Lighting | Axis Lighting | BBRLED-B2-500-30-SO-FL-6-[NONE]-W-120-D-1-TB15-X-X-X | Indoor Luminaires | Linear Ambient | Direct Linear Ambient Luminaires | Standard | FALSE | [9 empty] | 42117 | Dimmable | Continuous Below 10 | NotYetVerified |  | 3 | 2930.9604 | 84.1505 | 34.83 | 19.19 | 0.9751 | 3056 | 82.67
PA1PYBXC | Axis Lighting | Axis Lighting | BBSLED-B2-500-30-SO-FL-6-[NONE]-W-120-D-1-TB15-X-X-X | Indoor Luminaires | Linear Ambient | Direct Linear Ambient Luminaires | Standard | FALSE | [9 empty] | 42117 | Dimmable | Continuous Below 10 | NotYetVerified |  | 3 | 2930.9604 | 84.1505 | 34.83 | 19.19 | 0.9751 | 3056 | 82.67
P36SYUWH | Axis Lighting | Axis Lighting | BBWDLED-B2-500-30-SO-FL-6-[NONE]-W-120-D-1-TB15-X-X-X | Indoor Luminaires | Linear Ambient | Direct Linear Ambient Luminaires | Standard | FALSE | [9 empty] | 42117 | Dimmable | Continuous Below 10 | NotYetVerified |  | 3 | 2930.9604 | 84.1505 | 34.83 | 19.19 | 0.9751 | 3056 | 82.67
PY1UZS64 | Axis Lighting | Axis Lighting | BMDLED-B2-500-30-SO-FL-6-[NONE]-W-120-D-1-TB15-X-X-X | Indoor Luminaires | Linear Ambient | Direct Linear Ambient Luminaires | Standard | FALSE | [9 empty] | 42117 | Dimmable | Continuous Below 10 | NotYetVerified |  | 3 | 2929.203 | 84.1 | 34.83 | 19.19 | 0.9751 | 3056 | 82.67
PXR3EKUG | Axis Lighting | Axis Lighting | BMSLED-B2-500-30-SO-FL-6-[NONE]-W-120-D-1-TB15-X-X-X | Indoor Luminaires | Linear Ambient | Direct Linear Ambient Luminaires | Standard | FALSE | [9 empty] | 42117 | Dimmable | Continuous Below 10 | NotYetVerified |  | 3 | 2929.203 | 84.1 | 34.83 | 19.19 | 0.9751 | 3056 | 82.67
PDBGES46 | Axis Lighting | Axis Lighting | BMRLED-B2-500-30-SO-FL-6-[NONE]-W-120-D-1-TB15-X-X-X | Indoor Luminaires | Linear Ambient | Direct Linear Ambient Luminaires | Standard | FALSE | [9 empty] | 42117 | Dimmable | Continuous Below 10 | NotYetVerified |  | 3 | 2929.203 | 84.1 | 34.83 | 19.19 | 0.9751 | 3056 | 82.67
P4UMJQE1 | Axis Lighting | Axis Lighting | BMWDLED-B2-500-30-SO-FL-6-[NONE]-W-120-D-1-TB15-X-X-X | Indoor Luminaires | Linear Ambient | Direct Linear Ambient Luminaires | Standard | FALSE | [9 empty] | 42117 | Dimmable | Continuous Below 10 | NotYetVerified |  | 3 | 2929.203 | 84.1 | 34.83 | 19.19 | 0.9751 | 3056 | 82.67
PMHNJBRT | Axis Lighting | Axis Lighting | B6SLED-B2-500-30-SO-FL-5-[NONE]-W-120-D-1-TB15-X-X-X | Indoor Luminaires | Linear Ambient | Direct Linear Ambient Luminaires | Standard | FALSE | [9 empty] | 42117 | Dimmable | Continuous Below 10 | NotYetVerified |  | 3 | 2447.105 | 84.3102 | 29.025 | 19.19 | 0.9751 | 3056 | 82.67
P64GRXX3 | Axis Lighting | Axis Lighting | B6WDLED-B2-500-30-SO-FL-5-[NONE]-W-120-D-1-TB15-X-X-X | Indoor Luminaires | Linear Ambient | Direct Linear Ambient Luminaires | Standard | FALSE | [9 empty] | 42117 | Dimmable | Continuous Below 10 | NotYetVerified |  | 3 | 2447.105 | 84.3102 | 29.025 | 19.19 | 0.9751 | 3056 | 82.67
P628X6RE | Axis Lighting | Axis Lighting | B6DLED-B2-500-30-SO-FL-5-[NONE]-W-120-D-1-TB15-X-X-X | Indoor Luminaires | Linear Ambient | Direct Linear Ambient Luminaires | Standard | FALSE | [9 empty] | 42117 | Dimmable | Continuous Below 10 | NotYetVerified |  | 3 | 2447.105 | 84.3102 | 29.025 | 19.19 | 0.9751 | 3056 | 82.67
PP6KWK2Y | Axis Lighting | Axis Lighting | BBSLED-B2-500-30-SO-FL-5-[NONE]-W-120-D-1-TB15-X-X-X | Indoor Luminaires | Linear Ambient | Direct Linear Ambient Luminaires | Standard | FALSE | [9 empty] | 42117 | Dimmable | Continuous Below 10 | NotYetVerified |  | 3 | 2442.467 | 84.1505 | 29.025 | 19.19 | 0.9751 | 3056 | 82.67
P9E684JN | Axis Lighting | Axis Lighting | BBWDLED-B2-500-30-SO-FL-5-[NONE]-W-120-D-1-TB15-X-X-X | Indoor Luminaires | Linear Ambient | Direct Linear Ambient Luminaires | Standard | FALSE | [9 empty] | 42117 | Dimmable | Continuous Below 10 | NotYetVerified |  | 3 | 2442.467 | 84.1505 | 29.025 | 19.19 | 0.9751 | 3056 | 82.67
P1XKGW23 | Axis Lighting | Axis Lighting | BBDLED-B2-500-30-SO-FL-5-[NONE]-W-120-D-1-TB15-X-X-X | Indoor Luminaires | Linear Ambient | Direct Linear Ambient Luminaires | Standard | FALSE | [9 empty] | 42117 | Dimmable | Continuous Below 10 | NotYetVerified |  | 3 | 2442.467 | 84.1505 | 29.025 | 19.19 | 0.9751 | 3056 | 82.67
PYNUA41K | Axis Lighting | Axis Lighting | BMWDLED-B2-500-30-SO-FL-5-[NONE]-W-120-D-1-TB15-X-X-X | Indoor Luminaires | Linear Ambient | Direct Linear Ambient Luminaires | Standard | FALSE | [9 empty] | 42117 | Dimmable | Continuous Below 10 | NotYetVerified |  | 3 | 2441.0024 | 84.1 | 29.025 | 19.19 | 0.9751 | 3056 | 82.67
PWABECMQ | Axis Lighting | Axis Lighting | BMDLED-B2-500-30-SO-FL-5-[NONE]-W-120-D-1-TB15-X-X-X | Indoor Luminaires | Linear Ambient | Direct Linear Ambient Luminaires | Standard | FALSE | [9 empty] | 42117 | Dimmable | Continuous Below 10 | NotYetVerified |  | 3 | 2441.0024 | 84.1 | 29.025 | 19.19 | 0.9751 | 3056 | 82.67
PDV8KBJE | Axis Lighting | Axis Lighting | BMSLED-B2-500-30-SO-FL-5-[NONE]-W-120-D-1-TB15-X-X-X | Indoor Luminaires | Linear Ambient | Direct Linear Ambient Luminaires | Standard | FALSE | [9 empty] | 42117 | Dimmable | Continuous Below 10 | NotYetVerified |  | 3 | 2441.0024 | 84.1 | 29.025 | 19.19 | 0.9751 | 3056 | 82.67
PQX89TVZ | Axis Lighting | Axis Lighting | B6DLED-B2-500-30-SO-FL-4-[NONE]-W-120-D-1-TB15-X-X-X | Indoor Luminaires | Linear Ambient | Direct Linear Ambient Luminaires | Standard | FALSE | [9 empty] | 42117 | Dimmable | Continuous Below 10 | NotYetVerified |  | 3 | 1955.8774 | 84.3102 | 23.22 | 19.19 | 0.9751 | 3056 | 82.67
P4R4MZDC | Axis Lighting | Axis Lighting | B6WDLED-B2-500-30-SO-FL-4-[NONE]-W-120-D-1-TB15-X-X-X | Indoor Luminaires | Linear Ambient | Direct Linear Ambient Luminaires | Standard | FALSE | [9 empty] | 42117 | Dimmable | Continuous Below 10 | NotYetVerified |  | 3 | 1955.8774 | 84.3102 | 23.22 | 19.19 | 0.9751 | 3056 | 82.67
P2G3132E | Axis Lighting | Axis Lighting | B6SLED-B2-500-30-SO-FL-4-[NONE]-W-120-D-1-TB15-X-X-X | Indoor Luminaires | Linear Ambient | Direct Linear Ambient Luminaires | Standard | FALSE | [9 empty] | 42117 | Dimmable | Continuous Below 10 | NotYetVerified |  | 3 | 1955.8774 | 84.3102 | 23.22 | 19.19 | 0.9751 | 3056 | 82.67
PWQ8X5P9 | Axis Lighting | Axis Lighting | BBDLED-B2-500-30-SO-FL-4-[NONE]-W-120-D-1-TB15-X-X-X | Indoor Luminaires | Linear Ambient | Direct Linear Ambient Luminaires | Standard | FALSE | [9 empty] | 42117 | Dimmable | Continuous Below 10 | NotYetVerified |  | 3 | 1952.1707 | 84.1505 | 23.22 | 19.19 | 0.9751 | 3056 | 82.67
PPWU53RY | Axis Lighting | Axis Lighting | BBSLED-B2-500-30-SO-FL-4-[NONE]-W-120-D-1-TB15-X-X-X | Indoor Luminaires | Linear Ambient | Direct Linear Ambient Luminaires | Standard | FALSE | [9 empty] | 42117 | Dimmable | Continuous Below 10 | NotYetVerified |  | 3 | 1952.1707 | 84.1505 | 23.22 | 19.19 | 0.9751 | 3056 | 82.67
PFHG35Q8 | Axis Lighting | Axis Lighting | BBWDLED-B2-500-30-SO-FL-4-[NONE]-W-120-D-1-TB15-X-X-X | Indoor Luminaires | Linear Ambient | Direct Linear Ambient Luminaires | Standard | FALSE | [9 empty] | 42117 | Dimmable | Continuous Below 10 | NotYetVerified |  | 3 | 1952.1707 | 84.1505 | 23.22 | 19.19 | 0.9751 | 3056 | 82.67
PSUY44V6 | Axis Lighting | Axis Lighting | BMWDLED-B2-500-30-SO-FL-4-[NONE]-W-120-D-1-TB15-X-X-X | Indoor Luminaires | Linear Ambient | Direct Linear Ambient Luminaires | Standard | FALSE | [9 empty] | 42117 | Dimmable | Continuous Below 10 | NotYetVerified |  | 3 | 1951 | 84.1 | 23.22 | 19.19 | 0.9751 | 3056 | 82.67
PHCMWR6V | Axis Lighting | Axis Lighting | BMDLED-B2-500-30-SO-FL-4-[NONE]-W-120-D-1-TB15-X-X-X | Indoor Luminaires | Linear Ambient | Direct Linear Ambient Luminaires | Standard | FALSE | [9 empty] | 42117 | Dimmable | Continuous Below 10 | NotYetVerified |  | 3 | 1951 | 84.1 | 23.22 | 19.19 | 0.9751 | 3056 | 82.67
PAFGGBVG | Axis Lighting | Axis Lighting | BMSLED-B2-500-30-SO-FL-4-[NONE]-W-120-D-1-TB15-X-X-X | Indoor Luminaires | Linear Ambient | Direct Linear Ambient Luminaires | Standard | FALSE | [9 empty] | 42117 | Dimmable | Continuous Below 10 | NotYetVerified |  | 3 | 1951 | 84.1 | 23.22 | 19.19 | 0.9751 | 3056 | 82.67
PS68YWES | AFX Inc. | AFX | PAV241700L30MVSN | Indoor Luminaires | Linear Ambient | Direct Linear Ambient Luminaires | Standard | TRUE | 1467.19 | 90.57 | 16.2 | 13.8 | 0.977 | 2989 | 84.8 | 5 | 50000 | 42116 |  |  | NotYetVerified |  | 3 | 1467.19 | 90.57 | 16.2 | 17.3 | 0.977 | 2989 | 85
PZJNEAC7 | Energy Solutions International | Energy Solutions International | F-18VX-P4N-50-FR | Indoor Luminaires | Linear Ambient | Direct Linear Ambient Luminaires | Standard | TRUE | 5585 | 110.62 | 50.485 | 15.427 | 0.9627 | 4859 | 84.95 | 5 | 60000 | 42116 |  |  | NotYetVerified |  | 3
PPKF7YKXP | Acuity Brands Lighting | Peerless Lighting | VMMQP HI 0/100 XXX XXXX SCT XXX LP835 F1C/XX CXXX XXX | Indoor Luminaires | Linear Ambient | Direct Linear Ambient Luminaires | Standard | TRUE | 9808 | 97.21 | 100.9 | 15.62 | 0.8981 | 3366 | 82.06 | 5 |  | 42115 |  |  | NotYetVerified |  | 3 | 9808 | 97.21 | 100.9 | 15.62 | 0.8981 | 3366 | 82.06
PXFZ88H9 | Shenzhen 3NLED Lighting Co.Ltd. | 3NlED | SNIN-120(4000K) | Indoor Luminaires | Linear Ambient | Direct Linear Ambient Luminaires | Standard | TRUE | 4057.2 | 120.05 | 33.8 | 6.89 | 0.8955 | 4092 | 82.8 | 5 | 50000 | 42115 |  |  | NotYetVerified |  | 3 | 4057 | 112.69 | 36 | 7 | 0.9 | 4000 | 80
PMCJBC71 | Shenzhen 3NLED Lighting Co.Ltd. | 3NlED | SNIN-120(5000K) | Indoor Luminaires | Linear Ambient | Direct Linear Ambient Luminaires | Standard | FALSE | [9 empty] | 42115 |  |  | NotYetVerified |  | 3 | 4181 | 116.14 | 36 | 7 | 0.9 | 5000 | 80
P7UFGRWFG | Acuity Brands Lighting | Peerless Lighting | VMMQP HI 0/100 XXXX SCT XXX LP840 F1C/XX CXXX XXX | Indoor Luminaires | Linear Ambient | Direct Linear Ambient Luminaires | Standard | FALSE | [9 empty] | 42115 | Dimmable | Continuous Below 10 | NotYetVerified |  | 3 | 10573.02 | 104.79 | 100.9 | 15.62 | 0.8981 | 3846.9 | 82.06
P3K75CB4 | Signcomplex Limited | Signcomplex | FTN-TP-025-AW-WW-02 | Indoor Luminaires | Linear Ambient | Direct Linear Ambient Luminaires | Standard | TRUE | 2404.59 | 96.53 | 24.91 | 8.3 | 0.95 | 2967 | 92.1 | 5 | 50000 | 42114 |  |  | NotYetVerified |  | 3 | 2404.59 | 96.53 | 24.91 | 7.9 | 0.995 | 3000 | 82
PG7YPW4J | Signcomplex Limited | Signcomplex | FTN-TP-025-AW-W-02 | Indoor Luminaires | Linear Ambient | Direct Linear Ambient Luminaires | Standard | FALSE | [9 empty] | 42114 |  |  | NotYetVerified |  | 3 | 2500 | 100 | 25 | 7.9 | 0.995 | 5000 | 82
PXHVBTJC | Signcomplex Limited | Signcomplex | FTN-TP-025-AW-NW-02 (4500K) | Indoor Luminaires | Linear Ambient | Direct Linear Ambient Luminaires | Standard | FALSE | [9 empty] | 42114 |  |  | NotYetVerified |  | 3 | 2500 | 100 | 25 | 7.9 | 0.995 | 4500 | 82
PN1QQAJ2 | Signcomplex Limited | Signcomplex | FTN-TP-025-AW-NW-02 (4000K) | Indoor Luminaires | Linear Ambient | Direct Linear Ambient Luminaires | Standard | FALSE | [9 empty] | 42114 |  |  | NotYetVerified |  | 3 | 2500 | 100 | 25 | 7.9 | 0.995 | 4000 | 82
PKUVU7GV | Energy Solutions International | Energy Solutions International | F-18VX-P4H-50-FR | Indoor Luminaires | Linear Ambient | Direct Linear Ambient Luminaires | Standard | TRUE | 7365 | 105.5 | 69.824 | 14.008 | 0.9487 | 4998 | 84.91 | 5 | 50000 | 42111 |  |  | NotYetVerified |  | 3 | [5 empty] | 5000
PZMVDEUCC | GTech Services Inc. | Gtech Services Inc. | G-WC504112LG5A3 (4000K) | Indoor Luminaires | Linear Ambient | Direct Linear Ambient Luminaires | Standard | TRUE | 5101.93 | 99.22 | 51.42 | 13.92 | 0.914 | 4116 | 85.6 | 5 | 50000 | 42111 |  |  | NotYetVerified |  | 3 | 5000 | 95 | 52 |  |  | 4000 | 80
PBJUZYY7 | Philips Day-Brite | Philips Day-Brite | DWLE51L850-8-UNV-[MD360W] | Indoor Luminaires | Linear Ambient | Direct Linear Ambient Luminaires | Standard | FALSE | [9 empty] | 42111 |  |  | Yes | Product updated on 3/8/2017 | 4.1 | 9820.11 | 123.37 | 79.6 | 20 | 0.9 | 5000 | 80
P2YH758Y | Philips Day-Brite | Philips Day-Brite | DWAE70L850-4-UNV-[MD360W] | Indoor Luminaires | Linear Ambient | Direct Linear Ambient Luminaires | Standard | FALSE | [9 empty] | 42111 |  |  | Yes | Product updated on 3/8/2017 | 4.1 | 7077.07 | 125.04 | 56.6 | 20 | 0.9 | 5000 | 80
PU1EE4Y6 | Philips Day-Brite | Philips Day-Brite | DWLE70L850-4-UNV-[MD360W] | Indoor Luminaires | Linear Ambient | Direct Linear Ambient Luminaires | Standard | FALSE | [9 empty] | 42111 |  |  | Yes | Product updated on 3/8/2017 | 4.1 | 6793.99 | 120.04 | 56.6 | 20 | 0.9 | 5000 | 80
PDGCQJ5D | Philips Day-Brite | Philips Day-Brite | DWLE51L840-8-UNV-[MD360W] | Indoor Luminaires | Linear Ambient | Direct Linear Ambient Luminaires | Standard | FALSE | [9 empty] | 42111 |  |  | Yes | Product updated on 3/8/2017 | 4.1 | 9722.88 | 122.15 | 79.6 | 20 | 0.9 | 4000 | 80
PTHV4HNX | Philips Day-Brite | Philips Day-Brite | DWAE70L840-4-UNV-[MD360W] | Indoor Luminaires | Linear Ambient | Direct Linear Ambient Luminaires | Standard | FALSE | [9 empty] | 42111 |  |  | Yes | Product updated on 3/8/2017 | 4.1 | 7007 | 123.8 | 56.6 | 20 | 0.9 | 4000 | 80
PP4126JN | Philips Day-Brite | Philips Day-Brite | DWLE70L840-4-UNV-[MD360W] | Indoor Luminaires | Linear Ambient | Direct Linear Ambient Luminaires | Standard | FALSE | [9 empty] | 42111 |  |  | Yes | Product updated on 3/8/2017 | 4.1 | 6726.72 | 118.85 | 56.6 | 20 | 0.9 | 4000 | 80
P66KMQ8Z | Philips Day-Brite | Philips Day-Brite | DWAE51L835-8-UNV-[MD360W] | Indoor Luminaires | Linear Ambient | Direct Linear Ambient Luminaires | Standard | FALSE | [9 empty] | 42111 |  |  | Yes | Product updated on 3/8/2017 | 4.1 | 9925.44 | 124.69 | 79.6 | 20 | 0.9 | 3500 | 80
P1Z75EP3 | Philips Day-Brite | Philips Day-Brite | DWLE51L835-8-UNV-[MD360W] | Indoor Luminaires | Linear Ambient | Direct Linear Ambient Luminaires | Standard | FALSE | [9 empty] | 42111 |  |  | Yes | Product updated on 3/8/2017 | 4.1 | 9528.42 | 119.7 | 79.6 | 20 | 0.9 | 3500 | 80
PRGXE7WR | Philips Day-Brite | Philips Day-Brite | DWAE70L835-4-UNV-[MD360W] | Indoor Luminaires | Linear Ambient | Direct Linear Ambient Luminaires | Standard | FALSE | [9 empty] | 42111 |  |  | Yes | Product updated on 3/8/2017 | 4.1 | 6866.86 | 121.32 | 56.6 | 20 | 0.9 | 3500 | 80
PAW51R9K | Philips Day-Brite | Philips Day-Brite | DWAE70L835-4-347 | Indoor Luminaires | Linear Ambient | Direct Linear Ambient Luminaires | Standard | FALSE | [9 empty] | 42111 |  |  | No | Product updated on 3/8/2017 | 4.1 | 6866 | 114.43 | 60 | 20 | 0.9 | 3500 | 80
P7W4WBWA | Philips Day-Brite | Philips Day-Brite | DWLE70L835-4-347 | Indoor Luminaires | Linear Ambient | Direct Linear Ambient Luminaires | Standard | FALSE | [9 empty] | 42111 |  |  | No | Product updated on 3/8/2017 | 4.1 | 6866 | 114.43 | 60 | 20 | 0.9 | 3500 | 80
P4GVSGE7 | Philips Day-Brite | Philips Day-Brite | DWLE70L835-4-UNV-[MD360W] | Indoor Luminaires | Linear Ambient | Direct Linear Ambient Luminaires | Standard | FALSE | [9 empty] | 42111 |  |  | Yes | Product updated on 3/8/2017 | 4.1 | 6592.19 | 116.47 | 56.6 | 20 | 0.9 | 3500 | 80
P8531YKN | LimeLED Inc. | LimeLED | LFP-F0648-3530-120 | Indoor Luminaires | Linear Ambient | Direct Linear Ambient Luminaires | Standard | TRUE | 2889 | 87.28 | 33.1 | 15.32 | 0.988 | 2937 | 83.7 | 5 | 50000 | 42110 |  |  | NotYetVerified |  | 3 | 3045 | 87 | 35 |  | 0.988 | 3000 | 83
PZG49THK | Signcomplex Limited | Signcomplex | FTN-TP-020-AW-WW-02 | Indoor Luminaires | Linear Ambient | Direct Linear Ambient Luminaires | Standard | TRUE | 1934.98 | 93.79 | 20.63 | 11.1 | 0.93 | 2964 | 82.1 | 5 | 50000 | 42110 |  |  | NotYetVerified |  | 3 | 1934.98 | 93.79 | 20.63 | 7.8 | 0.994 | 2964 | 82
PBH93MFU | Signcomplex Limited | Signcomplex | FTN-TP-010-AW-WW-02 | Indoor Luminaires | Linear Ambient | Direct Linear Ambient Luminaires | Standard | TRUE | 998.06 | 96.81 | 10.31 | 13.4 | 0.896 | 2965 | 82.1 | 5 | 50000 | 42110 |  |  | NotYetVerified |  | 3 | 998.06 | 96.81 | 10.31 | 10.1 | 0.992 | 2965 | 82
PTNRRVYV | Signcomplex Limited | Signcomplex | FTN-TP-010-AW-W-02 | Indoor Luminaires | Linear Ambient | Direct Linear Ambient Luminaires | Standard | FALSE | [9 empty] | 42110 |  |  | NotYetVerified |  | 3 | 1000 | 100 | 10 | 10.1 | 0.992 | 5000 | 82
P2WUT56T | Signcomplex Limited | Signcomplex | FTN-TP-020-AW-W-02 | Indoor Luminaires | Linear Ambient | Direct Linear Ambient Luminaires | Standard | FALSE | [9 empty] | 42110 |  |  | NotYetVerified |  | 3 | 2000 | 100 | 20 | 7.8 | 0.994 | 5000 | 82
P31EJ8RN | Signcomplex Limited | Signcomplex | FTN-TP-010-AW-NW-02 | Indoor Luminaires | Linear Ambient | Direct Linear Ambient Luminaires | Standard | FALSE | [9 empty] | 42110 |  |  | NotYetVerified |  | 3 | 1000 | 100 | 10 | 10.1 | 0.992 | 4500 | 82
PGMJAA51 | Signcomplex Limited | Signcomplex | FTN-TP-020-AW-NW-02 | Indoor Luminaires | Linear Ambient | Direct Linear Ambient Luminaires | Standard | FALSE | [9 empty] | 42110 |  |  | NotYetVerified |  | 3 | 2000 | 100 | 20 | 7.8 | 0.994 | 4500 | 82
PYTB5GRM | Signcomplex Limited | Signcomplex | FTN-TP-010-AW-NW-02 | Indoor Luminaires | Linear Ambient | Direct Linear Ambient Luminaires | Standard | FALSE | [9 empty] | 42110 |  |  | NotYetVerified |  | 3 | 1000 | 100 | 10 | 10.1 | 0.992 | 4000 | 82
PK7VCUEK | Signcomplex Limited | Signcomplex | FTN-TP-020-AW-NW-02 | Indoor Luminaires | Linear Ambient | Direct Linear Ambient Luminaires | Standard | FALSE | [9 empty] | 42110 |  |  | NotYetVerified |  | 3 | 2000 | 100 | 20 | 7.8 | 0.994 | 4000 | 82
PENXRDXU | LimeLED Inc. | LimeLED | LFP-F0648-4350-120 | Indoor Luminaires | Linear Ambient | Direct Linear Ambient Luminaires | Standard | FALSE | [9 empty] | 42110 | Dimmable | Continuous Below 10 | NotYetVerified |  | 3 | 4300 | 100 | 43 |  | 0.99 | 5000 | 83
P7KK8U7Q | LimeLED Inc. | LimeLED | LFP-F0648-4350-277 | Indoor Luminaires | Linear Ambient | Direct Linear Ambient Luminaires | Standard | FALSE | [9 empty] | 42110 | Dimmable | Continuous Below 10 | NotYetVerified |  | 3 | 4300 | 100 | 43 |  | 0.99 | 5000 | 83
PW1RDHFZ | LimeLED Inc. | LimeLED | LFP-F0648-3550-277 | Indoor Luminaires | Linear Ambient | Direct Linear Ambient Luminaires | Standard | FALSE | [9 empty] | 42110 | Dimmable | Continuous Below 10 | NotYetVerified |  | 3 | 3360 | 96 | 35 |  | 0.988 | 5000 | 83
PC4UBM1F | LimeLED Inc. | LimeLED | LFP-F0648-3550-120 | Indoor Luminaires | Linear Ambient | Direct Linear Ambient Luminaires | Standard | FALSE | [9 empty] | 42110 | Dimmable | Continuous Below 10 | NotYetVerified |  | 3 | 3360 | 96 | 35 |  | 0.988 | 5000 | 83
PFYYEEXN | LimeLED Inc. | LimeLED | LFP-F0648-4340-120 | Indoor Luminaires | Linear Ambient | Direct Linear Ambient Luminaires | Standard | FALSE | [9 empty] | 42110 | Dimmable | Continuous Below 10 | NotYetVerified |  | 3 | 4171 | 97 | 43 |  | 0.99 | 4000 | 83
P8ACPADQ | LimeLED Inc. | LimeLED | LFP-F0648-4340-277 | Indoor Luminaires | Linear Ambient | Direct Linear Ambient Luminaires | Standard | FALSE | [9 empty] | 42110 | Dimmable | Continuous Below 10 | NotYetVerified |  | 3 | 4171 | 97 | 43 |  | 0.99 | 4000 | 83
PYXFANQ7 | LimeLED Inc. | LimeLED | LFP-F0648-3540-277 | Indoor Luminaires | Linear Ambient | Direct Linear Ambient Luminaires | Standard | FALSE | [9 empty] | 42110 | Dimmable | Continuous Below 10 | NotYetVerified |  | 3 | 3220 | 92 | 35 |  | 0.988 | 4000 | 83
PEXBDM8B | LimeLED Inc. | LimeLED | LFP-F0648-3540-120 | Indoor Luminaires | Linear Ambient | Direct Linear Ambient Luminaires | Standard | FALSE | [9 empty] | 42110 | Dimmable | Continuous Below 10 | NotYetVerified |  | 3 | 3220 | 92 | 35 |  | 0.988 | 4000 | 83
PFPB9MJ6 | LimeLED Inc. | LimeLED | LFP-F0648-4330-277 | Indoor Luminaires | Linear Ambient | Direct Linear Ambient Luminaires | Standard | FALSE | [9 empty] | 42110 | Dimmable | Continuous Below 10 | NotYetVerified |  | 3 | 4000 | 93 | 43 |  | 0.99 | 3000 | 83
P13RB5FV | LimeLED Inc. | LimeLED | LFP-F0648-4330-120 | Indoor Luminaires | Linear Ambient | Direct Linear Ambient Luminaires | Standard | FALSE | [9 empty] | 42110 | Dimmable | Continuous Below 10 | NotYetVerified |  | 3 | 4000 | 93 | 43 |  | 0.99 | 3000 | 83
PWZ13NQE | LimeLED Inc. | LimeLED | LFP-F0648-3530-277 | Indoor Luminaires | Linear Ambient | Direct Linear Ambient Luminaires | Standard | FALSE | [9 empty] | 42110 | Dimmable | Continuous Below 10 | NotYetVerified |  | 3 | 3045 | 87 | 35 |  | 0.988 | 3000 | 83
PFTENX4K | VL Lighting Solutions | Valuelight | 1X4MP-LED60-NW-347 | Indoor Luminaires | Linear Ambient | Direct Linear Ambient Luminaires | Standard | TRUE | 6439 | 104.4 | 61.65 | 16.83 | 0.9794 | 4019 | 83.62 | 7 | 50000 | 42109 |  |  | NotYetVerified |  | 3 | 6439 | 104.4 | 61.65 | 16.83 | 0.9794 | 4019 | 83.6
P7NDSVR7 | VL Lighting Solutions | Valuelight | 1X4MP-LED30-NW-UNV | Indoor Luminaires | Linear Ambient | Direct Linear Ambient Luminaires | Standard | TRUE | 3501 | 116.2 | 30.12 | 16.39 | 0.9116 | 3976 | 84.02 | 7 | 50000 | 42109 |  |  | NotYetVerified |  | 3 | 3501 | 116.2 | 30.12 | 16.39 | 0.9116 | 3976 | 84
PJ286SWK | VL Lighting Solutions | Valuelight | 1X4MP-LED45-CW-UNV | Indoor Luminaires | Linear Ambient | Direct Linear Ambient Luminaires | Standard | TRUE | 4948 | 108.3 | 45.69 | 14.6 | 0.9017 | 5094 | 83.08 | 7 | 50000 | 42109 |  |  | NotYetVerified |  | 3 | 4948 | 108.3 | 45.69 | 5.39 | 0.9975 | 5094 | 83.1
P2Y3TX7Y | VL Lighting Solutions | Valuelight | 1X4MP-LED60-CW-347 | Indoor Luminaires | Linear Ambient | Direct Linear Ambient Luminaires | Standard | FALSE | [9 empty] | 42109 |  |  | NotYetVerified |  | 3 | 6570 | 106.6 | 61.65 | 16.83 | 0.9794 | 5094 | 83.1
PMWGXNEF | VL Lighting Solutions | Valuelight | 1X4MP-LED30-CW-UNV | Indoor Luminaires | Linear Ambient | Direct Linear Ambient Luminaires | Standard | FALSE | [9 empty] | 42109 |  |  | NotYetVerified |  | 3 | 3573 | 118.6 | 30.12 | 16.39 | 0.9116 | 5094 | 83.1
PJ4U54SH | VL Lighting Solutions | Valuelight | 1X4MP-LED60-CW-UNV | Indoor Luminaires | Linear Ambient | Direct Linear Ambient Luminaires | Standard | FALSE | [9 empty] | 42109 |  |  | NotYetVerified |  | 3 | 6263 | 110.9 | 56.5 | 14.6 | 0.9017 | 5094 | 83.1
P264GM2W | VL Lighting Solutions | Valuelight | 1X4MP-LED30-CW-347 | Indoor Luminaires | Linear Ambient | Direct Linear Ambient Luminaires | Standard | FALSE | [9 empty] | 42109 |  |  | NotYetVerified |  | 3 | 3877 | 118.3 | 32.77 | 10.29 | 0.9575 | 5094 | 83.1
P28EAPEC | VL Lighting Solutions | Valuelight | 1X4MP-LED45-CW-347 | Indoor Luminaires | Linear Ambient | Direct Linear Ambient Luminaires | Standard | FALSE | [9 empty] | 42109 |  |  | NotYetVerified |  | 3 | 5226 | 110 | 47.49 | 7.79 | 0.9772 | 5094 | 83.1
P1F8Q9CS | VL Lighting Solutions | Valuelight | 1X4MP-LED45-NW-347 | Indoor Luminaires | Linear Ambient | Direct Linear Ambient Luminaires | Standard | FALSE | [9 empty] | 42109 |  |  | NotYetVerified |  | 3 | 5119 | 107.8 | 47.49 | 7.79 | 0.9772 | 4085 | 84
P2991RGE | VL Lighting Solutions | Valuelight | 1X4MP-LED60-NW-UNV | Indoor Luminaires | Linear Ambient | Direct Linear Ambient Luminaires | Standard | FALSE | [9 empty] | 42109 |  |  | NotYetVerified |  | 3 | 6134 | 108.6 | 56.5 | 14.6 | 0.9017 | 4084 | 83.8
P6DJU2WV | VL Lighting Solutions | Valuelight | 1X4MP-LED30-NW-347 | Indoor Luminaires | Linear Ambient | Direct Linear Ambient Luminaires | Standard | FALSE | [9 empty] | 42109 |  |  | NotYetVerified |  | 3 | 3798 | 115.9 | 32.77 | 10.29 | 0.9575 | 3995 | 83.7
PU29PG5H | VL Lighting Solutions | Valuelight | 1X4MP-LED45-NW-UNV | Indoor Luminaires | Linear Ambient | Direct Linear Ambient Luminaires | Standard | FALSE | [9 empty] | 42109 |  |  | NotYetVerified |  | 3 | 4528 | 106.1 | 42.68 | 16.39 | 0.999 | 3976 | 84
PKAMB6KND | Stanpro Lighting Systems Inc. | Stanpro | VT4-LS2-H/40K [L6 L10 SS OSI EM KV] | Indoor Luminaires | Linear Ambient | Direct Linear Ambient Luminaires | Standard | TRUE | 4938 | 87.9 | 56.18 | 19.76 | 0.941 | 4089 | 85.83 | 5 |  | 42108 |  |  | NotYetVerified |  | 3 | 4938 | 87.9 | 56.18 | 18.98 | 0.963 | 4089 | 85.83
PG26PZ3SK | Stanpro Lighting Systems Inc. | Stanpro | VT4-LS2-W/40K [L6 L10 SS OSI EM KV] | Indoor Luminaires | Linear Ambient | Direct Linear Ambient Luminaires | Standard | FALSE | [9 empty] | 42108 |  |  | NotYetVerified |  | 3 | 4932 | 92.9 | 53.11 | 19.76 | 0.941 | 4078 | 85.87
P3JE19SX | Shenzhen Wisdom Light Co. Ltd | Shenzhen Wisdom Light Co. Ltd | WL-RTBP35UV35K | Indoor Luminaires | Linear Ambient | Direct Linear Ambient Luminaires | Standard | TRUE | 2754.9 | 94.54 | 29.14 | 14.83 | 0.92 | 3457 | 83.5 | 5 |  | 42103 |  |  | NotYetVerified |  | 3 | 2700 | 90 | 30 |  |  | 3500 | 83
PXCFNQGF | Shenzhen Wisdom Light Co. Ltd | Shenzhen Wisdom Light Co. Ltd | WL-RTBP18UV35K | Indoor Luminaires | Linear Ambient | Direct Linear Ambient Luminaires | Standard | TRUE | 1531 | 90.97 | 16.83 | 14.72 | 0.918 | 3465 | 83.7 | 5 |  | 42103 |  |  | NotYetVerified |  | 3 | 1531 | 90 | 18 |  |  | 3500 | 83
PR47RGAY | Shenzhen Wisdom Light Co. Ltd | Shenzhen Wisdom Light Co. Ltd | WL-RTBP35UV50K | Indoor Luminaires | Linear Ambient | Direct Linear Ambient Luminaires | Standard | FALSE | [9 empty] | 42103 |  |  | NotYetVerified |  | 3 | 3000 | 100 | 30 |  |  | 5000 | 84
PQVS6HNF | Shenzhen Wisdom Light Co. Ltd | Shenzhen Wisdom Light Co. Ltd | WL-RTBP18UV50K | Indoor Luminaires | Linear Ambient | Direct Linear Ambient Luminaires | Standard | FALSE | [9 empty] | 42103 |  |  | NotYetVerified |  | 3 | 1624 | 95 | 18 |  |  | 5000 | 82
PXHYKRC6 | Shenzhen Wisdom Light Co. Ltd | Shenzhen Wisdom Light Co. Ltd | WL-RTBP35UV40K | Indoor Luminaires | Linear Ambient | Direct Linear Ambient Luminaires | Standard | FALSE | [9 empty] | 42103 |  |  | NotYetVerified |  | 3 | 2700 | 90 | 30 |  |  | 4000 | 83
PE1P91NK | Shenzhen Wisdom Light Co. Ltd | Shenzhen Wisdom Light Co. Ltd | WL-RTBP18UV40K | Indoor Luminaires | Linear Ambient | Direct Linear Ambient Luminaires | Standard | FALSE | [9 empty] | 42103 |  |  | NotYetVerified |  | 3 | 1531 | 90 | 18 |  |  | 4000 | 83
PJ5KE12D | Hubbell Lighting | Columbia Lighting | LCL8-40HL-EU | Indoor Luminaires | Linear Ambient | Direct Linear Ambient Luminaires | Standard | FALSE | [9 empty] | 42103 |  |  | NotYetVerified |  | 3 | 12548 | 109.8774 | 114.2 | 8.6 | 0.976 | 4159 | 84.6
PXBXX4KN | Hubbell Lighting | Columbia Lighting | LCL8-40ML-EU | Indoor Luminaires | Linear Ambient | Direct Linear Ambient Luminaires | Standard | FALSE | [9 empty] | 42103 |  |  | NotYetVerified |  | 3 | 10214 | 109.1239 | 93.6 | 8.6 | 0.976 | 4159 | 84.6
PQACWJHW | Hubbell Lighting | Columbia Lighting | LCL8-40LW-EU | Indoor Luminaires | Linear Ambient | Direct Linear Ambient Luminaires | Standard | FALSE | [9 empty] | 42103 |  |  | NotYetVerified |  | 3 | 5288 | 116.9912 | 45.2 | 8.6 | 0.976 | 4159 | 84.6
P93CN8XZ | Hubbell Lighting | Columbia Lighting | LCL8-40HL-EDU | Indoor Luminaires | Linear Ambient | Direct Linear Ambient Luminaires | Standard | FALSE | [9 empty] | 42103 |  |  | NotYetVerified |  | 3 | 12548 | 109.9 | 114.2 | 8.6 | 0.976 | 4159 | 84.6
PJ35WHXB | Hubbell Lighting | Columbia Lighting | LCL8-40ML-EDU | Indoor Luminaires | Linear Ambient | Direct Linear Ambient Luminaires | Standard | FALSE | [9 empty] | 42103 |  |  | NotYetVerified |  | 3 | 10214 | 109.1 | 93.6 | 8.6 | 0.976 | 4159 | 84.6
P361SF3S | Hubbell Lighting | Columbia Lighting | LCL8-40LW-EDU | Indoor Luminaires | Linear Ambient | Direct Linear Ambient Luminaires | Standard | FALSE | [9 empty] | 42103 |  |  | NotYetVerified |  | 3 | 5288 | 117 | 45.2 | 8.6 | 0.976 | 4159 | 84.6
PTXP49A9 | Hubbell Lighting | Columbia Lighting | LCL8-35HL-EU | Indoor Luminaires | Linear Ambient | Direct Linear Ambient Luminaires | Standard | FALSE | [9 empty] | 42103 |  |  | NotYetVerified |  | 3 | 11576 | 101.0122 | 114.6 | 8.7 | 0.976 | 3500 | 83.9
PAGWZ6VS | Hubbell Lighting | Columbia Lighting | LCL8-35ML-EU | Indoor Luminaires | Linear Ambient | Direct Linear Ambient Luminaires | Standard | FALSE | [9 empty] | 42103 |  |  | NotYetVerified |  | 3 | 9790 | 104.1489 | 94 | 8.7 | 0.976 | 3500 | 83.9
P9Y7MHAU | Hubbell Lighting | Columbia Lighting | LCL8-35LW-EU | Indoor Luminaires | Linear Ambient | Direct Linear Ambient Luminaires | Standard | FALSE | [9 empty] | 42103 |  |  | NotYetVerified |  | 3 | 5040 | 111.0132 | 45.4 | 8.7 | 0.976 | 3500 | 83.9
P982Q14Z | Hubbell Lighting | Columbia Lighting | LCL8-35HL-EDU | Indoor Luminaires | Linear Ambient | Direct Linear Ambient Luminaires | Standard | FALSE | [9 empty] | 42103 |  |  | NotYetVerified |  | 3 | 11576 | 101 | 114.6 | 8.7 | 0.976 | 3500 | 83.9
PTA5YWGJ | Hubbell Lighting | Columbia Lighting | LCL8-35ML-EDU | Indoor Luminaires | Linear Ambient | Direct Linear Ambient Luminaires | Standard | FALSE | [9 empty] | 42103 |  |  | NotYetVerified |  | 3 | 9790 | 104.1 | 94 | 8.7 | 0.976 | 3500 | 83.9
P67GYWHW | Hubbell Lighting | Columbia Lighting | LCL8-35LW-EDU | Indoor Luminaires | Linear Ambient | Direct Linear Ambient Luminaires | Standard | FALSE | [9 empty] | 42103 |  |  | NotYetVerified |  | 3 | 5040 | 111 | 45.4 | 8.7 | 0.976 | 3500 | 83.9
PVMH2GS5 | Hubbell Lighting | Columbia Lighting | LCL8-30HL-EU | Indoor Luminaires | Linear Ambient | Direct Linear Ambient Luminaires | Standard | FALSE | [9 empty] | 42103 |  |  | NotYetVerified |  | 3 | 12152 | 110.674 | 109.8 | 8.8 | 0.976 | 3144 | 83.2
P6TF4G1K | Hubbell Lighting | Columbia Lighting | LCL8-30ML-EU | Indoor Luminaires | Linear Ambient | Direct Linear Ambient Luminaires | Standard | FALSE | [9 empty] | 42103 |  |  | NotYetVerified |  | 3 | 9988 | 100.4829 | 99.4 | 8.8 | 0.976 | 3144 | 83.2
PVXCZNX8 | Hubbell Lighting | Columbia Lighting | LCL8-30LW-EU | Indoor Luminaires | Linear Ambient | Direct Linear Ambient Luminaires | Standard | FALSE | [9 empty] | 42103 |  |  | NotYetVerified |  | 3 | 5190 | 100.9728 | 51.4 | 8.8 | 0.976 | 3144 | 83.2
PXATQN1J | Hubbell Lighting | Columbia Lighting | LCL8-30HL-EDU | Indoor Luminaires | Linear Ambient | Direct Linear Ambient Luminaires | Standard | FALSE | [9 empty] | 42103 |  |  | NotYetVerified |  | 3 | 12152 | 110.7 | 109.8 | 8.8 | 0.976 | 3144 | 83.2
P9X6DX2P | Hubbell Lighting | Columbia Lighting | LCL8-30ML-EDU | Indoor Luminaires | Linear Ambient | Direct Linear Ambient Luminaires | Standard | FALSE | [9 empty] | 42103 |  |  | NotYetVerified |  | 3 | 9988 | 100.5 | 99.4 | 8.8 | 0.976 | 3144 | 83.2
PB4JW6DB | Hubbell Lighting | Columbia Lighting | LCL8-30LW-EDU | Indoor Luminaires | Linear Ambient | Direct Linear Ambient Luminaires | Standard | FALSE | [9 empty] | 42103 |  |  | NotYetVerified |  | 3 | 5190 | 101 | 51.4 | 8.8 | 0.976 | 3144 | 83.2
PGH7Q88E | Save Energy Lighting Ltd. | PargaDE | SE-IP67-4-24-210-841-U-C-X-Y | Indoor Luminaires | Linear Ambient | Direct Linear Ambient Luminaires | Standard | TRUE | 9629 | 104.9 | 91.82 | 12.4 | 0.9733 | 4079 | 83.22 | 5 | 92000 | 42101 |  |  | NotYetVerified |  | 3 | [5 empty] | 4000
P00001970 | Signcomplex Limited | Signcomplex | FTN-TP-070-AW-WW-Y | Indoor Luminaires | Linear Ambient | Direct Linear Ambient Luminaires | Standard | TRUE | 6939.51 | 105.44 | 65.813 | 14.3 | 0.929 | 2917 | 82.9 | 5 | 50000 | 42101 |  |  | No | Product updated on 12/22/2016 | 4.1 | 7046.1 | 106.1 | 66.4 | 14.3 | 0.93 | 2917 | 82.9
P5XTV9PB | Signcomplex Limited | Signcomplex | FTN-TP-080-AW-W-Y | Indoor Luminaires | Linear Ambient | Direct Linear Ambient Luminaires | Standard | FALSE | [9 empty] | 42101 |  |  | No | Product updated on 12/22/2016 | 4.1 | 8711.2 | 110.4 | 78.9 | 15.5 | 0.93 | 4986 | 83.8
PMR7HU81 | Signcomplex Limited | Signcomplex | FTN-TP-070-AW-W-Y | Indoor Luminaires | Linear Ambient | Direct Linear Ambient Luminaires | Standard | FALSE | [9 empty] | 42101 |  |  | No | Product updated on 12/22/2016 | 4.1 | 7431.8 | 110.4 | 67.3 | 15.8 | 0.93 | 4934 | 83.6
P4FBT3MR | Signcomplex Limited | Signcomplex | FTN-TP-030-AW-W-Y | Indoor Luminaires | Linear Ambient | Direct Linear Ambient Luminaires | Standard | FALSE | [9 empty] | 42101 |  |  | No | Product updated on 12/22/2016 | 4.1 | 3303.4 | 110.8 | 29.8 | 15.1 | 0.93 | 5102 | 84.7
P00001971 | Signcomplex Limited | Signcomplex | FTN-TP-070-AW-NW-Y | Indoor Luminaires | Linear Ambient | Direct Linear Ambient Luminaires | Standard | FALSE | [9 empty] | 42101 |  |  | No | Product updated on 12/22/2016 | 4.1 | 7238.9 | 108.2 | 66.9 | 14.3 | 0.93 | 4000 | 82.9
PGNZEQAC | Teron Lighting Inc | Teron Lighting | VCY24-L12.0-120-277V-TE350-XX-30K | Indoor Luminaires | Linear Ambient | Direct Linear Ambient Luminaires | Standard | TRUE | 1150.27 | 86 | 13.31 | 21 | 0.99 | 3083 | 84 | 5 | 50000 | 42100 |  |  | NotYetVerified |  | 3 | 1150.27 | 86 | 13.31 | 11 | 0.99 | 3000 | 84
P319SDXT | Teron Lighting Inc | Teron Lighting | VCY48-L24.0-120-277V-TE350-XX-30K | Indoor Luminaires | Linear Ambient | Direct Linear Ambient Luminaires | Standard | TRUE | 2318.7 | 89 | 26.06 | 12 | 0.99 | 3083 | 84 | 5 | 50000 | 42100 |  |  | NotYetVerified |  | 3 | 2318.7 | 89 | 26.06 | 12 | 0.99 | 3000 | 84
PN3W5AY5 | Mercury Lighting Products Co. Inc. | MERCURY LIGHTING | LW3-4-3800-50K-HTA-U55-UNI-XXXX | Indoor Luminaires | Linear Ambient | Direct Linear Ambient Luminaires | Standard | TRUE | 3861 | 98.4 | 39.22 | 8.52 | 0.967 | 5101 | 83.3 | 5 | 60000 | 42100 |  |  | NotYetVerified |  | 3 | 3807 | 101.8 | 37.4 | 8.89 | 0.964 | 5000 | 80
PVWEVPJ4 | Mercury Lighting Products Co. Inc. | MERCURY LIGHTING | LW3-4-4600-30K-HTA-U55-UNI-XXXX | Indoor Luminaires | Linear Ambient | Direct Linear Ambient Luminaires | Standard | TRUE | 4427 | 85.4 | 51.85 | 8.52 | 0.967 | 3054 | 82.7 | 5 | 60000 | 42100 |  |  | NotYetVerified |  | 3 | 4453 | 90.3 | 49.29 | 8.65 | 0.973 | 3000 | 80
P47G5EKA | Shenzhen sunpzone lighting electronic co. ltd | Sunpzone | SPZ2T5F40 (3000K) | Indoor Luminaires | Linear Ambient | Direct Linear Ambient Luminaires | Standard | TRUE | 3573.16 | 102.71 | 34.79 | 19.04 | 0.954 | 3143 | 84.6 | 5 | 50000 | 42100 |  |  | NotYetVerified | Updated on 10/14/16 | 3 | 3500 | 110 | 40 | 20 | 0.9 | 3000 | 80
P5E9PT4Q | Shenzhen sunpzone lighting electronic co. ltd | Sunpzone | SPZ2T5F30 (2700K) | Indoor Luminaires | Linear Ambient | Direct Linear Ambient Luminaires | Standard | TRUE | 3155.91 | 95.26 | 33.13 | 20.9 | 0.935 | 2758 | 83 | 5 | 50000 | 42100 |  |  | NotYetVerified |  | 3 | 3156 | 95.26 | 33.13 | 14.2 | 0.986 | 2758 | 83
PY2QPSAV | Mercury Lighting Products Co. Inc. | MERCURY LIGHTING | LW3-2-2100-30K-HTA-U30-UNI-XXXX | Indoor Luminaires | Linear Ambient | Direct Linear Ambient Luminaires | Standard | TRUE | 1975 | 83.3 | 23.7 | 9.23 | 0.93 | 3043 | 82.7 | 5 | 60000 | 42100 |  |  | NotYetVerified |  | 3 | 2012 | 85.8 | 23.44 | 5.69 | 0.995 | 3000 | 80
PRZ6CHW1 | Shenzhen sunpzone lighting electronic co. ltd | Sunpzone | SPZTP460 (3000K) | Indoor Luminaires | Linear Ambient | Direct Linear Ambient Luminaires | Standard | TRUE | 5577.48 | 97.83 | 57.01 | 10 | 0.927 | 3217 | 84.9 | 5 | 50000 | 42100 |  |  | NotYetVerified |  | 3 | 5400 |  | 60 | 10 | 0.85 | 3000 | 80
PR6GXDBX | Banner Engineering | WLB92 | WLB92ZC1100PBQM | Indoor Luminaires | Linear Ambient | Direct Linear Ambient Luminaires | Standard | TRUE | 6502 | 93.33 | 69.67 | 17.6 | 0.923 | 4931 | 82.9 | 5 | 50000 | 42100 |  |  | NotYetVerified |  | 3 | 6500 | 92 | 70 | 2.05 | 0.9 | 5000 | 82
PSM29WQT | Shenzhen sunpzone lighting electronic co. ltd | Sunpzone | SPZTP340 (3000K) | Indoor Luminaires | Linear Ambient | Direct Linear Ambient Luminaires | Standard | TRUE | 3708.72 | 95.88 | 38.76 | 5.84 | 0.916 | 3202 | 84.9 | 5 | 50000 | 42100 |  |  | NotYetVerified |  | 3 | 3500 |  | 40 | 10 | 0.85 | 3000 | 80
PZ1MV53M | Shenzhen sunpzone lighting electronic co. ltd | Sunpzone | SPZTP230 (3000K) | Indoor Luminaires | Linear Ambient | Direct Linear Ambient Luminaires | Standard | TRUE | 2598.17 | 86.87 | 29.91 | 11.41 | 0.915 | 3024 | 81.3 | 5 | 50000 | 42100 |  |  | NotYetVerified |  | 3 | 2700 |  | 30 | 10 | 0.85 | 3000 | 80
PCJ98RCS | Shenzhen sunpzone lighting electronic co. ltd | Sunpzone | SPZTP580 (3000K) | Indoor Luminaires | Linear Ambient | Direct Linear Ambient Luminaires | Standard | TRUE | 7473.81 | 96.25 | 77.65 | 5.46 | 0.915 | 3197 | 84.9 | 5 | 50000 | 42100 |  |  | NotYetVerified |  | 3 | 7000 |  | 80 | 10 | 0.85 | 3000 | 80
PVE8QAMU | Banner Engineering | WLB92 | WLB92ZC550PBQM | Indoor Luminaires | Linear Ambient | Direct Linear Ambient Luminaires | Standard | TRUE | 3130 | 92.59 | 33.8 | 14.18 | 0.892 | 4902 | 82.6 | 5 | 50000 | 42100 |  |  | NotYetVerified |  | 3 | 3130 | 92 | 34 | 6.9 | 0.9 | 5000 | 82
PRUZUU5R | Mercury Lighting Products Co. Inc. | MERCURY LIGHTING | LW3-4-2100-50K-HTA-U30-UNI-XXXX | Indoor Luminaires | Linear Ambient | Direct Linear Ambient Luminaires | Standard | FALSE | [9 empty] | 42100 |  |  | NotYetVerified |  | 3 | 2291 | 104.5 | 21.92 | 8.9 | 0.927 | 5000 | 80
PD5DPKH8 | Mercury Lighting Products Co. Inc. | MERCURY LIGHTING | LW3-4-4500-50K-HTA-U55-UNI-XXXX | Indoor Luminaires | Linear Ambient | Direct Linear Ambient Luminaires | Standard | FALSE | [9 empty] | 42100 |  |  | NotYetVerified |  | 3 | 4553 | 99.6 | 46.19 | 8.71 | 0.971 | 5000 | 80
PKM5TKES | Mercury Lighting Products Co. Inc. | MERCURY LIGHTING | LW3-4-4800-50K-HTA-U55-UNI-XXXX | Indoor Luminaires | Linear Ambient | Direct Linear Ambient Luminaires | Standard | FALSE | [9 empty] | 42100 |  |  | NotYetVerified |  | 3 | 4807 | 97.5 | 49.29 | 8.65 | 0.973 | 5000 | 80
P2WEQBED | Mercury Lighting Products Co. Inc. | MERCURY LIGHTING | LW3-2-2300-50K-HTA-U30-UNI-XXXX | Indoor Luminaires | Linear Ambient | Direct Linear Ambient Luminaires | Standard | FALSE | [9 empty] | 42100 |  |  | NotYetVerified |  | 3 | 2384 | 92.2 | 25.86 | 5.35 | 0.997 | 5000 | 80
PGUNG723 | Mercury Lighting Products Co. Inc. | MERCURY LIGHTING | LW3-2-2100-50K-HTA-U30-UNI-XXXX | Indoor Luminaires | Linear Ambient | Direct Linear Ambient Luminaires | Standard | FALSE | [9 empty] | 42100 |  |  | NotYetVerified |  | 3 | 2171 | 92.6 | 23.44 | 5.35 | 0.995 | 5000 | 80
PTUH53K1 | Mercury Lighting Products Co. Inc. | MERCURY LIGHTING | LW3-4-2100-40K-HTA-U30-UNI-XXXX | Indoor Luminaires | Linear Ambient | Direct Linear Ambient Luminaires | Standard | FALSE | [9 empty] | 42100 |  |  | NotYetVerified |  | 3 | 2223 | 101.5 | 21.92 | 8.9 | 0.927 | 4000 | 80
PTS8KJGH | Mercury Lighting Products Co. Inc. | MERCURY LIGHTING | LW3-4-3800-40K-HTA-U55-UNI-XXXX | Indoor Luminaires | Linear Ambient | Direct Linear Ambient Luminaires | Standard | FALSE | [9 empty] | 42100 |  |  | NotYetVerified |  | 3 | 3695 | 98.8 | 37.4 | 8.89 | 0.964 | 4000 | 80
PA5HMN4S | Mercury Lighting Products Co. Inc. | MERCURY LIGHTING | LW3-4-4500-40K-HTA-U55-UNI-XXXX | Indoor Luminaires | Linear Ambient | Direct Linear Ambient Luminaires | Standard | FALSE | [9 empty] | 42100 |  |  | NotYetVerified |  | 3 | 4419 | 95.7 | 46.19 | 8.71 | 0.971 | 4000 | 80
PMGW2MHC | Mercury Lighting Products Co. Inc. | MERCURY LIGHTING | LW3-4-4800-40K-HTA-U55-UNI-XXXX | Indoor Luminaires | Linear Ambient | Direct Linear Ambient Luminaires | Standard | FALSE | [9 empty] | 42100 |  |  | NotYetVerified |  | 3 | 4665 | 94.6 | 49.29 | 8.65 | 0.973 | 4000 | 80
PSHY135B | Mercury Lighting Products Co. Inc. | MERCURY LIGHTING | LW3-2-2100-40K-HTA-U30-UNI-XXXX | Indoor Luminaires | Linear Ambient | Direct Linear Ambient Luminaires | Standard | FALSE | [9 empty] | 42100 |  |  | NotYetVerified |  | 3 | 2107 | 89.9 | 23.44 | 5.69 | 0.995 | 4000 | 80
P12DBHMF | Mercury Lighting Products Co. Inc. | MERCURY LIGHTING | LW3-2-2300-40K-HTA-U30-UNI-XXXX | Indoor Luminaires | Linear Ambient | Direct Linear Ambient Luminaires | Standard | FALSE | [9 empty] | 42100 |  |  | NotYetVerified |  | 3 | 2313 | 89.5 | 25.86 | 5.35 | 0.997 | 4000 | 80
PJHXD7C8 | Mercury Lighting Products Co. Inc. | MERCURY LIGHTING | LW3-4-2100-35K-HTA-U30-UNI-XXXX | Indoor Luminaires | Linear Ambient | Direct Linear Ambient Luminaires | Standard | FALSE | [9 empty] | 42100 |  |  | NotYetVerified |  | 3 | 2156 | 98.4 | 21.92 | 8.9 | 0.927 | 3500 | 80
PAQP1P9S | Mercury Lighting Products Co. Inc. | MERCURY LIGHTING | LW3-4-3800-35K-HTA-U55-UNI-XXXX | Indoor Luminaires | Linear Ambient | Direct Linear Ambient Luminaires | Standard | FALSE | [9 empty] | 42100 |  |  | NotYetVerified |  | 3 | 3583 | 95.8 | 37.4 | 8.89 | 0.964 | 3500 | 80
P8EC66YN | Mercury Lighting Products Co. Inc. | MERCURY LIGHTING | LW3-4-4500-35K-HTA-U55-UNI-XXXX | Indoor Luminaires | Linear Ambient | Direct Linear Ambient Luminaires | Standard | FALSE | [9 empty] | 42100 |  |  | NotYetVerified |  | 3 | 4285 | 92.8 | 46.19 | 8.71 | 0.971 | 3500 | 80
PB2HJYG4 | Mercury Lighting Products Co. Inc. | MERCURY LIGHTING | LW3-4-4800-35K-HTA-U55-UNI-XXXX | Indoor Luminaires | Linear Ambient | Direct Linear Ambient Luminaires | Standard | FALSE | [9 empty] | 42100 |  |  | NotYetVerified |  | 3 | 4524 | 91.8 | 49.29 | 8.65 | 0.973 | 3500 | 80
PTA3HB8Q | Mercury Lighting Products Co. Inc. | MERCURY LIGHTING | LW3-2-2100-35K-HTA-U30-UNI-XXXX | Indoor Luminaires | Linear Ambient | Direct Linear Ambient Luminaires | Standard | FALSE | [9 empty] | 42100 |  |  | NotYetVerified |  | 3 | 2044 | 87.2 | 23.44 | 5.69 | 0.995 | 3500 | 80
PUTJ9FFE | Mercury Lighting Products Co. Inc. | MERCURY LIGHTING | LW3-2-2300-35K-HTA-U30-UNI-XXXX | Indoor Luminaires | Linear Ambient | Direct Linear Ambient Luminaires | Standard | FALSE | [9 empty] | 42100 |  |  | NotYetVerified |  | 3 | 2243 | 86.8 | 25.86 | 5.35 | 0.997 | 3500 | 80
PPS4WQ2E | Mercury Lighting Products Co. Inc. | MERCURY LIGHTING | LW3-4-2100-30K-HTA-U30-UNI-XXXX | Indoor Luminaires | Linear Ambient | Direct Linear Ambient Luminaires | Standard | FALSE | [9 empty] | 42100 |  |  | NotYetVerified |  | 3 | 2122 | 96.8 | 21.92 | 8.9 | 0.927 | 3000 | 80
P7H35WZE | Mercury Lighting Products Co. Inc. | MERCURY LIGHTING | LW3-4-3800-30K-HTA-U55-UNI-XXXX | Indoor Luminaires | Linear Ambient | Direct Linear Ambient Luminaires | Standard | FALSE | [9 empty] | 42100 |  |  | NotYetVerified |  | 3 | 3527 | 94.3 | 37.4 | 8.89 | 0.964 | 3000 | 80
PC6VJ5P7 | Mercury Lighting Products Co. Inc. | MERCURY LIGHTING | LW3-4-4500-30K-HTA-U55-UNI-XXXX | Indoor Luminaires | Linear Ambient | Direct Linear Ambient Luminaires | Standard | FALSE | [9 empty] | 42100 |  |  | NotYetVerified |  | 3 | 4218 | 91.3 | 46.19 | 8.71 | 0.971 | 3000 | 80
PKRGWWZQ | Teron Lighting Inc | Teron Lighting | VCY48-L24.0-120-277V-TE350-XX-40K | Indoor Luminaires | Linear Ambient | Direct Linear Ambient Luminaires | Standard | FALSE | [9 empty] | 42100 | Dimmable | Continuous Above 10 | NotYetVerified |  | 3 | 2318.7 | 89 | 26.06 | 12 | 0.99 | 4000 | 84
PF3PEGBU | Teron Lighting Inc | Teron Lighting | VCY24-L12.0-120-277V-TE350-XX-40K | Indoor Luminaires | Linear Ambient | Direct Linear Ambient Luminaires | Standard | FALSE | [9 empty] | 42100 | Dimmable | Continuous Above 10 | NotYetVerified |  | 3 | 1150.27 | 86 | 13.31 | 11 | 0.99 | 4000 | 84
PGF5ADDN | Teron Lighting Inc | Teron Lighting | VCY48-L24.0-120-277V-TE350-XX-35K | Indoor Luminaires | Linear Ambient | Direct Linear Ambient Luminaires | Standard | FALSE | [9 empty] | 42100 | Dimmable | Continuous Above 10 | NotYetVerified |  | 3 | 2318.7 | 89 | 26.06 | 12 | 0.99 | 3500 | 84
P2UZA3HH | Teron Lighting Inc | Teron Lighting | VCY24-L12.0-120-277V-TE350-XX-35K | Indoor Luminaires | Linear Ambient | Direct Linear Ambient Luminaires | Standard | FALSE | [9 empty] | 42100 | Dimmable | Continuous Above 10 | NotYetVerified |  | 3 | 1150.27 | 86 | 13.31 | 11 | 0.99 | 3500 | 84
PU5US4NH | Shenzhen sunpzone lighting electronic co. ltd | Sunpzone | SPZ2T5F30 (5000K) | Indoor Luminaires | Linear Ambient | Direct Linear Ambient Luminaires | Standard | FALSE | [9 empty] | 42100 | Not Yet Verified | Not Yet Verified | NotYetVerified |  | 3 | 3156 | 95.26 | 30 | 14.2 | 0.986 | 5000 | 83
PMHE4TR7 | Shenzhen sunpzone lighting electronic co. ltd | Sunpzone | SPZ2T5F40 (5000K) | Indoor Luminaires | Linear Ambient | Direct Linear Ambient Luminaires | Standard | FALSE | [9 empty] | 42100 | Not Dimmable | Not Dimmable | NotYetVerified | Updated on 10/14/16 | 3 | 4800 | 120 | 40 | 20 | 0.9 | 5000 | 80
P5ECUKN5 | Shenzhen sunpzone lighting electronic co. ltd | Sunpzone | SPZTP580 (5000K) | Indoor Luminaires | Linear Ambient | Direct Linear Ambient Luminaires | Standard | FALSE | [9 empty] | 42100 | Not Dimmable | Not Dimmable | NotYetVerified |  | 3 | 7000 | 87.5 | 80 | 10 | 0.85 | 5000 | 80
PPTC1WKY | Shenzhen sunpzone lighting electronic co. ltd | Sunpzone | SPZTP460 (5000K) | Indoor Luminaires | Linear Ambient | Direct Linear Ambient Luminaires | Standard | FALSE | [9 empty] | 42100 | Not Dimmable | Not Dimmable | NotYetVerified |  | 3 | 5400 | 97.83 | 60 | 10 | 0.85 | 5000 | 80
P6S342W8 | Shenzhen sunpzone lighting electronic co. ltd | Sunpzone | SPZTP340 (5000K) | Indoor Luminaires | Linear Ambient | Direct Linear Ambient Luminaires | Standard | FALSE | [9 empty] | 42100 | Not Dimmable | Not Dimmable | NotYetVerified |  | 3 | 3500 | 87.5 | 40 | 10 | 0.85 | 5000 | 80
PFZKGD5Q | Shenzhen sunpzone lighting electronic co. ltd | Sunpzone | SPZTP230 (5000K) | Indoor Luminaires | Linear Ambient | Direct Linear Ambient Luminaires | Standard | FALSE | [9 empty] | 42100 | Not Dimmable | Not Dimmable | NotYetVerified |  | 3 | 3000 | 100 | 30 | 10 | 0.85 | 5000 | 80
PBZYVZCS | Shenzhen sunpzone lighting electronic co. ltd | Sunpzone | SPZ2T5F30 (4500K) | Indoor Luminaires | Linear Ambient | Direct Linear Ambient Luminaires | Standard | FALSE | [9 empty] | 42100 | Not Yet Verified | Not Yet Verified | NotYetVerified |  | 3 | 3156 | 95.26 | 30 | 14.2 | 0.986 | 4500 | 83
P7MTXHTJ | Shenzhen sunpzone lighting electronic co. ltd | Sunpzone | SPZ2T5F40 (4500K) | Indoor Luminaires | Linear Ambient | Direct Linear Ambient Luminaires | Standard | FALSE | [9 empty] | 42100 | Not Dimmable | Not Dimmable | NotYetVerified | Updated on 10/14/16 | 3 | 4800 | 120 | 40 | 20 | 0.9 | 4500 | 80
PNS6JGRM | Shenzhen sunpzone lighting electronic co. ltd | Sunpzone | SPZTP580 (4500K) | Indoor Luminaires | Linear Ambient | Direct Linear Ambient Luminaires | Standard | FALSE | [9 empty] | 42100 | Not Dimmable | Not Dimmable | NotYetVerified |  | 3 | 7000 | 87.5 | 80 | 10 | 0.85 | 4500 | 80
PYMQG8QJ | Shenzhen sunpzone lighting electronic co. ltd | Sunpzone | SPZTP460 (4500K) | Indoor Luminaires | Linear Ambient | Direct Linear Ambient Luminaires | Standard | FALSE | [9 empty] | 42100 | Not Dimmable | Not Dimmable | NotYetVerified |  | 3 | 5400 | 97.83 | 60 | 10 | 0.85 | 4500 | 80
PFXQVPSD | Shenzhen sunpzone lighting electronic co. ltd | Sunpzone | SPZTP340 (4500K) | Indoor Luminaires | Linear Ambient | Direct Linear Ambient Luminaires | Standard | FALSE | [9 empty] | 42100 | Not Dimmable | Not Dimmable | NotYetVerified |  | 3 | 3500 | 87.5 | 40 | 10 | 0.85 | 4500 | 80
P6VZEJP5 | Shenzhen sunpzone lighting electronic co. ltd | Sunpzone | SPZTP230 (4500K) | Indoor Luminaires | Linear Ambient | Direct Linear Ambient Luminaires | Standard | FALSE | [9 empty] | 42100 | Not Dimmable | Not Dimmable | NotYetVerified |  | 3 | 2700 | 90 | 30 | 10 | 0.85 | 4500 | 80
P2DYHXFQ | Shenzhen sunpzone lighting electronic co. ltd | Sunpzone | SPZ2T5F30 (4000K) | Indoor Luminaires | Linear Ambient | Direct Linear Ambient Luminaires | Standard | FALSE | [9 empty] | 42100 | Not Yet Verified | Not Yet Verified | NotYetVerified |  | 3 | 3156 | 95.26 | 30 | 14.2 | 0.986 | 4000 | 83
PAME6YAD | Shenzhen sunpzone lighting electronic co. ltd | Sunpzone | SPZ2T5F40 (4000K) | Indoor Luminaires | Linear Ambient | Direct Linear Ambient Luminaires | Standard | FALSE | [9 empty] | 42100 | Not Dimmable | Not Dimmable | NotYetVerified | Updated on 10/14/16 | 3 | 4800 | 120 | 40 | 20 | 0.9 | 4000 | 80
PNZ579X3 | Shenzhen sunpzone lighting electronic co. ltd | Sunpzone | SPZTP580 (4000K) | Indoor Luminaires | Linear Ambient | Direct Linear Ambient Luminaires | Standard | FALSE | [9 empty] | 42100 | Not Dimmable | Not Dimmable | NotYetVerified |  | 3 | 7000 | 87.5 | 80 | 10 | 0.85 | 4000 | 80
P8ED84WK | Shenzhen sunpzone lighting electronic co. ltd | Sunpzone | SPZTP460 (4000K) | Indoor Luminaires | Linear Ambient | Direct Linear Ambient Luminaires | Standard | FALSE | [9 empty] | 42100 | Not Dimmable | Not Dimmable | NotYetVerified |  | 3 | 5400 | 97.83 | 60 | 10 | 0.85 | 4000 | 80
PE2FCFB4 | Shenzhen sunpzone lighting electronic co. ltd | Sunpzone | SPZTP340 (4000K) | Indoor Luminaires | Linear Ambient | Direct Linear Ambient Luminaires | Standard | FALSE | [9 empty] | 42100 | Not Dimmable | Not Dimmable | NotYetVerified |  | 3 | 3500 | 87.5 | 40 | 10 | 0.85 | 4000 | 80
PR2R6YYE | Shenzhen sunpzone lighting electronic co. ltd | Sunpzone | SPZTP230 (4000K) | Indoor Luminaires | Linear Ambient | Direct Linear Ambient Luminaires | Standard | FALSE | [9 empty] | 42100 | Not Dimmable | Not Dimmable | NotYetVerified |  | 3 | 2700 | 90 | 30 | 10 | 0.85 | 4000 | 80
P4G3XX6Z | Shenzhen sunpzone lighting electronic co. ltd | Sunpzone | SPZ2T5F30 (3500K) | Indoor Luminaires | Linear Ambient | Direct Linear Ambient Luminaires | Standard | FALSE | [9 empty] | 42100 | Not Yet Verified | Not Yet Verified | NotYetVerified |  | 3 | 3156 | 95.26 | 30 | 14.2 | 0.986 | 3500 | 83
P7J7YSFD | Shenzhen sunpzone lighting electronic co. ltd | Sunpzone | SPZ2T5F40 (3500K) | Indoor Luminaires | Linear Ambient | Direct Linear Ambient Luminaires | Standard | FALSE | [9 empty] | 42100 | Not Dimmable | Not Dimmable | NotYetVerified | Updated on 10/14/16 | 3 | 4400 | 110 | 40 | 20 | 0.9 | 3500 | 80
PJG2H6C8 | Shenzhen sunpzone lighting electronic co. ltd | Sunpzone | SPZTP580 (3500K) | Indoor Luminaires | Linear Ambient | Direct Linear Ambient Luminaires | Standard | FALSE | [9 empty] | 42100 | Not Dimmable | Not Dimmable | NotYetVerified |  | 3 | 7000 | 87.5 | 80 | 10 | 0.85 | 3500 | 80
PZNH3FWB | Shenzhen sunpzone lighting electronic co. ltd | Sunpzone | SPZTP460 (3500K) | Indoor Luminaires | Linear Ambient | Direct Linear Ambient Luminaires | Standard | FALSE | [9 empty] | 42100 | Not Dimmable | Not Dimmable | NotYetVerified |  | 3 | 5400 | 97.83 | 60 | 10 | 0.85 | 3500 | 80
PE5M6SHJ | Shenzhen sunpzone lighting electronic co. ltd | Sunpzone | SPZTP340 (3500K) | Indoor Luminaires | Linear Ambient | Direct Linear Ambient Luminaires | Standard | FALSE | [9 empty] | 42100 | Not Dimmable | Not Dimmable | NotYetVerified |  | 3 | 3500 | 87.5 | 40 | 10 | 0.85 | 3500 | 80
PKW397WA | Shenzhen sunpzone lighting electronic co. ltd | Sunpzone | SPZTP230 (3500K) | Indoor Luminaires | Linear Ambient | Direct Linear Ambient Luminaires | Standard | FALSE | [9 empty] | 42100 | Not Dimmable | Not Dimmable | NotYetVerified |  | 3 | 2700 | 90 | 30 | 10 | 0.85 | 3500 | 80
PEX9CMMA | Shenzhen sunpzone lighting electronic co. ltd | Sunpzone | SPZ2T5F30 (3000K) | Indoor Luminaires | Linear Ambient | Direct Linear Ambient Luminaires | Standard | FALSE | [9 empty] | 42100 | Not Yet Verified | Not Yet Verified | NotYetVerified |  | 3 | 3156 | 95.26 | 30 | 14.2 | 0.986 | 3000 | 83
PATN2AGU | Banner Engineering | WLB92 | WLB92ZC550ACT | Indoor Luminaires | Linear Ambient | Direct Linear Ambient Luminaires | Standard | FALSE | [9 empty] | 42100 | Dimmable | Continuous Below 10 | NotYetVerified |  | 3 | 3130 | 92 | 34 | 6.9 | 0.9 | 5000 | 82
PDJ621G7 | Banner Engineering | WLB92 | WLB92ZC1100ACT | Indoor Luminaires | Linear Ambient | Direct Linear Ambient Luminaires | Standard | FALSE | [9 empty] | 42100 | Dimmable | Continuous Below 10 | NotYetVerified |  | 3 | 6500 | 92 | 70 | 2.05 | 0.9 | 5000 | 82
PZ67QUS7 | Banner Engineering | WLB92 | WLB92ZC550PBQMB | Indoor Luminaires | Linear Ambient | Direct Linear Ambient Luminaires | Standard | FALSE | [9 empty] | 42100 | Dimmable | Continuous Above 10 | NotYetVerified |  | 3 | 3130 | 92 | 34 | 6.9 | 0.9 | 5000 | 82
PK87PRG3 | Banner Engineering | WLB92 | WLB92ZC1100PBQMB | Indoor Luminaires | Linear Ambient | Direct Linear Ambient Luminaires | Standard | FALSE | [9 empty] | 42100 | Dimmable | Continuous Above 10 | NotYetVerified |  | 3 | 6500 | 92 | 70 | 2.05 | 0.9 | 5000 | 82
PGBHQVDE | Peerless Electric Company Ltd. | Peerless | NSL-4-60-35K-RA-X-X-MV | Indoor Luminaires | Linear Ambient | Direct Linear Ambient Luminaires | Standard | TRUE | 5968 | 101.8 | 58.64 | 8.53 | 0.999 | 4031 | 84.65 | 5 | 60000 | 42097 |  |  | NotYetVerified |  | 3 | 5968 | 101.8 | 58.64 | 5.01 | 0.9991 | 3484 | 84.27
PQZ8Z47X | Peerless Electric Company Ltd. | Peerless | NSL-4-40-40K-RA-X-X-347V | Indoor Luminaires | Linear Ambient | Direct Linear Ambient Luminaires | Standard | TRUE | 4884 | 96.9 | 50.4 | 10.54 | 0.9795 | 3992 | 83.19 | 5 | 60000 | 42097 |  |  | NotYetVerified |  | 3 | 4349.3335 | 114.5605 | 37.9654
PYJFR213 | Peerless Electric Company Ltd. | Peerless | NSL-2-23-40K-RA-X-X-MV | Indoor Luminaires | Linear Ambient | Direct Linear Ambient Luminaires | Standard | TRUE | 2319 | 86.3 | 26.86 | 8.28 | 0.9495 | 3992 | 83.19 | 5 | 60000 | 42097 |  |  | NotYetVerified |  | 3 | 2319 | 86.3 | 26.86 | 6.77 | 0.9951 | 3641.3333 | 83.19
P82AV6RT | Peerless Electric Company Ltd. | Peerless | NSL-4-29-35K-RA-X-X-MV | Indoor Luminaires | Linear Ambient | Direct Linear Ambient Luminaires | Standard | TRUE | 3112 | 116 | 26.82 | 8.53 | 0.9475 | 3484 | 84.27 | 5 | 60000 | 42097 |  |  | NotYetVerified |  | 3 | 3112 | 116 | 26.82 | 8.53 | 0.9475 | 3484 | 84.27
PWJ991VZ | Peerless Electric Company Ltd. | Peerless | NSL-4-74-40K-X-X-347V-SD | Indoor Luminaires | Linear Ambient | Direct Linear Ambient Luminaires | Standard | FALSE | [9 empty] | 42097 |  |  | NotYetVerified |  | 3 | 7371 | 124.8 | 59.06 | 9.08 | 0.9849 | 4031 | 84.65
PGRMQ18P | Peerless Electric Company Ltd. | Peerless | NSL-4-60-40K-X-X-MV-SD | Indoor Luminaires | Linear Ambient | Direct Linear Ambient Luminaires | Standard | FALSE | [9 empty] | 42097 |  |  | NotYetVerified |  | 3 | 5946 | 123.5 | 48.16 | 5.01 | 0.998 | 4031 | 84.65
PZQ42A26 | Peerless Electric Company Ltd. | Peerless | NSL-8-120-40K-X-X-347V-SD | Indoor Luminaires | Linear Ambient | Direct Linear Ambient Luminaires | Standard | FALSE | [9 empty] | 42097 |  |  | NotYetVerified |  | 3 | 11741 | 125.7638 | 93.3576 |  |  | 4031 | 84.65
PS2S7KGH | Peerless Electric Company Ltd. | Peerless | NSL-8-120-40K-RA-X-X-MV-SD | Indoor Luminaires | Linear Ambient | Direct Linear Ambient Luminaires | Standard | FALSE | [9 empty] | 42097 |  |  | NotYetVerified |  | 3 | 11741 | 105.274 | 111.528 |  |  | 4031 | 84.65
PDJAPWM4 | Peerless Electric Company Ltd. | Peerless | NSL-8-120-40K-X-X-MV-SD | Indoor Luminaires | Linear Ambient | Direct Linear Ambient Luminaires | Standard | FALSE | [9 empty] | 42097 |  |  | NotYetVerified |  | 3 | 11741 | 123.5 | 95.0688 |  |  | 4031 | 84.65
P7V65YK4 | Peerless Electric Company Ltd. | Peerless | NSL-8-120-40K-RA-X-X-347V-SD | Indoor Luminaires | Linear Ambient | Direct Linear Ambient Luminaires | Standard | FALSE | [9 empty] | 42097 |  |  | NotYetVerified |  | 3 | 11741 | 107.2037 | 109.5205 |  |  | 4031 | 84.65
PU41Y1Z7 | Peerless Electric Company Ltd. | Peerless | NSL-8-96-40K-RA-X-X-MV-SD | Indoor Luminaires | Linear Ambient | Direct Linear Ambient Luminaires | Standard | FALSE | [9 empty] | 42097 |  |  | NotYetVerified |  | 3 | 9392.8 | 111.1479 | 84.5072 |  |  | 4031 | 84.65
P6Q14UEU | Peerless Electric Company Ltd. | Peerless | NSL-8-96-40K-RA-X-X-347V-SD | Indoor Luminaires | Linear Ambient | Direct Linear Ambient Luminaires | Standard | FALSE | [9 empty] | 42097 |  |  | NotYetVerified |  | 3 | 9392.8 | 113.1852 | 82.9861 |  |  | 4031 | 84.65
PUFJC6E5 | Peerless Electric Company Ltd. | Peerless | NSL-4-74-40K-X-X-MV-SD | Indoor Luminaires | Linear Ambient | Direct Linear Ambient Luminaires | Standard | FALSE | [9 empty] | 42097 |  |  | NotYetVerified |  | 3 | 7371 | 122.5536 | 60.1451 |  |  | 4031 | 84.65
PXY4M8H5 | Peerless Electric Company Ltd. | Peerless | NSL-4-60-40K-RA-X-X-MV-SD | Indoor Luminaires | Linear Ambient | Direct Linear Ambient Luminaires | Standard | FALSE | [9 empty] | 42097 |  |  | NotYetVerified |  | 3 | 5968 | 105.274 | 56.6901 |  |  | 4031 | 84.65
PPSQBV8D | Peerless Electric Company Ltd. | Peerless | NSL-4-60-40K-RA-X-X-347V-SD | Indoor Luminaires | Linear Ambient | Direct Linear Ambient Luminaires | Standard | FALSE | [9 empty] | 42097 |  |  | NotYetVerified |  | 3 | 5968 | 107.2037 | 55.6697 |  |  | 4031 | 84.65
P99P2DBP | Peerless Electric Company Ltd. | Peerless | NSL-4-60-40K-X-X-347V-SD | Indoor Luminaires | Linear Ambient | Direct Linear Ambient Luminaires | Standard | FALSE | [9 empty] | 42097 |  |  | NotYetVerified |  | 3 | 5946 | 125.7638 | 47.2791 |  |  | 4031 | 84.65
PPB11MFW | Peerless Electric Company Ltd. | Peerless | NSL-8-60-40K-X-X-347V-SD | Indoor Luminaires | Linear Ambient | Direct Linear Ambient Luminaires | Standard | FALSE | [9 empty] | 42097 |  |  | NotYetVerified |  | 3 | 5870.5 | 143.3064 | 40.9647 |  |  | 4031 | 84.65
PBYUXR8V | Peerless Electric Company Ltd. | Peerless | NSL-8-60-40K-X-X-MV-SD | Indoor Luminaires | Linear Ambient | Direct Linear Ambient Luminaires | Standard | FALSE | [9 empty] | 42097 |  |  | NotYetVerified |  | 3 | 5870.5 | 140.7269 | 41.7155 |  |  | 4031 | 84.65
PXGG7UDT | Peerless Electric Company Ltd. | Peerless | NSL-4-74-40K-X-X-347V | Indoor Luminaires | Linear Ambient | Direct Linear Ambient Luminaires | Standard | FALSE | [9 empty] | 42097 |  |  | NotYetVerified |  | 3 | 7371 | 124.8 | 59.06 | 9.08 | 0.9849 | 4031 | 84.65
PUXYFUVY | Peerless Electric Company Ltd. | Peerless | NSL-4-60-40K-X-X-MV | Indoor Luminaires | Linear Ambient | Direct Linear Ambient Luminaires | Standard | FALSE | [9 empty] | 42097 |  |  | NotYetVerified |  | 3 | 5946 | 123.5 | 48.16 | 5.01 | 0.998 | 4031 | 84.65
PX39J8AU | Peerless Electric Company Ltd. | Peerless | NSL-8-120-40K-RA-X-X-347V | Indoor Luminaires | Linear Ambient | Direct Linear Ambient Luminaires | Standard | FALSE | [9 empty] | 42097 |  |  | NotYetVerified |  | 3 | 11741 | 107.2037 | 109.5205 |  |  | 4031 | 84.65
PV5ANJTM | Peerless Electric Company Ltd. | Peerless | NSL-8-120-40K-RA-X-X-MV | Indoor Luminaires | Linear Ambient | Direct Linear Ambient Luminaires | Standard | FALSE | [9 empty] | 42097 |  |  | NotYetVerified |  | 3 | 11741 | 105.274 | 111.528 |  |  | 4031 | 84.65
PT9HA5MN | Peerless Electric Company Ltd. | Peerless | NSL-8-120-40K-X-X-347V | Indoor Luminaires | Linear Ambient | Direct Linear Ambient Luminaires | Standard | FALSE | [9 empty] | 42097 |  |  | NotYetVerified |  | 3 | 11741 | 125.7638 | 93.3576 |  |  | 4031 | 84.65
PP1AEKUR | Peerless Electric Company Ltd. | Peerless | NSL-8-120-40K-X-X-MV | Indoor Luminaires | Linear Ambient | Direct Linear Ambient Luminaires | Standard | FALSE | [9 empty] | 42097 |  |  | NotYetVerified |  | 3 | 11741 | 123.5 | 95.0688 |  |  | 4031 | 84.65
PREC44SD | Peerless Electric Company Ltd. | Peerless | NSL-8-96-40K-RA-X-X-MV | Indoor Luminaires | Linear Ambient | Direct Linear Ambient Luminaires | Standard | FALSE | [9 empty] | 42097 |  |  | NotYetVerified |  | 3 | 9392.8 | 111.1479 | 84.5072 |  |  | 4031 | 84.65
P3KDZ162 | Peerless Electric Company Ltd. | Peerless | NSL-8-96-40K-RA-X-X-347V | Indoor Luminaires | Linear Ambient | Direct Linear Ambient Luminaires | Standard | FALSE | [9 empty] | 42097 |  |  | NotYetVerified |  | 3 | 9392.8 | 113.1852 | 82.9861 |  |  | 4031 | 84.65
P73F3GVV | Peerless Electric Company Ltd. | Peerless | NSL-4-74-40K-X-X-MV | Indoor Luminaires | Linear Ambient | Direct Linear Ambient Luminaires | Standard | FALSE | [9 empty] | 42097 |  |  | NotYetVerified |  | 3 | 7371 | 122.5536 | 60.1451 |  |  | 4031 | 84.65
P6Z8HZ2D | Peerless Electric Company Ltd. | Peerless | NSL-4-60-40K-RA-X-X-347V | Indoor Luminaires | Linear Ambient | Direct Linear Ambient Luminaires | Standard | FALSE | [9 empty] | 42097 |  |  | NotYetVerified |  | 3 | 5968 | 107.2037 | 55.6697 |  |  | 4031 | 84.65
P3YFXMTK | Peerless Electric Company Ltd. | Peerless | NSL-4-60-40K-RA-X-X-MV | Indoor Luminaires | Linear Ambient | Direct Linear Ambient Luminaires | Standard | FALSE | [9 empty] | 42097 |  |  | NotYetVerified |  | 3 | 5968 | 105.274 | 56.6901 |  |  | 4031 | 84.65
PM19EXUC | Peerless Electric Company Ltd. | Peerless | NSL-4-60-40K-X-X-347V | Indoor Luminaires | Linear Ambient | Direct Linear Ambient Luminaires | Standard | FALSE | [9 empty] | 42097 |  |  | NotYetVerified |  | 3 | 5946 | 125.7638 | 47.2791 |  |  | 4031 | 84.65
PYBU5GK7 | Peerless Electric Company Ltd. | Peerless | NSL-8-60-40K-X-X-347V | Indoor Luminaires | Linear Ambient | Direct Linear Ambient Luminaires | Standard | FALSE | [9 empty] | 42097 |  |  | NotYetVerified |  | 3 | 5870.5 | 143.3064 | 40.9647 |  |  | 4031 | 84.65
PV7A8RVZ | Peerless Electric Company Ltd. | Peerless | NSL-8-60-40K-X-X-MV | Indoor Luminaires | Linear Ambient | Direct Linear Ambient Luminaires | Standard | FALSE | [9 empty] | 42097 |  |  | NotYetVerified |  | 3 | 5870.5 | 140.7269 | 41.7155 |  |  | 4031 | 84.65
PZBQBG4Q | Peerless Electric Company Ltd. | Peerless | NSL-4-74-40K-X-X-347V-D1 | Indoor Luminaires | Linear Ambient | Direct Linear Ambient Luminaires | Standard | FALSE | [9 empty] | 42097 |  |  | NotYetVerified |  | 3 | 7371 | 124.8 | 59.06 | 9.08 | 0.9849 | 4031 | 84.65
PCN2YPK4 | Peerless Electric Company Ltd. | Peerless | NSL-4-60-40K-X-X-MV-D1 | Indoor Luminaires | Linear Ambient | Direct Linear Ambient Luminaires | Standard | FALSE | [9 empty] | 42097 |  |  | NotYetVerified |  | 3 | 5946 | 123.5 | 48.16 | 5.01 | 0.998 | 4031 | 84.65
PHUCK3R3 | Peerless Electric Company Ltd. | Peerless | NSL-8-120-40K-RA-X-X-MV-D1 | Indoor Luminaires | Linear Ambient | Direct Linear Ambient Luminaires | Standard | FALSE | [9 empty] | 42097 |  |  | NotYetVerified |  | 3 | 11741 | 105.274 | 111.528 |  |  | 4031 | 84.65
PAKJFSCC | Peerless Electric Company Ltd. | Peerless | NSL-8-120-40K-X-X-MV-D1 | Indoor Luminaires | Linear Ambient | Direct Linear Ambient Luminaires | Standard | FALSE | [9 empty] | 42097 |  |  | NotYetVerified |  | 3 | 11741 | 123.5 | 95.0688 |  |  | 4031 | 84.65
P6EFXQBT | Peerless Electric Company Ltd. | Peerless | NSL-8-120-40K-X-X-347V-D1 | Indoor Luminaires | Linear Ambient | Direct Linear Ambient Luminaires | Standard | FALSE | [9 empty] | 42097 |  |  | NotYetVerified |  | 3 | 11741 | 125.7638 | 93.3576 |  |  | 4031 | 84.65
P1TK88TT | Peerless Electric Company Ltd. | Peerless | NSL-8-120-40K-RA-X-X-347V-D1 | Indoor Luminaires | Linear Ambient | Direct Linear Ambient Luminaires | Standard | FALSE | [9 empty] | 42097 |  |  | NotYetVerified |  | 3 | 11741 | 107.2037 | 109.5205 |  |  | 4031 | 84.65
PZUHE7BA | Peerless Electric Company Ltd. | Peerless | NSL-8-96-40K-RA-X-X-MV-D1 | Indoor Luminaires | Linear Ambient | Direct Linear Ambient Luminaires | Standard | FALSE | [9 empty] | 42097 |  |  | NotYetVerified |  | 3 | 9392.8 | 111.1479 | 84.5072 |  |  | 4031 | 84.65
PJ9QSDPH | Peerless Electric Company Ltd. | Peerless | NSL-8-96-40K-RA-X-X-347V-D1 | Indoor Luminaires | Linear Ambient | Direct Linear Ambient Luminaires | Standard | FALSE | [9 empty] | 42097 |  |  | NotYetVerified |  | 3 | 9392.8 | 113.1852 | 82.9861 |  |  | 4031 | 84.65
P3VZFYB8 | Peerless Electric Company Ltd. | Peerless | NSL-4-74-40K-X-X-MV-D1 | Indoor Luminaires | Linear Ambient | Direct Linear Ambient Luminaires | Standard | FALSE | [9 empty] | 42097 |  |  | NotYetVerified |  | 3 | 7371 | 122.5536 | 60.1451 |  |  | 4031 | 84.65
PWCUFNP2 | Peerless Electric Company Ltd. | Peerless | NSL-4-60-40K-RA-X-X-347V-D1 | Indoor Luminaires | Linear Ambient | Direct Linear Ambient Luminaires | Standard | FALSE | [9 empty] | 42097 |  |  | NotYetVerified |  | 3 | 5968 | 107.2037 | 55.6697 |  |  | 4031 | 84.65
PBKE3S37 | Peerless Electric Company Ltd. | Peerless | NSL-4-60-40K-RA-X-X-MV-D1 | Indoor Luminaires | Linear Ambient | Direct Linear Ambient Luminaires | Standard | FALSE | [9 empty] | 42097 |  |  | NotYetVerified |  | 3 | 5968 | 105.274 | 56.6901 |  |  | 4031 | 84.65
PAKQVBZ6 | Peerless Electric Company Ltd. | Peerless | NSL-4-60-40K-X-X-347V-D1 | Indoor Luminaires | Linear Ambient | Direct Linear Ambient Luminaires | Standard | FALSE | [9 empty] | 42097 |  |  | NotYetVerified |  | 3 | 5946 | 125.7638 | 47.2791 |  |  | 4031 | 84.65
PVQRNNX8 | Peerless Electric Company Ltd. | Peerless | NSL-8-60-40K-X-X-347V-D1 | Indoor Luminaires | Linear Ambient | Direct Linear Ambient Luminaires | Standard | FALSE | [9 empty] | 42097 |  |  | NotYetVerified |  | 3 | 5870.5 | 143.3064 | 40.9647 |  |  | 4031 | 84.65
PN9MMNGS | Peerless Electric Company Ltd. | Peerless | NSL-8-60-40K-X-X-MV-D1 | Indoor Luminaires | Linear Ambient | Direct Linear Ambient Luminaires | Standard | FALSE | [9 empty] | 42097 |  |  | NotYetVerified |  | 3 | 5870.5 | 140.7269 | 41.7155 |  |  | 4031 | 84.65
P5ET4ST4 | Peerless Electric Company Ltd. | Peerless | NSL-4-74-40K-X-X-347V-D10 | Indoor Luminaires | Linear Ambient | Direct Linear Ambient Luminaires | Standard | FALSE | [9 empty] | 42097 |  |  | NotYetVerified |  | 3 | 7371 | 124.8 | 59.06 | 9.08 | 0.9849 | 4031 | 84.65
PEJ8CYMP | Peerless Electric Company Ltd. | Peerless | NSL-4-60-40K-X-X-MV-D10 | Indoor Luminaires | Linear Ambient | Direct Linear Ambient Luminaires | Standard | FALSE | [9 empty] | 42097 |  |  | NotYetVerified |  | 3 | 5946 | 123.5 | 48.16 | 5.01 | 0.998 | 4031 | 84.65
PTQF3F1V | Peerless Electric Company Ltd. | Peerless | NSL-8-120-40K-RA-X-X-347V-D10 | Indoor Luminaires | Linear Ambient | Direct Linear Ambient Luminaires | Standard | FALSE | [9 empty] | 42097 |  |  | NotYetVerified |  | 3 | 11741 | 107.2037 | 109.5205 |  |  | 4031 | 84.65
PJNZWVSA | Peerless Electric Company Ltd. | Peerless | NSL-8-120-40K-RA-X-X-MV-D10 | Indoor Luminaires | Linear Ambient | Direct Linear Ambient Luminaires | Standard | FALSE | [9 empty] | 42097 |  |  | NotYetVerified |  | 3 | 11741 | 105.274 | 111.528 |  |  | 4031 | 84.65
PENQ6TNM | Peerless Electric Company Ltd. | Peerless | NSL-8-120-40K-X-X-MV-D10 | Indoor Luminaires | Linear Ambient | Direct Linear Ambient Luminaires | Standard | FALSE | [9 empty] | 42097 |  |  | NotYetVerified |  | 3 | 11741 | 123.5 | 95.0688 |  |  | 4031 | 84.65
P9WEW366 | Peerless Electric Company Ltd. | Peerless | NSL-8-120-40K-X-X-347V-D10 | Indoor Luminaires | Linear Ambient | Direct Linear Ambient Luminaires | Standard | FALSE | [9 empty] | 42097 |  |  | NotYetVerified |  | 3 | 11741 | 125.7638 | 93.3576 |  |  | 4031 | 84.65
PH4UZUV9 | Peerless Electric Company Ltd. | Peerless | NSL-8-96-40K-RA-X-X-347V-D10 | Indoor Luminaires | Linear Ambient | Direct Linear Ambient Luminaires | Standard | FALSE | [9 empty] | 42097 |  |  | NotYetVerified |  | 3 | 9392.8 | 113.1852 | 82.9861 |  |  | 4031 | 84.65
P7TEQPTY | Peerless Electric Company Ltd. | Peerless | NSL-8-96-40K-RA-X-X-MV-D10 | Indoor Luminaires | Linear Ambient | Direct Linear Ambient Luminaires | Standard | FALSE | [9 empty] | 42097 |  |  | NotYetVerified |  | 3 | 9392.8 | 111.1479 | 84.5072 |  |  | 4031 | 84.65
PRJ1R7SH | Peerless Electric Company Ltd. | Peerless | NSL-4-74-40K-X-X-MV-D10 | Indoor Luminaires | Linear Ambient | Direct Linear Ambient Luminaires | Standard | FALSE | [9 empty] | 42097 |  |  | NotYetVerified |  | 3 | 7371 | 122.5536 | 60.1451 |  |  | 4031 | 84.65
PS4QWPM3 | Peerless Electric Company Ltd. | Peerless | NSL-4-60-40K-RA-X-X-MV-D10 | Indoor Luminaires | Linear Ambient | Direct Linear Ambient Luminaires | Standard | FALSE | [9 empty] | 42097 |  |  | NotYetVerified |  | 3 | 5968 | 105.274 | 56.6901 |  |  | 4031 | 84.65
PM833EGG | Peerless Electric Company Ltd. | Peerless | NSL-4-60-40K-RA-X-X-347V-D10 | Indoor Luminaires | Linear Ambient | Direct Linear Ambient Luminaires | Standard | FALSE | [9 empty] | 42097 |  |  | NotYetVerified |  | 3 | 5968 | 107.2037 | 55.6697 |  |  | 4031 | 84.65
PVXG91H4 | Peerless Electric Company Ltd. | Peerless | NSL-4-60-40K-X-X-347V-D10 | Indoor Luminaires | Linear Ambient | Direct Linear Ambient Luminaires | Standard | FALSE | [9 empty] | 42097 |  |  | NotYetVerified |  | 3 | 5946 | 125.7638 | 47.2791 |  |  | 4031 | 84.65
PADWVDGE | Peerless Electric Company Ltd. | Peerless | NSL-8-60-40K-X-X-347V-D10 | Indoor Luminaires | Linear Ambient | Direct Linear Ambient Luminaires | Standard | FALSE | [9 empty] | 42097 |  |  | NotYetVerified |  | 3 | 5870.5 | 143.3064 | 40.9647 |  |  | 4031 | 84.65
P53RHH4Y | Peerless Electric Company Ltd. | Peerless | NSL-8-60-40K-X-X-MV-D10 | Indoor Luminaires | Linear Ambient | Direct Linear Ambient Luminaires | Standard | FALSE | [9 empty] | 42097 |  |  | NotYetVerified |  | 3 | 5870.5 | 140.7269 | 41.7155 |  |  | 4031 | 84.65
PCUR847B | Peerless Electric Company Ltd. | Peerless | NSL-4-46-40K-RA-X-X-347V-SD | Indoor Luminaires | Linear Ambient | Direct Linear Ambient Luminaires | Standard | FALSE | [9 empty] | 42097 |  |  | NotYetVerified |  | 3 | 4884 | 96.9 | 50.4 | 10.54 | 0.9795 | 3992 | 83.19
PH36QAF5 | Peerless Electric Company Ltd. | Peerless | NSL-4-30-40K-X-X-MV-SD | Indoor Luminaires | Linear Ambient | Direct Linear Ambient Luminaires | Standard | FALSE | [9 empty] | 42097 |  |  | NotYetVerified |  | 3 | 3262 | 117.096 | 27.8575 | 8.28 | 0.9495 | 3992 | 83.19
P8WBYZBG | Peerless Electric Company Ltd. | Peerless | NSL-4-46-40K-RA-X-X-MV-SD | Indoor Luminaires | Linear Ambient | Direct Linear Ambient Luminaires | Standard | FALSE | [9 empty] | 42097 |  |  | NotYetVerified |  | 3 | 4865 | 95.1558 | 51.1267 |  |  | 3992 | 83.19
PEDPG31Y | Peerless Electric Company Ltd. | Peerless | NSL-4-40-40K-RA-X-X-MV-SD | Indoor Luminaires | Linear Ambient | Direct Linear Ambient Luminaires | Standard | FALSE | [9 empty] | 42097 |  |  | NotYetVerified |  | 3 | 4324 | 102.1109 | 42.3461 |  |  | 3992 | 83.19
PJW15KW5 | Peerless Electric Company Ltd. | Peerless | NSL-4-30-40K-RA-X-X-MV-SD | Indoor Luminaires | Linear Ambient | Direct Linear Ambient Luminaires | Standard | FALSE | [9 empty] | 42097 |  |  | NotYetVerified |  | 3 | 3243 | 106.284 | 30.5126 |  |  | 3992 | 83.19
P9EVMF13 | Peerless Electric Company Ltd. | Peerless | NSL-2-25-40K-X-X-MV-SD | Indoor Luminaires | Linear Ambient | Direct Linear Ambient Luminaires | Standard | FALSE | [9 empty] | 42097 |  |  | NotYetVerified |  | 3 | 2637 | 96.3013 | 27.3828 |  |  | 3992 | 83.19
P9RHD6UR | Peerless Electric Company Ltd. | Peerless | NSL-4-46-40K-RA-X-X-347V | Indoor Luminaires | Linear Ambient | Direct Linear Ambient Luminaires | Standard | FALSE | [9 empty] | 42097 |  |  | NotYetVerified |  | 3 | 4884 | 96.9 | 50.4 | 10.54 | 0.9795 | 3992 | 83.19
PN57XS6X | Peerless Electric Company Ltd. | Peerless | NSL-4-30-40K-X-X-MV | Indoor Luminaires | Linear Ambient | Direct Linear Ambient Luminaires | Standard | FALSE | [9 empty] | 42097 |  |  | NotYetVerified |  | 3 | 3262 | 117.096 | 27.8575 | 8.28 | 0.9495 | 3992 | 83.19
PCHH284N | Peerless Electric Company Ltd. | Peerless | NSL-4-46-40K-RA-X-X-MV | Indoor Luminaires | Linear Ambient | Direct Linear Ambient Luminaires | Standard | FALSE | [9 empty] | 42097 |  |  | NotYetVerified |  | 3 | 4865 | 95.1558 | 51.1267 |  |  | 3992 | 83.19
P3Q14WCK | Peerless Electric Company Ltd. | Peerless | NSL-4-40-40K-RA-X-X-MV | Indoor Luminaires | Linear Ambient | Direct Linear Ambient Luminaires | Standard | FALSE | [9 empty] | 42097 |  |  | NotYetVerified |  | 3 | 4324 | 102.1109 | 42.3461 |  |  | 3992 | 83.19
PF5TU5S8 | Peerless Electric Company Ltd. | Peerless | NSL-4-30-40K-RA-X-X-MV | Indoor Luminaires | Linear Ambient | Direct Linear Ambient Luminaires | Standard | FALSE | [9 empty] | 42097 |  |  | NotYetVerified |  | 3 | 3243 | 106.284 | 30.5126 |  |  | 3992 | 83.19
PJX5T6H1 | Peerless Electric Company Ltd. | Peerless | NSL-2-25-40K-X-X-MV | Indoor Luminaires | Linear Ambient | Direct Linear Ambient Luminaires | Standard | FALSE | [9 empty] | 42097 |  |  | NotYetVerified |  | 3 | 2637 | 96.3013 | 27.3828 |  |  | 3992 | 83.19
PZ7HEJ78 | Peerless Electric Company Ltd. | Peerless | NSL-4-46-40K-RA-X-X-347V-D1 | Indoor Luminaires | Linear Ambient | Direct Linear Ambient Luminaires | Standard | FALSE | [9 empty] | 42097 |  |  | NotYetVerified |  | 3 | 4884 | 96.9 | 50.4 | 10.54 | 0.9795 | 3992 | 83.19
PUCSU4VE | Peerless Electric Company Ltd. | Peerless | NSL-4-30-40K-X-X-MV-D1 | Indoor Luminaires | Linear Ambient | Direct Linear Ambient Luminaires | Standard | FALSE | [9 empty] | 42097 |  |  | NotYetVerified |  | 3 | 3262 | 117.096 | 27.8575 | 8.28 | 0.9495 | 3992 | 83.19
PHNXWTJH | Peerless Electric Company Ltd. | Peerless | NSL-4-46-40K-RA-X-X-MV-D1 | Indoor Luminaires | Linear Ambient | Direct Linear Ambient Luminaires | Standard | FALSE | [9 empty] | 42097 |  |  | NotYetVerified |  | 3 | 4865 | 95.1558 | 51.1267 |  |  | 3992 | 83.19
PD4G1XSN | Peerless Electric Company Ltd. | Peerless | NSL-4-40-40K-RA-X-X-MV-D1 | Indoor Luminaires | Linear Ambient | Direct Linear Ambient Luminaires | Standard | FALSE | [9 empty] | 42097 |  |  | NotYetVerified |  | 3 | 4324 | 102.1109 | 42.3461 |  |  | 3992 | 83.19
PVTRMX24 | Peerless Electric Company Ltd. | Peerless | NSL-4-30-40K-RA-X-X-MV-D1 | Indoor Luminaires | Linear Ambient | Direct Linear Ambient Luminaires | Standard | FALSE | [9 empty] | 42097 |  |  | NotYetVerified |  | 3 | 3243 | 106.284 | 30.5126 |  |  | 3992 | 83.19
PZ2ZKGFT | Peerless Electric Company Ltd. | Peerless | NSL-2-25-40K-X-X-MV-D1 | Indoor Luminaires | Linear Ambient | Direct Linear Ambient Luminaires | Standard | FALSE | [9 empty] | 42097 |  |  | NotYetVerified |  | 3 | 2637 | 96.3013 | 27.3828 |  |  | 3992 | 83.19
PN1JWWWU | Peerless Electric Company Ltd. | Peerless | NSL-4-46-40K-RA-X-X-347V-D10 | Indoor Luminaires | Linear Ambient | Direct Linear Ambient Luminaires | Standard | FALSE | [9 empty] | 42097 |  |  | NotYetVerified |  | 3 | 4884 | 96.9 | 50.4 | 10.54 | 0.9795 | 3992 | 83.19
PPGM1B95 | Peerless Electric Company Ltd. | Peerless | NSL-4-30-40K-X-X-MV-D10 | Indoor Luminaires | Linear Ambient | Direct Linear Ambient Luminaires | Standard | FALSE | [9 empty] | 42097 |  |  | NotYetVerified |  | 3 | 3262 | 117.096 | 27.8575 | 8.28 | 0.9495 | 3992 | 83.19
PNNTVCJ3 | Peerless Electric Company Ltd. | Peerless | NSL-4-46-40K-RA-X-X-MV-D10 | Indoor Luminaires | Linear Ambient | Direct Linear Ambient Luminaires | Standard | FALSE | [9 empty] | 42097 |  |  | NotYetVerified |  | 3 | 4865 | 95.1558 | 51.1267 |  |  | 3992 | 83.19
P6R321BN | Peerless Electric Company Ltd. | Peerless | NSL-4-40-40K-RA-X-X-MV-D10 | Indoor Luminaires | Linear Ambient | Direct Linear Ambient Luminaires | Standard | FALSE | [9 empty] | 42097 |  |  | NotYetVerified |  | 3 | 4324 | 102.1109 | 42.3461 |  |  | 3992 | 83.19
PN4Y9JTP | Peerless Electric Company Ltd. | Peerless | NSL-4-30-40K-RA-X-X-MV-D10 | Indoor Luminaires | Linear Ambient | Direct Linear Ambient Luminaires | Standard | FALSE | [9 empty] | 42097 |  |  | NotYetVerified |  | 3 | 3243 | 106.284 | 30.5126 |  |  | 3992 | 83.19
PDZJW39P | Peerless Electric Company Ltd. | Peerless | NSL-2-25-40K-X-X-MV-D10 | Indoor Luminaires | Linear Ambient | Direct Linear Ambient Luminaires | Standard | FALSE | [9 empty] | 42097 |  |  | NotYetVerified |  | 3 | 2637 | 96.3013 | 27.3828 |  |  | 3992 | 83.19
PBHU85CT | Peerless Electric Company Ltd. | Peerless | NSL-2-23-40K-RA-X-X-MV-SD | Indoor Luminaires | Linear Ambient | Direct Linear Ambient Luminaires | Standard | FALSE | [9 empty] | 42097 |  |  | NotYetVerified |  | 3 | 2319 | 86.3 | 26.86 | 6.77 | 0.9951 | 3641.3333 | 83.19
PAVWPT1F | Peerless Electric Company Ltd. | Peerless | NSL-2-23-40K-RA-X-X-MV-D1 | Indoor Luminaires | Linear Ambient | Direct Linear Ambient Luminaires | Standard | FALSE | [9 empty] | 42097 |  |  | NotYetVerified |  | 3 | 2319 | 86.3 | 26.86 | 6.77 | 0.9951 | 3641.3333 | 83.19
PN28SHS6 | Peerless Electric Company Ltd. | Peerless | NSL-2-23-40K-RA-X-X-MV-D10 | Indoor Luminaires | Linear Ambient | Direct Linear Ambient Luminaires | Standard | FALSE | [9 empty] | 42097 |  |  | NotYetVerified |  | 3 | 2319 | 86.3 | 26.86 | 6.77 | 0.9951 | 3641.3333 | 83.19
PJ8N3MH9 | Peerless Electric Company Ltd. | Peerless | NSL-4-29-35K-RA-X-X-MV-SD | Indoor Luminaires | Linear Ambient | Direct Linear Ambient Luminaires | Standard | FALSE | [9 empty] | 42097 |  |  | NotYetVerified |  | 3 | 3112 | 116 | 26.82 | 8.53 | 0.9475 | 3484 | 84.27
PDRPQ4R7 | Peerless Electric Company Ltd. | Peerless | NSL-4-60-35K-RA-X-X-MV-SD | Indoor Luminaires | Linear Ambient | Direct Linear Ambient Luminaires | Standard | FALSE | [9 empty] | 42097 |  |  | NotYetVerified |  | 3 | 5968 | 101.8 | 58.64 | 5.01 | 0.9991 | 3484 | 84.27
PACACTTU | Peerless Electric Company Ltd. | Peerless | NSL-8-120-35K-RA-X-X-MV-SD | Indoor Luminaires | Linear Ambient | Direct Linear Ambient Luminaires | Standard | FALSE | [9 empty] | 42097 |  |  | NotYetVerified |  | 3 | 11741 | 101.8 | 115.7 | 4.68 | 0.9986 | 3484 | 84.27
PNMFMH2U | Peerless Electric Company Ltd. | Peerless | NSL-8-120-35K-X-X-MV-SD | Indoor Luminaires | Linear Ambient | Direct Linear Ambient Luminaires | Standard | FALSE | [9 empty] | 42097 |  |  | NotYetVerified |  | 3 | 11741 | 119.4245 | 98.3132 |  |  | 3484 | 84.27
PEDNFEJ4 | Peerless Electric Company Ltd. | Peerless | NSL-8-120-35K-X-X-347V-SD | Indoor Luminaires | Linear Ambient | Direct Linear Ambient Luminaires | Standard | FALSE | [9 empty] | 42097 |  |  | NotYetVerified |  | 3 | 11741 | 119.4245 | 98.3132 |  |  | 3484 | 84.27
P2UVF8V7 | Peerless Electric Company Ltd. | Peerless | NSL-8-120-35K-RA-X-X-347V-SD | Indoor Luminaires | Linear Ambient | Direct Linear Ambient Luminaires | Standard | FALSE | [9 empty] | 42097 |  |  | NotYetVerified |  | 3 | 11741 | 103.666 | 113.258 |  |  | 3484 | 84.27
PMPY6DSR | Peerless Electric Company Ltd. | Peerless | NSL-8-96-35K-RA-X-X-MV-SD | Indoor Luminaires | Linear Ambient | Direct Linear Ambient Luminaires | Standard | FALSE | [9 empty] | 42097 |  |  | NotYetVerified |  | 3 | 9392.8 | 107.48 | 87.3911 |  |  | 3484 | 84.27
P3VMBNZH | Peerless Electric Company Ltd. | Peerless | NSL-8-96-35K-RA-X-X-347V-SD | Indoor Luminaires | Linear Ambient | Direct Linear Ambient Luminaires | Standard | FALSE | [9 empty] | 42097 |  |  | NotYetVerified |  | 3 | 9392.8 | 109.4501 | 85.8181 |  |  | 3484 | 84.27
PSU5F1K4 | Peerless Electric Company Ltd. | Peerless | NSL-4-74-35K-X-X-347V-SD | Indoor Luminaires | Linear Ambient | Direct Linear Ambient Luminaires | Standard | FALSE | [9 empty] | 42097 |  |  | NotYetVerified |  | 3 | 7371 | 120.6816 | 61.0781 |  |  | 3484 | 84.27
PDFC5B7Y | Peerless Electric Company Ltd. | Peerless | NSL-4-74-35K-X-X-MV-SD | Indoor Luminaires | Linear Ambient | Direct Linear Ambient Luminaires | Standard | FALSE | [9 empty] | 42097 |  |  | NotYetVerified |  | 3 | 7371 | 118.5093 | 62.1976 |  |  | 3484 | 84.27
PU17MJA8 | Peerless Electric Company Ltd. | Peerless | NSL-4-60-35K-RA-X-X-347V-SD | Indoor Luminaires | Linear Ambient | Direct Linear Ambient Luminaires | Standard | FALSE | [9 empty] | 42097 |  |  | NotYetVerified |  | 3 | 5968 | 103.666 | 57.5695 |  |  | 3484 | 84.27
PQKVBRYE | Peerless Electric Company Ltd. | Peerless | NSL-4-60-35K-X-X-347V-SD | Indoor Luminaires | Linear Ambient | Direct Linear Ambient Luminaires | Standard | FALSE | [9 empty] | 42097 |  |  | NotYetVerified |  | 3 | 5946 | 121.6135 | 48.8926 |  |  | 3484 | 84.27
P3QUCXTK | Peerless Electric Company Ltd. | Peerless | NSL-4-60-35K-X-X-MV-SD | Indoor Luminaires | Linear Ambient | Direct Linear Ambient Luminaires | Standard | FALSE | [9 empty] | 42097 |  |  | NotYetVerified |  | 3 | 5946 | 119.4245 | 49.7888 |  |  | 3484 | 84.27
PJJ92PQ6 | Peerless Electric Company Ltd. | Peerless | NSL-8-60-35K-X-X-MV-SD | Indoor Luminaires | Linear Ambient | Direct Linear Ambient Luminaires | Standard | FALSE | [9 empty] | 42097 |  |  | NotYetVerified |  | 3 | 5870.5 | 136.0829 | 43.1391 |  |  | 3484 | 84.27
PBVC1CRG | Peerless Electric Company Ltd. | Peerless | NSL-8-60-35K-X-X-347V-SD | Indoor Luminaires | Linear Ambient | Direct Linear Ambient Luminaires | Standard | FALSE | [9 empty] | 42097 |  |  | NotYetVerified |  | 3 | 5870.5 | 138.5773 | 42.3626 |  |  | 3484 | 84.27
PXF93JHK | Peerless Electric Company Ltd. | Peerless | NSL-4-29-35K-RA-X-X-347V-SD | Indoor Luminaires | Linear Ambient | Direct Linear Ambient Luminaires | Standard | FALSE | [9 empty] | 42097 |  |  | NotYetVerified |  | 3 | 3112 | 118.1263 | 26.3447 |  |  | 3484 | 84.27
PRQR3BJB | Peerless Electric Company Ltd. | Peerless | NSL-8-120-35K-RA-X-X-MV | Indoor Luminaires | Linear Ambient | Direct Linear Ambient Luminaires | Standard | FALSE | [9 empty] | 42097 |  |  | NotYetVerified |  | 3 | 11741 | 101.8 | 115.7 | 4.68 | 0.9986 | 3484 | 84.27
PVZGYUJF | Peerless Electric Company Ltd. | Peerless | NSL-8-120-35K-RA-X-X-347V | Indoor Luminaires | Linear Ambient | Direct Linear Ambient Luminaires | Standard | FALSE | [9 empty] | 42097 |  |  | NotYetVerified |  | 3 | 11741 | 103.666 | 113.258 |  |  | 3484 | 84.27
PG86UHXS | Peerless Electric Company Ltd. | Peerless | NSL-8-120-35K-X-X-MV | Indoor Luminaires | Linear Ambient | Direct Linear Ambient Luminaires | Standard | FALSE | [9 empty] | 42097 |  |  | NotYetVerified |  | 3 | 11741 | 119.4245 | 98.3132 |  |  | 3484 | 84.27
P2AUZ6NB | Peerless Electric Company Ltd. | Peerless | NSL-8-120-35K-X-X-347V | Indoor Luminaires | Linear Ambient | Direct Linear Ambient Luminaires | Standard | FALSE | [9 empty] | 42097 |  |  | NotYetVerified |  | 3 | 11741 | 119.4245 | 98.3132 |  |  | 3484 | 84.27
PAC7W2N3 | Peerless Electric Company Ltd. | Peerless | NSL-8-96-35K-RA-X-X-347V | Indoor Luminaires | Linear Ambient | Direct Linear Ambient Luminaires | Standard | FALSE | [9 empty] | 42097 |  |  | NotYetVerified |  | 3 | 9392.8 | 109.4501 | 85.8181 |  |  | 3484 | 84.27
P3E1WTCB | Peerless Electric Company Ltd. | Peerless | NSL-8-96-35K-RA-X-X-MV | Indoor Luminaires | Linear Ambient | Direct Linear Ambient Luminaires | Standard | FALSE | [9 empty] | 42097 |  |  | NotYetVerified |  | 3 | 9392.8 | 107.48 | 87.3911 |  |  | 3484 | 84.27
P1MA1PZ2 | Peerless Electric Company Ltd. | Peerless | NSL-4-74-35K-X-X-MV | Indoor Luminaires | Linear Ambient | Direct Linear Ambient Luminaires | Standard | FALSE | [9 empty] | 42097 |  |  | NotYetVerified |  | 3 | 7371 | 118.5093 | 62.1976 |  |  | 3484 | 84.27
P1CEJR3D | Peerless Electric Company Ltd. | Peerless | NSL-4-74-35K-X-X-347V | Indoor Luminaires | Linear Ambient | Direct Linear Ambient Luminaires | Standard | FALSE | [9 empty] | 42097 |  |  | NotYetVerified |  | 3 | 7371 | 120.6816 | 61.0781 |  |  | 3484 | 84.27
PCMYNMDN | Peerless Electric Company Ltd. | Peerless | NSL-4-60-35K-RA-X-X-347V | Indoor Luminaires | Linear Ambient | Direct Linear Ambient Luminaires | Standard | FALSE | [9 empty] | 42097 |  |  | NotYetVerified |  | 3 | 5968 | 103.666 | 57.5695 |  |  | 3484 | 84.27
PGAPV5QV | Peerless Electric Company Ltd. | Peerless | NSL-4-60-35K-X-X-347V | Indoor Luminaires | Linear Ambient | Direct Linear Ambient Luminaires | Standard | FALSE | [9 empty] | 42097 |  |  | NotYetVerified |  | 3 | 5946 | 121.6135 | 48.8926 |  |  | 3484 | 84.27
P42GUMB1 | Peerless Electric Company Ltd. | Peerless | NSL-4-60-35K-X-X-MV | Indoor Luminaires | Linear Ambient | Direct Linear Ambient Luminaires | Standard | FALSE | [9 empty] | 42097 |  |  | NotYetVerified |  | 3 | 5946 | 119.4245 | 49.7888 |  |  | 3484 | 84.27
PAEZ73NN | Peerless Electric Company Ltd. | Peerless | NSL-8-60-35K-X-X-347V | Indoor Luminaires | Linear Ambient | Direct Linear Ambient Luminaires | Standard | FALSE | [9 empty] | 42097 |  |  | NotYetVerified |  | 3 | 5870.5 | 138.5773 | 42.3626 |  |  | 3484 | 84.27
P9B2ERFA | Peerless Electric Company Ltd. | Peerless | NSL-8-60-35K-X-X-MV | Indoor Luminaires | Linear Ambient | Direct Linear Ambient Luminaires | Standard | FALSE | [9 empty] | 42097 |  |  | NotYetVerified |  | 3 | 5870.5 | 136.0829 | 43.1391 |  |  | 3484 | 84.27
P94YZVES | Peerless Electric Company Ltd. | Peerless | NSL-4-29-35K-RA-X-X-347V | Indoor Luminaires | Linear Ambient | Direct Linear Ambient Luminaires | Standard | FALSE | [9 empty] | 42097 |  |  | NotYetVerified |  | 3 | 3112 | 118.1263 | 26.3447 |  |  | 3484 | 84.27
PG7V9PBE | Peerless Electric Company Ltd. | Peerless | NSL-4-29-35K-RA-X-X-MV-D1 | Indoor Luminaires | Linear Ambient | Direct Linear Ambient Luminaires | Standard | FALSE | [9 empty] | 42097 |  |  | NotYetVerified |  | 3 | 3112 | 116 | 26.82 | 8.53 | 0.9475 | 3484 | 84.27
PDBMCK3P | Peerless Electric Company Ltd. | Peerless | NSL-4-60-35K-RA-X-X-MV-D1 | Indoor Luminaires | Linear Ambient | Direct Linear Ambient Luminaires | Standard | FALSE | [9 empty] | 42097 |  |  | NotYetVerified |  | 3 | 5968 | 101.8 | 58.64 | 5.01 | 0.9991 | 3484 | 84.27
PYVP6TV5 | Peerless Electric Company Ltd. | Peerless | NSL-8-120-35K-RA-X-X-MV-D1 | Indoor Luminaires | Linear Ambient | Direct Linear Ambient Luminaires | Standard | FALSE | [9 empty] | 42097 |  |  | NotYetVerified |  | 3 | 11741 | 101.8 | 115.7 | 4.68 | 0.9986 | 3484 | 84.27
PSNWJ8RE | Peerless Electric Company Ltd. | Peerless | NSL-8-120-35K-X-X-MV-D1 | Indoor Luminaires | Linear Ambient | Direct Linear Ambient Luminaires | Standard | FALSE | [9 empty] | 42097 |  |  | NotYetVerified |  | 3 | 11741 | 119.4245 | 98.3132 |  |  | 3484 | 84.27
PNXPKBAM | Peerless Electric Company Ltd. | Peerless | NSL-8-120-35K-X-X-347V-D1 | Indoor Luminaires | Linear Ambient | Direct Linear Ambient Luminaires | Standard | FALSE | [9 empty] | 42097 |  |  | NotYetVerified |  | 3 | 11741 | 119.4245 | 98.3132 |  |  | 3484 | 84.27
PNEJ5VPN | Peerless Electric Company Ltd. | Peerless | NSL-8-120-35K-RA-X-X-347V-D1 | Indoor Luminaires | Linear Ambient | Direct Linear Ambient Luminaires | Standard | FALSE | [9 empty] | 42097 |  |  | NotYetVerified |  | 3 | 11741 | 103.666 | 113.258 |  |  | 3484 | 84.27
PMA3MC8W | Peerless Electric Company Ltd. | Peerless | NSL-8-96-35K-RA-X-X-MV-D1 | Indoor Luminaires | Linear Ambient | Direct Linear Ambient Luminaires | Standard | FALSE | [9 empty] | 42097 |  |  | NotYetVerified |  | 3 | 9392.8 | 107.48 | 87.3911 |  |  | 3484 | 84.27
PH19DZMJ | Peerless Electric Company Ltd. | Peerless | NSL-8-96-35K-RA-X-X-347V-D1 | Indoor Luminaires | Linear Ambient | Direct Linear Ambient Luminaires | Standard | FALSE | [9 empty] | 42097 |  |  | NotYetVerified |  | 3 | 9392.8 | 109.4501 | 85.8181 |  |  | 3484 | 84.27
PHMB5QRJ | Peerless Electric Company Ltd. | Peerless | NSL-4-74-35K-X-X-347V-D1 | Indoor Luminaires | Linear Ambient | Direct Linear Ambient Luminaires | Standard | FALSE | [9 empty] | 42097 |  |  | NotYetVerified |  | 3 | 7371 | 120.6816 | 61.0781 |  |  | 3484 | 84.27
PFBV1FAS | Peerless Electric Company Ltd. | Peerless | NSL-4-74-35K-X-X-MV-D1 | Indoor Luminaires | Linear Ambient | Direct Linear Ambient Luminaires | Standard | FALSE | [9 empty] | 42097 |  |  | NotYetVerified |  | 3 | 7371 | 118.5093 | 62.1976 |  |  | 3484 | 84.27
PHYU57JK | Peerless Electric Company Ltd. | Peerless | NSL-4-60-35K-RA-X-X-347V-D1 | Indoor Luminaires | Linear Ambient | Direct Linear Ambient Luminaires | Standard | FALSE | [9 empty] | 42097 |  |  | NotYetVerified |  | 3 | 5968 | 103.666 | 57.5695 |  |  | 3484 | 84.27
PWHA1HDC | Peerless Electric Company Ltd. | Peerless | NSL-4-60-35K-X-X-MV-D1 | Indoor Luminaires | Linear Ambient | Direct Linear Ambient Luminaires | Standard | FALSE | [9 empty] | 42097 |  |  | NotYetVerified |  | 3 | 5946 | 119.4245 | 49.7888 |  |  | 3484 | 84.27
PGSB5AYX | Peerless Electric Company Ltd. | Peerless | NSL-4-60-35K-X-X-347V-D1 | Indoor Luminaires | Linear Ambient | Direct Linear Ambient Luminaires | Standard | FALSE | [9 empty] | 42097 |  |  | NotYetVerified |  | 3 | 5946 | 121.6135 | 48.8926 |  |  | 3484 | 84.27
PXMVVCE2 | Peerless Electric Company Ltd. | Peerless | NSL-8-60-35K-X-X-MV-D1 | Indoor Luminaires | Linear Ambient | Direct Linear Ambient Luminaires | Standard | FALSE | [9 empty] | 42097 |  |  | NotYetVerified |  | 3 | 5870.5 | 136.0829 | 43.1391 |  |  | 3484 | 84.27
PQW334H2 | Peerless Electric Company Ltd. | Peerless | NSL-8-60-35K-X-X-347V-D1 | Indoor Luminaires | Linear Ambient | Direct Linear Ambient Luminaires | Standard | FALSE | [9 empty] | 42097 |  |  | NotYetVerified |  | 3 | 5870.5 | 138.5773 | 42.3626 |  |  | 3484 | 84.27
PR1AJS3B | Peerless Electric Company Ltd. | Peerless | NSL-4-29-35K-RA-X-X-347V-D1 | Indoor Luminaires | Linear Ambient | Direct Linear Ambient Luminaires | Standard | FALSE | [9 empty] | 42097 |  |  | NotYetVerified |  | 3 | 3112 | 118.1263 | 26.3447 |  |  | 3484 | 84.27
PARFYQP4 | Peerless Electric Company Ltd. | Peerless | NSL-4-29-35K-RA-X-X-MV-D10 | Indoor Luminaires | Linear Ambient | Direct Linear Ambient Luminaires | Standard | FALSE | [9 empty] | 42097 |  |  | NotYetVerified |  | 3 | 3112 | 116 | 26.82 | 8.53 | 0.9475 | 3484 | 84.27
P4YCRZNN | Peerless Electric Company Ltd. | Peerless | NSL-4-60-35K-RA-X-X-MV-D10 | Indoor Luminaires | Linear Ambient | Direct Linear Ambient Luminaires | Standard | FALSE | [9 empty] | 42097 |  |  | NotYetVerified |  | 3 | 5968 | 101.8 | 58.64 | 5.01 | 0.9991 | 3484 | 84.27
PPEPAB96 | Peerless Electric Company Ltd. | Peerless | NSL-8-120-35K-RA-X-X-MV-D10 | Indoor Luminaires | Linear Ambient | Direct Linear Ambient Luminaires | Standard | FALSE | [9 empty] | 42097 |  |  | NotYetVerified |  | 3 | 11741 | 101.8 | 115.7 | 4.68 | 0.9986 | 3484 | 84.27
PV473RSR | Peerless Electric Company Ltd. | Peerless | NSL-8-120-35K-X-X-347V-D10 | Indoor Luminaires | Linear Ambient | Direct Linear Ambient Luminaires | Standard | FALSE | [9 empty] | 42097 |  |  | NotYetVerified |  | 3 | 11741 | 119.4245 | 98.3132 |  |  | 3484 | 84.27
PQE6Z6Z8 | Peerless Electric Company Ltd. | Peerless | NSL-8-120-35K-RA-X-X-347V-D10 | Indoor Luminaires | Linear Ambient | Direct Linear Ambient Luminaires | Standard | FALSE | [9 empty] | 42097 |  |  | NotYetVerified |  | 3 | 11741 | 103.666 | 113.258 |  |  | 3484 | 84.27
PB7SPHWB | Peerless Electric Company Ltd. | Peerless | NSL-8-120-35K-X-X-MV-D10 | Indoor Luminaires | Linear Ambient | Direct Linear Ambient Luminaires | Standard | FALSE | [9 empty] | 42097 |  |  | NotYetVerified |  | 3 | 11741 | 119.4245 | 98.3132 |  |  | 3484 | 84.27
PWPEXRCU | Peerless Electric Company Ltd. | Peerless | NSL-8-96-35K-RA-X-X-MV-D10 | Indoor Luminaires | Linear Ambient | Direct Linear Ambient Luminaires | Standard | FALSE | [9 empty] | 42097 |  |  | NotYetVerified |  | 3 | 9392.8 | 107.48 | 87.3911 |  |  | 3484 | 84.27
PQXCPFDW | Peerless Electric Company Ltd. | Peerless | NSL-8-96-35K-RA-X-X-347V-D10 | Indoor Luminaires | Linear Ambient | Direct Linear Ambient Luminaires | Standard | FALSE | [9 empty] | 42097 |  |  | NotYetVerified |  | 3 | 9392.8 | 109.4501 | 85.8181 |  |  | 3484 | 84.27
PWUC732K | Peerless Electric Company Ltd. | Peerless | NSL-4-74-35K-X-X-MV-D10 | Indoor Luminaires | Linear Ambient | Direct Linear Ambient Luminaires | Standard | FALSE | [9 empty] | 42097 |  |  | NotYetVerified |  | 3 | 7371 | 118.5093 | 62.1976 |  |  | 3484 | 84.27
PNQNXMAS | Peerless Electric Company Ltd. | Peerless | NSL-4-74-35K-X-X-347V-D10 | Indoor Luminaires | Linear Ambient | Direct Linear Ambient Luminaires | Standard | FALSE | [9 empty] | 42097 |  |  | NotYetVerified |  | 3 | 7371 | 120.6816 | 61.0781 |  |  | 3484 | 84.27
PVBM6QDU | Peerless Electric Company Ltd. | Peerless | NSL-4-60-35K-RA-X-X-347V-D10 | Indoor Luminaires | Linear Ambient | Direct Linear Ambient Luminaires | Standard | FALSE | [9 empty] | 42097 |  |  | NotYetVerified |  | 3 | 5968 | 103.666 | 57.5695 |  |  | 3484 | 84.27
PRTYUA9M | Peerless Electric Company Ltd. | Peerless | NSL-4-60-35K-X-X-MV-D10 | Indoor Luminaires | Linear Ambient | Direct Linear Ambient Luminaires | Standard | FALSE | [9 empty] | 42097 |  |  | NotYetVerified |  | 3 | 5946 | 119.4245 | 49.7888 |  |  | 3484 | 84.27
PQHGM59D | Peerless Electric Company Ltd. | Peerless | NSL-4-60-35K-X-X-347V-D10 | Indoor Luminaires | Linear Ambient | Direct Linear Ambient Luminaires | Standard | FALSE | [9 empty] | 42097 |  |  | NotYetVerified |  | 3 | 5946 | 121.6135 | 48.8926 |  |  | 3484 | 84.27
PJ8CCTCU | Peerless Electric Company Ltd. | Peerless | NSL-8-60-35K-X-X-MV-D10 | Indoor Luminaires | Linear Ambient | Direct Linear Ambient Luminaires | Standard | FALSE | [9 empty] | 42097 |  |  | NotYetVerified |  | 3 | 5870.5 | 136.0829 | 43.1391 |  |  | 3484 | 84.27
PCZTNSJF | Peerless Electric Company Ltd. | Peerless | NSL-8-60-35K-X-X-347V-D10 | Indoor Luminaires | Linear Ambient | Direct Linear Ambient Luminaires | Standard | FALSE | [9 empty] | 42097 |  |  | NotYetVerified |  | 3 | 5870.5 | 138.5773 | 42.3626 |  |  | 3484 | 84.27
PBRA5VTY | Peerless Electric Company Ltd. | Peerless | NSL-4-29-35K-RA-X-X-347V-D10 | Indoor Luminaires | Linear Ambient | Direct Linear Ambient Luminaires | Standard | FALSE | [9 empty] | 42097 |  |  | NotYetVerified |  | 3 | 3112 | 118.1263 | 26.3447 |  |  | 3484 | 84.27
PNSBR4MS | Peerless Electric Company Ltd. | Peerless | NSL-2-23-35K-RA-X-X-347V-SD | Indoor Luminaires | Linear Ambient | Direct Linear Ambient Luminaires | Standard | FALSE | [9 empty] | 42097 |  |  | NotYetVerified |  | 3 | 2426 | 88.391 | 27.4462 | 10.54 | 0.9795 | 3469 | 81.9
P4BVTZM7 | Peerless Electric Company Ltd. | Peerless | NSL-8-80-35K-RA-X-X-MV-SD | Indoor Luminaires | Linear Ambient | Direct Linear Ambient Luminaires | Standard | FALSE | [9 empty] | 42097 |  |  | NotYetVerified |  | 3 | 8761 | 97.1 | 90.24 | 5.38 | 0.9981 | 3469 | 81.9
PXT2WQ7B | Peerless Electric Company Ltd. | Peerless | NSL-4-46-35K-RA-X-X-MV-SD | Indoor Luminaires | Linear Ambient | Direct Linear Ambient Luminaires | Standard | FALSE | [9 empty] | 42097 |  |  | NotYetVerified |  | 3 | 4865 | 93.7 | 51.9 | 5.01 | 0.9984 | 3469 | 81.9
PR3KRFTF | Peerless Electric Company Ltd. | Peerless | NSL-4-30-35K-X-X-MV-SD | Indoor Luminaires | Linear Ambient | Direct Linear Ambient Luminaires | Standard | FALSE | [9 empty] | 42097 |  |  | NotYetVerified |  | 3 | 3262 | 114.8 | 28.41 |  |  | 3469 | 81.9
PDGC9Q74 | Peerless Electric Company Ltd. | Peerless | NSL-2-23-35K-RA-X-X-347V | Indoor Luminaires | Linear Ambient | Direct Linear Ambient Luminaires | Standard | FALSE | [9 empty] | 42097 |  |  | NotYetVerified |  | 3 | 2426 | 88.391 | 27.4462 | 10.54 | 0.9795 | 3469 | 81.9
PJTCHWTK | Peerless Electric Company Ltd. | Peerless | NSL-8-80-35K-RA-X-X-MV | Indoor Luminaires | Linear Ambient | Direct Linear Ambient Luminaires | Standard | FALSE | [9 empty] | 42097 |  |  | NotYetVerified |  | 3 | 8761 | 97.1 | 90.24 | 5.38 | 0.9981 | 3469 | 81.9
P8RQCDPZ | Peerless Electric Company Ltd. | Peerless | NSL-4-46-35K-RA-X-X-MV | Indoor Luminaires | Linear Ambient | Direct Linear Ambient Luminaires | Standard | FALSE | [9 empty] | 42097 |  |  | NotYetVerified |  | 3 | 4865 | 93.7 | 51.9 | 5.01 | 0.9984 | 3469 | 81.9
PEN84M5N | Peerless Electric Company Ltd. | Peerless | NSL-4-30-35K-X-X-MV | Indoor Luminaires | Linear Ambient | Direct Linear Ambient Luminaires | Standard | FALSE | [9 empty] | 42097 |  |  | NotYetVerified |  | 3 | 3262 | 114.8 | 28.41 |  |  | 3469 | 81.9
PM6PPUQH | Peerless Electric Company Ltd. | Peerless | NSL-2-23-35K-RA-X-X-347V-D1 | Indoor Luminaires | Linear Ambient | Direct Linear Ambient Luminaires | Standard | FALSE | [9 empty] | 42097 |  |  | NotYetVerified |  | 3 | 2426 | 88.391 | 27.4462 | 10.54 | 0.9795 | 3469 | 81.9
PCZ74GFX | Peerless Electric Company Ltd. | Peerless | NSL-8-80-35K-RA-X-X-MV-D1 | Indoor Luminaires | Linear Ambient | Direct Linear Ambient Luminaires | Standard | FALSE | [9 empty] | 42097 |  |  | NotYetVerified |  | 3 | 8761 | 97.1 | 90.24 | 5.38 | 0.9981 | 3469 | 81.9
PS7AMF52 | Peerless Electric Company Ltd. | Peerless | NSL-4-46-35K-RA-X-X-MV-D1 | Indoor Luminaires | Linear Ambient | Direct Linear Ambient Luminaires | Standard | FALSE | [9 empty] | 42097 |  |  | NotYetVerified |  | 3 | 4865 | 93.7 | 51.9 | 5.01 | 0.9984 | 3469 | 81.9
PETZN1JK | Peerless Electric Company Ltd. | Peerless | NSL-4-30-35K-X-X-MV-D1 | Indoor Luminaires | Linear Ambient | Direct Linear Ambient Luminaires | Standard | FALSE | [9 empty] | 42097 |  |  | NotYetVerified |  | 3 | 3262 | 114.8 | 28.41 |  |  | 3469 | 81.9
PKAKXW7Y | Peerless Electric Company Ltd. | Peerless | NSL-2-23-35K-RA-X-X-347V-D10 | Indoor Luminaires | Linear Ambient | Direct Linear Ambient Luminaires | Standard | FALSE | [9 empty] | 42097 |  |  | NotYetVerified |  | 3 | 2426 | 88.391 | 27.4462 | 10.54 | 0.9795 | 3469 | 81.9
PV1UQAER | Peerless Electric Company Ltd. | Peerless | NSL-8-80-35K-RA-X-X-MV-D10 | Indoor Luminaires | Linear Ambient | Direct Linear Ambient Luminaires | Standard | FALSE | [9 empty] | 42097 |  |  | NotYetVerified |  | 3 | 8761 | 97.1 | 90.24 | 5.38 | 0.9981 | 3469 | 81.9
PU1CH52V | Peerless Electric Company Ltd. | Peerless | NSL-4-46-35K-RA-X-X-MV-D10 | Indoor Luminaires | Linear Ambient | Direct Linear Ambient Luminaires | Standard | FALSE | [9 empty] | 42097 |  |  | NotYetVerified |  | 3 | 4865 | 93.7 | 51.9 | 5.01 | 0.9984 | 3469 | 81.9
PBFS8E47 | Peerless Electric Company Ltd. | Peerless | NSL-4-30-35K-X-X-MV-D10 | Indoor Luminaires | Linear Ambient | Direct Linear Ambient Luminaires | Standard | FALSE | [9 empty] | 42097 |  |  | NotYetVerified |  | 3 | 3262 | 114.8 | 28.41 |  |  | 3469 | 81.9
PRCUE23P | Peerless Electric Company Ltd. | Peerless | NSL-2-25-35K-X-X-MV-SD | Indoor Luminaires | Linear Ambient | Direct Linear Ambient Luminaires | Standard | FALSE | [9 empty] | 42097 |  |  | NotYetVerified |  | 3 | 2636.9565 | 94.413 | 27.93 | 6.77 | 0.9963 | 3466 | 81.9
PX3DD2EZ | Peerless Electric Company Ltd. | Peerless | NSL-2-23-35K-RA-X-X-MV-SD | Indoor Luminaires | Linear Ambient | Direct Linear Ambient Luminaires | Standard | FALSE | [9 empty] | 42097 |  |  | NotYetVerified |  | 3 | 2426 | 86.8 | 27.93 | 6.77 | 0.9963 | 3466 | 81.9
PTA5TZ44 | Peerless Electric Company Ltd. | Peerless | NSL-2-25-35K-X-X-MV | Indoor Luminaires | Linear Ambient | Direct Linear Ambient Luminaires | Standard | FALSE | [9 empty] | 42097 |  |  | NotYetVerified |  | 3 | 2636.9565 | 94.413 | 27.93 | 6.77 | 0.9963 | 3466 | 81.9
PVWK79MD | Peerless Electric Company Ltd. | Peerless | NSL-2-23-35K-RA-X-X-MV | Indoor Luminaires | Linear Ambient | Direct Linear Ambient Luminaires | Standard | FALSE | [9 empty] | 42097 |  |  | NotYetVerified |  | 3 | 2426 | 86.8 | 27.93 | 6.77 | 0.9963 | 3466 | 81.9
P3Y9BASC | Peerless Electric Company Ltd. | Peerless | NSL-2-25-35K-X-X-MV-D1 | Indoor Luminaires | Linear Ambient | Direct Linear Ambient Luminaires | Standard | FALSE | [9 empty] | 42097 |  |  | NotYetVerified |  | 3 | 2636.9565 | 94.413 | 27.93 | 6.77 | 0.9963 | 3466 | 81.9
PBJWMUNN | Peerless Electric Company Ltd. | Peerless | NSL-2-23-35K-RA-X-X-MV-D1 | Indoor Luminaires | Linear Ambient | Direct Linear Ambient Luminaires | Standard | FALSE | [9 empty] | 42097 |  |  | NotYetVerified |  | 3 | 2426 | 86.8 | 27.93 | 6.77 | 0.9963 | 3466 | 81.9
PE64RGXG | Peerless Electric Company Ltd. | Peerless | NSL-2-25-35K-X-X-MV-D10 | Indoor Luminaires | Linear Ambient | Direct Linear Ambient Luminaires | Standard | FALSE | [9 empty] | 42097 |  |  | NotYetVerified |  | 3 | 2636.9565 | 94.413 | 27.93 | 6.77 | 0.9963 | 3466 | 81.9
PRHAZA5F | Peerless Electric Company Ltd. | Peerless | NSL-2-23-35K-RA-X-X-MV-D10 | Indoor Luminaires | Linear Ambient | Direct Linear Ambient Luminaires | Standard | FALSE | [9 empty] | 42097 |  |  | NotYetVerified |  | 3 | 2426 | 86.8 | 27.93 | 6.77 | 0.9963 | 3466 | 81.9
P9K86FPS | Peerless Electric Company Ltd. | Peerless | NSL-4-30-35K-RA-X-X-MV-SD | Indoor Luminaires | Linear Ambient | Direct Linear Ambient Luminaires | Standard | FALSE | [9 empty] | 42097 |  |  | NotYetVerified |  | 3 | 3243 | 104.2 | 31.12 | 6.48 | 0.9967 | 3455 | 81.95
P373Q21W | Peerless Electric Company Ltd. | Peerless | NSL-4-40-35K-RA-X-X-MV-SD | Indoor Luminaires | Linear Ambient | Direct Linear Ambient Luminaires | Standard | FALSE | [9 empty] | 42097 |  |  | NotYetVerified |  | 3 | 4324 | 100.2625 | 43.1268 |  |  | 3455 | 81.95
PR51Q34G | Peerless Electric Company Ltd. | Peerless | NSL-4-30-35K-RA-X-X-MV | Indoor Luminaires | Linear Ambient | Direct Linear Ambient Luminaires | Standard | FALSE | [9 empty] | 42097 |  |  | NotYetVerified |  | 3 | 3243 | 104.2 | 31.12 | 6.48 | 0.9967 | 3455 | 81.95
P7KAVH15 | Peerless Electric Company Ltd. | Peerless | NSL-4-40-35K-RA-X-X-MV | Indoor Luminaires | Linear Ambient | Direct Linear Ambient Luminaires | Standard | FALSE | [9 empty] | 42097 |  |  | NotYetVerified |  | 3 | 4324 | 100.2625 | 43.1268 |  |  | 3455 | 81.95
PHMJ27G7 | Peerless Electric Company Ltd. | Peerless | NSL-4-30-35K-RA-X-X-MV-D1 | Indoor Luminaires | Linear Ambient | Direct Linear Ambient Luminaires | Standard | FALSE | [9 empty] | 42097 |  |  | NotYetVerified |  | 3 | 3243 | 104.2 | 31.12 | 6.48 | 0.9967 | 3455 | 81.95
PPHW4YM7 | Peerless Electric Company Ltd. | Peerless | NSL-4-40-35K-RA-X-X-MV-D1 | Indoor Luminaires | Linear Ambient | Direct Linear Ambient Luminaires | Standard | FALSE | [9 empty] | 42097 |  |  | NotYetVerified |  | 3 | 4324 | 100.2625 | 43.1268 |  |  | 3455 | 81.95
P2QV9XQW | Peerless Electric Company Ltd. | Peerless | NSL-4-30-35K-RA-X-X-MV-D10 | Indoor Luminaires | Linear Ambient | Direct Linear Ambient Luminaires | Standard | FALSE | [9 empty] | 42097 |  |  | NotYetVerified |  | 3 | 3243 | 104.2 | 31.12 | 6.48 | 0.9967 | 3455 | 81.95
PFKCKB7P | Peerless Electric Company Ltd. | Peerless | NSL-4-40-35K-RA-X-X-MV-D10 | Indoor Luminaires | Linear Ambient | Direct Linear Ambient Luminaires | Standard | FALSE | [9 empty] | 42097 |  |  | NotYetVerified |  | 3 | 4324 | 100.2625 | 43.1268 |  |  | 3455 | 81.95
PU3JH8NH | Peerless Electric Company Ltd. | Peerless | NSL-8-96-40K-X-X-347V-SD | Indoor Luminaires | Linear Ambient | Direct Linear Ambient Luminaires | Standard | FALSE | [9 empty] | 42097 |  |  | NotYetVerified |  | 3 | 10513.2 | 111.1174 | 94.6134
PR73SKGP | Peerless Electric Company Ltd. | Peerless | NSL-8-96-35K-X-X-MV-SD | Indoor Luminaires | Linear Ambient | Direct Linear Ambient Luminaires | Standard | FALSE | [9 empty] | 42097 |  |  | NotYetVerified |  | 3 | 10513.2 | 106.9777 | 98.2747
PDBR7XDJ | Peerless Electric Company Ltd. | Peerless | NSL-8-96-40K-X-X-MV-SD | Indoor Luminaires | Linear Ambient | Direct Linear Ambient Luminaires | Standard | FALSE | [9 empty] | 42097 |  |  | NotYetVerified |  | 3 | 10513.2 | 109.1173 | 96.3477
P18JVTU3 | Peerless Electric Company Ltd. | Peerless | NSL-8-96-35K-X-X-347V-SD | Indoor Luminaires | Linear Ambient | Direct Linear Ambient Luminaires | Standard | FALSE | [9 empty] | 42097 |  |  | NotYetVerified |  | 3 | 10513.2 | 108.9386 | 96.5057
PCW5N9DY | Peerless Electric Company Ltd. | Peerless | NSL-8-80-40K-RA-X-X-347V-SD | Indoor Luminaires | Linear Ambient | Direct Linear Ambient Luminaires | Standard | FALSE | [9 empty] | 42097 |  |  | NotYetVerified |  | 3 | 8761 | 100.8574 | 86.8652
PCENM2F6 | Peerless Electric Company Ltd. | Peerless | NSL-8-80-40K-RA-X-X-MV-SD | Indoor Luminaires | Linear Ambient | Direct Linear Ambient Luminaires | Standard | FALSE | [9 empty] | 42097 |  |  | NotYetVerified |  | 3 | 8761 | 99.042 | 88.4574
P8UZ38AY | Peerless Electric Company Ltd. | Peerless | NSL-8-80-35K-RA-X-X-347V-SD | Indoor Luminaires | Linear Ambient | Direct Linear Ambient Luminaires | Standard | FALSE | [9 empty] | 42097 |  |  | NotYetVerified |  | 3 | 8761 | 98.8798 | 88.6025
PZ5GQ1F2 | Peerless Electric Company Ltd. | Peerless | NSL-8-60-35K-RA-X-X-MV-SD | Indoor Luminaires | Linear Ambient | Direct Linear Ambient Luminaires | Standard | FALSE | [9 empty] | 42097 |  |  | NotYetVerified |  | 3 | 6570.75 | 110.225 | 59.6122
PBNKAHVN | Peerless Electric Company Ltd. | Peerless | NSL-8-60-40K-RA-X-X-MV-SD | Indoor Luminaires | Linear Ambient | Direct Linear Ambient Luminaires | Standard | FALSE | [9 empty] | 42097 |  |  | NotYetVerified |  | 3 | 6570.75 | 112.4295 | 58.4433
P821GQMK | Peerless Electric Company Ltd. | Peerless | NSL-8-60-35K-RA-X-X-347V-SD | Indoor Luminaires | Linear Ambient | Direct Linear Ambient Luminaires | Standard | FALSE | [9 empty] | 42097 |  |  | NotYetVerified |  | 3 | 6570.75 | 112.2454 | 58.5391
P7B85EM3 | Peerless Electric Company Ltd. | Peerless | NSL-8-60-40K-RA-X-X-347V-SD | Indoor Luminaires | Linear Ambient | Direct Linear Ambient Luminaires | Standard | FALSE | [9 empty] | 42097 |  |  | NotYetVerified |  | 3 | 6570.75 | 114.4903 | 57.3913
P9TUQP2C | Peerless Electric Company Ltd. | Peerless | NSL-4-46-35K-RA-X-X-347V-SD | Indoor Luminaires | Linear Ambient | Direct Linear Ambient Luminaires | Standard | FALSE | [9 empty] | 42097 |  |  | NotYetVerified |  | 3 | 4884 | 95.1558 | 51.3263
PM12CZQY | Peerless Electric Company Ltd. | Peerless | NSL-4-46-35K-X-X-MV-SD | Indoor Luminaires | Linear Ambient | Direct Linear Ambient Luminaires | Standard | FALSE | [9 empty] | 42097 |  |  | NotYetVerified |  | 3 | 4865 | 103.2319 | 47.1269
PKD2WGSQ | Peerless Electric Company Ltd. | Peerless | NSL-4-46-40K-X-X-MV-SD | Indoor Luminaires | Linear Ambient | Direct Linear Ambient Luminaires | Standard | FALSE | [9 empty] | 42097 |  |  | NotYetVerified |  | 3 | 4865 | 104.8358 | 46.4059
PETF54NX | Peerless Electric Company Ltd. | Peerless | NSL-4-46-35K-X-X-347V-SD | Indoor Luminaires | Linear Ambient | Direct Linear Ambient Luminaires | Standard | FALSE | [9 empty] | 42097 |  |  | NotYetVerified |  | 3 | 4865 | 105.1241 | 46.2786
PD6S2QHE | Peerless Electric Company Ltd. | Peerless | NSL-4-46-40K-X-X-347V-SD | Indoor Luminaires | Linear Ambient | Direct Linear Ambient Luminaires | Standard | FALSE | [9 empty] | 42097 |  |  | NotYetVerified |  | 3 | 4865 | 106.7574 | 45.5706
PGUZPY3W | Peerless Electric Company Ltd. | Peerless | NSL-4-40-35K-X-X-MV-SD | Indoor Luminaires | Linear Ambient | Direct Linear Ambient Luminaires | Standard | FALSE | [9 empty] | 42097 |  |  | NotYetVerified |  | 3 | 4349.3335 | 110.4619 | 39.374
PGN8XHY7 | Peerless Electric Company Ltd. | Peerless | NSL-4-40-40K-RA-X-X-347V-SD | Indoor Luminaires | Linear Ambient | Direct Linear Ambient Luminaires | Standard | FALSE | [9 empty] | 42097 |  |  | NotYetVerified |  | 3 | 4349.3335 | 114.5605 | 37.9654
PD9J6Y45 | Peerless Electric Company Ltd. | Peerless | NSL-4-40-40K-X-X-MV-SD | Indoor Luminaires | Linear Ambient | Direct Linear Ambient Luminaires | Standard | FALSE | [9 empty] | 42097 |  |  | NotYetVerified |  | 3 | 4349.3335 | 112.4984 | 38.6613
P2WQA92Z | Peerless Electric Company Ltd. | Peerless | NSL-4-40-35K-X-X-347V-SD | Indoor Luminaires | Linear Ambient | Direct Linear Ambient Luminaires | Standard | FALSE | [9 empty] | 42097 |  |  | NotYetVerified |  | 3 | 4349.3335 | 112.4867 | 38.6653
P2KTRXKY | Peerless Electric Company Ltd. | Peerless | NSL-4-40-40K-X-X-347V-SD | Indoor Luminaires | Linear Ambient | Direct Linear Ambient Luminaires | Standard | FALSE | [9 empty] | 42097 |  |  | NotYetVerified |  | 3 | 4349.3335 | 114.5605 | 37.9654
P1Y8EZ2P | Peerless Electric Company Ltd. | Peerless | NSL-4-40-35K-RA-X-X-347V-SD | Indoor Luminaires | Linear Ambient | Direct Linear Ambient Luminaires | Standard | FALSE | [9 empty] | 42097 |  |  | NotYetVerified |  | 3 | 4349.3335 | 112.4867 | 38.6653
PUJBFRHZ | Peerless Electric Company Ltd. | Peerless | NSL-4-30-35K-X-X-347V-SD | Indoor Luminaires | Linear Ambient | Direct Linear Ambient Luminaires | Standard | FALSE | [9 empty] | 42097 |  |  | NotYetVerified |  | 3 | 3262 | 116.9043 | 27.9032
P4V3ZGM2 | Peerless Electric Company Ltd. | Peerless | NSL-4-30-40K-X-X-347V-SD | Indoor Luminaires | Linear Ambient | Direct Linear Ambient Luminaires | Standard | FALSE | [9 empty] | 42097 |  |  | NotYetVerified |  | 3 | 3262 | 119.2424 | 27.356
PYK575QP | Peerless Electric Company Ltd. | Peerless | NSL-4-30-40K-RA-X-X-347V-SD | Indoor Luminaires | Linear Ambient | Direct Linear Ambient Luminaires | Standard | FALSE | [9 empty] | 42097 |  |  | NotYetVerified |  | 3 | 3243 | 108.2322 | 29.9634
P9DVBHXZ | Peerless Electric Company Ltd. | Peerless | NSL-4-30-35K-RA-X-X-347V-SD | Indoor Luminaires | Linear Ambient | Direct Linear Ambient Luminaires | Standard | FALSE | [9 empty] | 42097 |  |  | NotYetVerified |  | 3 | 3243 | 106.11 | 30.5626
PZ5D9A5W | Peerless Electric Company Ltd. | Peerless | NSL-2-25-35K-X-X-347V-SD | Indoor Luminaires | Linear Ambient | Direct Linear Ambient Luminaires | Standard | FALSE | [9 empty] | 42097 |  |  | NotYetVerified |  | 3 | 2636.9565 | 96.1436 | 27.4273
PQTU7P81 | Peerless Electric Company Ltd. | Peerless | NSL-2-25-40K-X-X-347V-SD | Indoor Luminaires | Linear Ambient | Direct Linear Ambient Luminaires | Standard | FALSE | [9 empty] | 42097 |  |  | NotYetVerified |  | 3 | 2636.9565 | 98.0665 | 26.8895
PCFDTFSX | Peerless Electric Company Ltd. | Peerless | NSL-2-23-40K-RA-X-X-347V-SD | Indoor Luminaires | Linear Ambient | Direct Linear Ambient Luminaires | Standard | FALSE | [9 empty] | 42097 |  |  | NotYetVerified |  | 3 | 2426 | 90.1589 | 26.9081
PWAEWHF5 | Peerless Electric Company Ltd. | Peerless | NSL-8-96-40K-X-X-MV | Indoor Luminaires | Linear Ambient | Direct Linear Ambient Luminaires | Standard | FALSE | [9 empty] | 42097 |  |  | NotYetVerified |  | 3 | 10513.2 | 109.1173 | 96.3477
PHV6T8X4 | Peerless Electric Company Ltd. | Peerless | NSL-8-96-35K-X-X-MV | Indoor Luminaires | Linear Ambient | Direct Linear Ambient Luminaires | Standard | FALSE | [9 empty] | 42097 |  |  | NotYetVerified |  | 3 | 10513.2 | 106.9777 | 98.2747
PCGXU8VD | Peerless Electric Company Ltd. | Peerless | NSL-8-96-40K-X-X-347V | Indoor Luminaires | Linear Ambient | Direct Linear Ambient Luminaires | Standard | FALSE | [9 empty] | 42097 |  |  | NotYetVerified |  | 3 | 10513.2 | 111.1174 | 94.6134
P6BR1K5H | Peerless Electric Company Ltd. | Peerless | NSL-8-96-35K-X-X-347V | Indoor Luminaires | Linear Ambient | Direct Linear Ambient Luminaires | Standard | FALSE | [9 empty] | 42097 |  |  | NotYetVerified |  | 3 | 10513.2 | 108.9386 | 96.5057
PDBZ5XRK | Peerless Electric Company Ltd. | Peerless | NSL-8-80-40K-RA-X-X-347V | Indoor Luminaires | Linear Ambient | Direct Linear Ambient Luminaires | Standard | FALSE | [9 empty] | 42097 |  |  | NotYetVerified |  | 3 | 8761 | 100.8574 | 86.8652
PCDNVN9M | Peerless Electric Company Ltd. | Peerless | NSL-8-80-40K-RA-X-X-MV | Indoor Luminaires | Linear Ambient | Direct Linear Ambient Luminaires | Standard | FALSE | [9 empty] | 42097 |  |  | NotYetVerified |  | 3 | 8761 | 99.042 | 88.4574
P5G8S52T | Peerless Electric Company Ltd. | Peerless | NSL-8-80-35K-RA-X-X-347V | Indoor Luminaires | Linear Ambient | Direct Linear Ambient Luminaires | Standard | FALSE | [9 empty] | 42097 |  |  | NotYetVerified |  | 3 | 8761 | 98.8798 | 88.6025
PXT3P2GC | Peerless Electric Company Ltd. | Peerless | NSL-8-60-35K-RA-X-X-347V | Indoor Luminaires | Linear Ambient | Direct Linear Ambient Luminaires | Standard | FALSE | [9 empty] | 42097 |  |  | NotYetVerified |  | 3 | 6570.75 | 112.2454 | 58.5391
PVSRXSBY | Peerless Electric Company Ltd. | Peerless | NSL-8-60-35K-RA-X-X-MV | Indoor Luminaires | Linear Ambient | Direct Linear Ambient Luminaires | Standard | FALSE | [9 empty] | 42097 |  |  | NotYetVerified |  | 3 | 6570.75 | 110.225 | 59.6122
PKAWMXA8 | Peerless Electric Company Ltd. | Peerless | NSL-8-60-40K-RA-X-X-347V | Indoor Luminaires | Linear Ambient | Direct Linear Ambient Luminaires | Standard | FALSE | [9 empty] | 42097 |  |  | NotYetVerified |  | 3 | 6570.75 | 114.4903 | 57.3913
PGXWG7D1 | Peerless Electric Company Ltd. | Peerless | NSL-8-60-40K-RA-X-X-MV | Indoor Luminaires | Linear Ambient | Direct Linear Ambient Luminaires | Standard | FALSE | [9 empty] | 42097 |  |  | NotYetVerified |  | 3 | 6570.75 | 112.4295 | 58.4433
PSQ98AF2 | Peerless Electric Company Ltd. | Peerless | NSL-4-46-35K-RA-X-X-347V | Indoor Luminaires | Linear Ambient | Direct Linear Ambient Luminaires | Standard | FALSE | [9 empty] | 42097 |  |  | NotYetVerified |  | 3 | 4884 | 95.1558 | 51.3263
PVJFB4WV | Peerless Electric Company Ltd. | Peerless | NSL-4-46-40K-X-X-347V | Indoor Luminaires | Linear Ambient | Direct Linear Ambient Luminaires | Standard | FALSE | [9 empty] | 42097 |  |  | NotYetVerified |  | 3 | 4865 | 106.7574 | 45.5706
PPYQQ23D | Peerless Electric Company Ltd. | Peerless | NSL-4-46-35K-X-X-347V | Indoor Luminaires | Linear Ambient | Direct Linear Ambient Luminaires | Standard | FALSE | [9 empty] | 42097 |  |  | NotYetVerified |  | 3 | 4865 | 105.1241 | 46.2786
PC3AKH8W | Peerless Electric Company Ltd. | Peerless | NSL-4-46-40K-X-X-MV | Indoor Luminaires | Linear Ambient | Direct Linear Ambient Luminaires | Standard | FALSE | [9 empty] | 42097 |  |  | NotYetVerified |  | 3 | 4865 | 104.8358 | 46.4059
PC23K7TY | Peerless Electric Company Ltd. | Peerless | NSL-4-46-35K-X-X-MV | Indoor Luminaires | Linear Ambient | Direct Linear Ambient Luminaires | Standard | FALSE | [9 empty] | 42097 |  |  | NotYetVerified |  | 3 | 4865 | 103.2319 | 47.1269
PX46TMKH | Peerless Electric Company Ltd. | Peerless | NSL-4-40-35K-RA-X-X-347V | Indoor Luminaires | Linear Ambient | Direct Linear Ambient Luminaires | Standard | FALSE | [9 empty] | 42097 |  |  | NotYetVerified |  | 3 | 4349.3335 | 112.4867 | 38.6653
PQDR2DJ4 | Peerless Electric Company Ltd. | Peerless | NSL-4-40-40K-X-X-MV | Indoor Luminaires | Linear Ambient | Direct Linear Ambient Luminaires | Standard | FALSE | [9 empty] | 42097 |  |  | NotYetVerified |  | 3 | 4349.3335 | 112.4984 | 38.6613
PQAVF17H | Peerless Electric Company Ltd. | Peerless | NSL-4-40-35K-X-X-MV | Indoor Luminaires | Linear Ambient | Direct Linear Ambient Luminaires | Standard | FALSE | [9 empty] | 42097 |  |  | NotYetVerified |  | 3 | 4349.3335 | 110.4619 | 39.374
P6FGSU7R | Peerless Electric Company Ltd. | Peerless | NSL-4-40-35K-X-X-347V | Indoor Luminaires | Linear Ambient | Direct Linear Ambient Luminaires | Standard | FALSE | [9 empty] | 42097 |  |  | NotYetVerified |  | 3 | 4349.3335 | 112.4867 | 38.6653
P5W9BMFY | Peerless Electric Company Ltd. | Peerless | NSL-4-40-40K-X-X-347V | Indoor Luminaires | Linear Ambient | Direct Linear Ambient Luminaires | Standard | FALSE | [9 empty] | 42097 |  |  | NotYetVerified |  | 3 | 4349.3335 | 114.5605 | 37.9654
P63SEWQV | Peerless Electric Company Ltd. | Peerless | NSL-4-30-40K-X-X-347V | Indoor Luminaires | Linear Ambient | Direct Linear Ambient Luminaires | Standard | FALSE | [9 empty] | 42097 |  |  | NotYetVerified |  | 3 | 3262 | 119.2424 | 27.356
P4SG94BQ | Peerless Electric Company Ltd. | Peerless | NSL-4-30-35K-X-X-347V | Indoor Luminaires | Linear Ambient | Direct Linear Ambient Luminaires | Standard | FALSE | [9 empty] | 42097 |  |  | NotYetVerified |  | 3 | 3262 | 116.9043 | 27.9032
PS8WPMQ8 | Peerless Electric Company Ltd. | Peerless | NSL-4-30-35K-RA-X-X-347V | Indoor Luminaires | Linear Ambient | Direct Linear Ambient Luminaires | Standard | FALSE | [9 empty] | 42097 |  |  | NotYetVerified |  | 3 | 3243 | 106.11 | 30.5626
P7JV8BT8 | Peerless Electric Company Ltd. | Peerless | NSL-4-30-40K-RA-X-X-347V | Indoor Luminaires | Linear Ambient | Direct Linear Ambient Luminaires | Standard | FALSE | [9 empty] | 42097 |  |  | NotYetVerified |  | 3 | 3243 | 108.2322 | 29.9634
PNCCEBM9 | Peerless Electric Company Ltd. | Peerless | NSL-2-25-35K-X-X-347V | Indoor Luminaires | Linear Ambient | Direct Linear Ambient Luminaires | Standard | FALSE | [9 empty] | 42097 |  |  | NotYetVerified |  | 3 | 2636.9565 | 96.1436 | 27.4273
PCZY9S7X | Peerless Electric Company Ltd. | Peerless | NSL-2-25-40K-X-X-347V | Indoor Luminaires | Linear Ambient | Direct Linear Ambient Luminaires | Standard | FALSE | [9 empty] | 42097 |  |  | NotYetVerified |  | 3 | 2636.9565 | 98.0665 | 26.8895
PJ7BWRMT | Peerless Electric Company Ltd. | Peerless | NSL-2-23-40K-RA-X-X-347V | Indoor Luminaires | Linear Ambient | Direct Linear Ambient Luminaires | Standard | FALSE | [9 empty] | 42097 |  |  | NotYetVerified |  | 3 | 2426 | 90.1589 | 26.9081
PZWT97FS | Peerless Electric Company Ltd. | Peerless | NSL-8-96-35K-X-X-347V-D1 | Indoor Luminaires | Linear Ambient | Direct Linear Ambient Luminaires | Standard | FALSE | [9 empty] | 42097 |  |  | NotYetVerified |  | 3 | 10513.2 | 108.9386 | 96.5057
PWXPTUD2 | Peerless Electric Company Ltd. | Peerless | NSL-8-96-35K-X-X-MV-D1 | Indoor Luminaires | Linear Ambient | Direct Linear Ambient Luminaires | Standard | FALSE | [9 empty] | 42097 |  |  | NotYetVerified |  | 3 | 10513.2 | 106.9777 | 98.2747
PB3WT263 | Peerless Electric Company Ltd. | Peerless | NSL-8-96-40K-X-X-347V-D1 | Indoor Luminaires | Linear Ambient | Direct Linear Ambient Luminaires | Standard | FALSE | [9 empty] | 42097 |  |  | NotYetVerified |  | 3 | 10513.2 | 111.1174 | 94.6134
P6GDXQQW | Peerless Electric Company Ltd. | Peerless | NSL-8-96-40K-X-X-MV-D1 | Indoor Luminaires | Linear Ambient | Direct Linear Ambient Luminaires | Standard | FALSE | [9 empty] | 42097 |  |  | NotYetVerified |  | 3 | 10513.2 | 109.1173 | 96.3477
PWA7HXZU | Peerless Electric Company Ltd. | Peerless | NSL-8-80-40K-RA-X-X-347V-D1 | Indoor Luminaires | Linear Ambient | Direct Linear Ambient Luminaires | Standard | FALSE | [9 empty] | 42097 |  |  | NotYetVerified |  | 3 | 8761 | 100.8574 | 86.8652
PDJUXKNK | Peerless Electric Company Ltd. | Peerless | NSL-8-80-35K-RA-X-X-347V-D1 | Indoor Luminaires | Linear Ambient | Direct Linear Ambient Luminaires | Standard | FALSE | [9 empty] | 42097 |  |  | NotYetVerified |  | 3 | 8761 | 98.8798 | 88.6025
PDHP26FG | Peerless Electric Company Ltd. | Peerless | NSL-8-80-40K-RA-X-X-MV-D1 | Indoor Luminaires | Linear Ambient | Direct Linear Ambient Luminaires | Standard | FALSE | [9 empty] | 42097 |  |  | NotYetVerified |  | 3 | 8761 | 99.042 | 88.4574
PJXM2YEU | Peerless Electric Company Ltd. | Peerless | NSL-8-60-40K-RA-X-X-MV-D1 | Indoor Luminaires | Linear Ambient | Direct Linear Ambient Luminaires | Standard | FALSE | [9 empty] | 42097 |  |  | NotYetVerified |  | 3 | 6570.75 | 112.4295 | 58.4433
P9QKGSTU | Peerless Electric Company Ltd. | Peerless | NSL-8-60-40K-RA-X-X-347V-D1 | Indoor Luminaires | Linear Ambient | Direct Linear Ambient Luminaires | Standard | FALSE | [9 empty] | 42097 |  |  | NotYetVerified |  | 3 | 6570.75 | 114.4903 | 57.3913
P4U3MJX1 | Peerless Electric Company Ltd. | Peerless | NSL-8-60-35K-RA-X-X-MV-D1 | Indoor Luminaires | Linear Ambient | Direct Linear Ambient Luminaires | Standard | FALSE | [9 empty] | 42097 |  |  | NotYetVerified |  | 3 | 6570.75 | 110.225 | 59.6122
P2WN2QJ4 | Peerless Electric Company Ltd. | Peerless | NSL-8-60-35K-RA-X-X-347V-D1 | Indoor Luminaires | Linear Ambient | Direct Linear Ambient Luminaires | Standard | FALSE | [9 empty] | 42097 |  |  | NotYetVerified |  | 3 | 6570.75 | 112.2454 | 58.5391
P7EHUWCJ | Peerless Electric Company Ltd. | Peerless | NSL-4-46-35K-RA-X-X-347V-D1 | Indoor Luminaires | Linear Ambient | Direct Linear Ambient Luminaires | Standard | FALSE | [9 empty] | 42097 |  |  | NotYetVerified |  | 3 | 4884 | 95.1558 | 51.3263
PPJTUDYQ | Peerless Electric Company Ltd. | Peerless | NSL-4-46-35K-X-X-347V-D1 | Indoor Luminaires | Linear Ambient | Direct Linear Ambient Luminaires | Standard | FALSE | [9 empty] | 42097 |  |  | NotYetVerified |  | 3 | 4865 | 105.1241 | 46.2786
PMGHNDTJ | Peerless Electric Company Ltd. | Peerless | NSL-4-46-40K-X-X-347V-D1 | Indoor Luminaires | Linear Ambient | Direct Linear Ambient Luminaires | Standard | FALSE | [9 empty] | 42097 |  |  | NotYetVerified |  | 3 | 4865 | 106.7574 | 45.5706
PKSP6HB8 | Peerless Electric Company Ltd. | Peerless | NSL-4-46-40K-X-X-MV-D1 | Indoor Luminaires | Linear Ambient | Direct Linear Ambient Luminaires | Standard | FALSE | [9 empty] | 42097 |  |  | NotYetVerified |  | 3 | 4865 | 104.8358 | 46.4059
P68HFCZ8 | Peerless Electric Company Ltd. | Peerless | NSL-4-46-35K-X-X-MV-D1 | Indoor Luminaires | Linear Ambient | Direct Linear Ambient Luminaires | Standard | FALSE | [9 empty] | 42097 |  |  | NotYetVerified |  | 3 | 4865 | 103.2319 | 47.1269
PVRAR7BE | Peerless Electric Company Ltd. | Peerless | NSL-4-40-40K-X-X-MV-D1 | Indoor Luminaires | Linear Ambient | Direct Linear Ambient Luminaires | Standard | FALSE | [9 empty] | 42097 |  |  | NotYetVerified |  | 3 | 4349.3335 | 112.4984 | 38.6613
PTCAJ1VC | Peerless Electric Company Ltd. | Peerless | NSL-4-40-35K-X-X-MV-D1 | Indoor Luminaires | Linear Ambient | Direct Linear Ambient Luminaires | Standard | FALSE | [9 empty] | 42097 |  |  | NotYetVerified |  | 3 | 4349.3335 | 110.4619 | 39.374
PH745CRQ | Peerless Electric Company Ltd. | Peerless | NSL-4-40-35K-X-X-347V-D1 | Indoor Luminaires | Linear Ambient | Direct Linear Ambient Luminaires | Standard | FALSE | [9 empty] | 42097 |  |  | NotYetVerified |  | 3 | 4349.3335 | 112.4867 | 38.6653
PEKTX3BW | Peerless Electric Company Ltd. | Peerless | NSL-4-40-35K-RA-X-X-347V-D1 | Indoor Luminaires | Linear Ambient | Direct Linear Ambient Luminaires | Standard | FALSE | [9 empty] | 42097 |  |  | NotYetVerified |  | 3 | 4349.3335 | 112.4867 | 38.6653
P5D3E6UR | Peerless Electric Company Ltd. | Peerless | NSL-4-40-40K-X-X-347V-D1 | Indoor Luminaires | Linear Ambient | Direct Linear Ambient Luminaires | Standard | FALSE | [9 empty] | 42097 |  |  | NotYetVerified |  | 3 | 4349.3335 | 114.5605 | 37.9654
P4UJ868N | Peerless Electric Company Ltd. | Peerless | NSL-4-40-40K-RA-X-X-347V-D1 | Indoor Luminaires | Linear Ambient | Direct Linear Ambient Luminaires | Standard | FALSE | [9 empty] | 42097 |  |  | NotYetVerified |  | 3 | 4349.3335 | 114.5605 | 37.9654
PY1SG2UY | Peerless Electric Company Ltd. | Peerless | NSL-4-30-40K-X-X-347V-D1 | Indoor Luminaires | Linear Ambient | Direct Linear Ambient Luminaires | Standard | FALSE | [9 empty] | 42097 |  |  | NotYetVerified |  | 3 | 3262 | 119.2424 | 27.356
PPGBZU44 | Peerless Electric Company Ltd. | Peerless | NSL-4-30-35K-X-X-347V-D1 | Indoor Luminaires | Linear Ambient | Direct Linear Ambient Luminaires | Standard | FALSE | [9 empty] | 42097 |  |  | NotYetVerified |  | 3 | 3262 | 116.9043 | 27.9032
PNANM294 | Peerless Electric Company Ltd. | Peerless | NSL-4-30-40K-RA-X-X-347V-D1 | Indoor Luminaires | Linear Ambient | Direct Linear Ambient Luminaires | Standard | FALSE | [9 empty] | 42097 |  |  | NotYetVerified |  | 3 | 3243 | 108.2322 | 29.9634
PMJC5YKE | Peerless Electric Company Ltd. | Peerless | NSL-4-30-35K-RA-X-X-347V-D1 | Indoor Luminaires | Linear Ambient | Direct Linear Ambient Luminaires | Standard | FALSE | [9 empty] | 42097 |  |  | NotYetVerified |  | 3 | 3243 | 106.11 | 30.5626
PKPVPSTY | Peerless Electric Company Ltd. | Peerless | NSL-2-25-35K-X-X-347V-D1 | Indoor Luminaires | Linear Ambient | Direct Linear Ambient Luminaires | Standard | FALSE | [9 empty] | 42097 |  |  | NotYetVerified |  | 3 | 2636.9565 | 96.1436 | 27.4273
P98JEA3F | Peerless Electric Company Ltd. | Peerless | NSL-2-25-40K-X-X-347V-D1 | Indoor Luminaires | Linear Ambient | Direct Linear Ambient Luminaires | Standard | FALSE | [9 empty] | 42097 |  |  | NotYetVerified |  | 3 | 2636.9565 | 98.0665 | 26.8895
P2SCA6KZ | Peerless Electric Company Ltd. | Peerless | NSL-2-23-40K-RA-X-X-347V-D1 | Indoor Luminaires | Linear Ambient | Direct Linear Ambient Luminaires | Standard | FALSE | [9 empty] | 42097 |  |  | NotYetVerified |  | 3 | 2426 | 90.1589 | 26.9081
PRPME3XU | Peerless Electric Company Ltd. | Peerless | NSL-8-96-35K-X-X-MV-D10 | Indoor Luminaires | Linear Ambient | Direct Linear Ambient Luminaires | Standard | FALSE | [9 empty] | 42097 |  |  | NotYetVerified |  | 3 | 10513.2 | 106.9777 | 98.2747
P5HW8CQM | Peerless Electric Company Ltd. | Peerless | NSL-8-96-40K-X-X-MV-D10 | Indoor Luminaires | Linear Ambient | Direct Linear Ambient Luminaires | Standard | FALSE | [9 empty] | 42097 |  |  | NotYetVerified |  | 3 | 10513.2 | 109.1173 | 96.3477
P4859NQT | Peerless Electric Company Ltd. | Peerless | NSL-8-96-35K-X-X-347V-D10 | Indoor Luminaires | Linear Ambient | Direct Linear Ambient Luminaires | Standard | FALSE | [9 empty] | 42097 |  |  | NotYetVerified |  | 3 | 10513.2 | 108.9386 | 96.5057
P123H2EU | Peerless Electric Company Ltd. | Peerless | NSL-8-96-40K-X-X-347V-D10 | Indoor Luminaires | Linear Ambient | Direct Linear Ambient Luminaires | Standard | FALSE | [9 empty] | 42097 |  |  | NotYetVerified |  | 3 | 10513.2 | 111.1174 | 94.6134
PWW1PP9Z | Peerless Electric Company Ltd. | Peerless | NSL-8-80-40K-RA-X-X-MV-D10 | Indoor Luminaires | Linear Ambient | Direct Linear Ambient Luminaires | Standard | FALSE | [9 empty] | 42097 |  |  | NotYetVerified |  | 3 | 8761 | 99.042 | 88.4574
PHADSTB2 | Peerless Electric Company Ltd. | Peerless | NSL-8-80-35K-RA-X-X-347V-D10 | Indoor Luminaires | Linear Ambient | Direct Linear Ambient Luminaires | Standard | FALSE | [9 empty] | 42097 |  |  | NotYetVerified |  | 3 | 8761 | 98.8798 | 88.6025
P85E25AE | Peerless Electric Company Ltd. | Peerless | NSL-8-80-40K-RA-X-X-347V-D10 | Indoor Luminaires | Linear Ambient | Direct Linear Ambient Luminaires | Standard | FALSE | [9 empty] | 42097 |  |  | NotYetVerified |  | 3 | 8761 | 100.8574 | 86.8652
PVKYZA98 | Peerless Electric Company Ltd. | Peerless | NSL-8-60-40K-RA-X-X-MV-D10 | Indoor Luminaires | Linear Ambient | Direct Linear Ambient Luminaires | Standard | FALSE | [9 empty] | 42097 |  |  | NotYetVerified |  | 3 | 6570.75 | 112.4295 | 58.4433
PU1T321P | Peerless Electric Company Ltd. | Peerless | NSL-8-60-35K-RA-X-X-MV-D10 | Indoor Luminaires | Linear Ambient | Direct Linear Ambient Luminaires | Standard | FALSE | [9 empty] | 42097 |  |  | NotYetVerified |  | 3 | 6570.75 | 110.225 | 59.6122
PEX326AX | Peerless Electric Company Ltd. | Peerless | NSL-8-60-35K-RA-X-X-347V-D10 | Indoor Luminaires | Linear Ambient | Direct Linear Ambient Luminaires | Standard | FALSE | [9 empty] | 42097 |  |  | NotYetVerified |  | 3 | 6570.75 | 112.2454 | 58.5391
P6XWZYXZ | Peerless Electric Company Ltd. | Peerless | NSL-8-60-40K-RA-X-X-347V-D10 | Indoor Luminaires | Linear Ambient | Direct Linear Ambient Luminaires | Standard | FALSE | [9 empty] | 42097 |  |  | NotYetVerified |  | 3 | 6570.75 | 114.4903 | 57.3913
PY2PHT7C | Peerless Electric Company Ltd. | Peerless | NSL-4-46-35K-RA-X-X-347V-D10 | Indoor Luminaires | Linear Ambient | Direct Linear Ambient Luminaires | Standard | FALSE | [9 empty] | 42097 |  |  | NotYetVerified |  | 3 | 4884 | 95.1558 | 51.3263
PWAYD7VS | Peerless Electric Company Ltd. | Peerless | NSL-4-46-40K-X-X-347V-D10 | Indoor Luminaires | Linear Ambient | Direct Linear Ambient Luminaires | Standard | FALSE | [9 empty] | 42097 |  |  | NotYetVerified |  | 3 | 4865 | 106.7574 | 45.5706
PQY6M9FC | Peerless Electric Company Ltd. | Peerless | NSL-4-46-35K-X-X-347V-D10 | Indoor Luminaires | Linear Ambient | Direct Linear Ambient Luminaires | Standard | FALSE | [9 empty] | 42097 |  |  | NotYetVerified |  | 3 | 4865 | 105.1241 | 46.2786
PJM4VHRF | Peerless Electric Company Ltd. | Peerless | NSL-4-46-40K-X-X-MV-D10 | Indoor Luminaires | Linear Ambient | Direct Linear Ambient Luminaires | Standard | FALSE | [9 empty] | 42097 |  |  | NotYetVerified |  | 3 | 4865 | 104.8358 | 46.4059
P7VZ9YW5 | Peerless Electric Company Ltd. | Peerless | NSL-4-46-35K-X-X-MV-D10 | Indoor Luminaires | Linear Ambient | Direct Linear Ambient Luminaires | Standard | FALSE | [9 empty] | 42097 |  |  | NotYetVerified |  | 3 | 4865 | 103.2319 | 47.1269
PYPUUD22 | Peerless Electric Company Ltd. | Peerless | NSL-4-40-40K-X-X-347V-D10 | Indoor Luminaires | Linear Ambient | Direct Linear Ambient Luminaires | Standard | FALSE | [9 empty] | 42097 |  |  | NotYetVerified |  | 3 | 4349.3335 | 114.5605 | 37.9654
PQGWM1GP | Peerless Electric Company Ltd. | Peerless | NSL-4-40-40K-RA-X-X-347V-D10 | Indoor Luminaires | Linear Ambient | Direct Linear Ambient Luminaires | Standard | FALSE | [9 empty] | 42097 |  |  | NotYetVerified |  | 3 | 4349.3335 | 114.5605 | 37.9654
PDV1P133 | Peerless Electric Company Ltd. | Peerless | NSL-4-40-40K-X-X-MV-D10 | Indoor Luminaires | Linear Ambient | Direct Linear Ambient Luminaires | Standard | FALSE | [9 empty] | 42097 |  |  | NotYetVerified |  | 3 | 4349.3335 | 112.4984 | 38.6613
PDF7S7WZ | Peerless Electric Company Ltd. | Peerless | NSL-4-40-35K-RA-X-X-347V-D10 | Indoor Luminaires | Linear Ambient | Direct Linear Ambient Luminaires | Standard | FALSE | [9 empty] | 42097 |  |  | NotYetVerified |  | 3 | 4349.3335 | 112.4867 | 38.6653
P92G7PH3 | Peerless Electric Company Ltd. | Peerless | NSL-4-40-35K-X-X-MV-D10 | Indoor Luminaires | Linear Ambient | Direct Linear Ambient Luminaires | Standard | FALSE | [9 empty] | 42097 |  |  | NotYetVerified |  | 3 | 4349.3335 | 110.4619 | 39.374
P14W9787 | Peerless Electric Company Ltd. | Peerless | NSL-4-40-35K-X-X-347V-D10 | Indoor Luminaires | Linear Ambient | Direct Linear Ambient Luminaires | Standard | FALSE | [9 empty] | 42097 |  |  | NotYetVerified |  | 3 | 4349.3335 | 112.4867 | 38.6653
PNWVYWK3 | Peerless Electric Company Ltd. | Peerless | NSL-4-30-35K-X-X-347V-D10 | Indoor Luminaires | Linear Ambient | Direct Linear Ambient Luminaires | Standard | FALSE | [9 empty] | 42097 |  |  | NotYetVerified |  | 3 | 3262 | 116.9043 | 27.9032
PFW1R2AC | Peerless Electric Company Ltd. | Peerless | NSL-4-30-40K-X-X-347V-D10 | Indoor Luminaires | Linear Ambient | Direct Linear Ambient Luminaires | Standard | FALSE | [9 empty] | 42097 |  |  | NotYetVerified |  | 3 | 3262 | 119.2424 | 27.356
PVQ23CB5 | Peerless Electric Company Ltd. | Peerless | NSL-4-30-40K-RA-X-X-347V-D10 | Indoor Luminaires | Linear Ambient | Direct Linear Ambient Luminaires | Standard | FALSE | [9 empty] | 42097 |  |  | NotYetVerified |  | 3 | 3243 | 108.2322 | 29.9634
PT7R8ZDM | Peerless Electric Company Ltd. | Peerless | NSL-4-30-35K-RA-X-X-347V-D10 | Indoor Luminaires | Linear Ambient | Direct Linear Ambient Luminaires | Standard | FALSE | [9 empty] | 42097 |  |  | NotYetVerified |  | 3 | 3243 | 106.11 | 30.5626
PE3PN1YE | Peerless Electric Company Ltd. | Peerless | NSL-2-25-35K-X-X-347V-D10 | Indoor Luminaires | Linear Ambient | Direct Linear Ambient Luminaires | Standard | FALSE | [9 empty] | 42097 |  |  | NotYetVerified |  | 3 | 2636.9565 | 96.1436 | 27.4273
P7NUHNP1 | Peerless Electric Company Ltd. | Peerless | NSL-2-25-40K-X-X-347V-D10 | Indoor Luminaires | Linear Ambient | Direct Linear Ambient Luminaires | Standard | FALSE | [9 empty] | 42097 |  |  | NotYetVerified |  | 3 | 2636.9565 | 98.0665 | 26.8895
PWKFGKZ8 | Peerless Electric Company Ltd. | Peerless | NSL-2-23-40K-RA-X-X-347V-D10 | Indoor Luminaires | Linear Ambient | Direct Linear Ambient Luminaires | Standard | FALSE | [9 empty] | 42097 |  |  | NotYetVerified |  | 3 | 2426 | 90.1589 | 26.9081
PVBQQQEQ | Delviro | Delviro Energy | ZIP4-100-3K-U-FR-X-X-X-X | Indoor Luminaires | Linear Ambient | Direct Linear Ambient Luminaires | Standard | TRUE | 9700 | 96.2 | 100.83 | 6.76 | 0.9972 | 3105 | 82.92 | 5 | 200000 | 42096 |  |  | NotYetVerified |  | 3 | 9700 | 96.2 | 100.83 | 6.76 | 0.9972 | 3105 | 82.92
P8QTR6SM | Delviro | Delviro Energy | ZIP4-80-3K-H-FR-X-X-X-X | Indoor Luminaires | Linear Ambient | Direct Linear Ambient Luminaires | Standard | TRUE | 7855 | 100.2 | 78.41 | 13.5 | 0.9596 | 3053 | 83.98 | 5 | 200000 | 42096 |  |  | NotYetVerified |  | 3 | 7855 | 100.2 | 78.41 | 13.5 | 0.9596 | 3053 | 83.98
P33VZJD9 | Delviro | Delviro Energy | ZIP4-60-3K-U-FR-X-X-X-X | Indoor Luminaires | Linear Ambient | Direct Linear Ambient Luminaires | Standard | TRUE | 6216 | 110.5 | 56.23 | 15.02 | 0.93 | 3101 | 83.12 | 5 | 200000 | 42096 |  |  | NotYetVerified |  | 3 | 6216 | 110.5 | 56.23 | 6.43 | 0.9951 | 3101 | 83.12
PAG3TEW6 | Delviro | Delviro Energy | Zen2-15-27K-H-CL-X-X-X-X | Indoor Luminaires | Linear Ambient | Direct Linear Ambient Luminaires | Standard | TRUE | 1681 | 91.1 | 18.46 | 16.05 | 0.9196 | 2791 | 82.99 | 5 | 200000 | 42096 |  |  | NotYetVerified |  | 3 | 1681 | 91.1 | 18.46 | 16.05 | 0.9196 | 2791 | 82.99
PWRP2PEU | FSC Lighting | FSC Lighting / Mirus Lighting | L85[2448]-1-12WT/2'-30K-94% | Indoor Luminaires | Linear Ambient | Direct Linear Ambient Luminaires | Standard | TRUE | 1551.82 | 104 | 14.92 | 12 | 0.91 | 3079 | 85 | 5 | 50000 | 42096 |  |  | NotYetVerified |  | 3 | 1551.82 | 104 | 14.92 | 7 | 1 | 3000 | 85
PZ9QUX4P | Delviro | Delviro Energy | Zen2-15-27K-U-CL-X-X-X-X | Indoor Luminaires | Linear Ambient | Direct Linear Ambient Luminaires | Standard | TRUE | 1622 | 105.6 | 15.36 | 16 | 0.9012 | 2786 | 82.93 | 5 | 200000 | 42096 |  |  | NotYetVerified |  | 3 | 1622 | 105.6 | 15.36 | 16 | 0.9012 | 2786 | 82.93
PWWUAUJ1 | RAB Design Lighting | RAB Design | FW4-LED80W-347V-41K | Indoor Luminaires | Linear Ambient | Direct Linear Ambient Luminaires | Standard | FALSE | [9 empty] | 42096 |  |  | NotYetVerified |  | 3 | 7196 | 106.9 | 67.34 | 7.53 | 0.9889 | 3928 | 83.06
PMBAVVMM | RAB Design Lighting | RAB Design | FW4-LED50W-347V-41K | Indoor Luminaires | Linear Ambient | Direct Linear Ambient Luminaires | Standard | FALSE | [9 empty] | 42096 |  |  | NotYetVerified |  | 3 | 4931 | 104.4 | 47.24 | 17.12 | 0.9689 | 3927 | 83.14
PNWRTJJP | FSC Lighting | FSC Lighting / Mirus Lighting | L85[2448]-1-12WT/2'-50K-94% | Indoor Luminaires | Linear Ambient | Direct Linear Ambient Luminaires | Standard | FALSE | [9 empty] | 42096 |  |  | NotYetVerified |  | 3 | 1746.18 | 116 | 14.99 | 6 | 1 | 5000 | 85
P3J6PZ2B | FSC Lighting | FSC Lighting / Mirus Lighting | L85[2448]-1-12WT/2'-40K-94% | Indoor Luminaires | Linear Ambient | Direct Linear Ambient Luminaires | Standard | FALSE | [9 empty] | 42096 |  |  | NotYetVerified |  | 3 | 1551.82 | 104 | 14.92 | 7 | 1 | 4000 | 85
P8715U1B | Delviro | Delviro Energy | ZIP8-60-5K-H-FR-X-X-X-X | Indoor Luminaires | Linear Ambient | Direct Linear Ambient Luminaires | Standard | FALSE | [9 empty] | 42096 |  |  | NotYetVerified |  | 3 | 7399.2734 | 123.8994 | 59.72 | 18.95 | 0.9235 | 5219 | 84.23
P1VQ5DSA | Delviro | Delviro Energy | ZIP4-60-5K-H-FR-X-X-X-X | Indoor Luminaires | Linear Ambient | Direct Linear Ambient Luminaires | Standard | FALSE | [9 empty] | 42096 |  |  | NotYetVerified |  | 3 | 7233.843 | 121.1293 | 59.72 | 18.95 | 0.9235 | 5219 | 84.23
PN1FW6SP | Delviro | Delviro Energy | ZIP8-80-5K-H-FR-X-X-X-X | Indoor Luminaires | Linear Ambient | Direct Linear Ambient Luminaires | Standard | FALSE | [9 empty] | 42096 |  |  | NotYetVerified |  | 3 | 9080.582 | 115.809 | 78.41 | 13.5 | 0.9596 | 5219 | 84.23
P63MS59H | Delviro | Delviro Energy | ZIP4-80-5K-H-FR-X-X-X-X | Indoor Luminaires | Linear Ambient | Direct Linear Ambient Luminaires | Standard | FALSE | [9 empty] | 42096 |  |  | NotYetVerified |  | 3 | 8877.561 | 113.2198 | 78.41 | 13.5 | 0.9596 | 5219 | 84.23
PJC4QGMZ | Delviro | Delviro Energy | ZIP8-100-5K-U-FR-X-X-X-X | Indoor Luminaires | Linear Ambient | Direct Linear Ambient Luminaires | Standard | FALSE | [9 empty] | 42096 |  |  | NotYetVerified |  | 3 | 11032.974 | 111.1859 | 99.23 | 7.4 | 0.9967 | 5219 | 84.23
P9TUQSQM | Delviro | Delviro Energy | ZIP4-100-5K-U-FR-X-X-X-X | Indoor Luminaires | Linear Ambient | Direct Linear Ambient Luminaires | Standard | FALSE | [9 empty] | 42096 |  |  | NotYetVerified |  | 3 | 10627 | 108.7 | 97.8 | 7.11 | 0.998 | 5219 | 84.23
P57CCZ5P | Delviro | Delviro Energy | ZIP8-80-5K-U-FR-X-X-X-X | Indoor Luminaires | Linear Ambient | Direct Linear Ambient Luminaires | Standard | FALSE | [9 empty] | 42096 |  |  | NotYetVerified |  | 3 | 9199.417 | 119.4497 | 77.015 | 6.43 | 0.9951 | 5219 | 84.23
P6VK7NAH | Delviro | Delviro Energy | ZIP4-80-5K-U-FR-X-X-X-X | Indoor Luminaires | Linear Ambient | Direct Linear Ambient Luminaires | Standard | FALSE | [9 empty] | 42096 |  |  | NotYetVerified |  | 3 | 8993.739 | 116.779 | 77.015 | 6.43 | 0.9951 | 5219 | 84.23
PEJ2QKMV | Delviro | Delviro Energy | ZIP8-60-5K-U-FR-X-X-X-X | Indoor Luminaires | Linear Ambient | Direct Linear Ambient Luminaires | Standard | FALSE | [9 empty] | 42096 |  |  | NotYetVerified |  | 3 | 7181.3296 | 127.7135 | 56.23 | 6.43 | 0.9951 | 5219 | 84.23
PUHTJ5Y4 | Delviro | Delviro Energy | ZIP4-60-5K-U-FR-X-X-X-X | Indoor Luminaires | Linear Ambient | Direct Linear Ambient Luminaires | Standard | FALSE | [9 empty] | 42096 |  |  | NotYetVerified |  | 3 | 7020.7715 | 124.8581 | 56.23 | 6.43 | 0.9951 | 5219 | 84.23
PSDX281C | Delviro | Delviro Energy | Zen2-15-5K-H-CL-X-X-X-X | Indoor Luminaires | Linear Ambient | Direct Linear Ambient Luminaires | Standard | FALSE | [9 empty] | 42096 |  |  | NotYetVerified |  | 3 | 1901.4744 | 103.0051 | 18.46 | 16.05 | 0.9196 | 5001 | 82.99
PBHVNFB3 | Delviro | Delviro Energy | Zen2-15-5K-U-CL-X-X-X-X | Indoor Luminaires | Linear Ambient | Direct Linear Ambient Luminaires | Standard | FALSE | [9 empty] | 42096 |  |  | NotYetVerified |  | 3 | 1835 | 119.4 | 15.37 | 16 | 0.9012 | 5001 | 82.77
PURVKJD1 | Delviro | Delviro Energy | ZIP8-60-4K-H-FR-X-X-X-X | Indoor Luminaires | Linear Ambient | Direct Linear Ambient Luminaires | Standard | FALSE | [9 empty] | 42096 |  |  | NotYetVerified |  | 3 | 6973.8325 | 116.7755 | 59.72 | 18.95 | 0.9235 | 4162 | 83.575
P9FAD1RZ | Delviro | Delviro Energy | ZIP4-60-4K-H-FR-X-X-X-X | Indoor Luminaires | Linear Ambient | Direct Linear Ambient Luminaires | Standard | FALSE | [9 empty] | 42096 |  |  | NotYetVerified |  | 3 | 6817.913 | 114.1647 | 59.72 | 18.95 | 0.9235 | 4162 | 83.575
PG4NHKQM | Delviro | Delviro Energy | ZIP8-80-4K-H-FR-X-X-X-X | Indoor Luminaires | Linear Ambient | Direct Linear Ambient Luminaires | Standard | FALSE | [9 empty] | 42096 |  |  | NotYetVerified |  | 3 | 8558.469 | 109.1502 | 78.41 | 13.5 | 0.9596 | 4162 | 83.575
PAWTEH7K | Delviro | Delviro Energy | ZIP4-80-4K-H-FR-X-X-X-X | Indoor Luminaires | Linear Ambient | Direct Linear Ambient Luminaires | Standard | FALSE | [9 empty] | 42096 |  |  | NotYetVerified |  | 3 | 8367.121 | 106.7099 | 78.41 | 13.5 | 0.9596 | 4162 | 83.575
PEFTX426 | Delviro | Delviro Energy | ZIP8-100-4K-U-FR-X-X-X-X | Indoor Luminaires | Linear Ambient | Direct Linear Ambient Luminaires | Standard | FALSE | [9 empty] | 42096 |  |  | NotYetVerified |  | 3 | 10398.603 | 104.7929 | 99.23 | 7.4 | 0.9967 | 4162 | 83.575
PQQAE716 | Delviro | Delviro Energy | ZIP4-100-4K-U-FR-X-X-X-X | Indoor Luminaires | Linear Ambient | Direct Linear Ambient Luminaires | Standard | FALSE | [9 empty] | 42096 |  |  | NotYetVerified |  | 3 | 10330.033 | 102.45 | 100.83 | 6.76 | 0.9972 | 4162 | 83.575
PJAZW5EJ | Delviro | Delviro Energy | ZIP8-80-4K-U-FR-X-X-X-X | Indoor Luminaires | Linear Ambient | Direct Linear Ambient Luminaires | Standard | FALSE | [9 empty] | 42096 |  |  | NotYetVerified |  | 3 | 8841.032 | 112.5816 | 78.53 | 6.43 | 0.9951 | 4162 | 83.575
PXH9ZQGQ | Delviro | Delviro Energy | ZIP4-80-4K-U-FR-X-X-X-X | Indoor Luminaires | Linear Ambient | Direct Linear Ambient Luminaires | Standard | FALSE | [9 empty] | 42096 |  |  | NotYetVerified |  | 3 | 8643.367 | 110.0645 | 78.53 | 6.43 | 0.9951 | 4162 | 83.575
P1YWNQ1R | Delviro | Delviro Energy | ZIP8-60-4K-U-FR-X-X-X-X | Indoor Luminaires | Linear Ambient | Direct Linear Ambient Luminaires | Standard | FALSE | [9 empty] | 42096 |  |  | NotYetVerified |  | 3 | 6768.4194 | 120.3703 | 56.23 | 6.43 | 0.9951 | 4162 | 83.575
PCHBRAPB | Delviro | Delviro Energy | ZIP4-60-4K-U-FR-X-X-X-X | Indoor Luminaires | Linear Ambient | Direct Linear Ambient Luminaires | Standard | FALSE | [9 empty] | 42096 |  |  | NotYetVerified |  | 3 | 6617.0933 | 117.6791 | 56.23 | 6.43 | 0.9951 | 4162 | 83.575
P9YVA61G | Delviro | Delviro Energy | Zen2-15-4K-H-CL-X-X-X-X | Indoor Luminaires | Linear Ambient | Direct Linear Ambient Luminaires | Standard | FALSE | [9 empty] | 42096 |  |  | NotYetVerified |  | 3 | 1805.923 | 97.829 | 18.46 | 16.05 | 0.9196 | 4037.9565 | 82.99
PKA28X8X | Delviro | Delviro Energy | Zen2-15-4K-U-CL-X-X-X-X | Indoor Luminaires | Linear Ambient | Direct Linear Ambient Luminaires | Standard | FALSE | [9 empty] | 42096 |  |  | NotYetVerified |  | 3 | 1741.824 | 113.4 | 15.36 | 16 | 0.9012 | 4037.9565 | 82.93
P1PZ2AX5 | Delviro | Delviro Energy | ZIP8-60-35K-H-FR-X-X-X-X | Indoor Luminaires | Linear Ambient | Direct Linear Ambient Luminaires | Standard | FALSE | [9 empty] | 42096 |  |  | NotYetVerified |  | 3 | 6761.112 | 113.2135 | 59.72 | 18.95 | 0.9235 | 3633.5 | 83.2475
PTF7EYT8 | Delviro | Delviro Energy | ZIP4-60-35K-H-FR-X-X-X-X | Indoor Luminaires | Linear Ambient | Direct Linear Ambient Luminaires | Standard | FALSE | [9 empty] | 42096 |  |  | NotYetVerified |  | 3 | 6609.9487 | 110.6823 | 59.72 | 18.95 | 0.9235 | 3633.5 | 83.2475
PFQP8WAJ | Delviro | Delviro Energy | ZIP8-80-35K-H-FR-X-X-X-X | Indoor Luminaires | Linear Ambient | Direct Linear Ambient Luminaires | Standard | FALSE | [9 empty] | 42096 |  |  | NotYetVerified |  | 3 | 8297.413 | 105.8209 | 78.41 | 13.5 | 0.9596 | 3633.5 | 83.2475
PDXVTQGW | Delviro | Delviro Energy | ZIP4-80-35K-H-FR-X-X-X-X | Indoor Luminaires | Linear Ambient | Direct Linear Ambient Luminaires | Standard | FALSE | [9 empty] | 42096 |  |  | NotYetVerified |  | 3 | 8111.902 | 103.4549 | 78.41 | 13.5 | 0.9596 | 3633.5 | 83.2475
PKATW2Q4 | Delviro | Delviro Energy | ZIP8-100-35K-U-FR-X-X-X-X | Indoor Luminaires | Linear Ambient | Direct Linear Ambient Luminaires | Standard | FALSE | [9 empty] | 42096 |  |  | NotYetVerified |  | 3 | 10081.417 | 101.5965 | 99.23 | 7.4 | 0.9967 | 3633.5 | 83.2475
P6SMDC2Z | Delviro | Delviro Energy | ZIP4-100-35K-U-FR-X-X-X-X | Indoor Luminaires | Linear Ambient | Direct Linear Ambient Luminaires | Standard | FALSE | [9 empty] | 42096 |  |  | NotYetVerified |  | 3 | 10014.939 | 99.325 | 100.83 | 6.76 | 0.9972 | 3633.5 | 83.2475
P7UQ536Z | Delviro | Delviro Energy | ZIP8-80-35K-U-FR-X-X-X-X | Indoor Luminaires | Linear Ambient | Direct Linear Ambient Luminaires | Standard | FALSE | [9 empty] | 42096 |  |  | NotYetVerified |  | 3 | 8571.357 | 109.1475 | 78.53 | 6.43 | 0.9951 | 3633.5 | 83.2475
PN3WR6RK | Delviro | Delviro Energy | ZIP4-80-35K-U-FR-X-X-X-X | Indoor Luminaires | Linear Ambient | Direct Linear Ambient Luminaires | Standard | FALSE | [9 empty] | 42096 |  |  | NotYetVerified |  | 3 | 8379.722 | 106.7073 | 78.53 | 6.43 | 0.9951 | 3633.5 | 83.2475
P1FARM62 | Delviro | Delviro Energy | ZIP8-60-35K-U-FR-X-X-X-X | Indoor Luminaires | Linear Ambient | Direct Linear Ambient Luminaires | Standard | FALSE | [9 empty] | 42096 |  |  | NotYetVerified |  | 3 | 6561.965 | 116.6987 | 56.23 | 6.43 | 0.9951 | 3633.5 | 83.2475
PYANAFMA | Delviro | Delviro Energy | ZIP4-60-35K-U-FR-X-X-X-X | Indoor Luminaires | Linear Ambient | Direct Linear Ambient Luminaires | Standard | FALSE | [9 empty] | 42096 |  |  | NotYetVerified |  | 3 | 6415.254 | 114.0895 | 56.23 | 6.43 | 0.9951 | 3633.5 | 83.2475
PAFNKZAQ | Delviro | Delviro Energy | Zen2-15-35K-H-CL-X-X-X-X | Indoor Luminaires | Linear Ambient | Direct Linear Ambient Luminaires | Standard | FALSE | [9 empty] | 42096 |  |  | NotYetVerified |  | 3 | 1758.1472 | 95.2409 | 18.46 | 16.05 | 0.9196 | 3556.4348 | 82.99
PDAVD459 | Delviro | Delviro Energy | Zen2-15-35K-U-CL-X-X-X-X | Indoor Luminaires | Linear Ambient | Direct Linear Ambient Luminaires | Standard | FALSE | [9 empty] | 42096 |  |  | NotYetVerified |  | 3 | 1695.744 | 110.4 | 15.36 | 16 | 0.9012 | 3556.4348 | 82.93
PKAJ7XGG | Delviro | Delviro Energy | ZIP8-100-3K-U-FR-X-X-X-X | Indoor Luminaires | Linear Ambient | Direct Linear Ambient Luminaires | Standard | FALSE | [9 empty] | 42096 |  |  | NotYetVerified |  | 3 | 9675 | 98.4 | 99.23 | 7.4 | 0.9967 | 3105 | 82.92
PU6981DN | Delviro | Delviro Energy | ZIP8-80-3K-U-FR-X-X-X-X | Indoor Luminaires | Linear Ambient | Direct Linear Ambient Luminaires | Standard | FALSE | [9 empty] | 42096 |  |  | NotYetVerified |  | 3 | 8301.683 | 105.7135 | 78.53 | 6.43 | 0.9951 | 3105 | 82.92
PHD5ZBJH | Delviro | Delviro Energy | ZIP4-80-3K-U-FR-X-X-X-X | Indoor Luminaires | Linear Ambient | Direct Linear Ambient Luminaires | Standard | FALSE | [9 empty] | 42096 |  |  | NotYetVerified |  | 3 | 8116.0757 | 103.35 | 78.53 | 6.43 | 0.9951 | 3105 | 82.92
PTV2YH93 | Delviro | Delviro Energy | ZIP8-60-3K-U-FR-X-X-X-X | Indoor Luminaires | Linear Ambient | Direct Linear Ambient Luminaires | Standard | FALSE | [9 empty] | 42096 |  |  | NotYetVerified |  | 3 | 6355.51 | 113.027 | 56.23 | 6.43 | 0.9951 | 3105 | 82.92
PMN2WX3M | Delviro | Delviro Energy | Zen2-15-3K-H-CL-X-X-X-X | Indoor Luminaires | Linear Ambient | Direct Linear Ambient Luminaires | Standard | FALSE | [9 empty] | 42096 |  |  | NotYetVerified |  | 3 | 1710.3715 | 92.6528 | 18.46 | 16.05 | 0.9196 | 3074.913 | 82.99
PH1ZA89U | Delviro | Delviro Energy | Zen2-15-3K-U-CL-X-X-X-X | Indoor Luminaires | Linear Ambient | Direct Linear Ambient Luminaires | Standard | FALSE | [9 empty] | 42096 |  |  | NotYetVerified |  | 3 | 1649.664 | 107.4 | 15.36 | 16 | 0.9012 | 3074.913 | 82.93
PNREESVV | Delviro | Delviro Energy | ZIP8-60-3K-H-FR-X-X-X-X | Indoor Luminaires | Linear Ambient | Direct Linear Ambient Luminaires | Standard | FALSE | [9 empty] | 42096 |  |  | NotYetVerified |  | 3 | 6548.391 | 109.6516 | 59.72 | 18.95 | 0.9235 | 3053 | 83.98
PWF8BTD1 | Delviro | Delviro Energy | ZIP8-80-3K-H-FR-X-X-X-X | Indoor Luminaires | Linear Ambient | Direct Linear Ambient Luminaires | Standard | FALSE | [9 empty] | 42096 |  |  | NotYetVerified |  | 3 | 8036.3564 | 102.4915 | 78.41 | 13.5 | 0.9596 | 3053 | 83.98
P876AH9W | Delviro | Delviro Energy | ZIP4-60-3K-H-FR-X-X-X-X | Indoor Luminaires | Linear Ambient | Direct Linear Ambient Luminaires | Standard | FALSE | [9 empty] | 42096 |  |  | NotYetVerified |  | 3 | 6401 | 107.2 | 59.72 | 18.95 | 0.9235 | 3051 | 84.22
P219ANVK | Enpac Industries Inc DBA VM5 Lighting Solutions | VM5 Lighting Solutions | MVT-30-48-F | Indoor Luminaires | Linear Ambient | Direct Linear Ambient Luminaires | Standard | TRUE | 4115.7 | 89.41 | 46.03 | 21.5 | 0.88 | 3132 | 82.4 | 5 | 50000 | 42090 |  |  | NotYetVerified |  | 3 | 4172.871 | 90.71 | 46 | 6.77 | 0.991 | 3132 | 82.4
P6PAFWD4 | Enpac Industries Inc DBA VM5 Lighting Solutions | VM5 Lighting Solutions | MVT-50-48-F | Indoor Luminaires | Linear Ambient | Direct Linear Ambient Luminaires | Standard | FALSE | [9 empty] | 42090 |  |  | NotYetVerified |  | 3 | 4204.8 | 91.09 | 46.16 | 6.77 | 0.991 | 4984 | 87.8
PAWD2Y9R | Enpac Industries Inc DBA VM5 Lighting Solutions | VM5 Lighting Solutions | MVT-40-48-F | Indoor Luminaires | Linear Ambient | Direct Linear Ambient Luminaires | Standard | FALSE | [9 empty] | 42090 |  |  | NotYetVerified |  | 3 | 4188.82 | 91.06 | 46 | 6.77 | 0.991 | 4058 | 85.1
P1FXAQMK | TechBrite LLC | Vaportite Strip LED | V474SS1B30XXXXX | Indoor Luminaires | Linear Ambient | Direct Linear Ambient Luminaires | Standard | TRUE | 6619 | 86.3 | 76.67 | 16.14 | 0.9667 | 3088 | 83.72 | 5 | 50000 | 42089 |  |  | NotYetVerified |  | 3 | 6619 | 86.3 | 76.67 | 6.5148 | 0.9969 | 3000 | 83.72
PGD66P6V | Delviro | Delviro Energy | VT4S-80-4K-H-CL-X-X-X-X | Indoor Luminaires | Linear Ambient | Direct Linear Ambient Luminaires | Standard | TRUE | 8844 | 111.6 | 79.26 | 14.76 | 0.9529 | 4108 | 85.11 | 5 | 200000 | 42089 |  |  | NotYetVerified |  | 3 | 8844 | 111.6 | 79.26 | 14.76 | 0.9529 | 4108 | 85.11
P66AJDW1 | Delviro | Delviro Energy | VT4S-30-4K-U-CL-X-X-X-X | Indoor Luminaires | Linear Ambient | Direct Linear Ambient Luminaires | Standard | TRUE | 3673 | 132.9 | 27.63 | 18.62 | 0.9255 | 4044 | 84.6 | 5 | 200000 | 42089 |  |  | NotYetVerified |  | 3 | 3673 | 132.9 | 27.63 | 10.66 | 0.9255 | 4044 | 84.6
PGJZ9TCN | TechBrite LLC | Vaportite Strip LED | V474SS1B50XXXXX | Indoor Luminaires | Linear Ambient | Direct Linear Ambient Luminaires | Standard | FALSE | [9 empty] | 42089 |  |  | NotYetVerified |  | 3 | 7163 | 92.5 | 77.468 | 6.47 | 0.997 | 5000 | 84.4
P7S6M1VC | TechBrite LLC | Vaportite Strip LED | V474SS1B40XXXXX | Indoor Luminaires | Linear Ambient | Direct Linear Ambient Luminaires | Standard | FALSE | [9 empty] | 42089 |  |  | NotYetVerified |  | 3 | 7000 | 90 | 77 | 20 | 0.9 | 4000 | 82
PEUN5QQX | TechBrite LLC | Vaportite Strip LED | V474SS1B35XXXXX | Indoor Luminaires | Linear Ambient | Direct Linear Ambient Luminaires | Standard | FALSE | [9 empty] | 42089 |  |  | NotYetVerified |  | 3 | 6800 | 88 | 77 | 20 | 0.9 | 3500 | 82
PMCCDT5F | Delviro | Delviro Energy | VT4S-30-5K-H-CL-X-X-X-X | Indoor Luminaires | Linear Ambient | Direct Linear Ambient Luminaires | Standard | FALSE | [9 empty] | 42089 |  |  | NotYetVerified |  | 3 | 3922.41 | 133.32 | 29.42 | 18.96 | 0.9232 | 5215.8667 | 82.17
PREUSQA1 | Delviro | Delviro Energy | VT4S-40-5K-H-CL-X-X-X-X | Indoor Luminaires | Linear Ambient | Direct Linear Ambient Luminaires | Standard | FALSE | [9 empty] | 42089 |  |  | NotYetVerified |  | 3 | 5155.11 | 131.44 | 39.51 | 18.12 | 0.92914 | 5215.8667 | 82.17
PVGWERSG | Delviro | Delviro Energy | VT4S-60-5K-H-CL-X-X-X-X | Indoor Luminaires | Linear Ambient | Direct Linear Ambient Luminaires | Standard | FALSE | [9 empty] | 42089 |  |  | NotYetVerified |  | 3 | 7620.5 | 127.67 | 59.67 | 16.44 | 0.94102 | 5215.8667 | 82.17
PMSY3USY | Delviro | Delviro Energy | VT4S-80-5K-H-CL-X-X-X-X | Indoor Luminaires | Linear Ambient | Direct Linear Ambient Luminaires | Standard | FALSE | [9 empty] | 42089 |  |  | NotYetVerified |  | 3 | 10074.69 | 120.02 | 83.96 | 14.76 | 0.9529 | 5215.8667 | 82.17
PM2B2U9M | Delviro | Delviro Energy | VT4S-30-5K-U-CL-X-X-X-X | Indoor Luminaires | Linear Ambient | Direct Linear Ambient Luminaires | Standard | FALSE | [9 empty] | 42089 |  |  | NotYetVerified |  | 3 | 3847 | 139.3 | 27.62 | 10.66 | 0.992 | 5212 | 83.56
P2Q9YQRS | Delviro | Delviro Energy | VT4S-80-5K-U-CL-X-X-X-X | Indoor Luminaires | Linear Ambient | Direct Linear Ambient Luminaires | Standard | FALSE | [9 empty] | 42089 |  |  | NotYetVerified |  | 3 | 9881 | 125.4 | 78.8 | 4.72 | 0.999 | 5212 | 83.56
PP3TBK4K | Delviro | Delviro Energy | VT4S-60-5K-U-CL-X-X-X-X | Indoor Luminaires | Linear Ambient | Direct Linear Ambient Luminaires | Standard | FALSE | [9 empty] | 42089 |  |  | NotYetVerified |  | 3 | 7474 | 133.4 | 56.01 | 4.58 | 0.997 | 5212 | 83.56
PB4SS68T | Delviro | Delviro Energy | VT4S-40-5K-U-CL-X-X-X-X | Indoor Luminaires | Linear Ambient | Direct Linear Ambient Luminaires | Standard | FALSE | [9 empty] | 42089 |  |  | NotYetVerified |  | 3 | 5056 | 137.33 | 37.08 | 4.58 | 0.99 | 5212 | 83.56
PPAX7FGF | Delviro | Delviro Energy | VT4S-80-4K-U-CL-X-X-X-X | Indoor Luminaires | Linear Ambient | Direct Linear Ambient Luminaires | Standard | FALSE | [9 empty] | 42089 |  |  | NotYetVerified |  | 3 | 9312 | 114.2 | 81.56 | 4.58 | 0.9985 | 4071 | 84.27
P6PM7QUT | Delviro | Delviro Energy | VT4S-30-4K-H-CL-X-X-X-X | Indoor Luminaires | Linear Ambient | Direct Linear Ambient Luminaires | Standard | FALSE | [9 empty] | 42089 |  |  | NotYetVerified |  | 3 | 3745 | 127.2 | 29.44 | 18.96 | 0.9232 | 4047 | 83.2
PXGKQEP3 | Delviro | Delviro Energy | VT4S-40-4K-H-CL-X-X-X-X | Indoor Luminaires | Linear Ambient | Direct Linear Ambient Luminaires | Standard | FALSE | [9 empty] | 42089 |  |  | NotYetVerified |  | 3 | 4921.94 | 124.59 | 39.51 | 18.12 | 0.92914 | 4047 | 83.2
PUDTAX7A | Delviro | Delviro Energy | VT4S-60-4K-H-CL-X-X-X-X | Indoor Luminaires | Linear Ambient | Direct Linear Ambient Luminaires | Standard | FALSE | [9 empty] | 42089 |  |  | NotYetVerified |  | 3 | 7275.83 | 121.94 | 59.67 | 16.44 | 0.94102 | 4047 | 83.2
P5NV96WR | Delviro | Delviro Energy | VT4S-60-4K-U-CL-X-X-X-X | Indoor Luminaires | Linear Ambient | Direct Linear Ambient Luminaires | Standard | FALSE | [9 empty] | 42089 |  |  | NotYetVerified |  | 3 | 7135.95 | 127.4 | 56.01 | 4.58 | 0.997 | 4044 | 84.6
P4QJC8E1 | Delviro | Delviro Energy | VT4S-40-4K-U-CL-X-X-X-X | Indoor Luminaires | Linear Ambient | Direct Linear Ambient Luminaires | Standard | FALSE | [9 empty] | 42089 |  |  | NotYetVerified |  | 3 | 4827.31 | 130.17 | 37.08 | 4.58 | 0.99 | 4044 | 84.6
P1TGMY8QR | Visioneering Corp | Visioneering | LHCAV48-LED835K071LUNV [All Options] | Indoor Luminaires | Linear Ambient | Linear Ambient Luminaires w/ Indirect component | Standard | TRUE | 6805 | 92.7 | 73.38 | 12.86 | 0.9512 | 3481 | 83.47 | 5 | 50000 | 42088 |  |  | NotYetVerified |  | 3 | 6805 | 92.7 | 73.4 | 13 | 0.95 | 3500 | 83
P6QD2ZFE | FSC Lighting | FSC Lighting / Mirus Lighting | L60[2448]-L1200-30K | Indoor Luminaires | Linear Ambient | Direct Linear Ambient Luminaires | Standard | TRUE | 1421.8 | 97 | 14.72 | 12 | 0.91 | 3083 | 85 | 5 |  | 42088 |  |  | NotYetVerified |  | 3 | 1421.8 | 97 | 14.72 | 6 |  | 3000 | 85
PGJP91WM8 | Visioneering Corp | Visioneering | LHCAV48-LED840K071LUNV [All Options] | Indoor Luminaires | Linear Ambient | Linear Ambient Luminaires w/ Indirect component | Standard | FALSE | [9 empty] | 42088 |  |  | NotYetVerified |  | 3 | 6962 | 94.9 | 73.4 | 13 | 0.95 | 4000 | 83
PH3MKMBM | Precision Paragon [P2] | precision Paragon [P2] | CKL-1X8-ML-BL-UL-50K | Indoor Luminaires | Linear Ambient | Direct Linear Ambient Luminaires | Standard | FALSE | [9 empty] | 42088 |  |  | NotYetVerified |  | 3 | 13986 | 97 | 144 | 8 | 1 | 5266 | 86
PNH1U97J | Precision Paragon [P2] | precision Paragon [P2] | CKL-1x8-ML-F-UL-50K | Indoor Luminaires | Linear Ambient | Direct Linear Ambient Luminaires | Standard | FALSE | [9 empty] | 42088 |  |  | NotYetVerified |  | 3 | 13986 | 97 | 144 | 8 | 1 | 5266 | 86
PYDXGFN1 | Precision Paragon [P2] | precision Paragon [P2] | CKL-1X8-ML-DM-UL-50K | Indoor Luminaires | Linear Ambient | Direct Linear Ambient Luminaires | Standard | FALSE | [9 empty] | 42088 |  |  | NotYetVerified |  | 3 | 13986 | 97 | 144 | 8 | 1 | 5266 | 86
PVXMVGWJ | Precision Paragon [P2] | precision Paragon [P2] | CKL-1X8-LW-BL-UL-50K | Indoor Luminaires | Linear Ambient | Direct Linear Ambient Luminaires | Standard | FALSE | [9 empty] | 42088 |  |  | NotYetVerified |  | 3 | 10252 | 104 | 99 | 9 | 0.99 | 5182 | 86
PRNZJ8HP | Precision Paragon [P2] | precision Paragon [P2] | CKL-1X8-HL-BL-UL-50K | Indoor Luminaires | Linear Ambient | Direct Linear Ambient Luminaires | Standard | FALSE | [9 empty] | 42088 |  |  | NotYetVerified |  | 3 | 20175 | 103 | 195 | 7.9 | 0.96 | 5182 | 84
P66VBQ2W | Precision Paragon [P2] | precision Paragon [P2] | CKL-1X4-HL-BL-UL-50K | Indoor Luminaires | Linear Ambient | Direct Linear Ambient Luminaires | Standard | FALSE | [9 empty] | 42088 |  |  | NotYetVerified |  | 3 | 10088 | 103 | 98 | 7.9 | 0.96 | 5182 | 84
P17RVD4K | Precision Paragon [P2] | precision Paragon [P2] | CKL-1x8-LW-F-UL-50K | Indoor Luminaires | Linear Ambient | Direct Linear Ambient Luminaires | Standard | FALSE | [9 empty] | 42088 |  |  | NotYetVerified |  | 3 | 10252 | 104 | 99 | 9 | 0.99 | 5182 | 86
PMR9QRXW | Precision Paragon [P2] | precision Paragon [P2] | CKL-1x8-HL-F-UL-50K | Indoor Luminaires | Linear Ambient | Direct Linear Ambient Luminaires | Standard | FALSE | [9 empty] | 42088 |  |  | NotYetVerified |  | 3 | 20175 | 103 | 195 | 7.9 | 0.96 | 5182 | 84
P9KFY5UN | Precision Paragon [P2] | precision Paragon [P2] | CKL-1x4-HL-F-UL-50K | Indoor Luminaires | Linear Ambient | Direct Linear Ambient Luminaires | Standard | FALSE | [9 empty] | 42088 |  |  | NotYetVerified |  | 3 | 10088 | 103 | 98 | 7.9 | 0.96 | 5182 | 84
PEP8HCU3 | Precision Paragon [P2] | precision Paragon [P2] | CKL-1X8-LW-DM-UL-50K | Indoor Luminaires | Linear Ambient | Direct Linear Ambient Luminaires | Standard | FALSE | [9 empty] | 42088 |  |  | NotYetVerified |  | 3 | 10252 | 104 | 99 | 9 | 0.99 | 5182 | 86
PPK3A2CV | Precision Paragon [P2] | precision Paragon [P2] | CKL-1X8-HL-DM-UL-50K | Indoor Luminaires | Linear Ambient | Direct Linear Ambient Luminaires | Standard | FALSE | [9 empty] | 42088 |  |  | NotYetVerified |  | 3 | 20175 | 103 | 195 | 7.9 | 0.96 | 5182 | 84
P2GH6BHS | Precision Paragon [P2] | precision Paragon [P2] | CKL-1X4-HL-DM-UL-50K | Indoor Luminaires | Linear Ambient | Direct Linear Ambient Luminaires | Standard | FALSE | [9 empty] | 42088 |  |  | NotYetVerified |  | 3 | 10088 | 103 | 98 | 7.9 | 0.96 | 5182 | 84
PADR14G7 | Precision Paragon [P2] | precision Paragon [P2] | CKL-1X8-XL-BL-UL-50K | Indoor Luminaires | Linear Ambient | Direct Linear Ambient Luminaires | Standard | FALSE | [9 empty] | 42088 |  |  | NotYetVerified |  | 3 | 6750.4 | 106 | 63.78 | 20 | 0.9 | 5162 | 84
PDHU8UGQ | Precision Paragon [P2] | precision Paragon [P2] | CKL-1X4-XL-BL-UL-50K | Indoor Luminaires | Linear Ambient | Direct Linear Ambient Luminaires | Standard | FALSE | [9 empty] | 42088 |  |  | NotYetVerified |  | 3 | 3375.2 | 106 | 31.89 | 20 | 0.9 | 5162 | 84
PJ9T33EJ | Precision Paragon [P2] | precision Paragon [P2] | CKL-1x8-XL-F-UL-50K | Indoor Luminaires | Linear Ambient | Direct Linear Ambient Luminaires | Standard | FALSE | [9 empty] | 42088 |  |  | NotYetVerified |  | 3 | 6750.4 | 106 | 63.78 | 20 | 0.9 | 5162 | 84
P6TW785Y | Precision Paragon [P2] | precision Paragon [P2] | CKL-1x4-XL-F-UL-50K | Indoor Luminaires | Linear Ambient | Direct Linear Ambient Luminaires | Standard | FALSE | [9 empty] | 42088 |  |  | NotYetVerified |  | 3 | 3375.2 | 106 | 31.89 | 20 | 0.9 | 5162 | 84
PB4J4223 | Precision Paragon [P2] | precision Paragon [P2] | CKL-1X8-XL-DM-UL-50K | Indoor Luminaires | Linear Ambient | Direct Linear Ambient Luminaires | Standard | FALSE | [9 empty] | 42088 |  |  | NotYetVerified |  | 3 | 6750.4 | 106 | 63.78 | 20 | 0.9 | 5162 | 84
PSCSGJYT | Precision Paragon [P2] | precision Paragon [P2] | CKL-1X4-XL-DM-UL-50K | Indoor Luminaires | Linear Ambient | Direct Linear Ambient Luminaires | Standard | FALSE | [9 empty] | 42088 |  |  | NotYetVerified |  | 3 | 3375.2 | 106 | 31.89 | 20 | 0.9 | 5162 | 84
PBAK1WW1 | Precision Paragon [P2] | precision Paragon [P2] | CKL-1x4-ML-BL-UL-50K | Indoor Luminaires | Linear Ambient | Direct Linear Ambient Luminaires | Standard | FALSE | [9 empty] | 42088 |  |  | NotYetVerified |  | 3 | 6872 | 95 | 72 |  | 0.9 | 5000 | 80
P3C19AUK | Precision Paragon [P2] | precision Paragon [P2] | CKL-1x4-LW-BL-UL-50K | Indoor Luminaires | Linear Ambient | Direct Linear Ambient Luminaires | Standard | FALSE | [9 empty] | 42088 |  |  | NotYetVerified |  | 3 | 5019 | 98 | 51 |  | 0.9 | 5000 | 80
PN4G8TTC | Precision Paragon [P2] | precision Paragon [P2] | CKL-1x4-ML-F-UL-50K | Indoor Luminaires | Linear Ambient | Direct Linear Ambient Luminaires | Standard | FALSE | [9 empty] | 42088 |  |  | NotYetVerified |  | 3 | 6872 | 95 | 72 |  | 0.9 | 5000 | 80
PC2FAWN2 | Precision Paragon [P2] | precision Paragon [P2] | CKL-1x4-LW-F-UL-50K | Indoor Luminaires | Linear Ambient | Direct Linear Ambient Luminaires | Standard | FALSE | [9 empty] | 42088 |  |  | NotYetVerified |  | 3 | 5019 | 98 | 51 |  | 0.9 | 5000 | 80
P66BGYBT | Precision Paragon [P2] | precision Paragon [P2] | CKL-1x4-ML-DM-UL-50K | Indoor Luminaires | Linear Ambient | Direct Linear Ambient Luminaires | Standard | FALSE | [9 empty] | 42088 |  |  | NotYetVerified |  | 3 | 6872 | 95 | 72 |  | 0.9 | 5000 | 80
PYPTPDNC | Precision Paragon [P2] | precision Paragon [P2] | CKL-1x4-LW-DM-UL-50K | Indoor Luminaires | Linear Ambient | Direct Linear Ambient Luminaires | Standard | FALSE | [9 empty] | 42088 |  |  | NotYetVerified |  | 3 | 5019 | 98 | 51 |  | 0.9 | 5000 | 80
PRPZPDK4 | Precision Paragon [P2] | precision Paragon [P2] | CKL-1x4-HL-BL-UL-40K | Indoor Luminaires | Linear Ambient | Direct Linear Ambient Luminaires | Standard | FALSE | [9 empty] | 42088 |  |  | NotYetVerified |  | 3 | 8781 | 92 | 95 |  | 0.9 | 4000 | 80
PYHV7FGP | Precision Paragon [P2] | precision Paragon [P2] | CKL-1x4-ML-BL-UL-40K | Indoor Luminaires | Linear Ambient | Direct Linear Ambient Luminaires | Standard | FALSE | [9 empty] | 42088 |  |  | NotYetVerified |  | 3 | 6872 | 95 | 72 |  | 0.9 | 4000 | 80
PZMFNUET | Precision Paragon [P2] | precision Paragon [P2] | CKL-1x4-LW-BL-UL-40K | Indoor Luminaires | Linear Ambient | Direct Linear Ambient Luminaires | Standard | FALSE | [9 empty] | 42088 |  |  | NotYetVerified |  | 3 | 5019 | 98 | 51 |  | 0.9 | 4000 | 80
P388RSP9 | Precision Paragon [P2] | precision Paragon [P2] | CKL-1x4-HL-F-UL-40K | Indoor Luminaires | Linear Ambient | Direct Linear Ambient Luminaires | Standard | FALSE | [9 empty] | 42088 |  |  | NotYetVerified |  | 3 | 8781 | 92 | 95 |  | 0.9 | 4000 | 80
P26K92BX | Precision Paragon [P2] | precision Paragon [P2] | CKL-1x4-ML-F-UL-40K | Indoor Luminaires | Linear Ambient | Direct Linear Ambient Luminaires | Standard | FALSE | [9 empty] | 42088 |  |  | NotYetVerified |  | 3 | 6872 | 95 | 72 |  | 0.9 | 4000 | 80
PGQY5ABQ | Precision Paragon [P2] | precision Paragon [P2] | CKL-1x4-LW-F-UL-40K | Indoor Luminaires | Linear Ambient | Direct Linear Ambient Luminaires | Standard | FALSE | [9 empty] | 42088 |  |  | NotYetVerified |  | 3 | 5019 | 98 | 51 |  | 0.9 | 4000 | 80
PC83TZMD | Precision Paragon [P2] | precision Paragon [P2] | CKL-1x4-HL-DM-UL-40K | Indoor Luminaires | Linear Ambient | Direct Linear Ambient Luminaires | Standard | FALSE | [9 empty] | 42088 |  |  | NotYetVerified |  | 3 | 8781 | 92 | 95 |  | 0.9 | 4000 | 80
PWNPS9MM | Precision Paragon [P2] | precision Paragon [P2] | CKL-1x4-ML-DM-UL-40K | Indoor Luminaires | Linear Ambient | Direct Linear Ambient Luminaires | Standard | FALSE | [9 empty] | 42088 |  |  | NotYetVerified |  | 3 | 6872 | 95 | 72 |  | 0.9 | 4000 | 80
P7BHGYDZ | Precision Paragon [P2] | precision Paragon [P2] | CKL-1x4-LW-DM-UL-40K | Indoor Luminaires | Linear Ambient | Direct Linear Ambient Luminaires | Standard | FALSE | [9 empty] | 42088 |  |  | NotYetVerified |  | 3 | 5019 | 98 | 51 |  | 0.9 | 4000 | 80
PVA1TUV6 | Precision Paragon [P2] | precision Paragon [P2] | CKL-1X8-ML-BL-UL-40K | Indoor Luminaires | Linear Ambient | Direct Linear Ambient Luminaires | Standard | FALSE | [9 empty] | 42088 |  |  | NotYetVerified |  | 3 | 13712 | 97 | 141 | 11.7 | 0.9508 | 3840 | 84.2
PK1TBSJU | Precision Paragon [P2] | precision Paragon [P2] | CKL-1x8-ML-F-UL-40K | Indoor Luminaires | Linear Ambient | Direct Linear Ambient Luminaires | Standard | FALSE | [9 empty] | 42088 |  |  | NotYetVerified |  | 3 | 13712 | 97 | 141 | 11.7 | 0.9508 | 3840 | 84.2
PF7MDP9C | Precision Paragon [P2] | precision Paragon [P2] | CKL-1X8-ML-DM-UL-40K | Indoor Luminaires | Linear Ambient | Direct Linear Ambient Luminaires | Standard | FALSE | [9 empty] | 42088 |  |  | NotYetVerified |  | 3 | 13712 | 97 | 141 | 11.7 | 0.9508 | 3840 | 84.2
P5GQG6CF | Precision Paragon [P2] | precision Paragon [P2] | CKL-1X4-XL-BL-UL-40K | Indoor Luminaires | Linear Ambient | Direct Linear Ambient Luminaires | Standard | FALSE | [9 empty] | 42088 |  |  | NotYetVerified |  | 3 | 3507 | 97.23 | 36.07 | 20 | 0.9 | 3820 | 84
PG5XZPVV | Precision Paragon [P2] | precision Paragon [P2] | CKL-1X8-XL-BL-UL-40K | Indoor Luminaires | Linear Ambient | Direct Linear Ambient Luminaires | Standard | FALSE | [9 empty] | 42088 |  |  | NotYetVerified |  | 3 | 7014 | 96.15 | 74 | 20 | 0.9 | 3820 | 83.9
PB5HETRN | Precision Paragon [P2] | precision Paragon [P2] | CKL-1X4-XL-F-UL-40K | Indoor Luminaires | Linear Ambient | Direct Linear Ambient Luminaires | Standard | FALSE | [9 empty] | 42088 |  |  | NotYetVerified |  | 3 | 3507 | 97.23 | 36.07 | 20 | 0.9 | 3820 | 84
PYWVPC4R | Precision Paragon [P2] | precision Paragon [P2] | CKL-1x8-XL-F-UL-40K | Indoor Luminaires | Linear Ambient | Direct Linear Ambient Luminaires | Standard | FALSE | [9 empty] | 42088 |  |  | NotYetVerified |  | 3 | 7014 | 96.15 | 74 | 20 | 0.9 | 3820 | 83.9
PRP5JJV4 | Precision Paragon [P2] | precision Paragon [P2] | CKL-1X4-XL-DM-UL-40K | Indoor Luminaires | Linear Ambient | Direct Linear Ambient Luminaires | Standard | FALSE | [9 empty] | 42088 |  |  | NotYetVerified |  | 3 | 3507 | 97.23 | 36.07 | 20 | 0.9 | 3820 | 84
P6DMNHF8 | Precision Paragon [P2] | precision Paragon [P2] | CKL-1X8-XL-DM-UL-40K | Indoor Luminaires | Linear Ambient | Direct Linear Ambient Luminaires | Standard | FALSE | [9 empty] | 42088 |  |  | NotYetVerified |  | 3 | 7014 | 96.15 | 74 | 20 | 0.9 | 3820 | 83.9
PSU5VG82 | Precision Paragon [P2] | precision Paragon [P2] | CKL-1X8-LW-BL-UL-40K | Indoor Luminaires | Linear Ambient | Direct Linear Ambient Luminaires | Standard | FALSE | [9 empty] | 42088 |  |  | NotYetVerified |  | 3 | 10051 | 99 | 102 | 18.5 | 0.936 | 3810 | 83.8
PS9G7AQ7 | Precision Paragon [P2] | precision Paragon [P2] | CKL-1x8-LW-F-UL-40K | Indoor Luminaires | Linear Ambient | Direct Linear Ambient Luminaires | Standard | FALSE | [9 empty] | 42088 |  |  | NotYetVerified |  | 3 | 10051 | 99 | 102 | 18.5 | 0.936 | 3810 | 83.8
PRHGCFMV | Precision Paragon [P2] | precision Paragon [P2] | CKL-1X8-LW-DM-UL-40K | Indoor Luminaires | Linear Ambient | Direct Linear Ambient Luminaires | Standard | FALSE | [9 empty] | 42088 |  |  | NotYetVerified |  | 3 | 10051 | 99 | 102 | 18.5 | 0.936 | 3810 | 83.8
PX2BH5H6 | Precision Paragon [P2] | precision Paragon [P2] | CKL-1X8-HL-BL-UL-40K | Indoor Luminaires | Linear Ambient | Direct Linear Ambient Luminaires | Standard | FALSE | [9 empty] | 42088 |  |  | NotYetVerified |  | 3 | 19799 | 103 | 191 | 7.9 | 0.9589 | 3793 | 84.06
P6HMK1F4 | Precision Paragon [P2] | precision Paragon [P2] | CKL-1x8-HL-F-UL-40K | Indoor Luminaires | Linear Ambient | Direct Linear Ambient Luminaires | Standard | FALSE | [9 empty] | 42088 |  |  | NotYetVerified |  | 3 | 19799 | 103 | 191 | 7.9 | 0.9589 | 3793 | 84.06
PD89WPXB | Precision Paragon [P2] | precision Paragon [P2] | CKL-1X8-HL-DM-UL-40K | Indoor Luminaires | Linear Ambient | Direct Linear Ambient Luminaires | Standard | FALSE | [9 empty] | 42088 |  |  | NotYetVerified |  | 3 | 19799 | 103 | 191 | 7.9 | 0.9589 | 3793 | 84.06
PYNW49YV | Precision Paragon [P2] | precision Paragon [P2] | CKL-1x4-HL-BL-UL-35K | Indoor Luminaires | Linear Ambient | Direct Linear Ambient Luminaires | Standard | FALSE | [9 empty] | 42088 |  |  | NotYetVerified |  | 3 | 8781 | 92 | 95 |  | 0.9 | 3500 | 80
PJ7F6A3E | Precision Paragon [P2] | precision Paragon [P2] | CKL-1x4-ML-BL-UL-35K | Indoor Luminaires | Linear Ambient | Direct Linear Ambient Luminaires | Standard | FALSE | [9 empty] | 42088 |  |  | NotYetVerified |  | 3 | 6872 | 95 | 72 |  | 0.9 | 3500 | 80
PR75P9ZE | Precision Paragon [P2] | precision Paragon [P2] | CKL-1x4-LW-BL-UL-35K | Indoor Luminaires | Linear Ambient | Direct Linear Ambient Luminaires | Standard | FALSE | [9 empty] | 42088 |  |  | NotYetVerified |  | 3 | 5019 | 98 | 51 |  | 0.9 | 3500 | 80
PFVJ7N4S | Precision Paragon [P2] | precision Paragon [P2] | CKL-1x4-HL-F-UL-35K | Indoor Luminaires | Linear Ambient | Direct Linear Ambient Luminaires | Standard | FALSE | [9 empty] | 42088 |  |  | NotYetVerified |  | 3 | 8781 | 92 | 95 |  | 0.9 | 3500 | 80
PGD844AA | Precision Paragon [P2] | precision Paragon [P2] | CKL-1x4-ML-F-UL-35K | Indoor Luminaires | Linear Ambient | Direct Linear Ambient Luminaires | Standard | FALSE | [9 empty] | 42088 |  |  | NotYetVerified |  | 3 | 6872 | 95 | 72 |  | 0.9 | 3500 | 80
PW3C7HSF | Precision Paragon [P2] | precision Paragon [P2] | CKL-1x4-LW-F-UL-35K | Indoor Luminaires | Linear Ambient | Direct Linear Ambient Luminaires | Standard | FALSE | [9 empty] | 42088 |  |  | NotYetVerified |  | 3 | 5019 | 98 | 51 |  | 0.9 | 3500 | 80
PYPMXM4B | Precision Paragon [P2] | precision Paragon [P2] | CKL-1x4-HL-DM-UL-35K | Indoor Luminaires | Linear Ambient | Direct Linear Ambient Luminaires | Standard | FALSE | [9 empty] | 42088 |  |  | NotYetVerified |  | 3 | 8781 | 92 | 95 |  | 0.9 | 3500 | 80
PXUMYCKW | Precision Paragon [P2] | precision Paragon [P2] | CKL-1x4-ML-DM-UL-35K | Indoor Luminaires | Linear Ambient | Direct Linear Ambient Luminaires | Standard | FALSE | [9 empty] | 42088 |  |  | NotYetVerified |  | 3 | 6872 | 95 | 72 |  | 0.9 | 3500 | 80
PA4CH8D2 | Precision Paragon [P2] | precision Paragon [P2] | CKL-1x4-LW-DM-UL-35K | Indoor Luminaires | Linear Ambient | Direct Linear Ambient Luminaires | Standard | FALSE | [9 empty] | 42088 |  |  | NotYetVerified |  | 3 | 5019 | 98 | 51 |  | 0.9 | 3500 | 80
PRSSZS8Z | FSC Lighting | FSC Lighting / Mirus Lighting | L60[2448]-L1200-50K | Indoor Luminaires | Linear Ambient | Direct Linear Ambient Luminaires | Standard | FALSE | [9 empty] | 42088 |  |  | NotYetVerified |  | 3 | 1597.98 | 108 | 14.76 | 6 |  | 5000 | 85
P9NFJDSF | FSC Lighting | FSC Lighting / Mirus Lighting | L60[2448]-L1200-40K | Indoor Luminaires | Linear Ambient | Direct Linear Ambient Luminaires | Standard | FALSE | [9 empty] | 42088 |  |  | NotYetVerified |  | 3 | 1421.8 | 97 | 14.72 | 6 |  | 4000 | 85
PE8MFND2 | FSC Lighting | FSC Lighting / Mirus Lighting | L76[2448]-L1200-30K [Clear Lens ONLY] | Indoor Luminaires | Linear Ambient | Direct Linear Ambient Luminaires | Standard | TRUE | 1383.55 | 96 | 14.44 | 13 | 0.9 | 3066 | 85 | 5 |  | 42087 |  |  | NotYetVerified |  | 3 | 1383.55 | 96 | 14.44 | 6 | 1 | 3000 | 85
PA7MUJY3 | FSC Lighting | FSC Lighting / Mirus Lighting | L76[2448]-L1200-50K [Clear Lens ONLY] | Indoor Luminaires | Linear Ambient | Direct Linear Ambient Luminaires | Standard | FALSE | [9 empty] | 42087 |  |  | NotYetVerified |  | 3 | 1562.95 | 108 | 14.52 | 6 | 1 | 5000 | 85
PC4GCUWF | FSC Lighting | FSC Lighting / Mirus Lighting | L76[2448]-L1200-40K [Clear Lens ONLY] | Indoor Luminaires | Linear Ambient | Direct Linear Ambient Luminaires | Standard | FALSE | [9 empty] | 42087 |  |  | NotYetVerified |  | 3 | 1383.55 | 96 | 14.44 | 6 | 1 | 4000 | 85
PBC99WYQ | Acuity Brands Lighting | Lithonia Lighting | LBL4-40L-XXX-EZ1-LP850-XXXXXXX-XXXXX | Indoor Luminaires | Linear Ambient | Direct Linear Ambient Luminaires | Premium | TRUE | 4606 | 118.1 | 39 | 19.14 | 0.929 | 5086 | 82.88 | 5 |  | 42086 |  |  | Yes |  | 3.1 | 4606 | 118 | 39 | 17.75 | 0.93 | 5086 | 83
PF1WKEUG | Acuity Brands Lighting | Lithonia Lighting | LBL4-72L-XXX-EZ1-LP830-XXXXXXX-XXXXX | Indoor Luminaires | Linear Ambient | Direct Linear Ambient Luminaires | Standard | TRUE | 7327 | 104.55 | 70.08 | 19.14 | 0.929 | 3043 | 83.32 | 5 |  | 42086 |  |  | NotYetVerified |  | 3 | 7223 | 103 | 70.21 | 17.75 | 0.93 | 3041 | 83
PUY44TZ3 | Acuity Brands Lighting | Lithonia Lighting | LBL4-48L-XXX-EZ1-LP830-XXXXXXX-XXXXX | Indoor Luminaires | Linear Ambient | Direct Linear Ambient Luminaires | Premium | TRUE | 5103 | 107.3 | 47.56 | 22.9 | 0.9 | 3038 | 82.73 | 5 | 50000 | 42086 |  |  | Yes |  | 3.1 | 5103 | 107 | 47.56 | 17.75 | 0.93 | 3038 | 83
PGEH9RH4 | Acuity Brands Lighting | Lithonia Lighting | LBL2-20L-XXX-EZ1-LP830-XXXXXXX-XXXXX | Indoor Luminaires | Linear Ambient | Direct Linear Ambient Luminaires | Standard | TRUE | 2200 | 99.19 | 22.18 | 24.04 | 0.898 | 3041 | 82.68 | 5 |  | 42086 |  |  | NotYetVerified |  | 3 | 2200 | 99 | 22.18 | 17.75 | 0.93 | 3041 | 83
P8PC4NCF | Acuity Brands Lighting | Lithonia Lighting | LBL2-30L-XXX-GZ10-LP850-XXXXXXX-XXXXX | Indoor Luminaires | Linear Ambient | Direct Linear Ambient Luminaires | Standard | TRUE | 3052 | 94.96 | 32.14 | 19.1 | 0.898 | 5056 | 82.61 | 5 |  | 42086 |  |  | NotYetVerified |  | 3 | 3052 | 95 | 32.14 | 17.75 | 0.93 | 5056 | 83
PSEUYYXH | Acuity Brands Lighting | Lithonia Lighting | LBL2-30L-XXX-GZ10-LP830-XXXXXXX-XXXXX | Indoor Luminaires | Linear Ambient | Direct Linear Ambient Luminaires | Standard | TRUE | 2882 | 88 | 32.75 | 19.1 | 0.898 | 3048 | 82.56 | 5 |  | 42086 |  |  | NotYetVerified |  | 3 | 2882 | 88 | 32.75 | 17.75 | 0.93 | 3048 | 83
PVTNMW4N | Global Energy Efficiency Holdings | G-Lite | LU-1G-484335.FX [120V ONLY] | Indoor Luminaires | Linear Ambient | Direct Linear Ambient Luminaires | Standard | TRUE | 3401 | 84.1 | 42.36 | 19.7 | 0.889 | 2933 | 83.4 | 5 | 50000 | 42086 |  |  | NotYetVerified |  | 3 | 4041 | 100 | 40.2 | 12.9 | 0.986 | 3500 | 83
P48SCVC5 | Lumato Lighting | LUMATO LIGHTING | SQ2-4-H-72-12-30-8-W-T1 | Indoor Luminaires | Linear Ambient | Linear Ambient Luminaires w/ Indirect component | Standard | TRUE | 4736 | 99.1 | 47.8 | 12.3 | 0.876 | 3065 | 81 | 5 | 50000 | 42086 |  |  | NotYetVerified |  | 3 | 4736 | 99.1 | 47.8 | 6.6 | 0.99 | 3000 | 81
PG56DZXS | Acuity Brands Lighting | Lithonia Lighting | SBL4-60L-XXX-SLD-LP850-XXXXXXX-XXXXX | Indoor Luminaires | Linear Ambient | Direct Linear Ambient Luminaires | Premium | FALSE | [9 empty] | 42086 | Dimmable | Stepped | Yes |  | 3 | 6247 | 114 | 54.63 | 17.75 | 0.93 | 5142 | 83
PM2EUDCG | Acuity Brands Lighting | Lithonia Lighting | SBL4-60L-XXX-EOHN-LP850-XXXXXXX-XXXXX | Indoor Luminaires | Linear Ambient | Direct Linear Ambient Luminaires | Premium | FALSE | [9 empty] | 42086 | Not Dimmable | Not Dimmable | No |  | 3 | 6247 | 114 | 54.63 | 17.75 | 0.93 | 5142 | 83
PYF9W14X | Acuity Brands Lighting | Lithonia Lighting | SBL4-60L-XXX-EZ1-LP850-XXXXXXX-XXXXX | Indoor Luminaires | Linear Ambient | Direct Linear Ambient Luminaires | Premium | FALSE | [9 empty] | 42086 | Dimmable | Continuous Below 10 | Yes |  | 3 | 6445 | 118 | 54.63 | 17.75 | 0.93 | 5142 | 83
P1422SJ1 | Acuity Brands Lighting | Lithonia Lighting | SBL2-30L-XXX-GZ10-LP850-XXXXXXX-XXXXX | Indoor Luminaires | Linear Ambient | Direct Linear Ambient Luminaires | Standard | FALSE | [9 empty] | 42086 | Dimmable | Continuous Below 10 | NotYetVerified |  | 3 | 3247 | 101 | 32.13 | 17.75 | 0.93 | 5137 | 83
P9ZXAEGZ | Acuity Brands Lighting | Lithonia Lighting | SBL2-20L-XXX-SLD-LP850-XXXXXXX-XXXXX | Indoor Luminaires | Linear Ambient | Direct Linear Ambient Luminaires | Standard | FALSE | [9 empty] | 42086 | Dimmable | Stepped | NotYetVerified |  | 3 | 2510 | 111 | 22.7 | 17.75 | 0.93 | 5118 | 83
PN7V4YFC | Acuity Brands Lighting | Lithonia Lighting | SBL2-20L-XXX-EOHN-LP850-XXXXXXX-XXXXX | Indoor Luminaires | Linear Ambient | Direct Linear Ambient Luminaires | Standard | FALSE | [9 empty] | 42086 | Not Dimmable | Not Dimmable | NotYetVerified |  | 3 | 2510 | 111 | 22.7 | 17.75 | 0.93 | 5118 | 83
P325KQ18 | Acuity Brands Lighting | Lithonia Lighting | SBL2-20L-XXX-EZ1-LP850-XXXXXXX-XXXXX | Indoor Luminaires | Linear Ambient | Direct Linear Ambient Luminaires | Standard | FALSE | [9 empty] | 42086 | Dimmable | Continuous Below 10 | NotYetVerified |  | 3 | 2510 | 111 | 22.7 | 17.75 | 0.93 | 5118 | 83
PS6QZ45Q | Acuity Brands Lighting | Lithonia Lighting | SBL4-48L-XXX-SLD-LP850-XXXXXXX-XXXXX | Indoor Luminaires | Linear Ambient | Direct Linear Ambient Luminaires | Premium | FALSE | [9 empty] | 42086 | Dimmable | Stepped | Yes |  | 3 | 5422 | 116 | 46.67 | 17.75 | 0.93 | 5112 | 83
PVR1RVZA | Acuity Brands Lighting | Lithonia Lighting | SBL4-48L-XXX-EOHN-LP850-XXXXXXX-XXXXX | Indoor Luminaires | Linear Ambient | Direct Linear Ambient Luminaires | Premium | FALSE | [9 empty] | 42086 | Not Dimmable | Not Dimmable | No |  | 3 | 5422 | 116 | 46.67 | 17.75 | 0.93 | 5112 | 83
PFBYAMTB | Acuity Brands Lighting | Lithonia Lighting | SBL4-48L-XXX-EZ1-LP850-XXXXXXX-XXXXX | Indoor Luminaires | Linear Ambient | Direct Linear Ambient Luminaires | Premium | FALSE | [9 empty] | 42086 | Dimmable | Continuous Below 10 | Yes |  | 3 | 5422 | 116 | 46.67 | 17.75 | 0.93 | 5112 | 83
PAHR2QN1 | Acuity Brands Lighting | Lithonia Lighting | SBL4-40L-XXX-SLD-LP850-XXXXXXX-XXXXX | Indoor Luminaires | Linear Ambient | Direct Linear Ambient Luminaires | Premium | FALSE | [9 empty] | 42086 | Dimmable | Stepped | Yes |  | 3 | 4669 | 120 | 38.9 | 17.75 | 0.93 | 5111 | 83
PVCVHN91 | Acuity Brands Lighting | Lithonia Lighting | SBL4-40L-XXX-EOHN-LP850-XXXXXXX-XXXXX | Indoor Luminaires | Linear Ambient | Direct Linear Ambient Luminaires | Premium | FALSE | [9 empty] | 42086 | Not Dimmable | Not Dimmable | No |  | 3 | 4669 | 120 | 38.9 | 17.75 | 0.93 | 5111 | 83
PPW689MZ | Acuity Brands Lighting | Lithonia Lighting | SBL4-40L-XXX-EZ1-LP850-XXXXXXX-XXXXX | Indoor Luminaires | Linear Ambient | Direct Linear Ambient Luminaires | Premium | FALSE | [9 empty] | 42086 | Dimmable | Continuous Below 10 | Yes |  | 3 | 4669 | 120 | 38.9 | 17.75 | 0.93 | 5111 | 83
P3M8FZMV | Acuity Brands Lighting | Lithonia Lighting | SBL4-33L-XXX-GZ10-LP850-XXXXXXX-XXXXX | Indoor Luminaires | Linear Ambient | Direct Linear Ambient Luminaires | Standard | FALSE | [9 empty] | 42086 | Dimmable | Continuous Below 10 | NotYetVerified |  | 3 | 3622 | 117 | 30.94 | 17.75 | 0.93 | 5106 | 83
P59655R7 | Acuity Brands Lighting | Lithonia Lighting | SBL4-30L-XXX-SLD-LP850-XXXXXXX-XXXXX | Indoor Luminaires | Linear Ambient | Direct Linear Ambient Luminaires | Premium | FALSE | [9 empty] | 42086 | Dimmable | Stepped | Yes |  | 3 | 3388 | 123 | 27.6 | 17.75 | 0.93 | 5102 | 83
PFVR9M2Y | Acuity Brands Lighting | Lithonia Lighting | SBL4-30L-XXX-EOHN-LP850-XXXXXXX-XXXXX | Indoor Luminaires | Linear Ambient | Direct Linear Ambient Luminaires | Premium | FALSE | [9 empty] | 42086 | Not Dimmable | Not Dimmable | No |  | 3 | 3388 | 123 | 27.6 | 17.75 | 0.93 | 5102 | 83
PBKZ7S2W | Acuity Brands Lighting | Lithonia Lighting | SBL4-30L-XXX-EZ1-LP850-XXXXXXX-XXXXX | Indoor Luminaires | Linear Ambient | Direct Linear Ambient Luminaires | Premium | FALSE | [9 empty] | 42086 | Dimmable | Continuous Below 10 | Yes |  | 3 | 3388 | 123 | 27.6 | 17.75 | 0.93 | 5102 | 83
P4NH8BVF | Acuity Brands Lighting | Lithonia Lighting | LBL4-40L-XXX-SLD-LP850-XXXXXXX-XXXXX | Indoor Luminaires | Linear Ambient | Direct Linear Ambient Luminaires | Premium | FALSE | [9 empty] | 42086 | Dimmable | Stepped | Yes |  | 3 | 4606 | 118 | 39 | 17.75 | 0.93 | 5086 | 83
PSNAF35T | Acuity Brands Lighting | Lithonia Lighting | LBL4-40L-XXX-EOHN-LP850-XXXXXXX-XXXXX | Indoor Luminaires | Linear Ambient | Direct Linear Ambient Luminaires | Premium | FALSE | [9 empty] | 42086 | Not Dimmable | Not Dimmable | No |  | 3 | 4606 | 118 | 39 | 17.75 | 0.93 | 5086 | 83
PEFTUW73 | Acuity Brands Lighting | Lithonia Lighting | LBL4-48L-XXX-SLD-LP850-XXXXXXX-XXXXX | Indoor Luminaires | Linear Ambient | Direct Linear Ambient Luminaires | Premium | FALSE | [9 empty] | 42086 | Dimmable | Stepped | Yes |  | 3 | 5017 | 108 | 46.65 | 17.75 | 0.93 | 5082 | 83
PBCW7KRX | Acuity Brands Lighting | Lithonia Lighting | LBL4-48L-XXX-EOHN-LP850-XXXXXXX-XXXXX | Indoor Luminaires | Linear Ambient | Direct Linear Ambient Luminaires | Premium | FALSE | [9 empty] | 42086 | Not Dimmable | Not Dimmable | No |  | 3 | 5017 | 108 | 46.65 | 17.75 | 0.93 | 5082 | 83
PU7D2JWC | Acuity Brands Lighting | Lithonia Lighting | LBL4-48L-XXX-EZ1-LP850-XXXXXXX-XXXXX | Indoor Luminaires | Linear Ambient | Direct Linear Ambient Luminaires | Premium | FALSE | [9 empty] | 42086 | Dimmable | Continuous Below 10 | Yes |  | 3 | 5317 | 114 | 46.65 | 17.75 | 0.93 | 5082 | 83
PGN5PYYH | Acuity Brands Lighting | Lithonia Lighting | LBL4-60L-XXX-SLD-LP850-XXXXXXX-XXXXX | Indoor Luminaires | Linear Ambient | Direct Linear Ambient Luminaires | Premium | FALSE | [9 empty] | 42086 | Dimmable | Stepped | Yes |  | 3 | 6206 | 114 | 54.64 | 17.75 | 0.93 | 5069 | 83
P6AEW9TV | Acuity Brands Lighting | Lithonia Lighting | LBL4-60L-XXX-EOHN-LP850-XXXXXXX-XXXXX | Indoor Luminaires | Linear Ambient | Direct Linear Ambient Luminaires | Premium | FALSE | [9 empty] | 42086 | Not Dimmable | Not Dimmable | No |  | 3 | 6206 | 114 | 54.64 | 17.75 | 0.93 | 5069 | 83
PDZHY7FX | Acuity Brands Lighting | Lithonia Lighting | LBL4-60L-XXX-EZ1-LP850-XXXXXXX-XXXXX | Indoor Luminaires | Linear Ambient | Direct Linear Ambient Luminaires | Premium | FALSE | [9 empty] | 42086 | Dimmable | Continuous Below 10 | Yes |  | 3 | 6447 | 118 | 54.64 | 17.75 | 0.93 | 5069 | 83
PFEXX29H | Acuity Brands Lighting | Lithonia Lighting | LBL4-33L-XXX-GZ10-LP850-XXXXXXX-XXXXX | Indoor Luminaires | Linear Ambient | Direct Linear Ambient Luminaires | Standard | FALSE | [9 empty] | 42086 | Dimmable | Continuous Below 10 | NotYetVerified |  | 3 | 3544 | 115 | 30.94 | 17.75 | 0.93 | 5060 | 83
PFKU1WCM | Acuity Brands Lighting | Lithonia Lighting | LBL4-30L-XXX-SLD-LP850-XXXXXXX-XXXXX | Indoor Luminaires | Linear Ambient | Direct Linear Ambient Luminaires | Premium | FALSE | [9 empty] | 42086 | Dimmable | Stepped | Yes |  | 3 | 3320 | 120 | 27.72 | 17.75 | 0.93 | 5056 | 83
P97FVMJC | Acuity Brands Lighting | Lithonia Lighting | LBL4-30L-XXX-EOHN-LP850-XXXXXXX-XXXXX | Indoor Luminaires | Linear Ambient | Direct Linear Ambient Luminaires | Premium | FALSE | [9 empty] | 42086 | Not Dimmable | Not Dimmable | No |  | 3 | 3320 | 120 | 27.72 | 17.75 | 0.93 | 5056 | 83
PR4BZNTM | Acuity Brands Lighting | Lithonia Lighting | LBL4-30L-XXX-EZ1-LP850-XXXXXXX-XXXXX | Indoor Luminaires | Linear Ambient | Direct Linear Ambient Luminaires | Premium | FALSE | [9 empty] | 42086 | Dimmable | Continuous Below 10 | Yes |  | 3 | 3320 | 120 | 27.72 | 17.75 | 0.93 | 5056 | 83
P52SMJ4D | Acuity Brands Lighting | Lithonia Lighting | LBL2-20L-XXX-SLD-LP850-XXXXXXX-XXXXX | Indoor Luminaires | Linear Ambient | Direct Linear Ambient Luminaires | Standard | FALSE | [9 empty] | 42086 | Dimmable | Stepped | NotYetVerified |  | 3 | 2345 | 103 | 22.73 | 17.75 | 0.93 | 5047 | 83
PW3CMA7X | Acuity Brands Lighting | Lithonia Lighting | LBL2-20L-XXX-EOHN-LP850-XXXXXXX-XXXXX | Indoor Luminaires | Linear Ambient | Direct Linear Ambient Luminaires | Standard | FALSE | [9 empty] | 42086 | Not Dimmable | Not Dimmable | NotYetVerified |  | 3 | 2345 | 103 | 22.73 | 17.75 | 0.93 | 5047 | 83
PG7HDZWP | Acuity Brands Lighting | Lithonia Lighting | LBL2-20L-XXX-EZ1-LP850-XXXXXXX-XXXXX | Indoor Luminaires | Linear Ambient | Direct Linear Ambient Luminaires | Standard | FALSE | [9 empty] | 42086 | Dimmable | Continuous Below 10 | NotYetVerified |  | 3 | 2345 | 103 | 22.73 | 17.75 | 0.93 | 5047 | 83
PJBSM7UQ | Acuity Brands Lighting | Lithonia Lighting | SBL4-72L-XXX-SLD-LP850-XXXXXXX-XXXXX | Indoor Luminaires | Linear Ambient | Direct Linear Ambient Luminaires | Premium | FALSE | [9 empty] | 42086 | Dimmable | Stepped | Yes |  | 3 | 7854 | 112 | 70.38 | 17.75 | 0.93 | 5029 | 83
PNGPRCH6 | Acuity Brands Lighting | Lithonia Lighting | SBL4-72L-XXX-EOHN-LP850-XXXXXXX-XXXXX | Indoor Luminaires | Linear Ambient | Direct Linear Ambient Luminaires | Premium | FALSE | [9 empty] | 42086 | Not Dimmable | Not Dimmable | No |  | 3 | 7854 | 112 | 70.38 | 17.75 | 0.93 | 5029 | 83
PVU5VTBT | Acuity Brands Lighting | Lithonia Lighting | SBL4-72L-XXX-EZ1-LP850-XXXXXXX-XXXXX | Indoor Luminaires | Linear Ambient | Direct Linear Ambient Luminaires | Premium | FALSE | [9 empty] | 42086 | Dimmable | Continuous Below 10 | Yes |  | 3 | 7854 | 112 | 70.38 | 17.75 | 0.93 | 5029 | 83
PQWX79F1 | Acuity Brands Lighting | Lithonia Lighting | LBL4-72L-XXX-SLD-LP850-XXXXXXX-XXXXX | Indoor Luminaires | Linear Ambient | Direct Linear Ambient Luminaires | Premium | FALSE | [9 empty] | 42086 | Dimmable | Stepped | Yes |  | 3 | 7738 | 110 | 70.32 | 17.75 | 0.93 | 4976 | 83
PSFJTZ36 | Acuity Brands Lighting | Lithonia Lighting | LBL4-72L-XXX-EOHN-LP850-XXXXXXX-XXXXX | Indoor Luminaires | Linear Ambient | Direct Linear Ambient Luminaires | Premium | FALSE | [9 empty] | 42086 | Not Dimmable | Not Dimmable | No |  | 3 | 7738 | 110 | 70.32 | 17.75 | 0.93 | 4976 | 83
PTWP7QA8 | Acuity Brands Lighting | Lithonia Lighting | LBL4-72L-XXX-EZ1-LP850-XXXXXXX-XXXXX | Indoor Luminaires | Linear Ambient | Direct Linear Ambient Luminaires | Premium | FALSE | [9 empty] | 42086 | Dimmable | Continuous Below 10 | Yes |  | 3 | 7738 | 110 | 70.32 | 17.75 | 0.93 | 4976 | 83
PE5JAJQC | Acuity Brands Lighting | Lithonia Lighting | LBL4W-65L-XXX-SLD-LP850-XXXXXXX-XXXXX | Indoor Luminaires | Linear Ambient | Direct Linear Ambient Luminaires | Premium | FALSE | [9 empty] | 42086 | Dimmable | Stepped | Yes |  | 3 | 6824 | 125 | 54.69 | 17.75 | 0.93 | 4967 | 83
PMEU5QTF | Acuity Brands Lighting | Lithonia Lighting | LBL4W-65L-XXX-EOHN-LP850-XXXXXXX-XXXXX | Indoor Luminaires | Linear Ambient | Direct Linear Ambient Luminaires | Premium | FALSE | [9 empty] | 42086 | Not Dimmable | Not Dimmable | No |  | 3 | 6824 | 125 | 54.69 | 17.75 | 0.93 | 4967 | 83
PTKPPW3U | Acuity Brands Lighting | Lithonia Lighting | LBL4W-65L-XXX-EZ1-LP850-XXXXXXX-XXXXX | Indoor Luminaires | Linear Ambient | Direct Linear Ambient Luminaires | Premium | FALSE | [9 empty] | 42086 | Dimmable | Continuous Below 10 | Yes |  | 3 | 6824 | 125 | 54.69 | 17.75 | 0.93 | 4967 | 83
PMBJKSFT | Acuity Brands Lighting | Lithonia Lighting | LBL4W-80L-XXX-SLD-LP850-XXXXXXX-XXXXX | Indoor Luminaires | Linear Ambient | Direct Linear Ambient Luminaires | Premium | FALSE | [9 empty] | 42086 | Dimmable | Stepped | Yes |  | 3 | 8443 | 119 | 70.75 | 17.75 | 0.93 | 4962 | 83
P5Q5854M | Acuity Brands Lighting | Lithonia Lighting | LBL4W-80L-XXX-EOHN-LP850-XXXXXXX-XXXXX | Indoor Luminaires | Linear Ambient | Direct Linear Ambient Luminaires | Premium | FALSE | [9 empty] | 42086 | Not Dimmable | Not Dimmable | No |  | 3 | 8443 | 119 | 70.75 | 17.75 | 0.93 | 4962 | 83
PCEUG6YG | Acuity Brands Lighting | Lithonia Lighting | LBL4W-80L-XXX-EZ1-LP850-XXXXXXX-XXXXX | Indoor Luminaires | Linear Ambient | Direct Linear Ambient Luminaires | Premium | FALSE | [9 empty] | 42086 | Dimmable | Continuous Below 10 | Yes |  | 3 | 8443 | 119 | 70.75 | 17.75 | 0.93 | 4962 | 83
PXBUD31Z | Acuity Brands Lighting | Lithonia Lighting | LBL4W-80L-XXX-SLD-LP840-XXXXXXX-XXXXX | Indoor Luminaires | Linear Ambient | Direct Linear Ambient Luminaires | Premium | FALSE | [9 empty] | 42086 | Dimmable | Stepped | Yes |  | 3 | 8288 | 117 | 70.635 | 17.75 | 0.93 | 4000 | 83
PK7MUJCD | Acuity Brands Lighting | Lithonia Lighting | SBL4-72L-XXX-SLD-LP840-XXXXXXX-XXXXX | Indoor Luminaires | Linear Ambient | Direct Linear Ambient Luminaires | Premium | FALSE | [9 empty] | 42086 | Dimmable | Stepped | Yes |  | 3 | 7539 | 107 | 70.23 | 17.75 | 0.93 | 4000 | 83
PWX67RDP | Acuity Brands Lighting | Lithonia Lighting | LBL4W-65L-XXX-SLD-LP840-XXXXXXX-XXXXX | Indoor Luminaires | Linear Ambient | Direct Linear Ambient Luminaires | Premium | FALSE | [9 empty] | 42086 | Dimmable | Stepped | Yes |  | 3 | 6748 | 122 | 55.17 | 17.75 | 0.93 | 4000 | 83
PCTG8JBJ | Acuity Brands Lighting | Lithonia Lighting | LBL4-60L-XXX-SLD-LP840-XXXXXXX-XXXXX | Indoor Luminaires | Linear Ambient | Direct Linear Ambient Luminaires | Premium | FALSE | [9 empty] | 42086 | Dimmable | Stepped | Yes |  | 3 | 6366 | 116 | 54.885 | 17.75 | 0.93 | 4000 | 83
PWCYV9KR | Acuity Brands Lighting | Lithonia Lighting | SBL4-60L-XXX-SLD-LP840-XXXXXXX-XXXXX | Indoor Luminaires | Linear Ambient | Direct Linear Ambient Luminaires | Premium | FALSE | [9 empty] | 42086 | Dimmable | Stepped | Yes |  | 3 | 6364 | 116 | 54.875 | 17.75 | 0.93 | 4000 | 83
P6PH2XR1 | Acuity Brands Lighting | Lithonia Lighting | SBL4-48L-XXX-SLD-LP840-XXXXXXX-XXXXX | Indoor Luminaires | Linear Ambient | Direct Linear Ambient Luminaires | Premium | FALSE | [9 empty] | 42086 | Dimmable | Stepped | Yes |  | 3 | 5311 | 113 | 47.115 | 17.75 | 0.93 | 4000 | 83
PYTWW5JB | Acuity Brands Lighting | Lithonia Lighting | LBL4-48L-XXX-SLD-LP840-XXXXXXX-XXXXX | Indoor Luminaires | Linear Ambient | Direct Linear Ambient Luminaires | Premium | FALSE | [9 empty] | 42086 | Dimmable | Stepped | Yes |  | 3 | 5250 | 111 | 47.105 | 17.75 | 0.93 | 4000 | 83
PJPD3ZF9 | Acuity Brands Lighting | Lithonia Lighting | LBL4-40L-XXX-SLD-LP840-XXXXXXX-XXXXX | Indoor Luminaires | Linear Ambient | Direct Linear Ambient Luminaires | Premium | FALSE | [9 empty] | 42086 | Dimmable | Stepped | Yes |  | 3 | 4600 | 117 | 39.2 | 17.75 | 0.93 | 4000 | 83
PC69NTFQ | Acuity Brands Lighting | Lithonia Lighting | SBL4-40L-XXX-SLD-LP840-XXXXXXX-XXXXX | Indoor Luminaires | Linear Ambient | Direct Linear Ambient Luminaires | Premium | FALSE | [9 empty] | 42086 | Dimmable | Stepped | Yes |  | 3 | 4577 | 117 | 39.15 | 17.75 | 0.93 | 4000 | 83
P5DMTRV8 | Acuity Brands Lighting | Lithonia Lighting | SBL4-30L-XXX-SLD-LP840-XXXXXXX-XXXXX | Indoor Luminaires | Linear Ambient | Direct Linear Ambient Luminaires | Premium | FALSE | [9 empty] | 42086 | Dimmable | Stepped | Yes |  | 3 | 3193 | 116 | 27.42 | 17.75 | 0.93 | 4000 | 83
PYXQJCPG | Acuity Brands Lighting | Lithonia Lighting | LBL4-30L-XXX-SLD-LP840-XXXXXXX-XXXXX | Indoor Luminaires | Linear Ambient | Direct Linear Ambient Luminaires | Premium | FALSE | [9 empty] | 42086 | Dimmable | Stepped | Yes |  | 3 | 3117 | 113 | 27.485 | 17.75 | 0.93 | 4000 | 83
P8AS42AF | Acuity Brands Lighting | Lithonia Lighting | LBL4-72L-XXX-SLD-LP840-XXXXXXX-XXXXX | Indoor Luminaires | Linear Ambient | Direct Linear Ambient Luminaires | Standard | FALSE | [9 empty] | 42086 | Dimmable | Stepped | NotYetVerified |  | 3 | 7432 | 106 | 70.265 | 17.75 | 0.93 | 4000 | 83
PJZ654T7 | Acuity Brands Lighting | Lithonia Lighting | SBL2-20L-XXX-SLD-LP840-XXXXXXX-XXXXX | Indoor Luminaires | Linear Ambient | Direct Linear Ambient Luminaires | Standard | FALSE | [9 empty] | 42086 | Dimmable | Stepped | NotYetVerified |  | 3 | 2427 | 107 | 22.75 | 17.75 | 0.93 | 4000 | 83
PWWEAPSY | Acuity Brands Lighting | Lithonia Lighting | LBL2-20L-XXX-SLD-LP840-XXXXXXX-XXXXX | Indoor Luminaires | Linear Ambient | Direct Linear Ambient Luminaires | Standard | FALSE | [9 empty] | 42086 | Dimmable | Stepped | NotYetVerified |  | 3 | 2264 | 101 | 22.455 | 17.75 | 0.93 | 4000 | 83
PSE75CRS | Acuity Brands Lighting | Lithonia Lighting | LBL4-72L-XXX-EOHN-LP840-XXXXXXX-XXXXX | Indoor Luminaires | Linear Ambient | Direct Linear Ambient Luminaires | Standard | FALSE | [9 empty] | 42086 | Not Dimmable | Not Dimmable | NotYetVerified |  | 3 | 7432 | 106 | 70.265 | 17.75 | 0.93 | 4000 | 83
PKJ5C1JZ | Acuity Brands Lighting | Lithonia Lighting | SBL2-20L-XXX-EOHN-LP840-XXXXXXX-XXXXX | Indoor Luminaires | Linear Ambient | Direct Linear Ambient Luminaires | Standard | FALSE | [9 empty] | 42086 | Not Dimmable | Not Dimmable | NotYetVerified |  | 3 | 2427 | 107 | 22.75 | 17.75 | 0.93 | 4000 | 83
P5DJGDY1 | Acuity Brands Lighting | Lithonia Lighting | SBL2-XXX-LP840 | Indoor Luminaires | Linear Ambient | Direct Linear Ambient Luminaires | Standard | FALSE | [9 empty] | 42086 | Not Dimmable | Not Dimmable | NotYetVerified |  | 3 | 2427 | 107 | 22.75 | 17.75 | 0.93 | 4000 | 83
PX6F2ZGG | Acuity Brands Lighting | Lithonia Lighting | LBL2-20L-XXX-EOHN-LP840-XXXXXXX-XXXXX | Indoor Luminaires | Linear Ambient | Direct Linear Ambient Luminaires | Standard | FALSE | [9 empty] | 42086 | Not Dimmable | Not Dimmable | NotYetVerified |  | 3 | 2264 | 101 | 22.455 | 17.75 | 0.93 | 4000 | 83
PMXHX2UW | Acuity Brands Lighting | Lithonia Lighting | LBL2-XXX-LP840 | Indoor Luminaires | Linear Ambient | Direct Linear Ambient Luminaires | Standard | FALSE | [9 empty] | 42086 | Not Dimmable | Not Dimmable | NotYetVerified |  | 3 | 2264 | 101 | 22.455 | 17.75 | 0.93 | 4000 | 83
PUCHJBQK | Acuity Brands Lighting | Lithonia Lighting | LBL4W-80L-XXX-EOHN-LP840-XXXXXXX-XXXXX | Indoor Luminaires | Linear Ambient | Direct Linear Ambient Luminaires | Premium | FALSE | [9 empty] | 42086 | Not Dimmable | Not Dimmable | No |  | 3 | 8288 | 117 | 70.635 | 17.75 | 0.93 | 4000 | 83
PARH15U2 | Acuity Brands Lighting | Lithonia Lighting | SBL4-72L-XXX-EOHN-LP840-XXXXXXX-XXXXX | Indoor Luminaires | Linear Ambient | Direct Linear Ambient Luminaires | Premium | FALSE | [9 empty] | 42086 | Not Dimmable | Not Dimmable | No |  | 3 | 7539 | 107 | 70.23 | 17.75 | 0.93 | 4000 | 83
PQ3EFRV2 | Acuity Brands Lighting | Lithonia Lighting | LBL4W-65L-XXX-EOHN-LP840-XXXXXXX-XXXXX | Indoor Luminaires | Linear Ambient | Direct Linear Ambient Luminaires | Premium | FALSE | [9 empty] | 42086 | Not Dimmable | Not Dimmable | No |  | 3 | 6748 | 122 | 55.17 | 17.75 | 0.93 | 4000 | 83
P9J26E69 | Acuity Brands Lighting | Lithonia Lighting | LBL4-60L-XXX-EOHN-LP840-XXXXXXX-XXXXX | Indoor Luminaires | Linear Ambient | Direct Linear Ambient Luminaires | Premium | FALSE | [9 empty] | 42086 | Not Dimmable | Not Dimmable | No |  | 3 | 6366 | 116 | 54.885 | 17.75 | 0.93 | 4000 | 83
PW85S66Z | Acuity Brands Lighting | Lithonia Lighting | SBL4-60L-XXX-EOHN-LP840-XXXXXXX-XXXXX | Indoor Luminaires | Linear Ambient | Direct Linear Ambient Luminaires | Premium | FALSE | [9 empty] | 42086 | Not Dimmable | Not Dimmable | No |  | 3 | 6364 | 116 | 54.875 | 17.75 | 0.93 | 4000 | 83
P94DU93N | Acuity Brands Lighting | Lithonia Lighting | SBL4-48L-XXX-EOHN-LP840-XXXXXXX-XXXXX | Indoor Luminaires | Linear Ambient | Direct Linear Ambient Luminaires | Premium | FALSE | [9 empty] | 42086 | Not Dimmable | Not Dimmable | No |  | 3 | 5311 | 113 | 47.115 | 17.75 | 0.93 | 4000 | 83
PBTB6BGT | Acuity Brands Lighting | Lithonia Lighting | LBL4-48L-XXX-EOHN-LP840-XXXXXXX-XXXXX | Indoor Luminaires | Linear Ambient | Direct Linear Ambient Luminaires | Premium | FALSE | [9 empty] | 42086 | Not Dimmable | Not Dimmable | No |  | 3 | 5250 | 111 | 47.105 | 17.75 | 0.93 | 4000 | 83
PBFV245Q | Acuity Brands Lighting | Lithonia Lighting | LBL4-40L-XXX-EOHN-LP840-XXXXXXX-XXXXX | Indoor Luminaires | Linear Ambient | Direct Linear Ambient Luminaires | Premium | FALSE | [9 empty] | 42086 | Not Dimmable | Not Dimmable | No |  | 3 | 4600 | 117 | 39.2 | 17.75 | 0.93 | 4000 | 83
P9QMHRVM | Acuity Brands Lighting | Lithonia Lighting | SBL4-40L-XXX-EOHN-LP840-XXXXXXX-XXXXX | Indoor Luminaires | Linear Ambient | Direct Linear Ambient Luminaires | Premium | FALSE | [9 empty] | 42086 | Not Dimmable | Not Dimmable | No |  | 3 | 4577 | 117 | 39.15 | 17.75 | 0.93 | 4000 | 83
PVUNWDW2 | Acuity Brands Lighting | Lithonia Lighting | SBL4-30L-XXX-EOHN-LP840-XXXXXXX-XXXXX | Indoor Luminaires | Linear Ambient | Direct Linear Ambient Luminaires | Premium | FALSE | [9 empty] | 42086 | Not Dimmable | Not Dimmable | No |  | 3 | 3193 | 116 | 27.42 | 17.75 | 0.93 | 4000 | 83
PTVXB1CK | Acuity Brands Lighting | Lithonia Lighting | LBL4-30L-XXX-EOHN-LP840-XXXXXXX-XXXXX | Indoor Luminaires | Linear Ambient | Direct Linear Ambient Luminaires | Premium | FALSE | [9 empty] | 42086 | Not Dimmable | Not Dimmable | No |  | 3 | 3117 | 113 | 27.485 | 17.75 | 0.93 | 4000 | 83
PCKFGYRK | Acuity Brands Lighting | Lithonia Lighting | LBL4W-80L-XXX-EZ1-LP840-XXXXXXX-XXXXX | Indoor Luminaires | Linear Ambient | Direct Linear Ambient Luminaires | Premium | FALSE | [9 empty] | 42086 | Dimmable | Continuous Below 10 | Yes |  | 3 | 8288 | 117 | 70.635 | 17.75 | 0.93 | 4000 | 83
P79VK6DG | Acuity Brands Lighting | Lithonia Lighting | SBL4-72L-XXX-EZ1-LP840-XXXXXXX-XXXXX | Indoor Luminaires | Linear Ambient | Direct Linear Ambient Luminaires | Premium | FALSE | [9 empty] | 42086 | Dimmable | Continuous Below 10 | Yes |  | 3 | 7539 | 107 | 70.23 | 17.75 | 0.93 | 4000 | 83
PZP6SWAQ | Acuity Brands Lighting | Lithonia Lighting | LBL4W-65L-XXX-EZ1-LP840-XXXXXXX-XXXXX | Indoor Luminaires | Linear Ambient | Direct Linear Ambient Luminaires | Premium | FALSE | [9 empty] | 42086 | Dimmable | Continuous Below 10 | Yes |  | 3 | 6748 | 122 | 55.17 | 17.75 | 0.93 | 4000 | 83
PH8ZX1KC | Acuity Brands Lighting | Lithonia Lighting | LBL4-60L-XXX-EZ1-LP840-XXXXXXX-XXXXX | Indoor Luminaires | Linear Ambient | Direct Linear Ambient Luminaires | Premium | FALSE | [9 empty] | 42086 | Dimmable | Continuous Below 10 | Yes |  | 3 | 6366 | 116 | 54.885 | 17.75 | 0.93 | 4000 | 83
P6D5R679 | Acuity Brands Lighting | Lithonia Lighting | SBL4-60L-XXX-EZ1-LP840-XXXXXXX-XXXXX | Indoor Luminaires | Linear Ambient | Direct Linear Ambient Luminaires | Premium | FALSE | [9 empty] | 42086 | Dimmable | Continuous Below 10 | Yes |  | 3 | 6364 | 116 | 54.875 | 17.75 | 0.93 | 4000 | 83
PE533CBH | Acuity Brands Lighting | Lithonia Lighting | SBL4-48L-XXX-EZ1-LP840-XXXXXXX-XXXXX | Indoor Luminaires | Linear Ambient | Direct Linear Ambient Luminaires | Premium | FALSE | [9 empty] | 42086 | Dimmable | Continuous Below 10 | Yes |  | 3 | 5311 | 113 | 47.115 | 17.75 | 0.93 | 4000 | 83
P7NUNK66 | Acuity Brands Lighting | Lithonia Lighting | LBL4-48L-XXX-EZ1-LP840-XXXXXXX-XXXXX | Indoor Luminaires | Linear Ambient | Direct Linear Ambient Luminaires | Premium | FALSE | [9 empty] | 42086 | Dimmable | Continuous Below 10 | Yes |  | 3 | 5250 | 111 | 47.105 | 17.75 | 0.93 | 4000 | 83
P31XNCGQ | Acuity Brands Lighting | Lithonia Lighting | LBL4-40L-XXX-EZ1-LP840-XXXXXXX-XXXXX | Indoor Luminaires | Linear Ambient | Direct Linear Ambient Luminaires | Premium | FALSE | [9 empty] | 42086 | Dimmable | Continuous Below 10 | Yes |  | 3 | 4600 | 117 | 39.2 | 17.75 | 0.93 | 4000 | 83
PPHZSPW6 | Acuity Brands Lighting | Lithonia Lighting | SBL4-40L-XXX-EZ1-LP840-XXXXXXX-XXXXX | Indoor Luminaires | Linear Ambient | Direct Linear Ambient Luminaires | Premium | FALSE | [9 empty] | 42086 | Dimmable | Continuous Below 10 | Yes |  | 3 | 4577 | 117 | 39.15 | 17.75 | 0.93 | 4000 | 83
PN9WEN4C | Acuity Brands Lighting | Lithonia Lighting | SBL4-30L-XXX-EZ1-LP840-XXXXXXX-XXXXX | Indoor Luminaires | Linear Ambient | Direct Linear Ambient Luminaires | Premium | FALSE | [9 empty] | 42086 | Dimmable | Continuous Below 10 | Yes |  | 3 | 3193 | 116 | 27.42 | 17.75 | 0.93 | 4000 | 83
PXUCXTJ8 | Acuity Brands Lighting | Lithonia Lighting | LBL4-30L-XXX-EZ1-LP840-XXXXXXX-XXXXX | Indoor Luminaires | Linear Ambient | Direct Linear Ambient Luminaires | Premium | FALSE | [9 empty] | 42086 | Dimmable | Continuous Below 10 | Yes |  | 3 | 3117 | 113 | 27.485 | 17.75 | 0.93 | 4000 | 83
P2SH4EXT | Acuity Brands Lighting | Lithonia Lighting | LBL4-72L-XXX-EZ1-LP840-XXXXXXX-XXXXX | Indoor Luminaires | Linear Ambient | Direct Linear Ambient Luminaires | Standard | FALSE | [9 empty] | 42086 | Dimmable | Continuous Below 10 | NotYetVerified |  | 3 | 7432 | 106 | 70.265 | 17.75 | 0.93 | 4000 | 83
PJNXB99C | Acuity Brands Lighting | Lithonia Lighting | SBL4-33L-XXX-GZ10-LP840-XXXXXXX-XXXXX | Indoor Luminaires | Linear Ambient | Direct Linear Ambient Luminaires | Standard | FALSE | [9 empty] | 42086 | Dimmable | Continuous Below 10 | NotYetVerified |  | 3 | 3337 | 108 | 30.875 | 17.75 | 0.93 | 4000 | 83
PDVZWKP9 | Acuity Brands Lighting | Lithonia Lighting | LBL4-33L-XXX-GZ10-LP840-XXXXXXX-XXXXX | Indoor Luminaires | Linear Ambient | Direct Linear Ambient Luminaires | Standard | FALSE | [9 empty] | 42086 | Dimmable | Continuous Below 10 | NotYetVerified |  | 3 | 3320 | 108 | 30.865 | 17.75 | 0.93 | 4000 | 83
P396QEBZ | Acuity Brands Lighting | Lithonia Lighting | SBL2-30L-XXX-GZ10-LP840-XXXXXXX-XXXXX | Indoor Luminaires | Linear Ambient | Direct Linear Ambient Luminaires | Standard | FALSE | [9 empty] | 42086 | Dimmable | Continuous Below 10 | NotYetVerified |  | 3 | 3157 | 97 | 32.44 | 17.75 | 0.93 | 4000 | 83
P9JP71XG | Acuity Brands Lighting | Lithonia Lighting | LBL2-30L-XXX-GZ10-LP840-XXXXXXX-XXXXX | Indoor Luminaires | Linear Ambient | Direct Linear Ambient Luminaires | Standard | FALSE | [9 empty] | 42086 | Dimmable | Continuous Below 10 | NotYetVerified |  | 3 | 2965 | 91 | 32.445 | 17.75 | 0.93 | 4000 | 83
P6FWEX48 | Acuity Brands Lighting | Lithonia Lighting | SBL2-20L-XXX-EZ1-LP840-XXXXXXX-XXXXX | Indoor Luminaires | Linear Ambient | Direct Linear Ambient Luminaires | Standard | FALSE | [9 empty] | 42086 | Dimmable | Continuous Below 10 | NotYetVerified |  | 3 | 2427 | 107 | 22.75 | 17.75 | 0.93 | 4000 | 83
PUPXHQJK | Acuity Brands Lighting | Lithonia Lighting | LBL2-20L-XXX-EZ1-LP840-XXXXXXX-XXXXX | Indoor Luminaires | Linear Ambient | Direct Linear Ambient Luminaires | Standard | FALSE | [9 empty] | 42086 | Dimmable | Continuous Below 10 | NotYetVerified |  | 3 | 2264 | 101 | 22.455 | 17.75 | 0.93 | 4000 | 83
PUSPRVFD | Acuity Brands Lighting | Lithonia Lighting | LBL4-XXX-LP840 | Indoor Luminaires | Linear Ambient | Direct Linear Ambient Luminaires | Premium | FALSE | [9 empty] | 42086 | Dimmable | Continuous Below 10 | No |  | 3 | 4600 | 117 | 39.2 | 17.75 | 0.93 | 4000 | 83
P8G9NJAJ | Acuity Brands Lighting | Lithonia Lighting | SBL4-XXX-LP840 | Indoor Luminaires | Linear Ambient | Direct Linear Ambient Luminaires | Premium | FALSE | [9 empty] | 42086 | Dimmable | Continuous Below 10 | No |  | 3 | 4577 | 117 | 39.15 | 17.75 | 0.93 | 4000 | 83
P96CWU9J | Acuity Brands Lighting | Lithonia Lighting | LBL4W-80L-XXX-SLD-LP835-XXXXXXX-XXXXX | Indoor Luminaires | Linear Ambient | Direct Linear Ambient Luminaires | Premium | FALSE | [9 empty] | 42086 | Dimmable | Stepped | Yes |  | 3 | 8222 | 116 | 70.635 | 17.75 | 0.93 | 3500 | 83
P38KM5W4 | Acuity Brands Lighting | Lithonia Lighting | LBL4W-65L-XXX-SLD-LP835-XXXXXXX-XXXXX | Indoor Luminaires | Linear Ambient | Direct Linear Ambient Luminaires | Premium | FALSE | [9 empty] | 42086 | Dimmable | Stepped | Yes |  | 3 | 6694 | 121 | 55.17 | 17.75 | 0.93 | 3500 | 83
PW14UWAK | Acuity Brands Lighting | Lithonia Lighting | LBL4-60L-XXX-SLD-LP835-XXXXXXX-XXXXX | Indoor Luminaires | Linear Ambient | Direct Linear Ambient Luminaires | Premium | FALSE | [9 empty] | 42086 | Dimmable | Stepped | Yes |  | 3 | 6315 | 115 | 54.885 | 17.75 | 0.93 | 3500 | 83
PM82JH1V | Acuity Brands Lighting | Lithonia Lighting | SBL4-60L-XXX-SLD-LP835-XXXXXXX-XXXXX | Indoor Luminaires | Linear Ambient | Direct Linear Ambient Luminaires | Premium | FALSE | [9 empty] | 42086 | Dimmable | Stepped | Yes |  | 3 | 6313 | 115 | 54.875 | 17.75 | 0.93 | 3500 | 83
PM9ZSDAR | Acuity Brands Lighting | Lithonia Lighting | SBL4-48L-XXX-SLD-LP835-XXXXXXX-XXXXX | Indoor Luminaires | Linear Ambient | Direct Linear Ambient Luminaires | Premium | FALSE | [9 empty] | 42086 | Dimmable | Stepped | Yes |  | 3 | 5269 | 112 | 47.115 | 17.75 | 0.93 | 3500 | 83
PYYSQYND | Acuity Brands Lighting | Lithonia Lighting | LBL4-48L-XXX-SLD-LP835-XXXXXXX-XXXXX | Indoor Luminaires | Linear Ambient | Direct Linear Ambient Luminaires | Premium | FALSE | [9 empty] | 42086 | Dimmable | Stepped | Yes |  | 3 | 5209 | 111 | 47.105 | 17.75 | 0.93 | 3500 | 83
PBSPSBZQ | Acuity Brands Lighting | Lithonia Lighting | LBL4-40L-XXX-SLD-LP835-XXXXXXX-XXXXX | Indoor Luminaires | Linear Ambient | Direct Linear Ambient Luminaires | Premium | FALSE | [9 empty] | 42086 | Dimmable | Stepped | Yes |  | 3 | 4564 | 116 | 39.2 | 17.75 | 0.93 | 3500 | 83
PC6D5G1J | Acuity Brands Lighting | Lithonia Lighting | SBL4-40L-XXX-SLD-LP835-XXXXXXX-XXXXX | Indoor Luminaires | Linear Ambient | Direct Linear Ambient Luminaires | Premium | FALSE | [9 empty] | 42086 | Dimmable | Stepped | Yes |  | 3 | 4540 | 116 | 39.15 | 17.75 | 0.93 | 3500 | 83
P7FWHPBZ | Acuity Brands Lighting | Lithonia Lighting | SBL4-30L-XXX-SLD-LP835-XXXXXXX-XXXXX | Indoor Luminaires | Linear Ambient | Direct Linear Ambient Luminaires | Premium | FALSE | [9 empty] | 42086 | Dimmable | Stepped | Yes |  | 3 | 3167 | 116 | 27.42 | 17.75 | 0.93 | 3500 | 83
PGZPRTYG | Acuity Brands Lighting | Lithonia Lighting | LBL4-30L-XXX-SLD-LP835-XXXXXXX-XXXXX | Indoor Luminaires | Linear Ambient | Direct Linear Ambient Luminaires | Premium | FALSE | [9 empty] | 42086 | Dimmable | Stepped | Yes |  | 3 | 3092 | 112 | 27.485 | 17.75 | 0.93 | 3500 | 83
PFS5Q5WE | Acuity Brands Lighting | Lithonia Lighting | SBL4-72L-XXX-SLD-LP835-XXXXXXX-XXXXX | Indoor Luminaires | Linear Ambient | Direct Linear Ambient Luminaires | Standard | FALSE | [9 empty] | 42086 | Dimmable | Stepped | NotYetVerified |  | 3 | 7479 | 106 | 70.23 | 17.75 | 0.93 | 3500 | 83
PJ8SPC6J | Acuity Brands Lighting | Lithonia Lighting | LBL4-72L-XXX-SLD-LP835-XXXXXXX-XXXXX | Indoor Luminaires | Linear Ambient | Direct Linear Ambient Luminaires | Standard | FALSE | [9 empty] | 42086 | Dimmable | Stepped | NotYetVerified |  | 3 | 7373 | 105 | 70.265 | 17.75 | 0.93 | 3500 | 83
P4EM2X9E | Acuity Brands Lighting | Lithonia Lighting | SBL2-20L-XXX-SLD-LP835-XXXXXXX-XXXXX | Indoor Luminaires | Linear Ambient | Direct Linear Ambient Luminaires | Standard | FALSE | [9 empty] | 42086 | Dimmable | Stepped | NotYetVerified |  | 3 | 2408 | 106 | 22.75 | 17.75 | 0.93 | 3500 | 83
P7HQ11UD | Acuity Brands Lighting | Lithonia Lighting | LBL2-20L-XXX-SLD-LP835-XXXXXXX-XXXXX | Indoor Luminaires | Linear Ambient | Direct Linear Ambient Luminaires | Standard | FALSE | [9 empty] | 42086 | Dimmable | Stepped | NotYetVerified |  | 3 | 2246 | 100 | 22.455 | 17.75 | 0.93 | 3500 | 83
PT1KHFSM | Acuity Brands Lighting | Lithonia Lighting | SBL4-72L-XXX-EOHN-LP835-XXXXXXX-XXXXX | Indoor Luminaires | Linear Ambient | Direct Linear Ambient Luminaires | Standard | FALSE | [9 empty] | 42086 | Not Dimmable | Not Dimmable | NotYetVerified |  | 3 | 7479 | 106 | 70.23 | 17.75 | 0.93 | 3500 | 83
PYQ4FX1V | Acuity Brands Lighting | Lithonia Lighting | LBL4-72L-XXX-EOHN-LP835-XXXXXXX-XXXXX | Indoor Luminaires | Linear Ambient | Direct Linear Ambient Luminaires | Standard | FALSE | [9 empty] | 42086 | Not Dimmable | Not Dimmable | NotYetVerified |  | 3 | 7373 | 105 | 70.265 | 17.75 | 0.93 | 3500 | 83
PN6YVDZ8 | Acuity Brands Lighting | Lithonia Lighting | SBL2-XXX-LP835 | Indoor Luminaires | Linear Ambient | Direct Linear Ambient Luminaires | Standard | FALSE | [9 empty] | 42086 | Not Dimmable | Not Dimmable | NotYetVerified |  | 3 | 2408 | 106 | 22.75 | 17.75 | 0.93 | 3500 | 83
P9B3QYFD | Acuity Brands Lighting | Lithonia Lighting | SBL2-20L-XXX-EOHN-LP835-XXXXXXX-XXXXX | Indoor Luminaires | Linear Ambient | Direct Linear Ambient Luminaires | Standard | FALSE | [9 empty] | 42086 | Not Dimmable | Not Dimmable | NotYetVerified |  | 3 | 2408 | 106 | 22.75 | 17.75 | 0.93 | 3500 | 83
PZG8DZSW | Acuity Brands Lighting | Lithonia Lighting | LBL2-20L-XXX-EOHN-LP835-XXXXXXX-XXXXX | Indoor Luminaires | Linear Ambient | Direct Linear Ambient Luminaires | Standard | FALSE | [9 empty] | 42086 | Not Dimmable | Not Dimmable | NotYetVerified |  | 3 | 2246 | 100 | 22.455 | 17.75 | 0.93 | 3500 | 83
PJ7D8ASE | Acuity Brands Lighting | Lithonia Lighting | LBL2-XXX-LP835 | Indoor Luminaires | Linear Ambient | Direct Linear Ambient Luminaires | Standard | FALSE | [9 empty] | 42086 | Not Dimmable | Not Dimmable | NotYetVerified |  | 3 | 2246 | 100 | 22.455 | 17.75 | 0.93 | 3500 | 83
P5GKXY89 | Acuity Brands Lighting | Lithonia Lighting | LBL4W-80L-XXX-EOHN-LP835-XXXXXXX-XXXXX | Indoor Luminaires | Linear Ambient | Direct Linear Ambient Luminaires | Premium | FALSE | [9 empty] | 42086 | Not Dimmable | Not Dimmable | No |  | 3 | 8222 | 116 | 70.635 | 17.75 | 0.93 | 3500 | 83
PE81S9RD | Acuity Brands Lighting | Lithonia Lighting | LBL4W-65L-XXX-EOHN-LP835-XXXXXXX-XXXXX | Indoor Luminaires | Linear Ambient | Direct Linear Ambient Luminaires | Premium | FALSE | [9 empty] | 42086 | Not Dimmable | Not Dimmable | No |  | 3 | 6694 | 121 | 55.17 | 17.75 | 0.93 | 3500 | 83
PJCVZV46 | Acuity Brands Lighting | Lithonia Lighting | LBL4-60L-XXX-EOHN-LP835-XXXXXXX-XXXXX | Indoor Luminaires | Linear Ambient | Direct Linear Ambient Luminaires | Premium | FALSE | [9 empty] | 42086 | Not Dimmable | Not Dimmable | No |  | 3 | 6315 | 115 | 54.885 | 17.75 | 0.93 | 3500 | 83
PNEC6UC7 | Acuity Brands Lighting | Lithonia Lighting | SBL4-60L-XXX-EOHN-LP835-XXXXXXX-XXXXX | Indoor Luminaires | Linear Ambient | Direct Linear Ambient Luminaires | Premium | FALSE | [9 empty] | 42086 | Not Dimmable | Not Dimmable | No |  | 3 | 6313 | 115 | 54.875 | 17.75 | 0.93 | 3500 | 83
P9NAHA69 | Acuity Brands Lighting | Lithonia Lighting | SBL4-48L-XXX-EOHN-LP835-XXXXXXX-XXXXX | Indoor Luminaires | Linear Ambient | Direct Linear Ambient Luminaires | Premium | FALSE | [9 empty] | 42086 | Not Dimmable | Not Dimmable | No |  | 3 | 5269 | 112 | 47.115 | 17.75 | 0.93 | 3500 | 83
PKQRE348 | Acuity Brands Lighting | Lithonia Lighting | LBL4-48L-XXX-EOHN-LP835-XXXXXXX-XXXXX | Indoor Luminaires | Linear Ambient | Direct Linear Ambient Luminaires | Premium | FALSE | [9 empty] | 42086 | Not Dimmable | Not Dimmable | No |  | 3 | 5209 | 111 | 47.105 | 17.75 | 0.93 | 3500 | 83
PB8E8K9K | Acuity Brands Lighting | Lithonia Lighting | LBL4-40L-XXX-EOHN-LP835-XXXXXXX-XXXXX | Indoor Luminaires | Linear Ambient | Direct Linear Ambient Luminaires | Premium | FALSE | [9 empty] | 42086 | Not Dimmable | Not Dimmable | No |  | 3 | 4564 | 116 | 39.2 | 17.75 | 0.93 | 3500 | 83
PSR44KEA | Acuity Brands Lighting | Lithonia Lighting | SBL4-40L-XXX-EOHN-LP835-XXXXXXX-XXXXX | Indoor Luminaires | Linear Ambient | Direct Linear Ambient Luminaires | Premium | FALSE | [9 empty] | 42086 | Not Dimmable | Not Dimmable | No |  | 3 | 4540 | 116 | 39.15 | 17.75 | 0.93 | 3500 | 83
PFPMS9RG | Acuity Brands Lighting | Lithonia Lighting | SBL4-30L-XXX-EOHN-LP835-XXXXXXX-XXXXX | Indoor Luminaires | Linear Ambient | Direct Linear Ambient Luminaires | Premium | FALSE | [9 empty] | 42086 | Not Dimmable | Not Dimmable | No |  | 3 | 3167 | 116 | 27.42 | 17.75 | 0.93 | 3500 | 83
P8N79S77 | Acuity Brands Lighting | Lithonia Lighting | LBL4-30L-XXX-EOHN-LP835-XXXXXXX-XXXXX | Indoor Luminaires | Linear Ambient | Direct Linear Ambient Luminaires | Premium | FALSE | [9 empty] | 42086 | Not Dimmable | Not Dimmable | No |  | 3 | 3092 | 112 | 27.485 | 17.75 | 0.93 | 3500 | 83
PVEVBXMD | Acuity Brands Lighting | Lithonia Lighting | LBL4W-80L-XXX-EZ1-LP835-XXXXXXX-XXXXX | Indoor Luminaires | Linear Ambient | Direct Linear Ambient Luminaires | Premium | FALSE | [9 empty] | 42086 | Dimmable | Continuous Below 10 | Yes |  | 3 | 8222 | 116 | 70.635 | 17.75 | 0.93 | 3500 | 83
P31AARQ8 | Acuity Brands Lighting | Lithonia Lighting | LBL4W-65L-XXX-EZ1-LP835-XXXXXXX-XXXXX | Indoor Luminaires | Linear Ambient | Direct Linear Ambient Luminaires | Premium | FALSE | [9 empty] | 42086 | Dimmable | Continuous Below 10 | Yes |  | 3 | 6694 | 121 | 55.17 | 17.75 | 0.93 | 3500 | 83
PEDDG3B5 | Acuity Brands Lighting | Lithonia Lighting | LBL4-60L-XXX-EZ1-LP835-XXXXXXX-XXXXX | Indoor Luminaires | Linear Ambient | Direct Linear Ambient Luminaires | Premium | FALSE | [9 empty] | 42086 | Dimmable | Continuous Below 10 | Yes |  | 3 | 6315 | 115 | 54.885 | 17.75 | 0.93 | 3500 | 83
PW1CBK82 | Acuity Brands Lighting | Lithonia Lighting | SBL4-60L-XXX-EZ1-LP835-XXXXXXX-XXXXX | Indoor Luminaires | Linear Ambient | Direct Linear Ambient Luminaires | Premium | FALSE | [9 empty] | 42086 | Dimmable | Continuous Below 10 | Yes |  | 3 | 6313 | 115 | 54.875 | 17.75 | 0.93 | 3500 | 83
PFNZH26C | Acuity Brands Lighting | Lithonia Lighting | SBL4-48L-XXX-EZ1-LP835-XXXXXXX-XXXXX | Indoor Luminaires | Linear Ambient | Direct Linear Ambient Luminaires | Premium | FALSE | [9 empty] | 42086 | Dimmable | Continuous Below 10 | Yes |  | 3 | 5269 | 112 | 47.115 | 17.75 | 0.93 | 3500 | 83
PPM6NT62 | Acuity Brands Lighting | Lithonia Lighting | LBL4-48L-XXX-EZ1-LP835-XXXXXXX-XXXXX | Indoor Luminaires | Linear Ambient | Direct Linear Ambient Luminaires | Premium | FALSE | [9 empty] | 42086 | Dimmable | Continuous Below 10 | Yes |  | 3 | 5209 | 111 | 47.105 | 17.75 | 0.93 | 3500 | 83
PN16VYCT | Acuity Brands Lighting | Lithonia Lighting | LBL4-40L-XXX-EZ1-LP835-XXXXXXX-XXXXX | Indoor Luminaires | Linear Ambient | Direct Linear Ambient Luminaires | Premium | FALSE | [9 empty] | 42086 | Dimmable | Continuous Below 10 | Yes |  | 3 | 4564 | 116 | 39.2 | 17.75 | 0.93 | 3500 | 83
P35CT2UX | Acuity Brands Lighting | Lithonia Lighting | SBL4-40L-XXX-EZ1-LP835-XXXXXXX-XXXXX | Indoor Luminaires | Linear Ambient | Direct Linear Ambient Luminaires | Premium | FALSE | [9 empty] | 42086 | Dimmable | Continuous Below 10 | Yes |  | 3 | 4540 | 116 | 39.15 | 17.75 | 0.93 | 3500 | 83
PZ9UK7EN | Acuity Brands Lighting | Lithonia Lighting | SBL4-30L-XXX-EZ1-LP835-XXXXXXX-XXXXX | Indoor Luminaires | Linear Ambient | Direct Linear Ambient Luminaires | Premium | FALSE | [9 empty] | 42086 | Dimmable | Continuous Below 10 | Yes |  | 3 | 3167 | 116 | 27.42 | 17.75 | 0.93 | 3500 | 83
PVHBWB9T | Acuity Brands Lighting | Lithonia Lighting | LBL4-30L-XXX-EZ1-LP835-XXXXXXX-XXXXX | Indoor Luminaires | Linear Ambient | Direct Linear Ambient Luminaires | Premium | FALSE | [9 empty] | 42086 | Dimmable | Continuous Below 10 | Yes |  | 3 | 3092 | 112 | 27.485 | 17.75 | 0.93 | 3500 | 83
PYR2VP39 | Acuity Brands Lighting | Lithonia Lighting | SBL4-72L-XXX-EZ1-LP835-XXXXXXX-XXXXX | Indoor Luminaires | Linear Ambient | Direct Linear Ambient Luminaires | Standard | FALSE | [9 empty] | 42086 | Dimmable | Continuous Below 10 | NotYetVerified |  | 3 | 7479 | 106 | 70.23 | 17.75 | 0.93 | 3500 | 83
P7A8DN49 | Acuity Brands Lighting | Lithonia Lighting | LBL4-72L-XXX-EZ1-LP835-XXXXXXX-XXXXX | Indoor Luminaires | Linear Ambient | Direct Linear Ambient Luminaires | Standard | FALSE | [9 empty] | 42086 | Dimmable | Continuous Below 10 | NotYetVerified |  | 3 | 7373 | 105 | 70.265 | 17.75 | 0.93 | 3500 | 83
PJTSWWTC | Acuity Brands Lighting | Lithonia Lighting | SBL4-33L-XXX-GZ10-LP835-XXXXXXX-XXXXX | Indoor Luminaires | Linear Ambient | Direct Linear Ambient Luminaires | Standard | FALSE | [9 empty] | 42086 | Dimmable | Continuous Below 10 | NotYetVerified |  | 3 | 3310 | 107 | 30.875 | 17.75 | 0.93 | 3500 | 83
PZ2MQ4WG | Acuity Brands Lighting | Lithonia Lighting | LBL4-33L-XXX-GZ10-LP835-XXXXXXX-XXXXX | Indoor Luminaires | Linear Ambient | Direct Linear Ambient Luminaires | Standard | FALSE | [9 empty] | 42086 | Dimmable | Continuous Below 10 | NotYetVerified |  | 3 | 3294 | 107 | 30.865 | 17.75 | 0.93 | 3500 | 83
P5QDVBA7 | Acuity Brands Lighting | Lithonia Lighting | SBL2-30L-XXX-GZ10-LP835-XXXXXXX-XXXXX | Indoor Luminaires | Linear Ambient | Direct Linear Ambient Luminaires | Standard | FALSE | [9 empty] | 42086 | Dimmable | Continuous Below 10 | NotYetVerified |  | 3 | 3132 | 97 | 32.44 | 17.75 | 0.93 | 3500 | 83
PVE67S4T | Acuity Brands Lighting | Lithonia Lighting | LBL2-30L-XXX-GZ10-LP835-XXXXXXX-XXXXX | Indoor Luminaires | Linear Ambient | Direct Linear Ambient Luminaires | Standard | FALSE | [9 empty] | 42086 | Dimmable | Continuous Below 10 | NotYetVerified |  | 3 | 2942 | 91 | 32.445 | 17.75 | 0.93 | 3500 | 83
PDYRQPDZ | Acuity Brands Lighting | Lithonia Lighting | SBL2-20L-XXX-EZ1-LP835-XXXXXXX-XXXXX | Indoor Luminaires | Linear Ambient | Direct Linear Ambient Luminaires | Standard | FALSE | [9 empty] | 42086 | Dimmable | Continuous Below 10 | NotYetVerified |  | 3 | 2408 | 106 | 22.75 | 17.75 | 0.93 | 3500 | 83
P5EAFDF1 | Acuity Brands Lighting | Lithonia Lighting | LBL2-20L-XXX-EZ1-LP835-XXXXXXX-XXXXX | Indoor Luminaires | Linear Ambient | Direct Linear Ambient Luminaires | Standard | FALSE | [9 empty] | 42086 | Dimmable | Continuous Below 10 | NotYetVerified |  | 3 | 2246 | 100 | 22.455 | 17.75 | 0.93 | 3500 | 83
P43G55GC | Acuity Brands Lighting | Lithonia Lighting | LBL4-XXX-LP835 | Indoor Luminaires | Linear Ambient | Direct Linear Ambient Luminaires | Premium | FALSE | [9 empty] | 42086 | Dimmable | Continuous Below 10 | No |  | 3 | 4564 | 116 | 39.2 | 17.75 | 0.93 | 3500 | 83
PJYDVBMT | Acuity Brands Lighting | Lithonia Lighting | SBL4-XXX-LP835 | Indoor Luminaires | Linear Ambient | Direct Linear Ambient Luminaires | Premium | FALSE | [9 empty] | 42086 | Dimmable | Continuous Below 10 | No |  | 3 | 4540 | 116 | 39.15 | 17.75 | 0.93 | 3500 | 83
P1QWXZZQ | Acuity Brands Lighting | Lithonia Lighting | SBL2-20L-XXX-SLD-LP830-XXXXXXX-XXXXX | Indoor Luminaires | Linear Ambient | Direct Linear Ambient Luminaires | Standard | FALSE | [9 empty] | 42086 | Dimmable | Stepped | NotYetVerified |  | 3 | 2359 | 103 | 22.8 | 17.75 | 0.93 | 3061 | 83
PY77Z5K3 | Acuity Brands Lighting | Lithonia Lighting | SBL2-20L-XXX-EOHN-LP830-XXXXXXX-XXXXX | Indoor Luminaires | Linear Ambient | Direct Linear Ambient Luminaires | Standard | FALSE | [9 empty] | 42086 | Not Dimmable | Not Dimmable | NotYetVerified |  | 3 | 2359 | 103 | 22.8 | 17.75 | 0.93 | 3061 | 83
PB8FKJ7G | Acuity Brands Lighting | Lithonia Lighting | SBL2-20L-XXX-EZ1-LP830-XXXXXXX-XXXXX | Indoor Luminaires | Linear Ambient | Direct Linear Ambient Luminaires | Standard | FALSE | [9 empty] | 42086 | Dimmable | Continuous Below 10 | NotYetVerified |  | 3 | 2359 | 103 | 22.8 | 17.75 | 0.93 | 3061 | 83
PAYJCVV6 | Acuity Brands Lighting | Lithonia Lighting | SBL2-30L-XXX-GZ10-LP830-XXXXXXX-XXXXX | Indoor Luminaires | Linear Ambient | Direct Linear Ambient Luminaires | Standard | FALSE | [9 empty] | 42086 | Dimmable | Continuous Below 10 | NotYetVerified |  | 3 | 3068 | 94 | 32.75 | 17.75 | 0.93 | 3058 | 83
PBN7TEGR | Acuity Brands Lighting | Lithonia Lighting | LBL4-30L-XXX-SLD-LP830-XXXXXXX-XXXXX | Indoor Luminaires | Linear Ambient | Direct Linear Ambient Luminaires | Premium | FALSE | [9 empty] | 42086 | Dimmable | Stepped | Yes |  | 3 | 3029 | 111 | 27.25 | 17.75 | 0.93 | 3043 | 83
P2W7FYKC | Acuity Brands Lighting | Lithonia Lighting | SBL4-72L-XXX-SLD-LP830-XXXXXXX-XXXXX | Indoor Luminaires | Linear Ambient | Direct Linear Ambient Luminaires | Standard | FALSE | [9 empty] | 42086 | Dimmable | Stepped | NotYetVerified |  | 3 | 7327 | 105 | 70.08 | 17.75 | 0.93 | 3043 | 83
PXWMBBVF | Acuity Brands Lighting | Lithonia Lighting | SBL4-72L-XXX-EOHN-LP830-XXXXXXX-XXXXX | Indoor Luminaires | Linear Ambient | Direct Linear Ambient Luminaires | Standard | FALSE | [9 empty] | 42086 | Not Dimmable | Not Dimmable | NotYetVerified |  | 3 | 7327 | 105 | 70.08 | 17.75 | 0.93 | 3043 | 83
P7AVQ29M | Acuity Brands Lighting | Lithonia Lighting | LBL4-30L-XXX-EOHN-LP830-XXXXXXX-XXXXX | Indoor Luminaires | Linear Ambient | Direct Linear Ambient Luminaires | Premium | FALSE | [9 empty] | 42086 | Not Dimmable | Not Dimmable | No |  | 3 | 3029 | 111 | 27.25 | 17.75 | 0.93 | 3043 | 83
PW4SNQHA | Acuity Brands Lighting | Lithonia Lighting | LBL4-30L-XXX-EZ1-LP830-XXXXXXX-XXXXX | Indoor Luminaires | Linear Ambient | Direct Linear Ambient Luminaires | Premium | FALSE | [9 empty] | 42086 | Dimmable | Continuous Below 10 | Yes |  | 3 | 3029 | 111 | 27.25 | 17.75 | 0.93 | 3043 | 83
PCSDAH6R | Acuity Brands Lighting | Lithonia Lighting | SBL4-72L-XXX-EZ1-LP830-XXXXXXX-XXXXX | Indoor Luminaires | Linear Ambient | Direct Linear Ambient Luminaires | Standard | FALSE | [9 empty] | 42086 | Dimmable | Continuous Below 10 | NotYetVerified |  | 3 | 7327 | 105 | 70.08 | 17.75 | 0.93 | 3043 | 83
P6AQ6G2B | Acuity Brands Lighting | Lithonia Lighting | SBL4-30L-XXX-SLD-LP830-XXXXXXX-XXXXX | Indoor Luminaires | Linear Ambient | Direct Linear Ambient Luminaires | Premium | FALSE | [9 empty] | 42086 | Dimmable | Stepped | Yes |  | 3 | 3103 | 114 | 27.24 | 17.75 | 0.93 | 3042 | 83
PWQ2NJT5 | Acuity Brands Lighting | Lithonia Lighting | SBL4-30L-XXX-EOHN-LP830-XXXXXXX-XXXXX | Indoor Luminaires | Linear Ambient | Direct Linear Ambient Luminaires | Premium | FALSE | [9 empty] | 42086 | Not Dimmable | Not Dimmable | No |  | 3 | 3103 | 114 | 27.24 | 17.75 | 0.93 | 3042 | 83
PNZS9AJQ | Acuity Brands Lighting | Lithonia Lighting | SBL4-30L-XXX-EZ1-LP830-XXXXXXX-XXXXX | Indoor Luminaires | Linear Ambient | Direct Linear Ambient Luminaires | Premium | FALSE | [9 empty] | 42086 | Dimmable | Continuous Below 10 | Yes |  | 3 | 3103 | 114 | 27.24 | 17.75 | 0.93 | 3042 | 83
P5E279A7 | Acuity Brands Lighting | Lithonia Lighting | SBL4-33L-XXX-GZ10-LP830-XXXXXXX-XXXXX | Indoor Luminaires | Linear Ambient | Direct Linear Ambient Luminaires | Standard | FALSE | [9 empty] | 42086 | Dimmable | Continuous Below 10 | NotYetVerified |  | 3 | 3243 | 105 | 30.81 | 17.75 | 0.93 | 3042 | 83
PWGB3MZP | Acuity Brands Lighting | Lithonia Lighting | SBL4-40L-XXX-SLD-LP830-XXXXXXX-XXXXX | Indoor Luminaires | Linear Ambient | Direct Linear Ambient Luminaires | Premium | FALSE | [9 empty] | 42086 | Dimmable | Stepped | Yes |  | 3 | 4448 | 113 | 39.4 | 17.75 | 0.93 | 3041 | 83
PMPPQSQ1 | Acuity Brands Lighting | Lithonia Lighting | LBL4-72L-XXX-SLD-LP830-XXXXXXX-XXXXX | Indoor Luminaires | Linear Ambient | Direct Linear Ambient Luminaires | Standard | FALSE | [9 empty] | 42086 | Dimmable | Stepped | NotYetVerified |  | 3 | 7223 | 103 | 70.21 | 17.75 | 0.93 | 3041 | 83
PW6K6SHM | Acuity Brands Lighting | Lithonia Lighting | LBL2-20L-XXX-SLD-LP830-XXXXXXX-XXXXX | Indoor Luminaires | Linear Ambient | Direct Linear Ambient Luminaires | Standard | FALSE | [9 empty] | 42086 | Dimmable | Stepped | NotYetVerified |  | 3 | 2200 | 99 | 22.18 | 17.75 | 0.93 | 3041 | 83
PFVMU5NG | Acuity Brands Lighting | Lithonia Lighting | LBL4-72L-XXX-EOHN-LP830-XXXXXXX-XXXXX | Indoor Luminaires | Linear Ambient | Direct Linear Ambient Luminaires | Standard | FALSE | [9 empty] | 42086 | Not Dimmable | Not Dimmable | NotYetVerified |  | 3 | 7223 | 103 | 70.21 | 17.75 | 0.93 | 3041 | 83
P7UWMNHF | Acuity Brands Lighting | Lithonia Lighting | LBL2-20L-XXX-EOHN-LP830-XXXXXXX-XXXXX | Indoor Luminaires | Linear Ambient | Direct Linear Ambient Luminaires | Standard | FALSE | [9 empty] | 42086 | Not Dimmable | Not Dimmable | NotYetVerified |  | 3 | 2200 | 99 | 22.18 | 17.75 | 0.93 | 3041 | 83
PUM261ZM | Acuity Brands Lighting | Lithonia Lighting | SBL4-40L-XXX-EOHN-LP830-XXXXXXX-XXXXX | Indoor Luminaires | Linear Ambient | Direct Linear Ambient Luminaires | Premium | FALSE | [9 empty] | 42086 | Not Dimmable | Not Dimmable | No |  | 3 | 4448 | 113 | 39.4 | 17.75 | 0.93 | 3041 | 83
P4225SWV | Acuity Brands Lighting | Lithonia Lighting | SBL4-40L-XXX-EZ1-LP830-XXXXXXX-XXXXX | Indoor Luminaires | Linear Ambient | Direct Linear Ambient Luminaires | Premium | FALSE | [9 empty] | 42086 | Dimmable | Continuous Below 10 | Yes |  | 3 | 4448 | 113 | 39.4 | 17.75 | 0.93 | 3041 | 83
P8ZB4RF1 | Acuity Brands Lighting | Lithonia Lighting | SBL4-60L-XXX-SLD-LP830-XXXXXXX-XXXXX | Indoor Luminaires | Linear Ambient | Direct Linear Ambient Luminaires | Premium | FALSE | [9 empty] | 42086 | Dimmable | Stepped | Yes |  | 3 | 6185 | 112 | 55.12 | 17.75 | 0.93 | 3040 | 83
PF54D6DA | Acuity Brands Lighting | Lithonia Lighting | SBL4-48L-XXX-SLD-LP830-XXXXXXX-XXXXX | Indoor Luminaires | Linear Ambient | Direct Linear Ambient Luminaires | Premium | FALSE | [9 empty] | 42086 | Dimmable | Stepped | Yes |  | 3 | 5162 | 109 | 47.56 | 17.75 | 0.93 | 3040 | 83
PNZV9TPH | Acuity Brands Lighting | Lithonia Lighting | LBL4-40L-XXX-SLD-LP830-XXXXXXX-XXXXX | Indoor Luminaires | Linear Ambient | Direct Linear Ambient Luminaires | Premium | FALSE | [9 empty] | 42086 | Dimmable | Stepped | Yes |  | 3 | 4471 | 113 | 39.4 | 17.75 | 0.93 | 3040 | 83
PNV1M8ZS | Acuity Brands Lighting | Lithonia Lighting | SBL4-60L-XXX-EOHN-LP830-XXXXXXX-XXXXX | Indoor Luminaires | Linear Ambient | Direct Linear Ambient Luminaires | Premium | FALSE | [9 empty] | 42086 | Not Dimmable | Not Dimmable | No |  | 3 | 6185 | 112 | 55.12 | 17.75 | 0.93 | 3040 | 83
PP1Q4J79 | Acuity Brands Lighting | Lithonia Lighting | SBL4-48L-XXX-EOHN-LP830-XXXXXXX-XXXXX | Indoor Luminaires | Linear Ambient | Direct Linear Ambient Luminaires | Premium | FALSE | [9 empty] | 42086 | Not Dimmable | Not Dimmable | No |  | 3 | 5162 | 109 | 47.56 | 17.75 | 0.93 | 3040 | 83
PT8B9EBJ | Acuity Brands Lighting | Lithonia Lighting | LBL4-40L-XXX-EOHN-LP830-XXXXXXX-XXXXX | Indoor Luminaires | Linear Ambient | Direct Linear Ambient Luminaires | Premium | FALSE | [9 empty] | 42086 | Not Dimmable | Not Dimmable | No |  | 3 | 4471 | 113 | 39.4 | 17.75 | 0.93 | 3040 | 83
PT6YACXW | Acuity Brands Lighting | Lithonia Lighting | SBL4-60L-XXX-EZ1-LP830-XXXXXXX-XXXXX | Indoor Luminaires | Linear Ambient | Direct Linear Ambient Luminaires | Premium | FALSE | [9 empty] | 42086 | Dimmable | Continuous Below 10 | Yes |  | 3 | 6185 | 112 | 55.12 | 17.75 | 0.93 | 3040 | 83
PRPQPP79 | Acuity Brands Lighting | Lithonia Lighting | SBL4-48L-XXX-EZ1-LP830-XXXXXXX-XXXXX | Indoor Luminaires | Linear Ambient | Direct Linear Ambient Luminaires | Premium | FALSE | [9 empty] | 42086 | Dimmable | Continuous Below 10 | Yes |  | 3 | 5162 | 109 | 47.56 | 17.75 | 0.93 | 3040 | 83
PKY61XP4 | Acuity Brands Lighting | Lithonia Lighting | LBL4-40L-XXX-EZ1-LP830-XXXXXXX-XXXXX | Indoor Luminaires | Linear Ambient | Direct Linear Ambient Luminaires | Premium | FALSE | [9 empty] | 42086 | Dimmable | Continuous Below 10 | Yes |  | 3 | 4471 | 113 | 39.4 | 17.75 | 0.93 | 3040 | 83
PE2FXHQ6 | Acuity Brands Lighting | Lithonia Lighting | LBL4-48L-XXX-SLD-LP830-XXXXXXX-XXXXX | Indoor Luminaires | Linear Ambient | Direct Linear Ambient Luminaires | Premium | FALSE | [9 empty] | 42086 | Dimmable | Stepped | Yes |  | 3 | 5103 | 107 | 47.56 | 17.75 | 0.93 | 3038 | 83
PJQ7Q63J | Acuity Brands Lighting | Lithonia Lighting | LBL4-48L-XXX-EOHN-LP830-XXXXXXX-XXXXX | Indoor Luminaires | Linear Ambient | Direct Linear Ambient Luminaires | Premium | FALSE | [9 empty] | 42086 | Not Dimmable | Not Dimmable | No |  | 3 | 5103 | 107 | 47.56 | 17.75 | 0.93 | 3038 | 83
P8UYP9KT | Acuity Brands Lighting | Lithonia Lighting | LBL4-33L-XXX-GZ10-LP830-XXXXXXX-XXXXX | Indoor Luminaires | Linear Ambient | Direct Linear Ambient Luminaires | Standard | FALSE | [9 empty] | 42086 | Dimmable | Continuous Below 10 | NotYetVerified |  | 3 | 3227 | 105 | 30.79 | 17.75 | 0.93 | 3036 | 83
PRNKY6BX | Acuity Brands Lighting | Lithonia Lighting | LBL4-60L-XXX-SLD-LP830-XXXXXXX-XXXXX | Indoor Luminaires | Linear Ambient | Direct Linear Ambient Luminaires | Premium | FALSE | [9 empty] | 42086 | Dimmable | Stepped | Yes |  | 3 | 6187 | 112 | 55.13 | 17.75 | 0.93 | 3034 | 83
PE99H6QU | Acuity Brands Lighting | Lithonia Lighting | LBL4-60L-XXX-EOHN-LP830-XXXXXXX-XXXXX | Indoor Luminaires | Linear Ambient | Direct Linear Ambient Luminaires | Premium | FALSE | [9 empty] | 42086 | Not Dimmable | Not Dimmable | No |  | 3 | 6187 | 112 | 55.13 | 17.75 | 0.93 | 3034 | 83
P8Y4E878 | Acuity Brands Lighting | Lithonia Lighting | LBL4-60L-XXX-EZ1-LP830-XXXXXXX-XXXXX | Indoor Luminaires | Linear Ambient | Direct Linear Ambient Luminaires | Premium | FALSE | [9 empty] | 42086 | Dimmable | Continuous Below 10 | Yes |  | 3 | 6187 | 112 | 55.13 | 17.75 | 0.93 | 3034 | 83
PJ9GE168 | Acuity Brands Lighting | Lithonia Lighting | LBL4W-80L-XXX-SLD-LP830-XXXXXXX-XXXXX | Indoor Luminaires | Linear Ambient | Direct Linear Ambient Luminaires | Premium | FALSE | [9 empty] | 42086 | Dimmable | Stepped | Yes |  | 3 | 8055 | 114 | 70.52 | 17.75 | 0.93 | 3024 | 83
PUSW1HGW | Acuity Brands Lighting | Lithonia Lighting | LBL4W-65L-XXX-SLD-LP830-XXXXXXX-XXXXX | Indoor Luminaires | Linear Ambient | Direct Linear Ambient Luminaires | Premium | FALSE | [9 empty] | 42086 | Dimmable | Stepped | Yes |  | 3 | 6558 | 118 | 55.65 | 17.75 | 0.93 | 3024 | 83
PCUN69RE | Acuity Brands Lighting | Lithonia Lighting | LBL4W-80L-XXX-EOHN-LP830-XXXXXXX-XXXXX | Indoor Luminaires | Linear Ambient | Direct Linear Ambient Luminaires | Premium | FALSE | [9 empty] | 42086 | Not Dimmable | Not Dimmable | No |  | 3 | 8055 | 114 | 70.52 | 17.75 | 0.93 | 3024 | 83
PYDV2A1U | Acuity Brands Lighting | Lithonia Lighting | LBL4W-65L-XXX-EOHN-LP830-XXXXXXX-XXXXX | Indoor Luminaires | Linear Ambient | Direct Linear Ambient Luminaires | Premium | FALSE | [9 empty] | 42086 | Not Dimmable | Not Dimmable | No |  | 3 | 6558 | 118 | 55.65 | 17.75 | 0.93 | 3024 | 83
PKYXJ6NU | Acuity Brands Lighting | Lithonia Lighting | LBL4W-80L-XXX-EZ1-LP830-XXXXXXX-XXXXX | Indoor Luminaires | Linear Ambient | Direct Linear Ambient Luminaires | Premium | FALSE | [9 empty] | 42086 | Dimmable | Continuous Below 10 | Yes |  | 3 | 8055 | 114 | 70.52 | 17.75 | 0.93 | 3024 | 83
PFE3FX6U | Acuity Brands Lighting | Lithonia Lighting | LBL4W-65L-XXX-EZ1-LP830-XXXXXXX-XXXXX | Indoor Luminaires | Linear Ambient | Direct Linear Ambient Luminaires | Premium | FALSE | [9 empty] | 42086 | Dimmable | Continuous Below 10 | Yes |  | 3 | 6558 | 118 | 55.65 | 17.75 | 0.93 | 3024 | 83
PB3UMS8W | Lumato Lighting | LUMATO LIGHTING | SQ2-4-H-72-12-40-8-W-T1 | Indoor Luminaires | Linear Ambient | Linear Ambient Luminaires w/ Indirect component | Standard | FALSE | [9 empty] | 42086 | Dimmable | Continuous Below 10 | NotYetVerified |  | 3 | 4927 | 103 | 47.8 | 6.6 | 0.99 | 4000 | 81
PUKPHCK5 | Lumato Lighting | LUMATO LIGHTING | SQ2-4-H-72-12-35-8-W-T1 | Indoor Luminaires | Linear Ambient | Linear Ambient Luminaires w/ Indirect component | Standard | FALSE | [9 empty] | 42086 | Dimmable | Continuous Below 10 | NotYetVerified |  | 3 | 4830 | 101 | 47.8 | 6.6 | 0.99 | 3500 | 81
PW29Z9D6 | Hubbell Lighting | Columbia Lighting | LCL4-30ML-EDU | Indoor Luminaires | Linear Ambient | Direct Linear Ambient Luminaires | Standard | TRUE | 4994 | 100.5 | 49.7 | 8.1 | 0.978 | 3144 | 83.19 | 5 | 50000 | 42083 |  |  | NotYetVerified |  | 3 | 4994 | 100.5 | 49.7 | 8.8 | 0.976 | 3144 | 83.2
PBQE9Z66 | Hubbell Lighting | Columbia Lighting | LCL4-30LW-EU | Indoor Luminaires | Linear Ambient | Direct Linear Ambient Luminaires | Standard | TRUE | 2595 | 101 | 25.7 | 8.1 | 0.978 | 3144 | 83.19 | 5 | 50000 | 42083 |  |  | NotYetVerified |  | 3 | 2595 | 101 | 25.7 | 8.8 | 0.976 | 3144 | 83.2
PQPTXXRZ | Hubbell Lighting | Columbia Lighting | LCL4-40HL-EU | Indoor Luminaires | Linear Ambient | Direct Linear Ambient Luminaires | Standard | FALSE | [9 empty] | 42083 |  |  | NotYetVerified |  | 3 | 6274 | 109.9 | 57.1 | 8.6 | 0.976 | 4159 | 84.6
P1QFQEMB | Hubbell Lighting | Columbia Lighting | LCL4-40ML-EU | Indoor Luminaires | Linear Ambient | Direct Linear Ambient Luminaires | Standard | FALSE | [9 empty] | 42083 |  |  | NotYetVerified |  | 3 | 5107 | 109.1 | 46.8 | 8.6 | 0.976 | 4159 | 84.6
PB8XZPZJ | Hubbell Lighting | Columbia Lighting | LCL4-40LW-EU | Indoor Luminaires | Linear Ambient | Direct Linear Ambient Luminaires | Standard | FALSE | [9 empty] | 42083 |  |  | NotYetVerified |  | 3 | 2644 | 117 | 22.6 | 8.6 | 0.976 | 4159 | 84.6
P2FAAE8D | Hubbell Lighting | Columbia Lighting | LCL4-40HL-EDU | Indoor Luminaires | Linear Ambient | Direct Linear Ambient Luminaires | Standard | FALSE | [9 empty] | 42083 |  |  | NotYetVerified |  | 3 | 6274 | 109.9 | 57.1 | 8.6 | 0.976 | 4159 | 84.6
PADT61GN | Hubbell Lighting | Columbia Lighting | LCL4-40ML-EDU | Indoor Luminaires | Linear Ambient | Direct Linear Ambient Luminaires | Standard | FALSE | [9 empty] | 42083 |  |  | NotYetVerified |  | 3 | 5107 | 109.1 | 46.8 | 8.6 | 0.976 | 4159 | 84.6
PD8JC1GX | Hubbell Lighting | Columbia Lighting | LCL4-40LW-EDU | Indoor Luminaires | Linear Ambient | Direct Linear Ambient Luminaires | Standard | FALSE | [9 empty] | 42083 |  |  | NotYetVerified |  | 3 | 2644 | 117 | 23 | 8.6 | 0.976 | 4159 | 84.6
PHUR6U3H | Hubbell Lighting | Columbia Lighting | LCL4-35HL-EU | Indoor Luminaires | Linear Ambient | Direct Linear Ambient Luminaires | Standard | FALSE | [9 empty] | 42083 |  |  | NotYetVerified |  | 3 | 5788 | 101 | 57.3 | 8.7 | 0.976 | 3659 | 83.9
PYEJZ292 | Hubbell Lighting | Columbia Lighting | LCL4-35ML-EU | Indoor Luminaires | Linear Ambient | Direct Linear Ambient Luminaires | Standard | FALSE | [9 empty] | 42083 |  |  | NotYetVerified |  | 3 | 4895 | 104.1 | 47 | 8.7 | 0.976 | 3659 | 83.9
PPRJ539U | Hubbell Lighting | Columbia Lighting | LCL4-35LW-EU | Indoor Luminaires | Linear Ambient | Direct Linear Ambient Luminaires | Standard | FALSE | [9 empty] | 42083 |  |  | NotYetVerified |  | 3 | 2520 | 111 | 22.7 | 8.7 | 0.976 | 3659 | 83.9
PK15FDNK | Hubbell Lighting | Columbia Lighting | LCL4-35HL-EDU | Indoor Luminaires | Linear Ambient | Direct Linear Ambient Luminaires | Standard | FALSE | [9 empty] | 42083 |  |  | NotYetVerified |  | 3 | 5788 | 101 | 57.3 | 8.7 | 0.976 | 3659 | 83.9
P114ZP5G | Hubbell Lighting | Columbia Lighting | LCL4-35ML-EDU | Indoor Luminaires | Linear Ambient | Direct Linear Ambient Luminaires | Standard | FALSE | [9 empty] | 42083 |  |  | NotYetVerified |  | 3 | 4895 | 104.1 | 47 | 8.7 | 0.976 | 3659 | 83.9
PKVUQQTQ | Hubbell Lighting | Columbia Lighting | LCL4-35LW-EDU | Indoor Luminaires | Linear Ambient | Direct Linear Ambient Luminaires | Standard | FALSE | [9 empty] | 42083 |  |  | NotYetVerified |  | 3 | 2520 | 111 | 22.7 | 8.7 | 0.976 | 3659 | 83.9
PWWTCD6E | Hubbell Lighting | Columbia Lighting | LCL4-30HL-EU | Indoor Luminaires | Linear Ambient | Direct Linear Ambient Luminaires | Standard | FALSE | [9 empty] | 42083 |  |  | NotYetVerified |  | 3 | 6076 | 110.7 | 54.9 | 8.8 | 0.976 | 3144 | 83.2
PET2Q1J2 | Hubbell Lighting | Columbia Lighting | LCL4-30ML-EU | Indoor Luminaires | Linear Ambient | Direct Linear Ambient Luminaires | Standard | FALSE | [9 empty] | 42083 |  |  | NotYetVerified |  | 3 | 4994 | 100.5 | 49.7 | 8.8 | 0.976 | 3144 | 83.2
P7JG94Z8 | Hubbell Lighting | Columbia Lighting | LCL4-30HL-EDU | Indoor Luminaires | Linear Ambient | Direct Linear Ambient Luminaires | Standard | FALSE | [9 empty] | 42083 |  |  | NotYetVerified |  | 3 | 6076 | 110.7 | 54.9 | 8.8 | 0.976 | 3144 | 83.2
PNNH64K9 | Hubbell Lighting | Columbia Lighting | LCL4-30LW-EDU | Indoor Luminaires | Linear Ambient | Direct Linear Ambient Luminaires | Standard | FALSE | [9 empty] | 42083 |  |  | NotYetVerified |  | 3 | 2595 | 101 | 25.7 | 8.8 | 0.976 | 3144 | 83.2
PZER24BZ | American Green Lights LLC | PerformalUX | SL-4L-96-50 | Indoor Luminaires | Linear Ambient | Direct Linear Ambient Luminaires | Standard | TRUE | 9418.69 | 98 | 95.69 | 12 | 0.91 | 5210 | 94 | 5 | 100000 | 42082 |  |  | NotYetVerified |  | 3 | 9418.69 | 98 | 95.69 | 14 | 0.99 | 5243 | 95
P1M3QHB1 | American Green Lights LLC | PerformalUX | SL-4L-24-50 | Indoor Luminaires | Linear Ambient | Direct Linear Ambient Luminaires | Standard | TRUE | 2388.74 | 104 | 23.06 | 12 | 0.91 | 5210 | 94 | 5 | 100000 | 42082 |  |  | NotYetVerified |  | 3 | 2388.74 | 104 | 23.06 | 12 | 0.99 | 5210 | 94
PX3SU7BC | Hubbell Lighting | Columbia Lighting | LCS8-50VL-EU | Indoor Luminaires | Linear Ambient | Direct Linear Ambient Luminaires | Standard | FALSE | [9 empty] | 42082 |  |  | NotYetVerified |  | 3 | 24000 | 114.3 | 210 | 17 | 0.94 | 4978 | 80
P43Z6YUX | Hubbell Lighting | Columbia Lighting | LCS8-50HL-EU | Indoor Luminaires | Linear Ambient | Direct Linear Ambient Luminaires | Standard | FALSE | [9 empty] | 42082 |  |  | NotYetVerified |  | 3 | 13600 | 113.3 | 120 | 16.9 | 0.94 | 4978 | 80
P44MZ7Q4 | Hubbell Lighting | Columbia Lighting | LCS8-50LW-EU | Indoor Luminaires | Linear Ambient | Direct Linear Ambient Luminaires | Standard | FALSE | [9 empty] | 42082 |  |  | NotYetVerified |  | 3 | 6000 | 120 | 50 | 16.5 | 0.94 | 4978 | 80
PJPQANYW | Hubbell Lighting | Columbia Lighting | LCS8-50ML-EU | Indoor Luminaires | Linear Ambient | Direct Linear Ambient Luminaires | Standard | FALSE | [9 empty] | 42082 |  |  | NotYetVerified |  | 3 | 11164 | 111.6 | 100 | 16.9 | 0.95 | 4978 | 79.86
PQWTGJNY | Hubbell Lighting | Columbia Lighting | LCS8-50VL-EDU | Indoor Luminaires | Linear Ambient | Direct Linear Ambient Luminaires | Standard | FALSE | [9 empty] | 42082 |  |  | NotYetVerified |  | 3 | 24000 | 114.3 | 210 | 17 | 0.94 | 4978 | 80
PGVDASMB | Hubbell Lighting | Columbia Lighting | LCS8-50HL-EDU | Indoor Luminaires | Linear Ambient | Direct Linear Ambient Luminaires | Standard | FALSE | [9 empty] | 42082 |  |  | NotYetVerified |  | 3 | 13600 | 113.3 | 120 | 16.9 | 0.94 | 4978 | 80
PD3D6D4H | Hubbell Lighting | Columbia Lighting | LCS8-50LW-EDU | Indoor Luminaires | Linear Ambient | Direct Linear Ambient Luminaires | Standard | FALSE | [9 empty] | 42082 |  |  | NotYetVerified |  | 3 | 6000 | 120 | 50 | 16.5 | 0.94 | 4978 | 80
P6ZV6PSR | Hubbell Lighting | Columbia Lighting | LCS8-50ML-EDU | Indoor Luminaires | Linear Ambient | Direct Linear Ambient Luminaires | Standard | FALSE | [9 empty] | 42082 |  |  | NotYetVerified |  | 3 | 11164 | 111.6 | 100 | 16.9 | 0.95 | 4978 | 79.86
P7WV4NX8 | Hubbell Lighting | Columbia Lighting | LCS8-40VL-EU | Indoor Luminaires | Linear Ambient | Direct Linear Ambient Luminaires | Standard | FALSE | [9 empty] | 42082 |  |  | NotYetVerified |  | 3 | 22820 | 108.6 | 210 | 17 | 0.94 | 4131 | 80
PAYKSWXY | Hubbell Lighting | Columbia Lighting | LCS8-40HL-EU | Indoor Luminaires | Linear Ambient | Direct Linear Ambient Luminaires | Standard | FALSE | [9 empty] | 42082 |  |  | NotYetVerified |  | 3 | 13512 | 112.4 | 120 | 16.9 | 0.94 | 4131 | 80
PPFGY9F9 | Hubbell Lighting | Columbia Lighting | LCS8-40ML-EU | Indoor Luminaires | Linear Ambient | Direct Linear Ambient Luminaires | Standard | FALSE | [9 empty] | 42082 |  |  | NotYetVerified |  | 3 | 11760 | 117.6 | 100 | 16.9 | 0.94 | 4131 | 80
PQQSK6FJ | Hubbell Lighting | Columbia Lighting | LCS8-40LW-EU | Indoor Luminaires | Linear Ambient | Direct Linear Ambient Luminaires | Standard | FALSE | [9 empty] | 42082 |  |  | NotYetVerified |  | 3 | 6140 | 122.8 | 50 | 16.5 | 0.94 | 4131 | 80
P7SSF69H | Hubbell Lighting | Columbia Lighting | LCS8-40VL-EDU | Indoor Luminaires | Linear Ambient | Direct Linear Ambient Luminaires | Standard | FALSE | [9 empty] | 42082 |  |  | NotYetVerified |  | 3 | 22820 | 108.6 | 210 | 17 | 0.94 | 4131 | 80
PW8SQWU2 | Hubbell Lighting | Columbia Lighting | LCS8-40HL-EDU | Indoor Luminaires | Linear Ambient | Direct Linear Ambient Luminaires | Standard | FALSE | [9 empty] | 42082 |  |  | NotYetVerified |  | 3 | 13512 | 112.4 | 120 | 16.9 | 0.94 | 4131 | 80
P2QMF7BK | Hubbell Lighting | Columbia Lighting | LCS8-40ML-EDU | Indoor Luminaires | Linear Ambient | Direct Linear Ambient Luminaires | Standard | FALSE | [9 empty] | 42082 |  |  | NotYetVerified |  | 3 | 11760 | 117.6 | 100 | 16.9 | 0.94 | 4131 | 80
PCYQ81Y3 | Hubbell Lighting | Columbia Lighting | LCS8-40LW-EDU | Indoor Luminaires | Linear Ambient | Direct Linear Ambient Luminaires | Standard | FALSE | [9 empty] | 42082 |  |  | NotYetVerified |  | 3 | 6140 | 122.8 | 50 | 16.5 | 0.94 | 4131 | 80
PABPWURZ | Hubbell Lighting | Columbia Lighting | LCS8-35LW-EU | Indoor Luminaires | Linear Ambient | Direct Linear Ambient Luminaires | Standard | FALSE | [9 empty] | 42082 |  |  | NotYetVerified |  | 3 | 5738 | 114.76 | 50 | 16.9 | 0.94 | 3659 | 84.07
PB39FTDB | Hubbell Lighting | Columbia Lighting | LCS8-35VL-EU | Indoor Luminaires | Linear Ambient | Direct Linear Ambient Luminaires | Standard | FALSE | [9 empty] | 42082 |  |  | NotYetVerified |  | 3 | 21822 | 103.2 | 211.4 | 17 | 0.94 | 3659 | 80
PHHKA243 | Hubbell Lighting | Columbia Lighting | LCS8-35HL-EU | Indoor Luminaires | Linear Ambient | Direct Linear Ambient Luminaires | Standard | FALSE | [9 empty] | 42082 |  |  | NotYetVerified |  | 3 | 12102 | 101 | 120 | 16.9 | 0.94 | 3659 | 80
PXSE4KVC | Hubbell Lighting | Columbia Lighting | LCS8-35ML-EU | Indoor Luminaires | Linear Ambient | Direct Linear Ambient Luminaires | Standard | FALSE | [9 empty] | 42082 |  |  | NotYetVerified |  | 3 | 11324 | 109.3 | 103.6 | 16.5 | 0.94 | 3659 | 80
PB1XJ9ZE | Hubbell Lighting | Columbia Lighting | LCS8-35LW-EDU | Indoor Luminaires | Linear Ambient | Direct Linear Ambient Luminaires | Standard | FALSE | [9 empty] | 42082 |  |  | NotYetVerified |  | 3 | 5738 | 114.76 | 50 | 16.9 | 0.94 | 3659 | 84.07
P358YDKX | Hubbell Lighting | Columbia Lighting | LCS8-35VL-EDU | Indoor Luminaires | Linear Ambient | Direct Linear Ambient Luminaires | Standard | FALSE | [9 empty] | 42082 |  |  | NotYetVerified |  | 3 | 21822 | 103.2 | 211.4 | 17 | 0.94 | 3659 | 80
PM69B2ED | Hubbell Lighting | Columbia Lighting | LCS8-35HL-EDU | Indoor Luminaires | Linear Ambient | Direct Linear Ambient Luminaires | Standard | FALSE | [9 empty] | 42082 |  |  | NotYetVerified |  | 3 | 12102 | 101 | 120 | 16.9 | 0.94 | 3659 | 80
PBBKUTXV | Hubbell Lighting | Columbia Lighting | LCS8-35ML-EDU | Indoor Luminaires | Linear Ambient | Direct Linear Ambient Luminaires | Standard | FALSE | [9 empty] | 42082 |  |  | NotYetVerified |  | 3 | 11324 | 109.3 | 103.6 | 16.5 | 0.94 | 3659 | 80
PTRP2UTG | American Green Lights LLC | PerformalUX | SL-4L-72-50 | Indoor Luminaires | Linear Ambient | Direct Linear Ambient Luminaires | Standard | FALSE | [9 empty] | 42082 | Not Dimmable | Not Dimmable | NotYetVerified |  | 3 | 7044.99 | 102 | 68.88 | 16 | 0.99 | 5280 | 94
PGNXPAA1 | American Green Lights LLC | PerformalUX | SL-4L-72-50-[DT or D10] | Indoor Luminaires | Linear Ambient | Direct Linear Ambient Luminaires | Standard | FALSE | [9 empty] | 42082 | Dimmable | Continuous Below 10 | NotYetVerified |  | 3 | 7044.99 | 102 | 68.88 | 16 | 0.99 | 5280 | 94
PTUA4DB8 | American Green Lights LLC | PerformalUX | SL-4L-144-50 | Indoor Luminaires | Linear Ambient | Direct Linear Ambient Luminaires | Standard | FALSE | [9 empty] | 42082 | Not Dimmable | Not Dimmable | NotYetVerified |  | 3 | 13966.06 | 101 | 138.9 | 15 | 0.99 | 5246 | 95
PWY5FR8N | American Green Lights LLC | PerformalUX | SL-4L-144-50-[DT or D10] | Indoor Luminaires | Linear Ambient | Direct Linear Ambient Luminaires | Standard | FALSE | [9 empty] | 42082 | Dimmable | Continuous Below 10 | NotYetVerified |  | 3 | 13966.06 | 101 | 138.9 | 15 | 0.99 | 5246 | 95
PHQMKUBQ | American Green Lights LLC | PerformalUX | SL-4L-48-50 | Indoor Luminaires | Linear Ambient | Direct Linear Ambient Luminaires | Standard | FALSE | [9 empty] | 42082 | Not Dimmable | Not Dimmable | NotYetVerified |  | 3 | 4655.07 | 100 | 46.58 | 10 | 0.99 | 5243 | 94
P5MRQ9RW | American Green Lights LLC | PerformalUX | SL-4L-96-50-[DT or D10] | Indoor Luminaires | Linear Ambient | Direct Linear Ambient Luminaires | Standard | FALSE | [9 empty] | 42082 | Dimmable | Continuous Below 10 | NotYetVerified |  | 3 | 9418.69 | 98 | 95.69 | 14 | 0.99 | 5243 | 95
PQJAMUQA | American Green Lights LLC | PerformalUX | SL-4L-48-50-[DT or D10] | Indoor Luminaires | Linear Ambient | Direct Linear Ambient Luminaires | Standard | FALSE | [9 empty] | 42082 | Dimmable | Continuous Below 10 | NotYetVerified |  | 3 | 4655.07 | 100 | 46.58 | 10 | 0.99 | 5243 | 94
P64Z6PBJ | American Green Lights LLC | PerformalUX | SL-4L-192-50 | Indoor Luminaires | Linear Ambient | Direct Linear Ambient Luminaires | Standard | FALSE | [9 empty] | 42082 | Not Dimmable | Not Dimmable | NotYetVerified |  | 3 | 18446.68 | 101 | 182.89 | 14 | 0.99 | 5236 | 95
P7WYTF8C | American Green Lights LLC | PerformalUX | SL-4L-192-50-[DT or D10] | Indoor Luminaires | Linear Ambient | Direct Linear Ambient Luminaires | Standard | FALSE | [9 empty] | 42082 | Dimmable | Continuous Below 10 | NotYetVerified |  | 3 | 18446.68 | 101 | 182.89 | 14 | 0.99 | 5236 | 95
PNG5DM51 | American Green Lights LLC | PerformalUX | SL-4L-24-50-[DT or D10] | Indoor Luminaires | Linear Ambient | Direct Linear Ambient Luminaires | Standard | FALSE | [9 empty] | 42082 | Dimmable | Continuous Below 10 | NotYetVerified |  | 3 | 2388.74 | 104 | 23.06 | 12 | 0.99 | 5210 | 94
PNXUJAQV | StarTek Lighting America | StarTek Lighting America LLC | SP-N-4-35K-XX | Indoor Luminaires | Linear Ambient | Direct Linear Ambient Luminaires | Standard | TRUE | 3257 | 105.1 | 30.98 | 13.34 | 0.97 | 3513 | 82.9 | 5 | 50000 | 42081 |  |  | NotYetVerified |  | 3 | 3257 | 105 | 31 | 13.34 | 0.97 | 3500 | 80
P7GUBW1T | GE Lighting Solutions | GE Luminations | LB24-UNV-840-A-P | Indoor Luminaires | Linear Ambient | Direct Linear Ambient Luminaires | Standard | TRUE | 2154.6 | 102.4 | 21 | 16.19 | 0.89 | 3988 | 83.4 | 5 | 79000 | 42081 |  |  | NotYetVerified |  | 3 | 2030 | 96 | 21 | 20 | 0.9 | 4000 | 83
P15AHYZJ | StarTek Lighting America | StarTek Lighting America LLC | SP-N-4-50K-XX | Indoor Luminaires | Linear Ambient | Direct Linear Ambient Luminaires | Standard | FALSE | [9 empty] | 42081 |  |  | NotYetVerified |  | 3 | 3864 | 124 | 31 | 13.34 | 0.97 | 5000 | 80
P9M39N9S | StarTek Lighting America | StarTek Lighting America LLC | SP-N-4-40K-XX | Indoor Luminaires | Linear Ambient | Direct Linear Ambient Luminaires | Standard | FALSE | [9 empty] | 42081 |  |  | NotYetVerified |  | 3 | 3689 | 119 | 31 | 13.34 | 0.97 | 4000 | 80
P9ZXA4Y8 | GE Lighting Solutions | GE Luminations | LB48-UNV-840-A-P | Indoor Luminaires | Linear Ambient | Direct Linear Ambient Luminaires | Standard | FALSE | [9 empty] | 42081 |  |  | NotYetVerified |  | 3 | 4100 | 96 | 41 | 20 | 0.9 | 4000 | 83
PW8GN5VD | GE Lighting Solutions | GE Luminations | LB36-UNV-840-A-P | Indoor Luminaires | Linear Ambient | Direct Linear Ambient Luminaires | Standard | FALSE | [9 empty] | 42081 |  |  | NotYetVerified |  | 3 | 2850 | 96 | 27 | 20 | 0.9 | 4000 | 83
PTDQJ6CAE | Luminiz | Luminiz | SLRX2-30-F4CWC(2700K) [347V ONLY] | Indoor Luminaires | Linear Ambient | Direct Linear Ambient Luminaires | Standard | TRUE | 3435 | 99.27 | 34.6 | 20.56 | 0.973 | 2791 | 83 | 5 | 50000 | 42080 |  |  | NotYetVerified |  | 3 | 3400 |  | 33 | 10 |  | 2700 | 80
PGK2KKK6 | StarTek Lighting America | StarTek Lighting America LLC | SP-W-4-40K-XX-XX-XX-XX-AD-U-XX | Indoor Luminaires | Linear Ambient | Direct Linear Ambient Luminaires | Standard | TRUE | 7215 | 115.5 | 62.63 | 18.52 | 0.952 | 3899 | 83.4 | 5 | 50000 | 42080 |  |  | NotYetVerified |  | 3 | 7548 | 120.5 | 62.63 | 18.52 | 0.952 | 3899 | 83.4
PJBG2F8Q | Luminiz | Luminiz | SLRX2-30-F4CWC(5000K)[347V ONLY] | Indoor Luminaires | Linear Ambient | Direct Linear Ambient Luminaires | Standard | FALSE | [9 empty] | 42080 |  |  | NotYetVerified |  | 3 | 3400 | 103 | 33 | 10 |  | 5000 | 80
PY14PU5N | Luminiz | Luminiz | SLRX2-30-F4CWC(4500K) [347V ONLY] | Indoor Luminaires | Linear Ambient | Direct Linear Ambient Luminaires | Standard | FALSE | [9 empty] | 42080 |  |  | NotYetVerified |  | 3 | 3400 | 103 | 33 | 10 |  | 4500 | 80
P5YHYDUG | Luminiz | Luminiz | SLRX2-30-F4CWC(4000K) [347V ONLY] | Indoor Luminaires | Linear Ambient | Direct Linear Ambient Luminaires | Standard | FALSE | [9 empty] | 42080 |  |  | NotYetVerified |  | 3 | 3400 | 103 | 33 | 10 |  | 4000 | 80
PHG56YXD | Luminiz | Luminiz | SLRX2-30-F4CWC(3500K) [347V ONLY] | Indoor Luminaires | Linear Ambient | Direct Linear Ambient Luminaires | Standard | FALSE | [9 empty] | 42080 |  |  | NotYetVerified |  | 3 | 3400 | 103 | 33 | 10 |  | 3500 | 80
P4QVURFD | Luminiz | Luminiz | SLRX2-30-F4CWC(3000K) [347V ONLY] | Indoor Luminaires | Linear Ambient | Direct Linear Ambient Luminaires | Standard | FALSE | [9 empty] | 42080 |  |  | NotYetVerified |  | 3 | 3400 | 103 | 33 | 10 |  | 3000 | 80
PBNYKF6K | StarTek Lighting America | StarTek Lighting America LLC | SP-W-4-50K-XX-XX-XX-XX-AD-U-XX | Indoor Luminaires | Linear Ambient | Direct Linear Ambient Luminaires | Standard | FALSE | [9 empty] | 42080 |  |  | NotYetVerified |  | 3 | 8095 | 128.7 | 62.88 | 17.64 | 0.953 | 4920 | 83.9
PBRBDK1X | AZZ Lighting Systems | Rig-A-Lite | MHL04LD2U[Options Exclude HA303550] | Indoor Luminaires | Linear Ambient | Direct Linear Ambient Luminaires | Standard | TRUE | 3737.35 | 93 | 40.23 | 16 | 0.94 | 4105 | 83.6 | 5 |  | 42075 |  |  | NotYetVerified |  | 3 | 3737.35 | 92.9 | 40.23 | 4 | 0.99 | 3916 | 83.1
PVK975GD | AZZ Lighting Systems | Rig-A-Lite | MHL07LC4U[Options Exclude HA303550] | Indoor Luminaires | Linear Ambient | Direct Linear Ambient Luminaires | Standard | FALSE | [9 empty] | 42075 | Dimmable | Continuous Above 10 | NotYetVerified |  | 3 | 7653.55 | 102 | 75.11 | 11 | 0.99 | 4105 | 84
PHZ2D23Q | AZZ Lighting Systems | Rig-A-Lite | ML07LC4U[Options Exclude HA303550] | Indoor Luminaires | Linear Ambient | Direct Linear Ambient Luminaires | Standard | FALSE | [9 empty] | 42075 | Dimmable | Continuous Above 10 | NotYetVerified |  | 3 | 7653.55 | 102 | 75.11 | 11 | 0.99 | 4105 | 84
PNEWBTZF | AZZ Lighting Systems | Rig-A-Lite | ML07LD4U[Options Exclude HA303550] | Indoor Luminaires | Linear Ambient | Direct Linear Ambient Luminaires | Standard | FALSE | [9 empty] | 42075 | Dimmable | Continuous Above 10 | NotYetVerified |  | 3 | 7453.02 | 99 | 75.01 | 11 | 0.99 | 4034 | 83
PGQWJAM2 | AZZ Lighting Systems | Rig-A-Lite | MHL07LD4U[Options Exclude HA303550] | Indoor Luminaires | Linear Ambient | Direct Linear Ambient Luminaires | Standard | FALSE | [9 empty] | 42075 | Dimmable | Continuous Above 10 | NotYetVerified |  | 3 | 7453.02 | 99 | 75.01 | 11 | 0.99 | 4034 | 83
PNC1CW45 | AZZ Lighting Systems | Rig-A-Lite | MHL04LC2U[Options Exclude HA303550] | Indoor Luminaires | Linear Ambient | Direct Linear Ambient Luminaires | Standard | FALSE | [9 empty] | 42075 | Dimmable | Continuous Above 10 | NotYetVerified |  | 3 | 4067.73 | 101.06 | 40.25 | 4 | 0.99 | 4009 | 83.8
P59K6D7B | AZZ Lighting Systems | Rig-A-Lite | ML04LC2U[Options Exclude HA303550] | Indoor Luminaires | Linear Ambient | Direct Linear Ambient Luminaires | Standard | FALSE | [9 empty] | 42075 | Dimmable | Continuous Above 10 | NotYetVerified |  | 3 | 4067.73 | 101.06 | 40.25 | 4 | 0.99 | 4009 | 83.8
PC57DC9N | AZZ Lighting Systems | Rig-A-Lite | ML04LD2U[Options Exclude HA303550] | Indoor Luminaires | Linear Ambient | Direct Linear Ambient Luminaires | Standard | FALSE | [9 empty] | 42075 | Dimmable | Continuous Above 10 | NotYetVerified |  | 3 | 3737.35 | 92.9 | 40.23 | 4 | 0.99 | 3916 | 83.1
P1DPANYF | Philips Ledalite | Philips Ledalite | 2903LCCNQ04[13]1 | Indoor Luminaires | Linear Ambient | Linear Ambient Luminaires w/ Indirect component | Standard | TRUE | 4675 | 114.9 | 40.7 | 11.9 | 0.977 | 3110 | 81 | 5 | 50000 | 42074 |  |  | NotYetVerified |  | 3 | 4675 | 114.86 | 40.7 | 4.8 | 0.998 | 3110 | 81
PXQ18PQH | Philips Ledalite | Philips Ledalite | 2903LCENQ04[13]1 | Indoor Luminaires | Linear Ambient | Linear Ambient Luminaires w/ Indirect component | Standard | TRUE | 3141 | 122.2 | 25.7 | 13.7 | 0.969 | 3100 | 81 | 5 | 50000 | 42074 |  |  | NotYetVerified |  | 3 | 3141 | 122.22 | 25.7 | 4.8 | 0.996 | 3100 | 81
PKAA7FCJ | Philips Ledalite | Philips Ledalite | 2906LCCQQ04[1238]1 | Indoor Luminaires | Linear Ambient | Direct Linear Ambient Luminaires | Standard | TRUE | 4444 | 96.8 | 46 | 12.6 | 0.963 | 3110 | 81 | 5 | 50000 | 42074 |  |  | NotYetVerified |  | 3 | 4444 | 96.82 | 45.9 | 7.2 | 0.998 | 3110 | 81
PZR89BNW | Philips Ledalite | Philips Ledalite | 2905LCBQQ0421 | Indoor Luminaires | Linear Ambient | Linear Ambient Luminaires w/ Indirect component | Standard | TRUE | 5167 | 111.4 | 46.4 | 14.2 | 0.962 | 3105 | 81 | 5 | 50000 | 42074 |  |  | NotYetVerified |  | 3 | 5168 | 108.57 | 47.6 | 9.6 | 0.996 | 3105 | 81
P37NPYXP | Philips Ledalite | Philips Ledalite | 2905LCCQQ04[1238]1 | Indoor Luminaires | Linear Ambient | Linear Ambient Luminaires w/ Indirect component | Standard | TRUE | 4560 | 111.8 | 40.8 | 14.1 | 0.954 | 3100 | 81 | 5 | 50000 | 42074 |  |  | NotYetVerified |  | 3 | 4560 | 111.76 | 40.8 | 7.7 | 0.997 | 3100 | 81
PM5V3ZCS | Philips Ledalite | Philips Ledalite | 2905LCDQQ04[138]1 | Indoor Luminaires | Linear Ambient | Linear Ambient Luminaires w/ Indirect component | Standard | TRUE | 3298 | 115.7 | 28.5 | 15.2 | 0.944 | 3096 | 81 | 5 | 50000 | 42074 |  |  | NotYetVerified |  | 3 | 3298 | 115.72 | 28.5 | 9.6 | 0.995 | 3096 | 81
PTNTDDBK | Philips Ledalite | Philips Ledalite | 2906LCDQQ04[1238]1 | Indoor Luminaires | Linear Ambient | Direct Linear Ambient Luminaires | Standard | TRUE | 3555 | 102.4 | 34.7 | 13.9 | 0.94 | 3102 | 81 | 5 | 50000 | 42074 |  |  | NotYetVerified |  | 3 | 3555 | 102.45 | 34.7 | 7.2 | 0.997 | 3102 | 81
PZT2DPFY | Philips Ledalite | Philips Ledalite | 29x1LCEQN04[13]1 | Indoor Luminaires | Linear Ambient | Direct Linear Ambient Luminaires | Standard | TRUE | 3139 | 89.9 | 34.9 | 15 | 0.927 | 3118 | 81 | 5 | 50000 | 42074 |  |  | NotYetVerified |  | 3 | 3139 | 89.94 | 34.9 | 5.9 | 0.995 | 3118 | 81
PG9TFK55 | Philips Ledalite | Philips Ledalite | 29x1LCKQN04[13]1 | Indoor Luminaires | Linear Ambient | Direct Linear Ambient Luminaires | Standard | TRUE | 1444 | 95.6 | 15.3 | 15 | 0.927 | 3099 | 82.9 | 5 | 50000 | 42074 |  |  | NotYetVerified |  | 3 | 1444 | 95.63 | 15.1 | 5.9 | 0.996 | 3099 | 81
PBNBEAXH | Revolution Lighting Technologies | Revolution Lighting Technologies | 114402-101 | Indoor Luminaires | Linear Ambient | Direct Linear Ambient Luminaires | Standard | TRUE | 4131.7 | 104.36 | 39.59 | 19.51 | 0.926 | 4193 | 85.3 | 5 | 50000 | 42074 |  |  | NotYetVerified |  | 3 | 4100 | 100 | 40 | 20 | 0.9 | 4000 | 80
PRE36XPY | Revolution Lighting Technologies | Revolution Lighting Technologies | 114403-101 | Indoor Luminaires | Linear Ambient | Direct Linear Ambient Luminaires | Standard | TRUE | 5175.87 | 99.77 | 52.06 | 21.62 | 0.902 | 4245 | 85.7 | 5 | 50000 | 42074 |  |  | NotYetVerified |  | 3 | 5100 | 100 | 50 | 20 | 0.9 | 4000 | 80
PD5WV46E | Revolution Lighting Technologies | Revolution Lighting Technologies | 114201-101 | Indoor Luminaires | Linear Ambient | Direct Linear Ambient Luminaires | Standard | TRUE | 2940.35 | 100.77 | 29.18 | 17.38 | 0.898 | 4204 | 85.5 | 5 | 50000 | 42074 |  |  | NotYetVerified |  | 3 | 2900 | 100 | 30 | 20 | 0.9 | 4000 | 80
P4QJ3NKP | Revolution Lighting Technologies | Revolution Lighting Technologies | 114403-102 | Indoor Luminaires | Linear Ambient | Direct Linear Ambient Luminaires | Standard | FALSE | [9 empty] | 42074 |  |  | NotYetVerified |  | 3 | 5100 | 100 | 50 | 20 | 0.9 | 5000 | 80
PZRYJQP5 | Revolution Lighting Technologies | Revolution Lighting Technologies | 114402-102 | Indoor Luminaires | Linear Ambient | Direct Linear Ambient Luminaires | Standard | FALSE | [9 empty] | 42074 |  |  | NotYetVerified |  | 3 | 4100 | 100 | 40 | 20 | 0.9 | 5000 | 80
P16MFHSC | Revolution Lighting Technologies | Revolution Lighting Technologies | 114201-102 | Indoor Luminaires | Linear Ambient | Direct Linear Ambient Luminaires | Standard | FALSE | [9 empty] | 42074 |  |  | NotYetVerified |  | 3 | 2900 | 100 | 30 | 20 | 0.9 | 5000 | 80
PVZUMFEU | Philips Ledalite | Philips Ledalite | 2906LACQQ08[1238]D | Indoor Luminaires | Linear Ambient | Direct Linear Ambient Luminaires | Standard | FALSE | [9 empty] | 42074 | Not Dimmable | Not Dimmable | NotYetVerified |  | 3 | 9114 | 98.42 | 92.6 | 7.2 | 0.963 | 4097 | 83
PVDC761U | Philips Ledalite | Philips Ledalite | 2906LACQQ08[1238]1 | Indoor Luminaires | Linear Ambient | Direct Linear Ambient Luminaires | Standard | FALSE | [9 empty] | 42074 | Not Dimmable | Not Dimmable | NotYetVerified |  | 3 | 9114 | 98.42 | 92.6 | 7.2 | 0.998 | 4097 | 83
PEX9BGY4 | Philips Ledalite | Philips Ledalite | 2906LACQQ08[1238]2 | Indoor Luminaires | Linear Ambient | Direct Linear Ambient Luminaires | Standard | FALSE | [9 empty] | 42074 | Not Dimmable | Not Dimmable | NotYetVerified |  | 3 | 9114 | 98.42 | 92.6 | 7.2 | 0.963 | 4097 | 83
PSRAYPAM | Philips Ledalite | Philips Ledalite | 2906LACQQ06[1238]2 | Indoor Luminaires | Linear Ambient | Direct Linear Ambient Luminaires | Standard | FALSE | [9 empty] | 42074 | Not Dimmable | Not Dimmable | NotYetVerified |  | 3 | 6835.5 | 98.42 | 69.45 | 7.2 | 0.963 | 4097 | 83
PJK83YSW | Philips Ledalite | Philips Ledalite | 2906LACQQ06[1238]1 | Indoor Luminaires | Linear Ambient | Direct Linear Ambient Luminaires | Standard | FALSE | [9 empty] | 42074 | Not Dimmable | Not Dimmable | NotYetVerified |  | 3 | 6835.5 | 98.42 | 69.45 | 7.2 | 0.998 | 4097 | 83
PFX7MVGU | Philips Ledalite | Philips Ledalite | 2906LACQQ06[1238]D | Indoor Luminaires | Linear Ambient | Direct Linear Ambient Luminaires | Standard | FALSE | [9 empty] | 42074 | Not Dimmable | Not Dimmable | NotYetVerified |  | 3 | 6835.5 | 98.42 | 69.45 | 7.2 | 0.963 | 4097 | 83
PZQPGZBF | Philips Ledalite | Philips Ledalite | 2906LACQQ04[1238]D | Indoor Luminaires | Linear Ambient | Direct Linear Ambient Luminaires | Standard | FALSE | [9 empty] | 42074 | Not Dimmable | Not Dimmable | NotYetVerified |  | 3 | 4557 | 98.42 | 46.3 | 7.2 | 0.963 | 4097 | 83
PZHXDR3K | Philips Ledalite | Philips Ledalite | 2906LACQQ04[1238]1 | Indoor Luminaires | Linear Ambient | Direct Linear Ambient Luminaires | Standard | FALSE | [9 empty] | 42074 | Not Dimmable | Not Dimmable | NotYetVerified |  | 3 | 4557 | 98.42 | 46.3 | 7.2 | 0.998 | 4097 | 83
P8Y46KP2 | Philips Ledalite | Philips Ledalite | 2906LACQQ04[1238]2 | Indoor Luminaires | Linear Ambient | Direct Linear Ambient Luminaires | Standard | FALSE | [9 empty] | 42074 | Not Dimmable | Not Dimmable | NotYetVerified |  | 3 | 4557 | 98.42 | 46.3 | 7.2 | 0.963 | 4097 | 83
PHBZUJW5 | Philips Ledalite | Philips Ledalite | 2906LACQQ08[7.G]D | Indoor Luminaires | Linear Ambient | Direct Linear Ambient Luminaires | Standard | FALSE | [9 empty] | 42074 | Dimmable | Continuous Below 10 | NotYetVerified |  | 3 | 9114 | 98.42 | 92.6 | 7.2 | 0.963 | 4097 | 83
P8PGFESC | Philips Ledalite | Philips Ledalite | 2906LACQQ08[7.G]2 | Indoor Luminaires | Linear Ambient | Direct Linear Ambient Luminaires | Standard | FALSE | [9 empty] | 42074 | Dimmable | Continuous Below 10 | NotYetVerified |  | 3 | 9114 | 98.42 | 92.6 | 7.2 | 0.963 | 4097 | 83
P7CXHDQE | Philips Ledalite | Philips Ledalite | 2906LACQQ08[7.G]1 | Indoor Luminaires | Linear Ambient | Direct Linear Ambient Luminaires | Standard | FALSE | [9 empty] | 42074 | Dimmable | Continuous Below 10 | NotYetVerified |  | 3 | 9114 | 98.42 | 92.6 | 7.2 | 0.998 | 4097 | 83
PYSC5VR3 | Philips Ledalite | Philips Ledalite | 2906LACQQ06[7.G]1 | Indoor Luminaires | Linear Ambient | Direct Linear Ambient Luminaires | Standard | FALSE | [9 empty] | 42074 | Dimmable | Continuous Below 10 | NotYetVerified |  | 3 | 6835.5 | 98.42 | 69.45 | 7.2 | 0.998 | 4097 | 83
PH9PAZQM | Philips Ledalite | Philips Ledalite | 2906LACQQ06[7.G]D | Indoor Luminaires | Linear Ambient | Direct Linear Ambient Luminaires | Standard | FALSE | [9 empty] | 42074 | Dimmable | Continuous Below 10 | NotYetVerified |  | 3 | 6835.5 | 98.42 | 69.45 | 7.2 | 0.963 | 4097 | 83
PCVD4ZFD | Philips Ledalite | Philips Ledalite | 2906LACQQ06[7.G]2 | Indoor Luminaires | Linear Ambient | Direct Linear Ambient Luminaires | Standard | FALSE | [9 empty] | 42074 | Dimmable | Continuous Below 10 | NotYetVerified |  | 3 | 6835.5 | 98.42 | 69.45 | 7.2 | 0.963 | 4097 | 83
PW98DFHW | Philips Ledalite | Philips Ledalite | 2906LACQQ04[7.G]1 | Indoor Luminaires | Linear Ambient | Direct Linear Ambient Luminaires | Standard | FALSE | [9 empty] | 42074 | Dimmable | Continuous Below 10 | NotYetVerified |  | 3 | 4557 | 98.42 | 46.3 | 7.2 | 0.998 | 4097 | 83
PM94T7NB | Philips Ledalite | Philips Ledalite | 2906LACQQ04[7.G]D | Indoor Luminaires | Linear Ambient | Direct Linear Ambient Luminaires | Standard | FALSE | [9 empty] | 42074 | Dimmable | Continuous Below 10 | NotYetVerified |  | 3 | 4557 | 98.42 | 46.3 | 7.2 | 0.963 | 4097 | 83
P1997128 | Philips Ledalite | Philips Ledalite | 2906LACQQ04[7.G]2 | Indoor Luminaires | Linear Ambient | Direct Linear Ambient Luminaires | Standard | FALSE | [9 empty] | 42074 | Dimmable | Continuous Below 10 | NotYetVerified |  | 3 | 4557 | 98.42 | 46.3 | 7.2 | 0.963 | 4097 | 83
PMNEUDJS | Philips Ledalite | Philips Ledalite | 2906LABQQ08[1238]2 | Indoor Luminaires | Linear Ambient | Direct Linear Ambient Luminaires | Standard | FALSE | [9 empty] | 42074 | Not Dimmable | Not Dimmable | NotYetVerified |  | 3 | 10324 | 102.22 | 101 | 7.2 | 0.963 | 4096 | 83
PATSDWMP | Philips Ledalite | Philips Ledalite | 2906LABQQ08[1238]1 | Indoor Luminaires | Linear Ambient | Direct Linear Ambient Luminaires | Standard | FALSE | [9 empty] | 42074 | Not Dimmable | Not Dimmable | NotYetVerified |  | 3 | 10324 | 102.22 | 101 | 7.2 | 0.992 | 4096 | 83
P3EXGTVK | Philips Ledalite | Philips Ledalite | 2906LABQQ08[1238]D | Indoor Luminaires | Linear Ambient | Direct Linear Ambient Luminaires | Standard | FALSE | [9 empty] | 42074 | Not Dimmable | Not Dimmable | NotYetVerified |  | 3 | 10324 | 102.22 | 101 | 7.2 | 0.963 | 4096 | 83
PMFCPQXJ | Philips Ledalite | Philips Ledalite | 2906LABQQ06[1238]1 | Indoor Luminaires | Linear Ambient | Direct Linear Ambient Luminaires | Standard | FALSE | [9 empty] | 42074 | Not Dimmable | Not Dimmable | NotYetVerified |  | 3 | 7743 | 102.22 | 75.75 | 7.2 | 0.992 | 4096 | 83
P73UKHBY | Philips Ledalite | Philips Ledalite | 2906LABQQ06[1238]2 | Indoor Luminaires | Linear Ambient | Direct Linear Ambient Luminaires | Standard | FALSE | [9 empty] | 42074 | Not Dimmable | Not Dimmable | NotYetVerified |  | 3 | 7743 | 102.22 | 75.75 | 7.2 | 0.963 | 4096 | 83
P37F1CPP | Philips Ledalite | Philips Ledalite | 2906LABQQ06[1238]D | Indoor Luminaires | Linear Ambient | Direct Linear Ambient Luminaires | Standard | FALSE | [9 empty] | 42074 | Not Dimmable | Not Dimmable | NotYetVerified |  | 3 | 7743 | 102.22 | 75.75 | 7.2 | 0.963 | 4096 | 83
PWYB1DDE | Philips Ledalite | Philips Ledalite | 2906LABQQ04[1238]2 | Indoor Luminaires | Linear Ambient | Direct Linear Ambient Luminaires | Standard | FALSE | [9 empty] | 42074 | Not Dimmable | Not Dimmable | NotYetVerified |  | 3 | 5162 | 102.22 | 50.5 | 7.2 | 0.963 | 4096 | 83
PKFY4T92 | Philips Ledalite | Philips Ledalite | 2906LABQQ04[1238]D | Indoor Luminaires | Linear Ambient | Direct Linear Ambient Luminaires | Standard | FALSE | [9 empty] | 42074 | Not Dimmable | Not Dimmable | NotYetVerified |  | 3 | 5162 | 102.22 | 50.5 | 7.2 | 0.963 | 4096 | 83
PF582QRT | Philips Ledalite | Philips Ledalite | 2906LABQQ04[1238]1 | Indoor Luminaires | Linear Ambient | Direct Linear Ambient Luminaires | Standard | FALSE | [9 empty] | 42074 | Not Dimmable | Not Dimmable | NotYetVerified |  | 3 | 5162 | 102.22 | 50.5 | 7.2 | 0.992 | 4096 | 83
PXP7ERV5 | Philips Ledalite | Philips Ledalite | 2906LABQQ08[7.G]1 | Indoor Luminaires | Linear Ambient | Direct Linear Ambient Luminaires | Standard | FALSE | [9 empty] | 42074 | Dimmable | Continuous Below 10 | NotYetVerified |  | 3 | 10324 | 102.22 | 101 | 7.2 | 0.992 | 4096 | 83
PE3UQMD3 | Philips Ledalite | Philips Ledalite | 2906LABQQ08[7.G]D | Indoor Luminaires | Linear Ambient | Direct Linear Ambient Luminaires | Standard | FALSE | [9 empty] | 42074 | Dimmable | Continuous Below 10 | NotYetVerified |  | 3 | 10324 | 102.22 | 101 | 7.2 | 0.963 | 4096 | 83
P3RY69UV | Philips Ledalite | Philips Ledalite | 2906LABQQ08[7.G]2 | Indoor Luminaires | Linear Ambient | Direct Linear Ambient Luminaires | Standard | FALSE | [9 empty] | 42074 | Dimmable | Continuous Below 10 | NotYetVerified |  | 3 | 10324 | 102.22 | 101 | 7.2 | 0.963 | 4096 | 83
PT2W9GGB | Philips Ledalite | Philips Ledalite | 2906LABQQ06[7.G]D | Indoor Luminaires | Linear Ambient | Direct Linear Ambient Luminaires | Standard | FALSE | [9 empty] | 42074 | Dimmable | Continuous Below 10 | NotYetVerified |  | 3 | 7743 | 102.22 | 75.75 | 7.2 | 0.963 | 4096 | 83
P6QT2BNP | Philips Ledalite | Philips Ledalite | 2906LABQQ06[7.G]1 | Indoor Luminaires | Linear Ambient | Direct Linear Ambient Luminaires | Standard | FALSE | [9 empty] | 42074 | Dimmable | Continuous Below 10 | NotYetVerified |  | 3 | 7743 | 102.22 | 75.75 | 7.2 | 0.992 | 4096 | 83
P2G32NVS | Philips Ledalite | Philips Ledalite | 2906LABQQ06[7.G]2 | Indoor Luminaires | Linear Ambient | Direct Linear Ambient Luminaires | Standard | FALSE | [9 empty] | 42074 | Dimmable | Continuous Below 10 | NotYetVerified |  | 3 | 7743 | 102.22 | 75.75 | 7.2 | 0.963 | 4096 | 83
PYT6WNWK | Philips Ledalite | Philips Ledalite | 2906LABQQ04[7.G]D | Indoor Luminaires | Linear Ambient | Direct Linear Ambient Luminaires | Standard | FALSE | [9 empty] | 42074 | Dimmable | Continuous Below 10 | NotYetVerified |  | 3 | 5162 | 102.22 | 50.5 | 7.2 | 0.963 | 4096 | 83
PCXMT6GU | Philips Ledalite | Philips Ledalite | 2906LABQQ04[7.G]1 | Indoor Luminaires | Linear Ambient | Direct Linear Ambient Luminaires | Standard | FALSE | [9 empty] | 42074 | Dimmable | Continuous Below 10 | NotYetVerified |  | 3 | 5162 | 102.22 | 50.5 | 7.2 | 0.992 | 4096 | 83
P4P3VZ3X | Philips Ledalite | Philips Ledalite | 2906LABQQ04[7.G]2 | Indoor Luminaires | Linear Ambient | Direct Linear Ambient Luminaires | Standard | FALSE | [9 empty] | 42074 | Dimmable | Continuous Below 10 | NotYetVerified |  | 3 | 5162 | 102.22 | 50.5 | 7.2 | 0.963 | 4096 | 83
PWC9NZFT | Philips Ledalite | Philips Ledalite | 2905LACQQ08[1238]1 | Indoor Luminaires | Linear Ambient | Linear Ambient Luminaires w/ Indirect component | Standard | FALSE | [9 empty] | 42074 | Not Dimmable | Not Dimmable | NotYetVerified |  | 3 | 9328 | 113.48 | 82.2 | 7.7 | 0.997 | 4079 | 83
PUQ3NN5B | Philips Ledalite | Philips Ledalite | 2905LACQQ08[1238]2 | Indoor Luminaires | Linear Ambient | Linear Ambient Luminaires w/ Indirect component | Standard | FALSE | [9 empty] | 42074 | Not Dimmable | Not Dimmable | NotYetVerified |  | 3 | 9328 | 113.48 | 82.2 | 7.7 | 0.954 | 4079 | 83
P7NTZ3J8 | Philips Ledalite | Philips Ledalite | 2905LACQQ08[1238]D | Indoor Luminaires | Linear Ambient | Linear Ambient Luminaires w/ Indirect component | Standard | FALSE | [9 empty] | 42074 | Not Dimmable | Not Dimmable | NotYetVerified |  | 3 | 9328 | 113.48 | 82.2 | 7.7 | 0.954 | 4079 | 83
PXXHJ7SM | Philips Ledalite | Philips Ledalite | 2905LACQQ06[1238]1 | Indoor Luminaires | Linear Ambient | Linear Ambient Luminaires w/ Indirect component | Standard | FALSE | [9 empty] | 42074 | Not Dimmable | Not Dimmable | NotYetVerified |  | 3 | 6996 | 113.48 | 61.65 | 7.7 | 0.997 | 4079 | 83
P3YTUTP8 | Philips Ledalite | Philips Ledalite | 2905LACQQ06[1238]D | Indoor Luminaires | Linear Ambient | Linear Ambient Luminaires w/ Indirect component | Standard | FALSE | [9 empty] | 42074 | Not Dimmable | Not Dimmable | NotYetVerified |  | 3 | 6996 | 113.48 | 61.65 | 7.7 | 0.954 | 4079 | 83
P2TA4WYM | Philips Ledalite | Philips Ledalite | 2905LACQQ06[1238]2 | Indoor Luminaires | Linear Ambient | Linear Ambient Luminaires w/ Indirect component | Standard | FALSE | [9 empty] | 42074 | Not Dimmable | Not Dimmable | NotYetVerified |  | 3 | 6996 | 113.48 | 61.65 | 7.7 | 0.954 | 4079 | 83
PTHN93YJ | Philips Ledalite | Philips Ledalite | 2905LACQQ04[1238]1 | Indoor Luminaires | Linear Ambient | Linear Ambient Luminaires w/ Indirect component | Standard | FALSE | [9 empty] | 42074 | Not Dimmable | Not Dimmable | NotYetVerified |  | 3 | 4664 | 113.48 | 41.1 | 7.7 | 0.997 | 4079 | 83
PN3UK262 | Philips Ledalite | Philips Ledalite | 2905LACQQ04[1238]2 | Indoor Luminaires | Linear Ambient | Linear Ambient Luminaires w/ Indirect component | Standard | FALSE | [9 empty] | 42074 | Not Dimmable | Not Dimmable | NotYetVerified |  | 3 | 4664 | 113.48 | 41.1 | 7.7 | 0.954 | 4079 | 83
P31STFNG | Philips Ledalite | Philips Ledalite | 2905LACQQ04[1238]D | Indoor Luminaires | Linear Ambient | Linear Ambient Luminaires w/ Indirect component | Standard | FALSE | [9 empty] | 42074 | Not Dimmable | Not Dimmable | NotYetVerified |  | 3 | 4664 | 113.48 | 41.1 | 7.7 | 0.954 | 4079 | 83
PN5WRUKB | Philips Ledalite | Philips Ledalite | 2906LADQQ08[1238]1 | Indoor Luminaires | Linear Ambient | Direct Linear Ambient Luminaires | Standard | FALSE | [9 empty] | 42074 | Not Dimmable | Not Dimmable | NotYetVerified |  | 3 | 7332 | 104.44 | 70.2 | 7.2 | 0.997 | 4079 | 83
PMY91BS7 | Philips Ledalite | Philips Ledalite | 2906LADQQ08[1238]2 | Indoor Luminaires | Linear Ambient | Direct Linear Ambient Luminaires | Standard | FALSE | [9 empty] | 42074 | Not Dimmable | Not Dimmable | NotYetVerified |  | 3 | 7332 | 104.44 | 70.2 | 7.2 | 0.94 | 4079 | 83
PEKKCTMC | Philips Ledalite | Philips Ledalite | 2906LADQQ08[1238]D | Indoor Luminaires | Linear Ambient | Direct Linear Ambient Luminaires | Standard | FALSE | [9 empty] | 42074 | Not Dimmable | Not Dimmable | NotYetVerified |  | 3 | 7332 | 104.44 | 70.2 | 7.2 | 0.94 | 4079 | 83
PXRT3ZQQ | Philips Ledalite | Philips Ledalite | 2906LADQQ06[1238]D | Indoor Luminaires | Linear Ambient | Direct Linear Ambient Luminaires | Standard | FALSE | [9 empty] | 42074 | Not Dimmable | Not Dimmable | NotYetVerified |  | 3 | 5499 | 104.44 | 52.65 | 7.2 | 0.94 | 4079 | 83
PASWYRWK | Philips Ledalite | Philips Ledalite | 2906LADQQ06[1238]2 | Indoor Luminaires | Linear Ambient | Direct Linear Ambient Luminaires | Standard | FALSE | [9 empty] | 42074 | Not Dimmable | Not Dimmable | NotYetVerified |  | 3 | 5499 | 104.44 | 52.65 | 7.2 | 0.94 | 4079 | 83
P7B8DW8R | Philips Ledalite | Philips Ledalite | 2906LADQQ06[1238]1 | Indoor Luminaires | Linear Ambient | Direct Linear Ambient Luminaires | Standard | FALSE | [9 empty] | 42074 | Not Dimmable | Not Dimmable | NotYetVerified |  | 3 | 5499 | 104.44 | 52.65 | 7.2 | 0.997 | 4079 | 83
PMZ9HCUY | Philips Ledalite | Philips Ledalite | 2906LADQQ04[1238]2 | Indoor Luminaires | Linear Ambient | Direct Linear Ambient Luminaires | Standard | FALSE | [9 empty] | 42074 | Not Dimmable | Not Dimmable | NotYetVerified |  | 3 | 3666 | 104.44 | 35.1 | 7.2 | 0.94 | 4079 | 83
PJM14672 | Philips Ledalite | Philips Ledalite | 2906LADQQ04[1238]1 | Indoor Luminaires | Linear Ambient | Direct Linear Ambient Luminaires | Standard | FALSE | [9 empty] | 42074 | Not Dimmable | Not Dimmable | NotYetVerified |  | 3 | 3666 | 104.44 | 35.1 | 7.2 | 0.997 | 4079 | 83
P9F65Q2C | Philips Ledalite | Philips Ledalite | 2906LADQQ04[1238]D | Indoor Luminaires | Linear Ambient | Direct Linear Ambient Luminaires | Standard | FALSE | [9 empty] | 42074 | Not Dimmable | Not Dimmable | NotYetVerified |  | 3 | 3666 | 104.44 | 35.1 | 7.2 | 0.94 | 4079 | 83
PSXDJR7Q | Philips Ledalite | Philips Ledalite | 2905LACQQ08[7G]D | Indoor Luminaires | Linear Ambient | Linear Ambient Luminaires w/ Indirect component | Standard | FALSE | [9 empty] | 42074 | Dimmable | Continuous Below 10 | NotYetVerified |  | 3 | 9328 | 113.48 | 82.2 | 7.7 | 0.954 | 4079 | 83
PNAYU61F | Philips Ledalite | Philips Ledalite | 2905LACQQ08[7G]1 | Indoor Luminaires | Linear Ambient | Linear Ambient Luminaires w/ Indirect component | Standard | FALSE | [9 empty] | 42074 | Dimmable | Continuous Below 10 | NotYetVerified |  | 3 | 9328 | 113.48 | 82.2 | 7.7 | 0.997 | 4079 | 83
PHAYFN1T | Philips Ledalite | Philips Ledalite | 2905LACQQ08[7G]2 | Indoor Luminaires | Linear Ambient | Linear Ambient Luminaires w/ Indirect component | Standard | FALSE | [9 empty] | 42074 | Dimmable | Continuous Below 10 | NotYetVerified |  | 3 | 9328 | 113.48 | 82.2 | 7.7 | 0.954 | 4079 | 83
PQ4VQMWM | Philips Ledalite | Philips Ledalite | 2905LACQQ06[7G]D | Indoor Luminaires | Linear Ambient | Linear Ambient Luminaires w/ Indirect component | Standard | FALSE | [9 empty] | 42074 | Dimmable | Continuous Below 10 | NotYetVerified |  | 3 | 6996 | 113.48 | 61.65 | 7.7 | 0.954 | 4079 | 83
PPN1X8RC | Philips Ledalite | Philips Ledalite | 2905LACQQ06[7G]2 | Indoor Luminaires | Linear Ambient | Linear Ambient Luminaires w/ Indirect component | Standard | FALSE | [9 empty] | 42074 | Dimmable | Continuous Below 10 | NotYetVerified |  | 3 | 6996 | 113.48 | 61.65 | 7.7 | 0.954 | 4079 | 83
PB5MQV7M | Philips Ledalite | Philips Ledalite | 2905LACQQ06[7G]1 | Indoor Luminaires | Linear Ambient | Linear Ambient Luminaires w/ Indirect component | Standard | FALSE | [9 empty] | 42074 | Dimmable | Continuous Below 10 | NotYetVerified |  | 3 | 6996 | 113.48 | 61.65 | 7.7 | 0.997 | 4079 | 83
PWGQWU1W | Philips Ledalite | Philips Ledalite | 2905LACQQ04[7G]D | Indoor Luminaires | Linear Ambient | Linear Ambient Luminaires w/ Indirect component | Standard | FALSE | [9 empty] | 42074 | Dimmable | Continuous Below 10 | NotYetVerified |  | 3 | 4664 | 113.48 | 41.1 | 7.7 | 0.954 | 4079 | 83
P7ZD6D5G | Philips Ledalite | Philips Ledalite | 2905LACQQ04[7G]2 | Indoor Luminaires | Linear Ambient | Linear Ambient Luminaires w/ Indirect component | Standard | FALSE | [9 empty] | 42074 | Dimmable | Continuous Below 10 | NotYetVerified |  | 3 | 4664 | 113.48 | 41.1 | 7.7 | 0.954 | 4079 | 83
P694Y6NU | Philips Ledalite | Philips Ledalite | 2905LACQQ04[7G]1 | Indoor Luminaires | Linear Ambient | Linear Ambient Luminaires w/ Indirect component | Standard | FALSE | [9 empty] | 42074 | Dimmable | Continuous Below 10 | NotYetVerified |  | 3 | 4664 | 113.48 | 41.1 | 7.7 | 0.997 | 4079 | 83
PJGQCAUH | Philips Ledalite | Philips Ledalite | 2906LADQQ08[7.G]2 | Indoor Luminaires | Linear Ambient | Direct Linear Ambient Luminaires | Standard | FALSE | [9 empty] | 42074 | Dimmable | Continuous Below 10 | NotYetVerified |  | 3 | 7332 | 104.44 | 70.2 | 7.2 | 0.94 | 4079 | 83
PH4HR3PA | Philips Ledalite | Philips Ledalite | 2906LADQQ08[7.G]D | Indoor Luminaires | Linear Ambient | Direct Linear Ambient Luminaires | Standard | FALSE | [9 empty] | 42074 | Dimmable | Continuous Below 10 | NotYetVerified |  | 3 | 7332 | 104.44 | 70.2 | 7.2 | 0.94 | 4079 | 83
P7XZ14XU | Philips Ledalite | Philips Ledalite | 2906LADQQ08[7.G]1 | Indoor Luminaires | Linear Ambient | Direct Linear Ambient Luminaires | Standard | FALSE | [9 empty] | 42074 | Dimmable | Continuous Below 10 | NotYetVerified |  | 3 | 7332 | 104.44 | 70.2 | 7.2 | 0.997 | 4079 | 83
PUQYJMYQ | Philips Ledalite | Philips Ledalite | 2906LADQQ06[7.G]1 | Indoor Luminaires | Linear Ambient | Direct Linear Ambient Luminaires | Standard | FALSE | [9 empty] | 42074 | Dimmable | Continuous Below 10 | NotYetVerified |  | 3 | 5499 | 104.44 | 52.65 | 7.2 | 0.997 | 4079 | 83
PBAQT2G8 | Philips Ledalite | Philips Ledalite | 2906LADQQ06[7.G]D | Indoor Luminaires | Linear Ambient | Direct Linear Ambient Luminaires | Standard | FALSE | [9 empty] | 42074 | Dimmable | Continuous Below 10 | NotYetVerified |  | 3 | 5499 | 104.44 | 52.65 | 7.2 | 0.94 | 4079 | 83
P7612MAX | Philips Ledalite | Philips Ledalite | 2906LADQQ06[7.G]2 | Indoor Luminaires | Linear Ambient | Direct Linear Ambient Luminaires | Standard | FALSE | [9 empty] | 42074 | Dimmable | Continuous Below 10 | NotYetVerified |  | 3 | 5499 | 104.44 | 52.65 | 7.2 | 0.94 | 4079 | 83
PJDEKV7H | Philips Ledalite | Philips Ledalite | 2906LADQQ04[7.G]1 | Indoor Luminaires | Linear Ambient | Direct Linear Ambient Luminaires | Standard | FALSE | [9 empty] | 42074 | Dimmable | Continuous Below 10 | NotYetVerified |  | 3 | 3666 | 104.44 | 35.1 | 7.2 | 0.997 | 4079 | 83
PEXV2PA8 | Philips Ledalite | Philips Ledalite | 2906LADQQ04[7.G]D | Indoor Luminaires | Linear Ambient | Direct Linear Ambient Luminaires | Standard | FALSE | [9 empty] | 42074 | Dimmable | Continuous Below 10 | NotYetVerified |  | 3 | 3666 | 104.44 | 35.1 | 7.2 | 0.94 | 4079 | 83
PBQBVGNM | Philips Ledalite | Philips Ledalite | 2906LADQQ04[7.G]2 | Indoor Luminaires | Linear Ambient | Direct Linear Ambient Luminaires | Standard | FALSE | [9 empty] | 42074 | Dimmable | Continuous Below 10 | NotYetVerified |  | 3 | 3666 | 104.44 | 35.1 | 7.2 | 0.94 | 4079 | 83
PXMX8Q72 | Philips Ledalite | Philips Ledalite | 2903LACNQ08[13]2 | Indoor Luminaires | Linear Ambient | Linear Ambient Luminaires w/ Indirect component | Standard | FALSE | [9 empty] | 42074 | Not Dimmable | Not Dimmable | NotYetVerified |  | 3 | 9712 | 118.44 | 82 | 4.8 | 0.977 | 4075 | 83
PCMM6MWW | Philips Ledalite | Philips Ledalite | 2903LACNQ08[13]1 | Indoor Luminaires | Linear Ambient | Linear Ambient Luminaires w/ Indirect component | Standard | FALSE | [9 empty] | 42074 | Not Dimmable | Not Dimmable | NotYetVerified |  | 3 | 9712 | 118.44 | 82 | 4.8 | 0.998 | 4075 | 83
P9BNWTA9 | Philips Ledalite | Philips Ledalite | 2903LACNQ08[13]D | Indoor Luminaires | Linear Ambient | Linear Ambient Luminaires w/ Indirect component | Standard | FALSE | [9 empty] | 42074 | Not Dimmable | Not Dimmable | NotYetVerified |  | 3 | 9712 | 118.44 | 82 | 4.8 | 0.977 | 4075 | 83
PA1EEQZN | Philips Ledalite | Philips Ledalite | 2903LACNQ06[13]1 | Indoor Luminaires | Linear Ambient | Linear Ambient Luminaires w/ Indirect component | Standard | FALSE | [9 empty] | 42074 | Not Dimmable | Not Dimmable | NotYetVerified |  | 3 | 7284 | 118.44 | 61.5 | 4.8 | 0.998 | 4075 | 83
P5J7R8R3 | Philips Ledalite | Philips Ledalite | 2903LACNQ06[13]D | Indoor Luminaires | Linear Ambient | Linear Ambient Luminaires w/ Indirect component | Standard | FALSE | [9 empty] | 42074 | Not Dimmable | Not Dimmable | NotYetVerified |  | 3 | 7284 | 118.44 | 61.5 | 4.8 | 0.977 | 4075 | 83
P3CU3RCZ | Philips Ledalite | Philips Ledalite | 2903LACNQ06[13]2 | Indoor Luminaires | Linear Ambient | Linear Ambient Luminaires w/ Indirect component | Standard | FALSE | [9 empty] | 42074 | Not Dimmable | Not Dimmable | NotYetVerified |  | 3 | 7284 | 118.44 | 61.5 | 4.8 | 0.977 | 4075 | 83
PHPK2HUY | Philips Ledalite | Philips Ledalite | 2903LAENQ08[13]2 | Indoor Luminaires | Linear Ambient | Linear Ambient Luminaires w/ Indirect component | Standard | FALSE | [9 empty] | 42074 | Not Dimmable | Not Dimmable | NotYetVerified |  | 3 | 6524 | 125.95 | 51.8 | 4.8 | 0.969 | 4075 | 83
P3AMHAJ9 | Philips Ledalite | Philips Ledalite | 2903LAENQ08[13]D | Indoor Luminaires | Linear Ambient | Linear Ambient Luminaires w/ Indirect component | Standard | FALSE | [9 empty] | 42074 | Not Dimmable | Not Dimmable | NotYetVerified |  | 3 | 6524 | 125.95 | 51.8 | 4.8 | 0.969 | 4075 | 83
P1DZ5VJ2 | Philips Ledalite | Philips Ledalite | 2903LAENQ08[13]1 | Indoor Luminaires | Linear Ambient | Linear Ambient Luminaires w/ Indirect component | Standard | FALSE | [9 empty] | 42074 | Not Dimmable | Not Dimmable | NotYetVerified |  | 3 | 6524 | 125.95 | 51.8 | 4.8 | 0.996 | 4075 | 83
PYDTHVQP | Philips Ledalite | Philips Ledalite | 2903LAENQ06[13]2 | Indoor Luminaires | Linear Ambient | Linear Ambient Luminaires w/ Indirect component | Standard | FALSE | [9 empty] | 42074 | Not Dimmable | Not Dimmable | NotYetVerified |  | 3 | 4893 | 125.95 | 38.85 | 4.8 | 0.969 | 4075 | 83
PCBF23CE | Philips Ledalite | Philips Ledalite | 2903LAENQ06[13]1 | Indoor Luminaires | Linear Ambient | Linear Ambient Luminaires w/ Indirect component | Standard | FALSE | [9 empty] | 42074 | Not Dimmable | Not Dimmable | NotYetVerified |  | 3 | 4893 | 125.95 | 38.85 | 4.8 | 0.996 | 4075 | 83
P9TR2P16 | Philips Ledalite | Philips Ledalite | 2903LAENQ06[13]D | Indoor Luminaires | Linear Ambient | Linear Ambient Luminaires w/ Indirect component | Standard | FALSE | [9 empty] | 42074 | Not Dimmable | Not Dimmable | NotYetVerified |  | 3 | 4893 | 125.95 | 38.85 | 4.8 | 0.969 | 4075 | 83
PMD87U92 | Philips Ledalite | Philips Ledalite | 2903LACNQ04[13]D | Indoor Luminaires | Linear Ambient | Linear Ambient Luminaires w/ Indirect component | Standard | FALSE | [9 empty] | 42074 | Not Dimmable | Not Dimmable | NotYetVerified |  | 3 | 4856 | 118.44 | 41 | 4.8 | 0.977 | 4075 | 83
PH3NHEWM | Philips Ledalite | Philips Ledalite | 2903LACNQ04[13]2 | Indoor Luminaires | Linear Ambient | Linear Ambient Luminaires w/ Indirect component | Standard | FALSE | [9 empty] | 42074 | Not Dimmable | Not Dimmable | NotYetVerified |  | 3 | 4856 | 118.44 | 41 | 4.8 | 0.977 | 4075 | 83
P4BAGQ9W | Philips Ledalite | Philips Ledalite | 2903LACNQ04[13]1 | Indoor Luminaires | Linear Ambient | Linear Ambient Luminaires w/ Indirect component | Standard | FALSE | [9 empty] | 42074 | Not Dimmable | Not Dimmable | NotYetVerified |  | 3 | 4856 | 118.44 | 41 | 4.8 | 0.998 | 4075 | 83
PWV7RMZV | Philips Ledalite | Philips Ledalite | 2903LAENQ04[13]1 | Indoor Luminaires | Linear Ambient | Linear Ambient Luminaires w/ Indirect component | Standard | FALSE | [9 empty] | 42074 | Not Dimmable | Not Dimmable | NotYetVerified |  | 3 | 3262 | 125.95 | 25.9 | 4.8 | 0.996 | 4075 | 83
P5HXU1BG | Philips Ledalite | Philips Ledalite | 2903LAENQ04[13]D | Indoor Luminaires | Linear Ambient | Linear Ambient Luminaires w/ Indirect component | Standard | FALSE | [9 empty] | 42074 | Not Dimmable | Not Dimmable | NotYetVerified |  | 3 | 3262 | 125.95 | 25.9 | 4.8 | 0.969 | 4075 | 83
P3GCU5A5 | Philips Ledalite | Philips Ledalite | 2903LAENQ04[13]2 | Indoor Luminaires | Linear Ambient | Linear Ambient Luminaires w/ Indirect component | Standard | FALSE | [9 empty] | 42074 | Not Dimmable | Not Dimmable | NotYetVerified |  | 3 | 3262 | 125.95 | 25.9 | 4.8 | 0.969 | 4075 | 83
PJR7TZUD | Philips Ledalite | Philips Ledalite | 2903LACNQ08[78]1 | Indoor Luminaires | Linear Ambient | Linear Ambient Luminaires w/ Indirect component | Standard | FALSE | [9 empty] | 42074 | Dimmable | Continuous Below 10 | NotYetVerified |  | 3 | 9712 | 118.44 | 82 | 4.8 | 0.998 | 4075 | 83
PC9176FW | Philips Ledalite | Philips Ledalite | 2903LACNQ08[78]D | Indoor Luminaires | Linear Ambient | Linear Ambient Luminaires w/ Indirect component | Standard | FALSE | [9 empty] | 42074 | Dimmable | Continuous Below 10 | NotYetVerified |  | 3 | 9712 | 118.44 | 82 | 4.8 | 0.977 | 4075 | 83
PB61HF1V | Philips Ledalite | Philips Ledalite | 2903LACNQ08[78]2 | Indoor Luminaires | Linear Ambient | Linear Ambient Luminaires w/ Indirect component | Standard | FALSE | [9 empty] | 42074 | Dimmable | Continuous Below 10 | NotYetVerified |  | 3 | 9712 | 118.44 | 82 | 4.8 | 0.977 | 4075 | 83
PUCPWTDN | Philips Ledalite | Philips Ledalite | 2903LACNQ06[78]1 | Indoor Luminaires | Linear Ambient | Linear Ambient Luminaires w/ Indirect component | Standard | FALSE | [9 empty] | 42074 | Dimmable | Continuous Below 10 | NotYetVerified |  | 3 | 7284 | 118.44 | 61.5 | 4.8 | 0.998 | 4075 | 83
PDRY1JMZ | Philips Ledalite | Philips Ledalite | 2903LACNQ06[78]D | Indoor Luminaires | Linear Ambient | Linear Ambient Luminaires w/ Indirect component | Standard | FALSE | [9 empty] | 42074 | Dimmable | Continuous Below 10 | NotYetVerified |  | 3 | 7284 | 118.44 | 61.5 | 4.8 | 0.977 | 4075 | 83
P128FUHW | Philips Ledalite | Philips Ledalite | 2903LACNQ06[78]2 | Indoor Luminaires | Linear Ambient | Linear Ambient Luminaires w/ Indirect component | Standard | FALSE | [9 empty] | 42074 | Dimmable | Continuous Below 10 | NotYetVerified |  | 3 | 7284 | 118.44 | 61.5 | 4.8 | 0.977 | 4075 | 83
PNEKTJMC | Philips Ledalite | Philips Ledalite | 2903LAENQ08[78]D | Indoor Luminaires | Linear Ambient | Linear Ambient Luminaires w/ Indirect component | Standard | FALSE | [9 empty] | 42074 | Dimmable | Continuous Below 10 | NotYetVerified |  | 3 | 6524 | 125.95 | 51.8 | 4.8 | 0.969 | 4075 | 83
PDZAV5C5 | Philips Ledalite | Philips Ledalite | 2903LAENQ08[78]2 | Indoor Luminaires | Linear Ambient | Linear Ambient Luminaires w/ Indirect component | Standard | FALSE | [9 empty] | 42074 | Dimmable | Continuous Below 10 | NotYetVerified |  | 3 | 6524 | 125.95 | 51.8 | 4.8 | 0.969 | 4075 | 83
PBZED8BN | Philips Ledalite | Philips Ledalite | 2903LAENQ08[78]1 | Indoor Luminaires | Linear Ambient | Linear Ambient Luminaires w/ Indirect component | Standard | FALSE | [9 empty] | 42074 | Dimmable | Continuous Below 10 | NotYetVerified |  | 3 | 6524 | 125.95 | 51.8 | 4.8 | 0.996 | 4075 | 83
PXMXUACY | Philips Ledalite | Philips Ledalite | 2903LAENQ06[78]D | Indoor Luminaires | Linear Ambient | Linear Ambient Luminaires w/ Indirect component | Standard | FALSE | [9 empty] | 42074 | Dimmable | Continuous Below 10 | NotYetVerified |  | 3 | 4893 | 125.95 | 38.85 | 4.8 | 0.969 | 4075 | 83
PV66HKQQ | Philips Ledalite | Philips Ledalite | 2903LAENQ06[78]1 | Indoor Luminaires | Linear Ambient | Linear Ambient Luminaires w/ Indirect component | Standard | FALSE | [9 empty] | 42074 | Dimmable | Continuous Below 10 | NotYetVerified |  | 3 | 4893 | 125.95 | 38.85 | 4.8 | 0.996 | 4075 | 83
PM8XXR3U | Philips Ledalite | Philips Ledalite | 2903LAENQ06[78]2 | Indoor Luminaires | Linear Ambient | Linear Ambient Luminaires w/ Indirect component | Standard | FALSE | [9 empty] | 42074 | Dimmable | Continuous Below 10 | NotYetVerified |  | 3 | 4893 | 125.95 | 38.85 | 4.8 | 0.969 | 4075 | 83
PHFMJRKV | Philips Ledalite | Philips Ledalite | 2903LACNQ04[78]2 | Indoor Luminaires | Linear Ambient | Linear Ambient Luminaires w/ Indirect component | Standard | FALSE | [9 empty] | 42074 | Dimmable | Continuous Below 10 | NotYetVerified |  | 3 | 4856 | 118.44 | 41 | 4.8 | 0.977 | 4075 | 83
P9XWJ5QT | Philips Ledalite | Philips Ledalite | 2903LACNQ04[78]1 | Indoor Luminaires | Linear Ambient | Linear Ambient Luminaires w/ Indirect component | Standard | FALSE | [9 empty] | 42074 | Dimmable | Continuous Below 10 | NotYetVerified |  | 3 | 4856 | 118.44 | 41 | 4.8 | 0.998 | 4075 | 83
P7ZKXRXE | Philips Ledalite | Philips Ledalite | 2903LACNQ04[78]D | Indoor Luminaires | Linear Ambient | Linear Ambient Luminaires w/ Indirect component | Standard | FALSE | [9 empty] | 42074 | Dimmable | Continuous Below 10 | NotYetVerified |  | 3 | 4856 | 118.44 | 41 | 4.8 | 0.977 | 4075 | 83
PPAQF2UC | Philips Ledalite | Philips Ledalite | 2903LAENQ04[78]2 | Indoor Luminaires | Linear Ambient | Linear Ambient Luminaires w/ Indirect component | Standard | FALSE | [9 empty] | 42074 | Dimmable | Continuous Below 10 | NotYetVerified |  | 3 | 3262 | 125.95 | 25.9 | 4.8 | 0.969 | 4075 | 83
PFNQUFGH | Philips Ledalite | Philips Ledalite | 2903LAENQ04[78]D | Indoor Luminaires | Linear Ambient | Linear Ambient Luminaires w/ Indirect component | Standard | FALSE | [9 empty] | 42074 | Dimmable | Continuous Below 10 | NotYetVerified |  | 3 | 3262 | 125.95 | 25.9 | 4.8 | 0.969 | 4075 | 83
PDJXQ527 | Philips Ledalite | Philips Ledalite | 2903LAENQ04[78]1 | Indoor Luminaires | Linear Ambient | Linear Ambient Luminaires w/ Indirect component | Standard | FALSE | [9 empty] | 42074 | Dimmable | Continuous Below 10 | NotYetVerified |  | 3 | 3262 | 125.95 | 25.9 | 4.8 | 0.996 | 4075 | 83
PZC473PQ | Philips Ledalite | Philips Ledalite | 2905LABQQ087D | Indoor Luminaires | Linear Ambient | Linear Ambient Luminaires w/ Indirect component | Standard | FALSE | [9 empty] | 42074 | Not Yet Verified | Not Yet Verified | NotYetVerified |  | 3 | 10542 | 113.11 | 93.2 | 9.6 | 0.962 | 4070 | 83
PZ6DWRPQ | Philips Ledalite | Philips Ledalite | 2905LABQQ0872 | Indoor Luminaires | Linear Ambient | Linear Ambient Luminaires w/ Indirect component | Standard | FALSE | [9 empty] | 42074 | Not Yet Verified | Not Yet Verified | NotYetVerified |  | 3 | 10542 | 113.11 | 93.2 | 9.6 | 0.962 | 4070 | 83
PUW3APHQ | Philips Ledalite | Philips Ledalite | 2905LABQQ08GD | Indoor Luminaires | Linear Ambient | Linear Ambient Luminaires w/ Indirect component | Standard | FALSE | [9 empty] | 42074 | Not Yet Verified | Not Yet Verified | NotYetVerified |  | 3 | 10542 | 109.36 | 96.4 | 9.6 | 0.961 | 4070 | 83
PRGJ3297 | Philips Ledalite | Philips Ledalite | 2905LABQQ08[138]D | Indoor Luminaires | Linear Ambient | Linear Ambient Luminaires w/ Indirect component | Standard | FALSE | [9 empty] | 42074 | Not Yet Verified | Not Yet Verified | NotYetVerified |  | 3 | 10542 | 113.11 | 93.2 | 9.6 | 0.962 | 4070 | 83
PNDKFR6Q | Philips Ledalite | Philips Ledalite | 2905LABQQ0822 | Indoor Luminaires | Linear Ambient | Linear Ambient Luminaires w/ Indirect component | Standard | FALSE | [9 empty] | 42074 | Not Yet Verified | Not Yet Verified | NotYetVerified |  | 3 | 10542 | 109.36 | 96.4 | 9.6 | 0.961 | 4070 | 83
PMYSUGF5 | Philips Ledalite | Philips Ledalite | 2905LABQQ08[138]2 | Indoor Luminaires | Linear Ambient | Linear Ambient Luminaires w/ Indirect component | Standard | FALSE | [9 empty] | 42074 | Not Yet Verified | Not Yet Verified | NotYetVerified |  | 3 | 10542 | 113.11 | 93.2 | 9.6 | 0.962 | 4070 | 83
PFH1T75Q | Philips Ledalite | Philips Ledalite | 2905LABQQ08G1 | Indoor Luminaires | Linear Ambient | Linear Ambient Luminaires w/ Indirect component | Standard | FALSE | [9 empty] | 42074 | Not Yet Verified | Not Yet Verified | NotYetVerified |  | 3 | 10542 | 109.36 | 96.4 | 9.6 | 0.996 | 4070 | 83
PD8Z2VW5 | Philips Ledalite | Philips Ledalite | 2905LABQQ0871 | Indoor Luminaires | Linear Ambient | Linear Ambient Luminaires w/ Indirect component | Standard | FALSE | [9 empty] | 42074 | Not Yet Verified | Not Yet Verified | NotYetVerified |  | 3 | 10542 | 113.11 | 93.2 | 9.6 | 0.997 | 4070 | 83
P79Z7WME | Philips Ledalite | Philips Ledalite | 2905LABQQ08[138]1 | Indoor Luminaires | Linear Ambient | Linear Ambient Luminaires w/ Indirect component | Standard | FALSE | [9 empty] | 42074 | Not Yet Verified | Not Yet Verified | NotYetVerified |  | 3 | 10542 | 113.11 | 93.2 | 9.6 | 0.997 | 4070 | 83
P6KEBPAY | Philips Ledalite | Philips Ledalite | 2905LABQQ082D | Indoor Luminaires | Linear Ambient | Linear Ambient Luminaires w/ Indirect component | Standard | FALSE | [9 empty] | 42074 | Not Yet Verified | Not Yet Verified | NotYetVerified |  | 3 | 10542 | 109.36 | 96.4 | 9.6 | 0.961 | 4070 | 83
P4X8A5Z2 | Philips Ledalite | Philips Ledalite | 2905LABQQ08G2 | Indoor Luminaires | Linear Ambient | Linear Ambient Luminaires w/ Indirect component | Standard | FALSE | [9 empty] | 42074 | Not Yet Verified | Not Yet Verified | NotYetVerified |  | 3 | 10542 | 109.36 | 96.4 | 9.6 | 0.961 | 4070 | 83
P3ZNBB7H | Philips Ledalite | Philips Ledalite | 2905LABQQ0821 | Indoor Luminaires | Linear Ambient | Linear Ambient Luminaires w/ Indirect component | Standard | FALSE | [9 empty] | 42074 | Not Yet Verified | Not Yet Verified | NotYetVerified |  | 3 | 10542 | 109.36 | 96.4 | 9.6 | 0.996 | 4070 | 83
PZSUUVHE | Philips Ledalite | Philips Ledalite | 2905LABQQ06[138]1 | Indoor Luminaires | Linear Ambient | Linear Ambient Luminaires w/ Indirect component | Standard | FALSE | [9 empty] | 42074 | Not Yet Verified | Not Yet Verified | NotYetVerified |  | 3 | 7906.5 | 113.11 | 69.9 | 9.6 | 0.997 | 4070 | 83
PZ9TW46J | Philips Ledalite | Philips Ledalite | 2905LABQQ0622 | Indoor Luminaires | Linear Ambient | Linear Ambient Luminaires w/ Indirect component | Standard | FALSE | [9 empty] | 42074 | Not Yet Verified | Not Yet Verified | NotYetVerified |  | 3 | 7906.5 | 109.36 | 72.3 | 9.6 | 0.961 | 4070 | 83
PXY27BC5 | Philips Ledalite | Philips Ledalite | 2905LABQQ0671 | Indoor Luminaires | Linear Ambient | Linear Ambient Luminaires w/ Indirect component | Standard | FALSE | [9 empty] | 42074 | Not Yet Verified | Not Yet Verified | NotYetVerified |  | 3 | 7906.5 | 113.11 | 69.9 | 9.6 | 0.997 | 4070 | 83
PWEUWTST | Philips Ledalite | Philips Ledalite | 2905LABQQ06G1 | Indoor Luminaires | Linear Ambient | Linear Ambient Luminaires w/ Indirect component | Standard | FALSE | [9 empty] | 42074 | Not Yet Verified | Not Yet Verified | NotYetVerified |  | 3 | 7906.5 | 109.36 | 72.3 | 9.6 | 0.996 | 4070 | 83
PVCRCQ4K | Philips Ledalite | Philips Ledalite | 2905LABQQ06[138]2 | Indoor Luminaires | Linear Ambient | Linear Ambient Luminaires w/ Indirect component | Standard | FALSE | [9 empty] | 42074 | Not Yet Verified | Not Yet Verified | NotYetVerified |  | 3 | 7906.5 | 113.11 | 69.9 | 9.6 | 0.962 | 4070 | 83
PURRDFWR | Philips Ledalite | Philips Ledalite | 2905LABQQ06[138]D | Indoor Luminaires | Linear Ambient | Linear Ambient Luminaires w/ Indirect component | Standard | FALSE | [9 empty] | 42074 | Not Yet Verified | Not Yet Verified | NotYetVerified |  | 3 | 7906.5 | 113.11 | 69.9 | 9.6 | 0.962 | 4070 | 83
PSRR77H2 | Philips Ledalite | Philips Ledalite | 2905LABQQ06G2 | Indoor Luminaires | Linear Ambient | Linear Ambient Luminaires w/ Indirect component | Standard | FALSE | [9 empty] | 42074 | Not Yet Verified | Not Yet Verified | NotYetVerified |  | 3 | 7906.5 | 109.36 | 72.3 | 9.6 | 0.961 | 4070 | 83
PSB4Q936 | Philips Ledalite | Philips Ledalite | 2905LABQQ0621 | Indoor Luminaires | Linear Ambient | Linear Ambient Luminaires w/ Indirect component | Standard | FALSE | [9 empty] | 42074 | Not Yet Verified | Not Yet Verified | NotYetVerified |  | 3 | 7906.5 | 109.36 | 72.3 | 9.6 | 0.996 | 4070 | 83
PRH3EBVE | Philips Ledalite | Philips Ledalite | 2905LABQQ06GD | Indoor Luminaires | Linear Ambient | Linear Ambient Luminaires w/ Indirect component | Standard | FALSE | [9 empty] | 42074 | Not Yet Verified | Not Yet Verified | NotYetVerified |  | 3 | 7906.5 | 109.36 | 72.3 | 9.6 | 0.961 | 4070 | 83
PJUJ3SR9 | Philips Ledalite | Philips Ledalite | 2905LABQQ062D | Indoor Luminaires | Linear Ambient | Linear Ambient Luminaires w/ Indirect component | Standard | FALSE | [9 empty] | 42074 | Not Yet Verified | Not Yet Verified | NotYetVerified |  | 3 | 7906.5 | 109.36 | 72.3 | 9.6 | 0.961 | 4070 | 83
PJUDTJGH | Philips Ledalite | Philips Ledalite | 2905LABQQ0672 | Indoor Luminaires | Linear Ambient | Linear Ambient Luminaires w/ Indirect component | Standard | FALSE | [9 empty] | 42074 | Not Yet Verified | Not Yet Verified | NotYetVerified |  | 3 | 7906.5 | 113.11 | 69.9 | 9.6 | 0.962 | 4070 | 83
PJFA6Y5J | Philips Ledalite | Philips Ledalite | 2905LABQQ067D | Indoor Luminaires | Linear Ambient | Linear Ambient Luminaires w/ Indirect component | Standard | FALSE | [9 empty] | 42074 | Not Yet Verified | Not Yet Verified | NotYetVerified |  | 3 | 7906.5 | 113.11 | 69.9 | 9.6 | 0.962 | 4070 | 83
PXT42GY1 | Philips Ledalite | Philips Ledalite | 2905LADQQ0871 | Indoor Luminaires | Linear Ambient | Linear Ambient Luminaires w/ Indirect component | Standard | FALSE | [9 empty] | 42074 | Not Yet Verified | Not Yet Verified | NotYetVerified |  | 3 | 6728 | 117.62 | 57.2 | 9.6 | 0.995 | 4070 | 83
PT2U63VS | Philips Ledalite | Philips Ledalite | 2905LADQQ08GD | Indoor Luminaires | Linear Ambient | Linear Ambient Luminaires w/ Indirect component | Standard | FALSE | [9 empty] | 42074 | Not Yet Verified | Not Yet Verified | NotYetVerified |  | 3 | 6728 | 109.93 | 61.2 | 9.6 | 0.927 | 4070 | 83
PSVT8Y7N | Philips Ledalite | Philips Ledalite | 2905LADQQ082D | Indoor Luminaires | Linear Ambient | Linear Ambient Luminaires w/ Indirect component | Standard | FALSE | [9 empty] | 42074 | Not Yet Verified | Not Yet Verified | NotYetVerified |  | 3 | 6728 | 109.93 | 61.2 | 9.6 | 0.927 | 4070 | 83
PPZ68QDZ | Philips Ledalite | Philips Ledalite | 2905LADQQ08[138]D | Indoor Luminaires | Linear Ambient | Linear Ambient Luminaires w/ Indirect component | Standard | FALSE | [9 empty] | 42074 | Not Yet Verified | Not Yet Verified | NotYetVerified |  | 3 | 6728 | 117.62 | 57.2 | 9.6 | 0.944 | 4070 | 83
PPPX9RVP | Philips Ledalite | Philips Ledalite | 2905LADQQ08G2 | Indoor Luminaires | Linear Ambient | Linear Ambient Luminaires w/ Indirect component | Standard | FALSE | [9 empty] | 42074 | Not Yet Verified | Not Yet Verified | NotYetVerified |  | 3 | 6728 | 109.93 | 61.2 | 9.6 | 0.927 | 4070 | 83
PKQDSNB5 | Philips Ledalite | Philips Ledalite | 2905LADQQ08[138]1 | Indoor Luminaires | Linear Ambient | Linear Ambient Luminaires w/ Indirect component | Standard | FALSE | [9 empty] | 42074 | Not Yet Verified | Not Yet Verified | NotYetVerified |  | 3 | 6728 | 117.62 | 57.2 | 9.6 | 0.995 | 4070 | 83
PF33XC2E | Philips Ledalite | Philips Ledalite | 2905LADQQ08[138]2 | Indoor Luminaires | Linear Ambient | Linear Ambient Luminaires w/ Indirect component | Standard | FALSE | [9 empty] | 42074 | Not Yet Verified | Not Yet Verified | NotYetVerified |  | 3 | 6728 | 117.62 | 57.2 | 9.6 | 0.944 | 4070 | 83
PD1CG495 | Philips Ledalite | Philips Ledalite | 2905LADQQ0821 | Indoor Luminaires | Linear Ambient | Linear Ambient Luminaires w/ Indirect component | Standard | FALSE | [9 empty] | 42074 | Not Yet Verified | Not Yet Verified | NotYetVerified |  | 3 | 6728 | 109.93 | 61.2 | 9.6 | 0.996 | 4070 | 83
P7S1FU5S | Philips Ledalite | Philips Ledalite | 2905LADQQ087D | Indoor Luminaires | Linear Ambient | Linear Ambient Luminaires w/ Indirect component | Standard | FALSE | [9 empty] | 42074 | Not Yet Verified | Not Yet Verified | NotYetVerified |  | 3 | 6728 | 117.62 | 57.2 | 9.6 | 0.944 | 4070 | 83
P4TBTWD2 | Philips Ledalite | Philips Ledalite | 2905LADQQ0822 | Indoor Luminaires | Linear Ambient | Linear Ambient Luminaires w/ Indirect component | Standard | FALSE | [9 empty] | 42074 | Not Yet Verified | Not Yet Verified | NotYetVerified |  | 3 | 6728 | 109.93 | 61.2 | 9.6 | 0.927 | 4070 | 83
P3Z5QB8Y | Philips Ledalite | Philips Ledalite | 2905LADQQ0872 | Indoor Luminaires | Linear Ambient | Linear Ambient Luminaires w/ Indirect component | Standard | FALSE | [9 empty] | 42074 | Not Yet Verified | Not Yet Verified | NotYetVerified |  | 3 | 6728 | 117.62 | 57.2 | 9.6 | 0.944 | 4070 | 83
P2DKRJRT | Philips Ledalite | Philips Ledalite | 2905LADQQ08G1 | Indoor Luminaires | Linear Ambient | Linear Ambient Luminaires w/ Indirect component | Standard | FALSE | [9 empty] | 42074 | Not Yet Verified | Not Yet Verified | NotYetVerified |  | 3 | 6728 | 109.93 | 61.2 | 9.6 | 0.996 | 4070 | 83
PZPH7JZJ | Philips Ledalite | Philips Ledalite | 2905LABQQ0421 | Indoor Luminaires | Linear Ambient | Linear Ambient Luminaires w/ Indirect component | Standard | FALSE | [9 empty] | 42074 | Not Yet Verified | Not Yet Verified | NotYetVerified |  | 3 | 5271 | 109.36 | 48.2 | 9.6 | 0.996 | 4070 | 83
PYGK1X65 | Philips Ledalite | Philips Ledalite | 2905LABQQ0472 | Indoor Luminaires | Linear Ambient | Linear Ambient Luminaires w/ Indirect component | Standard | FALSE | [9 empty] | 42074 | Not Yet Verified | Not Yet Verified | NotYetVerified |  | 3 | 5271 | 113.11 | 46.6 | 9.6 | 0.962 | 4070 | 83
PW2GKY71 | Philips Ledalite | Philips Ledalite | 2905LABQQ0422 | Indoor Luminaires | Linear Ambient | Linear Ambient Luminaires w/ Indirect component | Standard | FALSE | [9 empty] | 42074 | Not Yet Verified | Not Yet Verified | NotYetVerified |  | 3 | 5271 | 109.36 | 48.2 | 9.6 | 0.961 | 4070 | 83
PS2G8WPX | Philips Ledalite | Philips Ledalite | 2905LABQQ04G2 | Indoor Luminaires | Linear Ambient | Linear Ambient Luminaires w/ Indirect component | Standard | FALSE | [9 empty] | 42074 | Not Yet Verified | Not Yet Verified | NotYetVerified |  | 3 | 5271 | 109.36 | 48.2 | 9.6 | 0.961 | 4070 | 83
PRWQR49D | Philips Ledalite | Philips Ledalite | 2905LABQQ042D | Indoor Luminaires | Linear Ambient | Linear Ambient Luminaires w/ Indirect component | Standard | FALSE | [9 empty] | 42074 | Not Yet Verified | Not Yet Verified | NotYetVerified |  | 3 | 5271 | 109.36 | 48.2 | 9.6 | 0.961 | 4070 | 83
PMYUWHFB | Philips Ledalite | Philips Ledalite | 2905LABQQ04GD | Indoor Luminaires | Linear Ambient | Linear Ambient Luminaires w/ Indirect component | Standard | FALSE | [9 empty] | 42074 | Not Yet Verified | Not Yet Verified | NotYetVerified |  | 3 | 5271 | 109.36 | 48.2 | 9.6 | 0.961 | 4070 | 83
PKADVUGS | Philips Ledalite | Philips Ledalite | 2905LABQQ047D | Indoor Luminaires | Linear Ambient | Linear Ambient Luminaires w/ Indirect component | Standard | FALSE | [9 empty] | 42074 | Not Yet Verified | Not Yet Verified | NotYetVerified |  | 3 | 5271 | 113.11 | 46.6 | 9.6 | 0.962 | 4070 | 83
PE6N4DNB | Philips Ledalite | Philips Ledalite | 2905LABQQ04[138]2 | Indoor Luminaires | Linear Ambient | Linear Ambient Luminaires w/ Indirect component | Standard | FALSE | [9 empty] | 42074 | Not Yet Verified | Not Yet Verified | NotYetVerified |  | 3 | 5271 | 113.11 | 46.6 | 9.6 | 0.962 | 4070 | 83
P96H1U9E | Philips Ledalite | Philips Ledalite | 2905LABQQ04[138]D | Indoor Luminaires | Linear Ambient | Linear Ambient Luminaires w/ Indirect component | Standard | FALSE | [9 empty] | 42074 | Not Yet Verified | Not Yet Verified | NotYetVerified |  | 3 | 5271 | 113.11 | 46.6 | 9.6 | 0.962 | 4070 | 83
P8W8NKYY | Philips Ledalite | Philips Ledalite | 2905LABQQ0471 | Indoor Luminaires | Linear Ambient | Linear Ambient Luminaires w/ Indirect component | Standard | FALSE | [9 empty] | 42074 | Not Yet Verified | Not Yet Verified | NotYetVerified |  | 3 | 5271 | 113.11 | 46.6 | 9.6 | 0.997 | 4070 | 83
P8REU4SS | Philips Ledalite | Philips Ledalite | 2905LABQQ04[138]1 | Indoor Luminaires | Linear Ambient | Linear Ambient Luminaires w/ Indirect component | Standard | FALSE | [9 empty] | 42074 | Not Yet Verified | Not Yet Verified | NotYetVerified |  | 3 | 5271 | 113.11 | 46.6 | 9.6 | 0.997 | 4070 | 83
P6A524R4 | Philips Ledalite | Philips Ledalite | 2905LABQQ04G1 | Indoor Luminaires | Linear Ambient | Linear Ambient Luminaires w/ Indirect component | Standard | FALSE | [9 empty] | 42074 | Not Yet Verified | Not Yet Verified | NotYetVerified |  | 3 | 5271 | 109.36 | 48.2 | 9.6 | 0.996 | 4070 | 83
PZ8JVZ9A | Philips Ledalite | Philips Ledalite | 2905LADQQ06G1 | Indoor Luminaires | Linear Ambient | Linear Ambient Luminaires w/ Indirect component | Standard | FALSE | [9 empty] | 42074 | Not Yet Verified | Not Yet Verified | NotYetVerified |  | 3 | 5046 | 109.93 | 45.9 | 9.6 | 0.996 | 4070 | 83
PW3BD6YG | Philips Ledalite | Philips Ledalite | 2905LADQQ06[138]1 | Indoor Luminaires | Linear Ambient | Linear Ambient Luminaires w/ Indirect component | Standard | FALSE | [9 empty] | 42074 | Not Yet Verified | Not Yet Verified | NotYetVerified |  | 3 | 5046 | 117.62 | 42.9 | 9.6 | 0.995 | 4070 | 83
PTBUD965 | Philips Ledalite | Philips Ledalite | 2905LADQQ0622 | Indoor Luminaires | Linear Ambient | Linear Ambient Luminaires w/ Indirect component | Standard | FALSE | [9 empty] | 42074 | Not Yet Verified | Not Yet Verified | NotYetVerified |  | 3 | 5046 | 109.93 | 45.9 | 9.6 | 0.927 | 4070 | 83
PQGANK6A | Philips Ledalite | Philips Ledalite | 2905LADQQ06[138]2 | Indoor Luminaires | Linear Ambient | Linear Ambient Luminaires w/ Indirect component | Standard | FALSE | [9 empty] | 42074 | Not Yet Verified | Not Yet Verified | NotYetVerified |  | 3 | 5046 | 117.62 | 42.9 | 9.6 | 0.944 | 4070 | 83
PMUXURW6 | Philips Ledalite | Philips Ledalite | 2905LADQQ062D | Indoor Luminaires | Linear Ambient | Linear Ambient Luminaires w/ Indirect component | Standard | FALSE | [9 empty] | 42074 | Not Yet Verified | Not Yet Verified | NotYetVerified |  | 3 | 5046 | 109.93 | 45.9 | 9.6 | 0.927 | 4070 | 83
PMCWX8YJ | Philips Ledalite | Philips Ledalite | 2905LADQQ067D | Indoor Luminaires | Linear Ambient | Linear Ambient Luminaires w/ Indirect component | Standard | FALSE | [9 empty] | 42074 | Not Yet Verified | Not Yet Verified | NotYetVerified |  | 3 | 5046 | 117.62 | 42.9 | 9.6 | 0.944 | 4070 | 83
PKPHSPTC | Philips Ledalite | Philips Ledalite | 2905LADQQ0672 | Indoor Luminaires | Linear Ambient | Linear Ambient Luminaires w/ Indirect component | Standard | FALSE | [9 empty] | 42074 | Not Yet Verified | Not Yet Verified | NotYetVerified |  | 3 | 5046 | 117.62 | 42.9 | 9.6 | 0.944 | 4070 | 83
PKBRG174 | Philips Ledalite | Philips Ledalite | 2905LADQQ06G2 | Indoor Luminaires | Linear Ambient | Linear Ambient Luminaires w/ Indirect component | Standard | FALSE | [9 empty] | 42074 | Not Yet Verified | Not Yet Verified | NotYetVerified |  | 3 | 5046 | 109.93 | 45.9 | 9.6 | 0.927 | 4070 | 83
PJDUBRDA | Philips Ledalite | Philips Ledalite | 2905LADQQ06[138]D | Indoor Luminaires | Linear Ambient | Linear Ambient Luminaires w/ Indirect component | Standard | FALSE | [9 empty] | 42074 | Not Yet Verified | Not Yet Verified | NotYetVerified |  | 3 | 5046 | 117.62 | 42.9 | 9.6 | 0.944 | 4070 | 83
PAXXM4QV | Philips Ledalite | Philips Ledalite | 2905LADQQ0621 | Indoor Luminaires | Linear Ambient | Linear Ambient Luminaires w/ Indirect component | Standard | FALSE | [9 empty] | 42074 | Not Yet Verified | Not Yet Verified | NotYetVerified |  | 3 | 5046 | 109.93 | 45.9 | 9.6 | 0.996 | 4070 | 83
P9KBHTND | Philips Ledalite | Philips Ledalite | 2905LADQQ0671 | Indoor Luminaires | Linear Ambient | Linear Ambient Luminaires w/ Indirect component | Standard | FALSE | [9 empty] | 42074 | Not Yet Verified | Not Yet Verified | NotYetVerified |  | 3 | 5046 | 117.62 | 42.9 | 9.6 | 0.995 | 4070 | 83
P3ENEB5M | Philips Ledalite | Philips Ledalite | 2905LADQQ06GD | Indoor Luminaires | Linear Ambient | Linear Ambient Luminaires w/ Indirect component | Standard | FALSE | [9 empty] | 42074 | Not Yet Verified | Not Yet Verified | NotYetVerified |  | 3 | 5046 | 109.93 | 45.9 | 9.6 | 0.927 | 4070 | 83
PZFZE19Y | Philips Ledalite | Philips Ledalite | 2905LADQQ0472 | Indoor Luminaires | Linear Ambient | Linear Ambient Luminaires w/ Indirect component | Standard | FALSE | [9 empty] | 42074 | Not Yet Verified | Not Yet Verified | NotYetVerified |  | 3 | 3364 | 117.62 | 28.6 | 9.6 | 0.944 | 4070 | 83
PVBRSCA8 | Philips Ledalite | Philips Ledalite | 2905LADQQ0421 | Indoor Luminaires | Linear Ambient | Linear Ambient Luminaires w/ Indirect component | Standard | FALSE | [9 empty] | 42074 | Not Yet Verified | Not Yet Verified | NotYetVerified |  | 3 | 3364 | 109.93 | 30.6 | 9.6 | 0.996 | 4070 | 83
PUNBQTNG | Philips Ledalite | Philips Ledalite | 2905LADQQ04[138]2 | Indoor Luminaires | Linear Ambient | Linear Ambient Luminaires w/ Indirect component | Standard | FALSE | [9 empty] | 42074 | Not Yet Verified | Not Yet Verified | NotYetVerified |  | 3 | 3364 | 117.62 | 28.6 | 9.6 | 0.944 | 4070 | 83
PUC3VTTP | Philips Ledalite | Philips Ledalite | 2905LADQQ04[138]1 | Indoor Luminaires | Linear Ambient | Linear Ambient Luminaires w/ Indirect component | Standard | FALSE | [9 empty] | 42074 | Not Yet Verified | Not Yet Verified | NotYetVerified |  | 3 | 3364 | 117.62 | 28.6 | 9.6 | 0.995 | 4070 | 83
PSAN8CRM | Philips Ledalite | Philips Ledalite | 2905LADQQ047D | Indoor Luminaires | Linear Ambient | Linear Ambient Luminaires w/ Indirect component | Standard | FALSE | [9 empty] | 42074 | Not Yet Verified | Not Yet Verified | NotYetVerified |  | 3 | 3364 | 117.62 | 28.6 | 9.6 | 0.944 | 4070 | 83
PKHSS8S7 | Philips Ledalite | Philips Ledalite | 2905LADQQ042D | Indoor Luminaires | Linear Ambient | Linear Ambient Luminaires w/ Indirect component | Standard | FALSE | [9 empty] | 42074 | Not Yet Verified | Not Yet Verified | NotYetVerified |  | 3 | 3364 | 109.93 | 30.6 | 9.6 | 0.927 | 4070 | 83
PGHD2UXN | Philips Ledalite | Philips Ledalite | 2905LADQQ04G2 | Indoor Luminaires | Linear Ambient | Linear Ambient Luminaires w/ Indirect component | Standard | FALSE | [9 empty] | 42074 | Not Yet Verified | Not Yet Verified | NotYetVerified |  | 3 | 3364 | 109.93 | 30.6 | 9.6 | 0.927 | 4070 | 83
PAW63NAZ | Philips Ledalite | Philips Ledalite | 2905LADQQ04[138]D | Indoor Luminaires | Linear Ambient | Linear Ambient Luminaires w/ Indirect component | Standard | FALSE | [9 empty] | 42074 | Not Yet Verified | Not Yet Verified | NotYetVerified |  | 3 | 3364 | 117.62 | 28.6 | 9.6 | 0.944 | 4070 | 83
P9S7TFVE | Philips Ledalite | Philips Ledalite | 2905LADQQ04G1 | Indoor Luminaires | Linear Ambient | Linear Ambient Luminaires w/ Indirect component | Standard | FALSE | [9 empty] | 42074 | Not Yet Verified | Not Yet Verified | NotYetVerified |  | 3 | 3364 | 109.93 | 30.6 | 9.6 | 0.996 | 4070 | 83
P66T22RE | Philips Ledalite | Philips Ledalite | 2905LADQQ04GD | Indoor Luminaires | Linear Ambient | Linear Ambient Luminaires w/ Indirect component | Standard | FALSE | [9 empty] | 42074 | Not Yet Verified | Not Yet Verified | NotYetVerified |  | 3 | 3364 | 109.93 | 30.6 | 9.6 | 0.927 | 4070 | 83
P2HPXWW7 | Philips Ledalite | Philips Ledalite | 2905LADQQ0422 | Indoor Luminaires | Linear Ambient | Linear Ambient Luminaires w/ Indirect component | Standard | FALSE | [9 empty] | 42074 | Not Yet Verified | Not Yet Verified | NotYetVerified |  | 3 | 3364 | 109.93 | 30.6 | 9.6 | 0.927 | 4070 | 83
P1ZE3XAM | Philips Ledalite | Philips Ledalite | 2905LADQQ0471 | Indoor Luminaires | Linear Ambient | Linear Ambient Luminaires w/ Indirect component | Standard | FALSE | [9 empty] | 42074 | Not Yet Verified | Not Yet Verified | NotYetVerified |  | 3 | 3364 | 117.62 | 28.6 | 9.6 | 0.995 | 4070 | 83
PQF9RM6M | Philips Ledalite | Philips Ledalite | 29x1LAEQN08[13]2 | Indoor Luminaires | Linear Ambient | Direct Linear Ambient Luminaires | Standard | FALSE | [9 empty] | 42074 | Not Dimmable | Not Dimmable | NotYetVerified |  | 3 | 6514 | 92.01 | 70.8 | 5.9 | 0.97 | 4065 | 83
P9C6YHWG | Philips Ledalite | Philips Ledalite | 29x1LAEQN08[13]1 | Indoor Luminaires | Linear Ambient | Direct Linear Ambient Luminaires | Standard | FALSE | [9 empty] | 42074 | Not Dimmable | Not Dimmable | NotYetVerified |  | 3 | 6514 | 92.01 | 70.8 | 5.9 | 0.995 | 4065 | 83
P5FX71UJ | Philips Ledalite | Philips Ledalite | 29x1LAEQN08[13]D | Indoor Luminaires | Linear Ambient | Direct Linear Ambient Luminaires | Standard | FALSE | [9 empty] | 42074 | Not Dimmable | Not Dimmable | NotYetVerified |  | 3 | 6514 | 92.01 | 70.8 | 5.9 | 0.97 | 4065 | 83
PW5WKDJ7 | Philips Ledalite | Philips Ledalite | 29x1LAEQN06[13]1 | Indoor Luminaires | Linear Ambient | Direct Linear Ambient Luminaires | Standard | FALSE | [9 empty] | 42074 | Not Dimmable | Not Dimmable | NotYetVerified |  | 3 | 4885.5 | 92.01 | 53.1 | 5.9 | 0.995 | 4065 | 83
PTJD2R98 | Philips Ledalite | Philips Ledalite | 29x1LAEQN06[13]D | Indoor Luminaires | Linear Ambient | Direct Linear Ambient Luminaires | Standard | FALSE | [9 empty] | 42074 | Not Dimmable | Not Dimmable | NotYetVerified |  | 3 | 4885.5 | 92.01 | 53.1 | 5.9 | 0.97 | 4065 | 83
P7MY7RR9 | Philips Ledalite | Philips Ledalite | 29x1LAEQN06[13]2 | Indoor Luminaires | Linear Ambient | Direct Linear Ambient Luminaires | Standard | FALSE | [9 empty] | 42074 | Not Dimmable | Not Dimmable | NotYetVerified |  | 3 | 4885.5 | 92.01 | 53.1 | 5.9 | 0.97 | 4065 | 83
PZNZJW2V | Philips Ledalite | Philips Ledalite | 29x1LAGQN08[13]2 | Indoor Luminaires | Linear Ambient | Direct Linear Ambient Luminaires | Standard | FALSE | [9 empty] | 42074 | Not Dimmable | Not Dimmable | NotYetVerified |  | 3 | 4680 | 97.1 | 48.2 | 5.9 | 0.961 | 4065 | 83
PX53A6ZZ | Philips Ledalite | Philips Ledalite | 29x1LAGQN08[13]1 | Indoor Luminaires | Linear Ambient | Direct Linear Ambient Luminaires | Standard | FALSE | [9 empty] | 42074 | Not Dimmable | Not Dimmable | NotYetVerified |  | 3 | 4680 | 97.1 | 48.2 | 5.9 | 0.996 | 4065 | 83
PP9SRATR | Philips Ledalite | Philips Ledalite | 29x1LAGQN08[13]D | Indoor Luminaires | Linear Ambient | Direct Linear Ambient Luminaires | Standard | FALSE | [9 empty] | 42074 | Not Dimmable | Not Dimmable | NotYetVerified |  | 3 | 4680 | 97.1 | 48.2 | 5.9 | 0.961 | 4065 | 83
PXSQC4GZ | Philips Ledalite | Philips Ledalite | 29x1LAGQN06[13]D | Indoor Luminaires | Linear Ambient | Direct Linear Ambient Luminaires | Standard | FALSE | [9 empty] | 42074 | Not Dimmable | Not Dimmable | NotYetVerified |  | 3 | 3510 | 97.1 | 36.15 | 5.9 | 0.961 | 4065 | 83
PNHV5BEC | Philips Ledalite | Philips Ledalite | 29x1LAGQN06[13]2 | Indoor Luminaires | Linear Ambient | Direct Linear Ambient Luminaires | Standard | FALSE | [9 empty] | 42074 | Not Dimmable | Not Dimmable | NotYetVerified |  | 3 | 3510 | 97.1 | 36.15 | 5.9 | 0.961 | 4065 | 83
P6HDPYQP | Philips Ledalite | Philips Ledalite | 29x1LAGQN06[13]1 | Indoor Luminaires | Linear Ambient | Direct Linear Ambient Luminaires | Standard | FALSE | [9 empty] | 42074 | Not Dimmable | Not Dimmable | NotYetVerified |  | 3 | 3510 | 97.1 | 36.15 | 5.9 | 0.996 | 4065 | 83
PWVCNKZN | Philips Ledalite | Philips Ledalite | 29x1LAEQN04[13]D | Indoor Luminaires | Linear Ambient | Direct Linear Ambient Luminaires | Standard | FALSE | [9 empty] | 42074 | Not Dimmable | Not Dimmable | NotYetVerified |  | 3 | 3257 | 92.01 | 35.4 | 5.9 | 0.97 | 4065 | 83
P9A9NQNX | Philips Ledalite | Philips Ledalite | 29x1LAEQN04[13]2 | Indoor Luminaires | Linear Ambient | Direct Linear Ambient Luminaires | Standard | FALSE | [9 empty] | 42074 | Not Dimmable | Not Dimmable | NotYetVerified |  | 3 | 3257 | 92.01 | 35.4 | 5.9 | 0.97 | 4065 | 83
P23GZ5ZV | Philips Ledalite | Philips Ledalite | 29x1LAEQN04[13]1 | Indoor Luminaires | Linear Ambient | Direct Linear Ambient Luminaires | Standard | FALSE | [9 empty] | 42074 | Not Dimmable | Not Dimmable | NotYetVerified |  | 3 | 3257 | 92.01 | 35.4 | 5.9 | 0.995 | 4065 | 83
PXVHHHAC | Philips Ledalite | Philips Ledalite | 29x1LAKQN08[13]D | Indoor Luminaires | Linear Ambient | Direct Linear Ambient Luminaires | Standard | FALSE | [9 empty] | 42074 | Not Dimmable | Not Dimmable | NotYetVerified |  | 3 | 2996 | 97.91 | 30.6 | 5.9 | 0.927 | 4065 | 83
PBF79EXU | Philips Ledalite | Philips Ledalite | 29x1LAKQN08[13]2 | Indoor Luminaires | Linear Ambient | Direct Linear Ambient Luminaires | Standard | FALSE | [9 empty] | 42074 | Not Dimmable | Not Dimmable | NotYetVerified |  | 3 | 2996 | 97.91 | 30.6 | 5.9 | 0.927 | 4065 | 83
P75YJ12K | Philips Ledalite | Philips Ledalite | 29x1LAKQN08[13]1 | Indoor Luminaires | Linear Ambient | Direct Linear Ambient Luminaires | Standard | FALSE | [9 empty] | 42074 | Not Dimmable | Not Dimmable | NotYetVerified |  | 3 | 2996 | 97.91 | 30.6 | 5.9 | 0.996 | 4065 | 83
PRGGZ53V | Philips Ledalite | Philips Ledalite | 29x1LAGQN04[13]1 | Indoor Luminaires | Linear Ambient | Direct Linear Ambient Luminaires | Standard | FALSE | [9 empty] | 42074 | Not Dimmable | Not Dimmable | NotYetVerified |  | 3 | 2340 | 97.1 | 24.1 | 5.9 | 0.996 | 4065 | 83
PPU54R52 | Philips Ledalite | Philips Ledalite | 29x1LAGQN04[13]2 | Indoor Luminaires | Linear Ambient | Direct Linear Ambient Luminaires | Standard | FALSE | [9 empty] | 42074 | Not Dimmable | Not Dimmable | NotYetVerified |  | 3 | 2340 | 97.1 | 24.1 | 5.9 | 0.961 | 4065 | 83
P757MEW2 | Philips Ledalite | Philips Ledalite | 29x1LAGQN04[13]D | Indoor Luminaires | Linear Ambient | Direct Linear Ambient Luminaires | Standard | FALSE | [9 empty] | 42074 | Not Dimmable | Not Dimmable | NotYetVerified |  | 3 | 2340 | 97.1 | 24.1 | 5.9 | 0.961 | 4065 | 83
PHXK2DPR | Philips Ledalite | Philips Ledalite | 29x1LAKQN06[13]2 | Indoor Luminaires | Linear Ambient | Direct Linear Ambient Luminaires | Standard | FALSE | [9 empty] | 42074 | Not Dimmable | Not Dimmable | NotYetVerified |  | 3 | 2247 | 97.91 | 22.95 | 5.9 | 0.927 | 4065 | 83
PAAHP6ZB | Philips Ledalite | Philips Ledalite | 29x1LAKQN06[13]1 | Indoor Luminaires | Linear Ambient | Direct Linear Ambient Luminaires | Standard | FALSE | [9 empty] | 42074 | Not Dimmable | Not Dimmable | NotYetVerified |  | 3 | 2247 | 97.91 | 22.95 | 5.9 | 0.996 | 4065 | 83
P2ETW9A6 | Philips Ledalite | Philips Ledalite | 29x1LAKQN06[13]D | Indoor Luminaires | Linear Ambient | Direct Linear Ambient Luminaires | Standard | FALSE | [9 empty] | 42074 | Not Dimmable | Not Dimmable | NotYetVerified |  | 3 | 2247 | 97.91 | 22.95 | 5.9 | 0.927 | 4065 | 83
PYT1S8TX | Philips Ledalite | Philips Ledalite | 29x1LAKQN04[13]1 | Indoor Luminaires | Linear Ambient | Direct Linear Ambient Luminaires | Standard | FALSE | [9 empty] | 42074 | Not Dimmable | Not Dimmable | NotYetVerified |  | 3 | 1498 | 97.91 | 15.3 | 5.9 | 0.996 | 4065 | 83
PVG9A8J6 | Philips Ledalite | Philips Ledalite | 29x1LAKQN04[13]D | Indoor Luminaires | Linear Ambient | Direct Linear Ambient Luminaires | Standard | FALSE | [9 empty] | 42074 | Not Dimmable | Not Dimmable | NotYetVerified |  | 3 | 1498 | 97.91 | 15.3 | 5.9 | 0.927 | 4065 | 83
PJT41TUC | Philips Ledalite | Philips Ledalite | 29x1LAKQN04[13]2 | Indoor Luminaires | Linear Ambient | Direct Linear Ambient Luminaires | Standard | FALSE | [9 empty] | 42074 | Not Dimmable | Not Dimmable | NotYetVerified |  | 3 | 1498 | 97.91 | 15.3 | 5.9 | 0.927 | 4065 | 83
PQX726XC | Philips Ledalite | Philips Ledalite | 29x1LAEQN08[87]D | Indoor Luminaires | Linear Ambient | Direct Linear Ambient Luminaires | Standard | FALSE | [9 empty] | 42074 | Dimmable | Continuous Below 10 | NotYetVerified |  | 3 | 6514 | 92.01 | 70.8 | 5.9 | 0.97 | 4065 | 83
PPMZ1SNX | Philips Ledalite | Philips Ledalite | 29x1LAEQN08[87]2 | Indoor Luminaires | Linear Ambient | Direct Linear Ambient Luminaires | Standard | FALSE | [9 empty] | 42074 | Dimmable | Continuous Below 10 | NotYetVerified |  | 3 | 6514 | 92.01 | 70.8 | 5.9 | 0.97 | 4065 | 83
P48KTK46 | Philips Ledalite | Philips Ledalite | 29x1LAEQN08[87]1 | Indoor Luminaires | Linear Ambient | Direct Linear Ambient Luminaires | Standard | FALSE | [9 empty] | 42074 | Dimmable | Continuous Below 10 | NotYetVerified |  | 3 | 6514 | 92.01 | 70.8 | 5.9 | 0.995 | 4065 | 83
PMHQG4YZ | Philips Ledalite | Philips Ledalite | 29x1LAEQN06[87]1 | Indoor Luminaires | Linear Ambient | Direct Linear Ambient Luminaires | Standard | FALSE | [9 empty] | 42074 | Dimmable | Continuous Below 10 | NotYetVerified |  | 3 | 4885.5 | 92.01 | 53.1 | 5.9 | 0.995 | 4065 | 83
P4QCXGAN | Philips Ledalite | Philips Ledalite | 29x1LAEQN06[87]2 | Indoor Luminaires | Linear Ambient | Direct Linear Ambient Luminaires | Standard | FALSE | [9 empty] | 42074 | Dimmable | Continuous Below 10 | NotYetVerified |  | 3 | 4885.5 | 92.01 | 53.1 | 5.9 | 0.97 | 4065 | 83
P2SW5QCX | Philips Ledalite | Philips Ledalite | 29x1LAEQN06[87]D | Indoor Luminaires | Linear Ambient | Direct Linear Ambient Luminaires | Standard | FALSE | [9 empty] | 42074 | Dimmable | Continuous Below 10 | NotYetVerified |  | 3 | 4885.5 | 92.01 | 53.1 | 5.9 | 0.97 | 4065 | 83
PU7CXSSK | Philips Ledalite | Philips Ledalite | 29x1LAGQN08[87]2 | Indoor Luminaires | Linear Ambient | Direct Linear Ambient Luminaires | Standard | FALSE | [9 empty] | 42074 | Dimmable | Continuous Below 10 | NotYetVerified |  | 3 | 4680 | 97.1 | 48.2 | 5.9 | 0.961 | 4065 | 83
PJEQ9TTF | Philips Ledalite | Philips Ledalite | 29x1LAGQN08[87]D | Indoor Luminaires | Linear Ambient | Direct Linear Ambient Luminaires | Standard | FALSE | [9 empty] | 42074 | Dimmable | Continuous Below 10 | NotYetVerified |  | 3 | 4680 | 97.1 | 48.2 | 5.9 | 0.961 | 4065 | 83
P4YQ4T7R | Philips Ledalite | Philips Ledalite | 29x1LAGQN08[87]1 | Indoor Luminaires | Linear Ambient | Direct Linear Ambient Luminaires | Standard | FALSE | [9 empty] | 42074 | Dimmable | Continuous Below 10 | NotYetVerified |  | 3 | 4680 | 97.1 | 48.2 | 5.9 | 0.996 | 4065 | 83
PSZZ7PPT | Philips Ledalite | Philips Ledalite | 29x1LAGQN06[87]2 | Indoor Luminaires | Linear Ambient | Direct Linear Ambient Luminaires | Standard | FALSE | [9 empty] | 42074 | Dimmable | Continuous Below 10 | NotYetVerified |  | 3 | 3510 | 97.1 | 36.15 | 5.9 | 0.961 | 4065 | 83
PKMAPHPY | Philips Ledalite | Philips Ledalite | 29x1LAGQN06[87]1 | Indoor Luminaires | Linear Ambient | Direct Linear Ambient Luminaires | Standard | FALSE | [9 empty] | 42074 | Dimmable | Continuous Below 10 | NotYetVerified |  | 3 | 3510 | 97.1 | 36.15 | 5.9 | 0.996 | 4065 | 83
PFZ2U8FD | Philips Ledalite | Philips Ledalite | 29x1LAGQN06[87]D | Indoor Luminaires | Linear Ambient | Direct Linear Ambient Luminaires | Standard | FALSE | [9 empty] | 42074 | Dimmable | Continuous Below 10 | NotYetVerified |  | 3 | 3510 | 97.1 | 36.15 | 5.9 | 0.961 | 4065 | 83
PPDACJXX | Philips Ledalite | Philips Ledalite | 29x1LAEQN04[87]1 | Indoor Luminaires | Linear Ambient | Direct Linear Ambient Luminaires | Standard | FALSE | [9 empty] | 42074 | Dimmable | Continuous Below 10 | NotYetVerified |  | 3 | 3257 | 92.01 | 35.4 | 5.9 | 0.995 | 4065 | 83
PMJ8W975 | Philips Ledalite | Philips Ledalite | 29x1LAEQN04[87]2 | Indoor Luminaires | Linear Ambient | Direct Linear Ambient Luminaires | Standard | FALSE | [9 empty] | 42074 | Dimmable | Continuous Below 10 | NotYetVerified |  | 3 | 3257 | 92.01 | 35.4 | 5.9 | 0.97 | 4065 | 83
P57KZ3B6 | Philips Ledalite | Philips Ledalite | 29x1LAEQN04[87]D | Indoor Luminaires | Linear Ambient | Direct Linear Ambient Luminaires | Standard | FALSE | [9 empty] | 42074 | Dimmable | Continuous Below 10 | NotYetVerified |  | 3 | 3257 | 92.01 | 35.4 | 5.9 | 0.97 | 4065 | 83
PKP3VPXC | Philips Ledalite | Philips Ledalite | 29x1LAKQN08[87]D | Indoor Luminaires | Linear Ambient | Direct Linear Ambient Luminaires | Standard | FALSE | [9 empty] | 42074 | Dimmable | Continuous Below 10 | NotYetVerified |  | 3 | 2996 | 97.91 | 30.6 | 5.9 | 0.927 | 4065 | 83
P98SJ8KN | Philips Ledalite | Philips Ledalite | 29x1LAKQN08[87]2 | Indoor Luminaires | Linear Ambient | Direct Linear Ambient Luminaires | Standard | FALSE | [9 empty] | 42074 | Dimmable | Continuous Below 10 | NotYetVerified |  | 3 | 2996 | 97.91 | 30.6 | 5.9 | 0.927 | 4065 | 83
P1XTYYPT | Philips Ledalite | Philips Ledalite | 29x1LAKQN08[87]1 | Indoor Luminaires | Linear Ambient | Direct Linear Ambient Luminaires | Standard | FALSE | [9 empty] | 42074 | Dimmable | Continuous Below 10 | NotYetVerified |  | 3 | 2996 | 97.91 | 30.6 | 5.9 | 0.996 | 4065 | 83
PMNHSHC8 | Philips Ledalite | Philips Ledalite | 29x1LAGQN04[87]1 | Indoor Luminaires | Linear Ambient | Direct Linear Ambient Luminaires | Standard | FALSE | [9 empty] | 42074 | Dimmable | Continuous Below 10 | NotYetVerified |  | 3 | 2340 | 97.1 | 24.1 | 5.9 | 0.996 | 4065 | 83
PDSW19SQ | Philips Ledalite | Philips Ledalite | 29x1LAGQN04[87]2 | Indoor Luminaires | Linear Ambient | Direct Linear Ambient Luminaires | Standard | FALSE | [9 empty] | 42074 | Dimmable | Continuous Below 10 | NotYetVerified |  | 3 | 2340 | 97.1 | 24.1 | 5.9 | 0.961 | 4065 | 83
P67RUB5Q | Philips Ledalite | Philips Ledalite | 29x1LAGQN04[87]D | Indoor Luminaires | Linear Ambient | Direct Linear Ambient Luminaires | Standard | FALSE | [9 empty] | 42074 | Dimmable | Continuous Below 10 | NotYetVerified |  | 3 | 2340 | 97.1 | 24.1 | 5.9 | 0.961 | 4065 | 83
PU61N9ZM | Philips Ledalite | Philips Ledalite | 29x1LAKQN06[87]2 | Indoor Luminaires | Linear Ambient | Direct Linear Ambient Luminaires | Standard | FALSE | [9 empty] | 42074 | Dimmable | Continuous Below 10 | NotYetVerified |  | 3 | 2247 | 97.91 | 22.95 | 5.9 | 0.927 | 4065 | 83
PB1DP8EU | Philips Ledalite | Philips Ledalite | 29x1LAKQN06[87]1 | Indoor Luminaires | Linear Ambient | Direct Linear Ambient Luminaires | Standard | FALSE | [9 empty] | 42074 | Dimmable | Continuous Below 10 | NotYetVerified |  | 3 | 2247 | 97.91 | 22.95 | 5.9 | 0.996 | 4065 | 83
P3D28H8X | Philips Ledalite | Philips Ledalite | 29x1LAKQN06[87]D | Indoor Luminaires | Linear Ambient | Direct Linear Ambient Luminaires | Standard | FALSE | [9 empty] | 42074 | Dimmable | Continuous Below 10 | NotYetVerified |  | 3 | 2247 | 97.91 | 22.95 | 5.9 | 0.927 | 4065 | 83
PKHQCPMA | Philips Ledalite | Philips Ledalite | 29x1LAKQN04[87]D | Indoor Luminaires | Linear Ambient | Direct Linear Ambient Luminaires | Standard | FALSE | [9 empty] | 42074 | Dimmable | Continuous Below 10 | NotYetVerified |  | 3 | 1498 | 97.91 | 15.3 | 5.9 | 0.927 | 4065 | 83
P81KUC11 | Philips Ledalite | Philips Ledalite | 29x1LAKQN04[87]1 | Indoor Luminaires | Linear Ambient | Direct Linear Ambient Luminaires | Standard | FALSE | [9 empty] | 42074 | Dimmable | Continuous Below 10 | NotYetVerified |  | 3 | 1498 | 97.91 | 15.3 | 5.9 | 0.996 | 4065 | 83
P7WNEXV8 | Philips Ledalite | Philips Ledalite | 29x1LAKQN04[87]2 | Indoor Luminaires | Linear Ambient | Direct Linear Ambient Luminaires | Standard | FALSE | [9 empty] | 42074 | Dimmable | Continuous Below 10 | NotYetVerified |  | 3 | 1498 | 97.91 | 15.3 | 5.9 | 0.927 | 4065 | 83
PYJER2DU | Philips Ledalite | Philips Ledalite | 2906LBCQQ08[1238]2 | Indoor Luminaires | Linear Ambient | Direct Linear Ambient Luminaires | Standard | FALSE | [9 empty] | 42074 | Not Dimmable | Not Dimmable | NotYetVerified |  | 3 | 9152 | 99.48 | 92 | 7.2 | 0.963 | 3442 | 82
PUP6MQDC | Philips Ledalite | Philips Ledalite | 2906LBCQQ08[1238]D | Indoor Luminaires | Linear Ambient | Direct Linear Ambient Luminaires | Standard | FALSE | [9 empty] | 42074 | Not Dimmable | Not Dimmable | NotYetVerified |  | 3 | 9152 | 99.48 | 92 | 7.2 | 0.963 | 3442 | 82
PAVNX6ZA | Philips Ledalite | Philips Ledalite | 2906LBCQQ08[1238]1 | Indoor Luminaires | Linear Ambient | Direct Linear Ambient Luminaires | Standard | FALSE | [9 empty] | 42074 | Not Dimmable | Not Dimmable | NotYetVerified |  | 3 | 9152 | 99.48 | 92 | 7.2 | 0.998 | 3442 | 82
PZXRZ617 | Philips Ledalite | Philips Ledalite | 2906LBCQQ06[1238]D | Indoor Luminaires | Linear Ambient | Direct Linear Ambient Luminaires | Standard | FALSE | [9 empty] | 42074 | Not Dimmable | Not Dimmable | NotYetVerified |  | 3 | 6864 | 99.48 | 69 | 7.2 | 0.963 | 3442 | 82
PVT9ZJPN | Philips Ledalite | Philips Ledalite | 2906LBCQQ06[1238]2 | Indoor Luminaires | Linear Ambient | Direct Linear Ambient Luminaires | Standard | FALSE | [9 empty] | 42074 | Not Dimmable | Not Dimmable | NotYetVerified |  | 3 | 6864 | 99.48 | 69 | 7.2 | 0.963 | 3442 | 82
PG7U3C3H | Philips Ledalite | Philips Ledalite | 2906LBCQQ06[1238]1 | Indoor Luminaires | Linear Ambient | Direct Linear Ambient Luminaires | Standard | FALSE | [9 empty] | 42074 | Not Dimmable | Not Dimmable | NotYetVerified |  | 3 | 6864 | 99.48 | 69 | 7.2 | 0.998 | 3442 | 82
PRQSFST4 | Philips Ledalite | Philips Ledalite | 2906LBCQQ04[1238]2 | Indoor Luminaires | Linear Ambient | Direct Linear Ambient Luminaires | Standard | FALSE | [9 empty] | 42074 | Not Dimmable | Not Dimmable | NotYetVerified |  | 3 | 4576 | 99.48 | 46 | 7.2 | 0.963 | 3442 | 82
P99F3BSA | Philips Ledalite | Philips Ledalite | 2906LBCQQ04[1238]1 | Indoor Luminaires | Linear Ambient | Direct Linear Ambient Luminaires | Standard | FALSE | [9 empty] | 42074 | Not Dimmable | Not Dimmable | NotYetVerified |  | 3 | 4576 | 99.48 | 46 | 7.2 | 0.998 | 3442 | 82
P8DYHR8X | Philips Ledalite | Philips Ledalite | 2906LBCQQ04[1238]D | Indoor Luminaires | Linear Ambient | Direct Linear Ambient Luminaires | Standard | FALSE | [9 empty] | 42074 | Not Dimmable | Not Dimmable | NotYetVerified |  | 3 | 4576 | 99.48 | 46 | 7.2 | 0.963 | 3442 | 82
PY48QG8W | Philips Ledalite | Philips Ledalite | 2906LBCQQ08[7.G]1 | Indoor Luminaires | Linear Ambient | Direct Linear Ambient Luminaires | Standard | FALSE | [9 empty] | 42074 | Dimmable | Continuous Below 10 | NotYetVerified |  | 3 | 9152 | 99.48 | 92 | 7.2 | 0.998 | 3442 | 82
PY3TDGVM | Philips Ledalite | Philips Ledalite | 2906LBCQQ08[7.G]D | Indoor Luminaires | Linear Ambient | Direct Linear Ambient Luminaires | Standard | FALSE | [9 empty] | 42074 | Dimmable | Continuous Below 10 | NotYetVerified |  | 3 | 9152 | 99.48 | 92 | 7.2 | 0.963 | 3442 | 82
PPSVSQXQ | Philips Ledalite | Philips Ledalite | 2906LBCQQ08[7.G]2 | Indoor Luminaires | Linear Ambient | Direct Linear Ambient Luminaires | Standard | FALSE | [9 empty] | 42074 | Dimmable | Continuous Below 10 | NotYetVerified |  | 3 | 9152 | 99.48 | 92 | 7.2 | 0.963 | 3442 | 82
PMAZER4Q | Philips Ledalite | Philips Ledalite | 2906LBCQQ06[7.G]2 | Indoor Luminaires | Linear Ambient | Direct Linear Ambient Luminaires | Standard | FALSE | [9 empty] | 42074 | Dimmable | Continuous Below 10 | NotYetVerified |  | 3 | 6864 | 99.48 | 69 | 7.2 | 0.963 | 3442 | 82
PKW7WYM5 | Philips Ledalite | Philips Ledalite | 2906LBCQQ06[7.G]1 | Indoor Luminaires | Linear Ambient | Direct Linear Ambient Luminaires | Standard | FALSE | [9 empty] | 42074 | Dimmable | Continuous Below 10 | NotYetVerified |  | 3 | 6864 | 99.48 | 69 | 7.2 | 0.998 | 3442 | 82
P4CSJ8DK | Philips Ledalite | Philips Ledalite | 2906LBCQQ06[7.G]D | Indoor Luminaires | Linear Ambient | Direct Linear Ambient Luminaires | Standard | FALSE | [9 empty] | 42074 | Dimmable | Continuous Below 10 | NotYetVerified |  | 3 | 6864 | 99.48 | 69 | 7.2 | 0.963 | 3442 | 82
PU9YGM76 | Philips Ledalite | Philips Ledalite | 2906LBCQQ04[7.G]1 | Indoor Luminaires | Linear Ambient | Direct Linear Ambient Luminaires | Standard | FALSE | [9 empty] | 42074 | Dimmable | Continuous Below 10 | NotYetVerified |  | 3 | 4576 | 99.48 | 46 | 7.2 | 0.998 | 3442 | 82
PN162RGA | Philips Ledalite | Philips Ledalite | 2906LBCQQ04[7.G]2 | Indoor Luminaires | Linear Ambient | Direct Linear Ambient Luminaires | Standard | FALSE | [9 empty] | 42074 | Dimmable | Continuous Below 10 | NotYetVerified |  | 3 | 4576 | 99.48 | 46 | 7.2 | 0.963 | 3442 | 82
PD8PSNFZ | Philips Ledalite | Philips Ledalite | 2906LBCQQ04[7.G]D | Indoor Luminaires | Linear Ambient | Direct Linear Ambient Luminaires | Standard | FALSE | [9 empty] | 42074 | Dimmable | Continuous Below 10 | NotYetVerified |  | 3 | 4576 | 99.48 | 46 | 7.2 | 0.963 | 3442 | 82
PJ99GRNX | Philips Ledalite | Philips Ledalite | 2906LBBQQ08[1238]D | Indoor Luminaires | Linear Ambient | Direct Linear Ambient Luminaires | Standard | FALSE | [9 empty] | 42074 | Not Dimmable | Not Dimmable | NotYetVerified |  | 3 | 10240 | 102.4 | 100 | 7.2 | 0.963 | 3440 | 82
P9JFPUM3 | Philips Ledalite | Philips Ledalite | 2906LBBQQ08[1238]1 | Indoor Luminaires | Linear Ambient | Direct Linear Ambient Luminaires | Standard | FALSE | [9 empty] | 42074 | Not Dimmable | Not Dimmable | NotYetVerified |  | 3 | 10240 | 102.4 | 100 | 7.2 | 0.992 | 3440 | 82
P32ASFP2 | Philips Ledalite | Philips Ledalite | 2906LBBQQ08[1238]2 | Indoor Luminaires | Linear Ambient | Direct Linear Ambient Luminaires | Standard | FALSE | [9 empty] | 42074 | Not Dimmable | Not Dimmable | NotYetVerified |  | 3 | 10240 | 102.4 | 100 | 7.2 | 0.963 | 3440 | 82
PGQ1ZPAN | Philips Ledalite | Philips Ledalite | 2906LBBQQ06[1238]D | Indoor Luminaires | Linear Ambient | Direct Linear Ambient Luminaires | Standard | FALSE | [9 empty] | 42074 | Not Dimmable | Not Dimmable | NotYetVerified |  | 3 | 7680 | 102.4 | 75 | 7.2 | 0.963 | 3440 | 82
P8UHMRNF | Philips Ledalite | Philips Ledalite | 2906LBBQQ06[1238]2 | Indoor Luminaires | Linear Ambient | Direct Linear Ambient Luminaires | Standard | FALSE | [9 empty] | 42074 | Not Dimmable | Not Dimmable | NotYetVerified |  | 3 | 7680 | 102.4 | 75 | 7.2 | 0.963 | 3440 | 82
P8GJGZ8U | Philips Ledalite | Philips Ledalite | 2906LBBQQ06[1238]1 | Indoor Luminaires | Linear Ambient | Direct Linear Ambient Luminaires | Standard | FALSE | [9 empty] | 42074 | Not Dimmable | Not Dimmable | NotYetVerified |  | 3 | 7680 | 102.4 | 75 | 7.2 | 0.992 | 3440 | 82
PM6FF69K | Philips Ledalite | Philips Ledalite | 2906LBBQQ04[1238]1 | Indoor Luminaires | Linear Ambient | Direct Linear Ambient Luminaires | Standard | FALSE | [9 empty] | 42074 | Not Dimmable | Not Dimmable | NotYetVerified |  | 3 | 5120 | 102.4 | 50 | 7.2 | 0.992 | 3440 | 82
P9HAAXYN | Philips Ledalite | Philips Ledalite | 2906LBBQQ04[1238]D | Indoor Luminaires | Linear Ambient | Direct Linear Ambient Luminaires | Standard | FALSE | [9 empty] | 42074 | Not Dimmable | Not Dimmable | NotYetVerified |  | 3 | 5120 | 102.4 | 50 | 7.2 | 0.963 | 3440 | 82
P283CAXM | Philips Ledalite | Philips Ledalite | 2906LBBQQ04[1238]2 | Indoor Luminaires | Linear Ambient | Direct Linear Ambient Luminaires | Standard | FALSE | [9 empty] | 42074 | Not Dimmable | Not Dimmable | NotYetVerified |  | 3 | 5120 | 102.4 | 50 | 7.2 | 0.963 | 3440 | 82
PQ8SR36K | Philips Ledalite | Philips Ledalite | 2906LBBQQ08[7.G]1 | Indoor Luminaires | Linear Ambient | Direct Linear Ambient Luminaires | Standard | FALSE | [9 empty] | 42074 | Dimmable | Continuous Below 10 | NotYetVerified |  | 3 | 10240 | 102.4 | 100 | 7.2 | 0.992 | 3440 | 82
PEUWH2QE | Philips Ledalite | Philips Ledalite | 2906LBBQQ08[7.G]2 | Indoor Luminaires | Linear Ambient | Direct Linear Ambient Luminaires | Standard | FALSE | [9 empty] | 42074 | Dimmable | Continuous Below 10 | NotYetVerified |  | 3 | 10240 | 102.4 | 100 | 7.2 | 0.963 | 3440 | 82
PA5FHF8M | Philips Ledalite | Philips Ledalite | 2906LBBQQ08[7.G]D | Indoor Luminaires | Linear Ambient | Direct Linear Ambient Luminaires | Standard | FALSE | [9 empty] | 42074 | Dimmable | Continuous Below 10 | NotYetVerified |  | 3 | 10240 | 102.4 | 100 | 7.2 | 0.963 | 3440 | 82
PGUE16DM | Philips Ledalite | Philips Ledalite | 2906LBBQQ06[7.G]1 | Indoor Luminaires | Linear Ambient | Direct Linear Ambient Luminaires | Standard | FALSE | [9 empty] | 42074 | Dimmable | Continuous Below 10 | NotYetVerified |  | 3 | 7680 | 102.4 | 75 | 7.2 | 0.992 | 3440 | 82
P1ZB5PT5 | Philips Ledalite | Philips Ledalite | 2906LBBQQ06[7.G]D | Indoor Luminaires | Linear Ambient | Direct Linear Ambient Luminaires | Standard | FALSE | [9 empty] | 42074 | Dimmable | Continuous Below 10 | NotYetVerified |  | 3 | 7680 | 102.4 | 75 | 7.2 | 0.963 | 3440 | 82
P1TKYTAA | Philips Ledalite | Philips Ledalite | 2906LBBQQ06[7.G]2 | Indoor Luminaires | Linear Ambient | Direct Linear Ambient Luminaires | Standard | FALSE | [9 empty] | 42074 | Dimmable | Continuous Below 10 | NotYetVerified |  | 3 | 7680 | 102.4 | 75 | 7.2 | 0.963 | 3440 | 82
PVR7MESE | Philips Ledalite | Philips Ledalite | 2906LBBQQ04[7.G]1 | Indoor Luminaires | Linear Ambient | Direct Linear Ambient Luminaires | Standard | FALSE | [9 empty] | 42074 | Dimmable | Continuous Below 10 | NotYetVerified |  | 3 | 5120 | 102.4 | 50 | 7.2 | 0.992 | 3440 | 82
PS24WWXQ | Philips Ledalite | Philips Ledalite | 2906LBBQQ04[7.G]2 | Indoor Luminaires | Linear Ambient | Direct Linear Ambient Luminaires | Standard | FALSE | [9 empty] | 42074 | Dimmable | Continuous Below 10 | NotYetVerified |  | 3 | 5120 | 102.4 | 50 | 7.2 | 0.963 | 3440 | 82
PC27WR5U | Philips Ledalite | Philips Ledalite | 2906LBBQQ04[7.G]D | Indoor Luminaires | Linear Ambient | Direct Linear Ambient Luminaires | Standard | FALSE | [9 empty] | 42074 | Dimmable | Continuous Below 10 | NotYetVerified |  | 3 | 5120 | 102.4 | 50 | 7.2 | 0.963 | 3440 | 82
PZT4UY8Y | Philips Ledalite | Philips Ledalite | 2905LBCQQ08[1238]2 | Indoor Luminaires | Linear Ambient | Linear Ambient Luminaires w/ Indirect component | Standard | FALSE | [9 empty] | 42074 | Not Dimmable | Not Dimmable | NotYetVerified |  | 3 | 9244 | 113.01 | 81.8 | 7.7 | 0.954 | 3435 | 82
PPR4V6FD | Philips Ledalite | Philips Ledalite | 2905LBCQQ08[1238]D | Indoor Luminaires | Linear Ambient | Linear Ambient Luminaires w/ Indirect component | Standard | FALSE | [9 empty] | 42074 | Not Dimmable | Not Dimmable | NotYetVerified |  | 3 | 9244 | 113.01 | 81.8 | 7.7 | 0.954 | 3435 | 82
PN64FN4B | Philips Ledalite | Philips Ledalite | 2905LBCQQ08[1238]1 | Indoor Luminaires | Linear Ambient | Linear Ambient Luminaires w/ Indirect component | Standard | FALSE | [9 empty] | 42074 | Not Dimmable | Not Dimmable | NotYetVerified |  | 3 | 9244 | 113.01 | 81.8 | 7.7 | 0.997 | 3435 | 82
PX674J8E | Philips Ledalite | Philips Ledalite | 2905LBCQQ06[1238]2 | Indoor Luminaires | Linear Ambient | Linear Ambient Luminaires w/ Indirect component | Standard | FALSE | [9 empty] | 42074 | Not Dimmable | Not Dimmable | NotYetVerified |  | 3 | 6933 | 113.01 | 61.35 | 7.7 | 0.954 | 3435 | 82
PMP3Z968 | Philips Ledalite | Philips Ledalite | 2905LBCQQ06[1238]1 | Indoor Luminaires | Linear Ambient | Linear Ambient Luminaires w/ Indirect component | Standard | FALSE | [9 empty] | 42074 | Not Dimmable | Not Dimmable | NotYetVerified |  | 3 | 6933 | 113.01 | 61.35 | 7.7 | 0.997 | 3435 | 82
PKED1EBD | Philips Ledalite | Philips Ledalite | 2905LBCQQ06[1238]D | Indoor Luminaires | Linear Ambient | Linear Ambient Luminaires w/ Indirect component | Standard | FALSE | [9 empty] | 42074 | Not Dimmable | Not Dimmable | NotYetVerified |  | 3 | 6933 | 113.01 | 61.35 | 7.7 | 0.954 | 3435 | 82
PR89TN2T | Philips Ledalite | Philips Ledalite | 2905LBCQQ04[1238]D | Indoor Luminaires | Linear Ambient | Linear Ambient Luminaires w/ Indirect component | Standard | FALSE | [9 empty] | 42074 | Not Dimmable | Not Dimmable | NotYetVerified |  | 3 | 4622 | 113.01 | 40.9 | 7.7 | 0.954 | 3435 | 82
PD1B6GF3 | Philips Ledalite | Philips Ledalite | 2905LBCQQ04[1238]1 | Indoor Luminaires | Linear Ambient | Linear Ambient Luminaires w/ Indirect component | Standard | FALSE | [9 empty] | 42074 | Not Dimmable | Not Dimmable | NotYetVerified |  | 3 | 4622 | 113.01 | 40.9 | 7.7 | 0.997 | 3435 | 82
P4E6CS8J | Philips Ledalite | Philips Ledalite | 2905LBCQQ04[1238]2 | Indoor Luminaires | Linear Ambient | Linear Ambient Luminaires w/ Indirect component | Standard | FALSE | [9 empty] | 42074 | Not Dimmable | Not Dimmable | NotYetVerified |  | 3 | 4622 | 113.01 | 40.9 | 7.7 | 0.954 | 3435 | 82
PTAMXJF6 | Philips Ledalite | Philips Ledalite | 2905LBCQQ08[7G]1 | Indoor Luminaires | Linear Ambient | Linear Ambient Luminaires w/ Indirect component | Standard | FALSE | [9 empty] | 42074 | Dimmable | Continuous Below 10 | NotYetVerified |  | 3 | 9244 | 113.01 | 81.8 | 7.7 | 0.997 | 3435 | 82
PBCHB37B | Philips Ledalite | Philips Ledalite | 2905LBCQQ08[7G]2 | Indoor Luminaires | Linear Ambient | Linear Ambient Luminaires w/ Indirect component | Standard | FALSE | [9 empty] | 42074 | Dimmable | Continuous Below 10 | NotYetVerified |  | 3 | 9244 | 113.01 | 81.8 | 7.7 | 0.954 | 3435 | 82
PASH6W3B | Philips Ledalite | Philips Ledalite | 2905LBCQQ08[7G]D | Indoor Luminaires | Linear Ambient | Linear Ambient Luminaires w/ Indirect component | Standard | FALSE | [9 empty] | 42074 | Dimmable | Continuous Below 10 | NotYetVerified |  | 3 | 9244 | 113.01 | 81.8 | 7.7 | 0.954 | 3435 | 82
PZ918PUM | Philips Ledalite | Philips Ledalite | 2905LBCQQ06[7G]2 | Indoor Luminaires | Linear Ambient | Linear Ambient Luminaires w/ Indirect component | Standard | FALSE | [9 empty] | 42074 | Dimmable | Continuous Below 10 | NotYetVerified |  | 3 | 6933 | 113.01 | 61.35 | 7.7 | 0.954 | 3435 | 82
PJVV2EJV | Philips Ledalite | Philips Ledalite | 2905LBCQQ06[7G]D | Indoor Luminaires | Linear Ambient | Linear Ambient Luminaires w/ Indirect component | Standard | FALSE | [9 empty] | 42074 | Dimmable | Continuous Below 10 | NotYetVerified |  | 3 | 6933 | 113.01 | 61.35 | 7.7 | 0.954 | 3435 | 82
P6S37B46 | Philips Ledalite | Philips Ledalite | 2905LBCQQ06[7G]1 | Indoor Luminaires | Linear Ambient | Linear Ambient Luminaires w/ Indirect component | Standard | FALSE | [9 empty] | 42074 | Dimmable | Continuous Below 10 | NotYetVerified |  | 3 | 6933 | 113.01 | 61.35 | 7.7 | 0.997 | 3435 | 82
PRV1V2QF | Philips Ledalite | Philips Ledalite | 2905LBCQQ04[7G]1 | Indoor Luminaires | Linear Ambient | Linear Ambient Luminaires w/ Indirect component | Standard | FALSE | [9 empty] | 42074 | Dimmable | Continuous Below 10 | NotYetVerified |  | 3 | 4622 | 113.01 | 40.9 | 7.7 | 0.997 | 3435 | 82
PKXHVYJJ | Philips Ledalite | Philips Ledalite | 2905LBCQQ04[7G]2 | Indoor Luminaires | Linear Ambient | Linear Ambient Luminaires w/ Indirect component | Standard | FALSE | [9 empty] | 42074 | Dimmable | Continuous Below 10 | NotYetVerified |  | 3 | 4622 | 113.01 | 40.9 | 7.7 | 0.954 | 3435 | 82
PK4C572F | Philips Ledalite | Philips Ledalite | 2905LBCQQ04[7G]D | Indoor Luminaires | Linear Ambient | Linear Ambient Luminaires w/ Indirect component | Standard | FALSE | [9 empty] | 42074 | Dimmable | Continuous Below 10 | NotYetVerified |  | 3 | 4622 | 113.01 | 40.9 | 7.7 | 0.954 | 3435 | 82
PZWNQUV1 | Philips Ledalite | Philips Ledalite | 2906LBDQQ08[1238]2 | Indoor Luminaires | Linear Ambient | Direct Linear Ambient Luminaires | Standard | FALSE | [9 empty] | 42074 | Not Dimmable | Not Dimmable | NotYetVerified |  | 3 | 7300 | 104.89 | 69.6 | 7.2 | 0.94 | 3434 | 82
PVR6J7XJ | Philips Ledalite | Philips Ledalite | 2906LBDQQ08[1238]D | Indoor Luminaires | Linear Ambient | Direct Linear Ambient Luminaires | Standard | FALSE | [9 empty] | 42074 | Not Dimmable | Not Dimmable | NotYetVerified |  | 3 | 7300 | 104.89 | 69.6 | 7.2 | 0.94 | 3434 | 82
PEQXMD9A | Philips Ledalite | Philips Ledalite | 2906LBDQQ08[1238]1 | Indoor Luminaires | Linear Ambient | Direct Linear Ambient Luminaires | Standard | FALSE | [9 empty] | 42074 | Not Dimmable | Not Dimmable | NotYetVerified |  | 3 | 7300 | 104.89 | 69.6 | 7.2 | 0.997 | 3434 | 82
PJVV19KM | Philips Ledalite | Philips Ledalite | 2906LBDQQ06[1238]1 | Indoor Luminaires | Linear Ambient | Direct Linear Ambient Luminaires | Standard | FALSE | [9 empty] | 42074 | Not Dimmable | Not Dimmable | NotYetVerified |  | 3 | 5475 | 104.89 | 52.2 | 7.2 | 0.997 | 3434 | 82
PHRCFNA9 | Philips Ledalite | Philips Ledalite | 2906LBDQQ06[1238]2 | Indoor Luminaires | Linear Ambient | Direct Linear Ambient Luminaires | Standard | FALSE | [9 empty] | 42074 | Not Dimmable | Not Dimmable | NotYetVerified |  | 3 | 5475 | 104.89 | 52.2 | 7.2 | 0.94 | 3434 | 82
PHEFXEMF | Philips Ledalite | Philips Ledalite | 2906LBDQQ06[1238]D | Indoor Luminaires | Linear Ambient | Direct Linear Ambient Luminaires | Standard | FALSE | [9 empty] | 42074 | Not Dimmable | Not Dimmable | NotYetVerified |  | 3 | 5475 | 104.89 | 52.2 | 7.2 | 0.94 | 3434 | 82
PZJCKETB | Philips Ledalite | Philips Ledalite | 2906LBDQQ04[1238]D | Indoor Luminaires | Linear Ambient | Direct Linear Ambient Luminaires | Standard | FALSE | [9 empty] | 42074 | Not Dimmable | Not Dimmable | NotYetVerified |  | 3 | 3650 | 104.89 | 34.8 | 7.2 | 0.94 | 3434 | 82
PXN3EZEB | Philips Ledalite | Philips Ledalite | 2906LBDQQ04[1238]2 | Indoor Luminaires | Linear Ambient | Direct Linear Ambient Luminaires | Standard | FALSE | [9 empty] | 42074 | Not Dimmable | Not Dimmable | NotYetVerified |  | 3 | 3650 | 104.89 | 34.8 | 7.2 | 0.94 | 3434 | 82
PGFQK5DZ | Philips Ledalite | Philips Ledalite | 2906LBDQQ04[1238]1 | Indoor Luminaires | Linear Ambient | Direct Linear Ambient Luminaires | Standard | FALSE | [9 empty] | 42074 | Not Dimmable | Not Dimmable | NotYetVerified |  | 3 | 3650 | 104.89 | 34.8 | 7.2 | 0.997 | 3434 | 82
PZFSKZA4 | Philips Ledalite | Philips Ledalite | 2903LBCNQ08[13]1 | Indoor Luminaires | Linear Ambient | Linear Ambient Luminaires w/ Indirect component | Standard | FALSE | [9 empty] | 42074 | Not Dimmable | Not Dimmable | NotYetVerified |  | 3 | 9530 | 116.22 | 82 | 4.8 | 0.998 | 3434 | 82
PG49K22Q | Philips Ledalite | Philips Ledalite | 2903LBCNQ08[13]D | Indoor Luminaires | Linear Ambient | Linear Ambient Luminaires w/ Indirect component | Standard | FALSE | [9 empty] | 42074 | Not Dimmable | Not Dimmable | NotYetVerified |  | 3 | 9530 | 116.22 | 82 | 4.8 | 0.977 | 3434 | 82
P7VUHUNS | Philips Ledalite | Philips Ledalite | 2903LBCNQ08[13]2 | Indoor Luminaires | Linear Ambient | Linear Ambient Luminaires w/ Indirect component | Standard | FALSE | [9 empty] | 42074 | Not Dimmable | Not Dimmable | NotYetVerified |  | 3 | 9530 | 116.22 | 82 | 4.8 | 0.977 | 3434 | 82
PZW48Z5N | Philips Ledalite | Philips Ledalite | 2903LBCNQ06[13]D | Indoor Luminaires | Linear Ambient | Linear Ambient Luminaires w/ Indirect component | Standard | FALSE | [9 empty] | 42074 | Not Dimmable | Not Dimmable | NotYetVerified |  | 3 | 7147.5 | 116.22 | 61.5 | 4.8 | 0.977 | 3434 | 82
PT9TWYKX | Philips Ledalite | Philips Ledalite | 2903LBCNQ06[13]2 | Indoor Luminaires | Linear Ambient | Linear Ambient Luminaires w/ Indirect component | Standard | FALSE | [9 empty] | 42074 | Not Dimmable | Not Dimmable | NotYetVerified |  | 3 | 7147.5 | 116.22 | 61.5 | 4.8 | 0.977 | 3434 | 82
PJPVNX6G | Philips Ledalite | Philips Ledalite | 2903LBCNQ06[13]1 | Indoor Luminaires | Linear Ambient | Linear Ambient Luminaires w/ Indirect component | Standard | FALSE | [9 empty] | 42074 | Not Dimmable | Not Dimmable | NotYetVerified |  | 3 | 7147.5 | 116.22 | 61.5 | 4.8 | 0.998 | 3434 | 82
PPVV31EB | Philips Ledalite | Philips Ledalite | 2903LBENQ08[13]1 | Indoor Luminaires | Linear Ambient | Linear Ambient Luminaires w/ Indirect component | Standard | FALSE | [9 empty] | 42074 | Not Dimmable | Not Dimmable | NotYetVerified |  | 3 | 6406 | 123.67 | 51.8 | 4.8 | 0.996 | 3434 | 82
PJ2E613Z | Philips Ledalite | Philips Ledalite | 2903LBENQ08[13]D | Indoor Luminaires | Linear Ambient | Linear Ambient Luminaires w/ Indirect component | Standard | FALSE | [9 empty] | 42074 | Not Dimmable | Not Dimmable | NotYetVerified |  | 3 | 6406 | 123.67 | 51.8 | 4.8 | 0.969 | 3434 | 82
P8QXF9ZJ | Philips Ledalite | Philips Ledalite | 2903LBENQ08[13]2 | Indoor Luminaires | Linear Ambient | Linear Ambient Luminaires w/ Indirect component | Standard | FALSE | [9 empty] | 42074 | Not Dimmable | Not Dimmable | NotYetVerified |  | 3 | 6406 | 123.67 | 51.8 | 4.8 | 0.969 | 3434 | 82
PN6EDRM9 | Philips Ledalite | Philips Ledalite | 2903LBENQ06[13]D | Indoor Luminaires | Linear Ambient | Linear Ambient Luminaires w/ Indirect component | Standard | FALSE | [9 empty] | 42074 | Not Dimmable | Not Dimmable | NotYetVerified |  | 3 | 4804.5 | 123.67 | 38.85 | 4.8 | 0.969 | 3434 | 82
PMSGHH6N | Philips Ledalite | Philips Ledalite | 2903LBENQ06[13]1 | Indoor Luminaires | Linear Ambient | Linear Ambient Luminaires w/ Indirect component | Standard | FALSE | [9 empty] | 42074 | Not Dimmable | Not Dimmable | NotYetVerified |  | 3 | 4804.5 | 123.67 | 38.85 | 4.8 | 0.996 | 3434 | 82
PBBF6ZC3 | Philips Ledalite | Philips Ledalite | 2903LBENQ06[13]2 | Indoor Luminaires | Linear Ambient | Linear Ambient Luminaires w/ Indirect component | Standard | FALSE | [9 empty] | 42074 | Not Dimmable | Not Dimmable | NotYetVerified |  | 3 | 4804.5 | 123.67 | 38.85 | 4.8 | 0.969 | 3434 | 82
PV8WX6PG | Philips Ledalite | Philips Ledalite | 2903LBCNQ04[13]1 | Indoor Luminaires | Linear Ambient | Linear Ambient Luminaires w/ Indirect component | Standard | FALSE | [9 empty] | 42074 | Not Dimmable | Not Dimmable | NotYetVerified |  | 3 | 4765 | 116.22 | 41 | 4.8 | 0.998 | 3434 | 82
PDG3KZJW | Philips Ledalite | Philips Ledalite | 2903LBCNQ04[13]2 | Indoor Luminaires | Linear Ambient | Linear Ambient Luminaires w/ Indirect component | Standard | FALSE | [9 empty] | 42074 | Not Dimmable | Not Dimmable | NotYetVerified |  | 3 | 4765 | 116.22 | 41 | 4.8 | 0.977 | 3434 | 82
P2M15AE2 | Philips Ledalite | Philips Ledalite | 2903LBCNQ04[13]D | Indoor Luminaires | Linear Ambient | Linear Ambient Luminaires w/ Indirect component | Standard | FALSE | [9 empty] | 42074 | Not Dimmable | Not Dimmable | NotYetVerified |  | 3 | 4765 | 116.22 | 41 | 4.8 | 0.977 | 3434 | 82
PTRUA8VE | Philips Ledalite | Philips Ledalite | 2903LBENQ04[13]D | Indoor Luminaires | Linear Ambient | Linear Ambient Luminaires w/ Indirect component | Standard | FALSE | [9 empty] | 42074 | Not Dimmable | Not Dimmable | NotYetVerified |  | 3 | 3203 | 123.67 | 25.9 | 4.8 | 0.969 | 3434 | 82
PNKA55NY | Philips Ledalite | Philips Ledalite | 2903LBENQ04[13]1 | Indoor Luminaires | Linear Ambient | Linear Ambient Luminaires w/ Indirect component | Standard | FALSE | [9 empty] | 42074 | Not Dimmable | Not Dimmable | NotYetVerified |  | 3 | 3203 | 123.67 | 25.9 | 4.8 | 0.996 | 3434 | 82
P8GNQ1WE | Philips Ledalite | Philips Ledalite | 2903LBENQ04[13]2 | Indoor Luminaires | Linear Ambient | Linear Ambient Luminaires w/ Indirect component | Standard | FALSE | [9 empty] | 42074 | Not Dimmable | Not Dimmable | NotYetVerified |  | 3 | 3203 | 123.67 | 25.9 | 4.8 | 0.969 | 3434 | 82
PTRCR4GP | Philips Ledalite | Philips Ledalite | 2906LBDQQ08[7.G]1 | Indoor Luminaires | Linear Ambient | Direct Linear Ambient Luminaires | Standard | FALSE | [9 empty] | 42074 | Dimmable | Continuous Below 10 | NotYetVerified |  | 3 | 7300 | 104.89 | 69.6 | 7.2 | 0.997 | 3434 | 82
PCZGZB2U | Philips Ledalite | Philips Ledalite | 2906LBDQQ08[7.G]2 | Indoor Luminaires | Linear Ambient | Direct Linear Ambient Luminaires | Standard | FALSE | [9 empty] | 42074 | Dimmable | Continuous Below 10 | NotYetVerified |  | 3 | 7300 | 104.89 | 69.6 | 7.2 | 0.94 | 3434 | 82
P8RR7TXE | Philips Ledalite | Philips Ledalite | 2906LBDQQ08[7.G]D | Indoor Luminaires | Linear Ambient | Direct Linear Ambient Luminaires | Standard | FALSE | [9 empty] | 42074 | Dimmable | Continuous Below 10 | NotYetVerified |  | 3 | 7300 | 104.89 | 69.6 | 7.2 | 0.94 | 3434 | 82
PNUV5DB8 | Philips Ledalite | Philips Ledalite | 2906LBDQQ06[7.G]1 | Indoor Luminaires | Linear Ambient | Direct Linear Ambient Luminaires | Standard | FALSE | [9 empty] | 42074 | Dimmable | Continuous Below 10 | NotYetVerified |  | 3 | 5475 | 104.89 | 52.2 | 7.2 | 0.997 | 3434 | 82
PFH846HQ | Philips Ledalite | Philips Ledalite | 2906LBDQQ06[7.G]D | Indoor Luminaires | Linear Ambient | Direct Linear Ambient Luminaires | Standard | FALSE | [9 empty] | 42074 | Dimmable | Continuous Below 10 | NotYetVerified |  | 3 | 5475 | 104.89 | 52.2 | 7.2 | 0.94 | 3434 | 82
P7JN4FVC | Philips Ledalite | Philips Ledalite | 2906LBDQQ06[7.G]2 | Indoor Luminaires | Linear Ambient | Direct Linear Ambient Luminaires | Standard | FALSE | [9 empty] | 42074 | Dimmable | Continuous Below 10 | NotYetVerified |  | 3 | 5475 | 104.89 | 52.2 | 7.2 | 0.94 | 3434 | 82
PYTXBRK8 | Philips Ledalite | Philips Ledalite | 2906LBDQQ04[7.G]2 | Indoor Luminaires | Linear Ambient | Direct Linear Ambient Luminaires | Standard | FALSE | [9 empty] | 42074 | Dimmable | Continuous Below 10 | NotYetVerified |  | 3 | 3650 | 104.89 | 34.8 | 7.2 | 0.94 | 3434 | 82
PPY9R68D | Philips Ledalite | Philips Ledalite | 2906LBDQQ04[7.G]1 | Indoor Luminaires | Linear Ambient | Direct Linear Ambient Luminaires | Standard | FALSE | [9 empty] | 42074 | Dimmable | Continuous Below 10 | NotYetVerified |  | 3 | 3650 | 104.89 | 34.8 | 7.2 | 0.997 | 3434 | 82
P26N9XXN | Philips Ledalite | Philips Ledalite | 2906LBDQQ04[7.G]D | Indoor Luminaires | Linear Ambient | Direct Linear Ambient Luminaires | Standard | FALSE | [9 empty] | 42074 | Dimmable | Continuous Below 10 | NotYetVerified |  | 3 | 3650 | 104.89 | 34.8 | 7.2 | 0.94 | 3434 | 82
PZ6B7MMU | Philips Ledalite | Philips Ledalite | 2903LBCNQ08[78]D | Indoor Luminaires | Linear Ambient | Linear Ambient Luminaires w/ Indirect component | Standard | FALSE | [9 empty] | 42074 | Dimmable | Continuous Below 10 | NotYetVerified |  | 3 | 9530 | 116.22 | 82 | 4.8 | 0.977 | 3434 | 82
PM73A746 | Philips Ledalite | Philips Ledalite | 2903LBCNQ08[78]1 | Indoor Luminaires | Linear Ambient | Linear Ambient Luminaires w/ Indirect component | Standard | FALSE | [9 empty] | 42074 | Dimmable | Continuous Below 10 | NotYetVerified |  | 3 | 9530 | 116.22 | 82 | 4.8 | 0.998 | 3434 | 82
PF4ADC3U | Philips Ledalite | Philips Ledalite | 2903LBCNQ08[78]2 | Indoor Luminaires | Linear Ambient | Linear Ambient Luminaires w/ Indirect component | Standard | FALSE | [9 empty] | 42074 | Dimmable | Continuous Below 10 | NotYetVerified |  | 3 | 9530 | 116.22 | 82 | 4.8 | 0.977 | 3434 | 82
PYDZCX66 | Philips Ledalite | Philips Ledalite | 2903LBCNQ06[78]D | Indoor Luminaires | Linear Ambient | Linear Ambient Luminaires w/ Indirect component | Standard | FALSE | [9 empty] | 42074 | Dimmable | Continuous Below 10 | NotYetVerified |  | 3 | 7147.5 | 116.22 | 61.5 | 4.8 | 0.977 | 3434 | 82
PEASWYGP | Philips Ledalite | Philips Ledalite | 2903LBCNQ06[78]1 | Indoor Luminaires | Linear Ambient | Linear Ambient Luminaires w/ Indirect component | Standard | FALSE | [9 empty] | 42074 | Dimmable | Continuous Below 10 | NotYetVerified |  | 3 | 7147.5 | 116.22 | 61.5 | 4.8 | 0.998 | 3434 | 82
P7GBJK7F | Philips Ledalite | Philips Ledalite | 2903LBCNQ06[78]2 | Indoor Luminaires | Linear Ambient | Linear Ambient Luminaires w/ Indirect component | Standard | FALSE | [9 empty] | 42074 | Dimmable | Continuous Below 10 | NotYetVerified |  | 3 | 7147.5 | 116.22 | 61.5 | 4.8 | 0.977 | 3434 | 82
PXFNRJWF | Philips Ledalite | Philips Ledalite | 2903LBENQ08[78]1 | Indoor Luminaires | Linear Ambient | Linear Ambient Luminaires w/ Indirect component | Standard | FALSE | [9 empty] | 42074 | Dimmable | Continuous Below 10 | NotYetVerified |  | 3 | 6406 | 123.67 | 51.8 | 4.8 | 0.996 | 3434 | 82
P4TWSUG9 | Philips Ledalite | Philips Ledalite | 2903LBENQ08[78]D | Indoor Luminaires | Linear Ambient | Linear Ambient Luminaires w/ Indirect component | Standard | FALSE | [9 empty] | 42074 | Dimmable | Continuous Below 10 | NotYetVerified |  | 3 | 6406 | 123.67 | 51.8 | 4.8 | 0.969 | 3434 | 82
P1UEWCYQ | Philips Ledalite | Philips Ledalite | 2903LBENQ08[78]2 | Indoor Luminaires | Linear Ambient | Linear Ambient Luminaires w/ Indirect component | Standard | FALSE | [9 empty] | 42074 | Dimmable | Continuous Below 10 | NotYetVerified |  | 3 | 6406 | 123.67 | 51.8 | 4.8 | 0.969 | 3434 | 82
PTJ23267 | Philips Ledalite | Philips Ledalite | 2903LBENQ06[78]D | Indoor Luminaires | Linear Ambient | Linear Ambient Luminaires w/ Indirect component | Standard | FALSE | [9 empty] | 42074 | Dimmable | Continuous Below 10 | NotYetVerified |  | 3 | 4804.5 | 123.67 | 38.85 | 4.8 | 0.969 | 3434 | 82
PQH3KT2W | Philips Ledalite | Philips Ledalite | 2903LBENQ06[78]1 | Indoor Luminaires | Linear Ambient | Linear Ambient Luminaires w/ Indirect component | Standard | FALSE | [9 empty] | 42074 | Dimmable | Continuous Below 10 | NotYetVerified |  | 3 | 4804.5 | 123.67 | 38.85 | 4.8 | 0.996 | 3434 | 82
PGZGZ7CA | Philips Ledalite | Philips Ledalite | 2903LBENQ06[78]2 | Indoor Luminaires | Linear Ambient | Linear Ambient Luminaires w/ Indirect component | Standard | FALSE | [9 empty] | 42074 | Dimmable | Continuous Below 10 | NotYetVerified |  | 3 | 4804.5 | 123.67 | 38.85 | 4.8 | 0.969 | 3434 | 82
PYCBWBR4 | Philips Ledalite | Philips Ledalite | 2903LBCNQ04[78]2 | Indoor Luminaires | Linear Ambient | Linear Ambient Luminaires w/ Indirect component | Standard | FALSE | [9 empty] | 42074 | Dimmable | Continuous Below 10 | NotYetVerified |  | 3 | 4765 | 116.22 | 41 | 4.8 | 0.977 | 3434 | 82
PEHXS972 | Philips Ledalite | Philips Ledalite | 2903LBCNQ04[78]1 | Indoor Luminaires | Linear Ambient | Linear Ambient Luminaires w/ Indirect component | Standard | FALSE | [9 empty] | 42074 | Dimmable | Continuous Below 10 | NotYetVerified |  | 3 | 4765 | 116.22 | 41 | 4.8 | 0.998 | 3434 | 82
PAKJHJ6W | Philips Ledalite | Philips Ledalite | 2903LBCNQ04[78]D | Indoor Luminaires | Linear Ambient | Linear Ambient Luminaires w/ Indirect component | Standard | FALSE | [9 empty] | 42074 | Dimmable | Continuous Below 10 | NotYetVerified |  | 3 | 4765 | 116.22 | 41 | 4.8 | 0.977 | 3434 | 82
PMSN3EA9 | Philips Ledalite | Philips Ledalite | 2903LBENQ04[78]2 | Indoor Luminaires | Linear Ambient | Linear Ambient Luminaires w/ Indirect component | Standard | FALSE | [9 empty] | 42074 | Dimmable | Continuous Below 10 | NotYetVerified |  | 3 | 3203 | 123.67 | 25.9 | 4.8 | 0.969 | 3434 | 82
PM588KAV | Philips Ledalite | Philips Ledalite | 2903LBENQ04[78]1 | Indoor Luminaires | Linear Ambient | Linear Ambient Luminaires w/ Indirect component | Standard | FALSE | [9 empty] | 42074 | Dimmable | Continuous Below 10 | NotYetVerified |  | 3 | 3203 | 123.67 | 25.9 | 4.8 | 0.996 | 3434 | 82
P3WXWAXA | Philips Ledalite | Philips Ledalite | 2903LBENQ04[78]D | Indoor Luminaires | Linear Ambient | Linear Ambient Luminaires w/ Indirect component | Standard | FALSE | [9 empty] | 42074 | Dimmable | Continuous Below 10 | NotYetVerified |  | 3 | 3203 | 123.67 | 25.9 | 4.8 | 0.969 | 3434 | 82
PXPBQZ43 | Philips Ledalite | Philips Ledalite | 2905LBBQQ08[138]2 | Indoor Luminaires | Linear Ambient | Linear Ambient Luminaires w/ Indirect component | Standard | FALSE | [9 empty] | 42074 | Not Yet Verified | Not Yet Verified | NotYetVerified |  | 3 | 10494 | 113.08 | 92.8 | 9.6 | 0.962 | 3428 | 82
PXAUCJBR | Philips Ledalite | Philips Ledalite | 2905LBBQQ0822 | Indoor Luminaires | Linear Ambient | Linear Ambient Luminaires w/ Indirect component | Standard | FALSE | [9 empty] | 42074 | Not Yet Verified | Not Yet Verified | NotYetVerified |  | 3 | 10494 | 110.23 | 95.2 | 9.6 | 0.961 | 3428 | 82
PWAR9D7F | Philips Ledalite | Philips Ledalite | 2905LBBQQ08[138]D | Indoor Luminaires | Linear Ambient | Linear Ambient Luminaires w/ Indirect component | Standard | FALSE | [9 empty] | 42074 | Not Yet Verified | Not Yet Verified | NotYetVerified |  | 3 | 10494 | 113.08 | 92.8 | 9.6 | 0.962 | 3428 | 82
PW54ZPRK | Philips Ledalite | Philips Ledalite | 2905LBBQQ08G2 | Indoor Luminaires | Linear Ambient | Linear Ambient Luminaires w/ Indirect component | Standard | FALSE | [9 empty] | 42074 | Not Yet Verified | Not Yet Verified | NotYetVerified |  | 3 | 10494 | 110.23 | 95.2 | 9.6 | 0.961 | 3428 | 82
PTVMRN33 | Philips Ledalite | Philips Ledalite | 2905LBBQQ0871 | Indoor Luminaires | Linear Ambient | Linear Ambient Luminaires w/ Indirect component | Standard | FALSE | [9 empty] | 42074 | Not Yet Verified | Not Yet Verified | NotYetVerified |  | 3 | 10494 | 113.08 | 92.8 | 9.6 | 0.997 | 3428 | 82
PPHV3ZF2 | Philips Ledalite | Philips Ledalite | 2905LBBQQ0872 | Indoor Luminaires | Linear Ambient | Linear Ambient Luminaires w/ Indirect component | Standard | FALSE | [9 empty] | 42074 | Not Yet Verified | Not Yet Verified | NotYetVerified |  | 3 | 10494 | 113.08 | 92.8 | 9.6 | 0.962 | 3428 | 82
PK6DRCTG | Philips Ledalite | Philips Ledalite | 2905LBBQQ08G1 | Indoor Luminaires | Linear Ambient | Linear Ambient Luminaires w/ Indirect component | Standard | FALSE | [9 empty] | 42074 | Not Yet Verified | Not Yet Verified | NotYetVerified |  | 3 | 10494 | 110.23 | 95.2 | 9.6 | 0.996 | 3428 | 82
PBRXA6QU | Philips Ledalite | Philips Ledalite | 2905LBBQQ082D | Indoor Luminaires | Linear Ambient | Linear Ambient Luminaires w/ Indirect component | Standard | FALSE | [9 empty] | 42074 | Not Yet Verified | Not Yet Verified | NotYetVerified |  | 3 | 10494 | 110.23 | 95.2 | 9.6 | 0.961 | 3428 | 82
PAGPPQ25 | Philips Ledalite | Philips Ledalite | 2905LBBQQ08GD | Indoor Luminaires | Linear Ambient | Linear Ambient Luminaires w/ Indirect component | Standard | FALSE | [9 empty] | 42074 | Not Yet Verified | Not Yet Verified | NotYetVerified |  | 3 | 10494 | 110.23 | 95.2 | 9.6 | 0.961 | 3428 | 82
P9JEBPNS | Philips Ledalite | Philips Ledalite | 2905LBBQQ087D | Indoor Luminaires | Linear Ambient | Linear Ambient Luminaires w/ Indirect component | Standard | FALSE | [9 empty] | 42074 | Not Yet Verified | Not Yet Verified | NotYetVerified |  | 3 | 10494 | 113.08 | 92.8 | 9.6 | 0.962 | 3428 | 82
P8BV9RWC | Philips Ledalite | Philips Ledalite | 2905LBBQQ0821 | Indoor Luminaires | Linear Ambient | Linear Ambient Luminaires w/ Indirect component | Standard | FALSE | [9 empty] | 42074 | Not Yet Verified | Not Yet Verified | NotYetVerified |  | 3 | 10494 | 110.23 | 95.2 | 9.6 | 0.996 | 3428 | 82
P586UAXP | Philips Ledalite | Philips Ledalite | 2905LBBQQ08[138]1 | Indoor Luminaires | Linear Ambient | Linear Ambient Luminaires w/ Indirect component | Standard | FALSE | [9 empty] | 42074 | Not Yet Verified | Not Yet Verified | NotYetVerified |  | 3 | 10494 | 113.08 | 92.8 | 9.6 | 0.997 | 3428 | 82
PYAGHPSD | Philips Ledalite | Philips Ledalite | 2905LBBQQ062D | Indoor Luminaires | Linear Ambient | Linear Ambient Luminaires w/ Indirect component | Standard | FALSE | [9 empty] | 42074 | Not Yet Verified | Not Yet Verified | NotYetVerified |  | 3 | 7870.5 | 110.23 | 71.4 | 9.6 | 0.961 | 3428 | 82
PUDSVYYA | Philips Ledalite | Philips Ledalite | 2905LBBQQ0671 | Indoor Luminaires | Linear Ambient | Linear Ambient Luminaires w/ Indirect component | Standard | FALSE | [9 empty] | 42074 | Not Yet Verified | Not Yet Verified | NotYetVerified |  | 3 | 7870.5 | 113.08 | 69.6 | 9.6 | 0.997 | 3428 | 82
PTEZZAC6 | Philips Ledalite | Philips Ledalite | 2905LBBQQ06G1 | Indoor Luminaires | Linear Ambient | Linear Ambient Luminaires w/ Indirect component | Standard | FALSE | [9 empty] | 42074 | Not Yet Verified | Not Yet Verified | NotYetVerified |  | 3 | 7870.5 | 110.23 | 71.4 | 9.6 | 0.996 | 3428 | 82
PQU3SBZ6 | Philips Ledalite | Philips Ledalite | 2905LBBQQ0672 | Indoor Luminaires | Linear Ambient | Linear Ambient Luminaires w/ Indirect component | Standard | FALSE | [9 empty] | 42074 | Not Yet Verified | Not Yet Verified | NotYetVerified |  | 3 | 7870.5 | 113.08 | 69.6 | 9.6 | 0.962 | 3428 | 82
PQ868TC5 | Philips Ledalite | Philips Ledalite | 2905LBBQQ0622 | Indoor Luminaires | Linear Ambient | Linear Ambient Luminaires w/ Indirect component | Standard | FALSE | [9 empty] | 42074 | Not Yet Verified | Not Yet Verified | NotYetVerified |  | 3 | 7870.5 | 110.23 | 71.4 | 9.6 | 0.961 | 3428 | 82
PQ82Z55H | Philips Ledalite | Philips Ledalite | 2905LBBQQ06GD | Indoor Luminaires | Linear Ambient | Linear Ambient Luminaires w/ Indirect component | Standard | FALSE | [9 empty] | 42074 | Not Yet Verified | Not Yet Verified | NotYetVerified |  | 3 | 7870.5 | 110.23 | 71.4 | 9.6 | 0.961 | 3428 | 82
PNBHD4MU | Philips Ledalite | Philips Ledalite | 2905LBBQQ06[138]D | Indoor Luminaires | Linear Ambient | Linear Ambient Luminaires w/ Indirect component | Standard | FALSE | [9 empty] | 42074 | Not Yet Verified | Not Yet Verified | NotYetVerified |  | 3 | 7870.5 | 113.08 | 69.6 | 9.6 | 0.962 | 3428 | 82
PKRXAK7W | Philips Ledalite | Philips Ledalite | 2905LBBQQ06[138]2 | Indoor Luminaires | Linear Ambient | Linear Ambient Luminaires w/ Indirect component | Standard | FALSE | [9 empty] | 42074 | Not Yet Verified | Not Yet Verified | NotYetVerified |  | 3 | 7870.5 | 113.08 | 69.6 | 9.6 | 0.962 | 3428 | 82
PKF8VSBG | Philips Ledalite | Philips Ledalite | 2905LBBQQ06[138]1 | Indoor Luminaires | Linear Ambient | Linear Ambient Luminaires w/ Indirect component | Standard | FALSE | [9 empty] | 42074 | Not Yet Verified | Not Yet Verified | NotYetVerified |  | 3 | 7870.5 | 113.08 | 69.6 | 9.6 | 0.997 | 3428 | 82
PJ2SYMU2 | Philips Ledalite | Philips Ledalite | 2905LBBQQ06G2 | Indoor Luminaires | Linear Ambient | Linear Ambient Luminaires w/ Indirect component | Standard | FALSE | [9 empty] | 42074 | Not Yet Verified | Not Yet Verified | NotYetVerified |  | 3 | 7870.5 | 110.23 | 71.4 | 9.6 | 0.961 | 3428 | 82
PE6WXFR2 | Philips Ledalite | Philips Ledalite | 2905LBBQQ067D | Indoor Luminaires | Linear Ambient | Linear Ambient Luminaires w/ Indirect component | Standard | FALSE | [9 empty] | 42074 | Not Yet Verified | Not Yet Verified | NotYetVerified |  | 3 | 7870.5 | 113.08 | 69.6 | 9.6 | 0.962 | 3428 | 82
P4CPSWFN | Philips Ledalite | Philips Ledalite | 2905LBBQQ0621 | Indoor Luminaires | Linear Ambient | Linear Ambient Luminaires w/ Indirect component | Standard | FALSE | [9 empty] | 42074 | Not Yet Verified | Not Yet Verified | NotYetVerified |  | 3 | 7870.5 | 110.23 | 71.4 | 9.6 | 0.996 | 3428 | 82
PYVQUH4C | Philips Ledalite | Philips Ledalite | 2905LBDQQ0822 | Indoor Luminaires | Linear Ambient | Linear Ambient Luminaires w/ Indirect component | Standard | FALSE | [9 empty] | 42074 | Not Yet Verified | Not Yet Verified | NotYetVerified |  | 3 | 6696 | 110.86 | 60.4 | 9.6 | 0.927 | 3428 | 82
PY6KP2XP | Philips Ledalite | Philips Ledalite | 2905LBDQQ0821 | Indoor Luminaires | Linear Ambient | Linear Ambient Luminaires w/ Indirect component | Standard | FALSE | [9 empty] | 42074 | Not Yet Verified | Not Yet Verified | NotYetVerified |  | 3 | 6696 | 110.86 | 60.4 | 9.6 | 0.996 | 3428 | 82
PVTBV7FW | Philips Ledalite | Philips Ledalite | 2905LBDQQ0871 | Indoor Luminaires | Linear Ambient | Linear Ambient Luminaires w/ Indirect component | Standard | FALSE | [9 empty] | 42074 | Not Yet Verified | Not Yet Verified | NotYetVerified |  | 3 | 6696 | 117.47 | 57 | 9.6 | 0.995 | 3428 | 82
PVNUBUWE | Philips Ledalite | Philips Ledalite | 2905LBDQQ08G2 | Indoor Luminaires | Linear Ambient | Linear Ambient Luminaires w/ Indirect component | Standard | FALSE | [9 empty] | 42074 | Not Yet Verified | Not Yet Verified | NotYetVerified |  | 3 | 6696 | 110.86 | 60.4 | 9.6 | 0.927 | 3428 | 82
PJBR7JD1 | Philips Ledalite | Philips Ledalite | 2905LBDQQ08GD | Indoor Luminaires | Linear Ambient | Linear Ambient Luminaires w/ Indirect component | Standard | FALSE | [9 empty] | 42074 | Not Yet Verified | Not Yet Verified | NotYetVerified |  | 3 | 6696 | 110.86 | 60.4 | 9.6 | 0.927 | 3428 | 82
PHDPQESQ | Philips Ledalite | Philips Ledalite | 2905LBDQQ08[138]2 | Indoor Luminaires | Linear Ambient | Linear Ambient Luminaires w/ Indirect component | Standard | FALSE | [9 empty] | 42074 | Not Yet Verified | Not Yet Verified | NotYetVerified |  | 3 | 6696 | 117.47 | 57 | 9.6 | 0.944 | 3428 | 82
PFNZT21W | Philips Ledalite | Philips Ledalite | 2905LBDQQ08[138]1 | Indoor Luminaires | Linear Ambient | Linear Ambient Luminaires w/ Indirect component | Standard | FALSE | [9 empty] | 42074 | Not Yet Verified | Not Yet Verified | NotYetVerified |  | 3 | 6696 | 117.47 | 57 | 9.6 | 0.995 | 3428 | 82
PEDE1ER2 | Philips Ledalite | Philips Ledalite | 2905LBDQQ08[138]D | Indoor Luminaires | Linear Ambient | Linear Ambient Luminaires w/ Indirect component | Standard | FALSE | [9 empty] | 42074 | Not Yet Verified | Not Yet Verified | NotYetVerified |  | 3 | 6696 | 117.47 | 57 | 9.6 | 0.944 | 3428 | 82
PDA89VHD | Philips Ledalite | Philips Ledalite | 2905LBDQQ087D | Indoor Luminaires | Linear Ambient | Linear Ambient Luminaires w/ Indirect component | Standard | FALSE | [9 empty] | 42074 | Not Yet Verified | Not Yet Verified | NotYetVerified |  | 3 | 6696 | 117.47 | 57 | 9.6 | 0.944 | 3428 | 82
P734UKEH | Philips Ledalite | Philips Ledalite | 2905LBDQQ0872 | Indoor Luminaires | Linear Ambient | Linear Ambient Luminaires w/ Indirect component | Standard | FALSE | [9 empty] | 42074 | Not Yet Verified | Not Yet Verified | NotYetVerified |  | 3 | 6696 | 117.47 | 57 | 9.6 | 0.944 | 3428 | 82
P37KY8KR | Philips Ledalite | Philips Ledalite | 2905LBDQQ082D | Indoor Luminaires | Linear Ambient | Linear Ambient Luminaires w/ Indirect component | Standard | FALSE | [9 empty] | 42074 | Not Yet Verified | Not Yet Verified | NotYetVerified |  | 3 | 6696 | 110.86 | 60.4 | 9.6 | 0.927 | 3428 | 82
P2T3A1QY | Philips Ledalite | Philips Ledalite | 2905LBDQQ08G1 | Indoor Luminaires | Linear Ambient | Linear Ambient Luminaires w/ Indirect component | Standard | FALSE | [9 empty] | 42074 | Not Yet Verified | Not Yet Verified | NotYetVerified |  | 3 | 6696 | 110.86 | 60.4 | 9.6 | 0.996 | 3428 | 82
PZFE4G41 | Philips Ledalite | Philips Ledalite | 2905LBBQQ0422 | Indoor Luminaires | Linear Ambient | Linear Ambient Luminaires w/ Indirect component | Standard | FALSE | [9 empty] | 42074 | Not Yet Verified | Not Yet Verified | NotYetVerified |  | 3 | 5247 | 110.23 | 47.6 | 9.6 | 0.961 | 3428 | 82
PZ8PKYGA | Philips Ledalite | Philips Ledalite | 2905LBBQQ04[138]1 | Indoor Luminaires | Linear Ambient | Linear Ambient Luminaires w/ Indirect component | Standard | FALSE | [9 empty] | 42074 | Not Yet Verified | Not Yet Verified | NotYetVerified |  | 3 | 5247 | 113.08 | 46.4 | 9.6 | 0.997 | 3428 | 82
PX1FSTMC | Philips Ledalite | Philips Ledalite | 2905LBBQQ0421 | Indoor Luminaires | Linear Ambient | Linear Ambient Luminaires w/ Indirect component | Standard | FALSE | [9 empty] | 42074 | Not Yet Verified | Not Yet Verified | NotYetVerified |  | 3 | 5247 | 110.23 | 47.6 | 9.6 | 0.996 | 3428 | 82
PWM6ZER2 | Philips Ledalite | Philips Ledalite | 2905LBBQQ04[138]D | Indoor Luminaires | Linear Ambient | Linear Ambient Luminaires w/ Indirect component | Standard | FALSE | [9 empty] | 42074 | Not Yet Verified | Not Yet Verified | NotYetVerified |  | 3 | 5247 | 113.08 | 46.4 | 9.6 | 0.962 | 3428 | 82
PS5FBGNT | Philips Ledalite | Philips Ledalite | 2905LBBQQ042D | Indoor Luminaires | Linear Ambient | Linear Ambient Luminaires w/ Indirect component | Standard | FALSE | [9 empty] | 42074 | Not Yet Verified | Not Yet Verified | NotYetVerified |  | 3 | 5247 | 110.23 | 47.6 | 9.6 | 0.961 | 3428 | 82
PH3ZBDGC | Philips Ledalite | Philips Ledalite | 2905LBBQQ04G2 | Indoor Luminaires | Linear Ambient | Linear Ambient Luminaires w/ Indirect component | Standard | FALSE | [9 empty] | 42074 | Not Yet Verified | Not Yet Verified | NotYetVerified |  | 3 | 5247 | 110.23 | 47.6 | 9.6 | 0.961 | 3428 | 82
PG2HDJFD | Philips Ledalite | Philips Ledalite | 2905LBBQQ04G1 | Indoor Luminaires | Linear Ambient | Linear Ambient Luminaires w/ Indirect component | Standard | FALSE | [9 empty] | 42074 | Not Yet Verified | Not Yet Verified | NotYetVerified |  | 3 | 5247 | 110.23 | 47.6 | 9.6 | 0.996 | 3428 | 82
PFSKTSXP | Philips Ledalite | Philips Ledalite | 2905LBBQQ04GD | Indoor Luminaires | Linear Ambient | Linear Ambient Luminaires w/ Indirect component | Standard | FALSE | [9 empty] | 42074 | Not Yet Verified | Not Yet Verified | NotYetVerified |  | 3 | 5247 | 110.23 | 47.6 | 9.6 | 0.961 | 3428 | 82
PEMKBU5T | Philips Ledalite | Philips Ledalite | 2905LBBQQ04[138]2 | Indoor Luminaires | Linear Ambient | Linear Ambient Luminaires w/ Indirect component | Standard | FALSE | [9 empty] | 42074 | Not Yet Verified | Not Yet Verified | NotYetVerified |  | 3 | 5247 | 113.08 | 46.4 | 9.6 | 0.962 | 3428 | 82
PDSVW4J5 | Philips Ledalite | Philips Ledalite | 2905LBBQQ0472 | Indoor Luminaires | Linear Ambient | Linear Ambient Luminaires w/ Indirect component | Standard | FALSE | [9 empty] | 42074 | Not Yet Verified | Not Yet Verified | NotYetVerified |  | 3 | 5247 | 113.08 | 46.4 | 9.6 | 0.962 | 3428 | 82
PA379RY9 | Philips Ledalite | Philips Ledalite | 2905LBBQQ0471 | Indoor Luminaires | Linear Ambient | Linear Ambient Luminaires w/ Indirect component | Standard | FALSE | [9 empty] | 42074 | Not Yet Verified | Not Yet Verified | NotYetVerified |  | 3 | 5247 | 113.08 | 46.4 | 9.6 | 0.997 | 3428 | 82
P9M76PST | Philips Ledalite | Philips Ledalite | 2905LBBQQ047D | Indoor Luminaires | Linear Ambient | Linear Ambient Luminaires w/ Indirect component | Standard | FALSE | [9 empty] | 42074 | Not Yet Verified | Not Yet Verified | NotYetVerified |  | 3 | 5247 | 113.08 | 46.4 | 9.6 | 0.962 | 3428 | 82
PYWC4DGZ | Philips Ledalite | Philips Ledalite | 2905LBDQQ0621 | Indoor Luminaires | Linear Ambient | Linear Ambient Luminaires w/ Indirect component | Standard | FALSE | [9 empty] | 42074 | Not Yet Verified | Not Yet Verified | NotYetVerified |  | 3 | 5022 | 110.86 | 45.3 | 9.6 | 0.996 | 3428 | 82
PWJK2W7R | Philips Ledalite | Philips Ledalite | 2905LBDQQ0672 | Indoor Luminaires | Linear Ambient | Linear Ambient Luminaires w/ Indirect component | Standard | FALSE | [9 empty] | 42074 | Not Yet Verified | Not Yet Verified | NotYetVerified |  | 3 | 5022 | 117.47 | 42.75 | 9.6 | 0.944 | 3428 | 82
PVJ52748 | Philips Ledalite | Philips Ledalite | 2905LBDQQ0622 | Indoor Luminaires | Linear Ambient | Linear Ambient Luminaires w/ Indirect component | Standard | FALSE | [9 empty] | 42074 | Not Yet Verified | Not Yet Verified | NotYetVerified |  | 3 | 5022 | 110.86 | 45.3 | 9.6 | 0.927 | 3428 | 82
PUB7XQGB | Philips Ledalite | Philips Ledalite | 2905LBDQQ06[138]1 | Indoor Luminaires | Linear Ambient | Linear Ambient Luminaires w/ Indirect component | Standard | FALSE | [9 empty] | 42074 | Not Yet Verified | Not Yet Verified | NotYetVerified |  | 3 | 5022 | 117.47 | 42.75 | 9.6 | 0.995 | 3428 | 82
PSN1UNG5 | Philips Ledalite | Philips Ledalite | 2905LBDQQ067D | Indoor Luminaires | Linear Ambient | Linear Ambient Luminaires w/ Indirect component | Standard | FALSE | [9 empty] | 42074 | Not Yet Verified | Not Yet Verified | NotYetVerified |  | 3 | 5022 | 117.47 | 42.75 | 9.6 | 0.944 | 3428 | 82
PQJAXPJY | Philips Ledalite | Philips Ledalite | 2905LBDQQ06[138]2 | Indoor Luminaires | Linear Ambient | Linear Ambient Luminaires w/ Indirect component | Standard | FALSE | [9 empty] | 42074 | Not Yet Verified | Not Yet Verified | NotYetVerified |  | 3 | 5022 | 117.47 | 42.75 | 9.6 | 0.944 | 3428 | 82
PPK1GAAW | Philips Ledalite | Philips Ledalite | 2905LBDQQ06GD | Indoor Luminaires | Linear Ambient | Linear Ambient Luminaires w/ Indirect component | Standard | FALSE | [9 empty] | 42074 | Not Yet Verified | Not Yet Verified | NotYetVerified |  | 3 | 5022 | 110.86 | 45.3 | 9.6 | 0.927 | 3428 | 82
PKXB1U3W | Philips Ledalite | Philips Ledalite | 2905LBDQQ0671 | Indoor Luminaires | Linear Ambient | Linear Ambient Luminaires w/ Indirect component | Standard | FALSE | [9 empty] | 42074 | Not Yet Verified | Not Yet Verified | NotYetVerified |  | 3 | 5022 | 117.47 | 42.75 | 9.6 | 0.995 | 3428 | 82
PH3UZMYQ | Philips Ledalite | Philips Ledalite | 2905LBDQQ06G1 | Indoor Luminaires | Linear Ambient | Linear Ambient Luminaires w/ Indirect component | Standard | FALSE | [9 empty] | 42074 | Not Yet Verified | Not Yet Verified | NotYetVerified |  | 3 | 5022 | 110.86 | 45.3 | 9.6 | 0.996 | 3428 | 82
PDGTJKFA | Philips Ledalite | Philips Ledalite | 2905LBDQQ062D | Indoor Luminaires | Linear Ambient | Linear Ambient Luminaires w/ Indirect component | Standard | FALSE | [9 empty] | 42074 | Not Yet Verified | Not Yet Verified | NotYetVerified |  | 3 | 5022 | 110.86 | 45.3 | 9.6 | 0.927 | 3428 | 82
PD5GRH98 | Philips Ledalite | Philips Ledalite | 2905LBDQQ06G2 | Indoor Luminaires | Linear Ambient | Linear Ambient Luminaires w/ Indirect component | Standard | FALSE | [9 empty] | 42074 | Not Yet Verified | Not Yet Verified | NotYetVerified |  | 3 | 5022 | 110.86 | 45.3 | 9.6 | 0.927 | 3428 | 82
PD26U764 | Philips Ledalite | Philips Ledalite | 2905LBDQQ06[138]D | Indoor Luminaires | Linear Ambient | Linear Ambient Luminaires w/ Indirect component | Standard | FALSE | [9 empty] | 42074 | Not Yet Verified | Not Yet Verified | NotYetVerified |  | 3 | 5022 | 117.47 | 42.75 | 9.6 | 0.944 | 3428 | 82
PXPBH3JD | Philips Ledalite | Philips Ledalite | 2905LBDQQ04[138]1 | Indoor Luminaires | Linear Ambient | Linear Ambient Luminaires w/ Indirect component | Standard | FALSE | [9 empty] | 42074 | Not Yet Verified | Not Yet Verified | NotYetVerified |  | 3 | 3348 | 117.47 | 28.5 | 9.6 | 0.995 | 3428 | 82
PWAN7AX4 | Philips Ledalite | Philips Ledalite | 2905LBDQQ0421 | Indoor Luminaires | Linear Ambient | Linear Ambient Luminaires w/ Indirect component | Standard | FALSE | [9 empty] | 42074 | Not Yet Verified | Not Yet Verified | NotYetVerified |  | 3 | 3348 | 110.86 | 30.2 | 9.6 | 0.996 | 3428 | 82
PW245VGD | Philips Ledalite | Philips Ledalite | 2905LBDQQ047D | Indoor Luminaires | Linear Ambient | Linear Ambient Luminaires w/ Indirect component | Standard | FALSE | [9 empty] | 42074 | Not Yet Verified | Not Yet Verified | NotYetVerified |  | 3 | 3348 | 117.47 | 28.5 | 9.6 | 0.944 | 3428 | 82
PVXU5928 | Philips Ledalite | Philips Ledalite | 2905LBDQQ04[138]2 | Indoor Luminaires | Linear Ambient | Linear Ambient Luminaires w/ Indirect component | Standard | FALSE | [9 empty] | 42074 | Not Yet Verified | Not Yet Verified | NotYetVerified |  | 3 | 3348 | 117.47 | 28.5 | 9.6 | 0.944 | 3428 | 82
PPTT8NXA | Philips Ledalite | Philips Ledalite | 2905LBDQQ042D | Indoor Luminaires | Linear Ambient | Linear Ambient Luminaires w/ Indirect component | Standard | FALSE | [9 empty] | 42074 | Not Yet Verified | Not Yet Verified | NotYetVerified |  | 3 | 3348 | 110.86 | 30.2 | 9.6 | 0.927 | 3428 | 82
PNQCM5U6 | Philips Ledalite | Philips Ledalite | 2905LBDQQ04GD | Indoor Luminaires | Linear Ambient | Linear Ambient Luminaires w/ Indirect component | Standard | FALSE | [9 empty] | 42074 | Not Yet Verified | Not Yet Verified | NotYetVerified |  | 3 | 3348 | 110.86 | 30.2 | 9.6 | 0.927 | 3428 | 82
PJUAP38W | Philips Ledalite | Philips Ledalite | 2905LBDQQ0472 | Indoor Luminaires | Linear Ambient | Linear Ambient Luminaires w/ Indirect component | Standard | FALSE | [9 empty] | 42074 | Not Yet Verified | Not Yet Verified | NotYetVerified |  | 3 | 3348 | 117.47 | 28.5 | 9.6 | 0.944 | 3428 | 82
PFA2FMP7 | Philips Ledalite | Philips Ledalite | 2905LBDQQ04G1 | Indoor Luminaires | Linear Ambient | Linear Ambient Luminaires w/ Indirect component | Standard | FALSE | [9 empty] | 42074 | Not Yet Verified | Not Yet Verified | NotYetVerified |  | 3 | 3348 | 110.86 | 30.2 | 9.6 | 0.996 | 3428 | 82
P5X8G7E6 | Philips Ledalite | Philips Ledalite | 2905LBDQQ04G2 | Indoor Luminaires | Linear Ambient | Linear Ambient Luminaires w/ Indirect component | Standard | FALSE | [9 empty] | 42074 | Not Yet Verified | Not Yet Verified | NotYetVerified |  | 3 | 3348 | 110.86 | 30.2 | 9.6 | 0.927 | 3428 | 82
P5A4NKW6 | Philips Ledalite | Philips Ledalite | 2905LBDQQ04[138]D | Indoor Luminaires | Linear Ambient | Linear Ambient Luminaires w/ Indirect component | Standard | FALSE | [9 empty] | 42074 | Not Yet Verified | Not Yet Verified | NotYetVerified |  | 3 | 3348 | 117.47 | 28.5 | 9.6 | 0.944 | 3428 | 82
P42M4FWE | Philips Ledalite | Philips Ledalite | 2905LBDQQ0422 | Indoor Luminaires | Linear Ambient | Linear Ambient Luminaires w/ Indirect component | Standard | FALSE | [9 empty] | 42074 | Not Yet Verified | Not Yet Verified | NotYetVerified |  | 3 | 3348 | 110.86 | 30.2 | 9.6 | 0.927 | 3428 | 82
P2C3UV7F | Philips Ledalite | Philips Ledalite | 2905LBDQQ0471 | Indoor Luminaires | Linear Ambient | Linear Ambient Luminaires w/ Indirect component | Standard | FALSE | [9 empty] | 42074 | Not Yet Verified | Not Yet Verified | NotYetVerified |  | 3 | 3348 | 117.47 | 28.5 | 9.6 | 0.995 | 3428 | 82
PERKHR7S | Philips Ledalite | Philips Ledalite | 29x1LBEQN08[13]D | Indoor Luminaires | Linear Ambient | Direct Linear Ambient Luminaires | Standard | FALSE | [9 empty] | 42074 | Not Dimmable | Not Dimmable | NotYetVerified |  | 3 | 6494 | 93.04 | 69.8 | 5.9 | 0.97 | 3424 | 82
PAMZ352W | Philips Ledalite | Philips Ledalite | 29x1LBEQN08[13]1 | Indoor Luminaires | Linear Ambient | Direct Linear Ambient Luminaires | Standard | FALSE | [9 empty] | 42074 | Not Dimmable | Not Dimmable | NotYetVerified |  | 3 | 6494 | 93.04 | 69.8 | 5.9 | 0.995 | 3424 | 82
P9UDXM9W | Philips Ledalite | Philips Ledalite | 29x1LBEQN08[13]2 | Indoor Luminaires | Linear Ambient | Direct Linear Ambient Luminaires | Standard | FALSE | [9 empty] | 42074 | Not Dimmable | Not Dimmable | NotYetVerified |  | 3 | 6494 | 93.04 | 69.8 | 5.9 | 0.97 | 3424 | 82
PNRR4B3V | Philips Ledalite | Philips Ledalite | 29x1LBEQN06[13]2 | Indoor Luminaires | Linear Ambient | Direct Linear Ambient Luminaires | Standard | FALSE | [9 empty] | 42074 | Not Dimmable | Not Dimmable | NotYetVerified |  | 3 | 4870.5 | 93.04 | 52.35 | 5.9 | 0.97 | 3424 | 82
PKR5WTMY | Philips Ledalite | Philips Ledalite | 29x1LBEQN06[13]1 | Indoor Luminaires | Linear Ambient | Direct Linear Ambient Luminaires | Standard | FALSE | [9 empty] | 42074 | Not Dimmable | Not Dimmable | NotYetVerified |  | 3 | 4870.5 | 93.04 | 52.35 | 5.9 | 0.995 | 3424 | 82
PE76FV73 | Philips Ledalite | Philips Ledalite | 29x1LBEQN06[13]D | Indoor Luminaires | Linear Ambient | Direct Linear Ambient Luminaires | Standard | FALSE | [9 empty] | 42074 | Not Dimmable | Not Dimmable | NotYetVerified |  | 3 | 4870.5 | 93.04 | 52.35 | 5.9 | 0.97 | 3424 | 82
PNUSRGXP | Philips Ledalite | Philips Ledalite | 29x1LBGQN08[13]1 | Indoor Luminaires | Linear Ambient | Direct Linear Ambient Luminaires | Standard | FALSE | [9 empty] | 42074 | Not Dimmable | Not Dimmable | NotYetVerified |  | 3 | 4664 | 97.98 | 47.6 | 5.9 | 0.996 | 3424 | 82
PJQ4WMB3 | Philips Ledalite | Philips Ledalite | 29x1LBGQN08[13]2 | Indoor Luminaires | Linear Ambient | Direct Linear Ambient Luminaires | Standard | FALSE | [9 empty] | 42074 | Not Dimmable | Not Dimmable | NotYetVerified |  | 3 | 4664 | 97.98 | 47.6 | 5.9 | 0.961 | 3424 | 82
PC7MTBN4 | Philips Ledalite | Philips Ledalite | 29x1LBGQN08[13]D | Indoor Luminaires | Linear Ambient | Direct Linear Ambient Luminaires | Standard | FALSE | [9 empty] | 42074 | Not Dimmable | Not Dimmable | NotYetVerified |  | 3 | 4664 | 97.98 | 47.6 | 5.9 | 0.961 | 3424 | 82
PVJ32BCM | Philips Ledalite | Philips Ledalite | 29x1LBGQN06[13]D | Indoor Luminaires | Linear Ambient | Direct Linear Ambient Luminaires | Standard | FALSE | [9 empty] | 42074 | Not Dimmable | Not Dimmable | NotYetVerified |  | 3 | 3498 | 97.98 | 35.7 | 5.9 | 0.961 | 3424 | 82
PMMBJEJ2 | Philips Ledalite | Philips Ledalite | 29x1LBGQN06[13]1 | Indoor Luminaires | Linear Ambient | Direct Linear Ambient Luminaires | Standard | FALSE | [9 empty] | 42074 | Not Dimmable | Not Dimmable | NotYetVerified |  | 3 | 3498 | 97.98 | 35.7 | 5.9 | 0.996 | 3424 | 82
PFGVXYHN | Philips Ledalite | Philips Ledalite | 29x1LBGQN06[13]2 | Indoor Luminaires | Linear Ambient | Direct Linear Ambient Luminaires | Standard | FALSE | [9 empty] | 42074 | Not Dimmable | Not Dimmable | NotYetVerified |  | 3 | 3498 | 97.98 | 35.7 | 5.9 | 0.961 | 3424 | 82
PRQXBZKK | Philips Ledalite | Philips Ledalite | 29x1LBEQN04[13]1 | Indoor Luminaires | Linear Ambient | Direct Linear Ambient Luminaires | Standard | FALSE | [9 empty] | 42074 | Not Dimmable | Not Dimmable | NotYetVerified |  | 3 | 3247 | 93.04 | 34.9 | 5.9 | 0.995 | 3424 | 82
PNU3E1T5 | Philips Ledalite | Philips Ledalite | 29x1LBEQN04[13]2 | Indoor Luminaires | Linear Ambient | Direct Linear Ambient Luminaires | Standard | FALSE | [9 empty] | 42074 | Not Dimmable | Not Dimmable | NotYetVerified |  | 3 | 3247 | 93.04 | 34.9 | 5.9 | 0.97 | 3424 | 82
PBFTSSJT | Philips Ledalite | Philips Ledalite | 29x1LBEQN04[13]D | Indoor Luminaires | Linear Ambient | Direct Linear Ambient Luminaires | Standard | FALSE | [9 empty] | 42074 | Not Dimmable | Not Dimmable | NotYetVerified |  | 3 | 3247 | 93.04 | 34.9 | 5.9 | 0.97 | 3424 | 82
PW349BN6 | Philips Ledalite | Philips Ledalite | 29x1LBKQN08[13]2 | Indoor Luminaires | Linear Ambient | Direct Linear Ambient Luminaires | Standard | FALSE | [9 empty] | 42074 | Not Dimmable | Not Dimmable | NotYetVerified |  | 3 | 2986 | 98.87 | 30.2 | 5.9 | 0.927 | 3424 | 82
PB52HCT1 | Philips Ledalite | Philips Ledalite | 29x1LBKQN08[13]1 | Indoor Luminaires | Linear Ambient | Direct Linear Ambient Luminaires | Standard | FALSE | [9 empty] | 42074 | Not Dimmable | Not Dimmable | NotYetVerified |  | 3 | 2986 | 98.87 | 30.2 | 5.9 | 0.996 | 3424 | 82
PAH8JXBE | Philips Ledalite | Philips Ledalite | 29x1LBKQN08[13]D | Indoor Luminaires | Linear Ambient | Direct Linear Ambient Luminaires | Standard | FALSE | [9 empty] | 42074 | Not Dimmable | Not Dimmable | NotYetVerified |  | 3 | 2986 | 98.87 | 30.2 | 5.9 | 0.927 | 3424 | 82
PW6MC87H | Philips Ledalite | Philips Ledalite | 29x1LBGQN04[13]2 | Indoor Luminaires | Linear Ambient | Direct Linear Ambient Luminaires | Standard | FALSE | [9 empty] | 42074 | Not Dimmable | Not Dimmable | NotYetVerified |  | 3 | 2332 | 97.98 | 23.8 | 5.9 | 0.961 | 3424 | 82
PT2JEMTZ | Philips Ledalite | Philips Ledalite | 29x1LBGQN04[13]1 | Indoor Luminaires | Linear Ambient | Direct Linear Ambient Luminaires | Standard | FALSE | [9 empty] | 42074 | Not Dimmable | Not Dimmable | NotYetVerified |  | 3 | 2332 | 97.98 | 23.8 | 5.9 | 0.996 | 3424 | 82
PKVQTPDG | Philips Ledalite | Philips Ledalite | 29x1LBGQN04[13]D | Indoor Luminaires | Linear Ambient | Direct Linear Ambient Luminaires | Standard | FALSE | [9 empty] | 42074 | Not Dimmable | Not Dimmable | NotYetVerified |  | 3 | 2332 | 97.98 | 23.8 | 5.9 | 0.961 | 3424 | 82
PUZMWUZA | Philips Ledalite | Philips Ledalite | 29x1LBKQN06[13]D | Indoor Luminaires | Linear Ambient | Direct Linear Ambient Luminaires | Standard | FALSE | [9 empty] | 42074 | Not Dimmable | Not Dimmable | NotYetVerified |  | 3 | 2239.5 | 98.87 | 22.65 | 5.9 | 0.927 | 3424 | 82
PGXH6RE5 | Philips Ledalite | Philips Ledalite | 29x1LBKQN06[13]2 | Indoor Luminaires | Linear Ambient | Direct Linear Ambient Luminaires | Standard | FALSE | [9 empty] | 42074 | Not Dimmable | Not Dimmable | NotYetVerified |  | 3 | 2239.5 | 98.87 | 22.65 | 5.9 | 0.927 | 3424 | 82
P8BTVP3Y | Philips Ledalite | Philips Ledalite | 29x1LBKQN06[13]1 | Indoor Luminaires | Linear Ambient | Direct Linear Ambient Luminaires | Standard | FALSE | [9 empty] | 42074 | Not Dimmable | Not Dimmable | NotYetVerified |  | 3 | 2239.5 | 98.87 | 22.65 | 5.9 | 0.996 | 3424 | 82
PXKYNB3Q | Philips Ledalite | Philips Ledalite | 29x1LBKQN04[13]D | Indoor Luminaires | Linear Ambient | Direct Linear Ambient Luminaires | Standard | FALSE | [9 empty] | 42074 | Not Dimmable | Not Dimmable | NotYetVerified |  | 3 | 1493 | 98.87 | 15.1 | 5.9 | 0.927 | 3424 | 82
PX69EHQ3 | Philips Ledalite | Philips Ledalite | 29x1LBKQN04[13]2 | Indoor Luminaires | Linear Ambient | Direct Linear Ambient Luminaires | Standard | FALSE | [9 empty] | 42074 | Not Dimmable | Not Dimmable | NotYetVerified |  | 3 | 1493 | 98.87 | 15.1 | 5.9 | 0.927 | 3424 | 82
PGT3JCK5 | Philips Ledalite | Philips Ledalite | 29x1LBKQN04[13]1 | Indoor Luminaires | Linear Ambient | Direct Linear Ambient Luminaires | Standard | FALSE | [9 empty] | 42074 | Not Dimmable | Not Dimmable | NotYetVerified |  | 3 | 1493 | 98.87 | 15.1 | 5.9 | 0.996 | 3424 | 82
PWSBMX41 | Philips Ledalite | Philips Ledalite | 29x1LBEQN08[87]2 | Indoor Luminaires | Linear Ambient | Direct Linear Ambient Luminaires | Standard | FALSE | [9 empty] | 42074 | Dimmable | Continuous Below 10 | NotYetVerified |  | 3 | 6494 | 93.04 | 69.8 | 5.9 | 0.97 | 3424 | 82
PAY1ZAYS | Philips Ledalite | Philips Ledalite | 29x1LBEQN08[87]1 | Indoor Luminaires | Linear Ambient | Direct Linear Ambient Luminaires | Standard | FALSE | [9 empty] | 42074 | Dimmable | Continuous Below 10 | NotYetVerified |  | 3 | 6494 | 93.04 | 69.8 | 5.9 | 0.995 | 3424 | 82
P8DAZJFW | Philips Ledalite | Philips Ledalite | 29x1LBEQN08[87]D | Indoor Luminaires | Linear Ambient | Direct Linear Ambient Luminaires | Standard | FALSE | [9 empty] | 42074 | Dimmable | Continuous Below 10 | NotYetVerified |  | 3 | 6494 | 93.04 | 69.8 | 5.9 | 0.97 | 3424 | 82
PGC69X8A | Philips Ledalite | Philips Ledalite | 29x1LBEQN06[87]1 | Indoor Luminaires | Linear Ambient | Direct Linear Ambient Luminaires | Standard | FALSE | [9 empty] | 42074 | Dimmable | Continuous Below 10 | NotYetVerified |  | 3 | 4870.5 | 93.04 | 52.35 | 5.9 | 0.995 | 3424 | 82
PD96FTYH | Philips Ledalite | Philips Ledalite | 29x1LBEQN06[87]D | Indoor Luminaires | Linear Ambient | Direct Linear Ambient Luminaires | Standard | FALSE | [9 empty] | 42074 | Dimmable | Continuous Below 10 | NotYetVerified |  | 3 | 4870.5 | 93.04 | 52.35 | 5.9 | 0.97 | 3424 | 82
PAE2X428 | Philips Ledalite | Philips Ledalite | 29x1LBEQN06[87]2 | Indoor Luminaires | Linear Ambient | Direct Linear Ambient Luminaires | Standard | FALSE | [9 empty] | 42074 | Dimmable | Continuous Below 10 | NotYetVerified |  | 3 | 4870.5 | 93.04 | 52.35 | 5.9 | 0.97 | 3424 | 82
PTFQD346 | Philips Ledalite | Philips Ledalite | 29x1LBGQN08[87]2 | Indoor Luminaires | Linear Ambient | Direct Linear Ambient Luminaires | Standard | FALSE | [9 empty] | 42074 | Dimmable | Continuous Below 10 | NotYetVerified |  | 3 | 4664 | 97.98 | 47.6 | 5.9 | 0.961 | 3424 | 82
PRXBSR7Y | Philips Ledalite | Philips Ledalite | 29x1LBGQN08[87]1 | Indoor Luminaires | Linear Ambient | Direct Linear Ambient Luminaires | Standard | FALSE | [9 empty] | 42074 | Dimmable | Continuous Below 10 | NotYetVerified |  | 3 | 4664 | 97.98 | 47.6 | 5.9 | 0.996 | 3424 | 82
P1FRTJU6 | Philips Ledalite | Philips Ledalite | 29x1LBGQN08[87]D | Indoor Luminaires | Linear Ambient | Direct Linear Ambient Luminaires | Standard | FALSE | [9 empty] | 42074 | Dimmable | Continuous Below 10 | NotYetVerified |  | 3 | 4664 | 97.98 | 47.6 | 5.9 | 0.961 | 3424 | 82
PWF54WFQ | Philips Ledalite | Philips Ledalite | 29x1LBGQN06[87]D | Indoor Luminaires | Linear Ambient | Direct Linear Ambient Luminaires | Standard | FALSE | [9 empty] | 42074 | Dimmable | Continuous Below 10 | NotYetVerified |  | 3 | 3498 | 97.98 | 35.7 | 5.9 | 0.961 | 3424 | 82
PRY939RP | Philips Ledalite | Philips Ledalite | 29x1LBGQN06[87]2 | Indoor Luminaires | Linear Ambient | Direct Linear Ambient Luminaires | Standard | FALSE | [9 empty] | 42074 | Dimmable | Continuous Below 10 | NotYetVerified |  | 3 | 3498 | 97.98 | 35.7 | 5.9 | 0.961 | 3424 | 82
P6Q7VF48 | Philips Ledalite | Philips Ledalite | 29x1LBGQN06[87]1 | Indoor Luminaires | Linear Ambient | Direct Linear Ambient Luminaires | Standard | FALSE | [9 empty] | 42074 | Dimmable | Continuous Below 10 | NotYetVerified |  | 3 | 3498 | 97.98 | 35.7 | 5.9 | 0.996 | 3424 | 82
PSNE29BA | Philips Ledalite | Philips Ledalite | 29x1LBEQN04[87]1 | Indoor Luminaires | Linear Ambient | Direct Linear Ambient Luminaires | Standard | FALSE | [9 empty] | 42074 | Dimmable | Continuous Below 10 | NotYetVerified |  | 3 | 3247 | 93.04 | 34.9 | 5.9 | 0.995 | 3424 | 82
PN7WPSZ3 | Philips Ledalite | Philips Ledalite | 29x1LBEQN04[87]2 | Indoor Luminaires | Linear Ambient | Direct Linear Ambient Luminaires | Standard | FALSE | [9 empty] | 42074 | Dimmable | Continuous Below 10 | NotYetVerified |  | 3 | 3247 | 93.04 | 34.9 | 5.9 | 0.97 | 3424 | 82
P744DCBP | Philips Ledalite | Philips Ledalite | 29x1LBEQN04[87]D | Indoor Luminaires | Linear Ambient | Direct Linear Ambient Luminaires | Standard | FALSE | [9 empty] | 42074 | Dimmable | Continuous Below 10 | NotYetVerified |  | 3 | 3247 | 93.04 | 34.9 | 5.9 | 0.97 | 3424 | 82
PZEAGETR | Philips Ledalite | Philips Ledalite | 29x1LBKQN08[87]D | Indoor Luminaires | Linear Ambient | Direct Linear Ambient Luminaires | Standard | FALSE | [9 empty] | 42074 | Dimmable | Continuous Below 10 | NotYetVerified |  | 3 | 2986 | 98.87 | 30.2 | 5.9 | 0.927 | 3424 | 82
P2ES6HUZ | Philips Ledalite | Philips Ledalite | 29x1LBKQN08[87]1 | Indoor Luminaires | Linear Ambient | Direct Linear Ambient Luminaires | Standard | FALSE | [9 empty] | 42074 | Dimmable | Continuous Below 10 | NotYetVerified |  | 3 | 2986 | 98.87 | 30.2 | 5.9 | 0.996 | 3424 | 82
P2DRH25N | Philips Ledalite | Philips Ledalite | 29x1LBKQN08[87]2 | Indoor Luminaires | Linear Ambient | Direct Linear Ambient Luminaires | Standard | FALSE | [9 empty] | 42074 | Dimmable | Continuous Below 10 | NotYetVerified |  | 3 | 2986 | 98.87 | 30.2 | 5.9 | 0.927 | 3424 | 82
PGY78E6F | Philips Ledalite | Philips Ledalite | 29x1LBGQN04[87]1 | Indoor Luminaires | Linear Ambient | Direct Linear Ambient Luminaires | Standard | FALSE | [9 empty] | 42074 | Dimmable | Continuous Below 10 | NotYetVerified |  | 3 | 2332 | 97.98 | 23.8 | 5.9 | 0.996 | 3424 | 82
PE94G7G5 | Philips Ledalite | Philips Ledalite | 29x1LBGQN04[87]D | Indoor Luminaires | Linear Ambient | Direct Linear Ambient Luminaires | Standard | FALSE | [9 empty] | 42074 | Dimmable | Continuous Below 10 | NotYetVerified |  | 3 | 2332 | 97.98 | 23.8 | 5.9 | 0.961 | 3424 | 82
P9T5RRQZ | Philips Ledalite | Philips Ledalite | 29x1LBGQN04[87]2 | Indoor Luminaires | Linear Ambient | Direct Linear Ambient Luminaires | Standard | FALSE | [9 empty] | 42074 | Dimmable | Continuous Below 10 | NotYetVerified |  | 3 | 2332 | 97.98 | 23.8 | 5.9 | 0.961 | 3424 | 82
PGMBR281 | Philips Ledalite | Philips Ledalite | 29x1LBKQN06[87]1 | Indoor Luminaires | Linear Ambient | Direct Linear Ambient Luminaires | Standard | FALSE | [9 empty] | 42074 | Dimmable | Continuous Below 10 | NotYetVerified |  | 3 | 2239.5 | 98.87 | 22.65 | 5.9 | 0.996 | 3424 | 82
PCB2BRPT | Philips Ledalite | Philips Ledalite | 29x1LBKQN06[87]2 | Indoor Luminaires | Linear Ambient | Direct Linear Ambient Luminaires | Standard | FALSE | [9 empty] | 42074 | Dimmable | Continuous Below 10 | NotYetVerified |  | 3 | 2239.5 | 98.87 | 22.65 | 5.9 | 0.927 | 3424 | 82
P6ZQHSRK | Philips Ledalite | Philips Ledalite | 29x1LBKQN06[87]D | Indoor Luminaires | Linear Ambient | Direct Linear Ambient Luminaires | Standard | FALSE | [9 empty] | 42074 | Dimmable | Continuous Below 10 | NotYetVerified |  | 3 | 2239.5 | 98.87 | 22.65 | 5.9 | 0.927 | 3424 | 82
PZKDZR1K | Philips Ledalite | Philips Ledalite | 29x1LBKQN04[87]2 | Indoor Luminaires | Linear Ambient | Direct Linear Ambient Luminaires | Standard | FALSE | [9 empty] | 42074 | Dimmable | Continuous Below 10 | NotYetVerified |  | 3 | 1493 | 98.87 | 15.1 | 5.9 | 0.927 | 3424 | 82
PWQ992DA | Philips Ledalite | Philips Ledalite | 29x1LBKQN04[87]D | Indoor Luminaires | Linear Ambient | Direct Linear Ambient Luminaires | Standard | FALSE | [9 empty] | 42074 | Dimmable | Continuous Below 10 | NotYetVerified |  | 3 | 1493 | 98.87 | 15.1 | 5.9 | 0.927 | 3424 | 82
PWE6Z5VR | Philips Ledalite | Philips Ledalite | 29x1LBKQN04[87]1 | Indoor Luminaires | Linear Ambient | Direct Linear Ambient Luminaires | Standard | FALSE | [9 empty] | 42074 | Dimmable | Continuous Below 10 | NotYetVerified |  | 3 | 1493 | 98.87 | 15.1 | 5.9 | 0.996 | 3424 | 82
PUFVF529 | Philips Ledalite | Philips Ledalite | 29x1LCEQN08[13]2 | Indoor Luminaires | Linear Ambient | Direct Linear Ambient Luminaires | Standard | FALSE | [9 empty] | 42074 | Not Dimmable | Not Dimmable | NotYetVerified |  | 3 | 6278 | 89.94 | 69.8 | 5.9 | 0.97 | 3118 | 81
PR81MP1C | Philips Ledalite | Philips Ledalite | 29x1LCEQN08[13]1 | Indoor Luminaires | Linear Ambient | Direct Linear Ambient Luminaires | Standard | FALSE | [9 empty] | 42074 | Not Dimmable | Not Dimmable | NotYetVerified |  | 3 | 6278 | 89.94 | 69.8 | 5.9 | 0.995 | 3118 | 81
P1F5P5WR | Philips Ledalite | Philips Ledalite | 29x1LCEQN08[13]D | Indoor Luminaires | Linear Ambient | Direct Linear Ambient Luminaires | Standard | FALSE | [9 empty] | 42074 | Not Dimmable | Not Dimmable | NotYetVerified |  | 3 | 6278 | 89.94 | 69.8 | 5.9 | 0.97 | 3118 | 81
PYDE23YM | Philips Ledalite | Philips Ledalite | 29x1LCEQN06[13]2 | Indoor Luminaires | Linear Ambient | Direct Linear Ambient Luminaires | Standard | FALSE | [9 empty] | 42074 | Not Dimmable | Not Dimmable | NotYetVerified |  | 3 | 4708.5 | 89.94 | 52.35 | 5.9 | 0.97 | 3118 | 81
PP2YW8JU | Philips Ledalite | Philips Ledalite | 29x1LCEQN06[13]D | Indoor Luminaires | Linear Ambient | Direct Linear Ambient Luminaires | Standard | FALSE | [9 empty] | 42074 | Not Dimmable | Not Dimmable | NotYetVerified |  | 3 | 4708.5 | 89.94 | 52.35 | 5.9 | 0.97 | 3118 | 81
PH4NFQSR | Philips Ledalite | Philips Ledalite | 29x1LCEQN06[13]1 | Indoor Luminaires | Linear Ambient | Direct Linear Ambient Luminaires | Standard | FALSE | [9 empty] | 42074 | Not Dimmable | Not Dimmable | NotYetVerified |  | 3 | 4708.5 | 89.94 | 52.35 | 5.9 | 0.995 | 3118 | 81
PWAA6VFM | Philips Ledalite | Philips Ledalite | 29x1LCEQN04[13]2 | Indoor Luminaires | Linear Ambient | Direct Linear Ambient Luminaires | Standard | FALSE | [9 empty] | 42074 | Not Dimmable | Not Dimmable | NotYetVerified |  | 3 | 3139 | 89.94 | 34.9 | 5.9 | 0.97 | 3118 | 81
PNVXEPKW | Philips Ledalite | Philips Ledalite | 29x1LCEQN04[13]D | Indoor Luminaires | Linear Ambient | Direct Linear Ambient Luminaires | Standard | FALSE | [9 empty] | 42074 | Not Dimmable | Not Dimmable | NotYetVerified |  | 3 | 3139 | 89.94 | 34.9 | 5.9 | 0.97 | 3118 | 81
PQAQKFN4 | Philips Ledalite | Philips Ledalite | 29x1LCEQN08[87]2 | Indoor Luminaires | Linear Ambient | Direct Linear Ambient Luminaires | Standard | FALSE | [9 empty] | 42074 | Dimmable | Continuous Below 10 | NotYetVerified |  | 3 | 6278 | 89.94 | 69.8 | 5.9 | 0.97 | 3118 | 81
PKV4JEP2 | Philips Ledalite | Philips Ledalite | 29x1LCEQN08[87]D | Indoor Luminaires | Linear Ambient | Direct Linear Ambient Luminaires | Standard | FALSE | [9 empty] | 42074 | Dimmable | Continuous Below 10 | NotYetVerified |  | 3 | 6278 | 89.94 | 69.8 | 5.9 | 0.97 | 3118 | 81
P1PVKAF9 | Philips Ledalite | Philips Ledalite | 29x1LCEQN08[87]1 | Indoor Luminaires | Linear Ambient | Direct Linear Ambient Luminaires | Standard | FALSE | [9 empty] | 42074 | Dimmable | Continuous Below 10 | NotYetVerified |  | 3 | 6278 | 89.94 | 69.8 | 5.9 | 0.995 | 3118 | 81
PY7FHC94 | Philips Ledalite | Philips Ledalite | 29x1LCEQN06[87]1 | Indoor Luminaires | Linear Ambient | Direct Linear Ambient Luminaires | Standard | FALSE | [9 empty] | 42074 | Dimmable | Continuous Below 10 | NotYetVerified |  | 3 | 4708.5 | 89.94 | 52.35 | 5.9 | 0.995 | 3118 | 81
PFUGGZZ3 | Philips Ledalite | Philips Ledalite | 29x1LCEQN06[87]D | Indoor Luminaires | Linear Ambient | Direct Linear Ambient Luminaires | Standard | FALSE | [9 empty] | 42074 | Dimmable | Continuous Below 10 | NotYetVerified |  | 3 | 4708.5 | 89.94 | 52.35 | 5.9 | 0.97 | 3118 | 81
P7JM1HWD | Philips Ledalite | Philips Ledalite | 29x1LCEQN06[87]2 | Indoor Luminaires | Linear Ambient | Direct Linear Ambient Luminaires | Standard | FALSE | [9 empty] | 42074 | Dimmable | Continuous Below 10 | NotYetVerified |  | 3 | 4708.5 | 89.94 | 52.35 | 5.9 | 0.97 | 3118 | 81
PBSHMR9E | Philips Ledalite | Philips Ledalite | 29x1LCEQN04[87]1 | Indoor Luminaires | Linear Ambient | Direct Linear Ambient Luminaires | Standard | FALSE | [9 empty] | 42074 | Dimmable | Continuous Below 10 | NotYetVerified |  | 3 | 3139 | 89.94 | 34.9 | 5.9 | 0.995 | 3118 | 81
P818RTU7 | Philips Ledalite | Philips Ledalite | 29x1LCEQN04[87]2 | Indoor Luminaires | Linear Ambient | Direct Linear Ambient Luminaires | Standard | FALSE | [9 empty] | 42074 | Dimmable | Continuous Below 10 | NotYetVerified |  | 3 | 3139 | 89.94 | 34.9 | 5.9 | 0.97 | 3118 | 81
P15MJWW9 | Philips Ledalite | Philips Ledalite | 29x1LCEQN04[87]D | Indoor Luminaires | Linear Ambient | Direct Linear Ambient Luminaires | Standard | FALSE | [9 empty] | 42074 | Dimmable | Continuous Below 10 | NotYetVerified |  | 3 | 3139 | 89.94 | 34.9 | 5.9 | 0.97 | 3118 | 81
PWE14R9U | Philips Ledalite | Philips Ledalite | 2906LCCQQ08[1238]2 | Indoor Luminaires | Linear Ambient | Direct Linear Ambient Luminaires | Standard | FALSE | [9 empty] | 42074 | Not Dimmable | Not Dimmable | NotYetVerified |  | 3 | 8888 | 96.82 | 91.8 | 7.2 | 0.963 | 3110 | 81
PUZK9AUS | Philips Ledalite | Philips Ledalite | 2906LCCQQ08[1238]D | Indoor Luminaires | Linear Ambient | Direct Linear Ambient Luminaires | Standard | FALSE | [9 empty] | 42074 | Not Dimmable | Not Dimmable | NotYetVerified |  | 3 | 8888 | 96.82 | 91.8 | 7.2 | 0.963 | 3110 | 81
PDRCN4GY | Philips Ledalite | Philips Ledalite | 2906LCCQQ08[1238]1 | Indoor Luminaires | Linear Ambient | Direct Linear Ambient Luminaires | Standard | FALSE | [9 empty] | 42074 | Not Dimmable | Not Dimmable | NotYetVerified |  | 3 | 8888 | 96.82 | 91.8 | 7.2 | 0.998 | 3110 | 81
PPQAWZP6 | Philips Ledalite | Philips Ledalite | 2906LCCQQ06[1238]D | Indoor Luminaires | Linear Ambient | Direct Linear Ambient Luminaires | Standard | FALSE | [9 empty] | 42074 | Not Dimmable | Not Dimmable | NotYetVerified |  | 3 | 6666 | 96.82 | 68.85 | 7.2 | 0.963 | 3110 | 81
PFJPDUQC | Philips Ledalite | Philips Ledalite | 2906LCCQQ06[1238]2 | Indoor Luminaires | Linear Ambient | Direct Linear Ambient Luminaires | Standard | FALSE | [9 empty] | 42074 | Not Dimmable | Not Dimmable | NotYetVerified |  | 3 | 6666 | 96.82 | 68.85 | 7.2 | 0.963 | 3110 | 81
P6KDJJC3 | Philips Ledalite | Philips Ledalite | 2906LCCQQ06[1238]1 | Indoor Luminaires | Linear Ambient | Direct Linear Ambient Luminaires | Standard | FALSE | [9 empty] | 42074 | Not Dimmable | Not Dimmable | NotYetVerified |  | 3 | 6666 | 96.82 | 68.85 | 7.2 | 0.998 | 3110 | 81
PNGM1FY1 | Philips Ledalite | Philips Ledalite | 2906LCCQQ04[1238]2 | Indoor Luminaires | Linear Ambient | Direct Linear Ambient Luminaires | Standard | FALSE | [9 empty] | 42074 | Not Dimmable | Not Dimmable | NotYetVerified |  | 3 | 4444 | 96.82 | 45.9 | 7.2 | 0.963 | 3110 | 81
PJRMQMJT | Philips Ledalite | Philips Ledalite | 2906LCCQQ04[1238]D | Indoor Luminaires | Linear Ambient | Direct Linear Ambient Luminaires | Standard | FALSE | [9 empty] | 42074 | Not Dimmable | Not Dimmable | NotYetVerified |  | 3 | 4444 | 96.82 | 45.9 | 7.2 | 0.963 | 3110 | 81
PF5VXV2Z | Philips Ledalite | Philips Ledalite | 2903LCCNQ08[13]D | Indoor Luminaires | Linear Ambient | Linear Ambient Luminaires w/ Indirect component | Standard | FALSE | [9 empty] | 42074 | Not Dimmable | Not Dimmable | NotYetVerified |  | 3 | 9350 | 114.86 | 81.4 | 4.8 | 0.977 | 3110 | 81
PAPS9RAV | Philips Ledalite | Philips Ledalite | 2903LCCNQ08[13]1 | Indoor Luminaires | Linear Ambient | Linear Ambient Luminaires w/ Indirect component | Standard | FALSE | [9 empty] | 42074 | Not Dimmable | Not Dimmable | NotYetVerified |  | 3 | 9350 | 114.86 | 81.4 | 4.8 | 0.998 | 3110 | 81
P7G8Y2XN | Philips Ledalite | Philips Ledalite | 2903LCCNQ08[13]2 | Indoor Luminaires | Linear Ambient | Linear Ambient Luminaires w/ Indirect component | Standard | FALSE | [9 empty] | 42074 | Not Dimmable | Not Dimmable | NotYetVerified |  | 3 | 9350 | 114.86 | 81.4 | 4.8 | 0.977 | 3110 | 81
PXYAPRB1 | Philips Ledalite | Philips Ledalite | 2903LCCNQ06[13]2 | Indoor Luminaires | Linear Ambient | Linear Ambient Luminaires w/ Indirect component | Standard | FALSE | [9 empty] | 42074 | Not Dimmable | Not Dimmable | NotYetVerified |  | 3 | 7012.5 | 114.86 | 61.05 | 4.8 | 0.977 | 3110 | 81
PMV323EJ | Philips Ledalite | Philips Ledalite | 2903LCCNQ06[13]D | Indoor Luminaires | Linear Ambient | Linear Ambient Luminaires w/ Indirect component | Standard | FALSE | [9 empty] | 42074 | Not Dimmable | Not Dimmable | NotYetVerified |  | 3 | 7012.5 | 114.86 | 61.05 | 4.8 | 0.977 | 3110 | 81
P5QB76TR | Philips Ledalite | Philips Ledalite | 2903LCCNQ06[13]1 | Indoor Luminaires | Linear Ambient | Linear Ambient Luminaires w/ Indirect component | Standard | FALSE | [9 empty] | 42074 | Not Dimmable | Not Dimmable | NotYetVerified |  | 3 | 7012.5 | 114.86 | 61.05 | 4.8 | 0.998 | 3110 | 81
PCPUTVPE | Philips Ledalite | Philips Ledalite | 2903LCCNQ04[13]D | Indoor Luminaires | Linear Ambient | Linear Ambient Luminaires w/ Indirect component | Standard | FALSE | [9 empty] | 42074 | Not Dimmable | Not Dimmable | NotYetVerified |  | 3 | 4675 | 114.86 | 40.7 | 4.8 | 0.977 | 3110 | 81
P75SK4QJ | Philips Ledalite | Philips Ledalite | 2903LCCNQ04[13]2 | Indoor Luminaires | Linear Ambient | Linear Ambient Luminaires w/ Indirect component | Standard | FALSE | [9 empty] | 42074 | Not Dimmable | Not Dimmable | NotYetVerified |  | 3 | 4675 | 114.86 | 40.7 | 4.8 | 0.977 | 3110 | 81
PRVEG1EG | Philips Ledalite | Philips Ledalite | 2906LCCQQ08[7.G]1 | Indoor Luminaires | Linear Ambient | Direct Linear Ambient Luminaires | Standard | FALSE | [9 empty] | 42074 | Dimmable | Continuous Below 10 | NotYetVerified |  | 3 | 8888 | 96.82 | 91.8 | 7.2 | 0.998 | 3110 | 81
PP8DQ84H | Philips Ledalite | Philips Ledalite | 2906LCCQQ08[7.G]2 | Indoor Luminaires | Linear Ambient | Direct Linear Ambient Luminaires | Standard | FALSE | [9 empty] | 42074 | Dimmable | Continuous Below 10 | NotYetVerified |  | 3 | 8888 | 96.82 | 91.8 | 7.2 | 0.963 | 3110 | 81
PJZ47SUV | Philips Ledalite | Philips Ledalite | 2906LCCQQ08[7.G]D | Indoor Luminaires | Linear Ambient | Direct Linear Ambient Luminaires | Standard | FALSE | [9 empty] | 42074 | Dimmable | Continuous Below 10 | NotYetVerified |  | 3 | 8888 | 96.82 | 91.8 | 7.2 | 0.963 | 3110 | 81
PXV7GFVX | Philips Ledalite | Philips Ledalite | 2906LCCQQ06[7.G]1 | Indoor Luminaires | Linear Ambient | Direct Linear Ambient Luminaires | Standard | FALSE | [9 empty] | 42074 | Dimmable | Continuous Below 10 | NotYetVerified |  | 3 | 6666 | 96.82 | 68.85 | 7.2 | 0.998 | 3110 | 81
PNYEUWZP | Philips Ledalite | Philips Ledalite | 2906LCCQQ06[7.G]2 | Indoor Luminaires | Linear Ambient | Direct Linear Ambient Luminaires | Standard | FALSE | [9 empty] | 42074 | Dimmable | Continuous Below 10 | NotYetVerified |  | 3 | 6666 | 96.82 | 68.85 | 7.2 | 0.963 | 3110 | 81
P5EH7D71 | Philips Ledalite | Philips Ledalite | 2906LCCQQ06[7.G]D | Indoor Luminaires | Linear Ambient | Direct Linear Ambient Luminaires | Standard | FALSE | [9 empty] | 42074 | Dimmable | Continuous Below 10 | NotYetVerified |  | 3 | 6666 | 96.82 | 68.85 | 7.2 | 0.963 | 3110 | 81
PQMG2AKC | Philips Ledalite | Philips Ledalite | 2906LCCQQ04[7.G]2 | Indoor Luminaires | Linear Ambient | Direct Linear Ambient Luminaires | Standard | FALSE | [9 empty] | 42074 | Dimmable | Continuous Below 10 | NotYetVerified |  | 3 | 4444 | 96.82 | 45.9 | 7.2 | 0.963 | 3110 | 81
PH5BXUU5 | Philips Ledalite | Philips Ledalite | 2906LCCQQ04[7.G]1 | Indoor Luminaires | Linear Ambient | Direct Linear Ambient Luminaires | Standard | FALSE | [9 empty] | 42074 | Dimmable | Continuous Below 10 | NotYetVerified |  | 3 | 4444 | 96.82 | 45.9 | 7.2 | 0.998 | 3110 | 81
PAJ65K1P | Philips Ledalite | Philips Ledalite | 2906LCCQQ04[7.G]D | Indoor Luminaires | Linear Ambient | Direct Linear Ambient Luminaires | Standard | FALSE | [9 empty] | 42074 | Dimmable | Continuous Below 10 | NotYetVerified |  | 3 | 4444 | 96.82 | 45.9 | 7.2 | 0.963 | 3110 | 81
PUET2ZH5 | Philips Ledalite | Philips Ledalite | 2903LCCNQ08[78]D | Indoor Luminaires | Linear Ambient | Linear Ambient Luminaires w/ Indirect component | Standard | FALSE | [9 empty] | 42074 | Dimmable | Continuous Below 10 | NotYetVerified |  | 3 | 9350 | 114.86 | 81.4 | 4.8 | 0.977 | 3110 | 81
PSUY1QVU | Philips Ledalite | Philips Ledalite | 2903LCCNQ08[78]1 | Indoor Luminaires | Linear Ambient | Linear Ambient Luminaires w/ Indirect component | Standard | FALSE | [9 empty] | 42074 | Dimmable | Continuous Below 10 | NotYetVerified |  | 3 | 9350 | 114.86 | 81.4 | 4.8 | 0.998 | 3110 | 81
PDF52XT8 | Philips Ledalite | Philips Ledalite | 2903LCCNQ08[78]2 | Indoor Luminaires | Linear Ambient | Linear Ambient Luminaires w/ Indirect component | Standard | FALSE | [9 empty] | 42074 | Dimmable | Continuous Below 10 | NotYetVerified |  | 3 | 9350 | 114.86 | 81.4 | 4.8 | 0.977 | 3110 | 81
PVPF9DFM | Philips Ledalite | Philips Ledalite | 2903LCCNQ06[78]1 | Indoor Luminaires | Linear Ambient | Linear Ambient Luminaires w/ Indirect component | Standard | FALSE | [9 empty] | 42074 | Dimmable | Continuous Below 10 | NotYetVerified |  | 3 | 7012.5 | 114.86 | 61.05 | 4.8 | 0.998 | 3110 | 81
PJ34RAPQ | Philips Ledalite | Philips Ledalite | 2903LCCNQ06[78]2 | Indoor Luminaires | Linear Ambient | Linear Ambient Luminaires w/ Indirect component | Standard | FALSE | [9 empty] | 42074 | Dimmable | Continuous Below 10 | NotYetVerified |  | 3 | 7012.5 | 114.86 | 61.05 | 4.8 | 0.977 | 3110 | 81
PB795793 | Philips Ledalite | Philips Ledalite | 2903LCCNQ06[78]D | Indoor Luminaires | Linear Ambient | Linear Ambient Luminaires w/ Indirect component | Standard | FALSE | [9 empty] | 42074 | Dimmable | Continuous Below 10 | NotYetVerified |  | 3 | 7012.5 | 114.86 | 61.05 | 4.8 | 0.977 | 3110 | 81
PQ925S1V | Philips Ledalite | Philips Ledalite | 2903LCCNQ04[78]D | Indoor Luminaires | Linear Ambient | Linear Ambient Luminaires w/ Indirect component | Standard | FALSE | [9 empty] | 42074 | Dimmable | Continuous Below 10 | NotYetVerified |  | 3 | 4675 | 114.86 | 40.7 | 4.8 | 0.977 | 3110 | 81
PQ2GYCE4 | Philips Ledalite | Philips Ledalite | 2903LCCNQ04[78]2 | Indoor Luminaires | Linear Ambient | Linear Ambient Luminaires w/ Indirect component | Standard | FALSE | [9 empty] | 42074 | Dimmable | Continuous Below 10 | NotYetVerified |  | 3 | 4675 | 114.86 | 40.7 | 4.8 | 0.977 | 3110 | 81
PCCJBR2V | Philips Ledalite | Philips Ledalite | 2903LCCNQ04[78]1 | Indoor Luminaires | Linear Ambient | Linear Ambient Luminaires w/ Indirect component | Standard | FALSE | [9 empty] | 42074 | Dimmable | Continuous Below 10 | NotYetVerified |  | 3 | 4675 | 114.86 | 40.7 | 4.8 | 0.998 | 3110 | 81
PJMZB9WU | Philips Ledalite | Philips Ledalite | 2906LCBQQ08[1238]D | Indoor Luminaires | Linear Ambient | Direct Linear Ambient Luminaires | Standard | FALSE | [9 empty] | 42074 | Not Dimmable | Not Dimmable | NotYetVerified |  | 3 | 10012 | 99.92 | 100.2 | 7.2 | 0.963 | 3108 | 81
PH2RDUSB | Philips Ledalite | Philips Ledalite | 2906LCBQQ08[1238]2 | Indoor Luminaires | Linear Ambient | Direct Linear Ambient Luminaires | Standard | FALSE | [9 empty] | 42074 | Not Dimmable | Not Dimmable | NotYetVerified |  | 3 | 10012 | 99.92 | 100.2 | 7.2 | 0.963 | 3108 | 81
PEYR4GFX | Philips Ledalite | Philips Ledalite | 2906LCBQQ08[1238]1 | Indoor Luminaires | Linear Ambient | Direct Linear Ambient Luminaires | Standard | FALSE | [9 empty] | 42074 | Not Dimmable | Not Dimmable | NotYetVerified |  | 3 | 10012 | 99.92 | 100.2 | 7.2 | 0.992 | 3108 | 81
PXAWJPPN | Philips Ledalite | Philips Ledalite | 2906LCBQQ06[1238]1 | Indoor Luminaires | Linear Ambient | Direct Linear Ambient Luminaires | Standard | FALSE | [9 empty] | 42074 | Not Dimmable | Not Dimmable | NotYetVerified |  | 3 | 7509 | 99.92 | 75.15 | 7.2 | 0.992 | 3108 | 81
PQNM2YKP | Philips Ledalite | Philips Ledalite | 2906LCBQQ06[1238]2 | Indoor Luminaires | Linear Ambient | Direct Linear Ambient Luminaires | Standard | FALSE | [9 empty] | 42074 | Not Dimmable | Not Dimmable | NotYetVerified |  | 3 | 7509 | 99.92 | 75.15 | 7.2 | 0.963 | 3108 | 81
P84GZZ18 | Philips Ledalite | Philips Ledalite | 2906LCBQQ06[1238]D | Indoor Luminaires | Linear Ambient | Direct Linear Ambient Luminaires | Standard | FALSE | [9 empty] | 42074 | Not Dimmable | Not Dimmable | NotYetVerified |  | 3 | 7509 | 99.92 | 75.15 | 7.2 | 0.963 | 3108 | 81
PV947GV4 | Philips Ledalite | Philips Ledalite | 2906LCBQQ04[1238]2 | Indoor Luminaires | Linear Ambient | Direct Linear Ambient Luminaires | Standard | FALSE | [9 empty] | 42074 | Not Dimmable | Not Dimmable | NotYetVerified |  | 3 | 5006 | 99.92 | 50.1 | 7.2 | 0.963 | 3108 | 81
PUG13ZJJ | Philips Ledalite | Philips Ledalite | 2906LCBQQ04[1238]1 | Indoor Luminaires | Linear Ambient | Direct Linear Ambient Luminaires | Standard | FALSE | [9 empty] | 42074 | Not Dimmable | Not Dimmable | NotYetVerified |  | 3 | 5006 | 99.92 | 50.1 | 7.2 | 0.992 | 3108 | 81
P83WTRG5 | Philips Ledalite | Philips Ledalite | 2906LCBQQ04[1238]D | Indoor Luminaires | Linear Ambient | Direct Linear Ambient Luminaires | Standard | FALSE | [9 empty] | 42074 | Not Dimmable | Not Dimmable | NotYetVerified |  | 3 | 5006 | 99.92 | 50.1 | 7.2 | 0.963 | 3108 | 81
PQRYYYUY | Philips Ledalite | Philips Ledalite | 2906LCBQQ08[7.G]D | Indoor Luminaires | Linear Ambient | Direct Linear Ambient Luminaires | Standard | FALSE | [9 empty] | 42074 | Dimmable | Continuous Below 10 | NotYetVerified |  | 3 | 10012 | 99.92 | 100.2 | 7.2 | 0.963 | 3108 | 81
PN1R1HWZ | Philips Ledalite | Philips Ledalite | 2906LCBQQ08[7.G]1 | Indoor Luminaires | Linear Ambient | Direct Linear Ambient Luminaires | Standard | FALSE | [9 empty] | 42074 | Dimmable | Continuous Below 10 | NotYetVerified |  | 3 | 10012 | 99.92 | 100.2 | 7.2 | 0.992 | 3108 | 81
PK53KMHG | Philips Ledalite | Philips Ledalite | 2906LCBQQ08[7.G]2 | Indoor Luminaires | Linear Ambient | Direct Linear Ambient Luminaires | Standard | FALSE | [9 empty] | 42074 | Dimmable | Continuous Below 10 | NotYetVerified |  | 3 | 10012 | 99.92 | 100.2 | 7.2 | 0.963 | 3108 | 81
PPHZ17MY | Philips Ledalite | Philips Ledalite | 2906LCBQQ06[7.G]2 | Indoor Luminaires | Linear Ambient | Direct Linear Ambient Luminaires | Standard | FALSE | [9 empty] | 42074 | Dimmable | Continuous Below 10 | NotYetVerified |  | 3 | 7509 | 99.92 | 75.15 | 7.2 | 0.963 | 3108 | 81
PDKEN5P6 | Philips Ledalite | Philips Ledalite | 2906LCBQQ06[7.G]1 | Indoor Luminaires | Linear Ambient | Direct Linear Ambient Luminaires | Standard | FALSE | [9 empty] | 42074 | Dimmable | Continuous Below 10 | NotYetVerified |  | 3 | 7509 | 99.92 | 75.15 | 7.2 | 0.992 | 3108 | 81
P6NBFJBB | Philips Ledalite | Philips Ledalite | 2906LCBQQ06[7.G]D | Indoor Luminaires | Linear Ambient | Direct Linear Ambient Luminaires | Standard | FALSE | [9 empty] | 42074 | Dimmable | Continuous Below 10 | NotYetVerified |  | 3 | 7509 | 99.92 | 75.15 | 7.2 | 0.963 | 3108 | 81
PXD7TXV2 | Philips Ledalite | Philips Ledalite | 2906LCBQQ04[7.G]1 | Indoor Luminaires | Linear Ambient | Direct Linear Ambient Luminaires | Standard | FALSE | [9 empty] | 42074 | Dimmable | Continuous Below 10 | NotYetVerified |  | 3 | 5006 | 99.92 | 50.1 | 7.2 | 0.992 | 3108 | 81
PRH48PMS | Philips Ledalite | Philips Ledalite | 2906LCBQQ04[7.G]2 | Indoor Luminaires | Linear Ambient | Direct Linear Ambient Luminaires | Standard | FALSE | [9 empty] | 42074 | Dimmable | Continuous Below 10 | NotYetVerified |  | 3 | 5006 | 99.92 | 50.1 | 7.2 | 0.963 | 3108 | 81
PGQF1ZPN | Philips Ledalite | Philips Ledalite | 2906LCBQQ04[7.G]D | Indoor Luminaires | Linear Ambient | Direct Linear Ambient Luminaires | Standard | FALSE | [9 empty] | 42074 | Dimmable | Continuous Below 10 | NotYetVerified |  | 3 | 5006 | 99.92 | 50.1 | 7.2 | 0.963 | 3108 | 81
PMKUYCMR | Philips Ledalite | Philips Ledalite | 29x1LCGQN08[13]D | Indoor Luminaires | Linear Ambient | Direct Linear Ambient Luminaires | Standard | FALSE | [9 empty] | 42074 | Not Dimmable | Not Dimmable | NotYetVerified |  | 3 | 4510 | 94.75 | 47.6 | 5.9 | 0.961 | 3107 | 81
PGN84C9J | Philips Ledalite | Philips Ledalite | 29x1LCGQN08[13]2 | Indoor Luminaires | Linear Ambient | Direct Linear Ambient Luminaires | Standard | FALSE | [9 empty] | 42074 | Not Dimmable | Not Dimmable | NotYetVerified |  | 3 | 4510 | 94.75 | 47.6 | 5.9 | 0.961 | 3107 | 81
P466H9PN | Philips Ledalite | Philips Ledalite | 29x1LCGQN08[13]1 | Indoor Luminaires | Linear Ambient | Direct Linear Ambient Luminaires | Standard | FALSE | [9 empty] | 42074 | Not Dimmable | Not Dimmable | NotYetVerified |  | 3 | 4510 | 94.75 | 47.6 | 5.9 | 0.996 | 3107 | 81
PJJTDC5U | Philips Ledalite | Philips Ledalite | 29x1LCGQN06[13]2 | Indoor Luminaires | Linear Ambient | Direct Linear Ambient Luminaires | Standard | FALSE | [9 empty] | 42074 | Not Dimmable | Not Dimmable | NotYetVerified |  | 3 | 3382.5 | 94.75 | 35.7 | 5.9 | 0.961 | 3107 | 81
P7BETFXF | Philips Ledalite | Philips Ledalite | 29x1LCGQN06[13]D | Indoor Luminaires | Linear Ambient | Direct Linear Ambient Luminaires | Standard | FALSE | [9 empty] | 42074 | Not Dimmable | Not Dimmable | NotYetVerified |  | 3 | 3382.5 | 94.75 | 35.7 | 5.9 | 0.961 | 3107 | 81
P5U71TJ1 | Philips Ledalite | Philips Ledalite | 29x1LCGQN06[13]1 | Indoor Luminaires | Linear Ambient | Direct Linear Ambient Luminaires | Standard | FALSE | [9 empty] | 42074 | Not Dimmable | Not Dimmable | NotYetVerified |  | 3 | 3382.5 | 94.75 | 35.7 | 5.9 | 0.996 | 3107 | 81
PZZ4JY57 | Philips Ledalite | Philips Ledalite | 29x1LCGQN04[13]2 | Indoor Luminaires | Linear Ambient | Direct Linear Ambient Luminaires | Standard | FALSE | [9 empty] | 42074 | Not Dimmable | Not Dimmable | NotYetVerified |  | 3 | 2255 | 94.75 | 23.8 | 5.9 | 0.961 | 3107 | 81
PRFBEKVR | Philips Ledalite | Philips Ledalite | 29x1LCGQN04[13]1 | Indoor Luminaires | Linear Ambient | Direct Linear Ambient Luminaires | Standard | FALSE | [9 empty] | 42074 | Not Dimmable | Not Dimmable | NotYetVerified |  | 3 | 2255 | 94.75 | 23.8 | 5.9 | 0.996 | 3107 | 81
PR7UUJ63 | Philips Ledalite | Philips Ledalite | 29x1LCGQN04[13]D | Indoor Luminaires | Linear Ambient | Direct Linear Ambient Luminaires | Standard | FALSE | [9 empty] | 42074 | Not Dimmable | Not Dimmable | NotYetVerified |  | 3 | 2255 | 94.75 | 23.8 | 5.9 | 0.961 | 3107 | 81
PRQKX6VN | Philips Ledalite | Philips Ledalite | 29x1LCGQN08[87]2 | Indoor Luminaires | Linear Ambient | Direct Linear Ambient Luminaires | Standard | FALSE | [9 empty] | 42074 | Dimmable | Continuous Below 10 | NotYetVerified |  | 3 | 4510 | 94.75 | 47.6 | 5.9 | 0.961 | 3107 | 81
PDMXZ6TB | Philips Ledalite | Philips Ledalite | 29x1LCGQN08[87]1 | Indoor Luminaires | Linear Ambient | Direct Linear Ambient Luminaires | Standard | FALSE | [9 empty] | 42074 | Dimmable | Continuous Below 10 | NotYetVerified |  | 3 | 4510 | 94.75 | 47.6 | 5.9 | 0.996 | 3107 | 81
PAPMCA2A | Philips Ledalite | Philips Ledalite | 29x1LCGQN08[87]D | Indoor Luminaires | Linear Ambient | Direct Linear Ambient Luminaires | Standard | FALSE | [9 empty] | 42074 | Dimmable | Continuous Below 10 | NotYetVerified |  | 3 | 4510 | 94.75 | 47.6 | 5.9 | 0.961 | 3107 | 81
PUX34GWA | Philips Ledalite | Philips Ledalite | 29x1LCGQN06[87]1 | Indoor Luminaires | Linear Ambient | Direct Linear Ambient Luminaires | Standard | FALSE | [9 empty] | 42074 | Dimmable | Continuous Below 10 | NotYetVerified |  | 3 | 3382.5 | 94.75 | 35.7 | 5.9 | 0.996 | 3107 | 81
P6C3CUZA | Philips Ledalite | Philips Ledalite | 29x1LCGQN06[87]D | Indoor Luminaires | Linear Ambient | Direct Linear Ambient Luminaires | Standard | FALSE | [9 empty] | 42074 | Dimmable | Continuous Below 10 | NotYetVerified |  | 3 | 3382.5 | 94.75 | 35.7 | 5.9 | 0.961 | 3107 | 81
P4RX2TYQ | Philips Ledalite | Philips Ledalite | 29x1LCGQN06[87]2 | Indoor Luminaires | Linear Ambient | Direct Linear Ambient Luminaires | Standard | FALSE | [9 empty] | 42074 | Dimmable | Continuous Below 10 | NotYetVerified |  | 3 | 3382.5 | 94.75 | 35.7 | 5.9 | 0.961 | 3107 | 81
PZKUDG2D | Philips Ledalite | Philips Ledalite | 29x1LCGQN04[87]D | Indoor Luminaires | Linear Ambient | Direct Linear Ambient Luminaires | Standard | FALSE | [9 empty] | 42074 | Dimmable | Continuous Below 10 | NotYetVerified |  | 3 | 2255 | 94.75 | 23.8 | 5.9 | 0.961 | 3107 | 81
PJNZUBS5 | Philips Ledalite | Philips Ledalite | 29x1LCGQN04[87]1 | Indoor Luminaires | Linear Ambient | Direct Linear Ambient Luminaires | Standard | FALSE | [9 empty] | 42074 | Dimmable | Continuous Below 10 | NotYetVerified |  | 3 | 2255 | 94.75 | 23.8 | 5.9 | 0.996 | 3107 | 81
P86ZU1UE | Philips Ledalite | Philips Ledalite | 29x1LCGQN04[87]2 | Indoor Luminaires | Linear Ambient | Direct Linear Ambient Luminaires | Standard | FALSE | [9 empty] | 42074 | Dimmable | Continuous Below 10 | NotYetVerified |  | 3 | 2255 | 94.75 | 23.8 | 5.9 | 0.961 | 3107 | 81
PX2BVMF1 | Philips Ledalite | Philips Ledalite | 2905LCBQQ082D | Indoor Luminaires | Linear Ambient | Linear Ambient Luminaires w/ Indirect component | Standard | FALSE | [9 empty] | 42074 | Not Yet Verified | Not Yet Verified | NotYetVerified |  | 3 | 10336 | 108.57 | 95.2 | 9.6 | 0.961 | 3105 | 81
PNWB4NHH | Philips Ledalite | Philips Ledalite | 2905LCBQQ08GD | Indoor Luminaires | Linear Ambient | Linear Ambient Luminaires w/ Indirect component | Standard | FALSE | [9 empty] | 42074 | Not Yet Verified | Not Yet Verified | NotYetVerified |  | 3 | 10336 | 108.57 | 95.2 | 9.6 | 0.961 | 3105 | 81
PNNMH4BM | Philips Ledalite | Philips Ledalite | 2905LCBQQ087D | Indoor Luminaires | Linear Ambient | Linear Ambient Luminaires w/ Indirect component | Standard | FALSE | [9 empty] | 42074 | Not Yet Verified | Not Yet Verified | NotYetVerified |  | 3 | 10336 | 111.38 | 92.8 | 9.6 | 0.962 | 3105 | 81
PKNX36K4 | Philips Ledalite | Philips Ledalite | 2905LCBQQ0822 | Indoor Luminaires | Linear Ambient | Linear Ambient Luminaires w/ Indirect component | Standard | FALSE | [9 empty] | 42074 | Not Yet Verified | Not Yet Verified | NotYetVerified |  | 3 | 10336 | 108.57 | 95.2 | 9.6 | 0.961 | 3105 | 81
PGU9SS7E | Philips Ledalite | Philips Ledalite | 2905LCBQQ0821 | Indoor Luminaires | Linear Ambient | Linear Ambient Luminaires w/ Indirect component | Standard | FALSE | [9 empty] | 42074 | Not Yet Verified | Not Yet Verified | NotYetVerified |  | 3 | 10336 | 108.57 | 95.2 | 9.6 | 0.996 | 3105 | 81
PDCM7P16 | Philips Ledalite | Philips Ledalite | 2905LCBQQ08G2 | Indoor Luminaires | Linear Ambient | Linear Ambient Luminaires w/ Indirect component | Standard | FALSE | [9 empty] | 42074 | Not Yet Verified | Not Yet Verified | NotYetVerified |  | 3 | 10336 | 108.57 | 95.2 | 9.6 | 0.961 | 3105 | 81
PA3NWY2Y | Philips Ledalite | Philips Ledalite | 2905LCBQQ08[138]D | Indoor Luminaires | Linear Ambient | Linear Ambient Luminaires w/ Indirect component | Standard | FALSE | [9 empty] | 42074 | Not Yet Verified | Not Yet Verified | NotYetVerified |  | 3 | 10336 | 111.38 | 92.8 | 9.6 | 0.962 | 3105 | 81
P8HZ1GCB | Philips Ledalite | Philips Ledalite | 2905LCBQQ08[138]2 | Indoor Luminaires | Linear Ambient | Linear Ambient Luminaires w/ Indirect component | Standard | FALSE | [9 empty] | 42074 | Not Yet Verified | Not Yet Verified | NotYetVerified |  | 3 | 10336 | 111.38 | 92.8 | 9.6 | 0.962 | 3105 | 81
P7NN7GZX | Philips Ledalite | Philips Ledalite | 2905LCBQQ08G1 | Indoor Luminaires | Linear Ambient | Linear Ambient Luminaires w/ Indirect component | Standard | FALSE | [9 empty] | 42074 | Not Yet Verified | Not Yet Verified | NotYetVerified |  | 3 | 10336 | 108.57 | 95.2 | 9.6 | 0.996 | 3105 | 81
P6XB2DJV | Philips Ledalite | Philips Ledalite | 2905LCBQQ0872 | Indoor Luminaires | Linear Ambient | Linear Ambient Luminaires w/ Indirect component | Standard | FALSE | [9 empty] | 42074 | Not Yet Verified | Not Yet Verified | NotYetVerified |  | 3 | 10336 | 111.38 | 92.8 | 9.6 | 0.962 | 3105 | 81
P5X4ZFH8 | Philips Ledalite | Philips Ledalite | 2905LCBQQ0871 | Indoor Luminaires | Linear Ambient | Linear Ambient Luminaires w/ Indirect component | Standard | FALSE | [9 empty] | 42074 | Not Yet Verified | Not Yet Verified | NotYetVerified |  | 3 | 10336 | 111.38 | 92.8 | 9.6 | 0.997 | 3105 | 81
P1VGXCGK | Philips Ledalite | Philips Ledalite | 2905LCBQQ08[138]1 | Indoor Luminaires | Linear Ambient | Linear Ambient Luminaires w/ Indirect component | Standard | FALSE | [9 empty] | 42074 | Not Yet Verified | Not Yet Verified | NotYetVerified |  | 3 | 10336 | 111.38 | 92.8 | 9.6 | 0.997 | 3105 | 81
PYNVM6AB | Philips Ledalite | Philips Ledalite | 2905LCBQQ06G1 | Indoor Luminaires | Linear Ambient | Linear Ambient Luminaires w/ Indirect component | Standard | FALSE | [9 empty] | 42074 | Not Yet Verified | Not Yet Verified | NotYetVerified |  | 3 | 7752 | 108.57 | 71.4 | 9.6 | 0.996 | 3105 | 81
PUKJ6Y8Y | Philips Ledalite | Philips Ledalite | 2905LCBQQ0622 | Indoor Luminaires | Linear Ambient | Linear Ambient Luminaires w/ Indirect component | Standard | FALSE | [9 empty] | 42074 | Not Yet Verified | Not Yet Verified | NotYetVerified |  | 3 | 7752 | 108.57 | 71.4 | 9.6 | 0.961 | 3105 | 81
PUJNNQ54 | Philips Ledalite | Philips Ledalite | 2905LCBQQ067D | Indoor Luminaires | Linear Ambient | Linear Ambient Luminaires w/ Indirect component | Standard | FALSE | [9 empty] | 42074 | Not Yet Verified | Not Yet Verified | NotYetVerified |  | 3 | 7752 | 111.38 | 69.6 | 9.6 | 0.962 | 3105 | 81
PR3P8BZM | Philips Ledalite | Philips Ledalite | 2905LCBQQ0671 | Indoor Luminaires | Linear Ambient | Linear Ambient Luminaires w/ Indirect component | Standard | FALSE | [9 empty] | 42074 | Not Yet Verified | Not Yet Verified | NotYetVerified |  | 3 | 7752 | 111.38 | 69.6 | 9.6 | 0.997 | 3105 | 81
PMW9CG8K | Philips Ledalite | Philips Ledalite | 2905LCBQQ06[138]D | Indoor Luminaires | Linear Ambient | Linear Ambient Luminaires w/ Indirect component | Standard | FALSE | [9 empty] | 42074 | Not Yet Verified | Not Yet Verified | NotYetVerified |  | 3 | 7752 | 111.38 | 69.6 | 9.6 | 0.962 | 3105 | 81
PK74ARWD | Philips Ledalite | Philips Ledalite | 2905LCBQQ06[138]1 | Indoor Luminaires | Linear Ambient | Linear Ambient Luminaires w/ Indirect component | Standard | FALSE | [9 empty] | 42074 | Not Yet Verified | Not Yet Verified | NotYetVerified |  | 3 | 7752 | 111.38 | 69.6 | 9.6 | 0.997 | 3105 | 81
PJ7WCYTQ | Philips Ledalite | Philips Ledalite | 2905LCBQQ06[138]2 | Indoor Luminaires | Linear Ambient | Linear Ambient Luminaires w/ Indirect component | Standard | FALSE | [9 empty] | 42074 | Not Yet Verified | Not Yet Verified | NotYetVerified |  | 3 | 7752 | 111.38 | 69.6 | 9.6 | 0.962 | 3105 | 81
PFJFQKEC | Philips Ledalite | Philips Ledalite | 2905LCBQQ0672 | Indoor Luminaires | Linear Ambient | Linear Ambient Luminaires w/ Indirect component | Standard | FALSE | [9 empty] | 42074 | Not Yet Verified | Not Yet Verified | NotYetVerified |  | 3 | 7752 | 111.38 | 69.6 | 9.6 | 0.962 | 3105 | 81
P9R8NXUJ | Philips Ledalite | Philips Ledalite | 2905LCBQQ062D | Indoor Luminaires | Linear Ambient | Linear Ambient Luminaires w/ Indirect component | Standard | FALSE | [9 empty] | 42074 | Not Yet Verified | Not Yet Verified | NotYetVerified |  | 3 | 7752 | 108.57 | 71.4 | 9.6 | 0.961 | 3105 | 81
P947SPXH | Philips Ledalite | Philips Ledalite | 2905LCBQQ06GD | Indoor Luminaires | Linear Ambient | Linear Ambient Luminaires w/ Indirect component | Standard | FALSE | [9 empty] | 42074 | Not Yet Verified | Not Yet Verified | NotYetVerified |  | 3 | 7752 | 108.57 | 71.4 | 9.6 | 0.961 | 3105 | 81
P8145CZ2 | Philips Ledalite | Philips Ledalite | 2905LCBQQ0621 | Indoor Luminaires | Linear Ambient | Linear Ambient Luminaires w/ Indirect component | Standard | FALSE | [9 empty] | 42074 | Not Yet Verified | Not Yet Verified | NotYetVerified |  | 3 | 7752 | 108.57 | 71.4 | 9.6 | 0.996 | 3105 | 81
P7TZEXGD | Philips Ledalite | Philips Ledalite | 2905LCBQQ06G2 | Indoor Luminaires | Linear Ambient | Linear Ambient Luminaires w/ Indirect component | Standard | FALSE | [9 empty] | 42074 | Not Yet Verified | Not Yet Verified | NotYetVerified |  | 3 | 7752 | 108.57 | 71.4 | 9.6 | 0.961 | 3105 | 81
PYBQ1PF6 | Philips Ledalite | Philips Ledalite | 2905LCBQQ042D | Indoor Luminaires | Linear Ambient | Linear Ambient Luminaires w/ Indirect component | Standard | FALSE | [9 empty] | 42074 | Not Yet Verified | Not Yet Verified | NotYetVerified |  | 3 | 5168 | 108.57 | 47.6 | 9.6 | 0.961 | 3105 | 81
PS73P549 | Philips Ledalite | Philips Ledalite | 2905LCBQQ04[138]1 | Indoor Luminaires | Linear Ambient | Linear Ambient Luminaires w/ Indirect component | Standard | FALSE | [9 empty] | 42074 | Not Yet Verified | Not Yet Verified | NotYetVerified |  | 3 | 5168 | 111.38 | 46.4 | 9.6 | 0.997 | 3105 | 81
PS1HFKR9 | Philips Ledalite | Philips Ledalite | 2905LCBQQ04[138]D | Indoor Luminaires | Linear Ambient | Linear Ambient Luminaires w/ Indirect component | Standard | FALSE | [9 empty] | 42074 | Not Yet Verified | Not Yet Verified | NotYetVerified |  | 3 | 5168 | 111.38 | 46.4 | 9.6 | 0.962 | 3105 | 81
PRZ6AKBJ | Philips Ledalite | Philips Ledalite | 2905LCBQQ04[138]2 | Indoor Luminaires | Linear Ambient | Linear Ambient Luminaires w/ Indirect component | Standard | FALSE | [9 empty] | 42074 | Not Yet Verified | Not Yet Verified | NotYetVerified |  | 3 | 5168 | 111.38 | 46.4 | 9.6 | 0.962 | 3105 | 81
PMM6XSVT | Philips Ledalite | Philips Ledalite | 2905LCBQQ0471 | Indoor Luminaires | Linear Ambient | Linear Ambient Luminaires w/ Indirect component | Standard | FALSE | [9 empty] | 42074 | Not Yet Verified | Not Yet Verified | NotYetVerified |  | 3 | 5168 | 111.38 | 46.4 | 9.6 | 0.997 | 3105 | 81
PJWYUJZH | Philips Ledalite | Philips Ledalite | 2905LCBQQ04GD | Indoor Luminaires | Linear Ambient | Linear Ambient Luminaires w/ Indirect component | Standard | FALSE | [9 empty] | 42074 | Not Yet Verified | Not Yet Verified | NotYetVerified |  | 3 | 5168 | 108.57 | 47.6 | 9.6 | 0.961 | 3105 | 81
PDXYJ75Y | Philips Ledalite | Philips Ledalite | 2905LCBQQ04G2 | Indoor Luminaires | Linear Ambient | Linear Ambient Luminaires w/ Indirect component | Standard | FALSE | [9 empty] | 42074 | Not Yet Verified | Not Yet Verified | NotYetVerified |  | 3 | 5168 | 108.57 | 47.6 | 9.6 | 0.961 | 3105 | 81
P55MVSQY | Philips Ledalite | Philips Ledalite | 2905LCBQQ04G1 | Indoor Luminaires | Linear Ambient | Linear Ambient Luminaires w/ Indirect component | Standard | FALSE | [9 empty] | 42074 | Not Yet Verified | Not Yet Verified | NotYetVerified |  | 3 | 5168 | 108.57 | 47.6 | 9.6 | 0.996 | 3105 | 81
P3ZT3JY8 | Philips Ledalite | Philips Ledalite | 2905LCBQQ0472 | Indoor Luminaires | Linear Ambient | Linear Ambient Luminaires w/ Indirect component | Standard | FALSE | [9 empty] | 42074 | Not Yet Verified | Not Yet Verified | NotYetVerified |  | 3 | 5168 | 111.38 | 46.4 | 9.6 | 0.962 | 3105 | 81
P3BN5AZV | Philips Ledalite | Philips Ledalite | 2905LCBQQ047D | Indoor Luminaires | Linear Ambient | Linear Ambient Luminaires w/ Indirect component | Standard | FALSE | [9 empty] | 42074 | Not Yet Verified | Not Yet Verified | NotYetVerified |  | 3 | 5168 | 111.38 | 46.4 | 9.6 | 0.962 | 3105 | 81
P2UESJ4C | Philips Ledalite | Philips Ledalite | 2905LCBQQ0422 | Indoor Luminaires | Linear Ambient | Linear Ambient Luminaires w/ Indirect component | Standard | FALSE | [9 empty] | 42074 | Not Yet Verified | Not Yet Verified | NotYetVerified |  | 3 | 5168 | 108.57 | 47.6 | 9.6 | 0.961 | 3105 | 81
PS1DQTXQ | Philips Ledalite | Philips Ledalite | 2906LCDQQ08[1238]1 | Indoor Luminaires | Linear Ambient | Direct Linear Ambient Luminaires | Standard | FALSE | [9 empty] | 42074 | Not Dimmable | Not Dimmable | NotYetVerified |  | 3 | 7110 | 102.45 | 69.4 | 7.2 | 0.997 | 3102 | 81
PR9ERKAX | Philips Ledalite | Philips Ledalite | 2906LCDQQ08[1238]D | Indoor Luminaires | Linear Ambient | Direct Linear Ambient Luminaires | Standard | FALSE | [9 empty] | 42074 | Not Dimmable | Not Dimmable | NotYetVerified |  | 3 | 7110 | 102.45 | 69.4 | 7.2 | 0.94 | 3102 | 81
PPA7TGQH | Philips Ledalite | Philips Ledalite | 2906LCDQQ08[1238]2 | Indoor Luminaires | Linear Ambient | Direct Linear Ambient Luminaires | Standard | FALSE | [9 empty] | 42074 | Not Dimmable | Not Dimmable | NotYetVerified |  | 3 | 7110 | 102.45 | 69.4 | 7.2 | 0.94 | 3102 | 81
PRNPXXE2 | Philips Ledalite | Philips Ledalite | 2906LCDQQ06[1238]D | Indoor Luminaires | Linear Ambient | Direct Linear Ambient Luminaires | Standard | FALSE | [9 empty] | 42074 | Not Dimmable | Not Dimmable | NotYetVerified |  | 3 | 5332.5 | 102.45 | 52.05 | 7.2 | 0.94 | 3102 | 81
P8S4A8SX | Philips Ledalite | Philips Ledalite | 2906LCDQQ06[1238]2 | Indoor Luminaires | Linear Ambient | Direct Linear Ambient Luminaires | Standard | FALSE | [9 empty] | 42074 | Not Dimmable | Not Dimmable | NotYetVerified |  | 3 | 5332.5 | 102.45 | 52.05 | 7.2 | 0.94 | 3102 | 81
P22RC322 | Philips Ledalite | Philips Ledalite | 2906LCDQQ06[1238]1 | Indoor Luminaires | Linear Ambient | Direct Linear Ambient Luminaires | Standard | FALSE | [9 empty] | 42074 | Not Dimmable | Not Dimmable | NotYetVerified |  | 3 | 5332.5 | 102.45 | 52.05 | 7.2 | 0.997 | 3102 | 81
PJQV6TQC | Philips Ledalite | Philips Ledalite | 2906LCDQQ04[1238]2 | Indoor Luminaires | Linear Ambient | Direct Linear Ambient Luminaires | Standard | FALSE | [9 empty] | 42074 | Not Dimmable | Not Dimmable | NotYetVerified |  | 3 | 3555 | 102.45 | 34.7 | 7.2 | 0.94 | 3102 | 81
PEMUB4BY | Philips Ledalite | Philips Ledalite | 2906LCDQQ04[1238]D | Indoor Luminaires | Linear Ambient | Direct Linear Ambient Luminaires | Standard | FALSE | [9 empty] | 42074 | Not Dimmable | Not Dimmable | NotYetVerified |  | 3 | 3555 | 102.45 | 34.7 | 7.2 | 0.94 | 3102 | 81
PFWKARFF | Philips Ledalite | Philips Ledalite | 2906LCDQQ08[7.G]D | Indoor Luminaires | Linear Ambient | Direct Linear Ambient Luminaires | Standard | FALSE | [9 empty] | 42074 | Dimmable | Continuous Below 10 | NotYetVerified |  | 3 | 7110 | 102.45 | 69.4 | 7.2 | 0.94 | 3102 | 81
P6VSYEUP | Philips Ledalite | Philips Ledalite | 2906LCDQQ08[7.G]2 | Indoor Luminaires | Linear Ambient | Direct Linear Ambient Luminaires | Standard | FALSE | [9 empty] | 42074 | Dimmable | Continuous Below 10 | NotYetVerified |  | 3 | 7110 | 102.45 | 69.4 | 7.2 | 0.94 | 3102 | 81
P2YM8KAA | Philips Ledalite | Philips Ledalite | 2906LCDQQ08[7.G]1 | Indoor Luminaires | Linear Ambient | Direct Linear Ambient Luminaires | Standard | FALSE | [9 empty] | 42074 | Dimmable | Continuous Below 10 | NotYetVerified |  | 3 | 7110 | 102.45 | 69.4 | 7.2 | 0.997 | 3102 | 81
PD4QM12G | Philips Ledalite | Philips Ledalite | 2906LCDQQ06[7.G]2 | Indoor Luminaires | Linear Ambient | Direct Linear Ambient Luminaires | Standard | FALSE | [9 empty] | 42074 | Dimmable | Continuous Below 10 | NotYetVerified |  | 3 | 5332.5 | 102.45 | 52.05 | 7.2 | 0.94 | 3102 | 81
P5CPHXRA | Philips Ledalite | Philips Ledalite | 2906LCDQQ06[7.G]D | Indoor Luminaires | Linear Ambient | Direct Linear Ambient Luminaires | Standard | FALSE | [9 empty] | 42074 | Dimmable | Continuous Below 10 | NotYetVerified |  | 3 | 5332.5 | 102.45 | 52.05 | 7.2 | 0.94 | 3102 | 81
P2P3KY14 | Philips Ledalite | Philips Ledalite | 2906LCDQQ06[7.G]1 | Indoor Luminaires | Linear Ambient | Direct Linear Ambient Luminaires | Standard | FALSE | [9 empty] | 42074 | Dimmable | Continuous Below 10 | NotYetVerified |  | 3 | 5332.5 | 102.45 | 52.05 | 7.2 | 0.997 | 3102 | 81
PXKC7ZQ5 | Philips Ledalite | Philips Ledalite | 2906LCDQQ04[7.G]2 | Indoor Luminaires | Linear Ambient | Direct Linear Ambient Luminaires | Standard | FALSE | [9 empty] | 42074 | Dimmable | Continuous Below 10 | NotYetVerified |  | 3 | 3555 | 102.45 | 34.7 | 7.2 | 0.94 | 3102 | 81
PQF4Y8EN | Philips Ledalite | Philips Ledalite | 2906LCDQQ04[7.G]D | Indoor Luminaires | Linear Ambient | Direct Linear Ambient Luminaires | Standard | FALSE | [9 empty] | 42074 | Dimmable | Continuous Below 10 | NotYetVerified |  | 3 | 3555 | 102.45 | 34.7 | 7.2 | 0.94 | 3102 | 81
P7FG4716 | Philips Ledalite | Philips Ledalite | 2906LCDQQ04[7.G]1 | Indoor Luminaires | Linear Ambient | Direct Linear Ambient Luminaires | Standard | FALSE | [9 empty] | 42074 | Dimmable | Continuous Below 10 | NotYetVerified |  | 3 | 3555 | 102.45 | 34.7 | 7.2 | 0.997 | 3102 | 81
PGFFNMS5 | Philips Ledalite | Philips Ledalite | 2905LCCQQ08[1238]D | Indoor Luminaires | Linear Ambient | Linear Ambient Luminaires w/ Indirect component | Standard | FALSE | [9 empty] | 42074 | Not Dimmable | Not Dimmable | NotYetVerified |  | 3 | 9120 | 111.76 | 81.6 | 7.7 | 0.954 | 3100 | 81
PEJX12JM | Philips Ledalite | Philips Ledalite | 2905LCCQQ08[1238]1 | Indoor Luminaires | Linear Ambient | Linear Ambient Luminaires w/ Indirect component | Standard | FALSE | [9 empty] | 42074 | Not Dimmable | Not Dimmable | NotYetVerified |  | 3 | 9120 | 111.76 | 81.6 | 7.7 | 0.997 | 3100 | 81
PCCH3DFJ | Philips Ledalite | Philips Ledalite | 2905LCCQQ08[1238]2 | Indoor Luminaires | Linear Ambient | Linear Ambient Luminaires w/ Indirect component | Standard | FALSE | [9 empty] | 42074 | Not Dimmable | Not Dimmable | NotYetVerified |  | 3 | 9120 | 111.76 | 81.6 | 7.7 | 0.954 | 3100 | 81
PYUBACWM | Philips Ledalite | Philips Ledalite | 2905LCCQQ06[1238]2 | Indoor Luminaires | Linear Ambient | Linear Ambient Luminaires w/ Indirect component | Standard | FALSE | [9 empty] | 42074 | Not Dimmable | Not Dimmable | NotYetVerified |  | 3 | 6840 | 111.76 | 61.2 | 7.7 | 0.954 | 3100 | 81
PKSRFKCZ | Philips Ledalite | Philips Ledalite | 2905LCCQQ06[1238]1 | Indoor Luminaires | Linear Ambient | Linear Ambient Luminaires w/ Indirect component | Standard | FALSE | [9 empty] | 42074 | Not Dimmable | Not Dimmable | NotYetVerified |  | 3 | 6840 | 111.76 | 61.2 | 7.7 | 0.997 | 3100 | 81
PHQV7WNE | Philips Ledalite | Philips Ledalite | 2905LCCQQ06[1238]D | Indoor Luminaires | Linear Ambient | Linear Ambient Luminaires w/ Indirect component | Standard | FALSE | [9 empty] | 42074 | Not Dimmable | Not Dimmable | NotYetVerified |  | 3 | 6840 | 111.76 | 61.2 | 7.7 | 0.954 | 3100 | 81
PSMCVTSU | Philips Ledalite | Philips Ledalite | 2905LCCQQ04[1238]D | Indoor Luminaires | Linear Ambient | Linear Ambient Luminaires w/ Indirect component | Standard | FALSE | [9 empty] | 42074 | Not Dimmable | Not Dimmable | NotYetVerified |  | 3 | 4560 | 111.76 | 40.8 | 7.7 | 0.954 | 3100 | 81
P63SJ39P | Philips Ledalite | Philips Ledalite | 2905LCCQQ04[1238]2 | Indoor Luminaires | Linear Ambient | Linear Ambient Luminaires w/ Indirect component | Standard | FALSE | [9 empty] | 42074 | Not Dimmable | Not Dimmable | NotYetVerified |  | 3 | 4560 | 111.76 | 40.8 | 7.7 | 0.954 | 3100 | 81
PTDB5E1J | Philips Ledalite | Philips Ledalite | 2903LCENQ08[13]D | Indoor Luminaires | Linear Ambient | Linear Ambient Luminaires w/ Indirect component | Standard | FALSE | [9 empty] | 42074 | Not Dimmable | Not Dimmable | NotYetVerified |  | 3 | 6282 | 122.22 | 51.4 | 4.8 | 0.969 | 3100 | 81
P4JQUT1N | Philips Ledalite | Philips Ledalite | 2903LCENQ08[13]2 | Indoor Luminaires | Linear Ambient | Linear Ambient Luminaires w/ Indirect component | Standard | FALSE | [9 empty] | 42074 | Not Dimmable | Not Dimmable | NotYetVerified |  | 3 | 6282 | 122.22 | 51.4 | 4.8 | 0.969 | 3100 | 81
P3Y6TCYP | Philips Ledalite | Philips Ledalite | 2903LCENQ08[13]1 | Indoor Luminaires | Linear Ambient | Linear Ambient Luminaires w/ Indirect component | Standard | FALSE | [9 empty] | 42074 | Not Dimmable | Not Dimmable | NotYetVerified |  | 3 | 6282 | 122.22 | 51.4 | 4.8 | 0.996 | 3100 | 81
PVTF5XNN | Philips Ledalite | Philips Ledalite | 2903LCENQ06[13]1 | Indoor Luminaires | Linear Ambient | Linear Ambient Luminaires w/ Indirect component | Standard | FALSE | [9 empty] | 42074 | Not Dimmable | Not Dimmable | NotYetVerified |  | 3 | 4711.5 | 122.22 | 38.55 | 4.8 | 0.996 | 3100 | 81
PU9UUG2W | Philips Ledalite | Philips Ledalite | 2903LCENQ06[13]D | Indoor Luminaires | Linear Ambient | Linear Ambient Luminaires w/ Indirect component | Standard | FALSE | [9 empty] | 42074 | Not Dimmable | Not Dimmable | NotYetVerified |  | 3 | 4711.5 | 122.22 | 38.55 | 4.8 | 0.969 | 3100 | 81
PBMAQQP2 | Philips Ledalite | Philips Ledalite | 2903LCENQ06[13]2 | Indoor Luminaires | Linear Ambient | Linear Ambient Luminaires w/ Indirect component | Standard | FALSE | [9 empty] | 42074 | Not Dimmable | Not Dimmable | NotYetVerified |  | 3 | 4711.5 | 122.22 | 38.55 | 4.8 | 0.969 | 3100 | 81
PK7VSN64 | Philips Ledalite | Philips Ledalite | 2903LCENQ04[13]D | Indoor Luminaires | Linear Ambient | Linear Ambient Luminaires w/ Indirect component | Standard | FALSE | [9 empty] | 42074 | Not Dimmable | Not Dimmable | NotYetVerified |  | 3 | 3141 | 122.22 | 25.7 | 4.8 | 0.969 | 3100 | 81
PF785N8H | Philips Ledalite | Philips Ledalite | 2903LCENQ04[13]2 | Indoor Luminaires | Linear Ambient | Linear Ambient Luminaires w/ Indirect component | Standard | FALSE | [9 empty] | 42074 | Not Dimmable | Not Dimmable | NotYetVerified |  | 3 | 3141 | 122.22 | 25.7 | 4.8 | 0.969 | 3100 | 81
PSBRQUX7 | Philips Ledalite | Philips Ledalite | 2905LCCQQ08[7G]1 | Indoor Luminaires | Linear Ambient | Linear Ambient Luminaires w/ Indirect component | Standard | FALSE | [9 empty] | 42074 | Dimmable | Continuous Below 10 | NotYetVerified |  | 3 | 9120 | 111.76 | 81.6 | 7.7 | 0.997 | 3100 | 81
P9M7WUJG | Philips Ledalite | Philips Ledalite | 2905LCCQQ08[7G]D | Indoor Luminaires | Linear Ambient | Linear Ambient Luminaires w/ Indirect component | Standard | FALSE | [9 empty] | 42074 | Dimmable | Continuous Below 10 | NotYetVerified |  | 3 | 9120 | 111.76 | 81.6 | 7.7 | 0.954 | 3100 | 81
P7PKXTH5 | Philips Ledalite | Philips Ledalite | 2905LCCQQ08[7G]2 | Indoor Luminaires | Linear Ambient | Linear Ambient Luminaires w/ Indirect component | Standard | FALSE | [9 empty] | 42074 | Dimmable | Continuous Below 10 | NotYetVerified |  | 3 | 9120 | 111.76 | 81.6 | 7.7 | 0.954 | 3100 | 81
PPUSUDRY | Philips Ledalite | Philips Ledalite | 2905LCCQQ06[7G]D | Indoor Luminaires | Linear Ambient | Linear Ambient Luminaires w/ Indirect component | Standard | FALSE | [9 empty] | 42074 | Dimmable | Continuous Below 10 | NotYetVerified |  | 3 | 6840 | 111.76 | 61.2 | 7.7 | 0.954 | 3100 | 81
PPAE33N9 | Philips Ledalite | Philips Ledalite | 2905LCCQQ06[7G]1 | Indoor Luminaires | Linear Ambient | Linear Ambient Luminaires w/ Indirect component | Standard | FALSE | [9 empty] | 42074 | Dimmable | Continuous Below 10 | NotYetVerified |  | 3 | 6840 | 111.76 | 61.2 | 7.7 | 0.997 | 3100 | 81
PKSZX2KE | Philips Ledalite | Philips Ledalite | 2905LCCQQ06[7G]2 | Indoor Luminaires | Linear Ambient | Linear Ambient Luminaires w/ Indirect component | Standard | FALSE | [9 empty] | 42074 | Dimmable | Continuous Below 10 | NotYetVerified |  | 3 | 6840 | 111.76 | 61.2 | 7.7 | 0.954 | 3100 | 81
PPDCE8NW | Philips Ledalite | Philips Ledalite | 2905LCCQQ04[7G]D | Indoor Luminaires | Linear Ambient | Linear Ambient Luminaires w/ Indirect component | Standard | FALSE | [9 empty] | 42074 | Dimmable | Continuous Below 10 | NotYetVerified |  | 3 | 4560 | 111.76 | 40.8 | 7.7 | 0.954 | 3100 | 81
PNE79MCV | Philips Ledalite | Philips Ledalite | 2905LCCQQ04[7G]1 | Indoor Luminaires | Linear Ambient | Linear Ambient Luminaires w/ Indirect component | Standard | FALSE | [9 empty] | 42074 | Dimmable | Continuous Below 10 | NotYetVerified |  | 3 | 4560 | 111.76 | 40.8 | 7.7 | 0.997 | 3100 | 81
P81232HR | Philips Ledalite | Philips Ledalite | 2905LCCQQ04[7G]2 | Indoor Luminaires | Linear Ambient | Linear Ambient Luminaires w/ Indirect component | Standard | FALSE | [9 empty] | 42074 | Dimmable | Continuous Below 10 | NotYetVerified |  | 3 | 4560 | 111.76 | 40.8 | 7.7 | 0.954 | 3100 | 81
PU2YYRGN | Philips Ledalite | Philips Ledalite | 2903LCENQ08[78]D | Indoor Luminaires | Linear Ambient | Linear Ambient Luminaires w/ Indirect component | Standard | FALSE | [9 empty] | 42074 | Dimmable | Continuous Below 10 | NotYetVerified |  | 3 | 6282 | 122.22 | 51.4 | 4.8 | 0.969 | 3100 | 81
PS5F2QCG | Philips Ledalite | Philips Ledalite | 2903LCENQ08[78]1 | Indoor Luminaires | Linear Ambient | Linear Ambient Luminaires w/ Indirect component | Standard | FALSE | [9 empty] | 42074 | Dimmable | Continuous Below 10 | NotYetVerified |  | 3 | 6282 | 122.22 | 51.4 | 4.8 | 0.996 | 3100 | 81
P9HHR73Q | Philips Ledalite | Philips Ledalite | 2903LCENQ08[78]2 | Indoor Luminaires | Linear Ambient | Linear Ambient Luminaires w/ Indirect component | Standard | FALSE | [9 empty] | 42074 | Dimmable | Continuous Below 10 | NotYetVerified |  | 3 | 6282 | 122.22 | 51.4 | 4.8 | 0.969 | 3100 | 81
PXC73X3E | Philips Ledalite | Philips Ledalite | 2903LCENQ06[78]D | Indoor Luminaires | Linear Ambient | Linear Ambient Luminaires w/ Indirect component | Standard | FALSE | [9 empty] | 42074 | Dimmable | Continuous Below 10 | NotYetVerified |  | 3 | 4711.5 | 122.22 | 38.55 | 4.8 | 0.969 | 3100 | 81
PVNK66EF | Philips Ledalite | Philips Ledalite | 2903LCENQ06[78]2 | Indoor Luminaires | Linear Ambient | Linear Ambient Luminaires w/ Indirect component | Standard | FALSE | [9 empty] | 42074 | Dimmable | Continuous Below 10 | NotYetVerified |  | 3 | 4711.5 | 122.22 | 38.55 | 4.8 | 0.969 | 3100 | 81
P4F4VW5Q | Philips Ledalite | Philips Ledalite | 2903LCENQ06[78]1 | Indoor Luminaires | Linear Ambient | Linear Ambient Luminaires w/ Indirect component | Standard | FALSE | [9 empty] | 42074 | Dimmable | Continuous Below 10 | NotYetVerified |  | 3 | 4711.5 | 122.22 | 38.55 | 4.8 | 0.996 | 3100 | 81
PXNMMTM2 | Philips Ledalite | Philips Ledalite | 2903LCENQ04[78]2 | Indoor Luminaires | Linear Ambient | Linear Ambient Luminaires w/ Indirect component | Standard | FALSE | [9 empty] | 42074 | Dimmable | Continuous Below 10 | NotYetVerified |  | 3 | 3141 | 122.22 | 25.7 | 4.8 | 0.969 | 3100 | 81
PQZRU1MC | Philips Ledalite | Philips Ledalite | 2903LCENQ04[78]D | Indoor Luminaires | Linear Ambient | Linear Ambient Luminaires w/ Indirect component | Standard | FALSE | [9 empty] | 42074 | Dimmable | Continuous Below 10 | NotYetVerified |  | 3 | 3141 | 122.22 | 25.7 | 4.8 | 0.969 | 3100 | 81
P12SKV1J | Philips Ledalite | Philips Ledalite | 2903LCENQ04[78]1 | Indoor Luminaires | Linear Ambient | Linear Ambient Luminaires w/ Indirect component | Standard | FALSE | [9 empty] | 42074 | Dimmable | Continuous Below 10 | NotYetVerified |  | 3 | 3141 | 122.22 | 25.7 | 4.8 | 0.996 | 3100 | 81
PFA57NZZ | Philips Ledalite | Philips Ledalite | 29x1LCKQN08[13]1 | Indoor Luminaires | Linear Ambient | Direct Linear Ambient Luminaires | Standard | FALSE | [9 empty] | 42074 | Not Dimmable | Not Dimmable | NotYetVerified |  | 3 | 2888 | 95.63 | 30.2 | 5.9 | 0.996 | 3099 | 81
P96BXJVR | Philips Ledalite | Philips Ledalite | 29x1LCKQN08[13]D | Indoor Luminaires | Linear Ambient | Direct Linear Ambient Luminaires | Standard | FALSE | [9 empty] | 42074 | Not Dimmable | Not Dimmable | NotYetVerified |  | 3 | 2888 | 95.63 | 30.2 | 5.9 | 0.927 | 3099 | 81
P1KR4KP5 | Philips Ledalite | Philips Ledalite | 29x1LCKQN08[13]2 | Indoor Luminaires | Linear Ambient | Direct Linear Ambient Luminaires | Standard | FALSE | [9 empty] | 42074 | Not Dimmable | Not Dimmable | NotYetVerified |  | 3 | 2888 | 95.63 | 30.2 | 5.9 | 0.927 | 3099 | 81
PWGM8SCE | Philips Ledalite | Philips Ledalite | 29x1LCKQN06[13]1 | Indoor Luminaires | Linear Ambient | Direct Linear Ambient Luminaires | Standard | FALSE | [9 empty] | 42074 | Not Dimmable | Not Dimmable | NotYetVerified |  | 3 | 2166 | 95.63 | 22.65 | 5.9 | 0.996 | 3099 | 81
P8Z3T6PB | Philips Ledalite | Philips Ledalite | 29x1LCKQN06[13]D | Indoor Luminaires | Linear Ambient | Direct Linear Ambient Luminaires | Standard | FALSE | [9 empty] | 42074 | Not Dimmable | Not Dimmable | NotYetVerified |  | 3 | 2166 | 95.63 | 22.65 | 5.9 | 0.927 | 3099 | 81
P7W7FXKC | Philips Ledalite | Philips Ledalite | 29x1LCKQN06[13]2 | Indoor Luminaires | Linear Ambient | Direct Linear Ambient Luminaires | Standard | FALSE | [9 empty] | 42074 | Not Dimmable | Not Dimmable | NotYetVerified |  | 3 | 2166 | 95.63 | 22.65 | 5.9 | 0.927 | 3099 | 81
PZVTKW6S | Philips Ledalite | Philips Ledalite | 29x1LCKQN04[13]2 | Indoor Luminaires | Linear Ambient | Direct Linear Ambient Luminaires | Standard | FALSE | [9 empty] | 42074 | Not Dimmable | Not Dimmable | NotYetVerified |  | 3 | 1444 | 95.63 | 15.1 | 5.9 | 0.927 | 3099 | 81
P98G6G2X | Philips Ledalite | Philips Ledalite | 29x1LCKQN04[13]D | Indoor Luminaires | Linear Ambient | Direct Linear Ambient Luminaires | Standard | FALSE | [9 empty] | 42074 | Not Dimmable | Not Dimmable | NotYetVerified |  | 3 | 1444 | 95.63 | 15.1 | 5.9 | 0.927 | 3099 | 81
PTB3Q44G | Philips Ledalite | Philips Ledalite | 29x1LCKQN08[87]D | Indoor Luminaires | Linear Ambient | Direct Linear Ambient Luminaires | Standard | FALSE | [9 empty] | 42074 | Dimmable | Continuous Below 10 | NotYetVerified |  | 3 | 2888 | 95.63 | 30.2 | 5.9 | 0.927 | 3099 | 81
PR3N7K91 | Philips Ledalite | Philips Ledalite | 29x1LCKQN08[87]1 | Indoor Luminaires | Linear Ambient | Direct Linear Ambient Luminaires | Standard | FALSE | [9 empty] | 42074 | Dimmable | Continuous Below 10 | NotYetVerified |  | 3 | 2888 | 95.63 | 30.2 | 5.9 | 0.996 | 3099 | 81
PAUSWE89 | Philips Ledalite | Philips Ledalite | 29x1LCKQN08[87]2 | Indoor Luminaires | Linear Ambient | Direct Linear Ambient Luminaires | Standard | FALSE | [9 empty] | 42074 | Dimmable | Continuous Below 10 | NotYetVerified |  | 3 | 2888 | 95.63 | 30.2 | 5.9 | 0.927 | 3099 | 81
PV7PU9CC | Philips Ledalite | Philips Ledalite | 29x1LCKQN06[87]1 | Indoor Luminaires | Linear Ambient | Direct Linear Ambient Luminaires | Standard | FALSE | [9 empty] | 42074 | Dimmable | Continuous Below 10 | NotYetVerified |  | 3 | 2166 | 95.63 | 22.65 | 5.9 | 0.996 | 3099 | 81
PPC8GF3R | Philips Ledalite | Philips Ledalite | 29x1LCKQN06[87]D | Indoor Luminaires | Linear Ambient | Direct Linear Ambient Luminaires | Standard | FALSE | [9 empty] | 42074 | Dimmable | Continuous Below 10 | NotYetVerified |  | 3 | 2166 | 95.63 | 22.65 | 5.9 | 0.927 | 3099 | 81
P9BDM2P4 | Philips Ledalite | Philips Ledalite | 29x1LCKQN06[87]2 | Indoor Luminaires | Linear Ambient | Direct Linear Ambient Luminaires | Standard | FALSE | [9 empty] | 42074 | Dimmable | Continuous Below 10 | NotYetVerified |  | 3 | 2166 | 95.63 | 22.65 | 5.9 | 0.927 | 3099 | 81
PWP5GEKH | Philips Ledalite | Philips Ledalite | 29x1LCKQN04[87]D | Indoor Luminaires | Linear Ambient | Direct Linear Ambient Luminaires | Standard | FALSE | [9 empty] | 42074 | Dimmable | Continuous Below 10 | NotYetVerified |  | 3 | 1444 | 95.63 | 15.1 | 5.9 | 0.927 | 3099 | 81
PJNQD9FP | Philips Ledalite | Philips Ledalite | 29x1LCKQN04[87]1 | Indoor Luminaires | Linear Ambient | Direct Linear Ambient Luminaires | Standard | FALSE | [9 empty] | 42074 | Dimmable | Continuous Below 10 | NotYetVerified |  | 3 | 1444 | 95.63 | 15.1 | 5.9 | 0.996 | 3099 | 81
PBDA3RDM | Philips Ledalite | Philips Ledalite | 29x1LCKQN04[87]2 | Indoor Luminaires | Linear Ambient | Direct Linear Ambient Luminaires | Standard | FALSE | [9 empty] | 42074 | Dimmable | Continuous Below 10 | NotYetVerified |  | 3 | 1444 | 95.63 | 15.1 | 5.9 | 0.927 | 3099 | 81
PZZ77ES4 | Philips Ledalite | Philips Ledalite | 2905LCDQQ08G1 | Indoor Luminaires | Linear Ambient | Linear Ambient Luminaires w/ Indirect component | Standard | FALSE | [9 empty] | 42074 | Not Yet Verified | Not Yet Verified | NotYetVerified |  | 3 | 6596 | 109.21 | 60.4 | 9.6 | 0.996 | 3096 | 81
PWTRTA53 | Philips Ledalite | Philips Ledalite | 2905LCDQQ08GD | Indoor Luminaires | Linear Ambient | Linear Ambient Luminaires w/ Indirect component | Standard | FALSE | [9 empty] | 42074 | Not Yet Verified | Not Yet Verified | NotYetVerified |  | 3 | 6596 | 109.21 | 60.4 | 9.6 | 0.927 | 3096 | 81
PQ6CDM7W | Philips Ledalite | Philips Ledalite | 2905LCDQQ08[138]1 | Indoor Luminaires | Linear Ambient | Linear Ambient Luminaires w/ Indirect component | Standard | FALSE | [9 empty] | 42074 | Not Yet Verified | Not Yet Verified | NotYetVerified |  | 3 | 6596 | 115.72 | 57 | 9.6 | 0.995 | 3096 | 81
PFUWXJPQ | Philips Ledalite | Philips Ledalite | 2905LCDQQ0822 | Indoor Luminaires | Linear Ambient | Linear Ambient Luminaires w/ Indirect component | Standard | FALSE | [9 empty] | 42074 | Not Yet Verified | Not Yet Verified | NotYetVerified |  | 3 | 6596 | 109.21 | 60.4 | 9.6 | 0.927 | 3096 | 81
PDSYHY9D | Philips Ledalite | Philips Ledalite | 2905LCDQQ08[138]2 | Indoor Luminaires | Linear Ambient | Linear Ambient Luminaires w/ Indirect component | Standard | FALSE | [9 empty] | 42074 | Not Yet Verified | Not Yet Verified | NotYetVerified |  | 3 | 6596 | 115.72 | 57 | 9.6 | 0.944 | 3096 | 81
PBP9VKH7 | Philips Ledalite | Philips Ledalite | 2905LCDQQ08[138]D | Indoor Luminaires | Linear Ambient | Linear Ambient Luminaires w/ Indirect component | Standard | FALSE | [9 empty] | 42074 | Not Yet Verified | Not Yet Verified | NotYetVerified |  | 3 | 6596 | 115.72 | 57 | 9.6 | 0.944 | 3096 | 81
P93FKTD6 | Philips Ledalite | Philips Ledalite | 2905LCDQQ087D | Indoor Luminaires | Linear Ambient | Linear Ambient Luminaires w/ Indirect component | Standard | FALSE | [9 empty] | 42074 | Not Yet Verified | Not Yet Verified | NotYetVerified |  | 3 | 6596 | 115.72 | 57 | 9.6 | 0.944 | 3096 | 81
P8GNBM7R | Philips Ledalite | Philips Ledalite | 2905LCDQQ0871 | Indoor Luminaires | Linear Ambient | Linear Ambient Luminaires w/ Indirect component | Standard | FALSE | [9 empty] | 42074 | Not Yet Verified | Not Yet Verified | NotYetVerified |  | 3 | 6596 | 115.72 | 57 | 9.6 | 0.995 | 3096 | 81
P5WCKG5B | Philips Ledalite | Philips Ledalite | 2905LCDQQ0872 | Indoor Luminaires | Linear Ambient | Linear Ambient Luminaires w/ Indirect component | Standard | FALSE | [9 empty] | 42074 | Not Yet Verified | Not Yet Verified | NotYetVerified |  | 3 | 6596 | 115.72 | 57 | 9.6 | 0.944 | 3096 | 81
P5T8VX2A | Philips Ledalite | Philips Ledalite | 2905LCDQQ08G2 | Indoor Luminaires | Linear Ambient | Linear Ambient Luminaires w/ Indirect component | Standard | FALSE | [9 empty] | 42074 | Not Yet Verified | Not Yet Verified | NotYetVerified |  | 3 | 6596 | 109.21 | 60.4 | 9.6 | 0.927 | 3096 | 81
P4WJJFCF | Philips Ledalite | Philips Ledalite | 2905LCDQQ0821 | Indoor Luminaires | Linear Ambient | Linear Ambient Luminaires w/ Indirect component | Standard | FALSE | [9 empty] | 42074 | Not Yet Verified | Not Yet Verified | NotYetVerified |  | 3 | 6596 | 109.21 | 60.4 | 9.6 | 0.996 | 3096 | 81
P434CNSF | Philips Ledalite | Philips Ledalite | 2905LCDQQ082D | Indoor Luminaires | Linear Ambient | Linear Ambient Luminaires w/ Indirect component | Standard | FALSE | [9 empty] | 42074 | Not Yet Verified | Not Yet Verified | NotYetVerified |  | 3 | 6596 | 109.21 | 60.4 | 9.6 | 0.927 | 3096 | 81
PZW1NWQB | Philips Ledalite | Philips Ledalite | 2905LCDQQ06[138]1 | Indoor Luminaires | Linear Ambient | Linear Ambient Luminaires w/ Indirect component | Standard | FALSE | [9 empty] | 42074 | Not Yet Verified | Not Yet Verified | NotYetVerified |  | 3 | 4947 | 115.72 | 42.75 | 9.6 | 0.995 | 3096 | 81
PZUMN26R | Philips Ledalite | Philips Ledalite | 2905LCDQQ06G2 | Indoor Luminaires | Linear Ambient | Linear Ambient Luminaires w/ Indirect component | Standard | FALSE | [9 empty] | 42074 | Not Yet Verified | Not Yet Verified | NotYetVerified |  | 3 | 4947 | 109.21 | 45.3 | 9.6 | 0.927 | 3096 | 81
PY9S8UTY | Philips Ledalite | Philips Ledalite | 2905LCDQQ067D | Indoor Luminaires | Linear Ambient | Linear Ambient Luminaires w/ Indirect component | Standard | FALSE | [9 empty] | 42074 | Not Yet Verified | Not Yet Verified | NotYetVerified |  | 3 | 4947 | 115.72 | 42.75 | 9.6 | 0.944 | 3096 | 81
PTQB15JB | Philips Ledalite | Philips Ledalite | 2905LCDQQ06[138]2 | Indoor Luminaires | Linear Ambient | Linear Ambient Luminaires w/ Indirect component | Standard | FALSE | [9 empty] | 42074 | Not Yet Verified | Not Yet Verified | NotYetVerified |  | 3 | 4947 | 115.72 | 42.75 | 9.6 | 0.944 | 3096 | 81
PSH87KJG | Philips Ledalite | Philips Ledalite | 2905LCDQQ06G1 | Indoor Luminaires | Linear Ambient | Linear Ambient Luminaires w/ Indirect component | Standard | FALSE | [9 empty] | 42074 | Not Yet Verified | Not Yet Verified | NotYetVerified |  | 3 | 4947 | 109.21 | 45.3 | 9.6 | 0.996 | 3096 | 81
PH13YB3Y | Philips Ledalite | Philips Ledalite | 2905LCDQQ0621 | Indoor Luminaires | Linear Ambient | Linear Ambient Luminaires w/ Indirect component | Standard | FALSE | [9 empty] | 42074 | Not Yet Verified | Not Yet Verified | NotYetVerified |  | 3 | 4947 | 109.21 | 45.3 | 9.6 | 0.996 | 3096 | 81
PG11RFVY | Philips Ledalite | Philips Ledalite | 2905LCDQQ0672 | Indoor Luminaires | Linear Ambient | Linear Ambient Luminaires w/ Indirect component | Standard | FALSE | [9 empty] | 42074 | Not Yet Verified | Not Yet Verified | NotYetVerified |  | 3 | 4947 | 115.72 | 42.75 | 9.6 | 0.944 | 3096 | 81
PFZ6NMWF | Philips Ledalite | Philips Ledalite | 2905LCDQQ06GD | Indoor Luminaires | Linear Ambient | Linear Ambient Luminaires w/ Indirect component | Standard | FALSE | [9 empty] | 42074 | Not Yet Verified | Not Yet Verified | NotYetVerified |  | 3 | 4947 | 109.21 | 45.3 | 9.6 | 0.927 | 3096 | 81
PAVSZG68 | Philips Ledalite | Philips Ledalite | 2905LCDQQ062D | Indoor Luminaires | Linear Ambient | Linear Ambient Luminaires w/ Indirect component | Standard | FALSE | [9 empty] | 42074 | Not Yet Verified | Not Yet Verified | NotYetVerified |  | 3 | 4947 | 109.21 | 45.3 | 9.6 | 0.927 | 3096 | 81
P6M4F7PN | Philips Ledalite | Philips Ledalite | 2905LCDQQ0622 | Indoor Luminaires | Linear Ambient | Linear Ambient Luminaires w/ Indirect component | Standard | FALSE | [9 empty] | 42074 | Not Yet Verified | Not Yet Verified | NotYetVerified |  | 3 | 4947 | 109.21 | 45.3 | 9.6 | 0.927 | 3096 | 81
P5787XAG | Philips Ledalite | Philips Ledalite | 2905LCDQQ0671 | Indoor Luminaires | Linear Ambient | Linear Ambient Luminaires w/ Indirect component | Standard | FALSE | [9 empty] | 42074 | Not Yet Verified | Not Yet Verified | NotYetVerified |  | 3 | 4947 | 115.72 | 42.75 | 9.6 | 0.995 | 3096 | 81
P1ESSSF9 | Philips Ledalite | Philips Ledalite | 2905LCDQQ06[138]D | Indoor Luminaires | Linear Ambient | Linear Ambient Luminaires w/ Indirect component | Standard | FALSE | [9 empty] | 42074 | Not Yet Verified | Not Yet Verified | NotYetVerified |  | 3 | 4947 | 115.72 | 42.75 | 9.6 | 0.944 | 3096 | 81
PY1NZJK8 | Philips Ledalite | Philips Ledalite | 2905LCDQQ04[138]D | Indoor Luminaires | Linear Ambient | Linear Ambient Luminaires w/ Indirect component | Standard | FALSE | [9 empty] | 42074 | Not Yet Verified | Not Yet Verified | NotYetVerified |  | 3 | 3298 | 115.72 | 28.5 | 9.6 | 0.944 | 3096 | 81
PWMJBCEQ | Philips Ledalite | Philips Ledalite | 2905LCDQQ047D | Indoor Luminaires | Linear Ambient | Linear Ambient Luminaires w/ Indirect component | Standard | FALSE | [9 empty] | 42074 | Not Yet Verified | Not Yet Verified | NotYetVerified |  | 3 | 3298 | 115.72 | 28.5 | 9.6 | 0.944 | 3096 | 81
PT4XUZJM | Philips Ledalite | Philips Ledalite | 2905LCDQQ0471 | Indoor Luminaires | Linear Ambient | Linear Ambient Luminaires w/ Indirect component | Standard | FALSE | [9 empty] | 42074 | Not Yet Verified | Not Yet Verified | NotYetVerified |  | 3 | 3298 | 115.72 | 28.5 | 9.6 | 0.995 | 3096 | 81
PSFM4FGN | Philips Ledalite | Philips Ledalite | 2905LCDQQ04GD | Indoor Luminaires | Linear Ambient | Linear Ambient Luminaires w/ Indirect component | Standard | FALSE | [9 empty] | 42074 | Not Yet Verified | Not Yet Verified | NotYetVerified |  | 3 | 3298 | 109.21 | 30.2 | 9.6 | 0.927 | 3096 | 81
PPVTPGMN | Philips Ledalite | Philips Ledalite | 2905LCDQQ04G1 | Indoor Luminaires | Linear Ambient | Linear Ambient Luminaires w/ Indirect component | Standard | FALSE | [9 empty] | 42074 | Not Yet Verified | Not Yet Verified | NotYetVerified |  | 3 | 3298 | 109.21 | 30.2 | 9.6 | 0.996 | 3096 | 81
PM14XHFN | Philips Ledalite | Philips Ledalite | 2905LCDQQ0421 | Indoor Luminaires | Linear Ambient | Linear Ambient Luminaires w/ Indirect component | Standard | FALSE | [9 empty] | 42074 | Not Yet Verified | Not Yet Verified | NotYetVerified |  | 3 | 3298 | 109.21 | 30.2 | 9.6 | 0.996 | 3096 | 81
PENN7QJ6 | Philips Ledalite | Philips Ledalite | 2905LCDQQ04[138]2 | Indoor Luminaires | Linear Ambient | Linear Ambient Luminaires w/ Indirect component | Standard | FALSE | [9 empty] | 42074 | Not Yet Verified | Not Yet Verified | NotYetVerified |  | 3 | 3298 | 115.72 | 28.5 | 9.6 | 0.944 | 3096 | 81
PBCUCPE8 | Philips Ledalite | Philips Ledalite | 2905LCDQQ042D | Indoor Luminaires | Linear Ambient | Linear Ambient Luminaires w/ Indirect component | Standard | FALSE | [9 empty] | 42074 | Not Yet Verified | Not Yet Verified | NotYetVerified |  | 3 | 3298 | 109.21 | 30.2 | 9.6 | 0.927 | 3096 | 81
PAA67HJ8 | Philips Ledalite | Philips Ledalite | 2905LCDQQ0472 | Indoor Luminaires | Linear Ambient | Linear Ambient Luminaires w/ Indirect component | Standard | FALSE | [9 empty] | 42074 | Not Yet Verified | Not Yet Verified | NotYetVerified |  | 3 | 3298 | 115.72 | 28.5 | 9.6 | 0.944 | 3096 | 81
P47JQZ99 | Philips Ledalite | Philips Ledalite | 2905LCDQQ0422 | Indoor Luminaires | Linear Ambient | Linear Ambient Luminaires w/ Indirect component | Standard | FALSE | [9 empty] | 42074 | Not Yet Verified | Not Yet Verified | NotYetVerified |  | 3 | 3298 | 109.21 | 30.2 | 9.6 | 0.927 | 3096 | 81
P1E3SHD3 | Philips Ledalite | Philips Ledalite | 2905LCDQQ04G2 | Indoor Luminaires | Linear Ambient | Linear Ambient Luminaires w/ Indirect component | Standard | FALSE | [9 empty] | 42074 | Not Yet Verified | Not Yet Verified | NotYetVerified |  | 3 | 3298 | 109.21 | 30.2 | 9.6 | 0.927 | 3096 | 81
PRUPT39E | LONYUNG LED LIGHTING CO.LTD | LONYUNG | LY-T5SL1800-44W (3000K) | Indoor Luminaires | Linear Ambient | Direct Linear Ambient Luminaires | Standard | TRUE | 4219.88 | 113.87 | 37.06 | 18.04 | 0.958 | 2972 | 81.2 | 5 | 50000 | 42072 |  |  | NotYetVerified | Product updated on 08/25/2016 | 3 | 4400 | 110 | 40 | 17.66 | 0.985 | 2972 | 81
PDJRFR22 | LONYUNG LED LIGHTING CO.LTD | LONYUNG | LY-T5SL2400-60W (3000K) | Indoor Luminaires | Linear Ambient | Direct Linear Ambient Luminaires | Standard | TRUE | 6408.47 | 110.19 | 58.2 | 5.91 | 0.943 | 2975 | 81.2 | 5 | 50000 | 42072 |  |  | NotYetVerified | Product updated on 08/25/2016 | 3 | 6600 | 110 | 60 | 2.79 | 0.996 | 2975 | 81
PFQZ9QFD | LONYUNG LED LIGHTING CO.LTD | LONYUNG | LY-T5SL900-25W (3000K) | Indoor Luminaires | Linear Ambient | Direct Linear Ambient Luminaires | Standard | TRUE | 2673.75 | 111.04 | 24.1 | 5.93 | 0.92 | 2981 | 81.3 | 5 | 50000 | 42072 |  |  | NotYetVerified | Product updated on 08/25/2016 | 3 | 2750 | 110 | 25 | 3.6 | 0.995 | 2981 | 81
PJG38PP3 | LED Trail | LED Trail | 1020-3000K | Indoor Luminaires | Linear Ambient | Direct Linear Ambient Luminaires | Standard | TRUE | 2532.46 | 102.49 | 24.71 | 8.16 | 0.912 | 3130 | 84.2 | 5 | 50000 | 42072 |  |  | NotYetVerified |  | 3 | 2500 |  | 25 | 20 | 0.9 | 3000 | 80
PDZXQ7X5 | SourceOne LED | SourceOne LED | S1-THB-150w | Indoor Luminaires | Linear Ambient | Direct Linear Ambient Luminaires | Standard | TRUE | 15246 | 102.66 | 148.55 | 14.29 | 0.9086 | 4190 | 86.9 | 5 | 50000 | 42072 |  |  | NotYetVerified | 277V Only Qualified | 3 | 13500 | 90 | 150 | 20 | 0.9 | 4000 | 80
PVY2SCCE | LED Trail | LED Trail | 1040-3000K | Indoor Luminaires | Linear Ambient | Direct Linear Ambient Luminaires | Standard | TRUE | 2753.56 | 109.18 | 25.24 | 9.36 | 0.883 | 3107 | 84.5 | 5 | 50000 | 42072 |  |  | NotYetVerified |  | 3 | 2700 |  | 28 | 10 |  | 3000 | 80
PSGXYX2D | LONYUNG LED LIGHTING CO.LTD | LONYUNG | LY-T5SL1800-44W (5000K) | Indoor Luminaires | Linear Ambient | Direct Linear Ambient Luminaires | Standard | FALSE | [9 empty] | 42072 |  |  | NotYetVerified | Product updated on 08/25/2016 | 3 | 4400 | 110 | 40 | 17.66 | 0.985 | 5000 | 81
PWTS77CM | LONYUNG LED LIGHTING CO.LTD | LONYUNG | LY-T5SL900-25W (5000K) | Indoor Luminaires | Linear Ambient | Direct Linear Ambient Luminaires | Standard | FALSE | [9 empty] | 42072 |  |  | NotYetVerified | Product updated on 08/25/2016 | 3 | 2750 | 110 | 25 | 3.6 | 0.995 | 5000 | 81
PKJYQ61J | LONYUNG LED LIGHTING CO.LTD | LONYUNG | LY-T5SL2400-60W (5000K) | Indoor Luminaires | Linear Ambient | Direct Linear Ambient Luminaires | Standard | FALSE | [9 empty] | 42072 |  |  | NotYetVerified | Product updated on 08/25/2016 | 3 | 6600 | 110 | 60 | 2.79 | 0.996 | 5000 | 81
PYHFMG65 | LONYUNG LED LIGHTING CO.LTD | LONYUNG | LY-T5SL1800-44W (4500K) | Indoor Luminaires | Linear Ambient | Direct Linear Ambient Luminaires | Standard | FALSE | [9 empty] | 42072 |  |  | NotYetVerified | Product updated on 08/25/2016 | 3 | 4400 | 110 | 40 | 17.66 | 0.985 | 4500 | 81
P42R4C9G | LONYUNG LED LIGHTING CO.LTD | LONYUNG | LY-T5SL900-25W (4500K) | Indoor Luminaires | Linear Ambient | Direct Linear Ambient Luminaires | Standard | FALSE | [9 empty] | 42072 |  |  | NotYetVerified | Product updated on 08/25/2016 | 3 | 2750 | 110 | 25 | 3.6 | 0.995 | 4500 | 81
PKHFWCJV | LONYUNG LED LIGHTING CO.LTD | LONYUNG | LY-T5SL2400-60W (4500K) | Indoor Luminaires | Linear Ambient | Direct Linear Ambient Luminaires | Standard | FALSE | [9 empty] | 42072 |  |  | NotYetVerified | Product updated on 08/25/2016 | 3 | 6600 | 110 | 60 | 2.79 | 0.996 | 4500 | 81
PNFVGRXM | LONYUNG LED LIGHTING CO.LTD | LONYUNG | LY-T5SL1800-44W (4000K) | Indoor Luminaires | Linear Ambient | Direct Linear Ambient Luminaires | Standard | FALSE | [9 empty] | 42072 |  |  | NotYetVerified | Product updated on 08/25/2016 | 3 | 4400 | 110 | 40 | 17.66 | 0.985 | 4000 | 81
PUXY88Q6 | LONYUNG LED LIGHTING CO.LTD | LONYUNG | LY-T5SL900-25W (4000K) | Indoor Luminaires | Linear Ambient | Direct Linear Ambient Luminaires | Standard | FALSE | [9 empty] | 42072 |  |  | NotYetVerified | Product updated on 08/25/2016 | 3 | 2750 | 110 | 25 | 3.6 | 0.995 | 4000 | 81
PM7ZSQA2 | LONYUNG LED LIGHTING CO.LTD | LONYUNG | LY-T5SL2400-60W (4000K) | Indoor Luminaires | Linear Ambient | Direct Linear Ambient Luminaires | Standard | FALSE | [9 empty] | 42072 |  |  | NotYetVerified | Product updated on 08/25/2016 | 3 | 6600 | 110 | 60 | 2.79 | 0.996 | 4000 | 81
PBT6MBX4 | LONYUNG LED LIGHTING CO.LTD | LONYUNG | LY-T5SL1800-44W (3500K) | Indoor Luminaires | Linear Ambient | Direct Linear Ambient Luminaires | Standard | FALSE | [9 empty] | 42072 |  |  | NotYetVerified | Product updated on 08/25/2016 | 3 | 4400 | 110 | 40 | 17.66 | 0.985 | 3500 | 81
PS9ZUW1D | LONYUNG LED LIGHTING CO.LTD | LONYUNG | LY-T5SL900-25W (3500K) | Indoor Luminaires | Linear Ambient | Direct Linear Ambient Luminaires | Standard | FALSE | [9 empty] | 42072 |  |  | NotYetVerified | Product updated on 08/25/2016 | 3 | 2750 | 110 | 25 | 3.6 | 0.995 | 3500 | 81
PHUSAMNJ | LONYUNG LED LIGHTING CO.LTD | LONYUNG | LY-T5SL2400-60W (3500K) | Indoor Luminaires | Linear Ambient | Direct Linear Ambient Luminaires | Standard | FALSE | [9 empty] | 42072 |  |  | NotYetVerified | Product updated on 08/25/2016 | 3 | 6600 | 110 | 60 | 2.79 | 0.996 | 3500 | 81
PWS57FS6 | LED Trail | LED Trail | 1020-5000K | Indoor Luminaires | Linear Ambient | Direct Linear Ambient Luminaires | Standard | FALSE | [9 empty] | 42072 |  |  | NotYetVerified | Product de-listed on 3/25/2016 re-listed on 9/6/2016 due to update | 3 | 2500 | 105 | 25 | 20 | 0.9 | 5000 | 80
PTRGJBHY | LED Trail | LED Trail | 1040-5000K | Indoor Luminaires | Linear Ambient | Direct Linear Ambient Luminaires | Standard | FALSE | [9 empty] | 42072 |  |  | NotYetVerified | Product de-listed on 3/25/2016 re-listed on 9/6/2016 due to update | 3 | 2700 | 105 | 28 | 10 |  | 5000 | 80
PFQN7SSU | LED Trail | LED Trail | 1020-4000K | Indoor Luminaires | Linear Ambient | Direct Linear Ambient Luminaires | Standard | FALSE | [9 empty] | 42072 |  |  | NotYetVerified | Product de-listed on 3/25/2016 re-listed on 9/6/2016 due to update | 3 | 2500 | 105 | 25 | 20 | 0.9 | 4000 | 80
PBVP1J4B | LED Trail | LED Trail | 1040-4000K | Indoor Luminaires | Linear Ambient | Direct Linear Ambient Luminaires | Standard | FALSE | [9 empty] | 42072 |  |  | NotYetVerified |  | 3 | 2700 | 96.43 | 28 | 10 |  | 4000 | 80
PXSTSB9Z | Tempo Industries | Tempo Industries | C7R00-24-2012-[120V ONLY]Z10-ST30S-[All Finishes] | Indoor Luminaires | Linear Ambient | Direct Linear Ambient Luminaires | Standard | TRUE | 1783 | 89.6 | 19.9 | 16.73 | 0.966 | 3074 | 84 | 5 | 60000 | 42069 |  |  | NotYetVerified |  | 3 | 2000 | 100 | 20 | 20 | 0.98 | 3000 | 80
P6K9TVYX | Tempo Industries | Tempo Industries | C7R00-24-2012-[120V ONLY]Z7-ST30S-[All Finishes] | Indoor Luminaires | Linear Ambient | Direct Linear Ambient Luminaires | Standard | TRUE | 1232 | 88 | 14 | 19.47 | 0.944 | 3089 | 83 | 5 | 60000 | 42069 |  |  | NotYetVerified |  | 3 | 1360 | 97 | 14 | 20 | 0.98 | 3000 | 80
P3JSERYZ | Tempo Industries | Tempo Industries | C7R00-24-2012-[120V ONLY]Z5-ST30S-[All Finishes] | Indoor Luminaires | Linear Ambient | Direct Linear Ambient Luminaires | Standard | TRUE | 923 | 92.29 | 10 | 17.85 | 0.887 | 3062 | 84 | 5 | 60000 | 42069 |  |  | NotYetVerified |  | 3 | 1000 | 100 | 10 | 20 | 0.98 | 3000 | 80
PKUN1CFQ | Tempo Industries | Tempo Industries | C7R00-96-2012-[120V ONLY]Z10-ST30S-[All Finishes] | Indoor Luminaires | Linear Ambient | Direct Linear Ambient Luminaires | Standard | FALSE | [9 empty] | 42069 |  |  | NotYetVerified |  | 3 | 8000 | 100 | 80 | 20 | 0.98 | 3000 | 80
P97AKEV8 | Tempo Industries | Tempo Industries | C7R00-72-2012-[120V ONLY]Z10-ST30S-[All Finishes] | Indoor Luminaires | Linear Ambient | Direct Linear Ambient Luminaires | Standard | FALSE | [9 empty] | 42069 |  |  | NotYetVerified |  | 3 | 6000 | 100 | 60 | 20 | 0.98 | 3000 | 80
PF74X4JV | Tempo Industries | Tempo Industries | C7R00-96-2012-[120V ONLY]Z7-ST30S-[All Finishes] | Indoor Luminaires | Linear Ambient | Direct Linear Ambient Luminaires | Standard | FALSE | [9 empty] | 42069 |  |  | NotYetVerified |  | 3 | 5440 | 97 | 56 | 20 | 0.98 | 3000 | 80
P6ARD9Z5 | Tempo Industries | Tempo Industries | C7R00-72-2012-[120V ONLY]Z7-ST30S-[All Finishes] | Indoor Luminaires | Linear Ambient | Direct Linear Ambient Luminaires | Standard | FALSE | [9 empty] | 42069 |  |  | NotYetVerified |  | 3 | 4080 | 97 | 42 | 20 | 0.98 | 3000 | 80
PRSWS15E | Tempo Industries | Tempo Industries | C7R00-96-2012-[120V ONLY]Z5-ST30S-[All Finishes] | Indoor Luminaires | Linear Ambient | Direct Linear Ambient Luminaires | Standard | FALSE | [9 empty] | 42069 |  |  | NotYetVerified |  | 3 | 4000 | 100 | 40 | 20 | 0.98 | 3000 | 80
PF9HH96G | Tempo Industries | Tempo Industries | C7R00-48-2012-[120V ONLY]Z10-ST30S-[All Finishes] | Indoor Luminaires | Linear Ambient | Direct Linear Ambient Luminaires | Standard | FALSE | [9 empty] | 42069 |  |  | NotYetVerified |  | 3 | 4000 | 100 | 40 | 20 | 0.98 | 3000 | 80
PKE9KMZ1 | Tempo Industries | Tempo Industries | C7R00-72-2012-[120V ONLY]Z5-ST30S-[All Finishes] | Indoor Luminaires | Linear Ambient | Direct Linear Ambient Luminaires | Standard | FALSE | [9 empty] | 42069 |  |  | NotYetVerified |  | 3 | 3000 | 100 | 30 | 20 | 0.98 | 3000 | 80
P93A8C2J | Tempo Industries | Tempo Industries | C7R00-48-2012-[120V ONLY]Z7-ST30S-[All Finishes] | Indoor Luminaires | Linear Ambient | Direct Linear Ambient Luminaires | Standard | FALSE | [9 empty] | 42069 |  |  | NotYetVerified |  | 3 | 2720 | 97 | 28 | 20 | 0.98 | 3000 | 80
P8DVK45R | Tempo Industries | Tempo Industries | C7R00-48-2012-[120V ONLY]Z5-ST30S-[All Finishes] | Indoor Luminaires | Linear Ambient | Direct Linear Ambient Luminaires | Standard | FALSE | [9 empty] | 42069 |  |  | NotYetVerified |  | 3 | 2000 | 100 | 20 | 20 | 0.98 | 3000 | 80
PK6YRDFG | GE Lighting Solutions | GE Luminations | LB96-UNV-840-A-P | Indoor Luminaires | Linear Ambient | Direct Linear Ambient Luminaires | Standard | TRUE | 7946.1 | 99.6 | 79.8 | 8.7 | 0.98 | 4032 | 83.9 | 5 | 79000 | 42068 |  |  | NotYetVerified |  | 3 | 8100 | 100 | 82 | 20 | 0.9 | 4000 | 83
PQ91YX6W | Delviro | Delviro Energy | ZENEXCC06I-11-3K-U-N-ML-CLP-OTE-N (Qualified at 120V Only) | Indoor Luminaires | Linear Ambient | Direct Linear Ambient Luminaires | Standard | TRUE | 914 | 84.1 | 10.86 | 18.31 | 0.9727 | 2958 | 84.1 | 10 | 100000 | 42068 |  |  | NotYetVerified |  | 3 | 914 | 84.1 | 10.86 | 18.31 | 0.9727 | 2958 | 82.5
PCD5HG89 | Delviro | Delviro Energy | ZENEXCC06I-06-3K-U-N-ML-CLP-OTE-N (Qualified at 120V Only) | Indoor Luminaires | Linear Ambient | Direct Linear Ambient Luminaires | Standard | TRUE | 622 | 101 | 6.16 | 21.75 | 0.937 | 2955 | 82.9 | 10 | 100000 | 42068 |  |  | NotYetVerified |  | 3 | 622 | 101 | 6.16 | 21.75 | 0.937 | 2955 | 82.9
PT6CKSNZ | Energetic Lighting Inc. | Energetic | ELYBL-66WC | Indoor Luminaires | Linear Ambient | Direct Linear Ambient Luminaires | Standard | TRUE | 5973.2 | 95.1 | 62.82 | 13.88 | 0.9253 | 4141 | 82.1 | 5 | 50000 | 42068 |  |  | NotYetVerified |  | 3 | 5400 | 81.8 | 66 | 20 | 0.9 | 4000 | 80
PUV8NCGK | Delviro | Delviro Energy | ZENEXCC06I-06-5K-U-N-ML-CLP-OTE-N (Qualified at 120V Only) | Indoor Luminaires | Linear Ambient | Direct Linear Ambient Luminaires | Standard | FALSE | [9 empty] | 42068 |  |  | NotYetVerified |  | 3 | 721.3567 | 117.1034 | 6.16 | 21.75 | 0.937 | 5121 | 83.2
PM6PRRN8 | Delviro | Delviro Energy | ZENEXCC06I-11-5K-U-N-ML-CLP-OTE-N (Qualified at 120V Only) | Indoor Luminaires | Linear Ambient | Direct Linear Ambient Luminaires | Standard | FALSE | [9 empty] | 42068 |  |  | NotYetVerified |  | 3 | 1060 | 94.6 | 10.94 | 17.9 | 0.9722 | 5121 | 83.2
PECP1HFW | Delviro | Delviro Energy | ZENEXCC06I-06-4K-U-N-ML-CLP-OTE-N (Qualified at 120V Only) | Indoor Luminaires | Linear Ambient | Direct Linear Ambient Luminaires | Standard | FALSE | [9 empty] | 42068 |  |  | NotYetVerified |  | 3 | 671.6783 | 109.0387 | 6.16 | 21.75 | 0.937 | 4000 | 83
PACHGH4T | Delviro | Delviro Energy | ZENEXCC06I-11-4K-U-N-ML-CLP-OTE-N (Qualified at 120V Only) | Indoor Luminaires | Linear Ambient | Direct Linear Ambient Luminaires | Standard | FALSE | [9 empty] | 42068 |  |  | NotYetVerified |  | 3 | 987 | 90.884 | 10.86 | 18.31 | 0.9727 | 4000 | 83
P3U3BYZ4 | Delviro | Delviro Energy | ZENEXCC06I-06-35K-U-N-ML-CLP-OTE-N (Qualified at 120V Only) | Indoor Luminaires | Linear Ambient | Direct Linear Ambient Luminaires | Standard | FALSE | [9 empty] | 42068 |  |  | NotYetVerified |  | 3 | 646.8392 | 105.0064 | 6.16 | 21.75 | 0.937 | 3500 | 83
PWCVHFTK | Delviro | Delviro Energy | ZENEXCC06I-11-35K-U-N-ML-CLP-OTE-N (Qualified at 120V Only) | Indoor Luminaires | Linear Ambient | Direct Linear Ambient Luminaires | Standard | FALSE | [9 empty] | 42068 |  |  | NotYetVerified |  | 3 | 950.5 | 87.523 | 10.86 | 18.31 | 0.9727 | 3500 | 83
PFBJSH78 | ASD Lighting Corp | ASD LIGHTING CORP | ASD-LVP66050 | Indoor Luminaires | Linear Ambient | Direct Linear Ambient Luminaires | Standard | FALSE | [9 empty] | 42068 | Not Dimmable | Not Dimmable | NotYetVerified |  | 3 | 5606 | 98.01 | 60 | 15.72 | 0.887 | 5084 | 84.4
PJ52BZJU | ASD Lighting Corp | ASD LIGHTING CORP | ASD-LVP44050 | Indoor Luminaires | Linear Ambient | Direct Linear Ambient Luminaires | Standard | FALSE | [9 empty] | 42068 | Not Dimmable | Not Dimmable | NotYetVerified |  | 3 | 3778 | 94.3 | 40 | 18.14 | 0.874 | 5048 | 84.1
PY4BV2K3 | ASD Lighting Corp | ASD LIGHTING CORP | ASD-LVP66040 | Indoor Luminaires | Linear Ambient | Direct Linear Ambient Luminaires | Standard | FALSE | [9 empty] | 42068 | Not Dimmable | Not Dimmable | NotYetVerified |  | 3 | 5406 | 89.87 | 60 | 15.72 | 0.887 | 4001 | 83.9
PFUDTGFZ | ASD Lighting Corp | ASD LIGHTING CORP | ASD-LVP44040 | Indoor Luminaires | Linear Ambient | Direct Linear Ambient Luminaires | Standard | FALSE | [9 empty] | 42068 | Not Dimmable | Not Dimmable | NotYetVerified |  | 3 | 3643 | 90.94 | 40 | 18.14 | 0.874 | 3979 | 83.6
PMF94Y6Y | Peerless Electric Company Ltd. | Peerless | AP2-W-4-80-35K-PCLRF-X-X-MV | Indoor Luminaires | Linear Ambient | Direct Linear Ambient Luminaires | Standard | TRUE | 7481 | 87.1 | 85.88 | 10.95 | 0.9767 | 3487 | 84.49 | 5 | 50000 | 42067 |  |  | NotYetVerified |  | 3 | 7481 | 87.1 | 85.9 | 4.9 | 1 | 3487 | 84.49
P5XNX8PF | Peerless Electric Company Ltd. | Peerless | AP2-W-4-60-35K-PCLRF-X-X-MV | Indoor Luminaires | Linear Ambient | Direct Linear Ambient Luminaires | Standard | TRUE | 5934 | 96.7 | 61.37 | 10.95 | 0.9767 | 3487 | 84.49 | 5 | 50000 | 42067 |  |  | NotYetVerified |  | 3 | 5934 | 96.7 | 61.4 | 4.9 | 1 | 3487 | 84.49
PGKJ48J4 | Peerless Electric Company Ltd. | Peerless | AP2-W-4-60-50K-PCLRF-X-X-MV | Indoor Luminaires | Linear Ambient | Direct Linear Ambient Luminaires | Standard | FALSE | [9 empty] | 42067 |  |  | NotYetVerified |  | 3 | 5857.27 | 104.8 | 55.89 | 10.95 | 0.98 | 5161 | 84.26
PEYM411Q | Peerless Electric Company Ltd. | Peerless | AP2-W-4-60-50K-ACLRF-X-X-MV | Indoor Luminaires | Linear Ambient | Direct Linear Ambient Luminaires | Standard | FALSE | [9 empty] | 42067 |  |  | NotYetVerified |  | 3 | 5857.27 | 104.8 | 55.89 | 10.95 | 0.98 | 5161 | 84.26
PN6UKHHU | Peerless Electric Company Ltd. | Peerless | AP2-W-8-120-50K-ACLRF-X-X-347V | Indoor Luminaires | Linear Ambient | Direct Linear Ambient Luminaires | Standard | FALSE | [9 empty] | 42067 |  |  | NotYetVerified |  | 3 | 13420.96 | 118.64 | 113.12 | 9.35 | 0.97 | 5161 | 84.26
PWTTJEVC | Peerless Electric Company Ltd. | Peerless | AP2-W-4-80-50K-PCLRF-X-X-347V | Indoor Luminaires | Linear Ambient | Direct Linear Ambient Luminaires | Standard | FALSE | [9 empty] | 42067 |  |  | NotYetVerified |  | 3 | 7665.1 | 96.13 | 79.74 | 9.35 | 0.97 | 5161 | 84.26
PU34WRU6 | Peerless Electric Company Ltd. | Peerless | AP2-W-4-80-50K-ACLRF-X-X-347V | Indoor Luminaires | Linear Ambient | Direct Linear Ambient Luminaires | Standard | FALSE | [9 empty] | 42067 |  |  | NotYetVerified |  | 3 | 7665.1 | 96.13 | 79.74 | 9.35 | 0.97 | 5161 | 84.26
PD27YRTN | Peerless Electric Company Ltd. | Peerless | AP2-W-4-60-50K-PCLRF-X-X-347V | Indoor Luminaires | Linear Ambient | Direct Linear Ambient Luminaires | Standard | FALSE | [9 empty] | 42067 |  |  | NotYetVerified |  | 3 | 5972 | 104.8 | 57 | 9.35 | 0.97 | 5161 | 84.26
P4WKE5GV | Peerless Electric Company Ltd. | Peerless | AP2-W-4-60-50K-ACLRF-X-X-347V | Indoor Luminaires | Linear Ambient | Direct Linear Ambient Luminaires | Standard | FALSE | [9 empty] | 42067 |  |  | NotYetVerified |  | 3 | 5972 | 104.8 | 57 | 9.35 | 0.97 | 5161 | 84.26
PPG3NPMK | Peerless Electric Company Ltd. | Peerless | AP2-W-8-120-50K-ACLRF-X-X-MV | Indoor Luminaires | Linear Ambient | Direct Linear Ambient Luminaires | Standard | FALSE | [9 empty] | 42067 |  |  | NotYetVerified |  | 3 | 14201.92 | 116.5 | 121.9 | 6.02 | 1 | 5161 | 84.26
PQJR2Q3F | Peerless Electric Company Ltd. | Peerless | AP2-W-4-80-50K-ACLRF-X-X-MV | Indoor Luminaires | Linear Ambient | Direct Linear Ambient Luminaires | Standard | FALSE | [9 empty] | 42067 |  |  | NotYetVerified |  | 3 | 8108.6 | 94.4 | 85.9 | 4.9 | 1 | 5161 | 84.26
PAD1T2Y2 | Peerless Electric Company Ltd. | Peerless | AP2-W-4-80-50K-PCLRF-X-X-MV | Indoor Luminaires | Linear Ambient | Direct Linear Ambient Luminaires | Standard | FALSE | [9 empty] | 42067 |  |  | NotYetVerified |  | 3 | 8108.6 | 94.4 | 85.9 | 4.9 | 1 | 5161 | 84.26
PEXZM6QP | Peerless Electric Company Ltd. | Peerless | AP2-W-8-120-40K-ACLRF-X-X-MV | Indoor Luminaires | Linear Ambient | Direct Linear Ambient Luminaires | Standard | FALSE | [9 empty] | 42067 |  |  | NotYetVerified |  | 3 | 13470.14 | 110.5 | 121.9 | 6.02 | 1 | 4045 | 84.41
PMAM681P | Peerless Electric Company Ltd. | Peerless | AP2-W-4-80-40K-ACLRF-X-X-MV | Indoor Luminaires | Linear Ambient | Direct Linear Ambient Luminaires | Standard | FALSE | [9 empty] | 42067 |  |  | NotYetVerified |  | 3 | 7690.79 | 89.53 | 85.9 | 4.9 | 1 | 4045 | 84.41
PDBJGXPZ | Peerless Electric Company Ltd. | Peerless | AP2-W-4-80-40K-PCLRF-X-X-MV | Indoor Luminaires | Linear Ambient | Direct Linear Ambient Luminaires | Standard | FALSE | [9 empty] | 42067 |  |  | NotYetVerified |  | 3 | 7690.79 | 89.53 | 85.9 | 4.9 | 1 | 4045 | 84.41
PQX1BSH4 | Peerless Electric Company Ltd. | Peerless | AP2-W-4-60-40K-PCLRF-X-X-MV | Indoor Luminaires | Linear Ambient | Direct Linear Ambient Luminaires | Standard | FALSE | [9 empty] | 42067 |  |  | NotYetVerified |  | 3 | 6103.16 | 99.4 | 61.4 | 4.9 | 1 | 4045 | 84.41
PGD8AJRR | Peerless Electric Company Ltd. | Peerless | AP2-W-4-60-40K-ACLRF-X-X-MV | Indoor Luminaires | Linear Ambient | Direct Linear Ambient Luminaires | Standard | FALSE | [9 empty] | 42067 |  |  | NotYetVerified |  | 3 | 6103.16 | 99.4 | 61.4 | 4.9 | 1 | 4045 | 84.41
PYDCZ5DY | Peerless Electric Company Ltd. | Peerless | AP2-W-8-120-40K-ACLRF-X-X-347V | Indoor Luminaires | Linear Ambient | Direct Linear Ambient Luminaires | Standard | FALSE | [9 empty] | 42067 |  |  | NotYetVerified |  | 3 | 12729.42 | 112.53 | 113.12 | 9.35 | 0.97 | 4045 | 84
PQZMJ4BW | Peerless Electric Company Ltd. | Peerless | AP2-W-4-80-40K-PCLRF-X-X-347V | Indoor Luminaires | Linear Ambient | Direct Linear Ambient Luminaires | Standard | FALSE | [9 empty] | 42067 |  |  | NotYetVerified |  | 3 | 7270.14 | 91.17 | 79.74 | 9.35 | 0.97 | 4045 | 84
P64NBZSW | Peerless Electric Company Ltd. | Peerless | AP2-W-4-80-40K-ACLRF-X-X-347V | Indoor Luminaires | Linear Ambient | Direct Linear Ambient Luminaires | Standard | FALSE | [9 empty] | 42067 |  |  | NotYetVerified |  | 3 | 7270.14 | 91.17 | 79.74 | 9.35 | 0.97 | 4045 | 84
PJQ9Y9Y1 | Peerless Electric Company Ltd. | Peerless | AP2-W-4-60-40K-ACLRF-X-X-347V | Indoor Luminaires | Linear Ambient | Direct Linear Ambient Luminaires | Standard | FALSE | [9 empty] | 42067 |  |  | NotYetVerified |  | 3 | 5769.65 | 101.22 | 57 | 9.35 | 0.97 | 4045 | 84
PEECKZCG | Peerless Electric Company Ltd. | Peerless | AP2-W-4-60-40K-PCLRF-X-X-347V | Indoor Luminaires | Linear Ambient | Direct Linear Ambient Luminaires | Standard | FALSE | [9 empty] | 42067 |  |  | NotYetVerified |  | 3 | 5769.65 | 101.22 | 57 | 9.35 | 0.97 | 4045 | 84
P2D4CC62 | Peerless Electric Company Ltd. | Peerless | AP2-W-8-120-35K-ACLRF-X-X-347V | Indoor Luminaires | Linear Ambient | Direct Linear Ambient Luminaires | Standard | FALSE | [9 empty] | 42067 |  |  | NotYetVerified |  | 3 | 12383.65 | 109.47 | 113.12 | 9.35 | 0.97 | 3487 | 84.49
PS1R9N3K | Peerless Electric Company Ltd. | Peerless | AP2-W-4-80-35K-PCLRF-X-X-347V | Indoor Luminaires | Linear Ambient | Direct Linear Ambient Luminaires | Standard | FALSE | [9 empty] | 42067 |  |  | NotYetVerified |  | 3 | 7073.04 | 88.7 | 79.74 | 9.35 | 0.97 | 3487 | 84.49
P2HXTR6P | Peerless Electric Company Ltd. | Peerless | AP2-W-4-80-35K-ACLRF-X-X-347V | Indoor Luminaires | Linear Ambient | Direct Linear Ambient Luminaires | Standard | FALSE | [9 empty] | 42067 |  |  | NotYetVerified |  | 3 | 7073.04 | 88.7 | 79.74 | 9.35 | 0.97 | 3487 | 84.49
PSNNUUBR | Peerless Electric Company Ltd. | Peerless | AP2-W-4-60-35K-PCLRF-X-X-347V | Indoor Luminaires | Linear Ambient | Direct Linear Ambient Luminaires | Standard | FALSE | [9 empty] | 42067 |  |  | NotYetVerified |  | 3 | 5612.93 | 98.47 | 57 | 9.35 | 0.97 | 3487 | 84.49
P5VXA4QR | Peerless Electric Company Ltd. | Peerless | AP2-W-4-60-35K-ACLRF-X-X-347V | Indoor Luminaires | Linear Ambient | Direct Linear Ambient Luminaires | Standard | FALSE | [9 empty] | 42067 |  |  | NotYetVerified |  | 3 | 5612.93 | 98.47 | 57 | 9.35 | 0.97 | 3487 | 84.49
PHSKSGT9 | Peerless Electric Company Ltd. | Peerless | AP2-W-8-120-35K-ACLRF-X-X-MV | Indoor Luminaires | Linear Ambient | Direct Linear Ambient Luminaires | Standard | FALSE | [9 empty] | 42067 |  |  | NotYetVerified |  | 3 | 13106 | 107.5 | 121.9 | 6.02 | 1 | 3487 | 84.49
PSX5QH59 | Peerless Electric Company Ltd. | Peerless | AP2-W-4-80-35K-ACLRF-X-X-MV | Indoor Luminaires | Linear Ambient | Direct Linear Ambient Luminaires | Standard | FALSE | [9 empty] | 42067 |  |  | NotYetVerified |  | 3 | 7481 | 87.1 | 85.9 | 4.9 | 1 | 3487 | 84.49
PXHZ7768 | Peerless Electric Company Ltd. | Peerless | AP2-W-4-60-35K-ACLRF-X-X-MV | Indoor Luminaires | Linear Ambient | Direct Linear Ambient Luminaires | Standard | FALSE | [9 empty] | 42067 |  |  | NotYetVerified |  | 3 | 5934 | 96.7 | 61.4 | 4.9 | 1 | 3487 | 84.49
PEX5FPNC | XtraLight Manufacturing Ltd. | XtraLight | VTELED402042X4XDIMXXFLXX055 | Indoor Luminaires | Linear Ambient | Direct Linear Ambient Luminaires | Standard | TRUE | 4034 | 97.7 | 41.29 | 10.76 | 0.956 | 4033 | 85.1 | 5 | 50000 | 42066 |  |  | NotYetVerified |  | 3 | 4034 | 97 | 41 | 10.76 | 0.956 | 4000 | 85.1
PXHE9GKK | #1 Advance LEDs | #1 Advance LEDs | USA-DL-150W | Indoor Luminaires | Linear Ambient | Direct Linear Ambient Luminaires | Standard | TRUE | 15246 | 102.66 | 148.55 | 14.29 | 0.9086 | 4190 | 86.9 | 5 | 50000 | 42061 |  |  | NotYetVerified | 277V Only Qualified | 3 | 13500 | 90 | 150 | 20 | 0.9 | 4000 | 80
P4J2MMD3 | Focal Point | Seem 4 | FSM4Lb-FL-375LF-40K-1C-WWW-fff-ZZZ-YYY-XX-8 | Indoor Luminaires | Linear Ambient | Direct Linear Ambient Luminaires | Standard | FALSE | [9 empty] | 42060 |  |  | NotYetVerified |  | 3 | 3553.18 | 111.52 | 31.86 | 22.2 | 0.88 | 4000 | 83.1
PJTXSMEF | Focal Point | Seem 4 | FSM4Lb-SRXP-375LF-40K-1C-WWW-fff-ZZZ-YYY-XX-8 | Indoor Luminaires | Linear Ambient | Direct Linear Ambient Luminaires | Standard | FALSE | [9 empty] | 42060 |  |  | NotYetVerified |  | 3 | 3147.64 | 110.75 | 28.42 | 22.2 | 0.88 | 4000 | 83.1
PENRATKR | Focal Point | Seem 4 | FSM4Lb-FL-375LF-40K-1C-WWW-fff-ZZZ-YYY-XX-7 | Indoor Luminaires | Linear Ambient | Direct Linear Ambient Luminaires | Standard | FALSE | [9 empty] | 42060 |  |  | NotYetVerified |  | 3 | 3109.03 | 111.52 | 27.88 | 22.2 | 0.88 | 4000 | 83.1
PAS9DDA7 | Focal Point | Seem 4 | FSM4Lb-SRXP-375LF-40K-1C-WWW-fff-ZZZ-YYY-XX-7 | Indoor Luminaires | Linear Ambient | Direct Linear Ambient Luminaires | Standard | FALSE | [9 empty] | 42060 |  |  | NotYetVerified |  | 3 | 2754.18 | 110.75 | 24.87 | 22.2 | 0.88 | 4000 | 83.1
PGHTGKMB | Focal Point | Seem 4 | FSM4Lb-FL-375LF-40K-1C-WWW-fff-ZZZ-YYY-XX-6 | Indoor Luminaires | Linear Ambient | Direct Linear Ambient Luminaires | Standard | FALSE | [9 empty] | 42060 |  |  | NotYetVerified |  | 3 | 2664.88 | 111.52 | 23.9 | 22.2 | 0.88 | 4000 | 83.1
PXKAWMVB | Focal Point | Seem 4 | FSM4Lb-SRXP-375LF-40K-1C-WWW-fff-ZZZ-YYY-XX-6 | Indoor Luminaires | Linear Ambient | Direct Linear Ambient Luminaires | Standard | FALSE | [9 empty] | 42060 |  |  | NotYetVerified |  | 3 | 2360.73 | 110.75 | 21.32 | 22.2 | 0.88 | 4000 | 83.1
PKMUESUG | Focal Point | Seem 4 | FSM4Lb-FL-375LF-40K-1C-WWW-fff-ZZZ-YYY-XX-5 | Indoor Luminaires | Linear Ambient | Direct Linear Ambient Luminaires | Standard | FALSE | [9 empty] | 42060 |  |  | NotYetVerified |  | 3 | 2220.73 | 111.52 | 19.91 | 22.2 | 0.88 | 4000 | 83.1
PZ1PQTN9 | Focal Point | Seem 4 | FSM4Lb-SRXP-375LF-40K-1C-WWW-fff-ZZZ-YYY-XX-5 | Indoor Luminaires | Linear Ambient | Direct Linear Ambient Luminaires | Standard | FALSE | [9 empty] | 42060 |  |  | NotYetVerified |  | 3 | 1967.27 | 110.75 | 17.76 | 22.2 | 0.88 | 4000 | 83.1
PXHXM415 | Focal Point | Seem 4 | FSM4Lb-FL-375LF-40K-1C-WWW-fff-ZZZ-YYY-XX-4 | Indoor Luminaires | Linear Ambient | Direct Linear Ambient Luminaires | Standard | FALSE | [9 empty] | 42060 |  |  | NotYetVerified |  | 3 | 1776.59 | 111.52 | 15.93 | 22.2 | 0.88 | 4000 | 83.1
PNE45RV4 | Focal Point | Seem 4 | FSM4Lb-SRXP-375LF-40K-1C-WWW-fff-ZZZ-YYY-XX-4 | Indoor Luminaires | Linear Ambient | Direct Linear Ambient Luminaires | Standard | FALSE | [9 empty] | 42060 |  |  | NotYetVerified |  | 3 | 1573.82 | 110.75 | 14.21 | 22.2 | 0.88 | 4000 | 83.1
PS8T76N8 | Focal Point | Seem 4 | FSM4Lb-FL-675LF-35K-1C-WWW-fff-ZZZ-YYY-XX 7'6 | Indoor Luminaires | Linear Ambient | Direct Linear Ambient Luminaires | Standard | FALSE | [9 empty] | 42060 |  |  | NotYetVerified |  | 3 | 5313.39 | 93.69 | 56.71 | 22.2 | 0.88 | 3500 | 83.1
PPKNTD8C | Focal Point | Seem 4 | FSM4Lb-FL-625LF-35K-1C-WWW-fff-ZZZ-YYY-XX 7'6 | Indoor Luminaires | Linear Ambient | Direct Linear Ambient Luminaires | Standard | FALSE | [9 empty] | 42060 |  |  | NotYetVerified |  | 3 | 5008.93 | 96 | 52.18 | 22.2 | 0.88 | 3500 | 83.1
PW1EJKK3 | Focal Point | Seem 4 | FSM4Lb-FL-550LF-35K-1C-WWW-fff-ZZZ-YYY-XX 7'6 | Indoor Luminaires | Linear Ambient | Direct Linear Ambient Luminaires | Standard | FALSE | [9 empty] | 42060 |  |  | NotYetVerified |  | 3 | 4552.24 | 100.33 | 45.37 | 22.2 | 0.88 | 3500 | 83.1
PG7754HD | Focal Point | Seem 4 | FSM4Lb-FL-375LF-35K-1C-WWW-fff-ZZZ-YYY-XX-8 | Indoor Luminaires | Linear Ambient | Direct Linear Ambient Luminaires | Standard | FALSE | [9 empty] | 42060 |  |  | NotYetVerified |  | 3 | 3411.15 | 107.06 | 31.86 | 22.2 | 0.88 | 3500 | 83.1
PVBJK24T | Focal Point | Seem 4 | FSM4Lb-FL-550LF-35K-1C-WWW-fff-ZZZ-YYY-XX 5' | Indoor Luminaires | Linear Ambient | Direct Linear Ambient Luminaires | Standard | FALSE | [9 empty] | 42060 |  |  | NotYetVerified |  | 3 | 3034.83 | 100.33 | 30.25 | 22.2 | 0.88 | 3500 | 83.1
PY6F2MJ5 | Focal Point | Seem 4 | FSM4Lb-SRXP-375LF-35K-1C-WWW-fff-ZZZ-YYY-XX-8 | Indoor Luminaires | Linear Ambient | Direct Linear Ambient Luminaires | Standard | FALSE | [9 empty] | 42060 |  |  | NotYetVerified |  | 3 | 3021.82 | 106.33 | 28.42 | 22.2 | 0.88 | 3500 | 83.1
P5MH6RMB | Focal Point | Seem 4 | FSM4Lb-FL-375LF-35K-1C-WWW-fff-ZZZ-YYY-XX-7 | Indoor Luminaires | Linear Ambient | Direct Linear Ambient Luminaires | Standard | FALSE | [9 empty] | 42060 |  |  | NotYetVerified |  | 3 | 2984.75 | 107.06 | 27.88 | 22.2 | 0.88 | 3500 | 83.1
P9QTXFX7 | Focal Point | Seem 4 | FSM4Lb-SRXP-375LF-35K-1C-WWW-fff-ZZZ-YYY-XX-7 | Indoor Luminaires | Linear Ambient | Direct Linear Ambient Luminaires | Standard | FALSE | [9 empty] | 42060 |  |  | NotYetVerified |  | 3 | 2644.09 | 106.33 | 24.87 | 22.2 | 0.88 | 3500 | 83.1
PURNCMCN | Focal Point | Seem 4 | FSM4Lb-FL-375LF-35K-1C-WWW-fff-ZZZ-YYY-XX-6 | Indoor Luminaires | Linear Ambient | Direct Linear Ambient Luminaires | Standard | FALSE | [9 empty] | 42060 |  |  | NotYetVerified |  | 3 | 2558.36 | 107.06 | 23.9 | 22.2 | 0.88 | 3500 | 83.1
PVW7UEWF | Focal Point | Seem 4 | FSM4Lb-SRXP-375LF-35K-1C-WWW-fff-ZZZ-YYY-XX-6 | Indoor Luminaires | Linear Ambient | Direct Linear Ambient Luminaires | Standard | FALSE | [9 empty] | 42060 |  |  | NotYetVerified |  | 3 | 2266.36 | 106.33 | 21.32 | 22.2 | 0.88 | 3500 | 83.1
P57W81YM | Focal Point | Seem 4 | FSM4Lb-FL-375LF-35K-1C-WWW-fff-ZZZ-YYY-XX-5 | Indoor Luminaires | Linear Ambient | Direct Linear Ambient Luminaires | Standard | FALSE | [9 empty] | 42060 |  |  | NotYetVerified |  | 3 | 2131.97 | 107.06 | 19.91 | 22.2 | 0.88 | 3500 | 83.1
PNDU3XNC | Focal Point | Seem 4 | FSM4Lb-SRXP-375LF-35K-1C-WWW-fff-ZZZ-YYY-XX-5 | Indoor Luminaires | Linear Ambient | Direct Linear Ambient Luminaires | Standard | FALSE | [9 empty] | 42060 |  |  | NotYetVerified |  | 3 | 1888.64 | 106.33 | 17.76 | 22.2 | 0.88 | 3500 | 83.1
PH4HNB7F | Focal Point | Seem 4 | FSM4Lb-FL-675LF-35K-1C-WWW-fff-ZZZ-YYY-XX 2'6 | Indoor Luminaires | Linear Ambient | Direct Linear Ambient Luminaires | Standard | FALSE | [9 empty] | 42060 |  |  | NotYetVerified |  | 3 | 1771.13 | 93.69 | 18.9 | 22.2 | 0.88 | 3500 | 83.1
PQREPWCP | Focal Point | Seem 4 | FSM4Lb-FL-375LF-35K-1C-WWW-fff-ZZZ-YYY-XX-4 | Indoor Luminaires | Linear Ambient | Direct Linear Ambient Luminaires | Standard | FALSE | [9 empty] | 42060 |  |  | NotYetVerified |  | 3 | 1705.57 | 107.06 | 15.93 | 22.2 | 0.88 | 3500 | 83.1
PFASA9BH | Focal Point | Seem 4 | FSM4Lb-FL-625LF-35K-1C-WWW-fff-ZZZ-YYY-XX 2'6 | Indoor Luminaires | Linear Ambient | Direct Linear Ambient Luminaires | Standard | FALSE | [9 empty] | 42060 |  |  | NotYetVerified |  | 3 | 1669.64 | 96 | 17.39 | 22.2 | 0.88 | 3500 | 83.1
PGTBUKJA | Focal Point | Seem 4 | FSM4Lb-FL-400LF-30K-1C-WWW-fff-ZZZ-YYY-XX 4' | Indoor Luminaires | Linear Ambient | Direct Linear Ambient Luminaires | Standard | FALSE | [9 empty] | 42060 |  |  | NotYetVerified |  | 3 | 1636.47 | 96.62 | 16.94 | 22.2 | 0.88 | 3500 | 83.1
PJN1UDGT | Focal Point | Seem 4 | FSM4Lb-SRXP-375LF-35K-1C-WWW-fff-ZZZ-YYY-XX-4 | Indoor Luminaires | Linear Ambient | Direct Linear Ambient Luminaires | Standard | FALSE | [9 empty] | 42060 |  |  | NotYetVerified |  | 3 | 1510.91 | 106.33 | 14.21 | 22.2 | 0.88 | 3500 | 83.1
PGEAAZM2 | Focal Point | Seem 4 | FSM4Lb-FL-375LF-30K-1C-WWW-fff-ZZZ-YYY-XX-8 | Indoor Luminaires | Linear Ambient | Direct Linear Ambient Luminaires | Standard | FALSE | [9 empty] | 42060 |  |  | NotYetVerified |  | 3 | 3269.12 | 102.61 | 31.86 | 22.2 | 0.88 | 3000 | 83.1
P9215HAE | Focal Point | Seem 4 | FSM4Lb-SRXP-375LF-30K-1C-WWW-fff-ZZZ-YYY-XX-8 | Indoor Luminaires | Linear Ambient | Direct Linear Ambient Luminaires | Standard | FALSE | [9 empty] | 42060 |  |  | NotYetVerified |  | 3 | 2896 | 101.9 | 28.42 | 22.2 | 0.88 | 3000 | 83.1
PEWQUBSE | Focal Point | Seem 4 | FSM4Lb-FL-375LF-30K-1C-WWW-fff-ZZZ-YYY-XX-7 | Indoor Luminaires | Linear Ambient | Direct Linear Ambient Luminaires | Standard | FALSE | [9 empty] | 42060 |  |  | NotYetVerified |  | 3 | 2860.48 | 102.61 | 27.88 | 22.2 | 0.88 | 3000 | 83.1
PJANGKX1 | Focal Point | Seem 4 | FSM4Lb-SRXP-375LF-30K-1C-WWW-fff-ZZZ-YYY-XX-7 | Indoor Luminaires | Linear Ambient | Direct Linear Ambient Luminaires | Standard | FALSE | [9 empty] | 42060 |  |  | NotYetVerified |  | 3 | 2534 | 101.9 | 24.87 | 22.2 | 0.88 | 3000 | 83.1
PKSH3ABS | Focal Point | Seem 4 | FSM4Lb-FL-375LF-30K-1C-WWW-fff-ZZZ-YYY-XX-6 | Indoor Luminaires | Linear Ambient | Direct Linear Ambient Luminaires | Standard | FALSE | [9 empty] | 42060 |  |  | NotYetVerified |  | 3 | 2451.84 | 102.61 | 23.9 | 22.2 | 0.88 | 3000 | 83.1
PHG717TZ | Focal Point | Seem 4 | FSM4Lb-SRXP-375LF-30K-1C-WWW-fff-ZZZ-YYY-XX-6 | Indoor Luminaires | Linear Ambient | Direct Linear Ambient Luminaires | Standard | FALSE | [9 empty] | 42060 |  |  | NotYetVerified |  | 3 | 2172 | 101.9 | 21.32 | 22.2 | 0.88 | 3000 | 83.1
PCYAEZZE | Focal Point | Seem 4 | FSM4Lb-FL-375LF-30K-1C-WWW-fff-ZZZ-YYY-XX-5 | Indoor Luminaires | Linear Ambient | Direct Linear Ambient Luminaires | Standard | FALSE | [9 empty] | 42060 |  |  | NotYetVerified |  | 3 | 2043.2 | 102.61 | 19.91 | 22.2 | 0.88 | 3000 | 83.1
PX7FCAZ3 | Focal Point | Seem 4 | FSM4Lb-SRXP-375LF-30K-1C-WWW-fff-ZZZ-YYY-XX-5 | Indoor Luminaires | Linear Ambient | Direct Linear Ambient Luminaires | Standard | FALSE | [9 empty] | 42060 |  |  | NotYetVerified |  | 3 | 1810 | 101.9 | 17.76 | 22.2 | 0.88 | 3000 | 83.1
PCHYFB8F | Focal Point | Seem 4 | FSM4Lb-FL-375LF-30K-1C-WWW-fff-ZZZ-YYY-XX-4 | Indoor Luminaires | Linear Ambient | Direct Linear Ambient Luminaires | Standard | FALSE | [9 empty] | 42060 |  |  | NotYetVerified |  | 3 | 1634.56 | 102.61 | 15.93 | 22.2 | 0.88 | 3000 | 83.1
P9W25WNG | Focal Point | Seem 4 | FSM4Lb-SRXP-375LF-30K-1C-WWW-fff-ZZZ-YYY-XX-4 | Indoor Luminaires | Linear Ambient | Direct Linear Ambient Luminaires | Standard | FALSE | [9 empty] | 42060 |  |  | NotYetVerified |  | 3 | 1448 | 101.9 | 14.21 | 22.2 | 0.88 | 3000 | 83.1
P4BKF2JZ | Peerless Electric Company Ltd. | Peerless | AP2-W-2-22-35K-PCLRF-X-X-MV | Indoor Luminaires | Linear Ambient | Direct Linear Ambient Luminaires | Standard | TRUE | 2415 | 87.3 | 27.67 | 8.9 | 0.951 | 3471 | 83.75 | 5 | 50000 | 42059 |  |  | NotYetVerified |  | 3 | 2415 | 87.3 | 27.67 | 8.9 | 0.951 | 3471 | 83.75
P6CW1G4P | Kason Industries Inc | Kason | 1810LX6000 | Indoor Luminaires | Linear Ambient | Direct Linear Ambient Luminaires | Standard | TRUE | 6031 | 105.3 | 57.26 | 9.34 | 0.951 | 4146 | 83.1 | 5 | 50000 | 42059 |  |  | NotYetVerified |  | 3 | 6031 | 105.3 | 57.26 | 9.34 | 0.951 | 4146 | 83.1
PGNBKMXC | Peerless Electric Company Ltd. | Peerless | AP2-W-2-22-50K-ACLRF-X-X-347V | Indoor Luminaires | Linear Ambient | Direct Linear Ambient Luminaires | Standard | FALSE | [9 empty] | 42059 |  |  | NotYetVerified |  | 3 | 2853 | 100.7 | 28.33 | 13.7 | 0.9541 | 4951 | 82.47
P9WNBREU | Peerless Electric Company Ltd. | Peerless | AP2-W-2-22-50K-PCLRF-X-X-347V | Indoor Luminaires | Linear Ambient | Direct Linear Ambient Luminaires | Standard | FALSE | [9 empty] | 42059 |  |  | NotYetVerified |  | 3 | 2853 | 100.7 | 28.33 | 13.7 | 0.9541 | 4951 | 82.47
PP94P1FB | Peerless Electric Company Ltd. | Peerless | AP2-W-2-22-50K-PCLRF-X-X-MV | Indoor Luminaires | Linear Ambient | Direct Linear Ambient Luminaires | Standard | FALSE | [9 empty] | 42059 |  |  | NotYetVerified |  | 3 | 2736.2144 | 98.8874 | 27.67 | 8.9 | 0.951 | 4951 | 82.47
PD3ZWWCE | Peerless Electric Company Ltd. | Peerless | AP2-W-2-22-50K-ACLRF-X-X-MV | Indoor Luminaires | Linear Ambient | Direct Linear Ambient Luminaires | Standard | FALSE | [9 empty] | 42059 |  |  | NotYetVerified |  | 3 | 2736.2144 | 98.8874 | 27.67 | 8.9 | 0.951 | 4951 | 82.47
P78Z3RVW | Peerless Electric Company Ltd. | Peerless | AP2-W-8-86-50K-ACLRF-X-X-347V | Indoor Luminaires | Linear Ambient | Direct Linear Ambient Luminaires | Standard | FALSE | [9 empty] | 42059 |  |  | NotYetVerified |  | 3 | 12277.866 | 115.6954 | 106.1223 | 7.4196 | 0.9885 | 4951 | 82.47
PSEBPMHC | Peerless Electric Company Ltd. | Peerless | AP2-W-4-42-50K-ACLRF-X-X-347V | Indoor Luminaires | Linear Ambient | Direct Linear Ambient Luminaires | Standard | FALSE | [9 empty] | 42059 |  |  | NotYetVerified |  | 3 | 4956.817 | 105.7754 | 46.8617 | 7.4196 | 0.998 | 4951 | 82.47
PHFEND23 | Peerless Electric Company Ltd. | Peerless | AP2-W-4-42-50K-PCLRF-X-X-347V | Indoor Luminaires | Linear Ambient | Direct Linear Ambient Luminaires | Standard | FALSE | [9 empty] | 42059 |  |  | NotYetVerified |  | 3 | 4956.817 | 105.7754 | 46.8617 | 7.4196 | 0.998 | 4951 | 82.47
P85RDS8V | Peerless Electric Company Ltd. | Peerless | AP2-W-8-86-50K-ACLRF-X-X-MV | Indoor Luminaires | Linear Ambient | Direct Linear Ambient Luminaires | Standard | FALSE | [9 empty] | 42059 |  |  | NotYetVerified |  | 3 | 11775.978 | 113.6129 | 103.65 | 4.82 | 0.9885 | 4951 | 82.47
PZX1UX8F | Peerless Electric Company Ltd. | Peerless | AP2-W-4-42-50K-PCLRF-X-X-MV | Indoor Luminaires | Linear Ambient | Direct Linear Ambient Luminaires | Standard | FALSE | [9 empty] | 42059 |  |  | NotYetVerified |  | 3 | 4754.195 | 103.8714 | 45.77 | 4.82 | 0.998 | 4951 | 82.47
PHTAB69M | Peerless Electric Company Ltd. | Peerless | AP2-W-4-42-50K-ACLRF-X-X-MV | Indoor Luminaires | Linear Ambient | Direct Linear Ambient Luminaires | Standard | FALSE | [9 empty] | 42059 |  |  | NotYetVerified |  | 3 | 4754.195 | 103.8714 | 45.77 | 4.82 | 0.998 | 4951 | 82.47
PSKNQ1RK | Peerless Electric Company Ltd. | Peerless | AP2-W-2-22-40K-PCLRF-X-X-347V | Indoor Luminaires | Linear Ambient | Direct Linear Ambient Luminaires | Standard | FALSE | [9 empty] | 42059 |  |  | NotYetVerified |  | 3 | 2629.9722 | 92.8335 | 28.33 | 13.7 | 0.9541 | 3964.3333 | 83.3233
PKZUZD3U | Peerless Electric Company Ltd. | Peerless | AP2-W-2-22-40K-ACLRF-X-X-347V | Indoor Luminaires | Linear Ambient | Direct Linear Ambient Luminaires | Standard | FALSE | [9 empty] | 42059 |  |  | NotYetVerified |  | 3 | 2629.9722 | 92.8335 | 28.33 | 13.7 | 0.9541 | 3964.3333 | 83.3233
PAPTF3XF | Peerless Electric Company Ltd. | Peerless | AP2-W-2-22-40K-ACLRF-X-X-MV | Indoor Luminaires | Linear Ambient | Direct Linear Ambient Luminaires | Standard | FALSE | [9 empty] | 42059 |  |  | NotYetVerified |  | 3 | 2522.4653 | 91.1625 | 27.67 | 8.9 | 0.951 | 3964.3333 | 83.3233
P43UHX4V | Peerless Electric Company Ltd. | Peerless | AP2-W-2-22-40K-PCLRF-X-X-MV | Indoor Luminaires | Linear Ambient | Direct Linear Ambient Luminaires | Standard | FALSE | [9 empty] | 42059 |  |  | NotYetVerified |  | 3 | 2522.4653 | 91.1625 | 27.67 | 8.9 | 0.951 | 3964.3333 | 83.3233
PSQ3EKTN | Peerless Electric Company Ltd. | Peerless | AP2-W-8-86-40K-ACLRF-X-X-347V | Indoor Luminaires | Linear Ambient | Direct Linear Ambient Luminaires | Standard | FALSE | [9 empty] | 42059 |  |  | NotYetVerified |  | 3 | 11318.737 | 106.6575 | 106.1223 | 7.4196 | 0.9885 | 3964.3333 | 83.3233
PYV8QA2T | Peerless Electric Company Ltd. | Peerless | AP2-W-4-42-40K-ACLRF-X-X-347V | Indoor Luminaires | Linear Ambient | Direct Linear Ambient Luminaires | Standard | FALSE | [9 empty] | 42059 |  |  | NotYetVerified |  | 3 | 4569.598 | 97.5124 | 46.8617 | 7.4196 | 0.998 | 3964.3333 | 83.3233
PNC4DH6V | Peerless Electric Company Ltd. | Peerless | AP2-W-4-42-40K-PCLRF-X-X-347V | Indoor Luminaires | Linear Ambient | Direct Linear Ambient Luminaires | Standard | FALSE | [9 empty] | 42059 |  |  | NotYetVerified |  | 3 | 4569.598 | 97.5124 | 46.8617 | 7.4196 | 0.998 | 3964.3333 | 83.3233
PNQ2TYYS | Peerless Electric Company Ltd. | Peerless | AP2-W-8-86-40K-ACLRF-X-X-MV | Indoor Luminaires | Linear Ambient | Direct Linear Ambient Luminaires | Standard | FALSE | [9 empty] | 42059 |  |  | NotYetVerified |  | 3 | 10856.056 | 104.7376 | 103.65 | 4.82 | 0.9885 | 3964.3333 | 83.3233
PRHYNP2C | Peerless Electric Company Ltd. | Peerless | AP2-W-4-42-40K-ACLRF-X-X-MV | Indoor Luminaires | Linear Ambient | Direct Linear Ambient Luminaires | Standard | FALSE | [9 empty] | 42059 |  |  | NotYetVerified |  | 3 | 4382.804 | 95.7571 | 45.77 | 4.82 | 0.998 | 3964.3333 | 83.3233
PJA4VYDS | Peerless Electric Company Ltd. | Peerless | AP2-W-4-42-40K-PCLRF-X-X-MV | Indoor Luminaires | Linear Ambient | Direct Linear Ambient Luminaires | Standard | FALSE | [9 empty] | 42059 |  |  | NotYetVerified |  | 3 | 4382.804 | 95.7571 | 45.77 | 4.82 | 0.998 | 3964.3333 | 83.3233
PF43Q6C5 | Peerless Electric Company Ltd. | Peerless | AP2-W-2-22-35K-ACLRF-X-X-347V | Indoor Luminaires | Linear Ambient | Direct Linear Ambient Luminaires | Standard | FALSE | [9 empty] | 42059 |  |  | NotYetVerified |  | 3 | 2518.5427 | 88.9002 | 28.33 | 13.7 | 0.9541 | 3471 | 83.75
P84SYMY2 | Peerless Electric Company Ltd. | Peerless | AP2-W-2-22-35K-PCLRF-X-X-347V | Indoor Luminaires | Linear Ambient | Direct Linear Ambient Luminaires | Standard | FALSE | [9 empty] | 42059 |  |  | NotYetVerified |  | 3 | 2518.5427 | 88.9002 | 28.33 | 13.7 | 0.9541 | 3471 | 83.75
PZSE8YGZ | Peerless Electric Company Ltd. | Peerless | AP2-W-2-22-35K-ACLRF-X-X-MV | Indoor Luminaires | Linear Ambient | Direct Linear Ambient Luminaires | Standard | FALSE | [9 empty] | 42059 |  |  | NotYetVerified |  | 3 | 2415 | 87.3 | 27.67 | 8.9 | 0.951 | 3471 | 83.75
P1G4U572 | Peerless Electric Company Ltd. | Peerless | AP2-W-8-86-35K-ACLRF-X-X-347V | Indoor Luminaires | Linear Ambient | Direct Linear Ambient Luminaires | Standard | FALSE | [9 empty] | 42059 |  |  | NotYetVerified |  | 3 | 10839.174 | 102.1385 | 106.1223 | 7.4196 | 0.9885 | 3471 | 83.75
P3ZY91CY | Peerless Electric Company Ltd. | Peerless | AP2-W-4-42-35K-PCLRF-X-X-347V | Indoor Luminaires | Linear Ambient | Direct Linear Ambient Luminaires | Standard | FALSE | [9 empty] | 42059 |  |  | NotYetVerified |  | 3 | 4375.989 | 93.3808 | 46.8617 | 7.4196 | 0.998 | 3471 | 83.75
P375ZCWK | Peerless Electric Company Ltd. | Peerless | AP2-W-4-42-35K-ACLRF-X-X-347V | Indoor Luminaires | Linear Ambient | Direct Linear Ambient Luminaires | Standard | FALSE | [9 empty] | 42059 |  |  | NotYetVerified |  | 3 | 4375.989 | 93.3808 | 46.8617 | 7.4196 | 0.998 | 3471 | 83.75
PYM8RJQD | Peerless Electric Company Ltd. | Peerless | AP2-W-8-86-35K-ACLRF-X-X-MV | Indoor Luminaires | Linear Ambient | Direct Linear Ambient Luminaires | Standard | FALSE | [9 empty] | 42059 |  |  | NotYetVerified |  | 3 | 10396 | 100.3 | 103.65 | 4.82 | 0.9885 | 3471 | 83.75
PTBY4Z3U | Peerless Electric Company Ltd. | Peerless | AP2-W-4-42-35K-PCLRF-X-X-MV | Indoor Luminaires | Linear Ambient | Direct Linear Ambient Luminaires | Standard | FALSE | [9 empty] | 42059 |  |  | NotYetVerified |  | 3 | 4195 | 91.7 | 45.77 | 4.82 | 0.998 | 3471 | 83.75
PHTKSU12 | Peerless Electric Company Ltd. | Peerless | AP2-W-4-42-35K-ACLRF-X-X-MV | Indoor Luminaires | Linear Ambient | Direct Linear Ambient Luminaires | Standard | FALSE | [9 empty] | 42059 |  |  | NotYetVerified |  | 3 | 4195 | 91.7 | 45.77 | 4.82 | 0.998 | 3471 | 83.75
PUW9QJSA | Led Lighting Center LLC | Optimal LED | MX515N X4410W30 | Indoor Luminaires | Linear Ambient | Direct Linear Ambient Luminaires | Standard | TRUE | 4219.88 | 113.87 | 37.06 | 18.04 | 0.958 | 2972 | 81.2 | 5 | 50000 | 42058 |  |  | NotYetVerified |  | 3 | 4219.88 | 113.87 | 37.06 | 17.66 | 0.985 | 2972 | 81
PBG3S1YU | Led Lighting Center LLC | Optimal LED | MX516N X6010W30 | Indoor Luminaires | Linear Ambient | Direct Linear Ambient Luminaires | Standard | TRUE | 6408.47 | 110.19 | 58.2 | 5.91 | 0.943 | 2975 | 81.2 | 5 | 50000 | 42058 |  |  | NotYetVerified |  | 3 | 6408.47 | 110.19 | 58.16 | 2.79 | 0.996 | 2975 | 81
P67NQJQZ | Led Lighting Center LLC | Optimal LED | MX512N X2510W30 | Indoor Luminaires | Linear Ambient | Direct Linear Ambient Luminaires | Standard | TRUE | 2673.75 | 111.04 | 24.1 | 5.93 | 0.92 | 2981 | 81.3 | 5 | 50000 | 42058 |  |  | NotYetVerified |  | 3 | 2673.75 | 111.04 | 24.08 | 3.6 | 0.995 | 2981 | 81
P7JEM4KY | JIANGSU SHENGHUI OPTOELECTRONIC COLTD | SUNWEA | SH-TP05PCEU-60840M | Indoor Luminaires | Linear Ambient | Direct Linear Ambient Luminaires | Standard | TRUE | 5405.9 | 89.87 | 60.15 | 15.72 | 0.887 | 4001 | 83.9 | 5 | 50000 | 42058 |  |  | NotYetVerified |  | 3 | 5406 | 89.87 | 60 | 15.72 | 0.887 | 4001 | 83.9
PXK3H6DX | JIANGSU SHENGHUI OPTOELECTRONIC COLTD | SUNWEA | SH-TP04PCEU-40840M | Indoor Luminaires | Linear Ambient | Direct Linear Ambient Luminaires | Standard | TRUE | 3643.6 | 90.94 | 40.07 | 18.14 | 0.874 | 3979 | 83.6 | 5 | 50000 | 42058 |  |  | NotYetVerified |  | 3 | 3643 | 90.94 | 40 | 18.14 | 0.874 | 3979 | 83.6
PGBEYNSV | Led Lighting Center LLC | Optimal LED | MX515N X4410W50 | Indoor Luminaires | Linear Ambient | Direct Linear Ambient Luminaires | Standard | FALSE | [9 empty] | 42058 |  |  | NotYetVerified |  | 3 | 3750 | 85.22 | 44 | 17.66 | 0.985 | 5000 | 81
P8QXPBJ7 | Led Lighting Center LLC | Optimal LED | MX512N X2510W50 | Indoor Luminaires | Linear Ambient | Direct Linear Ambient Luminaires | Standard | FALSE | [9 empty] | 42058 |  |  | NotYetVerified |  | 3 | 2100 | 84 | 25 | 3.6 | 0.995 | 5000 | 81
PZTFJZD6 | Led Lighting Center LLC | Optimal LED | MX516N X6010W50 | Indoor Luminaires | Linear Ambient | Direct Linear Ambient Luminaires | Standard | FALSE | [9 empty] | 42058 |  |  | NotYetVerified |  | 3 | 5100 | 85 | 60 | 2.79 | 0.996 | 5000 | 81
PRSVN1XQ | Led Lighting Center LLC | Optimal LED | MX515N X4410W45 | Indoor Luminaires | Linear Ambient | Direct Linear Ambient Luminaires | Standard | FALSE | [9 empty] | 42058 |  |  | NotYetVerified |  | 3 | 3750 | 85.22 | 44 | 17.66 | 0.985 | 4500 | 81
PPR656ZB | Led Lighting Center LLC | Optimal LED | MX512N X2510W45 | Indoor Luminaires | Linear Ambient | Direct Linear Ambient Luminaires | Standard | FALSE | [9 empty] | 42058 |  |  | NotYetVerified |  | 3 | 2100 | 84 | 25 | 3.6 | 0.995 | 4500 | 81
PDQBU5VX | Led Lighting Center LLC | Optimal LED | MX516N X6010W45 | Indoor Luminaires | Linear Ambient | Direct Linear Ambient Luminaires | Standard | FALSE | [9 empty] | 42058 |  |  | NotYetVerified |  | 3 | 5100 | 85 | 60 | 2.79 | 0.996 | 4500 | 81
P7HTCTQT | Led Lighting Center LLC | Optimal LED | MX515N X4410W40 | Indoor Luminaires | Linear Ambient | Direct Linear Ambient Luminaires | Standard | FALSE | [9 empty] | 42058 |  |  | NotYetVerified |  | 3 | 3750 | 85.22 | 44 | 17.66 | 0.985 | 4000 | 81
PEXGG1HZ | Led Lighting Center LLC | Optimal LED | MX512N X2510W40 | Indoor Luminaires | Linear Ambient | Direct Linear Ambient Luminaires | Standard | FALSE | [9 empty] | 42058 |  |  | NotYetVerified |  | 3 | 2100 | 84 | 25 | 3.6 | 0.995 | 4000 | 81
PFEKT4PD | Led Lighting Center LLC | Optimal LED | MX516N X6010W40 | Indoor Luminaires | Linear Ambient | Direct Linear Ambient Luminaires | Standard | FALSE | [9 empty] | 42058 |  |  | NotYetVerified |  | 3 | 5100 | 85 | 60 | 2.79 | 0.996 | 4000 | 81
P42Y4WFY | Led Lighting Center LLC | Optimal LED | MX515N X4410W35 | Indoor Luminaires | Linear Ambient | Direct Linear Ambient Luminaires | Standard | FALSE | [9 empty] | 42058 |  |  | NotYetVerified |  | 3 | 3750 | 85.22 | 44 | 17.66 | 0.985 | 3500 | 81
PPWZTZXP | Led Lighting Center LLC | Optimal LED | MX512N X2510W35 | Indoor Luminaires | Linear Ambient | Direct Linear Ambient Luminaires | Standard | FALSE | [9 empty] | 42058 |  |  | NotYetVerified |  | 3 | 2100 | 84 | 25 | 3.6 | 0.995 | 3500 | 81
PZGAJUNA | Led Lighting Center LLC | Optimal LED | MX516N X6010W35 | Indoor Luminaires | Linear Ambient | Direct Linear Ambient Luminaires | Standard | FALSE | [9 empty] | 42058 |  |  | NotYetVerified |  | 3 | 5100 | 85 | 60 | 2.79 | 0.996 | 3500 | 81
PU6QHGY5 | JIANGSU SHENGHUI OPTOELECTRONIC COLTD | SUNWEA | SH-TP05PCEU-60850M | Indoor Luminaires | Linear Ambient | Direct Linear Ambient Luminaires | Standard | FALSE | [9 empty] | 42058 | Not Dimmable | Not Dimmable | NotYetVerified |  | 3 | 5606 | 98.01 | 60 | 15.72 | 0.887 | 5084 | 84.4
P769MPGV | JIANGSU SHENGHUI OPTOELECTRONIC COLTD | SUNWEA | SH-TP05PCEU-60850C | Indoor Luminaires | Linear Ambient | Direct Linear Ambient Luminaires | Standard | FALSE | [9 empty] | 42058 | Not Dimmable | Not Dimmable | NotYetVerified |  | 3 | 5606 | 98.01 | 60 | 15.72 | 0.887 | 5084 | 84.4
PH6HSTTB | JIANGSU SHENGHUI OPTOELECTRONIC COLTD | SUNWEA | SH-TP04PCEU-40850C | Indoor Luminaires | Linear Ambient | Direct Linear Ambient Luminaires | Standard | FALSE | [9 empty] | 42058 | Not Dimmable | Not Dimmable | NotYetVerified |  | 3 | 3778 | 94.3 | 40 | 18.14 | 0.874 | 5048 | 84.1
P1R5RYUY | JIANGSU SHENGHUI OPTOELECTRONIC COLTD | SUNWEA | SH-TP04PCEU-40850M | Indoor Luminaires | Linear Ambient | Direct Linear Ambient Luminaires | Standard | FALSE | [9 empty] | 42058 | Not Dimmable | Not Dimmable | NotYetVerified |  | 3 | 3778 | 94.3 | 40 | 18.14 | 0.874 | 5048 | 84.1
PUM3YBV7 | JIANGSU SHENGHUI OPTOELECTRONIC COLTD | SUNWEA | SH-TP04PCEU-40845M | Indoor Luminaires | Linear Ambient | Direct Linear Ambient Luminaires | Standard | FALSE | [9 empty] | 42058 | Not Dimmable | Not Dimmable | NotYetVerified |  | 3 | 3845 | 92.6 | 40 | 18.14 | 0.874 | 4500 | 83.6
PAQ63SJP | JIANGSU SHENGHUI OPTOELECTRONIC COLTD | SUNWEA | SH-TP04PCEU-40845C | Indoor Luminaires | Linear Ambient | Direct Linear Ambient Luminaires | Standard | FALSE | [9 empty] | 42058 | Not Dimmable | Not Dimmable | NotYetVerified |  | 3 | 3845 | 92.6 | 40 | 18.14 | 0.874 | 4500 | 83.6
PV83TFTU | JIANGSU SHENGHUI OPTOELECTRONIC COLTD | SUNWEA | SH-TP05PCEU-60845C | Indoor Luminaires | Linear Ambient | Direct Linear Ambient Luminaires | Standard | FALSE | [9 empty] | 42058 | Not Dimmable | Not Dimmable | NotYetVerified |  | 3 | 5506 | 93.94 | 60 | 15.72 | 0.887 | 4500 | 83.6
PHU1YDA3 | JIANGSU SHENGHUI OPTOELECTRONIC COLTD | SUNWEA | SH-TP05PCEU-60845M | Indoor Luminaires | Linear Ambient | Direct Linear Ambient Luminaires | Standard | FALSE | [9 empty] | 42058 | Not Dimmable | Not Dimmable | NotYetVerified |  | 3 | 5506 | 93.94 | 60 | 15.72 | 0.887 | 4500 | 83.6
PATZSPWE | JIANGSU SHENGHUI OPTOELECTRONIC COLTD | SUNWEA | SH-TP05PCEU-60840C | Indoor Luminaires | Linear Ambient | Direct Linear Ambient Luminaires | Standard | FALSE | [9 empty] | 42058 | Not Dimmable | Not Dimmable | NotYetVerified |  | 3 | 5406 | 89.87 | 60 | 15.72 | 0.887 | 4001 | 83.9
PV8E7TJX | JIANGSU SHENGHUI OPTOELECTRONIC COLTD | SUNWEA | SH-TP04PCEU-40840C | Indoor Luminaires | Linear Ambient | Direct Linear Ambient Luminaires | Standard | FALSE | [9 empty] | 42058 | Not Dimmable | Not Dimmable | NotYetVerified |  | 3 | 3643 | 90.94 | 40 | 18.14 | 0.874 | 3979 | 83.6
PGTS33N9 | Cree Inc. | Cree LS Series | LS4-25L-35K-10V-xxx | Indoor Luminaires | Linear Ambient | Direct Linear Ambient Luminaires | Standard | TRUE | 2447.6 | 103.9 | 23.55 | 12.89 | 0.949 | 3437 | 92 | 5 | 50000 | 42054 |  |  | NotYetVerified |  | 3 | 2500 | 109 | 23 | 12.89 | 0.99 | 3500 | 90
PNY2X51K | GE Lighting Solutions | GE Lighting Solutions | GEWI109650BAT | Indoor Luminaires | Linear Ambient | Direct Linear Ambient Luminaires | Standard | FALSE | [9 empty] | 42054 |  |  | NotYetVerified |  | 3 | 2805 | 97 | 32 | 20 | 0.9 | 5000 | 80
PYUQRZNE | GE Lighting Solutions | GE Lighting Solutions | GEWI104850BAT | Indoor Luminaires | Linear Ambient | Direct Linear Ambient Luminaires | Standard | FALSE | [9 empty] | 42054 |  |  | NotYetVerified |  | 3 | 1400 | 97 | 16 | 20 | 0.9 | 5000 | 80
PT6S2M2G | GE Lighting Solutions | GE Lighting Solutions | GEWI102450BAT | Indoor Luminaires | Linear Ambient | Direct Linear Ambient Luminaires | Standard | FALSE | [9 empty] | 42054 |  |  | NotYetVerified |  | 3 | 730 | 90 | 9 | 20 | 0.9 | 5000 | 80
P8NUNAA3 | Cree Inc. | Cree LS Series | LS4-25L-50K-10V-xxx | Indoor Luminaires | Linear Ambient | Direct Linear Ambient Luminaires | Standard | FALSE | [9 empty] | 42054 |  |  | NotYetVerified |  | 3 | 2500 | 109 | 23 | 12.89 | 0.99 | 5000 | 90
P5R8JVCH | Cree Inc. | Cree LS Series | LS4-25L-40K-10V-xxx | Indoor Luminaires | Linear Ambient | Direct Linear Ambient Luminaires | Standard | FALSE | [9 empty] | 42054 |  |  | NotYetVerified |  | 3 | 2500 | 109 | 23 | 12.89 | 0.99 | 4000 | 90
PRJ8SWAA | Mills LED LLC | Mills | LED-PROOF-4FT-40W-4000K-F | Indoor Luminaires | Linear Ambient | Direct Linear Ambient Luminaires | Standard | TRUE | 4131.7 | 104.36 | 39.59 | 19.51 | 0.926 | 4193 | 85.3 | 5 | 50000 | 42053 |  |  | NotYetVerified |  | 3 | 4100 | 100 | 40 | 20 | 0.9 | 4000 | 80
P4Z8FWHR | Mills LED LLC | Mills | LED-PROOF-4FT-50W-4000K-F | Indoor Luminaires | Linear Ambient | Direct Linear Ambient Luminaires | Standard | TRUE | 5175.87 | 99.77 | 52.06 | 21.62 | 0.902 | 4245 | 85.7 | 5 | 50000 | 42053 |  |  | NotYetVerified |  | 3 | 5100 | 100 | 50 | 20 | 0.9 | 4000 | 80
P2WT1KQ7 | Mills LED LLC | Mills | LED-PROOF-2FT-30W-4000K-F | Indoor Luminaires | Linear Ambient | Direct Linear Ambient Luminaires | Standard | TRUE | 2940.35 | 100.77 | 29.18 | 17.38 | 0.898 | 4204 | 85.5 | 5 | 50000 | 42053 |  |  | NotYetVerified |  | 3 | 2900 | 100 | 30 | 20 | 0.9 | 4000 | 80
P2BV9994 | Mills LED LLC | Mills | LED-PROOF-4FT-50W-5000K-F | Indoor Luminaires | Linear Ambient | Direct Linear Ambient Luminaires | Standard | FALSE | [9 empty] | 42053 |  |  | NotYetVerified |  | 3 | 5100 | 100 | 50 | 20 | 0.9 | 5000 | 80
PG8Z7QDC | Mills LED LLC | Mills | LED-PROOF-4FT-40W-5000K-F | Indoor Luminaires | Linear Ambient | Direct Linear Ambient Luminaires | Standard | FALSE | [9 empty] | 42053 |  |  | NotYetVerified |  | 3 | 4100 | 100 | 40 | 20 | 0.9 | 5000 | 80
PHSTVNNX | Mills LED LLC | Mills | LED-PROOF-2FT-30W-5000K-F | Indoor Luminaires | Linear Ambient | Direct Linear Ambient Luminaires | Standard | FALSE | [9 empty] | 42053 |  |  | NotYetVerified |  | 3 | 2900 | 100 | 30 | 20 | 0.9 | 5000 | 80
P58FT5AZ | SIMKAR Corporation | CHLED | CHLED46035U1[ELS CPT(12) CP3 FL4 FL5]XXXXX | Indoor Luminaires | Linear Ambient | Direct Linear Ambient Luminaires | Standard | TRUE | 6133 | 98.32 | 62.38 | 7.3 | 0.956 | 3499 | 84.3 | 5 | 72000 | 42052 |  |  | NotYetVerified |  | 3 | 6133 | 98 | 62.38 | 11.2 | 0.99 | 3500 | 83.7
PPRQ3YZF | Cree Inc. | Cree LS Series | LS4-50L-35K-10V-xxx | Indoor Luminaires | Linear Ambient | Direct Linear Ambient Luminaires | Standard | FALSE | [9 empty] | 42052 |  |  | No | Updated on 3/23/2017 | 4.1 | 5050 | 105.2 | 48 | 20 | 0.9 | 3500 | 90
P12B4U9S | Cree Inc. | Cree LS Series | LS8-100L-35K-10V-xxx | Indoor Luminaires | Linear Ambient | Direct Linear Ambient Luminaires | Standard | FALSE | [9 empty] | 42052 |  |  | No | Updated on 3/23/2017 | 4.1 | 10100 | 105.2 | 96 | 20 | 0.9 | 3500 | 90
PKJ95CU9 | SIMKAR Corporation | CHLED | CHLED46050U1[ELS CPT(12) CP3 FL4 FL5]XXXXX | Indoor Luminaires | Linear Ambient | Direct Linear Ambient Luminaires | Standard | FALSE | [9 empty] | 42052 |  |  | NotYetVerified |  | 3 | 6523 | 103 | 63.03 | 11.3 | 0.99 | 5154 | 83.7
PRCXZEKN | SIMKAR Corporation | CHLED | CHLED46041U1[ELS CPT(12) CP3 FL4 FL5]XXXXX | Indoor Luminaires | Linear Ambient | Direct Linear Ambient Luminaires | Standard | FALSE | [9 empty] | 42052 |  |  | NotYetVerified |  | 3 | 6574 | 105 | 62.79 | 11.2 | 0.99 | 4071 | 83.7
PJQ97XHC | Cree Inc. | Cree LS Series | LS8-100L-50K-10V-xxx | Indoor Luminaires | Linear Ambient | Direct Linear Ambient Luminaires | Standard | FALSE | [9 empty] | 42052 |  |  | No | Updated on 3/23/2017 | 4.1 | 10100 | 105.2 | 96 | 20 | 0.9 | 5000 | 90
PCYUUDJ7 | Cree Inc. | Cree LS Series | LS4-50L-50K-10V-xxx | Indoor Luminaires | Linear Ambient | Direct Linear Ambient Luminaires | Standard | FALSE | [9 empty] | 42052 |  |  | No | Updated on 3/23/2017 | 4.1 | 5050 | 105.2 | 48 | 20 | 0.9 | 5000 | 90
PZBFJSQ7 | Cree Inc. | Cree LS Series | LS8-100L-40K-10V-xxx | Indoor Luminaires | Linear Ambient | Direct Linear Ambient Luminaires | Standard | FALSE | [9 empty] | 42052 |  |  | No | Updated on 3/23/2017 | 4.1 | 10100 | 105.2 | 96 | 20 | 0.9 | 4000 | 90
P7ERJZBE | Cree Inc. | Cree LS Series | LS4-50L-40K-10V-xxx | Indoor Luminaires | Linear Ambient | Direct Linear Ambient Luminaires | Standard | FALSE | [9 empty] | 42052 |  |  | No | Updated on 3/23/2017 | 4.1 | 5050 | 105.2 | 48 | 20 | 0.9 | 4000 | 90
PE7G2GR9 | Self Electronics Co.Ltd | Self | HORIZON-2630K | Indoor Luminaires | Linear Ambient | Direct Linear Ambient Luminaires | Standard | TRUE | 1665.7 | 83.03 | 20.06 | 14.97 | 0.978 | 3096 | 85.2 | 5 | 50000 | 42048 |  |  | NotYetVerified | Only Qualified at 120V | 3 | 2000 | 100 | 20 |  |  | 3000 | 85
P8SQGK5K | Self Electronics Co.Ltd | Self | HORIZON-5030K | Indoor Luminaires | Linear Ambient | Direct Linear Ambient Luminaires | Standard | TRUE | 3522.7 | 89.95 | 39.16 | 13.84 | 0.936 | 3079 | 83.8 | 5 | 50000 | 42048 |  |  | NotYetVerified |  | 3 | 4000 | 100 | 40 |  |  | 3000 | 85
PB9ZQ7ZNZ | Finelite Inc. | Finelite Inc | S16 LED-DCO-4'-2E-HO-3500K-FTO-SC-X-X-X-X-X | Indoor Luminaires | Linear Ambient | Linear Ambient Luminaires w/ Indirect component | Standard | TRUE | 3382 | 91.7 | 36.9 | 20 | 0.935 | 3476 | 85 | 10 | 50000 | 42048 |  |  | NotYetVerified |  | 3 | 3382 | 91.7 | 36.9 | 20 | 0.995 | 3476 | 85
PSEKD1KF | Self Electronics Co.Ltd | Self | HORIZON-5050K | Indoor Luminaires | Linear Ambient | Direct Linear Ambient Luminaires | Standard | FALSE | [9 empty] | 42048 |  |  | NotYetVerified |  | 3 | 4000 | 100 | 40 |  |  | 5000 | 85
PV44S1A2 | Self Electronics Co.Ltd | Self | HORIZON-2650K | Indoor Luminaires | Linear Ambient | Direct Linear Ambient Luminaires | Standard | FALSE | [9 empty] | 42048 |  |  | NotYetVerified | Only Qualified at 120V | 3 | 2000 | 100 | 20 |  |  | 5000 | 85
PRRWQYM8 | Self Electronics Co.Ltd | Self | HORIZON-5045K | Indoor Luminaires | Linear Ambient | Direct Linear Ambient Luminaires | Standard | FALSE | [9 empty] | 42048 |  |  | NotYetVerified |  | 3 | 4000 | 100 | 40 |  |  | 4500 | 85
PTF126W3 | Self Electronics Co.Ltd | Self | HORIZON-2645K | Indoor Luminaires | Linear Ambient | Direct Linear Ambient Luminaires | Standard | FALSE | [9 empty] | 42048 |  |  | NotYetVerified | Only Qualified at 120V | 3 | 2000 | 100 | 20 |  |  | 4500 | 85
PFMZ8YEY | Self Electronics Co.Ltd | Self | HORIZON-5040K | Indoor Luminaires | Linear Ambient | Direct Linear Ambient Luminaires | Standard | FALSE | [9 empty] | 42048 |  |  | NotYetVerified |  | 3 | 4000 | 100 | 40 |  |  | 4000 | 85
P668MSFY | Self Electronics Co.Ltd | Self | HORIZON-2640K | Indoor Luminaires | Linear Ambient | Direct Linear Ambient Luminaires | Standard | FALSE | [9 empty] | 42048 |  |  | NotYetVerified | Only Qualified at 120V | 3 | 2000 | 100 | 20 |  |  | 4000 | 85
P4EP6WBS | Self Electronics Co.Ltd | Self | HORIZON-5035K | Indoor Luminaires | Linear Ambient | Direct Linear Ambient Luminaires | Standard | FALSE | [9 empty] | 42048 |  |  | NotYetVerified |  | 3 | 4000 | 100 | 40 |  |  | 3500 | 85
PBCY738A | Self Electronics Co.Ltd | Self | HORIZON-2635K | Indoor Luminaires | Linear Ambient | Direct Linear Ambient Luminaires | Standard | FALSE | [9 empty] | 42048 |  |  | NotYetVerified | Only Qualified at 120V | 3 | 2000 | 100 | 20 |  |  | 3500 | 85
P7KVTFU6A | Finelite Inc. | Finelite Inc | S16 LED-DCO-8'-2E-HO-3500K-FTO-SC-X-X-X-X-X | Indoor Luminaires | Linear Ambient | Linear Ambient Luminaires w/ Indirect component | Standard | FALSE | [9 empty] | 42048 |  |  | NotYetVerified |  | 3 | 6764 | 91.7 | 73.8 | 20 | 0.995 | 3476 | 85
P95SHZAS | Focal Point | Dart LED | FDALS-aa-750LF-30K-1C-WWW-eee-ZZZ-BSD-XX-4 | Indoor Luminaires | Linear Ambient | Linear Ambient Luminaires w/ Indirect component | Standard | TRUE | 2757 | 96.1 | 28.69 | 13 | 0.969 | 3072 | 83 | 5 | 50000 | 42046 |  |  | NotYetVerified |  | 3 | 2675.87 | 92.99 | 28.78 | 17.2 | 0.941 | 3000 | 82.8
PYUJS4C8 | Focal Point | Dart LED | FDALS-aa-1200LF-30K-1C-WWW-eee-ZZZ-BSD-XX-8 | Indoor Luminaires | Linear Ambient | Linear Ambient Luminaires w/ Indirect component | Standard | TRUE | 8635 | 83.7 | 103.2 | 17.2 | 0.922 | 3072 | 83 | 5 | 50000 | 42046 |  |  | NotYetVerified |  | 3 | 8634.58 | 83.61 | 103.27 | 17.2 | 0.922 | 3000 | 82.8
PXEFA2F3 | SIMKAR Corporation | CHLED | CHLED44335U1 | Indoor Luminaires | Linear Ambient | Direct Linear Ambient Luminaires | Standard | TRUE | 4676 | 108.7 | 42.95 | 9.94 | 0.912 | 3485 | 84.4 | 5 | 72000 | 42046 |  |  | NotYetVerified |  | 3 | 4676 | 108 | 43 |  | 0.9 | 3500 | 80
PZRJFRSN | SIMKAR Corporation | CHLED | CHLED48635U1 | Indoor Luminaires | Linear Ambient | Direct Linear Ambient Luminaires | Standard | TRUE | 8942 | 103.6 | 82.26 | 8.82 | 0.912 | 3482 | 83.9 | 5 | 72000 | 42046 |  |  | NotYetVerified |  | 3 | 8942 | 103 | 86 |  | 0.9 | 3500 | 80
PQE8XYMT | Rising-Sun Lighting Factory | Rising-Sun | VL001-40 | Indoor Luminaires | Linear Ambient | Direct Linear Ambient Luminaires | Standard | TRUE | 3162 | 89.19 | 35.46 | 17.15 | 0.8726 | 4103 | 82 | 5 | 50000 | 42046 |  |  | NotYetVerified |  | 3 | 3000 |  | 35 | 8.18 | 0.95 | 4000 | 82
PKWGA9CS | SIMKAR Corporation | CHLED | CHLED48650U1 | Indoor Luminaires | Linear Ambient | Direct Linear Ambient Luminaires | Standard | FALSE | [9 empty] | 42046 |  |  | NotYetVerified |  | 3 | 10370 | 121 | 86 |  | 0.9 | 5000 | 80
PMZQ9ENJ | SIMKAR Corporation | CHLED | CHLED44350U1 | Indoor Luminaires | Linear Ambient | Direct Linear Ambient Luminaires | Standard | FALSE | [9 empty] | 42046 |  |  | NotYetVerified |  | 3 | 5025 | 115 | 43 |  | 0.9 | 5000 | 80
PDCVVDET | SIMKAR Corporation | CHLED | CHLED48641U1 | Indoor Luminaires | Linear Ambient | Direct Linear Ambient Luminaires | Standard | FALSE | [9 empty] | 42046 |  |  | NotYetVerified |  | 3 | 10240 | 121 | 86 |  | 0.9 | 4100 | 80
PN15SYX8 | SIMKAR Corporation | CHLED | CHLED44341U1 | Indoor Luminaires | Linear Ambient | Direct Linear Ambient Luminaires | Standard | FALSE | [9 empty] | 42046 |  |  | NotYetVerified |  | 3 | 5042 | 116 | 43 |  | 0.9 | 4100 | 80
P7FRW9P6 | Focal Point | Dart LED | FDALS-aa-1200LF-40K-1C-WWW-eee-ZZZ-YYY-XX-8 | Indoor Luminaires | Linear Ambient | Linear Ambient Luminaires w/ Indirect component | Standard | FALSE | [9 empty] | 42046 |  |  | NotYetVerified |  | 3 | 10198.38 | 98.75 | 103.27 | 17.2 | 0.922 | 4000 | 81.9
PYF4C9GD | Focal Point | Dart LED | FDALS-aa-1200LF-40K-1C-WWW-eee-ZZZ-BSD-XX-8 | Indoor Luminaires | Linear Ambient | Linear Ambient Luminaires w/ Indirect component | Standard | FALSE | [9 empty] | 42046 |  |  | NotYetVerified |  | 3 | 9621.12 | 93.16 | 103.27 | 17.2 | 0.922 | 4000 | 81.9
P352QVR3 | Focal Point | Dart LED | FDALS-aa-1125LF-40K-1C-WWW-eee-ZZZ-YYY-XX-8 | Indoor Luminaires | Linear Ambient | Linear Ambient Luminaires w/ Indirect component | Standard | FALSE | [9 empty] | 42046 |  |  | NotYetVerified |  | 3 | 9552.15 | 99.86 | 95.65 | 17.2 | 0.922 | 4000 | 81.9
P5CV3GCT | Focal Point | Dart LED | FDALS-aa-1125LF-40K-1C-WWW-eee-ZZZ-BSD-XX-8 | Indoor Luminaires | Linear Ambient | Linear Ambient Luminaires w/ Indirect component | Standard | FALSE | [9 empty] | 42046 |  |  | NotYetVerified |  | 3 | 9011.46 | 94.21 | 95.65 | 17.2 | 0.922 | 4000 | 81.9
PYAJZU98 | Focal Point | Dart LED | FDALS-aa-1000LF-40K-1C-WWW-eee-ZZZ-YYY-XX-8 | Indoor Luminaires | Linear Ambient | Linear Ambient Luminaires w/ Indirect component | Standard | FALSE | [9 empty] | 42046 |  |  | NotYetVerified |  | 3 | 8475.1 | 102.17 | 82.95 | 17.2 | 0.922 | 4000 | 81.9
PVTX5CSM | Focal Point | Dart LED | FDALS-aa-1000LF-40K-1C-WWW-eee-ZZZ-BSD-XX-8 | Indoor Luminaires | Linear Ambient | Linear Ambient Luminaires w/ Indirect component | Standard | FALSE | [9 empty] | 42046 |  |  | NotYetVerified |  | 3 | 7995.37 | 96.38 | 82.95 | 17.2 | 0.922 | 4000 | 81.9
PPY7VF7T | Focal Point | Dart LED | FDALS-aa-1200LF-40K-1C-WWW-eee-ZZZ-YYY-XX-6 | Indoor Luminaires | Linear Ambient | Linear Ambient Luminaires w/ Indirect component | Standard | FALSE | [9 empty] | 42046 |  |  | NotYetVerified |  | 3 | 7648.79 | 98.75 | 77.46 | 17.2 | 0.922 | 4000 | 81.9
P9U82Q6M | Focal Point | Dart LED | FDALS-aa-875LF-40K-1C-WWW-eee-ZZZ-YYY-XX-8 | Indoor Luminaires | Linear Ambient | Linear Ambient Luminaires w/ Indirect component | Standard | FALSE | [9 empty] | 42046 |  |  | NotYetVerified |  | 3 | 7398.04 | 105.3 | 70.25 | 17.2 | 0.922 | 4000 | 81.9
PEPME8VH | Focal Point | Dart LED | FDALS-aa-1200LF-40K-1C-WWW-eee-ZZZ-BSD-XX-6 | Indoor Luminaires | Linear Ambient | Linear Ambient Luminaires w/ Indirect component | Standard | FALSE | [9 empty] | 42046 |  |  | NotYetVerified |  | 3 | 7215.84 | 93.16 | 77.46 | 17.2 | 0.922 | 4000 | 81.9
PVRHHW3A | Focal Point | Dart LED | FDALS-aa-1125LF-40K-1C-WWW-eee-ZZZ-YYY-XX-6 | Indoor Luminaires | Linear Ambient | Linear Ambient Luminaires w/ Indirect component | Standard | FALSE | [9 empty] | 42046 |  |  | NotYetVerified |  | 3 | 7164.11 | 99.86 | 71.74 | 17.2 | 0.922 | 4000 | 81.9
PSAYC45C | Focal Point | Dart LED | FDALS-aa-875LF-40K-1C-WWW-eee-ZZZ-BSD-XX-8 | Indoor Luminaires | Linear Ambient | Linear Ambient Luminaires w/ Indirect component | Standard | FALSE | [9 empty] | 42046 |  |  | NotYetVerified |  | 3 | 6979.29 | 99.34 | 70.25 | 17.2 | 0.922 | 4000 | 81.9
P3BJT9ZF | Focal Point | Dart LED | FDALS-aa-1125LF-40K-1C-WWW-eee-ZZZ-BSD-XX-6 | Indoor Luminaires | Linear Ambient | Linear Ambient Luminaires w/ Indirect component | Standard | FALSE | [9 empty] | 42046 |  |  | NotYetVerified |  | 3 | 6758.6 | 94.21 | 71.74 | 17.2 | 0.922 | 4000 | 81.9
P1EWPTN3 | Focal Point | Dart LED | FDALS-aa-1000LF-40K-1C-WWW-eee-ZZZ-YYY-XX-6 | Indoor Luminaires | Linear Ambient | Linear Ambient Luminaires w/ Indirect component | Standard | FALSE | [9 empty] | 42046 |  |  | NotYetVerified |  | 3 | 6356.32 | 102.17 | 62.22 | 17.2 | 0.922 | 4000 | 81.9
P1ZWGUSV | Focal Point | Dart LED | FDALS-aa-750LF-40K-1C-WWW-eee-ZZZ-YYY-XX-8 | Indoor Luminaires | Linear Ambient | Linear Ambient Luminaires w/ Indirect component | Standard | FALSE | [9 empty] | 42046 |  |  | NotYetVerified |  | 3 | 6320.99 | 109.83 | 57.55 | 17.2 | 0.922 | 4000 | 81.9
PE6KYSWG | Focal Point | Dart LED | FDALS-aa-1000LF-40K-1C-WWW-eee-ZZZ-BSD-XX-6 | Indoor Luminaires | Linear Ambient | Linear Ambient Luminaires w/ Indirect component | Standard | FALSE | [9 empty] | 42046 |  |  | NotYetVerified |  | 3 | 5996.53 | 96.38 | 62.22 | 17.2 | 0.922 | 4000 | 81.9
PSBWURQT | Focal Point | Dart LED | FDALS-aa-750LF-40K-1C-WWW-eee-ZZZ-BSD-XX-8 | Indoor Luminaires | Linear Ambient | Linear Ambient Luminaires w/ Indirect component | Standard | FALSE | [9 empty] | 42046 |  |  | NotYetVerified |  | 3 | 5963.2 | 103.61 | 57.55 | 17.2 | 0.922 | 4000 | 81.9
P5SA24PT | Focal Point | Dart LED | FDALS-aa-675LF-40K-1C-WWW-eee-ZZZ-YYY-XX-6 | Indoor Luminaires | Linear Ambient | Linear Ambient Luminaires w/ Indirect component | Standard | FALSE | [9 empty] | 42046 |  |  | NotYetVerified |  | 3 | 5548.53 | 105.3 | 52.69 | 17.2 | 0.922 | 4000 | 81.9
PEW31C5M | Focal Point | Dart LED | FDALS-aa-675LF-40K-1C-WWW-eee-ZZZ-BSD-XX-6 | Indoor Luminaires | Linear Ambient | Linear Ambient Luminaires w/ Indirect component | Standard | FALSE | [9 empty] | 42046 |  |  | NotYetVerified |  | 3 | 5234.46 | 99.34 | 52.69 | 17.2 | 0.922 | 4000 | 81.9
P84SCW2D | Focal Point | Dart LED | FDALS-aa-1200LF-40K-1C-WWW-eee-ZZZ-YYY-XX-4 | Indoor Luminaires | Linear Ambient | Linear Ambient Luminaires w/ Indirect component | Standard | FALSE | [9 empty] | 42046 |  |  | NotYetVerified |  | 3 | 5099.19 | 98.75 | 51.64 | 17.2 | 0.941 | 4000 | 81.9
PKTF1YHC | Focal Point | Dart LED | FDALS-aa-1200LF-40K-1C-WWW-eee-ZZZ-BSD-XX-4 | Indoor Luminaires | Linear Ambient | Linear Ambient Luminaires w/ Indirect component | Standard | FALSE | [9 empty] | 42046 |  |  | NotYetVerified |  | 3 | 4810.56 | 93.16 | 51.64 | 17.2 | 0.941 | 4000 | 81.9
PP3WFFEV | Focal Point | Dart LED | FDALS-aa-1125LF-40K-1C-WWW-eee-ZZZ-YYY-XX-4 | Indoor Luminaires | Linear Ambient | Linear Ambient Luminaires w/ Indirect component | Standard | FALSE | [9 empty] | 42046 |  |  | NotYetVerified |  | 3 | 4776.08 | 99.86 | 47.83 | 17.2 | 0.941 | 4000 | 81.9
PMWG6TMY | Focal Point | Dart LED | FDALS-aa-750LF-40K-1C-WWW-eee-ZZZ-YYY-XX-6 | Indoor Luminaires | Linear Ambient | Linear Ambient Luminaires w/ Indirect component | Standard | FALSE | [9 empty] | 42046 |  |  | NotYetVerified |  | 3 | 4740.74 | 109.83 | 43.17 | 17.2 | 0.922 | 4000 | 81.9
P5NQHVKY | Focal Point | Dart LED | FDALS-aa-1125LF-40K-1C-WWW-eee-ZZZ-BSD-XX-4 | Indoor Luminaires | Linear Ambient | Linear Ambient Luminaires w/ Indirect component | Standard | FALSE | [9 empty] | 42046 |  |  | NotYetVerified |  | 3 | 4505.73 | 94.21 | 47.83 | 17.2 | 0.941 | 4000 | 81.9
PK2T7AJH | Focal Point | Dart LED | FDALS-aa-750LF-40K-1C-WWW-eee-ZZZ-BSD-XX-6 | Indoor Luminaires | Linear Ambient | Linear Ambient Luminaires w/ Indirect component | Standard | FALSE | [9 empty] | 42046 |  |  | NotYetVerified |  | 3 | 4472.4 | 103.61 | 43.17 | 17.2 | 0.922 | 4000 | 81.9
PUSU6NA8 | Focal Point | Dart LED | FDALS-aa-1000LF-40K-1C-WWW-eee-ZZZ-YYY-XX-4 | Indoor Luminaires | Linear Ambient | Linear Ambient Luminaires w/ Indirect component | Standard | FALSE | [9 empty] | 42046 |  |  | NotYetVerified |  | 3 | 4237.55 | 102.17 | 41.48 | 17.2 | 0.941 | 4000 | 81.9
PW5RYQQC | Focal Point | Dart LED | FDALS-aa-1000LF-40K-1C-WWW-eee-ZZZ-BSD-XX-4 | Indoor Luminaires | Linear Ambient | Linear Ambient Luminaires w/ Indirect component | Standard | FALSE | [9 empty] | 42046 |  |  | NotYetVerified |  | 3 | 3997.69 | 96.38 | 41.48 | 17.2 | 0.941 | 4000 | 81.9
PQ3RHMZM | Focal Point | Dart LED | FDALS-aa-875LF-40K-1C-WWW-eee-ZZZ-YYY-XX-4 | Indoor Luminaires | Linear Ambient | Linear Ambient Luminaires w/ Indirect component | Standard | FALSE | [9 empty] | 42046 |  |  | NotYetVerified |  | 3 | 3699.02 | 105.3 | 35.13 | 17.2 | 0.941 | 4000 | 81.9
P9G1AFCE | Focal Point | Dart LED | FDALS-aa-875LF-40K-1C-WWW-eee-ZZZ-BSD-XX-4 | Indoor Luminaires | Linear Ambient | Linear Ambient Luminaires w/ Indirect component | Standard | FALSE | [9 empty] | 42046 |  |  | NotYetVerified |  | 3 | 3489.64 | 99.34 | 35.13 | 17.2 | 0.941 | 4000 | 81.9
P4Z2T9YE | Focal Point | Dart LED | FDALS-aa-750LF-40K-1C-WWW-eee-ZZZ-YYY-XX-4 | Indoor Luminaires | Linear Ambient | Linear Ambient Luminaires w/ Indirect component | Standard | FALSE | [9 empty] | 42046 |  |  | NotYetVerified |  | 3 | 3160.49 | 109.83 | 28.78 | 17.2 | 0.941 | 4000 | 81.9
P7U4ZBTN | Focal Point | Dart LED | FDALS-aa-750LF-40K-1C-WWW-eee-ZZZ-BSD-XX-4 | Indoor Luminaires | Linear Ambient | Linear Ambient Luminaires w/ Indirect component | Standard | FALSE | [9 empty] | 42046 |  |  | NotYetVerified |  | 3 | 2981.6 | 103.61 | 28.78 | 17.2 | 0.941 | 4000 | 81.9
PTJXPEEG | Focal Point | Dart LED | FDALS-aa-1200LF-35K-1C-WWW-eee-ZZZ-YYY-XX-8 | Indoor Luminaires | Linear Ambient | Linear Ambient Luminaires w/ Indirect component | Standard | FALSE | [9 empty] | 42046 |  |  | NotYetVerified |  | 3 | 9675.52 | 93.69 | 103.27 | 17.2 | 0.922 | 3500 | 83.4
PEHJ8B5W | Focal Point | Dart LED | FDALS-aa-1200LF-35K-1C-WWW-eee-ZZZ-BSD-XX-8 | Indoor Luminaires | Linear Ambient | Linear Ambient Luminaires w/ Indirect component | Standard | FALSE | [9 empty] | 42046 |  |  | NotYetVerified |  | 3 | 9127.85 | 88.39 | 103.27 | 17.2 | 0.922 | 3500 | 83.4
PGZWTTRS | Focal Point | Dart LED | FDALS-aa-1125LF-35K-1C-WWW-eee-ZZZ-YYY-XX-8 | Indoor Luminaires | Linear Ambient | Linear Ambient Luminaires w/ Indirect component | Standard | FALSE | [9 empty] | 42046 |  |  | NotYetVerified |  | 3 | 9062.42 | 94.74 | 95.65 | 17.2 | 0.922 | 3500 | 83.4
PUUC3SWU | Focal Point | Dart LED | FDALS-aa-1125LF-35K-1C-WWW-eee-ZZZ-BSD-XX-8 | Indoor Luminaires | Linear Ambient | Linear Ambient Luminaires w/ Indirect component | Standard | FALSE | [9 empty] | 42046 |  |  | NotYetVerified |  | 3 | 8549.45 | 89.38 | 95.65 | 17.2 | 0.922 | 3500 | 83.4
PWKERGYM | Focal Point | Dart LED | FDALS-aa-1000LF-35K-1C-WWW-eee-ZZZ-YYY-XX-8 | Indoor Luminaires | Linear Ambient | Linear Ambient Luminaires w/ Indirect component | Standard | FALSE | [9 empty] | 42046 |  |  | NotYetVerified |  | 3 | 8040.58 | 96.93 | 82.95 | 17.2 | 0.922 | 3500 | 83.4
PW9259AS | Focal Point | Dart LED | FDALS-aa-1000LF-35K-1C-WWW-eee-ZZZ-BSD-XX-8 | Indoor Luminaires | Linear Ambient | Linear Ambient Luminaires w/ Indirect component | Standard | FALSE | [9 empty] | 42046 |  |  | NotYetVerified |  | 3 | 7585.46 | 91.44 | 82.95 | 17.2 | 0.922 | 3500 | 83.4
PFWXCZ22 | Focal Point | Dart LED | FDALS-aa-1200LF-35K-1C-WWW-eee-ZZZ-YYY-XX-6 | Indoor Luminaires | Linear Ambient | Linear Ambient Luminaires w/ Indirect component | Standard | FALSE | [9 empty] | 42046 |  |  | NotYetVerified |  | 3 | 7256.64 | 93.69 | 77.46 | 17.2 | 0.922 | 3500 | 83.4
PMF452DV | Focal Point | Dart LED | FDALS-aa-875LF-35K-1C-WWW-eee-ZZZ-YYY-XX-8 | Indoor Luminaires | Linear Ambient | Linear Ambient Luminaires w/ Indirect component | Standard | FALSE | [9 empty] | 42046 |  |  | NotYetVerified |  | 3 | 7018.75 | 99.91 | 70.25 | 17.2 | 0.922 | 3500 | 83.4
PU12DS9N | Focal Point | Dart LED | FDALS-aa-1200LF-35K-1C-WWW-eee-ZZZ-BSD-XX-6 | Indoor Luminaires | Linear Ambient | Linear Ambient Luminaires w/ Indirect component | Standard | FALSE | [9 empty] | 42046 |  |  | NotYetVerified |  | 3 | 6845.88 | 88.39 | 77.46 | 17.2 | 0.922 | 3500 | 83.4
PYRXE9E4 | Focal Point | Dart LED | FDALS-aa-1125LF-35K-1C-WWW-eee-ZZZ-YYY-XX-6 | Indoor Luminaires | Linear Ambient | Linear Ambient Luminaires w/ Indirect component | Standard | FALSE | [9 empty] | 42046 |  |  | NotYetVerified |  | 3 | 6796.81 | 94.74 | 71.74 | 17.2 | 0.922 | 3500 | 83.4
PY7R3E44 | Focal Point | Dart LED | FDALS-aa-875LF-35K-1C-WWW-eee-ZZZ-BSD-XX-8 | Indoor Luminaires | Linear Ambient | Linear Ambient Luminaires w/ Indirect component | Standard | FALSE | [9 empty] | 42046 |  |  | NotYetVerified |  | 3 | 6621.46 | 94.25 | 70.25 | 17.2 | 0.922 | 3500 | 83.4
PEUJG9JY | Focal Point | Dart LED | FDALS-aa-1125LF-35K-1C-WWW-eee-ZZZ-BSD-XX-6 | Indoor Luminaires | Linear Ambient | Linear Ambient Luminaires w/ Indirect component | Standard | FALSE | [9 empty] | 42046 |  |  | NotYetVerified |  | 3 | 6412.09 | 89.38 | 71.74 | 17.2 | 0.922 | 3500 | 83.4
P42A5D81 | Focal Point | Dart LED | FDALS-aa-1000LF-35K-1C-WWW-eee-ZZZ-YYY-XX-6 | Indoor Luminaires | Linear Ambient | Linear Ambient Luminaires w/ Indirect component | Standard | FALSE | [9 empty] | 42046 |  |  | NotYetVerified |  | 3 | 6030.44 | 96.93 | 62.22 | 17.2 | 0.922 | 3500 | 83.4
PESSK8A7 | Focal Point | Dart LED | FDALS-aa-750LF-35K-1C-WWW-eee-ZZZ-YYY-XX-8 | Indoor Luminaires | Linear Ambient | Linear Ambient Luminaires w/ Indirect component | Standard | FALSE | [9 empty] | 42046 |  |  | NotYetVerified |  | 3 | 5996.91 | 104.2 | 57.55 | 17.2 | 0.922 | 3500 | 83.4
PUZCV8SA | Focal Point | Dart LED | FDALS-aa-1000LF-35K-1C-WWW-eee-ZZZ-BSD-XX-6 | Indoor Luminaires | Linear Ambient | Linear Ambient Luminaires w/ Indirect component | Standard | FALSE | [9 empty] | 42046 |  |  | NotYetVerified |  | 3 | 5689.09 | 91.44 | 62.22 | 17.2 | 0.922 | 3500 | 83.4
P6QEPJ3X | Focal Point | Dart LED | FDALS-aa-750LF-35K-1C-WWW-eee-ZZZ-BSD-XX-8 | Indoor Luminaires | Linear Ambient | Linear Ambient Luminaires w/ Indirect component | Standard | FALSE | [9 empty] | 42046 |  |  | NotYetVerified |  | 3 | 5657.47 | 98.3 | 57.55 | 17.2 | 0.922 | 3500 | 83.4
PGAM9K8Y | Focal Point | Dart LED | FDALS-aa-675LF-35K-1C-WWW-eee-ZZZ-YYY-XX-6 | Indoor Luminaires | Linear Ambient | Linear Ambient Luminaires w/ Indirect component | Standard | FALSE | [9 empty] | 42046 |  |  | NotYetVerified |  | 3 | 5264.06 | 99.91 | 52.69 | 17.2 | 0.922 | 3500 | 83.4
PZ5ERW78 | Focal Point | Dart LED | FDALS-aa-675LF-35K-1C-WWW-eee-ZZZ-BSD-XX-6 | Indoor Luminaires | Linear Ambient | Linear Ambient Luminaires w/ Indirect component | Standard | FALSE | [9 empty] | 42046 |  |  | NotYetVerified |  | 3 | 4966.1 | 94.25 | 52.69 | 17.2 | 0.922 | 3500 | 83.4
PA52DJFT | Focal Point | Dart LED | FDALS-aa-1200LF-35K-1C-WWW-eee-ZZZ-YYY-XX-4 | Indoor Luminaires | Linear Ambient | Linear Ambient Luminaires w/ Indirect component | Standard | FALSE | [9 empty] | 42046 |  |  | NotYetVerified |  | 3 | 4837.76 | 93.69 | 51.64 | 17.2 | 0.941 | 3500 | 83.4
PRMN5PHM | Focal Point | Dart LED | FDALS-aa-1200LF-35K-1C-WWW-eee-ZZZ-BSD-XX-4 | Indoor Luminaires | Linear Ambient | Linear Ambient Luminaires w/ Indirect component | Standard | FALSE | [9 empty] | 42046 |  |  | NotYetVerified |  | 3 | 4563.92 | 88.39 | 51.64 | 17.2 | 0.941 | 3500 | 83.4
PNJ7XYAZ | Focal Point | Dart LED | FDALS-aa-1125LF-35K-1C-WWW-eee-ZZZ-YYY-XX-4 | Indoor Luminaires | Linear Ambient | Linear Ambient Luminaires w/ Indirect component | Standard | FALSE | [9 empty] | 42046 |  |  | NotYetVerified |  | 3 | 4531.21 | 94.74 | 47.83 | 17.2 | 0.941 | 3500 | 83.4
PSBCPH1W | Focal Point | Dart LED | FDALS-aa-750LF-35K-1C-WWW-eee-ZZZ-YYY-XX-6 | Indoor Luminaires | Linear Ambient | Linear Ambient Luminaires w/ Indirect component | Standard | FALSE | [9 empty] | 42046 |  |  | NotYetVerified |  | 3 | 4497.69 | 104.2 | 43.17 | 17.2 | 0.922 | 3500 | 83.4
PHQRU75K | Focal Point | Dart LED | FDALS-aa-1125LF-35K-1C-WWW-eee-ZZZ-BSD-XX-4 | Indoor Luminaires | Linear Ambient | Linear Ambient Luminaires w/ Indirect component | Standard | FALSE | [9 empty] | 42046 |  |  | NotYetVerified |  | 3 | 4274.72 | 89.38 | 47.83 | 17.2 | 0.941 | 3500 | 83.4
PNMMSSJN | Focal Point | Dart LED | FDALS-aa-750LF-35K-1C-WWW-eee-ZZZ-BSD-XX-6 | Indoor Luminaires | Linear Ambient | Linear Ambient Luminaires w/ Indirect component | Standard | FALSE | [9 empty] | 42046 |  |  | NotYetVerified |  | 3 | 4243.1 | 98.3 | 43.17 | 17.2 | 0.922 | 3500 | 83.4
P77DVP1G | Focal Point | Dart LED | FDALS-aa-1000LF-35K-1C-WWW-eee-ZZZ-YYY-XX-4 | Indoor Luminaires | Linear Ambient | Linear Ambient Luminaires w/ Indirect component | Standard | FALSE | [9 empty] | 42046 |  |  | NotYetVerified |  | 3 | 4020.29 | 96.93 | 41.48 | 17.2 | 0.941 | 3500 | 83.4
P9G21UTT | Focal Point | Dart LED | FDALS-aa-1000LF-35K-1C-WWW-eee-ZZZ-BSD-XX-4 | Indoor Luminaires | Linear Ambient | Linear Ambient Luminaires w/ Indirect component | Standard | FALSE | [9 empty] | 42046 |  |  | NotYetVerified |  | 3 | 3792.73 | 91.44 | 41.48 | 17.2 | 0.941 | 3500 | 83.4
PV3WVM2K | Focal Point | Dart LED | FDALS-aa-875LF-35K-1C-WWW-eee-ZZZ-YYY-XX-4 | Indoor Luminaires | Linear Ambient | Linear Ambient Luminaires w/ Indirect component | Standard | FALSE | [9 empty] | 42046 |  |  | NotYetVerified |  | 3 | 3509.37 | 99.91 | 35.13 | 17.2 | 0.941 | 3500 | 83.4
PDX5BE7U | Focal Point | Dart LED | FDALS-aa-875LF-35K-1C-WWW-eee-ZZZ-BSD-XX-4 | Indoor Luminaires | Linear Ambient | Linear Ambient Luminaires w/ Indirect component | Standard | FALSE | [9 empty] | 42046 |  |  | NotYetVerified |  | 3 | 3310.73 | 94.25 | 35.13 | 17.2 | 0.941 | 3500 | 83.4
PKX1H4G5 | Focal Point | Dart LED | FDALS-aa-750LF-35K-1C-WWW-eee-ZZZ-YYY-XX-4 | Indoor Luminaires | Linear Ambient | Linear Ambient Luminaires w/ Indirect component | Standard | FALSE | [9 empty] | 42046 |  |  | NotYetVerified |  | 3 | 2998.46 | 104.2 | 28.78 | 17.2 | 0.941 | 3500 | 83.4
PKK49FRV | Focal Point | Dart LED | FDALS-aa-750LF-35K-1C-WWW-eee-ZZZ-BSD-XX-4 | Indoor Luminaires | Linear Ambient | Linear Ambient Luminaires w/ Indirect component | Standard | FALSE | [9 empty] | 42046 |  |  | NotYetVerified |  | 3 | 2828.73 | 98.3 | 28.78 | 17.2 | 0.941 | 3500 | 83.4
P88F17HM | Focal Point | Dart LED | FDALS-aa-1200LF-30K-1C-WWW-eee-ZZZ-YYY-XX-8 | Indoor Luminaires | Linear Ambient | Linear Ambient Luminaires w/ Indirect component | Standard | FALSE | [9 empty] | 42046 |  |  | NotYetVerified |  | 3 | 9152.65 | 88.63 | 103.27 | 17.2 | 0.922 | 3000 | 82.8
P6FN3TUS | Focal Point | Dart LED | FDALS-aa-1125LF-30K-1C-WWW-eee-ZZZ-YYY-XX-8 | Indoor Luminaires | Linear Ambient | Linear Ambient Luminaires w/ Indirect component | Standard | FALSE | [9 empty] | 42046 |  |  | NotYetVerified |  | 3 | 8572.68 | 89.62 | 95.65 | 17.2 | 0.922 | 3000 | 82.8
PFPSRHYY | Focal Point | Dart LED | FDALS-aa-1125LF-30K-1C-WWW-eee-ZZZ-BSD-XX-8 | Indoor Luminaires | Linear Ambient | Linear Ambient Luminaires w/ Indirect component | Standard | FALSE | [9 empty] | 42046 |  |  | NotYetVerified |  | 3 | 8087.44 | 84.55 | 95.65 | 17.2 | 0.922 | 3000 | 82.8
PNHG7EVQ | Focal Point | Dart LED | FDALS-aa-1000LF-30K-1C-WWW-eee-ZZZ-YYY-XX-8 | Indoor Luminaires | Linear Ambient | Linear Ambient Luminaires w/ Indirect component | Standard | FALSE | [9 empty] | 42046 |  |  | NotYetVerified |  | 3 | 7606.07 | 91.69 | 82.95 | 17.2 | 0.922 | 3000 | 82.8
PS7G93JC | Focal Point | Dart LED | FDALS-aa-1000LF-30K-1C-WWW-eee-ZZZ-BSD-XX-8 | Indoor Luminaires | Linear Ambient | Linear Ambient Luminaires w/ Indirect component | Standard | FALSE | [9 empty] | 42046 |  |  | NotYetVerified |  | 3 | 7175.54 | 86.5 | 82.95 | 17.2 | 0.922 | 3000 | 82.8
PNSERTRC | Focal Point | Dart LED | FDALS-aa-1200LF-30K-1C-WWW-eee-ZZZ-YYY-XX-6 | Indoor Luminaires | Linear Ambient | Linear Ambient Luminaires w/ Indirect component | Standard | FALSE | [9 empty] | 42046 |  |  | NotYetVerified |  | 3 | 6864.49 | 88.63 | 77.46 | 17.2 | 0.922 | 3000 | 82.8
PRSQNMPR | Focal Point | Dart LED | FDALS-aa-875LF-30K-1C-WWW-eee-ZZZ-YYY-XX-8 | Indoor Luminaires | Linear Ambient | Linear Ambient Luminaires w/ Indirect component | Standard | FALSE | [9 empty] | 42046 |  |  | NotYetVerified |  | 3 | 6639.45 | 94.51 | 70.25 | 17.2 | 0.922 | 3000 | 82.8
P5595X9W | Focal Point | Dart LED | FDALS-aa-1200LF-30K-1C-WWW-eee-ZZZ-BSD-XX-6 | Indoor Luminaires | Linear Ambient | Linear Ambient Luminaires w/ Indirect component | Standard | FALSE | [9 empty] | 42046 |  |  | NotYetVerified |  | 3 | 6475.93 | 83.61 | 77.46 | 17.2 | 0.922 | 3000 | 82.8
P5539B2C | Focal Point | Dart LED | FDALS-aa-1125LF-30K-1C-WWW-eee-ZZZ-YYY-XX-6 | Indoor Luminaires | Linear Ambient | Linear Ambient Luminaires w/ Indirect component | Standard | FALSE | [9 empty] | 42046 |  |  | NotYetVerified |  | 3 | 6429.51 | 89.62 | 71.74 | 17.2 | 0.922 | 3000 | 82.8
PHZT23E4 | Focal Point | Dart LED | FDALS-aa-875LF-30K-1C-WWW-eee-ZZZ-BSD-XX-8 | Indoor Luminaires | Linear Ambient | Linear Ambient Luminaires w/ Indirect component | Standard | FALSE | [9 empty] | 42046 |  |  | NotYetVerified |  | 3 | 6263.64 | 89.16 | 70.25 | 17.2 | 0.922 | 3000 | 82.8
P8A2JNA3 | Focal Point | Dart LED | FDALS-aa-1125LF-30K-1C-WWW-eee-ZZZ-BSD-XX-6 | Indoor Luminaires | Linear Ambient | Linear Ambient Luminaires w/ Indirect component | Standard | FALSE | [9 empty] | 42046 |  |  | NotYetVerified |  | 3 | 6065.58 | 84.55 | 71.74 | 17.2 | 0.922 | 3000 | 82.8
PHNYVEJ8 | Focal Point | Dart LED | FDALS-aa-1000LF-30K-1C-WWW-eee-ZZZ-YYY-XX-6 | Indoor Luminaires | Linear Ambient | Linear Ambient Luminaires w/ Indirect component | Standard | FALSE | [9 empty] | 42046 |  |  | NotYetVerified |  | 3 | 5704.55 | 91.69 | 62.22 | 17.2 | 0.922 | 3000 | 82.8
PGNBQBC7 | Focal Point | Dart LED | FDALS-aa-750LF-30K-1C-WWW-eee-ZZZ-YYY-XX-8 | Indoor Luminaires | Linear Ambient | Linear Ambient Luminaires w/ Indirect component | Standard | FALSE | [9 empty] | 42046 |  |  | NotYetVerified |  | 3 | 5672.84 | 98.57 | 57.55 | 17.2 | 0.922 | 3000 | 82.8
P1XD9PJW | Focal Point | Dart LED | FDALS-aa-1000LF-30K-1C-WWW-eee-ZZZ-BSD-XX-6 | Indoor Luminaires | Linear Ambient | Linear Ambient Luminaires w/ Indirect component | Standard | FALSE | [9 empty] | 42046 |  |  | NotYetVerified |  | 3 | 5381.65 | 86.5 | 62.22 | 17.2 | 0.922 | 3000 | 82.8
PX8ATAFJ | Focal Point | Dart LED | FDALS-aa-750LF-30K-1C-WWW-eee-ZZZ-BSD-XX-8 | Indoor Luminaires | Linear Ambient | Linear Ambient Luminaires w/ Indirect component | Standard | FALSE | [9 empty] | 42046 |  |  | NotYetVerified |  | 3 | 5351.74 | 92.99 | 57.55 | 17.2 | 0.922 | 3000 | 82.8
PFY2CVE5 | Focal Point | Dart LED | FDALS-aa-675LF-30K-1C-WWW-eee-ZZZ-YYY-XX-6 | Indoor Luminaires | Linear Ambient | Linear Ambient Luminaires w/ Indirect component | Standard | FALSE | [9 empty] | 42046 |  |  | NotYetVerified |  | 3 | 4979.59 | 94.51 | 52.69 | 17.2 | 0.922 | 3000 | 82.8
PTP1X1RV | Focal Point | Dart LED | FDALS-aa-675LF-30K-1C-WWW-eee-ZZZ-BSD-XX-6 | Indoor Luminaires | Linear Ambient | Linear Ambient Luminaires w/ Indirect component | Standard | FALSE | [9 empty] | 42046 |  |  | NotYetVerified |  | 3 | 4697.73 | 89.16 | 52.69 | 17.2 | 0.922 | 3000 | 82.8
PHRWEKCH | Focal Point | Dart LED | FDALS-aa-1200LF-30K-1C-WWW-eee-ZZZ-YYY-XX-4 | Indoor Luminaires | Linear Ambient | Linear Ambient Luminaires w/ Indirect component | Standard | FALSE | [9 empty] | 42046 |  |  | NotYetVerified |  | 3 | 4576.33 | 88.63 | 51.64 | 17.2 | 0.941 | 3000 | 82.8
PE3WFH88 | Focal Point | Dart LED | FDALS-aa-1200LF-30K-1C-WWW-eee-ZZZ-BSD-XX-4 | Indoor Luminaires | Linear Ambient | Linear Ambient Luminaires w/ Indirect component | Standard | FALSE | [9 empty] | 42046 |  |  | NotYetVerified |  | 3 | 4317.29 | 83.61 | 51.64 | 17.2 | 0.941 | 3000 | 82.8
P1HPAVC9 | Focal Point | Dart LED | FDALS-aa-1125LF-30K-1C-WWW-eee-ZZZ-YYY-XX-4 | Indoor Luminaires | Linear Ambient | Linear Ambient Luminaires w/ Indirect component | Standard | FALSE | [9 empty] | 42046 |  |  | NotYetVerified |  | 3 | 4286.34 | 89.62 | 47.83 | 17.2 | 0.941 | 3000 | 82.8
PVTHXF2G | Focal Point | Dart LED | FDALS-aa-750LF-30K-1C-WWW-eee-ZZZ-YYY-XX-6 | Indoor Luminaires | Linear Ambient | Linear Ambient Luminaires w/ Indirect component | Standard | FALSE | [9 empty] | 42046 |  |  | NotYetVerified |  | 3 | 4254.63 | 98.57 | 43.17 | 17.2 | 0.922 | 3000 | 82.8
PRWC3FCW | Focal Point | Dart LED | FDALS-aa-1125LF-30K-1C-WWW-eee-ZZZ-BSD-XX-4 | Indoor Luminaires | Linear Ambient | Linear Ambient Luminaires w/ Indirect component | Standard | FALSE | [9 empty] | 42046 |  |  | NotYetVerified |  | 3 | 4043.72 | 84.55 | 47.83 | 17.2 | 0.941 | 3000 | 82.8
P8FKTV9C | Focal Point | Dart LED | FDALS-aa-750LF-30K-1C-WWW-eee-ZZZ-BSD-XX-6 | Indoor Luminaires | Linear Ambient | Linear Ambient Luminaires w/ Indirect component | Standard | FALSE | [9 empty] | 42046 |  |  | NotYetVerified |  | 3 | 4013.8 | 92.99 | 43.17 | 17.2 | 0.922 | 3000 | 82.8
P4RQANFT | Focal Point | Dart LED | FDALS-aa-1000LF-30K-1C-WWW-eee-ZZZ-YYY-XX-4 | Indoor Luminaires | Linear Ambient | Linear Ambient Luminaires w/ Indirect component | Standard | FALSE | [9 empty] | 42046 |  |  | NotYetVerified |  | 3 | 3803.03 | 91.69 | 41.48 | 17.2 | 0.941 | 3000 | 82.8
PWGN35SC | Focal Point | Dart LED | FDALS-aa-1000LF-30K-1C-WWW-eee-ZZZ-BSD-XX-4 | Indoor Luminaires | Linear Ambient | Linear Ambient Luminaires w/ Indirect component | Standard | FALSE | [9 empty] | 42046 |  |  | NotYetVerified |  | 3 | 3587.77 | 86.5 | 41.48 | 17.2 | 0.941 | 3000 | 82.8
P8SS6PNP | Focal Point | Dart LED | FDALS-aa-875LF-30K-1C-WWW-eee-ZZZ-YYY-XX-4 | Indoor Luminaires | Linear Ambient | Linear Ambient Luminaires w/ Indirect component | Standard | FALSE | [9 empty] | 42046 |  |  | NotYetVerified |  | 3 | 3319.73 | 94.51 | 35.13 | 17.2 | 0.941 | 3000 | 82.8
PQJ8UCMF | Focal Point | Dart LED | FDALS-aa-875LF-30K-1C-WWW-eee-ZZZ-BSD-XX-4 | Indoor Luminaires | Linear Ambient | Linear Ambient Luminaires w/ Indirect component | Standard | FALSE | [9 empty] | 42046 |  |  | NotYetVerified |  | 3 | 3131.82 | 89.16 | 35.13 | 17.2 | 0.941 | 3000 | 82.8
P7VY8H2A | Focal Point | Dart LED | FDALS-aa-750LF-30K-1C-WWW-eee-ZZZ-YYY-XX-4 | Indoor Luminaires | Linear Ambient | Linear Ambient Luminaires w/ Indirect component | Standard | FALSE | [9 empty] | 42046 |  |  | NotYetVerified |  | 3 | 2836.42 | 98.57 | 28.78 | 17.2 | 0.941 | 3000 | 82.8
PCC15GVU | LONYUNG LED LIGHTING CO.LTD | LONYUNG | LY-SF90L600-30W(3000K) | Indoor Luminaires | Linear Ambient | Direct Linear Ambient Luminaires | Premium | TRUE | 2598.17 | 86.87 | 29.91 | 11.41 | 0.915 | 3024 | 81.3 | 5 | 50000 | 42045 |  |  | NotYetVerified |  | 4.1 | 2598 | 86.87 | 29.91 | 3.42 | 0.996 | 3024 | 81
PWHCFS87 | LONYUNG LED LIGHTING CO.LTD | LONYUNG | LY-SF90L600-30W(5000K) | Indoor Luminaires | Linear Ambient | Direct Linear Ambient Luminaires | Premium | FALSE | [9 empty] | 42045 |  |  | NotYetVerified |  | 4.1 | 2700 | 90 | 30 | 3.42 | 0.996 | 5000 | 81
PN6E6R92 | LONYUNG LED LIGHTING CO.LTD | LONYUNG | LY-SF90L600-30W(4500K) | Indoor Luminaires | Linear Ambient | Direct Linear Ambient Luminaires | Premium | FALSE | [9 empty] | 42045 |  |  | NotYetVerified |  | 4.1 | 2700 | 90 | 30 | 3.42 | 0.996 | 4500 | 81
PPTJ3GZQ | LONYUNG LED LIGHTING CO.LTD | LONYUNG | LY-SF90L600-30W(4000K) | Indoor Luminaires | Linear Ambient | Direct Linear Ambient Luminaires | Premium | FALSE | [9 empty] | 42045 |  |  | NotYetVerified |  | 4.1 | 2700 | 90 | 30 | 3.42 | 0.996 | 4000 | 81
P3UHA16E | LONYUNG LED LIGHTING CO.LTD | LONYUNG | LY-SF90L600-30W(3500K) | Indoor Luminaires | Linear Ambient | Direct Linear Ambient Luminaires | Premium | FALSE | [9 empty] | 42045 |  |  | NotYetVerified |  | 4.1 | 2700 | 90 | 30 | 3.42 | 0.996 | 3500 | 81
P6YPF3AU | LED Living Technology | LED Living Technology | G3DRA-24-2-40K-RF-XX-XX-XX-XX-XX | Indoor Luminaires | Linear Ambient | Direct Linear Ambient Luminaires | Standard | TRUE | 2776 | 108 | 25.68 | 13.4 | 0.924 | 4027 | 83.4 | 10 | 50000 | 42044 |  |  | NotYetVerified |  | 3 | 2578.07 | 102.67 | 25.11 |  |  | 4000 | 83
PXJP45G6 | LED Living Technology | LED Living Technology | G3DRA-68-8-50K-DF-XX-XX-XX-XX-XX | Indoor Luminaires | Linear Ambient | Direct Linear Ambient Luminaires | Standard | FALSE | [9 empty] | 42044 |  |  | NotYetVerified |  | 3 | 9324.52 | 135.83 | 68.65 |  |  | 5000 | 83
PBJWJ48S | LED Living Technology | LED Living Technology | G3DRA-68-8-50K-RA-XX-XX-XX-XX-XX | Indoor Luminaires | Linear Ambient | Direct Linear Ambient Luminaires | Standard | FALSE | [9 empty] | 42044 |  |  | NotYetVerified |  | 3 | 8993.08 | 131 | 68.65 |  |  | 5000 | 83
P9GKKQPQ | LED Living Technology | LED Living Technology | G3DRA-68-8-50K-RF-XX-XX-XX-XX-XX | Indoor Luminaires | Linear Ambient | Direct Linear Ambient Luminaires | Standard | FALSE | [9 empty] | 42044 |  |  | NotYetVerified |  | 3 | 8593.78 | 125.18 | 68.65 |  |  | 5000 | 83
PWX6QNNR | LED Living Technology | LED Living Technology | G3DRA-68-8-50K-RP-XX-XX-XX-XX-XX | Indoor Luminaires | Linear Ambient | Direct Linear Ambient Luminaires | Standard | FALSE | [9 empty] | 42044 |  |  | NotYetVerified |  | 3 | 8296.15 | 120.85 | 68.65 |  |  | 5000 | 83
PC4NPM9K | LED Living Technology | LED Living Technology | G3DRA-45-8-50K-DF-XX-XX-XX-XX-XX | Indoor Luminaires | Linear Ambient | Direct Linear Ambient Luminaires | Standard | FALSE | [9 empty] | 42044 |  |  | NotYetVerified |  | 3 | 6305.8 | 141.45 | 44.58 |  |  | 5000 | 83
PFFQZYP8 | LED Living Technology | LED Living Technology | G3DRA-45-8-50K-RA-XX-XX-XX-XX-XX | Indoor Luminaires | Linear Ambient | Direct Linear Ambient Luminaires | Standard | FALSE | [9 empty] | 42044 |  |  | NotYetVerified |  | 3 | 6081.66 | 136.42 | 44.58 |  |  | 5000 | 83
PZW3NH2C | LED Living Technology | LED Living Technology | G3DRA-45-4-50K-DF-XX-XX-XX-XX-XX | Indoor Luminaires | Linear Ambient | Direct Linear Ambient Luminaires | Standard | FALSE | [9 empty] | 42044 |  |  | NotYetVerified |  | 3 | 5903.4 | 126.71 | 46.59 |  |  | 5000 | 83
PJR35478 | LED Living Technology | LED Living Technology | G3DRA-45-8-50K-RF-XX-XX-XX-XX-XX | Indoor Luminaires | Linear Ambient | Direct Linear Ambient Luminaires | Standard | FALSE | [9 empty] | 42044 |  |  | NotYetVerified |  | 3 | 5811.63 | 130.36 | 44.58 |  |  | 5000 | 83
PGUC57RV | LED Living Technology | LED Living Technology | G3DRA-45-4-50K-RA-XX-XX-XX-XX-XX | Indoor Luminaires | Linear Ambient | Direct Linear Ambient Luminaires | Standard | FALSE | [9 empty] | 42044 |  |  | NotYetVerified |  | 3 | 5693.57 | 122.21 | 46.59 |  |  | 5000 | 83
PEM2KFQX | LED Living Technology | LED Living Technology | G3DRA-45-8-50K-RP-XX-XX-XX-XX-XX | Indoor Luminaires | Linear Ambient | Direct Linear Ambient Luminaires | Standard | FALSE | [9 empty] | 42044 |  |  | NotYetVerified |  | 3 | 5688.28 | 127.6 | 44.58 |  |  | 5000 | 83
P1PNBC3P | LED Living Technology | LED Living Technology | G3DRA-45-4-50K-RF-XX-XX-XX-XX-XX | Indoor Luminaires | Linear Ambient | Direct Linear Ambient Luminaires | Standard | FALSE | [9 empty] | 42044 |  |  | NotYetVerified |  | 3 | 5440.77 | 116.78 | 46.59 |  |  | 5000 | 83
PDM5H8YU | LED Living Technology | LED Living Technology | G3DRA-45-4-50K-RP-XX-XX-XX-XX-XX | Indoor Luminaires | Linear Ambient | Direct Linear Ambient Luminaires | Standard | FALSE | [9 empty] | 42044 |  |  | NotYetVerified |  | 3 | 5268.7 | 113.09 | 46.59 |  |  | 5000 | 83
PV4T4Q6V | LED Living Technology | LED Living Technology | G3DRA-30-4-50K-DF-XX-XX-XX-XX-XX | Indoor Luminaires | Linear Ambient | Direct Linear Ambient Luminaires | Standard | FALSE | [9 empty] | 42044 |  |  | NotYetVerified |  | 3 | 4231.18 | 138.09 | 30.64 |  |  | 5000 | 83
PKW3GH53 | LED Living Technology | LED Living Technology | G3DRA-30-4-50K-RA-XX-XX-XX-XX-XX | Indoor Luminaires | Linear Ambient | Direct Linear Ambient Luminaires | Standard | FALSE | [9 empty] | 42044 |  |  | NotYetVerified |  | 3 | 4080.79 | 133.18 | 30.64 |  |  | 5000 | 83
PQ2VDH2M | LED Living Technology | LED Living Technology | G3DRA-30-4-50K-RF-XX-XX-XX-XX-XX | Indoor Luminaires | Linear Ambient | Direct Linear Ambient Luminaires | Standard | FALSE | [9 empty] | 42044 |  |  | NotYetVerified |  | 3 | 3899.59 | 127.27 | 30.64 |  |  | 5000 | 83
PZU9GES2 | LED Living Technology | LED Living Technology | G3DRA-30-4-50K-RP-XX-XX-XX-XX-XX | Indoor Luminaires | Linear Ambient | Direct Linear Ambient Luminaires | Standard | FALSE | [9 empty] | 42044 |  |  | NotYetVerified |  | 3 | 3754.98 | 122.55 | 30.64 |  |  | 5000 | 83
PK1TTCJ5 | LED Living Technology | LED Living Technology | G3DRA-24-4-50K-DF-XX-XX-XX-XX-XX | Indoor Luminaires | Linear Ambient | Direct Linear Ambient Luminaires | Standard | FALSE | [9 empty] | 42044 |  |  | NotYetVerified |  | 3 | 3419.77 | 138.28 | 24.73 |  |  | 5000 | 83
PAMBHSDT | LED Living Technology | LED Living Technology | G3DRA-24-4-50K-RA-XX-XX-XX-XX-XX | Indoor Luminaires | Linear Ambient | Direct Linear Ambient Luminaires | Standard | FALSE | [9 empty] | 42044 |  |  | NotYetVerified |  | 3 | 3298.22 | 133.37 | 24.73 |  |  | 5000 | 83
P8KWADKJ | LED Living Technology | LED Living Technology | G3DRA-24-4-50K-RF-XX-XX-XX-XX-XX | Indoor Luminaires | Linear Ambient | Direct Linear Ambient Luminaires | Standard | FALSE | [9 empty] | 42044 |  |  | NotYetVerified |  | 3 | 3151.77 | 127.45 | 24.73 |  |  | 5000 | 83
PWVUFWK5 | LED Living Technology | LED Living Technology | G3DRA-24-4-50K-RP-XX-XX-XX-XX-XX | Indoor Luminaires | Linear Ambient | Direct Linear Ambient Luminaires | Standard | FALSE | [9 empty] | 42044 |  |  | NotYetVerified |  | 3 | 3029.48 | 122.5 | 24.73 |  |  | 5000 | 83
PNVSGWWP | LED Living Technology | LED Living Technology | G3DRA-24-2-50K-DF-XX-XX-XX-XX-XX | Indoor Luminaires | Linear Ambient | Direct Linear Ambient Luminaires | Standard | FALSE | [9 empty] | 42044 |  |  | NotYetVerified |  | 3 | 3000.34 | 119.49 | 25.11 |  |  | 5000 | 83
PAX7XJB5 | LED Living Technology | LED Living Technology | G3DRA-24-2-50K-RA-XX-XX-XX-XX-XX | Indoor Luminaires | Linear Ambient | Direct Linear Ambient Luminaires | Standard | FALSE | [9 empty] | 42044 |  |  | NotYetVerified |  | 3 | 2893.69 | 115.24 | 25.11 |  |  | 5000 | 83
PJEHZ7G5 | LED Living Technology | LED Living Technology | G3DRA-24-2-50K-RF-XX-XX-XX-XX-XX | Indoor Luminaires | Linear Ambient | Direct Linear Ambient Luminaires | Standard | FALSE | [9 empty] | 42044 |  |  | NotYetVerified |  | 3 | 2765.21 | 110.12 | 25.11 |  |  | 5000 | 83
PSHYAGTA | LED Living Technology | LED Living Technology | G3DRA-68-8-40K-DF-XX-XX-XX-XX-XX | Indoor Luminaires | Linear Ambient | Direct Linear Ambient Luminaires | Standard | FALSE | [9 empty] | 42044 |  |  | NotYetVerified |  | 3 | 9027.91 | 131.51 | 68.65 |  |  | 4000 | 83
PCGDASED | LED Living Technology | LED Living Technology | G3DRA-68-8-40K-RA-XX-XX-XX-XX-XX | Indoor Luminaires | Linear Ambient | Direct Linear Ambient Luminaires | Standard | FALSE | [9 empty] | 42044 |  |  | NotYetVerified |  | 3 | 8707.02 | 126.83 | 68.65 |  |  | 4000 | 83
P62AQC8K | LED Living Technology | LED Living Technology | G3DRA-68-8-40K-RF-XX-XX-XX-XX-XX | Indoor Luminaires | Linear Ambient | Direct Linear Ambient Luminaires | Standard | FALSE | [9 empty] | 42044 |  |  | NotYetVerified |  | 3 | 8320.42 | 121.2 | 68.65 |  |  | 4000 | 83
P8SVVUTV | LED Living Technology | LED Living Technology | G3DRA-68-8-40K-RP-XX-XX-XX-XX-XX | Indoor Luminaires | Linear Ambient | Direct Linear Ambient Luminaires | Standard | FALSE | [9 empty] | 42044 |  |  | NotYetVerified |  | 3 | 7831.8 | 114.08 | 68.65 |  |  | 4000 | 83
PBEECPV9 | LED Living Technology | LED Living Technology | G3DRA-45-8-40K-DF-XX-XX-XX-XX-XX | Indoor Luminaires | Linear Ambient | Direct Linear Ambient Luminaires | Standard | FALSE | [9 empty] | 42044 |  |  | NotYetVerified |  | 3 | 6018.97 | 135.01 | 44.58 |  |  | 4000 | 83
P1T995QD | LED Living Technology | LED Living Technology | G3DRA-45-8-40K-RA-XX-XX-XX-XX-XX | Indoor Luminaires | Linear Ambient | Direct Linear Ambient Luminaires | Standard | FALSE | [9 empty] | 42044 |  |  | NotYetVerified |  | 3 | 5805.03 | 130.22 | 44.58 |  |  | 4000 | 83
PDP6QH3G | LED Living Technology | LED Living Technology | G3DRA-45-4-40K-DF-XX-XX-XX-XX-XX | Indoor Luminaires | Linear Ambient | Direct Linear Ambient Luminaires | Standard | FALSE | [9 empty] | 42044 |  |  | NotYetVerified |  | 3 | 5680.67 | 121.93 | 46.59 |  |  | 4000 | 83
PUZDP2BJ | LED Living Technology | LED Living Technology | G3DRA-45-8-40K-RF-XX-XX-XX-XX-XX | Indoor Luminaires | Linear Ambient | Direct Linear Ambient Luminaires | Standard | FALSE | [9 empty] | 42044 |  |  | NotYetVerified |  | 3 | 5547.27 | 124.43 | 44.58 |  |  | 4000 | 83
PND6ACX3 | LED Living Technology | LED Living Technology | G3DRA-45-4-40K-RA-XX-XX-XX-XX-XX | Indoor Luminaires | Linear Ambient | Direct Linear Ambient Luminaires | Standard | FALSE | [9 empty] | 42044 |  |  | NotYetVerified |  | 3 | 5478.75 | 117.6 | 46.59 |  |  | 4000 | 83
PSE6JH8R | LED Living Technology | LED Living Technology | G3DRA-45-8-40K-RP-XX-XX-XX-XX-XX | Indoor Luminaires | Linear Ambient | Direct Linear Ambient Luminaires | Standard | FALSE | [9 empty] | 42044 |  |  | NotYetVerified |  | 3 | 5437.02 | 121.96 | 44.58 |  |  | 4000 | 83
PXFTSXTE | LED Living Technology | LED Living Technology | G3DRA-45-4-40K-RF-XX-XX-XX-XX-XX | Indoor Luminaires | Linear Ambient | Direct Linear Ambient Luminaires | Standard | FALSE | [9 empty] | 42044 |  |  | NotYetVerified |  | 3 | 5235.49 | 112.37 | 46.59 |  |  | 4000 | 83
PJBG1GYU | LED Living Technology | LED Living Technology | G3DRA-45-4-40K-RP-XX-XX-XX-XX-XX | Indoor Luminaires | Linear Ambient | Direct Linear Ambient Luminaires | Standard | FALSE | [9 empty] | 42044 |  |  | NotYetVerified |  | 3 | 5036.41 | 108.1 | 46.59 |  |  | 4000 | 83
PSQHEP7N | LED Living Technology | LED Living Technology | G3DRA-30-4-40K-DF-XX-XX-XX-XX-XX | Indoor Luminaires | Linear Ambient | Direct Linear Ambient Luminaires | Standard | FALSE | [9 empty] | 42044 |  |  | NotYetVerified |  | 3 | 4077.87 | 133.09 | 30.64 |  |  | 4000 | 83
P8EZ9J59 | LED Living Technology | LED Living Technology | G3DRA-30-4-40K-RA-XX-XX-XX-XX-XX | Indoor Luminaires | Linear Ambient | Direct Linear Ambient Luminaires | Standard | FALSE | [9 empty] | 42044 |  |  | NotYetVerified |  | 3 | 3932.92 | 128.36 | 30.64 |  |  | 4000 | 83
PFRYM6UC | LED Living Technology | LED Living Technology | G3DRA-30-4-40K-RF-XX-XX-XX-XX-XX | Indoor Luminaires | Linear Ambient | Direct Linear Ambient Luminaires | Standard | FALSE | [9 empty] | 42044 |  |  | NotYetVerified |  | 3 | 3758.3 | 122.66 | 30.64 |  |  | 4000 | 83
P564Q9BS | LED Living Technology | LED Living Technology | G3DRA-30-4-40K-RP-XX-XX-XX-XX-XX | Indoor Luminaires | Linear Ambient | Direct Linear Ambient Luminaires | Standard | FALSE | [9 empty] | 42044 |  |  | NotYetVerified |  | 3 | 3595 | 117.33 | 30.64 |  |  | 4000 | 83
PBBQQJ5Y | LED Living Technology | LED Living Technology | G3DRA-24-4-40K-DF-XX-XX-XX-XX-XX | Indoor Luminaires | Linear Ambient | Direct Linear Ambient Luminaires | Standard | FALSE | [9 empty] | 42044 |  |  | NotYetVerified |  | 3 | 3265.46 | 132.04 | 24.73 |  |  | 4000 | 83
PZJ2ZDUD | LED Living Technology | LED Living Technology | G3DRA-24-4-40K-RA-XX-XX-XX-XX-XX | Indoor Luminaires | Linear Ambient | Direct Linear Ambient Luminaires | Standard | FALSE | [9 empty] | 42044 |  |  | NotYetVerified |  | 3 | 3149.39 | 127.35 | 24.73 |  |  | 4000 | 83
PD69FQEP | LED Living Technology | LED Living Technology | G3DRA-24-4-40K-RF-XX-XX-XX-XX-XX | Indoor Luminaires | Linear Ambient | Direct Linear Ambient Luminaires | Standard | FALSE | [9 empty] | 42044 |  |  | NotYetVerified |  | 3 | 3009.55 | 121.7 | 24.73 |  |  | 4000 | 83
P6G7C6DV | LED Living Technology | LED Living Technology | G3DRA-24-4-40K-RP-XX-XX-XX-XX-XX | Indoor Luminaires | Linear Ambient | Direct Linear Ambient Luminaires | Standard | FALSE | [9 empty] | 42044 |  |  | NotYetVerified |  | 3 | 2873.65 | 118.4 | 24.73 |  |  | 4000 | 83
P6XVWBU1 | LED Living Technology | LED Living Technology | G3DRA-24-2-40K-DF-XX-XX-XX-XX-XX | Indoor Luminaires | Linear Ambient | Direct Linear Ambient Luminaires | Standard | FALSE | [9 empty] | 42044 |  |  | NotYetVerified |  | 3 | 2797.28 | 111.4 | 25.11 |  |  | 4000 | 83
PE5SSWKP | LED Living Technology | LED Living Technology | G3DRA-24-2-40K-RA-XX-XX-XX-XX-XX | Indoor Luminaires | Linear Ambient | Direct Linear Ambient Luminaires | Standard | FALSE | [9 empty] | 42044 |  |  | NotYetVerified |  | 3 | 2697.86 | 107.44 | 25.11 |  |  | 4000 | 83
PE821A4A | LONYUNG LED LIGHTING CO.LTD | LONYUNG | LY-SF90L900-40W(3000K) | Indoor Luminaires | Linear Ambient | Direct Linear Ambient Luminaires | Premium | TRUE | 3708.72 | 95.88 | 38.76 | 5.84 | 0.916 | 3202 | 84.9 | 5 | 50000 | 42041 |  |  | NotYetVerified |  | 4.1 | 3708.72 | 95.88 | 38.68 | 2.89 | 0.995 | 3000 | 85
PGVQ2NAF | LONYUNG LED LIGHTING CO.LTD | LONYUNG | LY-SF90L1500-80W(3000K) | Indoor Luminaires | Linear Ambient | Direct Linear Ambient Luminaires | Standard | TRUE | 7473.81 | 96.25 | 77.65 | 5.46 | 0.915 | 3197 | 84.9 | 5 | 50000 | 42041 |  |  | NotYetVerified |  | 3 | 7000 | 96.25 | 77.65 | 2.72 | 0.995 | 3000 | 85
PKX1WFSR | LONYUNG LED LIGHTING CO.LTD | LONYUNG | LY-SF90L900-40W(5000K) | Indoor Luminaires | Linear Ambient | Direct Linear Ambient Luminaires | Premium | FALSE | [9 empty] | 42041 |  |  | NotYetVerified |  | 4.1 | 3400 | 85 | 40 | 2.89 | 0.995 | 5000 | 85
PJG4B3YN | LONYUNG LED LIGHTING CO.LTD | LONYUNG | LY-SF90L1500-80W(5000K) | Indoor Luminaires | Linear Ambient | Direct Linear Ambient Luminaires | Standard | FALSE | [9 empty] | 42041 |  |  | NotYetVerified |  | 3 | 6800 | 85 | 80 | 2.72 | 0.995 | 5000 | 80
PBFTE8Z1 | LONYUNG LED LIGHTING CO.LTD | LONYUNG | LY-SF90L900-40W(4500K) | Indoor Luminaires | Linear Ambient | Direct Linear Ambient Luminaires | Premium | FALSE | [9 empty] | 42041 |  |  | NotYetVerified |  | 4.1 | 3400 | 85 | 40 | 2.89 | 0.995 | 4500 | 85
P8JBXEHA | LONYUNG LED LIGHTING CO.LTD | LONYUNG | LY-SF90L1500-80W(4500K) | Indoor Luminaires | Linear Ambient | Direct Linear Ambient Luminaires | Standard | FALSE | [9 empty] | 42041 |  |  | NotYetVerified |  | 3 | 6800 | 85 | 80 | 2.72 | 0.995 | 4500 | 80
P4PQUT2R | LONYUNG LED LIGHTING CO.LTD | LONYUNG | LY-SF90L900-40W(4000K) | Indoor Luminaires | Linear Ambient | Direct Linear Ambient Luminaires | Premium | FALSE | [9 empty] | 42041 |  |  | NotYetVerified |  | 4.1 | 3400 | 85 | 40 | 2.89 | 0.995 | 4000 | 85
PNXBHUNG | LONYUNG LED LIGHTING CO.LTD | LONYUNG | LY-SF90L1500-80W(4000K) | Indoor Luminaires | Linear Ambient | Direct Linear Ambient Luminaires | Standard | FALSE | [9 empty] | 42041 |  |  | NotYetVerified |  | 3 | 6800 | 85 | 80 | 2.72 | 0.995 | 4000 | 80
PSSMEYTA | LONYUNG LED LIGHTING CO.LTD | LONYUNG | LY-SF90L900-40W(3500K) | Indoor Luminaires | Linear Ambient | Direct Linear Ambient Luminaires | Premium | FALSE | [9 empty] | 42041 |  |  | NotYetVerified |  | 4.1 | 3400 | 85 | 40 | 2.89 | 0.995 | 3500 | 85
PM235MH2 | LONYUNG LED LIGHTING CO.LTD | LONYUNG | LY-SF90L1500-80W(3500K) | Indoor Luminaires | Linear Ambient | Direct Linear Ambient Luminaires | Standard | FALSE | [9 empty] | 42041 |  |  | NotYetVerified |  | 3 | 6800 | 85 | 80 | 2.72 | 0.995 | 3500 | 80
P46N8BMK | RAB Design Lighting | RAB Design | FW4-LED50W-120-277V-41K | Indoor Luminaires | Linear Ambient | Direct Linear Ambient Luminaires | Standard | TRUE | 4931 | 104.4 | 47.24 | 14.93 | 0.9526 | 4059 | 84.65 | 5 | 100000 | 42040 |  |  | NotYetVerified |  | 3 | 4650 | 93 | 50 |  |  | 4100
PKNH5FRR | enviro-glo LLC | enviro-glo | FVTLED60WU1NW | Indoor Luminaires | Linear Ambient | Direct Linear Ambient Luminaires | Standard | TRUE | 5907.64 | 95.48 | 63.4 | 15.7 | 0.93 | 4398 | 86 | 5 | 50000 | 42040 |  |  | NotYetVerified |  | 3 | 5907 | 95.48 | 63.4 |  |  | 4500 | 86
PVK9B3NM | StarTek Lighting America | StarTek Lighting America LLC | SP-N-8-35K-XX-XX-XX-XX-ND-U-XX | Indoor Luminaires | Linear Ambient | Direct Linear Ambient Luminaires | Standard | TRUE | 6656 | 106.8 | 62.33 | 18.44 | 0.95 | 3513 | 82.9 | 5 |  | 42039 |  |  | NotYetVerified |  | 3 | 6656 | 105 | 63 | 20 | 0.9 | 3500
P4AYXDVB | StarTek Lighting America | StarTek Lighting America LLC | SP-N-8-35K-XX-XX-XX-XX-AD-U-XX | Indoor Luminaires | Linear Ambient | Direct Linear Ambient Luminaires | Standard | TRUE | 6656 | 106.8 | 62.33 | 18.44 | 0.95 | 3513 | 82.9 | 5 |  | 42039 |  |  | NotYetVerified |  | 3 | 6656 | 105 | 63 | 20 | 0.9 | 3500
P1C9VYCY | StarTek Lighting America | StarTek Lighting America LLC | SP-N-8-50K-XX-XX-XX-XX-ND-U-XX | Indoor Luminaires | Linear Ambient | Direct Linear Ambient Luminaires | Standard | FALSE | [9 empty] | 42039 |  |  | NotYetVerified |  | 3 | 6656 | 105 | 63 | 20 | 0.9 | 5000
PY82VC3M | StarTek Lighting America | StarTek Lighting America LLC | SP-N-8-50K-XX-XX-XX-XX-AD-U-XX | Indoor Luminaires | Linear Ambient | Direct Linear Ambient Luminaires | Standard | FALSE | [9 empty] | 42039 |  |  | NotYetVerified |  | 3 | 6656 | 105 | 63 | 20 | 0.9 | 5000
P5J7CYTT | StarTek Lighting America | StarTek Lighting America LLC | SP-N-8-40K-XX-XX-XX-XX-ND-U-XX | Indoor Luminaires | Linear Ambient | Direct Linear Ambient Luminaires | Standard | FALSE | [9 empty] | 42039 |  |  | NotYetVerified |  | 3 | 6656 | 105 | 63 | 20 | 0.9 | 4000
P7J7F8B2 | StarTek Lighting America | StarTek Lighting America LLC | SP-N-8-40K-XX-XX-XX-XX-AD-U-XX | Indoor Luminaires | Linear Ambient | Direct Linear Ambient Luminaires | Standard | FALSE | [9 empty] | 42039 |  |  | NotYetVerified |  | 3 | 6656 | 105 | 63 | 20 | 0.9 | 4000
PVJP239F | Mercury Lighting Products Co. Inc. | MERCURY LIGHTING | LW4-4-4800-30K-HTA-S50-UNI-XXXX | Indoor Luminaires | Linear Ambient | Direct Linear Ambient Luminaires | Standard | TRUE | 4970 | 89.5 | 55.56 | 17.9 | 0.941 | 3061 | 82.7 | 5 | 60000 | 42038 |  |  | NotYetVerified |  | 3 | 4991 | 91.6 | 54.48 | 15.08 | 0.968 | 3000 | 82.6
PQ1WKHVU | Inland Lamp LLC | Inland Lamp | IL-T-9400150 [277V Only] | Indoor Luminaires | Linear Ambient | Direct Linear Ambient Luminaires | Standard | TRUE | 15246 | 102.66 | 148.55 | 14.29 | 0.9086 | 4190 | 86.9 | 5 | 50000 | 42038 |  |  | NotYetVerified |  | 3 | 13500 | 90 | 150 | 20 | 0.9 | 4000 | 80
PRXJ3U6Q | Mercury Lighting Products Co. Inc. | MERCURY LIGHTING | LW4-2-2100-30K-HTA-S30-UNI-XXXX | Indoor Luminaires | Linear Ambient | Direct Linear Ambient Luminaires | Standard | TRUE | 2075 | 84.49 | 24.56 | 16.3 | 0.904 | 3061 | 82.7 | 5 | 60000 | 42038 |  |  | NotYetVerified |  | 3 | 2124 | 88.3 | 24.07 | 18.36 | 0.927 | 3000 | 82.6
PVXRA4FQ | Mercury Lighting Products Co. Inc. | MERCURY LIGHTING | LW45-4-2100-50K-HTA-S30-UNI-XXXX | Indoor Luminaires | Linear Ambient | Direct Linear Ambient Luminaires | Standard | FALSE | [9 empty] | 42038 |  |  | NotYetVerified |  | 3 | 3485 | 116 | 21.43 | 18.69 | 0.921 | 5000 | 84.6
PPZ8A3PJ | Mercury Lighting Products Co. Inc. | MERCURY LIGHTING | LW2-4-2100-50K-HTA-S30-UNI-XXXX | Indoor Luminaires | Linear Ambient | Direct Linear Ambient Luminaires | Standard | FALSE | [9 empty] | 42038 |  |  | NotYetVerified |  | 3 | 3485 | 116 | 21.43 | 18.69 | 0.921 | 5000 | 84.6
PKTDQGXG | Mercury Lighting Products Co. Inc. | MERCURY LIGHTING | LW14-4-2100-50K-HTA-S30-UNI-XXXX | Indoor Luminaires | Linear Ambient | Direct Linear Ambient Luminaires | Standard | FALSE | [9 empty] | 42038 |  |  | NotYetVerified |  | 3 | 3485 | 116 | 21.43 | 18.69 | 0.921 | 5000 | 84.6
PABB6KPF | Mercury Lighting Products Co. Inc. | MERCURY LIGHTING | LW4-4-2100-50K-HTA-S30-UNI-XXXX | Indoor Luminaires | Linear Ambient | Direct Linear Ambient Luminaires | Standard | FALSE | [9 empty] | 42038 |  |  | NotYetVerified |  | 3 | 3485 | 116 | 21.43 | 18.69 | 0.921 | 5000 | 84.6
PA2VRPAK | Mercury Lighting Products Co. Inc. | MERCURY LIGHTING | LC14-4-2100-50K-HTA-S30-UNI-XXXX | Indoor Luminaires | Linear Ambient | Direct Linear Ambient Luminaires | Standard | FALSE | [9 empty] | 42038 |  |  | NotYetVerified |  | 3 | 3485 | 116 | 21.43 | 18.69 | 0.921 | 5000 | 84.6
PVABEHA5 | Mercury Lighting Products Co. Inc. | MERCURY LIGHTING | LW2-2-2100-50K-HTA-S30-UNI-XXXX | Indoor Luminaires | Linear Ambient | Direct Linear Ambient Luminaires | Standard | FALSE | [9 empty] | 42038 |  |  | NotYetVerified |  | 3 | 2463 | 102.3 | 24.07 | 18.36 | 0.927 | 5000 | 84.6
PV92S89H | Mercury Lighting Products Co. Inc. | MERCURY LIGHTING | LW14-2-2100-50K-HTA-S30-UNI-XXXX | Indoor Luminaires | Linear Ambient | Direct Linear Ambient Luminaires | Standard | FALSE | [9 empty] | 42038 |  |  | NotYetVerified |  | 3 | 2463 | 102.3 | 24.07 | 18.36 | 0.927 | 5000 | 84.6
PAA8FJYS | Mercury Lighting Products Co. Inc. | MERCURY LIGHTING | LW4-2-2100-50K-HTA-S30-UNI-XXXX | Indoor Luminaires | Linear Ambient | Direct Linear Ambient Luminaires | Standard | FALSE | [9 empty] | 42038 |  |  | NotYetVerified |  | 3 | 2463 | 102.3 | 24.07 | 18.36 | 0.927 | 5000 | 84.6
P6VF7X2N | Mercury Lighting Products Co. Inc. | MERCURY LIGHTING | LW45-2-2100-50K-HTA-S30-UNI-XXXX | Indoor Luminaires | Linear Ambient | Direct Linear Ambient Luminaires | Standard | FALSE | [9 empty] | 42038 |  |  | NotYetVerified |  | 3 | 2463 | 102.3 | 24.07 | 18.36 | 0.927 | 5000 | 84.6
PYFBEADF | Mercury Lighting Products Co. Inc. | MERCURY LIGHTING | LC14-4-3800-50K-HTA-S50-UNI-XXXX | Indoor Luminaires | Linear Ambient | Direct Linear Ambient Luminaires | Standard | FALSE | [9 empty] | 42038 |  |  | NotYetVerified |  | 3 | 4353 | 113.4 | 38.37 | 15.29 | 0.967 | 5000 | 84.6
PRM2TKU2 | Mercury Lighting Products Co. Inc. | MERCURY LIGHTING | LW14-4-3800-50K-HTA-S50-UNI-XXXX | Indoor Luminaires | Linear Ambient | Direct Linear Ambient Luminaires | Standard | FALSE | [9 empty] | 42038 |  |  | NotYetVerified |  | 3 | 4353 | 113.4 | 38.37 | 15.29 | 0.967 | 5000 | 84.6
PG459C8Z | Mercury Lighting Products Co. Inc. | MERCURY LIGHTING | LW2-4-3800-50K-HTA-S50-UNI-XXXX | Indoor Luminaires | Linear Ambient | Direct Linear Ambient Luminaires | Standard | FALSE | [9 empty] | 42038 |  |  | NotYetVerified |  | 3 | 4353 | 113.4 | 38.37 | 15.29 | 0.967 | 5000 | 84.6
P2DRCJ5N | Mercury Lighting Products Co. Inc. | MERCURY LIGHTING | LW4-4-3800-50K-HTA-S50-UNI-XXXX | Indoor Luminaires | Linear Ambient | Direct Linear Ambient Luminaires | Standard | FALSE | [9 empty] | 42038 |  |  | NotYetVerified |  | 3 | 4353 | 113.4 | 38.37 | 15.29 | 0.967 | 5000 | 84.6
P1HWCAHW | Mercury Lighting Products Co. Inc. | MERCURY LIGHTING | LW45-4-3800-50K-HTA-S50-UNI-XXXX | Indoor Luminaires | Linear Ambient | Direct Linear Ambient Luminaires | Standard | FALSE | [9 empty] | 42038 |  |  | NotYetVerified |  | 3 | 4353 | 113.4 | 38.37 | 15.29 | 0.967 | 5000 | 84.6
PZSTZTVD | Mercury Lighting Products Co. Inc. | MERCURY LIGHTING | LW45-4-4500-50K-HTA-S50-UNI-XXXX | Indoor Luminaires | Linear Ambient | Direct Linear Ambient Luminaires | Standard | FALSE | [9 empty] | 42038 |  |  | NotYetVerified |  | 3 | 5226 | 108.7 | 48.06 | 15.12 | 0.968 | 5000 | 84.6
PT6V7RJG | Mercury Lighting Products Co. Inc. | MERCURY LIGHTING | LW4-4-4500-50K-HTA-S50-UNI-XXXX | Indoor Luminaires | Linear Ambient | Direct Linear Ambient Luminaires | Standard | FALSE | [9 empty] | 42038 |  |  | NotYetVerified |  | 3 | 5226 | 108.7 | 48.06 | 15.12 | 0.968 | 5000 | 84.6
PPJ6KZBY | Mercury Lighting Products Co. Inc. | MERCURY LIGHTING | LW14-4-4500-50K-HTA-S50-UNI-XXXX | Indoor Luminaires | Linear Ambient | Direct Linear Ambient Luminaires | Standard | FALSE | [9 empty] | 42038 |  |  | NotYetVerified |  | 3 | 5226 | 108.7 | 48.06 | 15.12 | 0.968 | 5000 | 84.6
PDNMJWA2 | Mercury Lighting Products Co. Inc. | MERCURY LIGHTING | LW2-4-4500-50K-HTA-S50-UNI-XXXX | Indoor Luminaires | Linear Ambient | Direct Linear Ambient Luminaires | Standard | FALSE | [9 empty] | 42038 |  |  | NotYetVerified |  | 3 | 5226 | 108.7 | 48.06 | 15.12 | 0.968 | 5000 | 84.6
P9B1Q3N2 | Mercury Lighting Products Co. Inc. | MERCURY LIGHTING | LC14-4-4500-50K-HTA-S50-UNI-XXXX | Indoor Luminaires | Linear Ambient | Direct Linear Ambient Luminaires | Standard | FALSE | [9 empty] | 42038 |  |  | NotYetVerified |  | 3 | 5226 | 108.7 | 48.06 | 15.12 | 0.968 | 5000 | 84.6
PWZYT43Y | Mercury Lighting Products Co. Inc. | MERCURY LIGHTING | LW45-4-5000-50K-HTA-S50-UNI-XXXX | Indoor Luminaires | Linear Ambient | Direct Linear Ambient Luminaires | Standard | FALSE | [9 empty] | 42038 |  |  | NotYetVerified |  | 3 | 5786 | 106.2 | 54.48 | 15.08 | 0.968 | 5000 | 84.6
PRU2JYWG | Mercury Lighting Products Co. Inc. | MERCURY LIGHTING | LC14-4-5000-50K-HTA-S50-UNI-XXXX | Indoor Luminaires | Linear Ambient | Direct Linear Ambient Luminaires | Standard | FALSE | [9 empty] | 42038 |  |  | NotYetVerified |  | 3 | 5786 | 106.2 | 54.48 | 15.08 | 0.968 | 5000 | 84.6
PJPA9P7T | Mercury Lighting Products Co. Inc. | MERCURY LIGHTING | LW2-4-5000-50K-HTA-S50-UNI-XXXX | Indoor Luminaires | Linear Ambient | Direct Linear Ambient Luminaires | Standard | FALSE | [9 empty] | 42038 |  |  | NotYetVerified |  | 3 | 5786 | 106.2 | 54.48 | 15.08 | 0.968 | 5000 | 84.6
PB2SJ6N6 | Mercury Lighting Products Co. Inc. | MERCURY LIGHTING | LW4-4-5000-50K-HTA-S50-UNI-XXXX | Indoor Luminaires | Linear Ambient | Direct Linear Ambient Luminaires | Standard | FALSE | [9 empty] | 42038 |  |  | NotYetVerified |  | 3 | 5786 | 106.2 | 54.48 | 15.08 | 0.968 | 5000 | 84.6
P8HCS38E | Mercury Lighting Products Co. Inc. | MERCURY LIGHTING | LW14-4-5000-50K-HTA-S50-UNI-XXXX | Indoor Luminaires | Linear Ambient | Direct Linear Ambient Luminaires | Standard | FALSE | [9 empty] | 42038 |  |  | NotYetVerified |  | 3 | 5786 | 106.2 | 54.48 | 15.08 | 0.968 | 5000 | 84.6
PWNAZEZD | Mercury Lighting Products Co. Inc. | MERCURY LIGHTING | LW4-4-2100-40K-HTA-S30-UNI-XXXX | Indoor Luminaires | Linear Ambient | Direct Linear Ambient Luminaires | Standard | FALSE | [9 empty] | 42038 |  |  | NotYetVerified |  | 3 | 2314 | 108 | 21.43 | 18.69 | 0.921 | 4000 | 82.3
PTJCAB9A | Mercury Lighting Products Co. Inc. | MERCURY LIGHTING | LC14-4-2100-40K-HTA-S30-UNI-XXXX | Indoor Luminaires | Linear Ambient | Direct Linear Ambient Luminaires | Standard | FALSE | [9 empty] | 42038 |  |  | NotYetVerified |  | 3 | 2314 | 108 | 21.43 | 18.69 | 0.921 | 4000 | 82.3
PN9V7X3N | Mercury Lighting Products Co. Inc. | MERCURY LIGHTING | LW14-4-2100-40K-HTA-S30-UNI-XXXX | Indoor Luminaires | Linear Ambient | Direct Linear Ambient Luminaires | Standard | FALSE | [9 empty] | 42038 |  |  | NotYetVerified |  | 3 | 2314 | 108 | 21.43 | 18.69 | 0.921 | 4000 | 82.3
PBY8RC33 | Mercury Lighting Products Co. Inc. | MERCURY LIGHTING | LW2-4-2100-40K-HTA-S30-UNI-XXXX | Indoor Luminaires | Linear Ambient | Direct Linear Ambient Luminaires | Standard | FALSE | [9 empty] | 42038 |  |  | NotYetVerified |  | 3 | 2314 | 108 | 21.43 | 18.69 | 0.921 | 4000 | 82.3
P41HPSQD | Mercury Lighting Products Co. Inc. | MERCURY LIGHTING | LW45-4-2100-40K-HTA-S30-UNI-XXXX | Indoor Luminaires | Linear Ambient | Direct Linear Ambient Luminaires | Standard | FALSE | [9 empty] | 42038 |  |  | NotYetVerified |  | 3 | 2314 | 108 | 21.43 | 18.69 | 0.921 | 4000 | 82.3
PUG98554 | Mercury Lighting Products Co. Inc. | MERCURY LIGHTING | LW45-2-2100-40K-HTA-S30-UNI-XXXX | Indoor Luminaires | Linear Ambient | Direct Linear Ambient Luminaires | Standard | FALSE | [9 empty] | 42038 |  |  | NotYetVerified |  | 3 | 2293 | 95.3 | 24.07 | 18.36 | 0.927 | 4000 | 82.3
P6SVSPES | Mercury Lighting Products Co. Inc. | MERCURY LIGHTING | LW2-2-2100-40K-HTA-S30-UNI-XXXX | Indoor Luminaires | Linear Ambient | Direct Linear Ambient Luminaires | Standard | FALSE | [9 empty] | 42038 |  |  | NotYetVerified |  | 3 | 2293 | 95.3 | 24.07 | 18.36 | 0.927 | 4000 | 82.3
P5W3Z79Q | Mercury Lighting Products Co. Inc. | MERCURY LIGHTING | LW4-2-2100-40K-HTA-S30-UNI-XXXX | Indoor Luminaires | Linear Ambient | Direct Linear Ambient Luminaires | Standard | FALSE | [9 empty] | 42038 |  |  | NotYetVerified |  | 3 | 2293 | 95.3 | 24.07 | 18.36 | 0.927 | 4000 | 82.3
P296BMZ1 | Mercury Lighting Products Co. Inc. | MERCURY LIGHTING | LW14-2-2100-40K-HTA-S30-UNI-XXXX | Indoor Luminaires | Linear Ambient | Direct Linear Ambient Luminaires | Standard | FALSE | [9 empty] | 42038 |  |  | NotYetVerified |  | 3 | 2293 | 95.3 | 24.07 | 18.36 | 0.927 | 4000 | 82.3
PWWM4YZE | Mercury Lighting Products Co. Inc. | MERCURY LIGHTING | LW45-4-3800-40K-HTA-S50-UNI-XXXX | Indoor Luminaires | Linear Ambient | Direct Linear Ambient Luminaires | Standard | FALSE | [9 empty] | 42038 |  |  | NotYetVerified |  | 3 | 4053 | 105.6 | 38.37 | 15.29 | 0.967 | 4000 | 82.3
PNMVR21P | Mercury Lighting Products Co. Inc. | MERCURY LIGHTING | LW2-4-3800-40K-HTA-S50-UNI-XXXX | Indoor Luminaires | Linear Ambient | Direct Linear Ambient Luminaires | Standard | FALSE | [9 empty] | 42038 |  |  | NotYetVerified |  | 3 | 4053 | 105.6 | 38.37 | 15.29 | 0.967 | 4000 | 82.3
PNBD86DV | Mercury Lighting Products Co. Inc. | MERCURY LIGHTING | LW14-4-3800-40K-HTA-S50-UNI-XXXX | Indoor Luminaires | Linear Ambient | Direct Linear Ambient Luminaires | Standard | FALSE | [9 empty] | 42038 |  |  | NotYetVerified |  | 3 | 4053 | 105.6 | 38.37 | 15.29 | 0.967 | 4000 | 82.3
PKRQ4YJQ | Mercury Lighting Products Co. Inc. | MERCURY LIGHTING | LW4-4-3800-40K-HTA-S50-UNI-XXXX | Indoor Luminaires | Linear Ambient | Direct Linear Ambient Luminaires | Standard | FALSE | [9 empty] | 42038 |  |  | NotYetVerified |  | 3 | 4053 | 105.6 | 38.37 | 15.29 | 0.967 | 4000 | 82.3
P1SQZPPD | Mercury Lighting Products Co. Inc. | MERCURY LIGHTING | LC14-4-3800-40K-HTA-S50-UNI-XXXX | Indoor Luminaires | Linear Ambient | Direct Linear Ambient Luminaires | Standard | FALSE | [9 empty] | 42038 |  |  | NotYetVerified |  | 3 | 4053 | 105.6 | 38.37 | 15.29 | 0.967 | 4000 | 82.3
PN5XFQPQ | Mercury Lighting Products Co. Inc. | MERCURY LIGHTING | LC14-4-4500-40K-HTA-S50-UNI-XXXX | Indoor Luminaires | Linear Ambient | Direct Linear Ambient Luminaires | Standard | FALSE | [9 empty] | 42038 |  |  | NotYetVerified |  | 3 | 4867 | 101.3 | 48.06 | 15.12 | 0.968 | 4000 | 82.3
PCC7V5YY | Mercury Lighting Products Co. Inc. | MERCURY LIGHTING | LW4-4-4500-40K-HTA-S50-UNI-XXXX | Indoor Luminaires | Linear Ambient | Direct Linear Ambient Luminaires | Standard | FALSE | [9 empty] | 42038 |  |  | NotYetVerified |  | 3 | 4867 | 101.3 | 48.06 | 15.12 | 0.968 | 4000 | 82.3
P75B6377 | Mercury Lighting Products Co. Inc. | MERCURY LIGHTING | LW45-4-4500-40K-HTA-S50-UNI-XXXX | Indoor Luminaires | Linear Ambient | Direct Linear Ambient Luminaires | Standard | FALSE | [9 empty] | 42038 |  |  | NotYetVerified |  | 3 | 4867 | 101.3 | 48.06 | 15.12 | 0.968 | 4000 | 82.3
P53UDRY2 | Mercury Lighting Products Co. Inc. | MERCURY LIGHTING | LW14-4-4500-40K-HTA-S50-UNI-XXXX | Indoor Luminaires | Linear Ambient | Direct Linear Ambient Luminaires | Standard | FALSE | [9 empty] | 42038 |  |  | NotYetVerified |  | 3 | 4867 | 101.3 | 48.06 | 15.12 | 0.968 | 4000 | 82.3
P25DCMCP | Mercury Lighting Products Co. Inc. | MERCURY LIGHTING | LW2-4-4500-40K-HTA-S50-UNI-XXXX | Indoor Luminaires | Linear Ambient | Direct Linear Ambient Luminaires | Standard | FALSE | [9 empty] | 42038 |  |  | NotYetVerified |  | 3 | 4867 | 101.3 | 48.06 | 15.12 | 0.968 | 4000 | 82.3
PM4HTPNJ | Mercury Lighting Products Co. Inc. | MERCURY LIGHTING | LW14-4-5000-40K-HTA-S50-UNI-XXXX | Indoor Luminaires | Linear Ambient | Direct Linear Ambient Luminaires | Standard | FALSE | [9 empty] | 42038 |  |  | NotYetVerified |  | 3 | 5388 | 98.9 | 54.48 | 15.08 | 0.968 | 4000 | 82.3
PH3RV5EG | Mercury Lighting Products Co. Inc. | MERCURY LIGHTING | LC14-4-5000-40K-HTA-S50-UNI-XXXX | Indoor Luminaires | Linear Ambient | Direct Linear Ambient Luminaires | Standard | FALSE | [9 empty] | 42038 |  |  | NotYetVerified |  | 3 | 5388 | 98.9 | 54.48 | 15.08 | 0.968 | 4000 | 82.3
PD1W6AQJ | Mercury Lighting Products Co. Inc. | MERCURY LIGHTING | LW4-4-5000-40K-HTA-S50-UNI-XXXX | Indoor Luminaires | Linear Ambient | Direct Linear Ambient Luminaires | Standard | FALSE | [9 empty] | 42038 |  |  | NotYetVerified |  | 3 | 5388 | 98.9 | 54.48 | 15.08 | 0.968 | 4000 | 82.3
PAAKPB6U | Mercury Lighting Products Co. Inc. | MERCURY LIGHTING | LW2-4-5000-40K-HTA-S50-UNI-XXXX | Indoor Luminaires | Linear Ambient | Direct Linear Ambient Luminaires | Standard | FALSE | [9 empty] | 42038 |  |  | NotYetVerified |  | 3 | 5388 | 98.9 | 54.48 | 15.08 | 0.968 | 4000 | 82.3
P5PVZUC1 | Mercury Lighting Products Co. Inc. | MERCURY LIGHTING | LW45-4-5000-40K-HTA-S50-UNI-XXXX | Indoor Luminaires | Linear Ambient | Direct Linear Ambient Luminaires | Standard | FALSE | [9 empty] | 42038 |  |  | NotYetVerified |  | 3 | 5388 | 98.9 | 54.48 | 15.08 | 0.968 | 4000 | 82.3
PXK5VTPB | Mercury Lighting Products Co. Inc. | MERCURY LIGHTING | LW4-4-2100-35K-HTA-S30-UNI-XXXX | Indoor Luminaires | Linear Ambient | Direct Linear Ambient Luminaires | Standard | FALSE | [9 empty] | 42038 |  |  | NotYetVerified |  | 3 | 2260 | 105.4 | 21.43 | 18.69 | 0.921 | 3500 | 83.5
PRQW9AG9 | Mercury Lighting Products Co. Inc. | MERCURY LIGHTING | LC14-4-2100-35K-HTA-S30-UNI-XXXX | Indoor Luminaires | Linear Ambient | Direct Linear Ambient Luminaires | Standard | FALSE | [9 empty] | 42038 |  |  | NotYetVerified |  | 3 | 2260 | 105.4 | 21.43 | 18.69 | 0.921 | 3500 | 83.5
PMBXPCVF | Mercury Lighting Products Co. Inc. | MERCURY LIGHTING | LW14-4-2100-35K-HTA-S30-UNI-XXXX | Indoor Luminaires | Linear Ambient | Direct Linear Ambient Luminaires | Standard | FALSE | [9 empty] | 42038 |  |  | NotYetVerified |  | 3 | 2260 | 105.4 | 21.43 | 18.69 | 0.921 | 3500 | 83.5
PHG38RS7 | Mercury Lighting Products Co. Inc. | MERCURY LIGHTING | LW2-4-2100-35K-HTA-S30-UNI-XXXX | Indoor Luminaires | Linear Ambient | Direct Linear Ambient Luminaires | Standard | FALSE | [9 empty] | 42038 |  |  | NotYetVerified |  | 3 | 2260 | 105.4 | 21.43 | 18.69 | 0.921 | 3500 | 83.5
P5NC1BAT | Mercury Lighting Products Co. Inc. | MERCURY LIGHTING | LW45-4-2100-35K-HTA-S30-UNI-XXXX | Indoor Luminaires | Linear Ambient | Direct Linear Ambient Luminaires | Standard | FALSE | [9 empty] | 42038 |  |  | NotYetVerified |  | 3 | 2260 | 105.4 | 21.43 | 18.69 | 0.921 | 3500 | 83.5
PMF2RP7P | Mercury Lighting Products Co. Inc. | MERCURY LIGHTING | LW14-2-2100-35K-HTA-S30-UNI-XXXX | Indoor Luminaires | Linear Ambient | Direct Linear Ambient Luminaires | Standard | FALSE | [9 empty] | 42038 |  |  | NotYetVerified |  | 3 | 2239 | 93.1 | 24.07 | 18.36 | 0.927 | 3500 | 83.5
PA5SGJMT | Mercury Lighting Products Co. Inc. | MERCURY LIGHTING | LW45-2-2100-35K-HTA-S30-UNI-XXXX | Indoor Luminaires | Linear Ambient | Direct Linear Ambient Luminaires | Standard | FALSE | [9 empty] | 42038 |  |  | NotYetVerified |  | 3 | 2239 | 93.1 | 24.07 | 18.36 | 0.927 | 3500 | 83.5
P4QSHPVT | Mercury Lighting Products Co. Inc. | MERCURY LIGHTING | LW2-2-2100-35K-HTA-S30-UNI-XXXX | Indoor Luminaires | Linear Ambient | Direct Linear Ambient Luminaires | Standard | FALSE | [9 empty] | 42038 |  |  | NotYetVerified |  | 3 | 2239 | 93.1 | 24.07 | 18.36 | 0.927 | 3500 | 83.5
P2SVQVPE | Mercury Lighting Products Co. Inc. | MERCURY LIGHTING | LW4-2-2100-35K-HTA-S30-UNI-XXXX | Indoor Luminaires | Linear Ambient | Direct Linear Ambient Luminaires | Standard | FALSE | [9 empty] | 42038 |  |  | NotYetVerified |  | 3 | 2239 | 93.1 | 24.07 | 18.36 | 0.927 | 3500 | 83.5
PV3FWVGA | Mercury Lighting Products Co. Inc. | MERCURY LIGHTING | LW2-4-3800-35K-HTA-S50-UNI-XXXX | Indoor Luminaires | Linear Ambient | Direct Linear Ambient Luminaires | Standard | FALSE | [9 empty] | 42038 |  |  | NotYetVerified |  | 3 | 3958 | 103.2 | 38.37 | 15.29 | 0.967 | 3500 | 83.5
PUUPM14M | Mercury Lighting Products Co. Inc. | MERCURY LIGHTING | LW14-4-3800-35K-HTA-S50-UNI-XXXX | Indoor Luminaires | Linear Ambient | Direct Linear Ambient Luminaires | Standard | FALSE | [9 empty] | 42038 |  |  | NotYetVerified |  | 3 | 3958 | 103.2 | 38.37 | 15.29 | 0.967 | 3500 | 83.5
P9GUK1TK | Mercury Lighting Products Co. Inc. | MERCURY LIGHTING | LW45-4-3800-35K-HTA-S50-UNI-XXXX | Indoor Luminaires | Linear Ambient | Direct Linear Ambient Luminaires | Standard | FALSE | [9 empty] | 42038 |  |  | NotYetVerified |  | 3 | 3958 | 103.2 | 38.37 | 15.29 | 0.967 | 3500 | 83.5
P97QQZZQ | Mercury Lighting Products Co. Inc. | MERCURY LIGHTING | LC14-4-3800-35K-HTA-S50-UNI-XXXX | Indoor Luminaires | Linear Ambient | Direct Linear Ambient Luminaires | Standard | FALSE | [9 empty] | 42038 |  |  | NotYetVerified |  | 3 | 3958 | 103.2 | 38.37 | 15.29 | 0.967 | 3500 | 83.5
P5FV2UPH | Mercury Lighting Products Co. Inc. | MERCURY LIGHTING | LW4-4-3800-35K-HTA-S50-UNI-XXXX | Indoor Luminaires | Linear Ambient | Direct Linear Ambient Luminaires | Standard | FALSE | [9 empty] | 42038 |  |  | NotYetVerified |  | 3 | 3958 | 103.2 | 38.37 | 15.29 | 0.967 | 3500 | 83.5
PSK64PYV | Mercury Lighting Products Co. Inc. | MERCURY LIGHTING | LW4-4-4500-35K-HTA-S50-UNI-XXXX | Indoor Luminaires | Linear Ambient | Direct Linear Ambient Luminaires | Standard | FALSE | [9 empty] | 42038 |  |  | NotYetVerified |  | 3 | 4753 | 98.9 | 48.06 | 15.12 | 0.968 | 3500 | 83.5
PFNYQQRV | Mercury Lighting Products Co. Inc. | MERCURY LIGHTING | LW14-4-4500-35K-HTA-S50-UNI-XXXX | Indoor Luminaires | Linear Ambient | Direct Linear Ambient Luminaires | Standard | FALSE | [9 empty] | 42038 |  |  | NotYetVerified |  | 3 | 4753 | 98.9 | 48.06 | 15.12 | 0.968 | 3500 | 83.5
PC31EX7H | Mercury Lighting Products Co. Inc. | MERCURY LIGHTING | LW45-4-4500-35K-HTA-S50-UNI-XXXX | Indoor Luminaires | Linear Ambient | Direct Linear Ambient Luminaires | Standard | FALSE | [9 empty] | 42038 |  |  | NotYetVerified |  | 3 | 4753 | 98.9 | 48.06 | 15.12 | 0.968 | 3500 | 83.5
P1915USJ | Mercury Lighting Products Co. Inc. | MERCURY LIGHTING | LW2-4-4500-35K-HTA-S50-UNI-XXXX | Indoor Luminaires | Linear Ambient | Direct Linear Ambient Luminaires | Standard | FALSE | [9 empty] | 42038 |  |  | NotYetVerified |  | 3 | 4753 | 98.9 | 48.06 | 15.12 | 0.968 | 3500 | 83.5
P12QDVGH | Mercury Lighting Products Co. Inc. | MERCURY LIGHTING | LC14-4-4500-35K-HTA-S50-UNI-XXXX | Indoor Luminaires | Linear Ambient | Direct Linear Ambient Luminaires | Standard | FALSE | [9 empty] | 42038 |  |  | NotYetVerified |  | 3 | 4753 | 98.9 | 48.06 | 15.12 | 0.968 | 3500 | 83.5
PW2PNJKX | Mercury Lighting Products Co. Inc. | MERCURY LIGHTING | LW45-4-5000-35K-HTA-S50-UNI-XXXX | Indoor Luminaires | Linear Ambient | Direct Linear Ambient Luminaires | Standard | FALSE | [9 empty] | 42038 |  |  | NotYetVerified |  | 3 | 5262 | 96.6 | 54.48 | 15.08 | 0.968 | 3500 | 83.5
PSWTXUY4 | Mercury Lighting Products Co. Inc. | MERCURY LIGHTING | LC14-4-5000-35K-HTA-S50-UNI-XXXX | Indoor Luminaires | Linear Ambient | Direct Linear Ambient Luminaires | Standard | FALSE | [9 empty] | 42038 |  |  | NotYetVerified |  | 3 | 5262 | 96.6 | 54.48 | 15.08 | 0.968 | 3500 | 83.5
PGKYPBKR | Mercury Lighting Products Co. Inc. | MERCURY LIGHTING | LW14-4-5000-35K-HTA-S50-UNI-XXXX | Indoor Luminaires | Linear Ambient | Direct Linear Ambient Luminaires | Standard | FALSE | [9 empty] | 42038 |  |  | NotYetVerified |  | 3 | 5262 | 96.6 | 54.48 | 15.08 | 0.968 | 3500 | 83.5
P8HAME34 | Mercury Lighting Products Co. Inc. | MERCURY LIGHTING | LW4-4-5000-35K-HTA-S50-UNI-XXXX | Indoor Luminaires | Linear Ambient | Direct Linear Ambient Luminaires | Standard | FALSE | [9 empty] | 42038 |  |  | NotYetVerified |  | 3 | 5262 | 96.6 | 54.48 | 15.08 | 0.968 | 3500 | 83.5
P6W28941 | Mercury Lighting Products Co. Inc. | MERCURY LIGHTING | LW2-4-5000-35K-HTA-S50-UNI-XXXX | Indoor Luminaires | Linear Ambient | Direct Linear Ambient Luminaires | Standard | FALSE | [9 empty] | 42038 |  |  | NotYetVerified |  | 3 | 5262 | 96.6 | 54.48 | 15.08 | 0.968 | 3500 | 83.5
PW1VY9U1 | Mercury Lighting Products Co. Inc. | MERCURY LIGHTING | LW2-4-2100-30K-HTA-S30-UNI-XXXX | Indoor Luminaires | Linear Ambient | Direct Linear Ambient Luminaires | Standard | FALSE | [9 empty] | 42038 |  |  | NotYetVerified |  | 3 | 2144 | 100 | 21.43 | 18.69 | 0.921 | 3000 | 82.6
PQ6GWHT1 | Mercury Lighting Products Co. Inc. | MERCURY LIGHTING | LW45-4-2100-30K-HTA-S30-UNI-XXXX | Indoor Luminaires | Linear Ambient | Direct Linear Ambient Luminaires | Standard | FALSE | [9 empty] | 42038 |  |  | NotYetVerified |  | 3 | 2144 | 100 | 21.43 | 18.69 | 0.921 | 3000 | 82.6
PJVTUJXJ | Mercury Lighting Products Co. Inc. | MERCURY LIGHTING | LC14-4-2100-30K-HTA-S30-UNI-XXXX | Indoor Luminaires | Linear Ambient | Direct Linear Ambient Luminaires | Standard | FALSE | [9 empty] | 42038 |  |  | NotYetVerified |  | 3 | 2144 | 100 | 21.43 | 18.69 | 0.921 | 3000 | 82.6
PHHR76VZ | Mercury Lighting Products Co. Inc. | MERCURY LIGHTING | LW14-4-2100-30K-HTA-S30-UNI-XXXX | Indoor Luminaires | Linear Ambient | Direct Linear Ambient Luminaires | Standard | FALSE | [9 empty] | 42038 |  |  | NotYetVerified |  | 3 | 2144 | 100 | 21.43 | 18.69 | 0.921 | 3000 | 82.6
P885CBJ9 | Mercury Lighting Products Co. Inc. | MERCURY LIGHTING | LW4-4-2100-30K-HTA-S30-UNI-XXXX | Indoor Luminaires | Linear Ambient | Direct Linear Ambient Luminaires | Standard | FALSE | [9 empty] | 42038 |  |  | NotYetVerified |  | 3 | 2144 | 100 | 21.43 | 18.69 | 0.921 | 3000 | 82.6
PKKCBCST | Mercury Lighting Products Co. Inc. | MERCURY LIGHTING | LW2-2-2100-30K-HTA-S30-UNI-XXXX | Indoor Luminaires | Linear Ambient | Direct Linear Ambient Luminaires | Standard | FALSE | [9 empty] | 42038 |  |  | NotYetVerified |  | 3 | 2124 | 88.3 | 24.07 | 18.36 | 0.927 | 3000 | 82.6
PFJUKW14 | Mercury Lighting Products Co. Inc. | MERCURY LIGHTING | LW14-2-2100-30K-HTA-S30-UNI-XXXX | Indoor Luminaires | Linear Ambient | Direct Linear Ambient Luminaires | Standard | FALSE | [9 empty] | 42038 |  |  | NotYetVerified |  | 3 | 2124 | 88.3 | 24.07 | 18.36 | 0.927 | 3000 | 82.6
PC19RN3J | Mercury Lighting Products Co. Inc. | MERCURY LIGHTING | LW45-2-2100-30K-HTA-S30-UNI-XXXX | Indoor Luminaires | Linear Ambient | Direct Linear Ambient Luminaires | Standard | FALSE | [9 empty] | 42038 |  |  | NotYetVerified |  | 3 | 2124 | 88.3 | 24.07 | 18.36 | 0.927 | 3000 | 82.6
PZFSGB81 | Mercury Lighting Products Co. Inc. | MERCURY LIGHTING | LW14-4-3800-30K-HTA-S50-UNI-XXXX | Indoor Luminaires | Linear Ambient | Direct Linear Ambient Luminaires | Standard | FALSE | [9 empty] | 42038 |  |  | NotYetVerified |  | 3 | 3754 | 97.8 | 38.37 | 15.29 | 0.967 | 3000 | 82.6
PVRH1Y49 | Mercury Lighting Products Co. Inc. | MERCURY LIGHTING | LW2-4-3800-30K-HTA-S50-UNI-XXXX | Indoor Luminaires | Linear Ambient | Direct Linear Ambient Luminaires | Standard | FALSE | [9 empty] | 42038 |  |  | NotYetVerified |  | 3 | 3754 | 97.8 | 38.37 | 15.29 | 0.967 | 3000 | 82.6
PJX75QD4 | Mercury Lighting Products Co. Inc. | MERCURY LIGHTING | LW4-4-3800-30K-HTA-S50-UNI-XXXX | Indoor Luminaires | Linear Ambient | Direct Linear Ambient Luminaires | Standard | FALSE | [9 empty] | 42038 |  |  | NotYetVerified |  | 3 | 3754 | 97.8 | 38.37 | 15.29 | 0.967 | 3000 | 82.6
PJRBGPCS | Mercury Lighting Products Co. Inc. | MERCURY LIGHTING | LW45-4-3800-30K-HTA-S50-UNI-XXXX | Indoor Luminaires | Linear Ambient | Direct Linear Ambient Luminaires | Standard | FALSE | [9 empty] | 42038 |  |  | NotYetVerified |  | 3 | 3754 | 97.8 | 38.37 | 15.29 | 0.967 | 3000 | 82.6
P71BVNYV | Mercury Lighting Products Co. Inc. | MERCURY LIGHTING | LC14-4-3800-30K-HTA-S50-UNI-XXXX | Indoor Luminaires | Linear Ambient | Direct Linear Ambient Luminaires | Standard | FALSE | [9 empty] | 42038 |  |  | NotYetVerified |  | 3 | 3754 | 97.8 | 38.37 | 15.29 | 0.967 | 3000 | 82.6
PVJ7B1CS | Mercury Lighting Products Co. Inc. | MERCURY LIGHTING | LW45-4-4500-30K-HTA-S50-UNI-XXXX | Indoor Luminaires | Linear Ambient | Direct Linear Ambient Luminaires | Standard | FALSE | [9 empty] | 42038 |  |  | NotYetVerified |  | 3 | 4508 | 93.8 | 48.06 | 15.12 | 0.968 | 3000 | 82.6
PS52Q53H | Mercury Lighting Products Co. Inc. | MERCURY LIGHTING | LW4-4-4500-30K-HTA-S50-UNI-XXXX | Indoor Luminaires | Linear Ambient | Direct Linear Ambient Luminaires | Standard | FALSE | [9 empty] | 42038 |  |  | NotYetVerified |  | 3 | 4508 | 93.8 | 48.06 | 15.12 | 0.968 | 3000 | 82.6
PJNYXEJF | Mercury Lighting Products Co. Inc. | MERCURY LIGHTING | LC14-4-4500-30K-HTA-S50-UNI-XXXX | Indoor Luminaires | Linear Ambient | Direct Linear Ambient Luminaires | Standard | FALSE | [9 empty] | 42038 |  |  | NotYetVerified |  | 3 | 4508 | 93.8 | 48.06 | 15.12 | 0.968 | 3000 | 82.6
PHH93E65 | Mercury Lighting Products Co. Inc. | MERCURY LIGHTING | LW2-4-4500-30K-HTA-S50-UNI-XXXX | Indoor Luminaires | Linear Ambient | Direct Linear Ambient Luminaires | Standard | FALSE | [9 empty] | 42038 |  |  | NotYetVerified |  | 3 | 4508 | 93.8 | 48.06 | 15.12 | 0.968 | 3000 | 82.6
P5KW1VPS | Mercury Lighting Products Co. Inc. | MERCURY LIGHTING | LW14-4-4500-30K-HTA-S50-UNI-XXXX | Indoor Luminaires | Linear Ambient | Direct Linear Ambient Luminaires | Standard | FALSE | [9 empty] | 42038 |  |  | NotYetVerified |  | 3 | 4508 | 93.8 | 48.06 | 15.12 | 0.968 | 3000 | 82.6
PTN18A3H | Mercury Lighting Products Co. Inc. | MERCURY LIGHTING | LW45-4-4800-30K-HTA-S50-UNI-XXXX | Indoor Luminaires | Linear Ambient | Direct Linear Ambient Luminaires | Standard | FALSE | [9 empty] | 42038 |  |  | NotYetVerified |  | 3 | 4991 | 91.6 | 54.48 | 15.08 | 0.968 | 3000 | 82.6
PE5KDDT8 | Mercury Lighting Products Co. Inc. | MERCURY LIGHTING | LW2-4-4800-30K-HTA-S50-UNI-XXXX | Indoor Luminaires | Linear Ambient | Direct Linear Ambient Luminaires | Standard | FALSE | [9 empty] | 42038 |  |  | NotYetVerified |  | 3 | 4991 | 91.6 | 54.48 | 15.08 | 0.968 | 3000 | 82.6
PDX2HP6W | Mercury Lighting Products Co. Inc. | MERCURY LIGHTING | LW14-4-4800-30K-HTA-S50-UNI-XXXX | Indoor Luminaires | Linear Ambient | Direct Linear Ambient Luminaires | Standard | FALSE | [9 empty] | 42038 |  |  | NotYetVerified |  | 3 | 4991 | 91.6 | 54.48 | 15.08 | 0.968 | 3000 | 82.6
P89SMPCU | Mercury Lighting Products Co. Inc. | MERCURY LIGHTING | LC14-4-4800-30K-HTA-S50-UNI-XXXX | Indoor Luminaires | Linear Ambient | Direct Linear Ambient Luminaires | Standard | FALSE | [9 empty] | 42038 |  |  | NotYetVerified |  | 3 | 4991 | 91.6 | 54.48 | 15.08 | 0.968 | 3000 | 82.6
PU7WMUJW | Independence LED | Independence LED | SF2-42950K-85-F-XXXX | Indoor Luminaires | Linear Ambient | Direct Linear Ambient Luminaires | Standard | TRUE | 5959 | 108 | 55.22 | 12.2 | 0.891 | 4807 | 82.5 | 10 | 60000 | 42034 |  |  | NotYetVerified |  | 3 | 5150.6 | 91 | 56.6 | 12 | 0.89 | 5000 | 82
PE4P24C5 | Independence LED | Independence LED | SF1-42235K-85-F-XXXX | Indoor Luminaires | Linear Ambient | Direct Linear Ambient Luminaires | Standard | TRUE | 2078 | 94.5 | 22 | 12.2 | 0.891 | 3401 | 82.1 | 10 | 60000 | 42034 |  |  | NotYetVerified |  | 3 | 2078 | 91 | 22 | 12 | 0.89 | 3500 | 82
PPYB96GJ | Independence LED | Independence LED | SF2-42950K-85-C-XXXX | Indoor Luminaires | Linear Ambient | Direct Linear Ambient Luminaires | Standard | FALSE | [9 empty] | 42034 |  |  | NotYetVerified |  | 3 | 5150.6 | 91 | 56.6 | 12 | 0.89 | 5000 | 82
PMWTS8MC | Independence LED | Independence LED | SF2-42250K-85-C-XXXX | Indoor Luminaires | Linear Ambient | Direct Linear Ambient Luminaires | Standard | FALSE | [9 empty] | 42034 |  |  | NotYetVerified |  | 3 | 4004 | 91 | 44 | 12 | 0.89 | 5000 | 82
PD8R43KY | Independence LED | Independence LED | SF2-42250K-85-F-XXXX | Indoor Luminaires | Linear Ambient | Direct Linear Ambient Luminaires | Standard | FALSE | [9 empty] | 42034 |  |  | NotYetVerified |  | 3 | 4004 | 91 | 44 | 12 | 0.89 | 5000 | 82
PFB797QR | Independence LED | Independence LED | SF1-42950K-85-C-XXXX | Indoor Luminaires | Linear Ambient | Direct Linear Ambient Luminaires | Standard | FALSE | [9 empty] | 42034 |  |  | NotYetVerified |  | 3 | 2575.3 | 91 | 28.3 | 12 | 0.89 | 5000 | 82
P5F7131R | Independence LED | Independence LED | SF1-42950K-85-F-XXXX | Indoor Luminaires | Linear Ambient | Direct Linear Ambient Luminaires | Standard | FALSE | [9 empty] | 42034 |  |  | NotYetVerified |  | 3 | 2575.3 | 91 | 28.3 | 12 | 0.89 | 5000 | 82
PCES3AA7 | Independence LED | Independence LED | SF1-42250K-85-F-XXXX | Indoor Luminaires | Linear Ambient | Direct Linear Ambient Luminaires | Standard | FALSE | [9 empty] | 42034 |  |  | NotYetVerified |  | 3 | 2078 | 91 | 22 | 12 | 0.89 | 5000 | 82
P9WFDH33 | Independence LED | Independence LED | SF1-42250K-85-C-XXXX | Indoor Luminaires | Linear Ambient | Direct Linear Ambient Luminaires | Standard | FALSE | [9 empty] | 42034 |  |  | NotYetVerified |  | 3 | 2078 | 91 | 22 | 12 | 0.89 | 5000 | 82
PS67HNDV | Independence LED | Independence LED | SF2-42950K-85-C-DIM | Indoor Luminaires | Linear Ambient | Direct Linear Ambient Luminaires | Standard | FALSE | [9 empty] | 42034 |  |  | NotYetVerified |  | 3 | 5150.6 | 91 | 56.6 | 12 | 0.89 | 5000 | 82
PN3V7SCV | Independence LED | Independence LED | SF2-42950K-85-F-DIM | Indoor Luminaires | Linear Ambient | Direct Linear Ambient Luminaires | Standard | FALSE | [9 empty] | 42034 |  |  | NotYetVerified |  | 3 | 5150.6 | 91 | 56.6 | 12 | 0.89 | 5000 | 82
PBNX3G5H | Independence LED | Independence LED | SF2-42250K-85-C-DIM | Indoor Luminaires | Linear Ambient | Direct Linear Ambient Luminaires | Standard | FALSE | [9 empty] | 42034 |  |  | NotYetVerified |  | 3 | 4004 | 91 | 44 | 12 | 0.89 | 5000 | 82
P43X46K7 | Independence LED | Independence LED | SF2-42250K-85-F-DIM | Indoor Luminaires | Linear Ambient | Direct Linear Ambient Luminaires | Standard | FALSE | [9 empty] | 42034 |  |  | NotYetVerified |  | 3 | 4004 | 91 | 44 | 12 | 0.89 | 5000 | 82
PDPEKCN5 | Independence LED | Independence LED | SF1-42950K-85-C-DIM | Indoor Luminaires | Linear Ambient | Direct Linear Ambient Luminaires | Standard | FALSE | [9 empty] | 42034 |  |  | NotYetVerified |  | 3 | 2575.3 | 91 | 28.3 | 12 | 0.89 | 5000 | 82
P7QAB93T | Independence LED | Independence LED | SF1-42950K-85-F-DIM | Indoor Luminaires | Linear Ambient | Direct Linear Ambient Luminaires | Standard | FALSE | [9 empty] | 42034 |  |  | NotYetVerified |  | 3 | 2575.3 | 91 | 28.3 | 12 | 0.89 | 5000 | 82
PREB24UD | Independence LED | Independence LED | SF1-42250K-85-C-DIM | Indoor Luminaires | Linear Ambient | Direct Linear Ambient Luminaires | Standard | FALSE | [9 empty] | 42034 |  |  | NotYetVerified |  | 3 | 2078 | 91 | 22 | 12 | 0.89 | 5000 | 82
PA8B3FX1 | Independence LED | Independence LED | SF1-42250K-85-F-DIM | Indoor Luminaires | Linear Ambient | Direct Linear Ambient Luminaires | Standard | FALSE | [9 empty] | 42034 |  |  | NotYetVerified |  | 3 | 2078 | 91 | 22 | 12 | 0.89 | 5000 | 82
PKDESEMN | Independence LED | Independence LED | SF2-42940K-85-C-XXXX | Indoor Luminaires | Linear Ambient | Direct Linear Ambient Luminaires | Standard | FALSE | [9 empty] | 42034 |  |  | NotYetVerified |  | 3 | 5150.6 | 91 | 56.6 | 12 | 0.89 | 4000 | 82
P38VDDZP | Independence LED | Independence LED | SF2-42940K-85-F-XXXX | Indoor Luminaires | Linear Ambient | Direct Linear Ambient Luminaires | Standard | FALSE | [9 empty] | 42034 |  |  | NotYetVerified |  | 3 | 5150.6 | 91 | 56.6 | 12 | 0.89 | 4000 | 82
PN322WNN | Independence LED | Independence LED | SF2-42240K-85-F-XXXX | Indoor Luminaires | Linear Ambient | Direct Linear Ambient Luminaires | Standard | FALSE | [9 empty] | 42034 |  |  | NotYetVerified |  | 3 | 4004 | 91 | 44 | 12 | 0.89 | 4000 | 82
P5A4SWSU | Independence LED | Independence LED | SF2-42240K-85-C-XXXX | Indoor Luminaires | Linear Ambient | Direct Linear Ambient Luminaires | Standard | FALSE | [9 empty] | 42034 |  |  | NotYetVerified |  | 3 | 4004 | 91 | 44 | 12 | 0.89 | 4000 | 82
PYKK6D33 | Independence LED | Independence LED | SF1-42940K-85-C-XXXX | Indoor Luminaires | Linear Ambient | Direct Linear Ambient Luminaires | Standard | FALSE | [9 empty] | 42034 |  |  | NotYetVerified |  | 3 | 2575.3 | 91 | 28.3 | 12 | 0.89 | 4000 | 82
PW7KP4WE | Independence LED | Independence LED | SF1-42940K-85-F-XXXX | Indoor Luminaires | Linear Ambient | Direct Linear Ambient Luminaires | Standard | FALSE | [9 empty] | 42034 |  |  | NotYetVerified |  | 3 | 2575.3 | 91 | 28.3 | 12 | 0.89 | 4000 | 82
PZVX424R | Independence LED | Independence LED | SF1-42240K-85-C-XXXX | Indoor Luminaires | Linear Ambient | Direct Linear Ambient Luminaires | Standard | FALSE | [9 empty] | 42034 |  |  | NotYetVerified |  | 3 | 2078 | 91 | 22 | 12 | 0.89 | 4000 | 82
P52SJ4DB | Independence LED | Independence LED | SF1-42240K-85-F-XXXX | Indoor Luminaires | Linear Ambient | Direct Linear Ambient Luminaires | Standard | FALSE | [9 empty] | 42034 |  |  | NotYetVerified |  | 3 | 2078 | 91 | 22 | 12 | 0.89 | 4000 | 82
PYTN28VW | Independence LED | Independence LED | SF2-42940K-85-C-DIM | Indoor Luminaires | Linear Ambient | Direct Linear Ambient Luminaires | Standard | FALSE | [9 empty] | 42034 |  |  | NotYetVerified |  | 3 | 5150.6 | 91 | 56.6 | 12 | 0.89 | 4000 | 82
P9STHQSP | Independence LED | Independence LED | SF2-42940K-85-F-DIM | Indoor Luminaires | Linear Ambient | Direct Linear Ambient Luminaires | Standard | FALSE | [9 empty] | 42034 |  |  | NotYetVerified |  | 3 | 5150.6 | 91 | 56.6 | 12 | 0.89 | 4000 | 82
PZY59JM1 | Independence LED | Independence LED | SF2-42240K-85-F-DIM | Indoor Luminaires | Linear Ambient | Direct Linear Ambient Luminaires | Standard | FALSE | [9 empty] | 42034 |  |  | NotYetVerified |  | 3 | 4004 | 91 | 44 | 12 | 0.89 | 4000 | 82
PHFK66FD | Independence LED | Independence LED | SF2-42240K-85-C-DIM | Indoor Luminaires | Linear Ambient | Direct Linear Ambient Luminaires | Standard | FALSE | [9 empty] | 42034 |  |  | NotYetVerified |  | 3 | 4004 | 91 | 44 | 12 | 0.89 | 4000 | 82
PND6UMA4 | Independence LED | Independence LED | SF1-42940K-85-F-DIM | Indoor Luminaires | Linear Ambient | Direct Linear Ambient Luminaires | Standard | FALSE | [9 empty] | 42034 |  |  | NotYetVerified |  | 3 | 2575.3 | 91 | 28.3 | 12 | 0.89 | 4000 | 82
PK1WUR25 | Independence LED | Independence LED | SF1-42940K-85-C-DIM | Indoor Luminaires | Linear Ambient | Direct Linear Ambient Luminaires | Standard | FALSE | [9 empty] | 42034 |  |  | NotYetVerified |  | 3 | 2575.3 | 91 | 28.3 | 12 | 0.89 | 4000 | 82
PJCH6E5X | Independence LED | Independence LED | SF1-42240K-85-F-DIM | Indoor Luminaires | Linear Ambient | Direct Linear Ambient Luminaires | Standard | FALSE | [9 empty] | 42034 |  |  | NotYetVerified |  | 3 | 2078 | 91 | 22 | 12 | 0.89 | 4000 | 82
PEDC1EUF | Independence LED | Independence LED | SF1-42240K-85-C-DIM | Indoor Luminaires | Linear Ambient | Direct Linear Ambient Luminaires | Standard | FALSE | [9 empty] | 42034 |  |  | NotYetVerified |  | 3 | 2078 | 91 | 22 | 12 | 0.89 | 4000 | 82
PQ7CXND6 | Independence LED | Independence LED | SF2-42935K-85-C-XXXX | Indoor Luminaires | Linear Ambient | Direct Linear Ambient Luminaires | Standard | FALSE | [9 empty] | 42034 |  |  | NotYetVerified |  | 3 | 5150.6 | 91 | 56.6 | 12 | 0.89 | 3500 | 82
P3E87EUP | Independence LED | Independence LED | SF2-42935K-85-F-XXXX | Indoor Luminaires | Linear Ambient | Direct Linear Ambient Luminaires | Standard | FALSE | [9 empty] | 42034 |  |  | NotYetVerified |  | 3 | 5150.6 | 91 | 56.6 | 12 | 0.89 | 3500 | 82
PRKFM8WP | Independence LED | Independence LED | SF2-42235K-85-F-XXXX | Indoor Luminaires | Linear Ambient | Direct Linear Ambient Luminaires | Standard | FALSE | [9 empty] | 42034 |  |  | NotYetVerified |  | 3 | 4004 | 91 | 44 | 12 | 0.89 | 3500 | 82
PKA7CSHU | Independence LED | Independence LED | SF2-42235K-85-C-XXXX | Indoor Luminaires | Linear Ambient | Direct Linear Ambient Luminaires | Standard | FALSE | [9 empty] | 42034 |  |  | NotYetVerified |  | 3 | 4004 | 91 | 44 | 12 | 0.89 | 3500 | 82
PAPB5R2S | Independence LED | Independence LED | SF1-42935K-85-F-XXXX | Indoor Luminaires | Linear Ambient | Direct Linear Ambient Luminaires | Standard | FALSE | [9 empty] | 42034 |  |  | NotYetVerified |  | 3 | 2575.3 | 91 | 28.3 | 12 | 0.89 | 3500 | 82
P4HB9PC7 | Independence LED | Independence LED | SF1-42935K-85-C-XXXX | Indoor Luminaires | Linear Ambient | Direct Linear Ambient Luminaires | Standard | FALSE | [9 empty] | 42034 |  |  | NotYetVerified |  | 3 | 2575.3 | 91 | 28.3 | 12 | 0.89 | 3500 | 82
PE6JMD7X | Independence LED | Independence LED | SF1-42235K-85-C-XXXX | Indoor Luminaires | Linear Ambient | Direct Linear Ambient Luminaires | Standard | FALSE | [9 empty] | 42034 |  |  | NotYetVerified |  | 3 | 2078 | 91 | 22 | 12 | 0.89 | 3500 | 82
PHZ5CM5T | Independence LED | Independence LED | SF2-42935K-85-F-DIM | Indoor Luminaires | Linear Ambient | Direct Linear Ambient Luminaires | Standard | FALSE | [9 empty] | 42034 |  |  | NotYetVerified |  | 3 | 5150.6 | 91 | 56.6 | 12 | 0.89 | 3500 | 82
P12M7G4J | Independence LED | Independence LED | SF2-42935K-85-C-DIM | Indoor Luminaires | Linear Ambient | Direct Linear Ambient Luminaires | Standard | FALSE | [9 empty] | 42034 |  |  | NotYetVerified |  | 3 | 5150.6 | 91 | 56.6 | 12 | 0.89 | 3500 | 82
PQFVPM98 | Independence LED | Independence LED | SF2-42235K-85-F-DIM | Indoor Luminaires | Linear Ambient | Direct Linear Ambient Luminaires | Standard | FALSE | [9 empty] | 42034 |  |  | NotYetVerified |  | 3 | 4004 | 91 | 44 | 12 | 0.89 | 3500 | 82
PD89D2RC | Independence LED | Independence LED | SF2-42235K-85-C-DIM | Indoor Luminaires | Linear Ambient | Direct Linear Ambient Luminaires | Standard | FALSE | [9 empty] | 42034 |  |  | NotYetVerified |  | 3 | 4004 | 91 | 44 | 12 | 0.89 | 3500 | 82
PX17C48G | Independence LED | Independence LED | SF1-42935K-85-F-DIM | Indoor Luminaires | Linear Ambient | Direct Linear Ambient Luminaires | Standard | FALSE | [9 empty] | 42034 |  |  | NotYetVerified |  | 3 | 2575.3 | 91 | 28.3 | 12 | 0.89 | 3500 | 82
P296P3XM | Independence LED | Independence LED | SF1-42935K-85-C-DIM | Indoor Luminaires | Linear Ambient | Direct Linear Ambient Luminaires | Standard | FALSE | [9 empty] | 42034 |  |  | NotYetVerified |  | 3 | 2575.3 | 91 | 28.3 | 12 | 0.89 | 3500 | 82
PH28BHPZ | Independence LED | Independence LED | SF1-42235K-85-F-DIM | Indoor Luminaires | Linear Ambient | Direct Linear Ambient Luminaires | Standard | FALSE | [9 empty] | 42034 |  |  | NotYetVerified |  | 3 | 2078 | 91 | 22 | 12 | 0.89 | 3500 | 82
P12TGA8Q | Independence LED | Independence LED | SF1-42235K-85-C-DIM | Indoor Luminaires | Linear Ambient | Direct Linear Ambient Luminaires | Standard | FALSE | [9 empty] | 42034 |  |  | NotYetVerified |  | 3 | 2078 | 91 | 22 | 12 | 0.89 | 3500 | 82
PJVAS84PP | RAB Design Lighting | RAB Design | FW4-LED80W-120-277V-41K | Indoor Luminaires | Linear Ambient | Direct Linear Ambient Luminaires | Standard | TRUE | 6402 | 97.47 | 62.55 | 15.63 | 0.9715 | 4061 | 84.45 | 5 | 100000 | 42032 |  |  | NotYetVerified |  | 3 | 6507
PENXXKT8 | ForceField Energy Inc | ForceField Energy | SF3FT-55W-41K-230D-NA-SC-3 [120V ONLY] | Indoor Luminaires | Linear Ambient | Direct Linear Ambient Luminaires | Standard | TRUE | 4954.49 | 89.98 | 55.065 | 17.13 | 0.977 | 4114 | 83.3 | 5 | 50000 | 42031 |  |  | NotYetVerified |  | 3 | 5041 | 91.55 | 55.065 | 17.13 | 0.9775 | 4114 | 83.3
P87J73SC | ForceField Energy Inc | ForceField Energy | SF2FT-30W-41K-230D-NA-SC-3 [120V ONLY] | Indoor Luminaires | Linear Ambient | Direct Linear Ambient Luminaires | Standard | TRUE | 2892.24 | 102.14 | 28.316 | 13.91 | 0.976 | 4109 | 82.11 | 5 | 50000 | 42031 |  |  | NotYetVerified |  | 3 | 2921 | 103.15 | 28.316 | 13.93 | 0.9763 | 4109 | 82.11
PF3RHJ71 | ForceField Energy Inc | ForceField Energy | SF5FT-80W-41K-230D-NA-SC-3 | Indoor Luminaires | Linear Ambient | Direct Linear Ambient Luminaires | Standard | TRUE | 8911.46 | 96.04 | 92.78 | 9.83 | 0.946 | 4016 | 81.4 | 5 | 50000 | 42031 |  |  | NotYetVerified |  | 3 | 9127 | 98.37 | 92.78 | 8 | 0.9967 | 4016 | 81.4
P2F3Q5RM | ForceField Energy Inc | ForceField Energy | SF4FT-70W-41K-230D-NA-SC-3 | Indoor Luminaires | Linear Ambient | Direct Linear Ambient Luminaires | Standard | FALSE | [9 empty] | 42031 |  |  | NotYetVerified |  | 3 | 7539 | 94.24 | 79.99 | 3.07 | 0.9984 | 4085.9 | 81.9
PBNE8AREU | Eaton (formerly Cooper Lighting) | Corelite Divide | DSI-WS-5L30-1C-UNV-4-SC | Indoor Luminaires | Linear Ambient | Direct Linear Ambient Luminaires | Standard | TRUE | 8014 | 83.48 | 96 |  | 0.9998 |  |  | 5 | 50000 | 42030 |  |  | NotYetVerified |  | 3
PKR655HFK | HYD LIGHTING LTD. | HYD | MS036-WT40K-WA | Indoor Luminaires | Linear Ambient | Direct Linear Ambient Luminaires | Standard | TRUE | 3326.351 | 110.144 | 30.2 | 18.9 | 0.937 | 4000 | 83.3 | 5 |  | 42030 |  |  | NotYetVerified |  | 3 | 3150 |  | 30 |  |  | 4000 | 80
P46KHQ9NS | HYD LIGHTING LTD. | HYD | MS048-WT40K-WA | Indoor Luminaires | Linear Ambient | Direct Linear Ambient Luminaires | Standard | TRUE | 4604.371 | 112.028 | 41.1 | 18.2 | 0.933 | 3952 | 81.8 | 5 |  | 42030 |  |  | NotYetVerified |  | 3 | 4150 |  | 40 |  |  | 4000 | 80
P7X9P4GA6 | HYD LIGHTING LTD. | HYD | MS024-WT40K-WA | Indoor Luminaires | Linear Ambient | Direct Linear Ambient Luminaires | Standard | TRUE | 2738.614 | 106.561 | 25.7 | 17.7 | 0.928 | 3996 | 83 | 5 |  | 42030 |  |  | NotYetVerified |  | 3 | 2100 |  | 25 |  |  | 4000 | 80
P7H6MYKVU | LONYUNG LED LIGHTING CO.LTD | LONYUNG | LY-T8DL1500-25WV (3000K) (Clear Lens) | Indoor Luminaires | Linear Ambient | Direct Linear Ambient Luminaires | Standard | TRUE | 2400.14 | 102.35 | 23.56 | 5.97 | 0.916 | 3115 | 84.4 | 5 | 50000 | 42030 |  |  | NotYetVerified | Product updated on 08/25/2016 | 3 | 2625 | 105 | 25 | 10 |  | 3000 | 80
PTHRD3RGF | Eaton (formerly Cooper Lighting) | Corelite Divide | DSI-WS-1L30-1C-UNV-4-SC | Indoor Luminaires | Linear Ambient | Direct Linear Ambient Luminaires | Standard | TRUE | 3013 | 96 | 31.4 | 9.99 | 0.911 | 2969 | 82.5 | 5 | 50000 | 42030 |  |  | NotYetVerified |  | 3
PR9CPW1TP | LONYUNG LED LIGHTING CO.LTD | LONYUNG | LY-T8DL1800-28WV (3000K) (Clear Lens) | Indoor Luminaires | Linear Ambient | Direct Linear Ambient Luminaires | Standard | TRUE | 2753.56 | 109.18 | 25.24 | 9.36 | 0.883 | 3107 | 84.5 | 5 | 50000 | 42030 |  |  | NotYetVerified | Product updated on 08/25/2016 | 3 | 2940 | 105 | 28 | 10 |  | 3000 | 80
PY9NP15WH | LONYUNG LED LIGHTING CO.LTD | LONYUNG | LY-T8DL1800-28WV (5000K) (Clear Lens) | Indoor Luminaires | Linear Ambient | Direct Linear Ambient Luminaires | Standard | FALSE | [9 empty] | 42030 |  |  | NotYetVerified | Product updated on 08/25/2016 | 3 | 2940 | 105 | 28 | 10 | 0.992 | 5000 | 80
PYV27G8RA | LONYUNG LED LIGHTING CO.LTD | LONYUNG | LY-T8DL1500-25WV (5000K) (Clear Lens) | Indoor Luminaires | Linear Ambient | Direct Linear Ambient Luminaires | Standard | FALSE | [9 empty] | 42030 |  |  | NotYetVerified | Product updated on 08/25/2016 | 3 | 2625 | 105 | 25 | 10 | 0.994 | 5000 | 80
PTNEJYAC4 | LONYUNG LED LIGHTING CO.LTD | LONYUNG | LY-T8DL1800-28WV (4500K) (Clear Lens) | Indoor Luminaires | Linear Ambient | Direct Linear Ambient Luminaires | Standard | FALSE | [9 empty] | 42030 |  |  | NotYetVerified | Product updated on 08/25/2016 | 3 | 2940 | 105 | 28 | 10 |  | 4500 | 80
PEHHJEFXF | LONYUNG LED LIGHTING CO.LTD | LONYUNG | LY-T8DL1500-25WV (4500K) (Clear Lens) | Indoor Luminaires | Linear Ambient | Direct Linear Ambient Luminaires | Standard | FALSE | [9 empty] | 42030 |  |  | NotYetVerified | Product updated on 08/25/2016 | 3 | 2625 | 105 | 25 | 10 |  | 4500 | 80
PPGKBX1B2 | LONYUNG LED LIGHTING CO.LTD | LONYUNG | LY-T8DL1800-28WV (4000K) (Clear Lens) | Indoor Luminaires | Linear Ambient | Direct Linear Ambient Luminaires | Standard | FALSE | [9 empty] | 42030 |  |  | NotYetVerified | Product updated on 08/25/2016 | 3 | 2940 | 105 | 28 | 10 |  | 4000 | 80
PGDAT32P8 | LONYUNG LED LIGHTING CO.LTD | LONYUNG | LY-T8DL1500-25WV (4000K) (Clear Lens) | Indoor Luminaires | Linear Ambient | Direct Linear Ambient Luminaires | Standard | FALSE | [9 empty] | 42030 |  |  | NotYetVerified | Product updated on 08/25/2016 | 3 | 2625 | 105 | 25 | 10 | 0.994 | 4000 | 80
PY233SK1C | LONYUNG LED LIGHTING CO.LTD | LONYUNG | LY-T8DL1800-28WV (3500K) (Clear Lens) | Indoor Luminaires | Linear Ambient | Direct Linear Ambient Luminaires | Standard | FALSE | [9 empty] | 42030 |  |  | NotYetVerified | Product updated on 08/25/2016 | 3 | 2940 | 105 | 28 | 10 |  | 3500 | 80
P5J5MXRRG | LONYUNG LED LIGHTING CO.LTD | LONYUNG | LY-T8DL1500-25WV (3500K) (Clear Lens) | Indoor Luminaires | Linear Ambient | Direct Linear Ambient Luminaires | Standard | FALSE | [9 empty] | 42030 |  |  | NotYetVerified | Product updated on 08/25/2016 | 3 | 2625 | 105 | 25 | 10 |  | 3500 | 80
PHRHMCF5 | Eaton (formerly Cooper Lighting) | Corelite Divide | DSI-WS-3L40-1[All Wiring]-[Voltages include 120V thru 277V]-A[All Power Feed][All Suspension Length]-[All Ceiling Type][8 foot length increments]-Blank[Integral Control Options include DS 2S and Blank]Blank[All Finish] | Indoor Luminaires | Linear Ambient | Direct Linear Ambient Luminaires | Standard | FALSE | [9 empty] | 42030 |  |  | NotYetVerified |  | 3 | 10909.64 | 96.55 | 113 | 8.02 | 0.998 | 4000 | 82
P16W15DS | Eaton (formerly Cooper Lighting) | Corelite Divide | DSI-WS-3L40-1[All Wiring]-[Voltages Includes 120V thru 277V]-SU-JB[8 foot length increments]-Blank[Integral Control Options include DS 2S and Blank]Blank[All Finish] | Indoor Luminaires | Linear Ambient | Direct Linear Ambient Luminaires | Standard | FALSE | [9 empty] | 42030 |  |  | NotYetVerified |  | 3 | 10909.64 | 96.55 | 113 | 8.02 | 0.998 | 4000 | 82
PHXEHYMJ | Eaton (formerly Cooper Lighting) | Corelite Divide | DSI-WS-3L40-1[All Wiring]-[Voltages include 120V thru 277V]-A[All Power Feed][All Suspension Length]-[All Ceiling Type][8 foot length increments]-Blank[Integral Control Options include DS 2S and Blank]DC[All Finish] | Indoor Luminaires | Linear Ambient | Direct Linear Ambient Luminaires | Standard | FALSE | [9 empty] | 42030 |  |  | NotYetVerified |  | 3 | 10734.13 | 94.99 | 113 | 8.02 | 0.998 | 4000 | 82
PBQBRBCV | Eaton (formerly Cooper Lighting) | Corelite Divide | DSI-WS-3L40-1[All Wiring]-[Voltages Includes 120V thru 277V]-SU-JB[8 foot length increments]-Blank[Integral Control Options include DS 2S and Blank]DC[All Finish] | Indoor Luminaires | Linear Ambient | Direct Linear Ambient Luminaires | Standard | FALSE | [9 empty] | 42030 |  |  | NotYetVerified |  | 3 | 10734.13 | 94.99 | 113 | 8.02 | 0.998 | 4000 | 82
PKVAFGEK | Eaton (formerly Cooper Lighting) | Corelite Divide | DSI-WS-3L40-1[All Wiring]-[Voltages Includes 120V thru 277V]-SU-JB[8 foot length increments]-Blank[Integral Control Options include DS 2S and Blank]FC[All Finish] | Indoor Luminaires | Linear Ambient | Direct Linear Ambient Luminaires | Standard | FALSE | [9 empty] | 42030 |  |  | NotYetVerified |  | 3 | 10688.5 | 94.59 | 113 | 8.02 | 0.998 | 4000 | 82
PF3AH29G | Eaton (formerly Cooper Lighting) | Corelite Divide | DSI-WS-3L40-1[All Wiring]-[Voltages include 120V thru 277V]-A[All Power Feed][All Suspension Length]-[All Ceiling Type][8 foot length increments]-Blank[Integral Control Options include DS 2S and Blank]FC[All Finish] | Indoor Luminaires | Linear Ambient | Direct Linear Ambient Luminaires | Standard | FALSE | [9 empty] | 42030 |  |  | NotYetVerified |  | 3 | 10688.5 | 94.59 | 113 | 8.02 | 0.998 | 4000 | 82
PQJY7GR8 | Eaton (formerly Cooper Lighting) | Corelite Divide | DSI-WS-3L40-1[All Wiring]-[Voltages include 120V thru 277V]-A[All Power Feed][All Suspension Length]-[All Ceiling Type][8 foot length increments]-Blank[Integral Control Options include DS 2S and Blank]SC[All Finish] | Indoor Luminaires | Linear Ambient | Direct Linear Ambient Luminaires | Standard | FALSE | [9 empty] | 42030 |  |  | NotYetVerified |  | 3 | 10576.17 | 93.59 | 113 | 8.02 | 0.998 | 4000 | 82
P78VW8UZ | Eaton (formerly Cooper Lighting) | Corelite Divide | DSI-WS-3L40-1[All Wiring]-[Voltages Includes 120V thru 277V]-SU-JB[8 foot length increments]-Blank[Integral Control Options include DS 2S and Blank]SC[All Finish] | Indoor Luminaires | Linear Ambient | Direct Linear Ambient Luminaires | Standard | FALSE | [9 empty] | 42030 |  |  | NotYetVerified |  | 3 | 10576.17 | 93.59 | 113 | 8.02 | 0.998 | 4000 | 82
PJRJY9BU | Eaton (formerly Cooper Lighting) | Corelite Divide | DSI-WS-3L40-1[All Wiring]-[Voltages Includes 120V thru 277V]-SU-JB[4 foot length increments]-Blank[Integral Control Options include DS 2S and Blank]Blank[All Finish] | Indoor Luminaires | Linear Ambient | Direct Linear Ambient Luminaires | Standard | FALSE | [9 empty] | 42030 |  |  | NotYetVerified |  | 3 | 5454.82 | 96.55 | 56.5 | 8.02 | 0.998 | 4000 | 82
PJJ5Q9GZ | Eaton (formerly Cooper Lighting) | Corelite Divide | DSI-WS-3L40-1[All Wiring]-[Voltages include 120V thru 277V]-A[All Power Feed][All Suspension Length]-[All Ceiling Type][4 foot length increments]-Blank[Integral Control Options include DS 2S and Blank]Blank[All Finish] | Indoor Luminaires | Linear Ambient | Direct Linear Ambient Luminaires | Standard | FALSE | [9 empty] | 42030 |  |  | NotYetVerified |  | 3 | 5454.82 | 96.55 | 56.5 | 8.02 | 0.998 | 4000 | 82
PV2CQFUG | Eaton (formerly Cooper Lighting) | Corelite Divide | DSI-WS-3L40-1[All Wiring]-[Voltages include 120V thru 277V]-A[All Power Feed][All Suspension Length]-[All Ceiling Type][4 foot length increments]-Blank[Integral Control Options include DS 2S and Blank]DC[All Finish] | Indoor Luminaires | Linear Ambient | Direct Linear Ambient Luminaires | Standard | FALSE | [9 empty] | 42030 |  |  | NotYetVerified |  | 3 | 5367.07 | 94.99 | 56.5 | 8.02 | 0.998 | 4000 | 82
P6GRVFTG | Eaton (formerly Cooper Lighting) | Corelite Divide | DSI-WS-3L40-1[All Wiring]-[Voltages Includes 120V thru 277V]-SU-JB[4 foot length increments]-Blank[Integral Control Options include DS 2S and Blank]DC[All Finish] | Indoor Luminaires | Linear Ambient | Direct Linear Ambient Luminaires | Standard | FALSE | [9 empty] | 42030 |  |  | NotYetVerified |  | 3 | 5367.07 | 94.99 | 56.5 | 8.02 | 0.998 | 4000 | 82
PZY89V89 | Eaton (formerly Cooper Lighting) | Corelite Divide | DSI-WS-3L40-1[All Wiring]-[Voltages include 120V thru 277V]-A[All Power Feed][All Suspension Length]-[All Ceiling Type][4 foot length increments]-Blank[Integral Control Options include DS 2S and Blank]FC[All Finish] | Indoor Luminaires | Linear Ambient | Direct Linear Ambient Luminaires | Standard | FALSE | [9 empty] | 42030 |  |  | NotYetVerified |  | 3 | 5344.25 | 94.59 | 56.5 | 8.02 | 0.998 | 4000 | 82
PWC747AD | Eaton (formerly Cooper Lighting) | Corelite Divide | DSI-WS-3L40-1[All Wiring]-[Voltages Includes 120V thru 277V]-SU-JB[4 foot length increments]-Blank[Integral Control Options include DS 2S and Blank]FC[All Finish] | Indoor Luminaires | Linear Ambient | Direct Linear Ambient Luminaires | Standard | FALSE | [9 empty] | 42030 |  |  | NotYetVerified |  | 3 | 5344.25 | 94.59 | 56.5 | 8.02 | 0.998 | 4000 | 82
PH8JJG5J | Eaton (formerly Cooper Lighting) | Corelite Divide | DSI-WS-3L40-1[All Wiring]-[Voltages include 120V thru 277V]-A[All Power Feed][All Suspension Length]-[All Ceiling Type][4 foot length increments]-Blank[Integral Control Options include DS 2S and Blank]SC[All Finish] | Indoor Luminaires | Linear Ambient | Direct Linear Ambient Luminaires | Standard | FALSE | [9 empty] | 42030 |  |  | NotYetVerified |  | 3 | 5288.09 | 93.59 | 56.5 | 8.02 | 0.998 | 4000 | 82
P3Q3AZPA | Eaton (formerly Cooper Lighting) | Corelite Divide | DSI-WS-3L40-1[All Wiring]-[Voltages Includes 120V thru 277V]-SU-JB[4 foot length increments]-Blank[Integral Control Options include DS 2S and Blank]SC[All Finish] | Indoor Luminaires | Linear Ambient | Direct Linear Ambient Luminaires | Standard | FALSE | [9 empty] | 42030 |  |  | NotYetVerified |  | 3 | 5288.09 | 93.59 | 56.5 | 8.02 | 0.998 | 4000 | 82
PWSZMM44 | Eaton (formerly Cooper Lighting) | Corelite Divide | DSI-WS-1L40-1[All Wiring]-[Voltages include 120V thru 277V]-A[All Power Feed][All Suspension Length]-[All Ceiling Type][8 foot length increments]-Blank[Integral Control Options include DS 2S and Blank]Blank[All Finish] | Indoor Luminaires | Linear Ambient | Direct Linear Ambient Luminaires | Standard | FALSE | [9 empty] | 42030 |  |  | NotYetVerified |  | 3 | 6629.99 | 103.92 | 63.8 | 7.63 | 0.998 | 4000 | 82
PHMGBY8W | Eaton (formerly Cooper Lighting) | Corelite Divide | DSI-WS-1L40-1[All Wiring]-[Voltages Includes 120V thru 277V]-SU-JB[8 foot length increments]-Blank[Integral Control Options include DS 2S and Blank]Blank[All Finish] | Indoor Luminaires | Linear Ambient | Direct Linear Ambient Luminaires | Standard | FALSE | [9 empty] | 42030 |  |  | NotYetVerified |  | 3 | 6629.99 | 103.92 | 63.8 | 7.63 | 0.998 | 4000 | 82
PM4GVFRS | Eaton (formerly Cooper Lighting) | Corelite Divide | DSI-WS-1L40-1[All Wiring]-[Voltages include 120V thru 277V]-A[All Power Feed][All Suspension Length]-[All Ceiling Type][8 foot length increments]-Blank[Integral Control Options include DS 2S and Blank]DC[All Finish] | Indoor Luminaires | Linear Ambient | Direct Linear Ambient Luminaires | Standard | FALSE | [9 empty] | 42030 |  |  | NotYetVerified |  | 3 | 6523.33 | 102.25 | 63.8 | 7.63 | 0.998 | 4000 | 82
PH2XUYXQ | Eaton (formerly Cooper Lighting) | Corelite Divide | DSI-WS-1L40-1[All Wiring]-[Voltages Includes 120V thru 277V]-SU-JB[8 foot length increments]-Blank[Integral Control Options include DS 2S and Blank]DC[All Finish] | Indoor Luminaires | Linear Ambient | Direct Linear Ambient Luminaires | Standard | FALSE | [9 empty] | 42030 |  |  | NotYetVerified |  | 3 | 6523.33 | 102.25 | 63.8 | 7.63 | 0.998 | 4000 | 82
P9MQ27KY | Eaton (formerly Cooper Lighting) | Corelite Divide | DSI-WS-1L40-1[All Wiring]-[Voltages include 120V thru 277V]-A[All Power Feed][All Suspension Length]-[All Ceiling Type][8 foot length increments]-Blank[Integral Control Options include DS 2S and Blank]FC[All Finish] | Indoor Luminaires | Linear Ambient | Direct Linear Ambient Luminaires | Standard | FALSE | [9 empty] | 42030 |  |  | NotYetVerified |  | 3 | 6495.59 | 101.81 | 63.8 | 7.63 | 0.998 | 4000 | 82
P2ZZ88JK | Eaton (formerly Cooper Lighting) | Corelite Divide | DSI-WS-1L40-1[All Wiring]-[Voltages Includes 120V thru 277V]-SU-JB[8 foot length increments]-Blank[Integral Control Options include DS 2S and Blank]FC[All Finish] | Indoor Luminaires | Linear Ambient | Direct Linear Ambient Luminaires | Standard | FALSE | [9 empty] | 42030 |  |  | NotYetVerified |  | 3 | 6495.59 | 101.81 | 63.8 | 7.63 | 0.998 | 4000 | 82
P9P3QTR5 | Eaton (formerly Cooper Lighting) | Corelite Divide | DSI-WS-1L40-1[All Wiring]-[Voltages include 120V thru 277V]-A[All Power Feed][All Suspension Length]-[All Ceiling Type][8 foot length increments]-Blank[Integral Control Options include DS 2S and Blank]SC[All Finish] | Indoor Luminaires | Linear Ambient | Direct Linear Ambient Luminaires | Standard | FALSE | [9 empty] | 42030 |  |  | NotYetVerified |  | 3 | 6427.33 | 100.74 | 63.8 | 7.63 | 0.998 | 4000 | 82
P65Z3QBT | Eaton (formerly Cooper Lighting) | Corelite Divide | DSI-WS-1L40-1[All Wiring]-[Voltages Includes 120V thru 277V]-SU-JB[8 foot length increments]-Blank[Integral Control Options include DS 2S and Blank]SC[All Finish] | Indoor Luminaires | Linear Ambient | Direct Linear Ambient Luminaires | Standard | FALSE | [9 empty] | 42030 |  |  | NotYetVerified |  | 3 | 6427.33 | 100.74 | 63.8 | 7.63 | 0.998 | 4000 | 82
PKPJAHYZ | Eaton (formerly Cooper Lighting) | Corelite Divide | DSI-WS-1L40-1[All Wiring]-[Voltages include 120V thru 277V]-A[All Power Feed][All Suspension Length]-[All Ceiling Type][4 foot length increments]-Blank[Integral Control Options include DS 2S and Blank]Blank[All Finish] | Indoor Luminaires | Linear Ambient | Direct Linear Ambient Luminaires | Standard | FALSE | [9 empty] | 42030 |  |  | NotYetVerified |  | 3 | 3314.99 | 103.92 | 31.9 | 7.63 | 0.998 | 4000 | 82
PANPW56Q | Eaton (formerly Cooper Lighting) | Corelite Divide | DSI-WS-1L40-1[All Wiring]-[Voltages Includes 120V thru 277V]-SU-JB[4 foot length increments]-Blank[Integral Control Options include DS 2S and Blank]Blank[All Finish] | Indoor Luminaires | Linear Ambient | Direct Linear Ambient Luminaires | Standard | FALSE | [9 empty] | 42030 |  |  | NotYetVerified |  | 3 | 3314.99 | 103.92 | 31.9 | 7.63 | 0.998 | 4000 | 82
PK4EDJ22 | Eaton (formerly Cooper Lighting) | Corelite Divide | DSI-WS-1L40-1[All Wiring]-[Voltages Includes 120V thru 277V]-SU-JB[4 foot length increments]-Blank[Integral Control Options include DS 2S and Blank]DC[All Finish] | Indoor Luminaires | Linear Ambient | Direct Linear Ambient Luminaires | Standard | FALSE | [9 empty] | 42030 |  |  | NotYetVerified |  | 3 | 3261.66 | 102.25 | 31.9 | 7.63 | 0.998 | 4000 | 82
P9EB2H7X | Eaton (formerly Cooper Lighting) | Corelite Divide | DSI-WS-1L40-1[All Wiring]-[Voltages include 120V thru 277V]-A[All Power Feed][All Suspension Length]-[All Ceiling Type][4 foot length increments]-Blank[Integral Control Options include DS 2S and Blank]DC[All Finish] | Indoor Luminaires | Linear Ambient | Direct Linear Ambient Luminaires | Standard | FALSE | [9 empty] | 42030 |  |  | NotYetVerified |  | 3 | 3261.66 | 102.25 | 31.9 | 7.63 | 0.998 | 4000 | 82
PAJ3EPDC | Eaton (formerly Cooper Lighting) | Corelite Divide | DSI-WS-1L40-1[All Wiring]-[Voltages Includes 120V thru 277V]-SU-JB[4 foot length increments]-Blank[Integral Control Options include DS 2S and Blank]FC[All Finish] | Indoor Luminaires | Linear Ambient | Direct Linear Ambient Luminaires | Standard | FALSE | [9 empty] | 42030 |  |  | NotYetVerified |  | 3 | 3247.8 | 101.81 | 31.9 | 7.63 | 0.998 | 4000 | 82
P5C65UNN | Eaton (formerly Cooper Lighting) | Corelite Divide | DSI-WS-1L40-1[All Wiring]-[Voltages include 120V thru 277V]-A[All Power Feed][All Suspension Length]-[All Ceiling Type][4 foot length increments]-Blank[Integral Control Options include DS 2S and Blank]FC[All Finish] | Indoor Luminaires | Linear Ambient | Direct Linear Ambient Luminaires | Standard | FALSE | [9 empty] | 42030 |  |  | NotYetVerified |  | 3 | 3247.8 | 101.81 | 31.9 | 7.63 | 0.998 | 4000 | 82
PW2P3EXU | Eaton (formerly Cooper Lighting) | Corelite Divide | DSI-WS-1L40-1[All Wiring]-[Voltages include 120V thru 277V]-A[All Power Feed][All Suspension Length]-[All Ceiling Type][4 foot length increments]-Blank[Integral Control Options include DS 2S and Blank]SC[All Finish] | Indoor Luminaires | Linear Ambient | Direct Linear Ambient Luminaires | Standard | FALSE | [9 empty] | 42030 |  |  | NotYetVerified |  | 3 | 3213.67 | 100.74 | 31.9 | 7.63 | 0.998 | 4000 | 82
PTAR7MKS | Eaton (formerly Cooper Lighting) | Corelite Divide | DSI-WS-1L40-1[All Wiring]-[Voltages Includes 120V thru 277V]-SU-JB[4 foot length increments]-Blank[Integral Control Options include DS 2S and Blank]SC[All Finish] | Indoor Luminaires | Linear Ambient | Direct Linear Ambient Luminaires | Standard | FALSE | [9 empty] | 42030 |  |  | NotYetVerified |  | 3 | 3213.67 | 100.74 | 31.9 | 7.63 | 0.998 | 4000 | 82
PHWBUJ87 | Eaton (formerly Cooper Lighting) | Corelite Divide | DSI-WS-4L40-1[All Wiring]-[Voltages Includes 120V thru 277V]-SU-JB[8 foot length increments]-Blank[Integral Control Options include DS 2S and Blank]Blank[All Finish] | Indoor Luminaires | Linear Ambient | Direct Linear Ambient Luminaires | Standard | FALSE | [9 empty] | 42030 |  |  | NotYetVerified |  | 3 | 14017.12 | 93.57 | 149.8 | 7 | 0.999 | 4000 | 82
P6AN4TV5 | Eaton (formerly Cooper Lighting) | Corelite Divide | DSI-WS-4L40-1[All Wiring]-[Voltages include 120V thru 277V]-A[All Power Feed][All Suspension Length]-[All Ceiling Type][8 foot length increments]-Blank[Integral Control Options include DS 2S and Blank]Blank[All Finish] | Indoor Luminaires | Linear Ambient | Direct Linear Ambient Luminaires | Standard | FALSE | [9 empty] | 42030 |  |  | NotYetVerified |  | 3 | 14017.12 | 93.57 | 149.8 | 7 | 0.999 | 4000 | 82
PWTM5VU1 | Eaton (formerly Cooper Lighting) | Corelite Divide | DSI-WS-4L40-1[All Wiring]-[Voltages include 120V thru 277V]-A[All Power Feed][All Suspension Length]-[All Ceiling Type][8 foot length increments]-Blank[Integral Control Options include DS 2S and Blank]DC[All Finish] | Indoor Luminaires | Linear Ambient | Direct Linear Ambient Luminaires | Standard | FALSE | [9 empty] | 42030 |  |  | NotYetVerified |  | 3 | 13791.61 | 92.07 | 149.8 | 7 | 0.999 | 4000 | 82
PS3J2AWT | Eaton (formerly Cooper Lighting) | Corelite Divide | DSI-WS-4L40-1[All Wiring]-[Voltages Includes 120V thru 277V]-SU-JB[8 foot length increments]-Blank[Integral Control Options include DS 2S and Blank]DC[All Finish] | Indoor Luminaires | Linear Ambient | Direct Linear Ambient Luminaires | Standard | FALSE | [9 empty] | 42030 |  |  | NotYetVerified |  | 3 | 13791.61 | 92.07 | 149.8 | 7 | 0.999 | 4000 | 82
PEUVE2KK | Eaton (formerly Cooper Lighting) | Corelite Divide | DSI-WS-4L40-1[All Wiring]-[Voltages include 120V thru 277V]-A[All Power Feed][All Suspension Length]-[All Ceiling Type][8 foot length increments]-Blank[Integral Control Options include DS 2S and Blank]FC[All Finish] | Indoor Luminaires | Linear Ambient | Direct Linear Ambient Luminaires | Standard | FALSE | [9 empty] | 42030 |  |  | NotYetVerified |  | 3 | 13732.98 | 91.68 | 149.8 | 7 | 0.999 | 4000 | 82
PBAK5ZPG | Eaton (formerly Cooper Lighting) | Corelite Divide | DSI-WS-4L40-1[All Wiring]-[Voltages Includes 120V thru 277V]-SU-JB[8 foot length increments]-Blank[Integral Control Options include DS 2S and Blank]FC[All Finish] | Indoor Luminaires | Linear Ambient | Direct Linear Ambient Luminaires | Standard | FALSE | [9 empty] | 42030 |  |  | NotYetVerified |  | 3 | 13732.98 | 91.68 | 149.8 | 7 | 0.999 | 4000 | 82
PDJFXVUZ | Eaton (formerly Cooper Lighting) | Corelite Divide | DSI-WS-4L40-1[All Wiring]-[Voltages include 120V thru 277V]-A[All Power Feed][All Suspension Length]-[All Ceiling Type][8 foot length increments]-Blank[Integral Control Options include DS 2S and Blank]SC[All Finish] | Indoor Luminaires | Linear Ambient | Direct Linear Ambient Luminaires | Standard | FALSE | [9 empty] | 42030 |  |  | NotYetVerified |  | 3 | 13588.66 | 90.71 | 149.8 | 7 | 0.999 | 4000 | 82
P8KAR4FV | Eaton (formerly Cooper Lighting) | Corelite Divide | DSI-WS-4L40-1[All Wiring]-[Voltages Includes 120V thru 277V]-SU-JB[8 foot length increments]-Blank[Integral Control Options include DS 2S and Blank]SC[All Finish] | Indoor Luminaires | Linear Ambient | Direct Linear Ambient Luminaires | Standard | FALSE | [9 empty] | 42030 |  |  | NotYetVerified |  | 3 | 13588.66 | 90.71 | 149.8 | 7 | 0.999 | 4000 | 82
PVYQU23H | Eaton (formerly Cooper Lighting) | Corelite Divide | DSI-WS-4L40-1[All Wiring]-[Voltages include 120V thru 277V]-A[All Power Feed][All Suspension Length]-[All Ceiling Type][4 foot length increments]-Blank[Integral Control Options include DS 2S and Blank]Blank[All Finish] | Indoor Luminaires | Linear Ambient | Direct Linear Ambient Luminaires | Standard | FALSE | [9 empty] | 42030 |  |  | NotYetVerified |  | 3 | 7008.56 | 93.57 | 74.9 | 7 | 0.999 | 4000 | 82
P74YV8Q2 | Eaton (formerly Cooper Lighting) | Corelite Divide | DSI-WS-4L40-1[All Wiring]-[Voltages Includes 120V thru 277V]-SU-JB[4 foot length increments]-Blank[Integral Control Options include DS 2S and Blank]Blank[All Finish] | Indoor Luminaires | Linear Ambient | Direct Linear Ambient Luminaires | Standard | FALSE | [9 empty] | 42030 |  |  | NotYetVerified |  | 3 | 7008.56 | 93.57 | 74.9 | 7 | 0.999 | 4000 | 82
PFHEB922 | Eaton (formerly Cooper Lighting) | Corelite Divide | DSI-WS-4L40-1[All Wiring]-[Voltages Includes 120V thru 277V]-SU-JB[4 foot length increments]-Blank[Integral Control Options include DS 2S and Blank]DC[All Finish] | Indoor Luminaires | Linear Ambient | Direct Linear Ambient Luminaires | Standard | FALSE | [9 empty] | 42030 |  |  | NotYetVerified |  | 3 | 6895.81 | 92.07 | 74.9 | 7 | 0.999 | 4000 | 82
PC4W7D6Y | Eaton (formerly Cooper Lighting) | Corelite Divide | DSI-WS-4L40-1[All Wiring]-[Voltages include 120V thru 277V]-A[All Power Feed][All Suspension Length]-[All Ceiling Type][4 foot length increments]-Blank[Integral Control Options include DS 2S and Blank]DC[All Finish] | Indoor Luminaires | Linear Ambient | Direct Linear Ambient Luminaires | Standard | FALSE | [9 empty] | 42030 |  |  | NotYetVerified |  | 3 | 6895.81 | 92.07 | 74.9 | 7 | 0.999 | 4000 | 82
PN646USS | Eaton (formerly Cooper Lighting) | Corelite Divide | DSI-WS-4L40-1[All Wiring]-[Voltages Includes 120V thru 277V]-SU-JB[4 foot length increments]-Blank[Integral Control Options include DS 2S and Blank]FC[All Finish] | Indoor Luminaires | Linear Ambient | Direct Linear Ambient Luminaires | Standard | FALSE | [9 empty] | 42030 |  |  | NotYetVerified |  | 3 | 6866.49 | 91.68 | 74.9 | 7 | 0.999 | 4000 | 82
P5SWFJRN | Eaton (formerly Cooper Lighting) | Corelite Divide | DSI-WS-4L40-1[All Wiring]-[Voltages include 120V thru 277V]-A[All Power Feed][All Suspension Length]-[All Ceiling Type][4 foot length increments]-Blank[Integral Control Options include DS 2S and Blank]FC[All Finish] | Indoor Luminaires | Linear Ambient | Direct Linear Ambient Luminaires | Standard | FALSE | [9 empty] | 42030 |  |  | NotYetVerified |  | 3 | 6866.49 | 91.68 | 74.9 | 7 | 0.999 | 4000 | 82
P4QUE2SB | Eaton (formerly Cooper Lighting) | Corelite Divide | DSI-WS-4L40-1[All Wiring]-[Voltages include 120V thru 277V]-A[All Power Feed][All Suspension Length]-[All Ceiling Type][4 foot length increments]-Blank[Integral Control Options include DS 2S and Blank]SC[All Finish] | Indoor Luminaires | Linear Ambient | Direct Linear Ambient Luminaires | Standard | FALSE | [9 empty] | 42030 |  |  | NotYetVerified |  | 3 | 6794.33 | 90.71 | 74.9 | 7 | 0.999 | 4000 | 82
P2X8SRJY | Eaton (formerly Cooper Lighting) | Corelite Divide | DSI-WS-4L40-1[All Wiring]-[Voltages Includes 120V thru 277V]-SU-JB[4 foot length increments]-Blank[Integral Control Options include DS 2S and Blank]SC[All Finish] | Indoor Luminaires | Linear Ambient | Direct Linear Ambient Luminaires | Standard | FALSE | [9 empty] | 42030 |  |  | NotYetVerified |  | 3 | 6794.33 | 90.71 | 74.9 | 7 | 0.999 | 4000 | 82
PQ2GYCRD | Eaton (formerly Cooper Lighting) | Corelite Divide | DSI-WS-2L40-1[All Wiring]-[Voltages Includes 120V thru 277V]-SU-JB[8 foot length increments]-Blank[Integral Control Options include DS 2S and Blank]Blank[All Finish] | Indoor Luminaires | Linear Ambient | Direct Linear Ambient Luminaires | Standard | FALSE | [9 empty] | 42030 |  |  | NotYetVerified |  | 3 | 9393.36 | 102.39 | 91.74 | 6.5 | 0.999 | 4000 | 82
P4GV184A | Eaton (formerly Cooper Lighting) | Corelite Divide | DSI-WS-2L40-1[All Wiring]-[Voltages include 120V thru 277V]-A[All Power Feed][All Suspension Length]-[All Ceiling Type][8 foot length increments]-Blank[Integral Control Options include DS 2S and Blank]Blank[All Finish] | Indoor Luminaires | Linear Ambient | Direct Linear Ambient Luminaires | Standard | FALSE | [9 empty] | 42030 |  |  | NotYetVerified |  | 3 | 9393.36 | 102.39 | 91.74 | 6.5 | 0.999 | 4000 | 82
PCWJMTNN | Eaton (formerly Cooper Lighting) | Corelite Divide | DSI-WS-2L40-1[All Wiring]-[Voltages include 120V thru 277V]-A[All Power Feed][All Suspension Length]-[All Ceiling Type][8 foot length increments]-Blank[Integral Control Options include DS 2S and Blank]DC[All Finish] | Indoor Luminaires | Linear Ambient | Direct Linear Ambient Luminaires | Standard | FALSE | [9 empty] | 42030 |  |  | NotYetVerified |  | 3 | 9242.25 | 100.74 | 91.74 | 6.5 | 0.999 | 4000 | 82
P983PBAN | Eaton (formerly Cooper Lighting) | Corelite Divide | DSI-WS-2L40-1[All Wiring]-[Voltages Includes 120V thru 277V]-SU-JB[8 foot length increments]-Blank[Integral Control Options include DS 2S and Blank]DC[All Finish] | Indoor Luminaires | Linear Ambient | Direct Linear Ambient Luminaires | Standard | FALSE | [9 empty] | 42030 |  |  | NotYetVerified |  | 3 | 9242.25 | 100.74 | 91.74 | 6.5 | 0.999 | 4000 | 82
P5EM6YXG | Eaton (formerly Cooper Lighting) | Corelite Divide | DSI-WS-2L40-1[All Wiring]-[Voltages Includes 120V thru 277V]-SU-JB[8 foot length increments]-Blank[Integral Control Options include DS 2S and Blank]FC[All Finish] | Indoor Luminaires | Linear Ambient | Direct Linear Ambient Luminaires | Standard | FALSE | [9 empty] | 42030 |  |  | NotYetVerified |  | 3 | 9202.96 | 100.32 | 91.74 | 6.5 | 0.999 | 4000 | 82
P5A574NU | Eaton (formerly Cooper Lighting) | Corelite Divide | DSI-WS-2L40-1[All Wiring]-[Voltages include 120V thru 277V]-A[All Power Feed][All Suspension Length]-[All Ceiling Type][8 foot length increments]-Blank[Integral Control Options include DS 2S and Blank]FC[All Finish] | Indoor Luminaires | Linear Ambient | Direct Linear Ambient Luminaires | Standard | FALSE | [9 empty] | 42030 |  |  | NotYetVerified |  | 3 | 9202.96 | 100.32 | 91.74 | 6.5 | 0.999 | 4000 | 82
PWXM74XB | Eaton (formerly Cooper Lighting) | Corelite Divide | DSI-WS-2L40-1[All Wiring]-[Voltages include 120V thru 277V]-A[All Power Feed][All Suspension Length]-[All Ceiling Type][8 foot length increments]-Blank[Integral Control Options include DS 2S and Blank]SC[All Finish] | Indoor Luminaires | Linear Ambient | Direct Linear Ambient Luminaires | Standard | FALSE | [9 empty] | 42030 |  |  | NotYetVerified |  | 3 | 9106.24 | 99.26 | 91.74 | 6.5 | 0.999 | 4000 | 82
P5WJ4WGN | Eaton (formerly Cooper Lighting) | Corelite Divide | DSI-WS-2L40-1[All Wiring]-[Voltages Includes 120V thru 277V]-SU-JB[8 foot length increments]-Blank[Integral Control Options include DS 2S and Blank]SC[All Finish] | Indoor Luminaires | Linear Ambient | Direct Linear Ambient Luminaires | Standard | FALSE | [9 empty] | 42030 |  |  | NotYetVerified |  | 3 | 9106.24 | 99.26 | 91.74 | 6.5 | 0.999 | 4000 | 82
PPTEFYAR | Eaton (formerly Cooper Lighting) | Corelite Divide | DSI-WS-2L40-1[All Wiring]-[Voltages include 120V thru 277V]-A[All Power Feed][All Suspension Length]-[All Ceiling Type][4 foot length increments]-Blank[Integral Control Options include DS 2S and Blank]Blank[All Finish] | Indoor Luminaires | Linear Ambient | Direct Linear Ambient Luminaires | Standard | FALSE | [9 empty] | 42030 |  |  | NotYetVerified |  | 3 | 4696.68 | 102.39 | 45.87 | 6.5 | 0.999 | 4000 | 82
P8DPJMT6 | Eaton (formerly Cooper Lighting) | Corelite Divide | DSI-WS-2L40-1[All Wiring]-[Voltages Includes 120V thru 277V]-SU-JB[4 foot length increments]-Blank[Integral Control Options include DS 2S and Blank]Blank[All Finish] | Indoor Luminaires | Linear Ambient | Direct Linear Ambient Luminaires | Standard | FALSE | [9 empty] | 42030 |  |  | NotYetVerified |  | 3 | 4696.68 | 102.39 | 45.87 | 6.5 | 0.999 | 4000 | 82
PAWBV99A | Eaton (formerly Cooper Lighting) | Corelite Divide | DSI-WS-2L40-1[All Wiring]-[Voltages Includes 120V thru 277V]-SU-JB[4 foot length increments]-Blank[Integral Control Options include DS 2S and Blank]DC[All Finish] | Indoor Luminaires | Linear Ambient | Direct Linear Ambient Luminaires | Standard | FALSE | [9 empty] | 42030 |  |  | NotYetVerified |  | 3 | 4621.12 | 100.74 | 45.87 | 6.5 | 0.999 | 4000 | 82
P9SK2FT5 | Eaton (formerly Cooper Lighting) | Corelite Divide | DSI-WS-2L40-1[All Wiring]-[Voltages include 120V thru 277V]-A[All Power Feed][All Suspension Length]-[All Ceiling Type][4 foot length increments]-Blank[Integral Control Options include DS 2S and Blank]DC[All Finish] | Indoor Luminaires | Linear Ambient | Direct Linear Ambient Luminaires | Standard | FALSE | [9 empty] | 42030 |  |  | NotYetVerified |  | 3 | 4621.12 | 100.74 | 45.87 | 6.5 | 0.999 | 4000 | 82
PTAN9F2K | Eaton (formerly Cooper Lighting) | Corelite Divide | DSI-WS-2L40-1[All Wiring]-[Voltages Includes 120V thru 277V]-SU-JB[4 foot length increments]-Blank[Integral Control Options include DS 2S and Blank]FC[All Finish] | Indoor Luminaires | Linear Ambient | Direct Linear Ambient Luminaires | Standard | FALSE | [9 empty] | 42030 |  |  | NotYetVerified |  | 3 | 4601.48 | 100.32 | 45.87 | 6.5 | 0.999 | 4000 | 82
PF155A52 | Eaton (formerly Cooper Lighting) | Corelite Divide | DSI-WS-2L40-1[All Wiring]-[Voltages include 120V thru 277V]-A[All Power Feed][All Suspension Length]-[All Ceiling Type][4 foot length increments]-Blank[Integral Control Options include DS 2S and Blank]FC[All Finish] | Indoor Luminaires | Linear Ambient | Direct Linear Ambient Luminaires | Standard | FALSE | [9 empty] | 42030 |  |  | NotYetVerified |  | 3 | 4601.48 | 100.32 | 45.87 | 6.5 | 0.999 | 4000 | 82
PN9KAR77 | Eaton (formerly Cooper Lighting) | Corelite Divide | DSI-WS-2L40-1[All Wiring]-[Voltages include 120V thru 277V]-A[All Power Feed][All Suspension Length]-[All Ceiling Type][4 foot length increments]-Blank[Integral Control Options include DS 2S and Blank]SC[All Finish] | Indoor Luminaires | Linear Ambient | Direct Linear Ambient Luminaires | Standard | FALSE | [9 empty] | 42030 |  |  | NotYetVerified |  | 3 | 4553.12 | 99.26 | 45.87 | 6.5 | 0.999 | 4000 | 82
PBVPWB9W | Eaton (formerly Cooper Lighting) | Corelite Divide | DSI-WS-2L40-1[All Wiring]-[Voltages Includes 120V thru 277V]-SU-JB[4 foot length increments]-Blank[Integral Control Options include DS 2S and Blank]SC[All Finish] | Indoor Luminaires | Linear Ambient | Direct Linear Ambient Luminaires | Standard | FALSE | [9 empty] | 42030 |  |  | NotYetVerified |  | 3 | 4553.12 | 99.26 | 45.87 | 6.5 | 0.999 | 4000 | 82
PVCG72TT | Eaton (formerly Cooper Lighting) | Corelite Divide | DSI-WS-5L40-1[All Wiring]-[Voltages Includes 120V thru 277V]-SU-JB[8 foot length increments]-Blank[Integral Control Options include DS 2S and Blank]Blank[All Finish] | Indoor Luminaires | Linear Ambient | Direct Linear Ambient Luminaires | Standard | FALSE | [9 empty] | 42030 |  |  | NotYetVerified |  | 3 | 17496.51 | 91.41 | 191.4 | 6.05 | 0.998 | 4000 | 82
PTD73YHD | Eaton (formerly Cooper Lighting) | Corelite Divide | DSI-WS-5L40-1[All Wiring]-[Voltages include 120V thru 277V]-A[All Power Feed][All Suspension Length]-[All Ceiling Type][8 foot length increments]-Blank[Integral Control Options include DS 2S and Blank]Blank[All Finish] | Indoor Luminaires | Linear Ambient | Direct Linear Ambient Luminaires | Standard | FALSE | [9 empty] | 42030 |  |  | NotYetVerified |  | 3 | 17496.51 | 91.41 | 191.4 | 6.05 | 0.998 | 4000 | 82
PBQFM73N | Eaton (formerly Cooper Lighting) | Corelite Divide | DSI-WS-5L40-1[All Wiring]-[Voltages Includes 120V thru 277V]-SU-JB[8 foot length increments]-Blank[Integral Control Options include DS 2S and Blank]DC[All Finish] | Indoor Luminaires | Linear Ambient | Direct Linear Ambient Luminaires | Standard | FALSE | [9 empty] | 42030 |  |  | NotYetVerified |  | 3 | 17255.45 | 90.15 | 191.4 | 6.05 | 0.998 | 4000 | 82
P75TZSE9 | Eaton (formerly Cooper Lighting) | Corelite Divide | DSI-WS-5L40-1[All Wiring]-[Voltages include 120V thru 277V]-A[All Power Feed][All Suspension Length]-[All Ceiling Type][8 foot length increments]-Blank[Integral Control Options include DS 2S and Blank]DC[All Finish] | Indoor Luminaires | Linear Ambient | Direct Linear Ambient Luminaires | Standard | FALSE | [9 empty] | 42030 |  |  | NotYetVerified |  | 3 | 17255.45 | 90.15 | 191.4 | 6.05 | 0.998 | 4000 | 82
PV6XD8SZ | Eaton (formerly Cooper Lighting) | Corelite Divide | DSI-WS-5L40-1[All Wiring]-[Voltages include 120V thru 277V]-A[All Power Feed][All Suspension Length]-[All Ceiling Type][8 foot length increments]-Blank[Integral Control Options include DS 2S and Blank]FC[All Finish] | Indoor Luminaires | Linear Ambient | Direct Linear Ambient Luminaires | Standard | FALSE | [9 empty] | 42030 |  |  | NotYetVerified |  | 3 | 17204.26 | 89.89 | 191.4 | 6.05 | 0.998 | 4000 | 82
P26GD9NB | Eaton (formerly Cooper Lighting) | Corelite Divide | DSI-WS-5L40-1[All Wiring]-[Voltages Includes 120V thru 277V]-SU-JB[8 foot length increments]-Blank[Integral Control Options include DS 2S and Blank]FC[All Finish] | Indoor Luminaires | Linear Ambient | Direct Linear Ambient Luminaires | Standard | FALSE | [9 empty] | 42030 |  |  | NotYetVerified |  | 3 | 17204.26 | 89.89 | 191.4 | 6.05 | 0.998 | 4000 | 82
PQ5HNJ3A | Eaton (formerly Cooper Lighting) | Corelite Divide | DSI-WS-5L40-1[All Wiring]-[Voltages include 120V thru 277V]-A[All Power Feed][All Suspension Length]-[All Ceiling Type][8 foot length increments]-Blank[Integral Control Options include DS 2S and Blank]SC[All Finish] | Indoor Luminaires | Linear Ambient | Direct Linear Ambient Luminaires | Standard | FALSE | [9 empty] | 42030 |  |  | NotYetVerified |  | 3 | 17095.46 | 89.32 | 191.4 | 6.05 | 0.998 | 4000 | 82
P51ZXDNA | Eaton (formerly Cooper Lighting) | Corelite Divide | DSI-WS-5L40-1[All Wiring]-[Voltages Includes 120V thru 277V]-SU-JB[8 foot length increments]-Blank[Integral Control Options include DS 2S and Blank]SC[All Finish] | Indoor Luminaires | Linear Ambient | Direct Linear Ambient Luminaires | Standard | FALSE | [9 empty] | 42030 |  |  | NotYetVerified |  | 3 | 17095.46 | 89.32 | 191.4 | 6.05 | 0.998 | 4000 | 82
PBYNZRTC | Eaton (formerly Cooper Lighting) | Corelite Divide | DSI-WS-5L40-1[All Wiring]-[Voltages include 120V thru 277V]-A[All Power Feed][All Suspension Length]-[All Ceiling Type][4 foot length increments]-Blank[Integral Control Options include DS 2S and Blank]Blank[All Finish] | Indoor Luminaires | Linear Ambient | Direct Linear Ambient Luminaires | Standard | FALSE | [9 empty] | 42030 |  |  | NotYetVerified |  | 3 | 8748.25 | 91.41 | 95.7 | 6.05 | 0.998 | 4000 | 82
P2G8ANPT | Eaton (formerly Cooper Lighting) | Corelite Divide | DSI-WS-5L40-1[All Wiring]-[Voltages Includes 120V thru 277V]-SU-JB[4 foot length increments]-Blank[Integral Control Options include DS 2S and Blank]Blank[All Finish] | Indoor Luminaires | Linear Ambient | Direct Linear Ambient Luminaires | Standard | FALSE | [9 empty] | 42030 |  |  | NotYetVerified |  | 3 | 8748.25 | 91.41 | 95.7 | 6.05 | 0.998 | 4000 | 82
PTVVNKK5 | Eaton (formerly Cooper Lighting) | Corelite Divide | DSI-WS-5L40-1[All Wiring]-[Voltages Includes 120V thru 277V]-SU-JB[4 foot length increments]-Blank[Integral Control Options include DS 2S and Blank]DC[All Finish] | Indoor Luminaires | Linear Ambient | Direct Linear Ambient Luminaires | Standard | FALSE | [9 empty] | 42030 |  |  | NotYetVerified |  | 3 | 8627.73 | 90.15 | 95.7 | 6.05 | 0.998 | 4000 | 82
P4AANA8D | Eaton (formerly Cooper Lighting) | Corelite Divide | DSI-WS-5L40-1[All Wiring]-[Voltages include 120V thru 277V]-A[All Power Feed][All Suspension Length]-[All Ceiling Type][4 foot length increments]-Blank[Integral Control Options include DS 2S and Blank]DC[All Finish] | Indoor Luminaires | Linear Ambient | Direct Linear Ambient Luminaires | Standard | FALSE | [9 empty] | 42030 |  |  | NotYetVerified |  | 3 | 8627.73 | 90.15 | 95.7 | 6.05 | 0.998 | 4000 | 82
PU5CXBGJ | Eaton (formerly Cooper Lighting) | Corelite Divide | DSI-WS-5L40-1[All Wiring]-[Voltages include 120V thru 277V]-A[All Power Feed][All Suspension Length]-[All Ceiling Type][4 foot length increments]-Blank[Integral Control Options include DS 2S and Blank]FC[All Finish] | Indoor Luminaires | Linear Ambient | Direct Linear Ambient Luminaires | Standard | FALSE | [9 empty] | 42030 |  |  | NotYetVerified |  | 3 | 8602.13 | 89.89 | 95.7 | 6.05 | 0.998 | 4000 | 82
P11G9XFD | Eaton (formerly Cooper Lighting) | Corelite Divide | DSI-WS-5L40-1[All Wiring]-[Voltages Includes 120V thru 277V]-SU-JB[4 foot length increments]-Blank[Integral Control Options include DS 2S and Blank]FC[All Finish] | Indoor Luminaires | Linear Ambient | Direct Linear Ambient Luminaires | Standard | FALSE | [9 empty] | 42030 |  |  | NotYetVerified |  | 3 | 8602.13 | 89.89 | 95.7 | 6.05 | 0.998 | 4000 | 82
PUMT2P3N | Eaton (formerly Cooper Lighting) | Corelite Divide | DSI-WS-5L40-1[All Wiring]-[Voltages include 120V thru 277V]-A[All Power Feed][All Suspension Length]-[All Ceiling Type][4 foot length increments]-Blank[Integral Control Options include DS 2S and Blank]SC[All Finish] | Indoor Luminaires | Linear Ambient | Direct Linear Ambient Luminaires | Standard | FALSE | [9 empty] | 42030 |  |  | NotYetVerified |  | 3 | 8547.73 | 89.32 | 95.7 | 6.05 | 0.998 | 4000 | 82
PHGCGX3R | Eaton (formerly Cooper Lighting) | Corelite Divide | DSI-WS-5L40-1[All Wiring]-[Voltages Includes 120V thru 277V]-SU-JB[4 foot length increments]-Blank[Integral Control Options include DS 2S and Blank]SC[All Finish] | Indoor Luminaires | Linear Ambient | Direct Linear Ambient Luminaires | Standard | FALSE | [9 empty] | 42030 |  |  | NotYetVerified |  | 3 | 8547.73 | 89.32 | 95.7 | 6.05 | 0.998 | 4000 | 82
P4D97MCE | Eaton (formerly Cooper Lighting) | Corelite Divide | DSI-WS-3L35-1[All Wiring]-[Voltages include 120V thru 277V]-A[All Power Feed][All Suspension Length]-[All Ceiling Type][8 foot length increments]-Blank[Integral Control Options include DS 2S and Blank]Blank[All Finish] | Indoor Luminaires | Linear Ambient | Direct Linear Ambient Luminaires | Standard | FALSE | [9 empty] | 42030 |  |  | NotYetVerified |  | 3 | 10373.67 | 91.8 | 113 | 8.02 | 0.998 | 3500 | 82
P4AJ48KW | Eaton (formerly Cooper Lighting) | Corelite Divide | DSI-WS-3L35-1[All Wiring]-[Voltages Includes 120V thru 277V]-SU-JB[8 foot length increments]-Blank[Integral Control Options include DS 2S and Blank]Blank[All Finish] | Indoor Luminaires | Linear Ambient | Direct Linear Ambient Luminaires | Standard | FALSE | [9 empty] | 42030 |  |  | NotYetVerified |  | 3 | 10373.67 | 91.8 | 113 | 8.02 | 0.998 | 3500 | 82
PTCCCR4R | Eaton (formerly Cooper Lighting) | Corelite Divide | DSI-WS-3L35-1[All Wiring]-[Voltages Includes 120V thru 277V]-SU-JB[8 foot length increments]-Blank[Integral Control Options include DS 2S and Blank]DC[All Finish] | Indoor Luminaires | Linear Ambient | Direct Linear Ambient Luminaires | Standard | FALSE | [9 empty] | 42030 |  |  | NotYetVerified |  | 3 | 10206.79 | 90.33 | 113 | 8.02 | 0.998 | 3500 | 82
PPU9A1SZ | Eaton (formerly Cooper Lighting) | Corelite Divide | DSI-WS-3L35-1[All Wiring]-[Voltages include 120V thru 277V]-A[All Power Feed][All Suspension Length]-[All Ceiling Type][8 foot length increments]-Blank[Integral Control Options include DS 2S and Blank]DC[All Finish] | Indoor Luminaires | Linear Ambient | Direct Linear Ambient Luminaires | Standard | FALSE | [9 empty] | 42030 |  |  | NotYetVerified |  | 3 | 10206.79 | 90.33 | 113 | 8.02 | 0.998 | 3500 | 82
PQ1G54B3 | Eaton (formerly Cooper Lighting) | Corelite Divide | DSI-WS-3L35-1[All Wiring]-[Voltages include 120V thru 277V]-A[All Power Feed][All Suspension Length]-[All Ceiling Type][8 foot length increments]-Blank[Integral Control Options include DS 2S and Blank]FC[All Finish] | Indoor Luminaires | Linear Ambient | Direct Linear Ambient Luminaires | Standard | FALSE | [9 empty] | 42030 |  |  | NotYetVerified |  | 3 | 10163.39 | 89.94 | 113 | 8.02 | 0.998 | 3500 | 82
P4CEU2HQ | Eaton (formerly Cooper Lighting) | Corelite Divide | DSI-WS-3L35-1[All Wiring]-[Voltages Includes 120V thru 277V]-SU-JB[8 foot length increments]-Blank[Integral Control Options include DS 2S and Blank]FC[All Finish] | Indoor Luminaires | Linear Ambient | Direct Linear Ambient Luminaires | Standard | FALSE | [9 empty] | 42030 |  |  | NotYetVerified |  | 3 | 10163.39 | 89.94 | 113 | 8.02 | 0.998 | 3500 | 82
PVRTJS1Z | Eaton (formerly Cooper Lighting) | Corelite Divide | DSI-WS-3L35-1[All Wiring]-[Voltages include 120V thru 277V]-A[All Power Feed][All Suspension Length]-[All Ceiling Type][8 foot length increments]-Blank[Integral Control Options include DS 2S and Blank]SC[All Finish] | Indoor Luminaires | Linear Ambient | Direct Linear Ambient Luminaires | Standard | FALSE | [9 empty] | 42030 |  |  | NotYetVerified |  | 3 | 10056.59 | 89 | 113 | 8.02 | 0.998 | 3500 | 82
PNFHBNUC | Eaton (formerly Cooper Lighting) | Corelite Divide | DSI-WS-3L35-1[All Wiring]-[Voltages Includes 120V thru 277V]-SU-JB[8 foot length increments]-Blank[Integral Control Options include DS 2S and Blank]SC[All Finish] | Indoor Luminaires | Linear Ambient | Direct Linear Ambient Luminaires | Standard | FALSE | [9 empty] | 42030 |  |  | NotYetVerified |  | 3 | 10056.59 | 89 | 113 | 8.02 | 0.998 | 3500 | 82
PET2JSD7 | Eaton (formerly Cooper Lighting) | Corelite Divide | DSI-WS-3L35-1[All Wiring]-[Voltages Includes 120V thru 277V]-SU-JB[4 foot length increments]-Blank[Integral Control Options include DS 2S and Blank]Blank[All Finish] | Indoor Luminaires | Linear Ambient | Direct Linear Ambient Luminaires | Standard | FALSE | [9 empty] | 42030 |  |  | NotYetVerified |  | 3 | 5186.84 | 91.8 | 56.5 | 8.02 | 0.998 | 3500 | 82
PCERWVGX | Eaton (formerly Cooper Lighting) | Corelite Divide | DSI-WS-3L35-1[All Wiring]-[Voltages include 120V thru 277V]-A[All Power Feed][All Suspension Length]-[All Ceiling Type][4 foot length increments]-Blank[Integral Control Options include DS 2S and Blank]Blank[All Finish] | Indoor Luminaires | Linear Ambient | Direct Linear Ambient Luminaires | Standard | FALSE | [9 empty] | 42030 |  |  | NotYetVerified |  | 3 | 5186.84 | 91.8 | 56.5 | 8.02 | 0.998 | 3500 | 82
PR8PE2ZZ | Eaton (formerly Cooper Lighting) | Corelite Divide | DSI-WS-3L35-1[All Wiring]-[Voltages Includes 120V thru 277V]-SU-JB[4 foot length increments]-Blank[Integral Control Options include DS 2S and Blank]DC[All Finish] | Indoor Luminaires | Linear Ambient | Direct Linear Ambient Luminaires | Standard | FALSE | [9 empty] | 42030 |  |  | NotYetVerified |  | 3 | 5103.39 | 90.33 | 56.5 | 8.02 | 0.998 | 3500 | 82
P1U4U84H | Eaton (formerly Cooper Lighting) | Corelite Divide | DSI-WS-3L35-1[All Wiring]-[Voltages include 120V thru 277V]-A[All Power Feed][All Suspension Length]-[All Ceiling Type][4 foot length increments]-Blank[Integral Control Options include DS 2S and Blank]DC[All Finish] | Indoor Luminaires | Linear Ambient | Direct Linear Ambient Luminaires | Standard | FALSE | [9 empty] | 42030 |  |  | NotYetVerified |  | 3 | 5103.39 | 90.33 | 56.5 | 8.02 | 0.998 | 3500 | 82
PSE526RK | Eaton (formerly Cooper Lighting) | Corelite Divide | DSI-WS-3L35-1[All Wiring]-[Voltages include 120V thru 277V]-A[All Power Feed][All Suspension Length]-[All Ceiling Type][4 foot length increments]-Blank[Integral Control Options include DS 2S and Blank]FC[All Finish] | Indoor Luminaires | Linear Ambient | Direct Linear Ambient Luminaires | Standard | FALSE | [9 empty] | 42030 |  |  | NotYetVerified |  | 3 | 5081.7 | 89.94 | 56.5 | 8.02 | 0.998 | 3500 | 82
PRAMZS1W | Eaton (formerly Cooper Lighting) | Corelite Divide | DSI-WS-3L35-1[All Wiring]-[Voltages Includes 120V thru 277V]-SU-JB[4 foot length increments]-Blank[Integral Control Options include DS 2S and Blank]FC[All Finish] | Indoor Luminaires | Linear Ambient | Direct Linear Ambient Luminaires | Standard | FALSE | [9 empty] | 42030 |  |  | NotYetVerified |  | 3 | 5081.7 | 89.94 | 56.5 | 8.02 | 0.998 | 3500 | 82
P68YFAYB | Eaton (formerly Cooper Lighting) | Corelite Divide | DSI-WS-3L35-1[All Wiring]-[Voltages Includes 120V thru 277V]-SU-JB[4 foot length increments]-Blank[Integral Control Options include DS 2S and Blank]SC[All Finish] | Indoor Luminaires | Linear Ambient | Direct Linear Ambient Luminaires | Standard | FALSE | [9 empty] | 42030 |  |  | NotYetVerified |  | 3 | 5028.29 | 89 | 56.5 | 8.02 | 0.998 | 3500 | 82
P2B1SRJV | Eaton (formerly Cooper Lighting) | Corelite Divide | DSI-WS-3L35-1[All Wiring]-[Voltages include 120V thru 277V]-A[All Power Feed][All Suspension Length]-[All Ceiling Type][4 foot length increments]-Blank[Integral Control Options include DS 2S and Blank]SC[All Finish] | Indoor Luminaires | Linear Ambient | Direct Linear Ambient Luminaires | Standard | FALSE | [9 empty] | 42030 |  |  | NotYetVerified |  | 3 | 5028.29 | 89 | 56.5 | 8.02 | 0.998 | 3500 | 82
PS33HE4D | Eaton (formerly Cooper Lighting) | Corelite Divide | DSI-WS-1L35-1[All Wiring]-[Voltages include 120V thru 277V]-A[All Power Feed][All Suspension Length]-[All Ceiling Type][8 foot length increments]-Blank[Integral Control Options include DS 2S and Blank]Blank[All Finish] | Indoor Luminaires | Linear Ambient | Direct Linear Ambient Luminaires | Standard | FALSE | [9 empty] | 42030 |  |  | NotYetVerified |  | 3 | 6304.27 | 100.07 | 63 | 7.63 | 0.998 | 3500 | 82
PB7W1PDP | Eaton (formerly Cooper Lighting) | Corelite Divide | DSI-WS-1L35-1[All Wiring]-[Voltages Includes 120V thru 277V]-SU-JB[8 foot length increments]-Blank[Integral Control Options include DS 2S and Blank]Blank[All Finish] | Indoor Luminaires | Linear Ambient | Direct Linear Ambient Luminaires | Standard | FALSE | [9 empty] | 42030 |  |  | NotYetVerified |  | 3 | 6304.27 | 100.07 | 63 | 7.63 | 0.998 | 3500 | 82
PUD39NX4 | Eaton (formerly Cooper Lighting) | Corelite Divide | DSI-WS-1L35-1[All Wiring]-[Voltages Includes 120V thru 277V]-SU-JB[8 foot length increments]-Blank[Integral Control Options include DS 2S and Blank]DC[All Finish] | Indoor Luminaires | Linear Ambient | Direct Linear Ambient Luminaires | Standard | FALSE | [9 empty] | 42030 |  |  | NotYetVerified |  | 3 | 6202.85 | 98.46 | 63 | 7.63 | 0.998 | 3500 | 82
PTV5XP69 | Eaton (formerly Cooper Lighting) | Corelite Divide | DSI-WS-1L35-1[All Wiring]-[Voltages include 120V thru 277V]-A[All Power Feed][All Suspension Length]-[All Ceiling Type][8 foot length increments]-Blank[Integral Control Options include DS 2S and Blank]DC[All Finish] | Indoor Luminaires | Linear Ambient | Direct Linear Ambient Luminaires | Standard | FALSE | [9 empty] | 42030 |  |  | NotYetVerified |  | 3 | 6202.85 | 98.46 | 63 | 7.63 | 0.998 | 3500 | 82
PYEC8KKG | Eaton (formerly Cooper Lighting) | Corelite Divide | DSI-WS-1L35-1[All Wiring]-[Voltages include 120V thru 277V]-A[All Power Feed][All Suspension Length]-[All Ceiling Type][8 foot length increments]-Blank[Integral Control Options include DS 2S and Blank]FC[All Finish] | Indoor Luminaires | Linear Ambient | Direct Linear Ambient Luminaires | Standard | FALSE | [9 empty] | 42030 |  |  | NotYetVerified |  | 3 | 6176.48 | 98.04 | 63 | 7.63 | 0.998 | 3500 | 82
PADFJP7N | Eaton (formerly Cooper Lighting) | Corelite Divide | DSI-WS-1L35-1[All Wiring]-[Voltages Includes 120V thru 277V]-SU-JB[8 foot length increments]-Blank[Integral Control Options include DS 2S and Blank]FC[All Finish] | Indoor Luminaires | Linear Ambient | Direct Linear Ambient Luminaires | Standard | FALSE | [9 empty] | 42030 |  |  | NotYetVerified |  | 3 | 6176.48 | 98.04 | 63 | 7.63 | 0.998 | 3500 | 82
PQMRZ2DV | Eaton (formerly Cooper Lighting) | Corelite Divide | DSI-WS-1L35-1[All Wiring]-[Voltages Includes 120V thru 277V]-SU-JB[8 foot length increments]-Blank[Integral Control Options include DS 2S and Blank]SC[All Finish] | Indoor Luminaires | Linear Ambient | Direct Linear Ambient Luminaires | Standard | FALSE | [9 empty] | 42030 |  |  | NotYetVerified |  | 3 | 6111.57 | 97.01 | 63 | 7.63 | 0.998 | 3500 | 82
P5EEJBVJ | Eaton (formerly Cooper Lighting) | Corelite Divide | DSI-WS-1L35-1[All Wiring]-[Voltages include 120V thru 277V]-A[All Power Feed][All Suspension Length]-[All Ceiling Type][8 foot length increments]-Blank[Integral Control Options include DS 2S and Blank]SC[All Finish] | Indoor Luminaires | Linear Ambient | Direct Linear Ambient Luminaires | Standard | FALSE | [9 empty] | 42030 |  |  | NotYetVerified |  | 3 | 6111.57 | 97.01 | 63 | 7.63 | 0.998 | 3500 | 82
PVN96YYH | Eaton (formerly Cooper Lighting) | Corelite Divide | DSI-WS-1L35-1[All Wiring]-[Voltages Includes 120V thru 277V]-SU-JB[4 foot length increments]-Blank[Integral Control Options include DS 2S and Blank]Blank[All Finish] | Indoor Luminaires | Linear Ambient | Direct Linear Ambient Luminaires | Standard | FALSE | [9 empty] | 42030 |  |  | NotYetVerified |  | 3 | 3152.13 | 100.07 | 31.5 | 7.63 | 0.998 | 3500 | 82
PCF7ZVJS | Eaton (formerly Cooper Lighting) | Corelite Divide | DSI-WS-1L35-1[All Wiring]-[Voltages include 120V thru 277V]-A[All Power Feed][All Suspension Length]-[All Ceiling Type][4 foot length increments]-Blank[Integral Control Options include DS 2S and Blank]Blank[All Finish] | Indoor Luminaires | Linear Ambient | Direct Linear Ambient Luminaires | Standard | FALSE | [9 empty] | 42030 |  |  | NotYetVerified |  | 3 | 3152.13 | 100.07 | 31.5 | 7.63 | 0.998 | 3500 | 82
PSK24V9F | Eaton (formerly Cooper Lighting) | Corelite Divide | DSI-WS-1L35-1[All Wiring]-[Voltages Includes 120V thru 277V]-SU-JB[4 foot length increments]-Blank[Integral Control Options include DS 2S and Blank]DC[All Finish] | Indoor Luminaires | Linear Ambient | Direct Linear Ambient Luminaires | Standard | FALSE | [9 empty] | 42030 |  |  | NotYetVerified |  | 3 | 3101.42 | 98.46 | 31.5 | 7.63 | 0.998 | 3500 | 82
PFTS69AP | Eaton (formerly Cooper Lighting) | Corelite Divide | DSI-WS-1L35-1[All Wiring]-[Voltages include 120V thru 277V]-A[All Power Feed][All Suspension Length]-[All Ceiling Type][4 foot length increments]-Blank[Integral Control Options include DS 2S and Blank]DC[All Finish] | Indoor Luminaires | Linear Ambient | Direct Linear Ambient Luminaires | Standard | FALSE | [9 empty] | 42030 |  |  | NotYetVerified |  | 3 | 3101.42 | 98.46 | 31.5 | 7.63 | 0.998 | 3500 | 82
PXTZM5TJ | Eaton (formerly Cooper Lighting) | Corelite Divide | DSI-WS-1L35-1[All Wiring]-[Voltages include 120V thru 277V]-A[All Power Feed][All Suspension Length]-[All Ceiling Type][4 foot length increments]-Blank[Integral Control Options include DS 2S and Blank]FC[All Finish] | Indoor Luminaires | Linear Ambient | Direct Linear Ambient Luminaires | Standard | FALSE | [9 empty] | 42030 |  |  | NotYetVerified |  | 3 | 3088.24 | 98.04 | 31.5 | 7.63 | 0.998 | 3500 | 82
P96SKVA1 | Eaton (formerly Cooper Lighting) | Corelite Divide | DSI-WS-1L35-1[All Wiring]-[Voltages Includes 120V thru 277V]-SU-JB[4 foot length increments]-Blank[Integral Control Options include DS 2S and Blank]FC[All Finish] | Indoor Luminaires | Linear Ambient | Direct Linear Ambient Luminaires | Standard | FALSE | [9 empty] | 42030 |  |  | NotYetVerified |  | 3 | 3088.24 | 98.04 | 31.5 | 7.63 | 0.998 | 3500 | 82
PVFZ37BR | Eaton (formerly Cooper Lighting) | Corelite Divide | DSI-WS-1L35-1[All Wiring]-[Voltages Includes 120V thru 277V]-SU-JB[4 foot length increments]-Blank[Integral Control Options include DS 2S and Blank]SC[All Finish] | Indoor Luminaires | Linear Ambient | Direct Linear Ambient Luminaires | Standard | FALSE | [9 empty] | 42030 |  |  | NotYetVerified |  | 3 | 3055.78 | 97.01 | 31.5 | 7.63 | 0.998 | 3500 | 82
P7EETV6E | Eaton (formerly Cooper Lighting) | Corelite Divide | DSI-WS-1L35-1[All Wiring]-[Voltages include 120V thru 277V]-A[All Power Feed][All Suspension Length]-[All Ceiling Type][4 foot length increments]-Blank[Integral Control Options include DS 2S and Blank]SC[All Finish] | Indoor Luminaires | Linear Ambient | Direct Linear Ambient Luminaires | Standard | FALSE | [9 empty] | 42030 |  |  | NotYetVerified |  | 3 | 3055.78 | 97.01 | 31.5 | 7.63 | 0.998 | 3500 | 82
P82Z3HRV | Eaton (formerly Cooper Lighting) | Corelite Divide | DSI-WS-4L35-1[All Wiring]-[Voltages include 120V thru 277V]-A[All Power Feed][All Suspension Length]-[All Ceiling Type][8 foot length increments]-Blank[Integral Control Options include DS 2S and Blank]Blank[All Finish] | Indoor Luminaires | Linear Ambient | Direct Linear Ambient Luminaires | Standard | FALSE | [9 empty] | 42030 |  |  | NotYetVerified |  | 3 | 13328.48 | 88.98 | 149.8 | 7 | 0.999 | 3500 | 82
P296KHMU | Eaton (formerly Cooper Lighting) | Corelite Divide | DSI-WS-4L35-1[All Wiring]-[Voltages Includes 120V thru 277V]-SU-JB[8 foot length increments]-Blank[Integral Control Options include DS 2S and Blank]Blank[All Finish] | Indoor Luminaires | Linear Ambient | Direct Linear Ambient Luminaires | Standard | FALSE | [9 empty] | 42030 |  |  | NotYetVerified |  | 3 | 13328.48 | 88.98 | 149.8 | 7 | 0.999 | 3500 | 82
PXRVJWVP | Eaton (formerly Cooper Lighting) | Corelite Divide | DSI-WS-4L35-1[All Wiring]-[Voltages Includes 120V thru 277V]-SU-JB[8 foot length increments]-Blank[Integral Control Options include DS 2S and Blank]DC[All Finish] | Indoor Luminaires | Linear Ambient | Direct Linear Ambient Luminaires | Standard | FALSE | [9 empty] | 42030 |  |  | NotYetVerified |  | 3 | 13114.06 | 87.54 | 149.8 | 7 | 0.999 | 3500 | 82
PTMMVUHC | Eaton (formerly Cooper Lighting) | Corelite Divide | DSI-WS-4L35-1[All Wiring]-[Voltages include 120V thru 277V]-A[All Power Feed][All Suspension Length]-[All Ceiling Type][8 foot length increments]-Blank[Integral Control Options include DS 2S and Blank]DC[All Finish] | Indoor Luminaires | Linear Ambient | Direct Linear Ambient Luminaires | Standard | FALSE | [9 empty] | 42030 |  |  | NotYetVerified |  | 3 | 13114.06 | 87.54 | 149.8 | 7 | 0.999 | 3500 | 82
PB86DRHC | Eaton (formerly Cooper Lighting) | Corelite Divide | DSI-WS-4L35-1[All Wiring]-[Voltages Includes 120V thru 277V]-SU-JB[8 foot length increments]-Blank[Integral Control Options include DS 2S and Blank]FC[All Finish] | Indoor Luminaires | Linear Ambient | Direct Linear Ambient Luminaires | Standard | FALSE | [9 empty] | 42030 |  |  | NotYetVerified |  | 3 | 13058.31 | 87.17 | 149.8 | 7 | 0.999 | 3500 | 82
P4QWDJDT | Eaton (formerly Cooper Lighting) | Corelite Divide | DSI-WS-4L35-1[All Wiring]-[Voltages include 120V thru 277V]-A[All Power Feed][All Suspension Length]-[All Ceiling Type][8 foot length increments]-Blank[Integral Control Options include DS 2S and Blank]FC[All Finish] | Indoor Luminaires | Linear Ambient | Direct Linear Ambient Luminaires | Standard | FALSE | [9 empty] | 42030 |  |  | NotYetVerified |  | 3 | 13058.31 | 87.17 | 149.8 | 7 | 0.999 | 3500 | 82
PDN85S82 | Eaton (formerly Cooper Lighting) | Corelite Divide | DSI-WS-4L35-1[All Wiring]-[Voltages Includes 120V thru 277V]-SU-JB[8 foot length increments]-Blank[Integral Control Options include DS 2S and Blank]SC[All Finish] | Indoor Luminaires | Linear Ambient | Direct Linear Ambient Luminaires | Standard | FALSE | [9 empty] | 42030 |  |  | NotYetVerified |  | 3 | 12921.08 | 86.26 | 149.8 | 7 | 0.999 | 3500 | 82
P86RTXD7 | Eaton (formerly Cooper Lighting) | Corelite Divide | DSI-WS-4L35-1[All Wiring]-[Voltages include 120V thru 277V]-A[All Power Feed][All Suspension Length]-[All Ceiling Type][8 foot length increments]-Blank[Integral Control Options include DS 2S and Blank]SC[All Finish] | Indoor Luminaires | Linear Ambient | Direct Linear Ambient Luminaires | Standard | FALSE | [9 empty] | 42030 |  |  | NotYetVerified |  | 3 | 12921.08 | 86.26 | 149.8 | 7 | 0.999 | 3500 | 82
PNKERJKA | Eaton (formerly Cooper Lighting) | Corelite Divide | DSI-WS-4L35-1[All Wiring]-[Voltages Includes 120V thru 277V]-SU-JB[4 foot length increments]-Blank[Integral Control Options include DS 2S and Blank]Blank[All Finish] | Indoor Luminaires | Linear Ambient | Direct Linear Ambient Luminaires | Standard | FALSE | [9 empty] | 42030 |  |  | NotYetVerified |  | 3 | 6664.24 | 88.98 | 74.9 | 7 | 0.999 | 3500 | 82
PMA15RMR | Eaton (formerly Cooper Lighting) | Corelite Divide | DSI-WS-4L35-1[All Wiring]-[Voltages include 120V thru 277V]-A[All Power Feed][All Suspension Length]-[All Ceiling Type][4 foot length increments]-Blank[Integral Control Options include DS 2S and Blank]Blank[All Finish] | Indoor Luminaires | Linear Ambient | Direct Linear Ambient Luminaires | Standard | FALSE | [9 empty] | 42030 |  |  | NotYetVerified |  | 3 | 6664.24 | 88.98 | 74.9 | 7 | 0.999 | 3500 | 82
PXE3GWD2 | Eaton (formerly Cooper Lighting) | Corelite Divide | DSI-WS-4L35-1[All Wiring]-[Voltages Includes 120V thru 277V]-SU-JB[4 foot length increments]-Blank[Integral Control Options include DS 2S and Blank]DC[All Finish] | Indoor Luminaires | Linear Ambient | Direct Linear Ambient Luminaires | Standard | FALSE | [9 empty] | 42030 |  |  | NotYetVerified |  | 3 | 6557.03 | 87.54 | 74.9 | 7 | 0.999 | 3500 | 82
P1Y1PDZS | Eaton (formerly Cooper Lighting) | Corelite Divide | DSI-WS-4L35-1[All Wiring]-[Voltages include 120V thru 277V]-A[All Power Feed][All Suspension Length]-[All Ceiling Type][4 foot length increments]-Blank[Integral Control Options include DS 2S and Blank]DC[All Finish] | Indoor Luminaires | Linear Ambient | Direct Linear Ambient Luminaires | Standard | FALSE | [9 empty] | 42030 |  |  | NotYetVerified |  | 3 | 6557.03 | 87.54 | 74.9 | 7 | 0.999 | 3500 | 82
PYQ5GYUK | Eaton (formerly Cooper Lighting) | Corelite Divide | DSI-WS-4L35-1[All Wiring]-[Voltages include 120V thru 277V]-A[All Power Feed][All Suspension Length]-[All Ceiling Type][4 foot length increments]-Blank[Integral Control Options include DS 2S and Blank]FC[All Finish] | Indoor Luminaires | Linear Ambient | Direct Linear Ambient Luminaires | Standard | FALSE | [9 empty] | 42030 |  |  | NotYetVerified |  | 3 | 6529.15 | 87.17 | 74.9 | 7 | 0.999 | 3500 | 82
P9TM1NR6 | Eaton (formerly Cooper Lighting) | Corelite Divide | DSI-WS-4L35-1[All Wiring]-[Voltages Includes 120V thru 277V]-SU-JB[4 foot length increments]-Blank[Integral Control Options include DS 2S and Blank]FC[All Finish] | Indoor Luminaires | Linear Ambient | Direct Linear Ambient Luminaires | Standard | FALSE | [9 empty] | 42030 |  |  | NotYetVerified |  | 3 | 6529.15 | 87.17 | 74.9 | 7 | 0.999 | 3500 | 82
PRHT5KBF | Eaton (formerly Cooper Lighting) | Corelite Divide | DSI-WS-4L35-1[All Wiring]-[Voltages include 120V thru 277V]-A[All Power Feed][All Suspension Length]-[All Ceiling Type][4 foot length increments]-Blank[Integral Control Options include DS 2S and Blank]SC[All Finish] | Indoor Luminaires | Linear Ambient | Direct Linear Ambient Luminaires | Standard | FALSE | [9 empty] | 42030 |  |  | NotYetVerified |  | 3 | 6460.54 | 86.26 | 74.9 | 7 | 0.999 | 3500 | 82
PGEX9J2X | Eaton (formerly Cooper Lighting) | Corelite Divide | DSI-WS-4L35-1[All Wiring]-[Voltages Includes 120V thru 277V]-SU-JB[4 foot length increments]-Blank[Integral Control Options include DS 2S and Blank]SC[All Finish] | Indoor Luminaires | Linear Ambient | Direct Linear Ambient Luminaires | Standard | FALSE | [9 empty] | 42030 |  |  | NotYetVerified |  | 3 | 6460.54 | 86.26 | 74.9 | 7 | 0.999 | 3500 | 82
PWQPY94E | Eaton (formerly Cooper Lighting) | Corelite Divide | DSI-WS-2L35-1[All Wiring]-[Voltages include 120V thru 277V]-A[All Power Feed][All Suspension Length]-[All Ceiling Type][8 foot length increments]-Blank[Integral Control Options include DS 2S and Blank]Blank[All Finish] | Indoor Luminaires | Linear Ambient | Direct Linear Ambient Luminaires | Standard | FALSE | [9 empty] | 42030 |  |  | NotYetVerified |  | 3 | 8931.89 | 97.36 | 91.74 | 6.5 | 0.999 | 3500 | 82
P4RTPPFS | Eaton (formerly Cooper Lighting) | Corelite Divide | DSI-WS-2L35-1[All Wiring]-[Voltages Includes 120V thru 277V]-SU-JB[8 foot length increments]-Blank[Integral Control Options include DS 2S and Blank]Blank[All Finish] | Indoor Luminaires | Linear Ambient | Direct Linear Ambient Luminaires | Standard | FALSE | [9 empty] | 42030 |  |  | NotYetVerified |  | 3 | 8931.89 | 97.36 | 91.74 | 6.5 | 0.999 | 3500 | 82
P8WMQ447 | Eaton (formerly Cooper Lighting) | Corelite Divide | DSI-WS-2L35-1[All Wiring]-[Voltages include 120V thru 277V]-A[All Power Feed][All Suspension Length]-[All Ceiling Type][8 foot length increments]-Blank[Integral Control Options include DS 2S and Blank]DC[All Finish] | Indoor Luminaires | Linear Ambient | Direct Linear Ambient Luminaires | Standard | FALSE | [9 empty] | 42030 |  |  | NotYetVerified |  | 3 | 8788.19 | 95.79 | 91.74 | 6.5 | 0.999 | 3500 | 82
P59ETG3J | Eaton (formerly Cooper Lighting) | Corelite Divide | DSI-WS-2L35-1[All Wiring]-[Voltages Includes 120V thru 277V]-SU-JB[8 foot length increments]-Blank[Integral Control Options include DS 2S and Blank]DC[All Finish] | Indoor Luminaires | Linear Ambient | Direct Linear Ambient Luminaires | Standard | FALSE | [9 empty] | 42030 |  |  | NotYetVerified |  | 3 | 8788.19 | 95.79 | 91.74 | 6.5 | 0.999 | 3500 | 82
PTT22C7H | Eaton (formerly Cooper Lighting) | Corelite Divide | DSI-WS-2L35-1[All Wiring]-[Voltages Includes 120V thru 277V]-SU-JB[8 foot length increments]-Blank[Integral Control Options include DS 2S and Blank]FC[All Finish] | Indoor Luminaires | Linear Ambient | Direct Linear Ambient Luminaires | Standard | FALSE | [9 empty] | 42030 |  |  | NotYetVerified |  | 3 | 8750.83 | 95.39 | 91.74 | 6.5 | 0.999 | 3500 | 82
P6DCGXAQ | Eaton (formerly Cooper Lighting) | Corelite Divide | DSI-WS-2L35-1[All Wiring]-[Voltages include 120V thru 277V]-A[All Power Feed][All Suspension Length]-[All Ceiling Type][8 foot length increments]-Blank[Integral Control Options include DS 2S and Blank]FC[All Finish] | Indoor Luminaires | Linear Ambient | Direct Linear Ambient Luminaires | Standard | FALSE | [9 empty] | 42030 |  |  | NotYetVerified |  | 3 | 8750.83 | 95.39 | 91.74 | 6.5 | 0.999 | 3500 | 82
PPQYW8HN | Eaton (formerly Cooper Lighting) | Corelite Divide | DSI-WS-2L35-1[All Wiring]-[Voltages Includes 120V thru 277V]-SU-JB[8 foot length increments]-Blank[Integral Control Options include DS 2S and Blank]SC[All Finish] | Indoor Luminaires | Linear Ambient | Direct Linear Ambient Luminaires | Standard | FALSE | [9 empty] | 42030 |  |  | NotYetVerified |  | 3 | 8658.87 | 94.38 | 91.74 | 6.5 | 0.999 | 3500 | 82
P6QA3SRY | Eaton (formerly Cooper Lighting) | Corelite Divide | DSI-WS-2L35-1[All Wiring]-[Voltages include 120V thru 277V]-A[All Power Feed][All Suspension Length]-[All Ceiling Type][8 foot length increments]-Blank[Integral Control Options include DS 2S and Blank]SC[All Finish] | Indoor Luminaires | Linear Ambient | Direct Linear Ambient Luminaires | Standard | FALSE | [9 empty] | 42030 |  |  | NotYetVerified |  | 3 | 8658.87 | 94.38 | 91.74 | 6.5 | 0.999 | 3500 | 82
PVZV3GZ4 | Eaton (formerly Cooper Lighting) | Corelite Divide | DSI-WS-2L35-1[All Wiring]-[Voltages Includes 120V thru 277V]-SU-JB[4 foot length increments]-Blank[Integral Control Options include DS 2S and Blank]Blank[All Finish] | Indoor Luminaires | Linear Ambient | Direct Linear Ambient Luminaires | Standard | FALSE | [9 empty] | 42030 |  |  | NotYetVerified |  | 3 | 4465.94 | 97.36 | 45.87 | 6.5 | 0.999 | 3500 | 82
P1R6FXDM | Eaton (formerly Cooper Lighting) | Corelite Divide | DSI-WS-2L35-1[All Wiring]-[Voltages include 120V thru 277V]-A[All Power Feed][All Suspension Length]-[All Ceiling Type][4 foot length increments]-Blank[Integral Control Options include DS 2S and Blank]Blank[All Finish] | Indoor Luminaires | Linear Ambient | Direct Linear Ambient Luminaires | Standard | FALSE | [9 empty] | 42030 |  |  | NotYetVerified |  | 3 | 4465.94 | 97.36 | 45.87 | 6.5 | 0.999 | 3500 | 82
PKTCQ14R | Eaton (formerly Cooper Lighting) | Corelite Divide | DSI-WS-2L35-1[All Wiring]-[Voltages include 120V thru 277V]-A[All Power Feed][All Suspension Length]-[All Ceiling Type][4 foot length increments]-Blank[Integral Control Options include DS 2S and Blank]DC[All Finish] | Indoor Luminaires | Linear Ambient | Direct Linear Ambient Luminaires | Standard | FALSE | [9 empty] | 42030 |  |  | NotYetVerified |  | 3 | 4394.1 | 95.79 | 45.87 | 6.5 | 0.999 | 3500 | 82
PJMGB3VP | Eaton (formerly Cooper Lighting) | Corelite Divide | DSI-WS-2L35-1[All Wiring]-[Voltages Includes 120V thru 277V]-SU-JB[4 foot length increments]-Blank[Integral Control Options include DS 2S and Blank]DC[All Finish] | Indoor Luminaires | Linear Ambient | Direct Linear Ambient Luminaires | Standard | FALSE | [9 empty] | 42030 |  |  | NotYetVerified |  | 3 | 4394.1 | 95.79 | 45.87 | 6.5 | 0.999 | 3500 | 82
PXBMRPCY | Eaton (formerly Cooper Lighting) | Corelite Divide | DSI-WS-2L35-1[All Wiring]-[Voltages Includes 120V thru 277V]-SU-JB[4 foot length increments]-Blank[Integral Control Options include DS 2S and Blank]FC[All Finish] | Indoor Luminaires | Linear Ambient | Direct Linear Ambient Luminaires | Standard | FALSE | [9 empty] | 42030 |  |  | NotYetVerified |  | 3 | 4375.42 | 95.39 | 45.87 | 6.5 | 0.999 | 3500 | 82
PPD3684X | Eaton (formerly Cooper Lighting) | Corelite Divide | DSI-WS-2L35-1[All Wiring]-[Voltages include 120V thru 277V]-A[All Power Feed][All Suspension Length]-[All Ceiling Type][4 foot length increments]-Blank[Integral Control Options include DS 2S and Blank]FC[All Finish] | Indoor Luminaires | Linear Ambient | Direct Linear Ambient Luminaires | Standard | FALSE | [9 empty] | 42030 |  |  | NotYetVerified |  | 3 | 4375.42 | 95.39 | 45.87 | 6.5 | 0.999 | 3500 | 82
P79HBF4P | Eaton (formerly Cooper Lighting) | Corelite Divide | DSI-WS-2L35-1[All Wiring]-[Voltages include 120V thru 277V]-A[All Power Feed][All Suspension Length]-[All Ceiling Type][4 foot length increments]-Blank[Integral Control Options include DS 2S and Blank]SC[All Finish] | Indoor Luminaires | Linear Ambient | Direct Linear Ambient Luminaires | Standard | FALSE | [9 empty] | 42030 |  |  | NotYetVerified |  | 3 | 4329.44 | 94.38 | 45.87 | 6.5 | 0.999 | 3500 | 82
P2NB67P6 | Eaton (formerly Cooper Lighting) | Corelite Divide | DSI-WS-2L35-1[All Wiring]-[Voltages Includes 120V thru 277V]-SU-JB[4 foot length increments]-Blank[Integral Control Options include DS 2S and Blank]SC[All Finish] | Indoor Luminaires | Linear Ambient | Direct Linear Ambient Luminaires | Standard | FALSE | [9 empty] | 42030 |  |  | NotYetVerified |  | 3 | 4329.44 | 94.38 | 45.87 | 6.5 | 0.999 | 3500 | 82
PU8G7QKY | Eaton (formerly Cooper Lighting) | Corelite Divide | DSI-WS-5L35-1[All Wiring]-[Voltages Includes 120V thru 277V]-SU-JB[8 foot length increments]-Blank[Integral Control Options include DS 2S and Blank]Blank[All Finish] | Indoor Luminaires | Linear Ambient | Direct Linear Ambient Luminaires | Standard | FALSE | [9 empty] | 42030 |  |  | NotYetVerified |  | 3 | 16636.94 | 87.01 | 191.2 | 6.05 | 0.998 | 3500 | 82
P95VUYK2 | Eaton (formerly Cooper Lighting) | Corelite Divide | DSI-WS-5L35-1[All Wiring]-[Voltages include 120V thru 277V]-A[All Power Feed][All Suspension Length]-[All Ceiling Type][8 foot length increments]-Blank[Integral Control Options include DS 2S and Blank]Blank[All Finish] | Indoor Luminaires | Linear Ambient | Direct Linear Ambient Luminaires | Standard | FALSE | [9 empty] | 42030 |  |  | NotYetVerified |  | 3 | 16636.94 | 87.01 | 191.2 | 6.05 | 0.998 | 3500 | 82
PZJQ5GWD | Eaton (formerly Cooper Lighting) | Corelite Divide | DSI-WS-5L35-1[All Wiring]-[Voltages Includes 120V thru 277V]-SU-JB[8 foot length increments]-Blank[Integral Control Options include DS 2S and Blank]DC[All Finish] | Indoor Luminaires | Linear Ambient | Direct Linear Ambient Luminaires | Standard | FALSE | [9 empty] | 42030 |  |  | NotYetVerified |  | 3 | 16407.73 | 85.81 | 191.2 | 6.05 | 0.998 | 3500 | 82
PJPTG2V6 | Eaton (formerly Cooper Lighting) | Corelite Divide | DSI-WS-5L35-1[All Wiring]-[Voltages include 120V thru 277V]-A[All Power Feed][All Suspension Length]-[All Ceiling Type][8 foot length increments]-Blank[Integral Control Options include DS 2S and Blank]DC[All Finish] | Indoor Luminaires | Linear Ambient | Direct Linear Ambient Luminaires | Standard | FALSE | [9 empty] | 42030 |  |  | NotYetVerified |  | 3 | 16407.73 | 85.81 | 191.2 | 6.05 | 0.998 | 3500 | 82
PZ86VHY6 | Eaton (formerly Cooper Lighting) | Corelite Divide | DSI-WS-5L35-1[All Wiring]-[Voltages Includes 120V thru 277V]-SU-JB[8 foot length increments]-Blank[Integral Control Options include DS 2S and Blank]FC[All Finish] | Indoor Luminaires | Linear Ambient | Direct Linear Ambient Luminaires | Standard | FALSE | [9 empty] | 42030 |  |  | NotYetVerified |  | 3 | 16359.05 | 85.56 | 191.2 | 6.05 | 0.998 | 3500 | 82
PJ44B85N | Eaton (formerly Cooper Lighting) | Corelite Divide | DSI-WS-5L35-1[All Wiring]-[Voltages include 120V thru 277V]-A[All Power Feed][All Suspension Length]-[All Ceiling Type][8 foot length increments]-Blank[Integral Control Options include DS 2S and Blank]FC[All Finish] | Indoor Luminaires | Linear Ambient | Direct Linear Ambient Luminaires | Standard | FALSE | [9 empty] | 42030 |  |  | NotYetVerified |  | 3 | 16359.05 | 85.56 | 191.2 | 6.05 | 0.998 | 3500 | 82
PF6HNEVG | Eaton (formerly Cooper Lighting) | Corelite Divide | DSI-WS-5L35-1[All Wiring]-[Voltages Includes 120V thru 277V]-SU-JB[8 foot length increments]-Blank[Integral Control Options include DS 2S and Blank]SC[All Finish] | Indoor Luminaires | Linear Ambient | Direct Linear Ambient Luminaires | Standard | FALSE | [9 empty] | 42030 |  |  | NotYetVerified |  | 3 | 16255.6 | 85.02 | 191.2 | 6.05 | 0.998 | 3500 | 82
PE5DAR5P | Eaton (formerly Cooper Lighting) | Corelite Divide | DSI-WS-5L35-1[All Wiring]-[Voltages include 120V thru 277V]-A[All Power Feed][All Suspension Length]-[All Ceiling Type][8 foot length increments]-Blank[Integral Control Options include DS 2S and Blank]SC[All Finish] | Indoor Luminaires | Linear Ambient | Direct Linear Ambient Luminaires | Standard | FALSE | [9 empty] | 42030 |  |  | NotYetVerified |  | 3 | 16255.6 | 85.02 | 191.2 | 6.05 | 0.998 | 3500 | 82
PF7Z825K | Eaton (formerly Cooper Lighting) | Corelite Divide | DSI-WS-5L35-1[All Wiring]-[Voltages include 120V thru 277V]-A[All Power Feed][All Suspension Length]-[All Ceiling Type][4 foot length increments]-Blank[Integral Control Options include DS 2S and Blank]Blank[All Finish] | Indoor Luminaires | Linear Ambient | Direct Linear Ambient Luminaires | Standard | FALSE | [9 empty] | 42030 |  |  | NotYetVerified |  | 3 | 8318.47 | 87.01 | 95.6 | 6.05 | 0.998 | 3500 | 82
P5PPXE2P | Eaton (formerly Cooper Lighting) | Corelite Divide | DSI-WS-5L35-1[All Wiring]-[Voltages Includes 120V thru 277V]-SU-JB[4 foot length increments]-Blank[Integral Control Options include DS 2S and Blank]Blank[All Finish] | Indoor Luminaires | Linear Ambient | Direct Linear Ambient Luminaires | Standard | FALSE | [9 empty] | 42030 |  |  | NotYetVerified |  | 3 | 8318.47 | 87.01 | 95.6 | 6.05 | 0.998 | 3500 | 82
PJ6QCH43 | Eaton (formerly Cooper Lighting) | Corelite Divide | DSI-WS-5L35-1[All Wiring]-[Voltages Includes 120V thru 277V]-SU-JB[4 foot length increments]-Blank[Integral Control Options include DS 2S and Blank]DC[All Finish] | Indoor Luminaires | Linear Ambient | Direct Linear Ambient Luminaires | Standard | FALSE | [9 empty] | 42030 |  |  | NotYetVerified |  | 3 | 8203.86 | 85.81 | 95.6 | 6.05 | 0.998 | 3500 | 82
PCCAT8KG | Eaton (formerly Cooper Lighting) | Corelite Divide | DSI-WS-5L35-1[All Wiring]-[Voltages include 120V thru 277V]-A[All Power Feed][All Suspension Length]-[All Ceiling Type][4 foot length increments]-Blank[Integral Control Options include DS 2S and Blank]DC[All Finish] | Indoor Luminaires | Linear Ambient | Direct Linear Ambient Luminaires | Standard | FALSE | [9 empty] | 42030 |  |  | NotYetVerified |  | 3 | 8203.86 | 85.81 | 95.6 | 6.05 | 0.998 | 3500 | 82
P3K7T46G | Eaton (formerly Cooper Lighting) | Corelite Divide | DSI-WS-5L35-1[All Wiring]-[Voltages Includes 120V thru 277V]-SU-JB[4 foot length increments]-Blank[Integral Control Options include DS 2S and Blank]FC[All Finish] | Indoor Luminaires | Linear Ambient | Direct Linear Ambient Luminaires | Standard | FALSE | [9 empty] | 42030 |  |  | NotYetVerified |  | 3 | 8179.52 | 85.56 | 95.6 | 6.05 | 0.998 | 3500 | 82
P1EW9Z4D | Eaton (formerly Cooper Lighting) | Corelite Divide | DSI-WS-5L35-1[All Wiring]-[Voltages include 120V thru 277V]-A[All Power Feed][All Suspension Length]-[All Ceiling Type][4 foot length increments]-Blank[Integral Control Options include DS 2S and Blank]FC[All Finish] | Indoor Luminaires | Linear Ambient | Direct Linear Ambient Luminaires | Standard | FALSE | [9 empty] | 42030 |  |  | NotYetVerified |  | 3 | 8179.52 | 85.56 | 95.6 | 6.05 | 0.998 | 3500 | 82
PYPF24D7 | Eaton (formerly Cooper Lighting) | Corelite Divide | DSI-WS-5L35-1[All Wiring]-[Voltages include 120V thru 277V]-A[All Power Feed][All Suspension Length]-[All Ceiling Type][4 foot length increments]-Blank[Integral Control Options include DS 2S and Blank]SC[All Finish] | Indoor Luminaires | Linear Ambient | Direct Linear Ambient Luminaires | Standard | FALSE | [9 empty] | 42030 |  |  | NotYetVerified |  | 3 | 8127.8 | 85.02 | 95.6 | 6.05 | 0.998 | 3500 | 82
PJCGYD7V | Eaton (formerly Cooper Lighting) | Corelite Divide | DSI-WS-5L35-1[All Wiring]-[Voltages Includes 120V thru 277V]-SU-JB[4 foot length increments]-Blank[Integral Control Options include DS 2S and Blank]SC[All Finish] | Indoor Luminaires | Linear Ambient | Direct Linear Ambient Luminaires | Standard | FALSE | [9 empty] | 42030 |  |  | NotYetVerified |  | 3 | 8127.8 | 85.02 | 95.6 | 6.05 | 0.998 | 3500 | 82
P98TYVA1 | Eaton (formerly Cooper Lighting) | Corelite Divide | DSI-WS-3L30-1[All Wiring]-[Voltages Includes 120V thru 277V]-SU-JB[8 foot length increments]-Blank[Integral Control Options include DS 2S and Blank]Blank[All Finish] | Indoor Luminaires | Linear Ambient | Direct Linear Ambient Luminaires | Standard | FALSE | [9 empty] | 42030 |  |  | NotYetVerified |  | 3 | 10228.43 | 90.52 | 113 | 8.02 | 0.998 | 3000 | 82
P33E7R6B | Eaton (formerly Cooper Lighting) | Corelite Divide | DSI-WS-3L30-1[All Wiring]-[Voltages include 120V thru 277V]-A[All Power Feed][All Suspension Length]-[All Ceiling Type][8 foot length increments]-Blank[Integral Control Options include DS 2S and Blank]Blank[All Finish] | Indoor Luminaires | Linear Ambient | Direct Linear Ambient Luminaires | Standard | FALSE | [9 empty] | 42030 |  |  | NotYetVerified |  | 3 | 10228.43 | 90.52 | 113 | 8.02 | 0.998 | 3000 | 82
PZCPFU1H | Eaton (formerly Cooper Lighting) | Corelite Divide | DSI-WS-3L30-1[All Wiring]-[Voltages include 120V thru 277V]-A[All Power Feed][All Suspension Length]-[All Ceiling Type][8 foot length increments]-Blank[Integral Control Options include DS 2S and Blank]DC[All Finish] | Indoor Luminaires | Linear Ambient | Direct Linear Ambient Luminaires | Standard | FALSE | [9 empty] | 42030 |  |  | NotYetVerified |  | 3 | 10063.88 | 89.06 | 113 | 8.02 | 0.998 | 3000 | 82
PCCFEY59 | Eaton (formerly Cooper Lighting) | Corelite Divide | DSI-WS-3L30-1[All Wiring]-[Voltages Includes 120V thru 277V]-SU-JB[8 foot length increments]-Blank[Integral Control Options include DS 2S and Blank]DC[All Finish] | Indoor Luminaires | Linear Ambient | Direct Linear Ambient Luminaires | Standard | FALSE | [9 empty] | 42030 |  |  | NotYetVerified |  | 3 | 10063.88 | 89.06 | 113 | 8.02 | 0.998 | 3000 | 82
PAXDSXU2 | Eaton (formerly Cooper Lighting) | Corelite Divide | DSI-WS-3L30-1[All Wiring]-[Voltages include 120V thru 277V]-A[All Power Feed][All Suspension Length]-[All Ceiling Type][8 foot length increments]-Blank[Integral Control Options include DS 2S and Blank]FC[All Finish] | Indoor Luminaires | Linear Ambient | Direct Linear Ambient Luminaires | Standard | FALSE | [9 empty] | 42030 |  |  | NotYetVerified |  | 3 | 10021.1 | 88.68 | 113 | 8.02 | 0.998 | 3000 | 82
P9FGUC6R | Eaton (formerly Cooper Lighting) | Corelite Divide | DSI-WS-3L30-1[All Wiring]-[Voltages Includes 120V thru 277V]-SU-JB[8 foot length increments]-Blank[Integral Control Options include DS 2S and Blank]FC[All Finish] | Indoor Luminaires | Linear Ambient | Direct Linear Ambient Luminaires | Standard | FALSE | [9 empty] | 42030 |  |  | NotYetVerified |  | 3 | 10021.1 | 88.68 | 113 | 8.02 | 0.998 | 3000 | 82
PPQM8MBN | Eaton (formerly Cooper Lighting) | Corelite Divide | DSI-WS-3L30-1[All Wiring]-[Voltages Includes 120V thru 277V]-SU-JB[8 foot length increments]-Blank[Integral Control Options include DS 2S and Blank]SC[All Finish] | Indoor Luminaires | Linear Ambient | Direct Linear Ambient Luminaires | Standard | FALSE | [9 empty] | 42030 |  |  | NotYetVerified |  | 3 | 9915.78 | 87.75 | 113 | 8.02 | 0.998 | 3000 | 82
P6PYJMRW | Eaton (formerly Cooper Lighting) | Corelite Divide | DSI-WS-3L30-1[All Wiring]-[Voltages include 120V thru 277V]-A[All Power Feed][All Suspension Length]-[All Ceiling Type][8 foot length increments]-Blank[Integral Control Options include DS 2S and Blank]SC[All Finish] | Indoor Luminaires | Linear Ambient | Direct Linear Ambient Luminaires | Standard | FALSE | [9 empty] | 42030 |  |  | NotYetVerified |  | 3 | 9915.78 | 87.75 | 113 | 8.02 | 0.998 | 3000 | 82
PQ93BN86 | Eaton (formerly Cooper Lighting) | Corelite Divide | DSI-WS-3L30-1[All Wiring]-[Voltages include 120V thru 277V]-A[All Power Feed][All Suspension Length]-[All Ceiling Type][4 foot length increments]-Blank[Integral Control Options include DS 2S and Blank]Blank[All Finish] | Indoor Luminaires | Linear Ambient | Direct Linear Ambient Luminaires | Standard | FALSE | [9 empty] | 42030 |  |  | NotYetVerified |  | 3 | 5114.21 | 90.52 | 56.5 | 8.02 | 0.998 | 3000 | 82
P8BQK8DK | Eaton (formerly Cooper Lighting) | Corelite Divide | DSI-WS-3L30-1[All Wiring]-[Voltages Includes 120V thru 277V]-SU-JB[4 foot length increments]-Blank[Integral Control Options include DS 2S and Blank]Blank[All Finish] | Indoor Luminaires | Linear Ambient | Direct Linear Ambient Luminaires | Standard | FALSE | [9 empty] | 42030 |  |  | NotYetVerified |  | 3 | 5114.21 | 90.52 | 56.5 | 8.02 | 0.998 | 3000 | 82
PZJUSZ3S | Eaton (formerly Cooper Lighting) | Corelite Divide | DSI-WS-3L30-1[All Wiring]-[Voltages Includes 120V thru 277V]-SU-JB[4 foot length increments]-Blank[Integral Control Options include DS 2S and Blank]DC[All Finish] | Indoor Luminaires | Linear Ambient | Direct Linear Ambient Luminaires | Standard | FALSE | [9 empty] | 42030 |  |  | NotYetVerified |  | 3 | 5031.94 | 89.06 | 56.5 | 8.02 | 0.998 | 3000 | 82
PEV439J4 | Eaton (formerly Cooper Lighting) | Corelite Divide | DSI-WS-3L30-1[All Wiring]-[Voltages include 120V thru 277V]-A[All Power Feed][All Suspension Length]-[All Ceiling Type][4 foot length increments]-Blank[Integral Control Options include DS 2S and Blank]DC[All Finish] | Indoor Luminaires | Linear Ambient | Direct Linear Ambient Luminaires | Standard | FALSE | [9 empty] | 42030 |  |  | NotYetVerified |  | 3 | 5031.94 | 89.06 | 56.5 | 8.02 | 0.998 | 3000 | 82
PYRDZYCC | Eaton (formerly Cooper Lighting) | Corelite Divide | DSI-WS-3L30-1[All Wiring]-[Voltages Includes 120V thru 277V]-SU-JB[4 foot length increments]-Blank[Integral Control Options include DS 2S and Blank]FC[All Finish] | Indoor Luminaires | Linear Ambient | Direct Linear Ambient Luminaires | Standard | FALSE | [9 empty] | 42030 |  |  | NotYetVerified |  | 3 | 5010.55 | 88.68 | 56.5 | 8.02 | 0.998 | 3000 | 82
PUM6U1C9 | Eaton (formerly Cooper Lighting) | Corelite Divide | DSI-WS-3L30-1[All Wiring]-[Voltages include 120V thru 277V]-A[All Power Feed][All Suspension Length]-[All Ceiling Type][4 foot length increments]-Blank[Integral Control Options include DS 2S and Blank]FC[All Finish] | Indoor Luminaires | Linear Ambient | Direct Linear Ambient Luminaires | Standard | FALSE | [9 empty] | 42030 |  |  | NotYetVerified |  | 3 | 5010.55 | 88.68 | 56.5 | 8.02 | 0.998 | 3000 | 82
P6CWYKC3 | Eaton (formerly Cooper Lighting) | Corelite Divide | DSI-WS-3L30-1[All Wiring]-[Voltages include 120V thru 277V]-A[All Power Feed][All Suspension Length]-[All Ceiling Type][4 foot length increments]-Blank[Integral Control Options include DS 2S and Blank]SC[All Finish] | Indoor Luminaires | Linear Ambient | Direct Linear Ambient Luminaires | Standard | FALSE | [9 empty] | 42030 |  |  | NotYetVerified |  | 3 | 4957.89 | 87.75 | 56.5 | 8.02 | 0.998 | 3000 | 82
P1GYQADB | Eaton (formerly Cooper Lighting) | Corelite Divide | DSI-WS-3L30-1[All Wiring]-[Voltages Includes 120V thru 277V]-SU-JB[4 foot length increments]-Blank[Integral Control Options include DS 2S and Blank]SC[All Finish] | Indoor Luminaires | Linear Ambient | Direct Linear Ambient Luminaires | Standard | FALSE | [9 empty] | 42030 |  |  | NotYetVerified |  | 3 | 4957.89 | 87.75 | 56.5 | 8.02 | 0.998 | 3000 | 82
PQ3ZDW3N | Eaton (formerly Cooper Lighting) | Corelite Divide | DSI-WS-1L30-1[All Wiring]-[Voltages include 120V thru 277V]-A[All Power Feed][All Suspension Length]-[All Ceiling Type][8 foot length increments]-Blank[Integral Control Options include DS 2S and Blank]Blank[All Finish] | Indoor Luminaires | Linear Ambient | Direct Linear Ambient Luminaires | Standard | FALSE | [9 empty] | 42030 |  |  | NotYetVerified |  | 3 | 6216 | 98.98 | 62.8 | 7.63 | 0.998 | 3000 | 82
PAWZ9ZSS | Eaton (formerly Cooper Lighting) | Corelite Divide | DSI-WS-1L30-1[All Wiring]-[Voltages Includes 120V thru 277V]-SU-JB[8 foot length increments]-Blank[Integral Control Options include DS 2S and Blank]Blank[All Finish] | Indoor Luminaires | Linear Ambient | Direct Linear Ambient Luminaires | Standard | FALSE | [9 empty] | 42030 |  |  | NotYetVerified |  | 3 | 6216 | 98.98 | 62.8 | 7.63 | 0.998 | 3000 | 82
PH15Z9WT | Eaton (formerly Cooper Lighting) | Corelite Divide | DSI-WS-1L30-1[All Wiring]-[Voltages Includes 120V thru 277V]-SU-JB[8 foot length increments]-Blank[Integral Control Options include DS 2S and Blank]DC[All Finish] | Indoor Luminaires | Linear Ambient | Direct Linear Ambient Luminaires | Standard | FALSE | [9 empty] | 42030 |  |  | NotYetVerified |  | 3 | 6116 | 97.7 | 62.6 | 7.63 | 0.998 | 3000 | 82
P1QG5ZF9 | Eaton (formerly Cooper Lighting) | Corelite Divide | DSI-WS-1L30-1[All Wiring]-[Voltages include 120V thru 277V]-A[All Power Feed][All Suspension Length]-[All Ceiling Type][8 foot length increments]-Blank[Integral Control Options include DS 2S and Blank]DC[All Finish] | Indoor Luminaires | Linear Ambient | Direct Linear Ambient Luminaires | Standard | FALSE | [9 empty] | 42030 |  |  | NotYetVerified |  | 3 | 6116 | 97.7 | 62.6 | 7.63 | 0.998 | 3000 | 82
PY4A9FGS | Eaton (formerly Cooper Lighting) | Corelite Divide | DSI-WS-1L30-1[All Wiring]-[Voltages Includes 120V thru 277V]-SU-JB[8 foot length increments]-Blank[Integral Control Options include DS 2S and Blank]FC[All Finish] | Indoor Luminaires | Linear Ambient | Direct Linear Ambient Luminaires | Standard | FALSE | [9 empty] | 42030 |  |  | NotYetVerified |  | 3 | 6090 | 97.28 | 62.6 | 7.63 | 0.998 | 3000 | 82
PSR4BJXT | Eaton (formerly Cooper Lighting) | Corelite Divide | DSI-WS-1L30-1[All Wiring]-[Voltages include 120V thru 277V]-A[All Power Feed][All Suspension Length]-[All Ceiling Type][8 foot length increments]-Blank[Integral Control Options include DS 2S and Blank]FC[All Finish] | Indoor Luminaires | Linear Ambient | Direct Linear Ambient Luminaires | Standard | FALSE | [9 empty] | 42030 |  |  | NotYetVerified |  | 3 | 6090 | 97.28 | 62.6 | 7.63 | 0.998 | 3000 | 82
PN5MN8KZ | Eaton (formerly Cooper Lighting) | Corelite Divide | DSI-WS-1L30-1[All Wiring]-[Voltages include 120V thru 277V]-A[All Power Feed][All Suspension Length]-[All Ceiling Type][8 foot length increments]-Blank[Integral Control Options include DS 2S and Blank]SC[All Finish] | Indoor Luminaires | Linear Ambient | Direct Linear Ambient Luminaires | Standard | FALSE | [9 empty] | 42030 |  |  | NotYetVerified |  | 3 | 6026 | 95.96 | 62.8 | 7.63 | 0.998 | 3000 | 82
PKWY2DUT | Eaton (formerly Cooper Lighting) | Corelite Divide | DSI-WS-1L30-1[All Wiring]-[Voltages Includes 120V thru 277V]-SU-JB[8 foot length increments]-Blank[Integral Control Options include DS 2S and Blank]SC[All Finish] | Indoor Luminaires | Linear Ambient | Direct Linear Ambient Luminaires | Standard | FALSE | [9 empty] | 42030 |  |  | NotYetVerified |  | 3 | 6026 | 95.96 | 62.8 | 7.63 | 0.998 | 3000 | 82
PPKTA8RJ | Eaton (formerly Cooper Lighting) | Corelite Divide | DSI-WS-1L30-1[All Wiring]-[Voltages Includes 120V thru 277V]-SU-JB[4 foot length increments]-Blank[Integral Control Options include DS 2S and Blank]Blank[All Finish] | Indoor Luminaires | Linear Ambient | Direct Linear Ambient Luminaires | Standard | FALSE | [9 empty] | 42030 |  |  | NotYetVerified |  | 3 | 3108 | 98.98 | 31.4 | 7.63 | 0.998 | 3000 | 82
P92UETDD | Eaton (formerly Cooper Lighting) | Corelite Divide | DSI-WS-1L30-1[All Wiring]-[Voltages include 120V thru 277V]-A[All Power Feed][All Suspension Length]-[All Ceiling Type][4 foot length increments]-Blank[Integral Control Options include DS 2S and Blank]Blank[All Finish] | Indoor Luminaires | Linear Ambient | Direct Linear Ambient Luminaires | Standard | FALSE | [9 empty] | 42030 |  |  | NotYetVerified |  | 3 | 3108 | 98.98 | 31.4 | 7.63 | 0.998 | 3000 | 82
PS5S6CWR | Eaton (formerly Cooper Lighting) | Corelite Divide | DSI-WS-1L30-1[All Wiring]-[Voltages Includes 120V thru 277V]-SU-JB[4 foot length increments]-Blank[Integral Control Options include DS 2S and Blank]DC[All Finish] | Indoor Luminaires | Linear Ambient | Direct Linear Ambient Luminaires | Standard | FALSE | [9 empty] | 42030 |  |  | NotYetVerified |  | 3 | 3058 | 97.7 | 31.3 | 7.63 | 0.998 | 3000 | 82
PCXGCCY7 | Eaton (formerly Cooper Lighting) | Corelite Divide | DSI-WS-1L30-1[All Wiring]-[Voltages include 120V thru 277V]-A[All Power Feed][All Suspension Length]-[All Ceiling Type][4 foot length increments]-Blank[Integral Control Options include DS 2S and Blank]DC[All Finish] | Indoor Luminaires | Linear Ambient | Direct Linear Ambient Luminaires | Standard | FALSE | [9 empty] | 42030 |  |  | NotYetVerified |  | 3 | 3058 | 97.7 | 31.3 | 7.63 | 0.998 | 3000 | 82
PAMSREJF | Eaton (formerly Cooper Lighting) | Corelite Divide | DSI-WS-1L30-1[All Wiring]-[Voltages Includes 120V thru 277V]-SU-JB[4 foot length increments]-Blank[Integral Control Options include DS 2S and Blank]FC[All Finish] | Indoor Luminaires | Linear Ambient | Direct Linear Ambient Luminaires | Standard | FALSE | [9 empty] | 42030 |  |  | NotYetVerified |  | 3 | 3045 | 97.28 | 31.3 | 7.63 | 0.998 | 3000 | 82
P7AQZJUJ | Eaton (formerly Cooper Lighting) | Corelite Divide | DSI-WS-1L30-1[All Wiring]-[Voltages include 120V thru 277V]-A[All Power Feed][All Suspension Length]-[All Ceiling Type][4 foot length increments]-Blank[Integral Control Options include DS 2S and Blank]FC[All Finish] | Indoor Luminaires | Linear Ambient | Direct Linear Ambient Luminaires | Standard | FALSE | [9 empty] | 42030 |  |  | NotYetVerified |  | 3 | 3045 | 97.28 | 31.3 | 7.63 | 0.998 | 3000 | 82
PR1BQJKW | Eaton (formerly Cooper Lighting) | Corelite Divide | DSI-WS-1L30-1[All Wiring]-[Voltages include 120V thru 277V]-A[All Power Feed][All Suspension Length]-[All Ceiling Type][4 foot length increments]-Blank[Integral Control Options include DS 2S and Blank]SC[All Finish] | Indoor Luminaires | Linear Ambient | Direct Linear Ambient Luminaires | Standard | FALSE | [9 empty] | 42030 |  |  | NotYetVerified |  | 3 | 3013 | 95.96 | 31.4 | 7.63 | 0.998 | 3000 | 82
P2MDBTQJ | Eaton (formerly Cooper Lighting) | Corelite Divide | DSI-WS-1L30-1[All Wiring]-[Voltages Includes 120V thru 277V]-SU-JB[4 foot length increments]-Blank[Integral Control Options include DS 2S and Blank]SC[All Finish] | Indoor Luminaires | Linear Ambient | Direct Linear Ambient Luminaires | Standard | FALSE | [9 empty] | 42030 |  |  | NotYetVerified |  | 3 | 3013 | 95.96 | 31.4 | 7.63 | 0.998 | 3000 | 82
PSYEFNKR | Eaton (formerly Cooper Lighting) | Corelite Divide | DSI-WS-4L30-1[All Wiring]-[Voltages Includes 120V thru 277V]-SU-JB[8 foot length increments]-Blank[Integral Control Options include DS 2S and Blank]Blank[All Finish] | Indoor Luminaires | Linear Ambient | Direct Linear Ambient Luminaires | Standard | FALSE | [9 empty] | 42030 |  |  | NotYetVerified |  | 3 | 13141.87 | 87.73 | 149.8 | 7 | 0.999 | 3000 | 82
P61SJEUS | Eaton (formerly Cooper Lighting) | Corelite Divide | DSI-WS-4L30-1[All Wiring]-[Voltages include 120V thru 277V]-A[All Power Feed][All Suspension Length]-[All Ceiling Type][8 foot length increments]-Blank[Integral Control Options include DS 2S and Blank]Blank[All Finish] | Indoor Luminaires | Linear Ambient | Direct Linear Ambient Luminaires | Standard | FALSE | [9 empty] | 42030 |  |  | NotYetVerified |  | 3 | 13141.87 | 87.73 | 149.8 | 7 | 0.999 | 3000 | 82
PJYWMKD1 | Eaton (formerly Cooper Lighting) | Corelite Divide | DSI-WS-4L30-1[All Wiring]-[Voltages include 120V thru 277V]-A[All Power Feed][All Suspension Length]-[All Ceiling Type][8 foot length increments]-Blank[Integral Control Options include DS 2S and Blank]DC[All Finish] | Indoor Luminaires | Linear Ambient | Direct Linear Ambient Luminaires | Standard | FALSE | [9 empty] | 42030 |  |  | NotYetVerified |  | 3 | 12930.45 | 86.32 | 149.8 | 7 | 0.999 | 3000 | 82
P76TPZMN | Eaton (formerly Cooper Lighting) | Corelite Divide | DSI-WS-4L30-1[All Wiring]-[Voltages Includes 120V thru 277V]-SU-JB[8 foot length increments]-Blank[Integral Control Options include DS 2S and Blank]DC[All Finish] | Indoor Luminaires | Linear Ambient | Direct Linear Ambient Luminaires | Standard | FALSE | [9 empty] | 42030 |  |  | NotYetVerified |  | 3 | 12930.45 | 86.32 | 149.8 | 7 | 0.999 | 3000 | 82
PNUNEXUG | Eaton (formerly Cooper Lighting) | Corelite Divide | DSI-WS-4L30-1[All Wiring]-[Voltages include 120V thru 277V]-A[All Power Feed][All Suspension Length]-[All Ceiling Type][8 foot length increments]-Blank[Integral Control Options include DS 2S and Blank]FC[All Finish] | Indoor Luminaires | Linear Ambient | Direct Linear Ambient Luminaires | Standard | FALSE | [9 empty] | 42030 |  |  | NotYetVerified |  | 3 | 12875.48 | 85.95 | 149.8 | 7 | 0.999 | 3000 | 82
PE8GPJSG | Eaton (formerly Cooper Lighting) | Corelite Divide | DSI-WS-4L30-1[All Wiring]-[Voltages Includes 120V thru 277V]-SU-JB[8 foot length increments]-Blank[Integral Control Options include DS 2S and Blank]FC[All Finish] | Indoor Luminaires | Linear Ambient | Direct Linear Ambient Luminaires | Standard | FALSE | [9 empty] | 42030 |  |  | NotYetVerified |  | 3 | 12875.48 | 85.95 | 149.8 | 7 | 0.999 | 3000 | 82
PVZVMZGJ | Eaton (formerly Cooper Lighting) | Corelite Divide | DSI-WS-4L30-1[All Wiring]-[Voltages Includes 120V thru 277V]-SU-JB[8 foot length increments]-Blank[Integral Control Options include DS 2S and Blank]SC[All Finish] | Indoor Luminaires | Linear Ambient | Direct Linear Ambient Luminaires | Standard | FALSE | [9 empty] | 42030 |  |  | NotYetVerified |  | 3 | 12740.17 | 85.05 | 149.8 | 7 | 0.999 | 3000 | 82
P2XM34BW | Eaton (formerly Cooper Lighting) | Corelite Divide | DSI-WS-4L30-1[All Wiring]-[Voltages include 120V thru 277V]-A[All Power Feed][All Suspension Length]-[All Ceiling Type][8 foot length increments]-Blank[Integral Control Options include DS 2S and Blank]SC[All Finish] | Indoor Luminaires | Linear Ambient | Direct Linear Ambient Luminaires | Standard | FALSE | [9 empty] | 42030 |  |  | NotYetVerified |  | 3 | 12740.17 | 85.05 | 149.8 | 7 | 0.999 | 3000 | 82
PWRSJX63 | Eaton (formerly Cooper Lighting) | Corelite Divide | DSI-WS-4L30-1[All Wiring]-[Voltages Includes 120V thru 277V]-SU-JB[4 foot length increments]-Blank[Integral Control Options include DS 2S and Blank]Blank[All Finish] | Indoor Luminaires | Linear Ambient | Direct Linear Ambient Luminaires | Standard | FALSE | [9 empty] | 42030 |  |  | NotYetVerified |  | 3 | 6570.93 | 87.73 | 74.9 | 7 | 0.999 | 3000 | 82
PJ6FREFH | Eaton (formerly Cooper Lighting) | Corelite Divide | DSI-WS-4L30-1[All Wiring]-[Voltages include 120V thru 277V]-A[All Power Feed][All Suspension Length]-[All Ceiling Type][4 foot length increments]-Blank[Integral Control Options include DS 2S and Blank]Blank[All Finish] | Indoor Luminaires | Linear Ambient | Direct Linear Ambient Luminaires | Standard | FALSE | [9 empty] | 42030 |  |  | NotYetVerified |  | 3 | 6570.93 | 87.73 | 74.9 | 7 | 0.999 | 3000 | 82
PDDKRGZR | Eaton (formerly Cooper Lighting) | Corelite Divide | DSI-WS-4L30-1[All Wiring]-[Voltages include 120V thru 277V]-A[All Power Feed][All Suspension Length]-[All Ceiling Type][4 foot length increments]-Blank[Integral Control Options include DS 2S and Blank]DC[All Finish] | Indoor Luminaires | Linear Ambient | Direct Linear Ambient Luminaires | Standard | FALSE | [9 empty] | 42030 |  |  | NotYetVerified |  | 3 | 6465.22 | 86.32 | 74.9 | 7 | 0.999 | 3000 | 82
PBYUSBV3 | Eaton (formerly Cooper Lighting) | Corelite Divide | DSI-WS-4L30-1[All Wiring]-[Voltages Includes 120V thru 277V]-SU-JB[4 foot length increments]-Blank[Integral Control Options include DS 2S and Blank]DC[All Finish] | Indoor Luminaires | Linear Ambient | Direct Linear Ambient Luminaires | Standard | FALSE | [9 empty] | 42030 |  |  | NotYetVerified |  | 3 | 6465.22 | 86.32 | 74.9 | 7 | 0.999 | 3000 | 82
PQ76TVDU | Eaton (formerly Cooper Lighting) | Corelite Divide | DSI-WS-4L30-1[All Wiring]-[Voltages Includes 120V thru 277V]-SU-JB[4 foot length increments]-Blank[Integral Control Options include DS 2S and Blank]FC[All Finish] | Indoor Luminaires | Linear Ambient | Direct Linear Ambient Luminaires | Standard | FALSE | [9 empty] | 42030 |  |  | NotYetVerified |  | 3 | 6437.74 | 85.95 | 74.9 | 7 | 0.999 | 3000 | 82
P7K66B89 | Eaton (formerly Cooper Lighting) | Corelite Divide | DSI-WS-4L30-1[All Wiring]-[Voltages include 120V thru 277V]-A[All Power Feed][All Suspension Length]-[All Ceiling Type][4 foot length increments]-Blank[Integral Control Options include DS 2S and Blank]FC[All Finish] | Indoor Luminaires | Linear Ambient | Direct Linear Ambient Luminaires | Standard | FALSE | [9 empty] | 42030 |  |  | NotYetVerified |  | 3 | 6437.74 | 85.95 | 74.9 | 7 | 0.999 | 3000 | 82
PRZGSTFF | Eaton (formerly Cooper Lighting) | Corelite Divide | DSI-WS-4L30-1[All Wiring]-[Voltages include 120V thru 277V]-A[All Power Feed][All Suspension Length]-[All Ceiling Type][4 foot length increments]-Blank[Integral Control Options include DS 2S and Blank]SC[All Finish] | Indoor Luminaires | Linear Ambient | Direct Linear Ambient Luminaires | Standard | FALSE | [9 empty] | 42030 |  |  | NotYetVerified |  | 3 | 6370.08 | 85.05 | 74.9 | 7 | 0.999 | 3000 | 82
PP9B5AFD | Eaton (formerly Cooper Lighting) | Corelite Divide | DSI-WS-4L30-1[All Wiring]-[Voltages Includes 120V thru 277V]-SU-JB[4 foot length increments]-Blank[Integral Control Options include DS 2S and Blank]SC[All Finish] | Indoor Luminaires | Linear Ambient | Direct Linear Ambient Luminaires | Standard | FALSE | [9 empty] | 42030 |  |  | NotYetVerified |  | 3 | 6370.08 | 85.05 | 74.9 | 7 | 0.999 | 3000 | 82
PTHGF3TG | Eaton (formerly Cooper Lighting) | Corelite Divide | DSI-WS-2L30-1[All Wiring]-[Voltages include 120V thru 277V]-A[All Power Feed][All Suspension Length]-[All Ceiling Type][8 foot length increments]-Blank[Integral Control Options include DS 2S and Blank]Blank[All Finish] | Indoor Luminaires | Linear Ambient | Direct Linear Ambient Luminaires | Standard | FALSE | [9 empty] | 42030 |  |  | NotYetVerified |  | 3 | 8806.83 | 96 | 91.74 | 6.5 | 0.999 | 3000 | 82
PSP2E5BE | Eaton (formerly Cooper Lighting) | Corelite Divide | DSI-WS-2L30-1[All Wiring]-[Voltages Includes 120V thru 277V]-SU-JB[8 foot length increments]-Blank[Integral Control Options include DS 2S and Blank]Blank[All Finish] | Indoor Luminaires | Linear Ambient | Direct Linear Ambient Luminaires | Standard | FALSE | [9 empty] | 42030 |  |  | NotYetVerified |  | 3 | 8806.83 | 96 | 91.74 | 6.5 | 0.999 | 3000 | 82
PA8YHZ89 | Eaton (formerly Cooper Lighting) | Corelite Divide | DSI-WS-2L30-1[All Wiring]-[Voltages include 120V thru 277V]-A[All Power Feed][All Suspension Length]-[All Ceiling Type][8 foot length increments]-Blank[Integral Control Options include DS 2S and Blank]DC[All Finish] | Indoor Luminaires | Linear Ambient | Direct Linear Ambient Luminaires | Standard | FALSE | [9 empty] | 42030 |  |  | NotYetVerified |  | 3 | 8665.15 | 94.45 | 91.74 | 6.5 | 0.999 | 3000 | 82
P21VX435 | Eaton (formerly Cooper Lighting) | Corelite Divide | DSI-WS-2L30-1[All Wiring]-[Voltages Includes 120V thru 277V]-SU-JB[8 foot length increments]-Blank[Integral Control Options include DS 2S and Blank]DC[All Finish] | Indoor Luminaires | Linear Ambient | Direct Linear Ambient Luminaires | Standard | FALSE | [9 empty] | 42030 |  |  | NotYetVerified |  | 3 | 8665.15 | 94.45 | 91.74 | 6.5 | 0.999 | 3000 | 82
PQ59NAFY | Eaton (formerly Cooper Lighting) | Corelite Divide | DSI-WS-2L30-1[All Wiring]-[Voltages Includes 120V thru 277V]-SU-JB[8 foot length increments]-Blank[Integral Control Options include DS 2S and Blank]FC[All Finish] | Indoor Luminaires | Linear Ambient | Direct Linear Ambient Luminaires | Standard | FALSE | [9 empty] | 42030 |  |  | NotYetVerified |  | 3 | 8628.31 | 94.05 | 91.74 | 6.5 | 0.999 | 3000 | 82
PMMB72EN | Eaton (formerly Cooper Lighting) | Corelite Divide | DSI-WS-2L30-1[All Wiring]-[Voltages include 120V thru 277V]-A[All Power Feed][All Suspension Length]-[All Ceiling Type][8 foot length increments]-Blank[Integral Control Options include DS 2S and Blank]FC[All Finish] | Indoor Luminaires | Linear Ambient | Direct Linear Ambient Luminaires | Standard | FALSE | [9 empty] | 42030 |  |  | NotYetVerified |  | 3 | 8628.31 | 94.05 | 91.74 | 6.5 | 0.999 | 3000 | 82
PGS4MAGU | Eaton (formerly Cooper Lighting) | Corelite Divide | DSI-WS-2L30-1[All Wiring]-[Voltages include 120V thru 277V]-A[All Power Feed][All Suspension Length]-[All Ceiling Type][8 foot length increments]-Blank[Integral Control Options include DS 2S and Blank]SC[All Finish] | Indoor Luminaires | Linear Ambient | Direct Linear Ambient Luminaires | Standard | FALSE | [9 empty] | 42030 |  |  | NotYetVerified |  | 3 | 8537.64 | 93.06 | 91.74 | 6.5 | 0.999 | 3000 | 82
P7RGFMDH | Eaton (formerly Cooper Lighting) | Corelite Divide | DSI-WS-2L30-1[All Wiring]-[Voltages Includes 120V thru 277V]-SU-JB[8 foot length increments]-Blank[Integral Control Options include DS 2S and Blank]SC[All Finish] | Indoor Luminaires | Linear Ambient | Direct Linear Ambient Luminaires | Standard | FALSE | [9 empty] | 42030 |  |  | NotYetVerified |  | 3 | 8537.64 | 93.06 | 91.74 | 6.5 | 0.999 | 3000 | 82
PQJT2943 | Eaton (formerly Cooper Lighting) | Corelite Divide | DSI-WS-2L30-1[All Wiring]-[Voltages include 120V thru 277V]-A[All Power Feed][All Suspension Length]-[All Ceiling Type][4 foot length increments]-Blank[Integral Control Options include DS 2S and Blank]Blank[All Finish] | Indoor Luminaires | Linear Ambient | Direct Linear Ambient Luminaires | Standard | FALSE | [9 empty] | 42030 |  |  | NotYetVerified |  | 3 | 4403.41 | 96 | 45.87 | 6.5 | 0.999 | 3000 | 82
PK6WQTZS | Eaton (formerly Cooper Lighting) | Corelite Divide | DSI-WS-2L30-1[All Wiring]-[Voltages Includes 120V thru 277V]-SU-JB[4 foot length increments]-Blank[Integral Control Options include DS 2S and Blank]Blank[All Finish] | Indoor Luminaires | Linear Ambient | Direct Linear Ambient Luminaires | Standard | FALSE | [9 empty] | 42030 |  |  | NotYetVerified |  | 3 | 4403.41 | 96 | 45.87 | 6.5 | 0.999 | 3000 | 82
PNV4KXDH | Eaton (formerly Cooper Lighting) | Corelite Divide | DSI-WS-2L30-1[All Wiring]-[Voltages include 120V thru 277V]-A[All Power Feed][All Suspension Length]-[All Ceiling Type][4 foot length increments]-Blank[Integral Control Options include DS 2S and Blank]DC[All Finish] | Indoor Luminaires | Linear Ambient | Direct Linear Ambient Luminaires | Standard | FALSE | [9 empty] | 42030 |  |  | NotYetVerified |  | 3 | 4332.57 | 94.45 | 45.87 | 6.5 | 0.999 | 3000 | 82
P12SX9JT | Eaton (formerly Cooper Lighting) | Corelite Divide | DSI-WS-2L30-1[All Wiring]-[Voltages Includes 120V thru 277V]-SU-JB[4 foot length increments]-Blank[Integral Control Options include DS 2S and Blank]DC[All Finish] | Indoor Luminaires | Linear Ambient | Direct Linear Ambient Luminaires | Standard | FALSE | [9 empty] | 42030 |  |  | NotYetVerified |  | 3 | 4332.57 | 94.45 | 45.87 | 6.5 | 0.999 | 3000 | 82
P9H49WYM | Eaton (formerly Cooper Lighting) | Corelite Divide | DSI-WS-2L30-1[All Wiring]-[Voltages include 120V thru 277V]-A[All Power Feed][All Suspension Length]-[All Ceiling Type][4 foot length increments]-Blank[Integral Control Options include DS 2S and Blank]FC[All Finish] | Indoor Luminaires | Linear Ambient | Direct Linear Ambient Luminaires | Standard | FALSE | [9 empty] | 42030 |  |  | NotYetVerified |  | 3 | 4314.16 | 94.05 | 45.87 | 6.5 | 0.999 | 3000 | 82
P417JNGT | Eaton (formerly Cooper Lighting) | Corelite Divide | DSI-WS-2L30-1[All Wiring]-[Voltages Includes 120V thru 277V]-SU-JB[4 foot length increments]-Blank[Integral Control Options include DS 2S and Blank]FC[All Finish] | Indoor Luminaires | Linear Ambient | Direct Linear Ambient Luminaires | Standard | FALSE | [9 empty] | 42030 |  |  | NotYetVerified |  | 3 | 4314.16 | 94.05 | 45.87 | 6.5 | 0.999 | 3000 | 82
PX5K5QAM | Eaton (formerly Cooper Lighting) | Corelite Divide | DSI-WS-2L30-1[All Wiring]-[Voltages include 120V thru 277V]-A[All Power Feed][All Suspension Length]-[All Ceiling Type][4 foot length increments]-Blank[Integral Control Options include DS 2S and Blank]SC[All Finish] | Indoor Luminaires | Linear Ambient | Direct Linear Ambient Luminaires | Standard | FALSE | [9 empty] | 42030 |  |  | NotYetVerified |  | 3 | 4268.82 | 93.06 | 45.87 | 6.5 | 0.999 | 3000 | 82
PA245C59 | Eaton (formerly Cooper Lighting) | Corelite Divide | DSI-WS-2L30-1[All Wiring]-[Voltages Includes 120V thru 277V]-SU-JB[4 foot length increments]-Blank[Integral Control Options include DS 2S and Blank]SC[All Finish] | Indoor Luminaires | Linear Ambient | Direct Linear Ambient Luminaires | Standard | FALSE | [9 empty] | 42030 |  |  | NotYetVerified |  | 3 | 4268.82 | 93.06 | 45.87 | 6.5 | 0.999 | 3000 | 82
PVYE31TN | Eaton (formerly Cooper Lighting) | Corelite Divide | DSI-WS-5L30-1[All Wiring]-[Voltages include 120V thru 277V]-A[All Power Feed][All Suspension Length]-[All Ceiling Type][8 foot length increments]-Blank[Integral Control Options include DS 2S and Blank]Blank[All Finish] | Indoor Luminaires | Linear Ambient | Direct Linear Ambient Luminaires | Standard | FALSE | [9 empty] | 42030 |  |  | NotYetVerified |  | 3 | 16404 | 85.44 | 192 | 6.05 | 0.998 | 3000 | 82
PMTK98GJ | Eaton (formerly Cooper Lighting) | Corelite Divide | DSI-WS-5L30-1[All Wiring]-[Voltages Includes 120V thru 277V]-SU-JB[8 foot length increments]-Blank[Integral Control Options include DS 2S and Blank]Blank[All Finish] | Indoor Luminaires | Linear Ambient | Direct Linear Ambient Luminaires | Standard | FALSE | [9 empty] | 42030 |  |  | NotYetVerified |  | 3 | 16404 | 85.44 | 192 | 6.05 | 0.998 | 3000 | 82
PW7J8JKC | Eaton (formerly Cooper Lighting) | Corelite Divide | DSI-WS-5L30-1[All Wiring]-[Voltages Includes 120V thru 277V]-SU-JB[8 foot length increments]-Blank[Integral Control Options include DS 2S and Blank]DC[All Finish] | Indoor Luminaires | Linear Ambient | Direct Linear Ambient Luminaires | Standard | FALSE | [9 empty] | 42030 |  |  | NotYetVerified |  | 3 | 16178 | 84.44 | 191.6 | 6.05 | 0.998 | 3000 | 82
PUFVXAWA | Eaton (formerly Cooper Lighting) | Corelite Divide | DSI-WS-5L30-1[All Wiring]-[Voltages include 120V thru 277V]-A[All Power Feed][All Suspension Length]-[All Ceiling Type][8 foot length increments]-Blank[Integral Control Options include DS 2S and Blank]DC[All Finish] | Indoor Luminaires | Linear Ambient | Direct Linear Ambient Luminaires | Standard | FALSE | [9 empty] | 42030 |  |  | NotYetVerified |  | 3 | 16178 | 84.44 | 191.6 | 6.05 | 0.998 | 3000 | 82
PPCUHXGZ | Eaton (formerly Cooper Lighting) | Corelite Divide | DSI-WS-5L30-1[All Wiring]-[Voltages Includes 120V thru 277V]-SU-JB[8 foot length increments]-Blank[Integral Control Options include DS 2S and Blank]FC[All Finish] | Indoor Luminaires | Linear Ambient | Direct Linear Ambient Luminaires | Standard | FALSE | [9 empty] | 42030 |  |  | NotYetVerified |  | 3 | 16130 | 84.19 | 191.6 | 6.05 | 0.998 | 3000 | 82
PE11PXNH | Eaton (formerly Cooper Lighting) | Corelite Divide | DSI-WS-5L30-1[All Wiring]-[Voltages include 120V thru 277V]-A[All Power Feed][All Suspension Length]-[All Ceiling Type][8 foot length increments]-Blank[Integral Control Options include DS 2S and Blank]FC[All Finish] | Indoor Luminaires | Linear Ambient | Direct Linear Ambient Luminaires | Standard | FALSE | [9 empty] | 42030 |  |  | NotYetVerified |  | 3 | 16130 | 84.19 | 191.6 | 6.05 | 0.998 | 3000 | 82
PZSRB1RG | Eaton (formerly Cooper Lighting) | Corelite Divide | DSI-WS-5L30-1[All Wiring]-[Voltages Includes 120V thru 277V]-SU-JB[8 foot length increments]-Blank[Integral Control Options include DS 2S and Blank]SC[All Finish] | Indoor Luminaires | Linear Ambient | Direct Linear Ambient Luminaires | Standard | FALSE | [9 empty] | 42030 |  |  | NotYetVerified |  | 3 | 16028 | 83.65 | 191.6 | 6.05 | 0.998 | 3000 | 82
PNGWS5Z9 | Eaton (formerly Cooper Lighting) | Corelite Divide | DSI-WS-5L30-1[All Wiring]-[Voltages include 120V thru 277V]-A[All Power Feed][All Suspension Length]-[All Ceiling Type][8 foot length increments]-Blank[Integral Control Options include DS 2S and Blank]SC[All Finish] | Indoor Luminaires | Linear Ambient | Direct Linear Ambient Luminaires | Standard | FALSE | [9 empty] | 42030 |  |  | NotYetVerified |  | 3 | 16028 | 83.65 | 191.6 | 6.05 | 0.998 | 3000 | 82
PVSVQ7V2 | Eaton (formerly Cooper Lighting) | Corelite Divide | DSI-WS-5L30-1[All Wiring]-[Voltages Includes 120V thru 277V]-SU-JB[4 foot length increments]-Blank[Integral Control Options include DS 2S and Blank]Blank[All Finish] | Indoor Luminaires | Linear Ambient | Direct Linear Ambient Luminaires | Standard | FALSE | [9 empty] | 42030 |  |  | NotYetVerified |  | 3 | 8202 | 85.44 | 96 | 6.05 | 0.998 | 3000 | 82
P8PUJRDK | Eaton (formerly Cooper Lighting) | Corelite Divide | DSI-WS-5L30-1[All Wiring]-[Voltages include 120V thru 277V]-A[All Power Feed][All Suspension Length]-[All Ceiling Type][4 foot length increments]-Blank[Integral Control Options include DS 2S and Blank]Blank[All Finish] | Indoor Luminaires | Linear Ambient | Direct Linear Ambient Luminaires | Standard | FALSE | [9 empty] | 42030 |  |  | NotYetVerified |  | 3 | 8202 | 85.44 | 96 | 6.05 | 0.998 | 3000 | 82
PPZ1CYJW | Eaton (formerly Cooper Lighting) | Corelite Divide | DSI-WS-5L30-1[All Wiring]-[Voltages Includes 120V thru 277V]-SU-JB[4 foot length increments]-Blank[Integral Control Options include DS 2S and Blank]DC[All Finish] | Indoor Luminaires | Linear Ambient | Direct Linear Ambient Luminaires | Standard | FALSE | [9 empty] | 42030 |  |  | NotYetVerified |  | 3 | 8089 | 84.44 | 95.8 | 6.05 | 0.998 | 3000 | 82
PFMMNTEB | Eaton (formerly Cooper Lighting) | Corelite Divide | DSI-WS-5L30-1[All Wiring]-[Voltages include 120V thru 277V]-A[All Power Feed][All Suspension Length]-[All Ceiling Type][4 foot length increments]-Blank[Integral Control Options include DS 2S and Blank]DC[All Finish] | Indoor Luminaires | Linear Ambient | Direct Linear Ambient Luminaires | Standard | FALSE | [9 empty] | 42030 |  |  | NotYetVerified |  | 3 | 8089 | 84.44 | 95.8 | 6.05 | 0.998 | 3000 | 82
PH2A511H | Eaton (formerly Cooper Lighting) | Corelite Divide | DSI-WS-5L30-1[All Wiring]-[Voltages include 120V thru 277V]-A[All Power Feed][All Suspension Length]-[All Ceiling Type][4 foot length increments]-Blank[Integral Control Options include DS 2S and Blank]FC[All Finish] | Indoor Luminaires | Linear Ambient | Direct Linear Ambient Luminaires | Standard | FALSE | [9 empty] | 42030 |  |  | NotYetVerified |  | 3 | 8065 | 84.19 | 95.8 | 6.05 | 0.998 | 3000 | 82
P4SUASW4 | Eaton (formerly Cooper Lighting) | Corelite Divide | DSI-WS-5L30-1[All Wiring]-[Voltages Includes 120V thru 277V]-SU-JB[4 foot length increments]-Blank[Integral Control Options include DS 2S and Blank]FC[All Finish] | Indoor Luminaires | Linear Ambient | Direct Linear Ambient Luminaires | Standard | FALSE | [9 empty] | 42030 |  |  | NotYetVerified |  | 3 | 8065 | 84.19 | 95.8 | 6.05 | 0.998 | 3000 | 82
PQ1NBSHQ | Eaton (formerly Cooper Lighting) | Corelite Divide | DSI-WS-5L30-1[All Wiring]-[Voltages Includes 120V thru 277V]-SU-JB[4 foot length increments]-Blank[Integral Control Options include DS 2S and Blank]SC[All Finish] | Indoor Luminaires | Linear Ambient | Direct Linear Ambient Luminaires | Standard | FALSE | [9 empty] | 42030 |  |  | NotYetVerified |  | 3 | 8014 | 83.65 | 95.8 | 6.05 | 0.998 | 3000 | 82
P71NSAJ1 | Eaton (formerly Cooper Lighting) | Corelite Divide | DSI-WS-5L30-1[All Wiring]-[Voltages include 120V thru 277V]-A[All Power Feed][All Suspension Length]-[All Ceiling Type][4 foot length increments]-Blank[Integral Control Options include DS 2S and Blank]SC[All Finish] | Indoor Luminaires | Linear Ambient | Direct Linear Ambient Luminaires | Standard | FALSE | [9 empty] | 42030 |  |  | NotYetVerified |  | 3 | 8014 | 83.65 | 95.8 | 6.05 | 0.998 | 3000 | 82
P1WFVDS4 | Shenzhen sunpzone lighting electronic co. ltd | Sunpzone | SPZ2T5F44(3000K) | Indoor Luminaires | Linear Ambient | Direct Linear Ambient Luminaires | Standard | TRUE | 4219.88 | 113.87 | 37.06 | 18.04 | 0.958 | 2972 | 81.2 | 5 | 50000 | 42026 |  |  | NotYetVerified | Updated on 10/14/16 | 3 | 4219.88 | 113.87 | 37.06 | 17.66 | 0.985 | 2972 | 81
PPR5M476 | Shenzhen sunpzone lighting electronic co. ltd | Sunpzone | SPZ2T5F20(3000K) | Indoor Luminaires | Linear Ambient | Direct Linear Ambient Luminaires | Standard | TRUE | 2673.75 | 111.04 | 24.1 | 5.93 | 0.92 | 2981 | 81.3 | 5 | 50000 | 42026 |  |  | NotYetVerified | Updated on 10/14/16 | 3 | 2673.75 | 111.04 | 24.08 | 3.6 | 0.995 | 2981 | 81
PW1TAD5F | LSI Industries | INTERIOR | DW LED HO NW [UE 347] DIM | Indoor Luminaires | Linear Ambient | Direct Linear Ambient Luminaires | Standard | FALSE | [9 empty] | 42026 |  |  | NotYetVerified |  | 3 | 5400 | 93 | 58 | 20 | 0.9 | 4000 | 80
P4DJ5PAT | LSI Industries | INTERIOR | DW LED SS NW [UE 347] DIM | Indoor Luminaires | Linear Ambient | Direct Linear Ambient Luminaires | Standard | FALSE | [9 empty] | 42026 |  |  | NotYetVerified |  | 3 | 4500 | 102 | 44 | 20 | 0.9 | 4000 | 80
PQVTHG6S | LSI Industries | INTERIOR | DW LED HO WW [UE 347] DIM | Indoor Luminaires | Linear Ambient | Direct Linear Ambient Luminaires | Standard | FALSE | [9 empty] | 42026 |  |  | NotYetVerified |  | 3 | 5400 | 93 | 58 | 20 | 0.9 | 3500 | 80
PDGG24XR | LSI Industries | INTERIOR | DW LED SS WW [UE 347] DIM | Indoor Luminaires | Linear Ambient | Direct Linear Ambient Luminaires | Standard | FALSE | [9 empty] | 42026 |  |  | NotYetVerified |  | 3 | 4500 | 102 | 44 | 20 | 0.9 | 3500 | 80
PCX8QZYU | Beghelli North America | Beghelli Systems | BS100LED4HT48WWT40120-277V | Indoor Luminaires | Linear Ambient | Direct Linear Ambient Luminaires | Standard | FALSE | [9 empty] | 42026 | Not Yet Verified | Not Yet Verified | NotYetVerified |  | 3 | 4600 | 96 | 47.8 |  |  | 4100 | 80
P7KVDQ4U | Beghelli North America | Beghelli Systems | BS101LED4HT70WWT40120/277V | Indoor Luminaires | Linear Ambient | Direct Linear Ambient Luminaires | Standard | FALSE | [9 empty] | 42026 | Not Yet Verified | Not Yet Verified | NotYetVerified |  | 3 | 5445 | 85.9 | 65.7 |  |  | 4100
PX5GV7KC | Beghelli North America | Beghelli Systems | BS100LED4HT70WWT40120-277V | Indoor Luminaires | Linear Ambient | Direct Linear Ambient Luminaires | Standard | FALSE | [9 empty] | 42026 | Dimmable | Continuous Below 10 | NotYetVerified |  | 3 | 6181 | 89 | 80 |  |  | 4100 | 95
P1SVDRNG | Beghelli North America | Beghelli Systems | BS101LED4HT48WWT35120-277V | Indoor Luminaires | Linear Ambient | Direct Linear Ambient Luminaires | Standard | FALSE | [9 empty] | 42026 | Not Yet Verified | Not Yet Verified | NotYetVerified |  | 3 | 4200 | 94 | 50 | 9 | 0.97 | 3500 | 83
P1S6EGMB | Shenzhen sunpzone lighting electronic co. ltd | Sunpzone | SPZ2T5F44(5000K) | Indoor Luminaires | Linear Ambient | Direct Linear Ambient Luminaires | Standard | FALSE | [9 empty] | 42026 | Not Dimmable | Not Dimmable | NotYetVerified | Updated on 10/14/16 | 3 | 5500 | 125 | 44 | 17.66 | 0.985 | 5000 | 81
PJKQGSVR | Shenzhen sunpzone lighting electronic co. ltd | Sunpzone | SPZ2T5F20(5000K) | Indoor Luminaires | Linear Ambient | Direct Linear Ambient Luminaires | Standard | FALSE | [9 empty] | 42026 | Not Dimmable | Not Dimmable | NotYetVerified | Updated on 10/14/16 | 3 | 3125 | 125 | 25 | 3.6 | 0.995 | 5000 | 81
PJ893S5H | Shenzhen sunpzone lighting electronic co. ltd | Sunpzone | SPZ2T5F44(4500K) | Indoor Luminaires | Linear Ambient | Direct Linear Ambient Luminaires | Standard | FALSE | [9 empty] | 42026 | Not Dimmable | Not Dimmable | NotYetVerified | Updated on 10/14/16 | 3 | 5500 | 125 | 44 | 17.66 | 0.985 | 4500 | 81
PSF7NAQB | Shenzhen sunpzone lighting electronic co. ltd | Sunpzone | SPZ2T5F20(4500K) | Indoor Luminaires | Linear Ambient | Direct Linear Ambient Luminaires | Standard | FALSE | [9 empty] | 42026 | Not Dimmable | Not Dimmable | NotYetVerified | Updated on 10/14/16 | 3 | 3125 | 125 | 25 | 3.6 | 0.995 | 4500 | 81
PKT15D96 | Shenzhen sunpzone lighting electronic co. ltd | Sunpzone | SPZ2T5F44(4000K) | Indoor Luminaires | Linear Ambient | Direct Linear Ambient Luminaires | Standard | FALSE | [9 empty] | 42026 | Not Dimmable | Not Dimmable | NotYetVerified | Updated on 10/14/16 | 3 | 5500 | 125 | 44 | 17.66 | 0.985 | 4000 | 81
P31XHDQ2 | Shenzhen sunpzone lighting electronic co. ltd | Sunpzone | SPZ2T5F20(4000K) | Indoor Luminaires | Linear Ambient | Direct Linear Ambient Luminaires | Standard | FALSE | [9 empty] | 42026 | Not Dimmable | Not Dimmable | NotYetVerified | Updated on 10/14/16 | 3 | 3125 | 125 | 25 | 3.6 | 0.995 | 4000 | 81
PVQ43U8Q | Shenzhen sunpzone lighting electronic co. ltd | Sunpzone | SPZ2T5F44(3500K) | Indoor Luminaires | Linear Ambient | Direct Linear Ambient Luminaires | Standard | FALSE | [9 empty] | 42026 | Not Dimmable | Not Dimmable | NotYetVerified | Updated on 10/14/16 | 3 | 5060 | 115 | 44 | 17.66 | 0.985 | 3500 | 81
PSB7CX23 | Shenzhen sunpzone lighting electronic co. ltd | Sunpzone | SPZ2T5F20(3500K) | Indoor Luminaires | Linear Ambient | Direct Linear Ambient Luminaires | Standard | FALSE | [9 empty] | 42026 | Not Dimmable | Not Dimmable | NotYetVerified | Updated on 10/14/16 | 3 | 2875 | 115 | 25 | 3.6 | 0.995 | 3500 | 81
P91KJ87T | Focal Point | Seem 4 | FSM4Lb-SRXP-1000LF-30K-1C-WWW-fff-ZZZ-YYY-XX-2 | Indoor Luminaires | Linear Ambient | Direct Linear Ambient Luminaires | Standard | TRUE | 1694.05 | 83.84 | 20.21 | 13 | 0.93 | 3044 | 83.1 | 5 | 50000 | 42020 |  |  | NotYetVerified |  | 3 | 1694.09 | 83.84 | 20.21 | 16.8 | 0.894 | 3000 | 83
PQXW5ZM2 | Focal Point | Seem 4 | FSM4Lb-SRXP-625LF-30K-1C-WWW-fff-ZZZ-YYY-XX-2 | Indoor Luminaires | Linear Ambient | Direct Linear Ambient Luminaires | Standard | TRUE | 1163.62 | 95.15 | 12.23 | 9.51 | 0.894 | 3044 | 83.1 | 5 | 50000 | 42020 |  |  | NotYetVerified |  | 3 | 1163.62 | 95.15 | 12.23 | 16.8 | 0.894 | 3000 | 83
PP6P4EJR | Focal Point | Seem 4 | FSM4Lb-FL-1000LF-40K-1C-WWW-fff-ZZZ-YYY-XX-8 | Indoor Luminaires | Linear Ambient | Direct Linear Ambient Luminaires | Standard | FALSE | [9 empty] | 42020 |  |  | NotYetVerified |  | 3 | 8454.45 | 91.94 | 91.96 | 16.8 | 0.894 | 4000 | 83.5
PBYEKXAK | Focal Point | Seem 4 | FSM4Lb-FL-875LF-40K-1C-WWW-fff-ZZZ-YYY-XX-8 | Indoor Luminaires | Linear Ambient | Direct Linear Ambient Luminaires | Standard | FALSE | [9 empty] | 42020 |  |  | NotYetVerified |  | 3 | 7572 | 94.82 | 79.86 | 16.8 | 0.894 | 4000 | 83.5
PGFW6GQP | Focal Point | Seem 4 | FSM4Lb-FL-1000LF-40K-1C-WWW-fff-ZZZ-YYY-XX-7 | Indoor Luminaires | Linear Ambient | Direct Linear Ambient Luminaires | Standard | FALSE | [9 empty] | 42020 |  |  | NotYetVerified |  | 3 | 7397.64 | 91.94 | 80.46 | 16.8 | 0.894 | 4000 | 83.5
PV46XRMM | Focal Point | Seem 4 | FSM4Lb-SRXP-1000LF-40K-1C-WWW-fff-ZZZ-YYY-XX-8 | Indoor Luminaires | Linear Ambient | Direct Linear Ambient Luminaires | Standard | FALSE | [9 empty] | 42020 |  |  | NotYetVerified |  | 3 | 7365.19 | 91.13 | 80.82 | 16.8 | 0.894 | 4000 | 83.5
P724EE96 | Focal Point | Seem 4 | FSM4Lb-FL-875LF-40K-1C-WWW-fff-ZZZ-YYY-XX-7 | Indoor Luminaires | Linear Ambient | Direct Linear Ambient Luminaires | Standard | FALSE | [9 empty] | 42020 |  |  | NotYetVerified |  | 3 | 6625.5 | 94.82 | 69.87 | 16.8 | 0.894 | 4000 | 83.5
PWGJJQGW | Focal Point | Seem 4 | FSM4Lb-SRXP-875LF-40K-1C-WWW-fff-ZZZ-YYY-XX-8 | Indoor Luminaires | Linear Ambient | Direct Linear Ambient Luminaires | Standard | FALSE | [9 empty] | 42020 |  |  | NotYetVerified |  | 3 | 6596.43 | 93.98 | 70.19 | 16.8 | 0.894 | 4000 | 83.5
P2KAMV6K | Focal Point | Seem 4 | FSM4Lb-SRXP-1000LF-40K-1C-WWW-fff-ZZZ-YYY-XX-7 | Indoor Luminaires | Linear Ambient | Direct Linear Ambient Luminaires | Standard | FALSE | [9 empty] | 42020 |  |  | NotYetVerified |  | 3 | 6444.54 | 91.13 | 70.72 | 16.8 | 0.894 | 4000 | 83.5
PNP8NWDT | Focal Point | Seem 4 | FSM4Lb-FL-1000LF-40K-1C-WWW-fff-ZZZ-YYY-XX-6 | Indoor Luminaires | Linear Ambient | Direct Linear Ambient Luminaires | Standard | FALSE | [9 empty] | 42020 |  |  | NotYetVerified |  | 3 | 6340.84 | 91.94 | 68.97 | 16.8 | 0.894 | 4000 | 83.5
P4K9WDXE | Focal Point | Seem 4 | FSM4Lb-FL-625LF-40K-1C-WWW-fff-ZZZ-YYY-XX-8 | Indoor Luminaires | Linear Ambient | Direct Linear Ambient Luminaires | Standard | FALSE | [9 empty] | 42020 |  |  | NotYetVerified |  | 3 | 5807.11 | 104.34 | 55.66 | 16.8 | 0.894 | 4000 | 83.5
PFPSDF6D | Focal Point | Seem 4 | FSM4Lb-SRXP-875LF-40K-1C-WWW-fff-ZZZ-YYY-XX-7 | Indoor Luminaires | Linear Ambient | Direct Linear Ambient Luminaires | Standard | FALSE | [9 empty] | 42020 |  |  | NotYetVerified |  | 3 | 5771.88 | 93.98 | 61.41 | 16.8 | 0.894 | 4000 | 83.5
PMN3835Q | Focal Point | Seem 4 | FSM4Lb-FL-875LF-40K-1C-WWW-fff-ZZZ-YYY-XX-6 | Indoor Luminaires | Linear Ambient | Direct Linear Ambient Luminaires | Standard | FALSE | [9 empty] | 42020 |  |  | NotYetVerified |  | 3 | 5679 | 94.82 | 59.89 | 16.8 | 0.894 | 4000 | 83.5
PN7J25MA | Focal Point | Seem 4 | FSM4Lb-SRXP-1000LF-40K-1C-WWW-fff-ZZZ-YYY-XX-6 | Indoor Luminaires | Linear Ambient | Direct Linear Ambient Luminaires | Standard | FALSE | [9 empty] | 42020 |  |  | NotYetVerified |  | 3 | 5523.89 | 91.13 | 60.62 | 16.8 | 0.894 | 4000 | 83.5
PJMPJ6KA | Focal Point | Seem 4 | FSM4Lb-FL-1000LF-40K-1C-WWW-fff-ZZZ-YYY-XX-5 | Indoor Luminaires | Linear Ambient | Direct Linear Ambient Luminaires | Standard | FALSE | [9 empty] | 42020 |  |  | NotYetVerified |  | 3 | 5284.03 | 91.94 | 57.47 | 16.8 | 0.894 | 4000 | 83.5
P4XBD87U | Focal Point | Seem 4 | FSM4Lb-FL-625LF-40K-1C-WWW-fff-ZZZ-YYY-XX-7 | Indoor Luminaires | Linear Ambient | Direct Linear Ambient Luminaires | Standard | FALSE | [9 empty] | 42020 |  |  | NotYetVerified |  | 3 | 5081.22 | 104.34 | 48.7 | 16.8 | 0.894 | 4000 | 83.5
PC28YQY3 | Focal Point | Seem 4 | FSM4Lb-SRXP-625LF-40K-1C-WWW-fff-ZZZ-YYY-XX-8 | Indoor Luminaires | Linear Ambient | Direct Linear Ambient Luminaires | Standard | FALSE | [9 empty] | 42020 |  |  | NotYetVerified |  | 3 | 5058.93 | 103.42 | 48.92 | 16.8 | 0.894 | 4000 | 83.5
P9WK62DN | Focal Point | Seem 4 | FSM4Lb-SRXP-875LF-40K-1C-WWW-fff-ZZZ-YYY-XX-6 | Indoor Luminaires | Linear Ambient | Direct Linear Ambient Luminaires | Standard | FALSE | [9 empty] | 42020 |  |  | NotYetVerified |  | 3 | 4947.33 | 93.98 | 52.64 | 16.8 | 0.894 | 4000 | 83.5
P3Q78S5N | Focal Point | Seem 4 | FSM4Lb-FL-875LF-40K-1C-WWW-fff-ZZZ-YYY-XX-5 | Indoor Luminaires | Linear Ambient | Direct Linear Ambient Luminaires | Standard | FALSE | [9 empty] | 42020 |  |  | NotYetVerified |  | 3 | 4732.5 | 94.82 | 49.91 | 16.8 | 0.894 | 4000 | 83.5
P397XUFT | Focal Point | Seem 4 | FSM4Lb-SRXP-1000LF-40K-1C-WWW-fff-ZZZ-YYY-XX-5 | Indoor Luminaires | Linear Ambient | Direct Linear Ambient Luminaires | Standard | FALSE | [9 empty] | 42020 |  |  | NotYetVerified |  | 3 | 4603.24 | 91.13 | 50.51 | 16.8 | 0.894 | 4000 | 83.5
P97VD4WQ | Focal Point | Seem 4 | FSM4Lb-SRXP-625LF-40K-1C-WWW-fff-ZZZ-YYY-XX-7 | Indoor Luminaires | Linear Ambient | Direct Linear Ambient Luminaires | Standard | FALSE | [9 empty] | 42020 |  |  | NotYetVerified |  | 3 | 4426.56 | 103.42 | 42.8 | 16.8 | 0.894 | 4000 | 83.5
P4TCR9BJ | Focal Point | Seem 4 | FSM4Lb-FL-625LF-40K-1C-WWW-fff-ZZZ-YYY-XX-6 | Indoor Luminaires | Linear Ambient | Direct Linear Ambient Luminaires | Standard | FALSE | [9 empty] | 42020 |  |  | NotYetVerified |  | 3 | 4355.33 | 104.34 | 41.74 | 16.8 | 0.894 | 4000 | 83.5
P5TZRB4F | Focal Point | Seem 4 | FSM4Lb-FL-1000LF-40K-1C-WWW-fff-ZZZ-YYY-XX-4 | Indoor Luminaires | Linear Ambient | Direct Linear Ambient Luminaires | Standard | FALSE | [9 empty] | 42020 |  |  | NotYetVerified |  | 3 | 4227.22 | 91.94 | 45.98 | 16.8 | 0.894 | 4000 | 83.5
P7RNUQNZ | Focal Point | Seem 4 | FSM4Lb-SRXP-875LF-40K-1C-WWW-fff-ZZZ-YYY-XX-5 | Indoor Luminaires | Linear Ambient | Direct Linear Ambient Luminaires | Standard | FALSE | [9 empty] | 42020 |  |  | NotYetVerified |  | 3 | 4122.77 | 93.98 | 43.87 | 16.8 | 0.894 | 4000 | 83.5
P7VDZRNX | Focal Point | Seem 4 | FSM4Lb-SRXP-625LF-40K-1C-WWW-fff-ZZZ-YYY-XX-6 | Indoor Luminaires | Linear Ambient | Direct Linear Ambient Luminaires | Standard | FALSE | [9 empty] | 42020 |  |  | NotYetVerified |  | 3 | 3794.19 | 103.42 | 36.69 | 16.8 | 0.894 | 4000 | 83.5
PSKPJWGG | Focal Point | Seem 4 | FSM4Lb-FL-875LF-40K-1C-WWW-fff-ZZZ-YYY-XX-4 | Indoor Luminaires | Linear Ambient | Direct Linear Ambient Luminaires | Standard | FALSE | [9 empty] | 42020 |  |  | NotYetVerified |  | 3 | 3786 | 94.82 | 39.93 | 16.8 | 0.894 | 4000 | 83.5
PXUFVURD | Focal Point | Seem 4 | FSM4Lb-SRXP-1000LF-40K-1C-WWW-fff-ZZZ-YYY-XX-4 | Indoor Luminaires | Linear Ambient | Direct Linear Ambient Luminaires | Standard | FALSE | [9 empty] | 42020 |  |  | NotYetVerified |  | 3 | 3682.59 | 91.13 | 40.41 | 16.8 | 0.894 | 4000 | 83.5
PH39JJBW | Focal Point | Seem 4 | FSM4Lb-FL-625LF-40K-1C-WWW-fff-ZZZ-YYY-XX-5 | Indoor Luminaires | Linear Ambient | Direct Linear Ambient Luminaires | Standard | FALSE | [9 empty] | 42020 |  |  | NotYetVerified |  | 3 | 3629.44 | 104.34 | 34.78 | 16.8 | 0.894 | 4000 | 83.5
PAHGC26A | Focal Point | Seem 4 | FSM4Lb-SRXP-875LF-40K-1C-WWW-fff-ZZZ-YYY-XX-4 | Indoor Luminaires | Linear Ambient | Direct Linear Ambient Luminaires | Standard | FALSE | [9 empty] | 42020 |  |  | NotYetVerified |  | 3 | 3298.22 | 93.98 | 35.09 | 16.8 | 0.894 | 4000 | 83.5
PSQZJD8P | Focal Point | Seem 4 | FSM4Lb-FL-1000LF-40K-1C-WWW-fff-ZZZ-YYY-XX-3 | Indoor Luminaires | Linear Ambient | Direct Linear Ambient Luminaires | Standard | FALSE | [9 empty] | 42020 |  |  | NotYetVerified |  | 3 | 3170.42 | 91.94 | 34.48 | 16.8 | 0.894 | 4000 | 83.5
P7UZC7W4 | Focal Point | Seem 4 | FSM4Lb-SRXP-625LF-40K-1C-WWW-fff-ZZZ-YYY-XX-5 | Indoor Luminaires | Linear Ambient | Direct Linear Ambient Luminaires | Standard | FALSE | [9 empty] | 42020 |  |  | NotYetVerified |  | 3 | 3161.83 | 103.42 | 30.57 | 16.8 | 0.894 | 4000 | 83.5
PCH8KRN9 | Focal Point | Seem 4 | FSM4Lb-FL-625LF-40K-1C-WWW-fff-ZZZ-YYY-XX-4 | Indoor Luminaires | Linear Ambient | Direct Linear Ambient Luminaires | Standard | FALSE | [9 empty] | 42020 |  |  | NotYetVerified |  | 3 | 2903.55 | 104.34 | 27.83 | 16.8 | 0.894 | 4000 | 83.5
PJYYG7K4 | Focal Point | Seem 4 | FSM4Lb-FL-875LF-40K-1C-WWW-fff-ZZZ-YYY-XX-3 | Indoor Luminaires | Linear Ambient | Direct Linear Ambient Luminaires | Standard | FALSE | [9 empty] | 42020 |  |  | NotYetVerified |  | 3 | 2839.5 | 94.82 | 29.95 | 16.8 | 0.894 | 4000 | 83.5
PRAPZ7UJ | Focal Point | Seem 4 | FSM4Lb-SRXP-1000LF-40K-1C-WWW-fff-ZZZ-YYY-XX-3 | Indoor Luminaires | Linear Ambient | Direct Linear Ambient Luminaires | Standard | FALSE | [9 empty] | 42020 |  |  | NotYetVerified |  | 3 | 2761.95 | 91.13 | 30.31 | 16.8 | 0.894 | 4000 | 83.5
PEXC8Q3X | Focal Point | Seem 4 | FSM4Lb-SRXP-625LF-40K-1C-WWW-fff-ZZZ-YYY-XX-4 | Indoor Luminaires | Linear Ambient | Direct Linear Ambient Luminaires | Standard | FALSE | [9 empty] | 42020 |  |  | NotYetVerified |  | 3 | 2529.46 | 103.42 | 24.46 | 16.8 | 0.894 | 4000 | 83.5
PMWUDUHX | Focal Point | Seem 4 | FSM4Lb-SRXP-875LF-40K-1C-WWW-fff-ZZZ-YYY-XX-3 | Indoor Luminaires | Linear Ambient | Direct Linear Ambient Luminaires | Standard | FALSE | [9 empty] | 42020 |  |  | NotYetVerified |  | 3 | 2473.66 | 93.98 | 26.32 | 16.8 | 0.894 | 4000 | 83.5
PGRDM9DZ | Focal Point | Seem 4 | FSM4Lb-FL-625LF-40K-1C-WWW-fff-ZZZ-YYY-XX-3 | Indoor Luminaires | Linear Ambient | Direct Linear Ambient Luminaires | Standard | FALSE | [9 empty] | 42020 |  |  | NotYetVerified |  | 3 | 2177.67 | 104.34 | 20.87 | 16.8 | 0.894 | 4000 | 83.5
P5W5FPEA | Focal Point | Seem 4 | FSM4Lb-FL-1000LF-40K-1C-WWW-fff-ZZZ-YYY-XX-2 | Indoor Luminaires | Linear Ambient | Direct Linear Ambient Luminaires | Standard | FALSE | [9 empty] | 42020 |  |  | NotYetVerified |  | 3 | 2113.61 | 91.94 | 22.99 | 16.8 | 0.894 | 4000 | 83.5
PWCSN35T | Focal Point | Seem 4 | FSM4Lb-SRXP-625LF-40K-1C-WWW-fff-ZZZ-YYY-XX-3 | Indoor Luminaires | Linear Ambient | Direct Linear Ambient Luminaires | Standard | FALSE | [9 empty] | 42020 |  |  | NotYetVerified |  | 3 | 1897.1 | 103.42 | 18.34 | 16.8 | 0.894 | 4000 | 83.5
PTEZSCVU | Focal Point | Seem 4 | FSM4Lb-FL-875LF-40K-1C-WWW-fff-ZZZ-YYY-XX-2 | Indoor Luminaires | Linear Ambient | Direct Linear Ambient Luminaires | Standard | FALSE | [9 empty] | 42020 |  |  | NotYetVerified |  | 3 | 1893 | 94.82 | 19.96 | 16.8 | 0.894 | 4000 | 83.5
PQ9314K8 | Focal Point | Seem 4 | FSM4Lb-SRXP-1000LF-40K-1C-WWW-fff-ZZZ-YYY-XX-2 | Indoor Luminaires | Linear Ambient | Direct Linear Ambient Luminaires | Standard | FALSE | [9 empty] | 42020 |  |  | NotYetVerified |  | 3 | 1841.3 | 91.13 | 20.21 | 16.8 | 0.894 | 4000 | 83.5
P28N5SCG | Focal Point | Seem 4 | FSM4Lb-SRXP-875LF-40K-1C-WWW-fff-ZZZ-YYY-XX-2 | Indoor Luminaires | Linear Ambient | Direct Linear Ambient Luminaires | Standard | FALSE | [9 empty] | 42020 |  |  | NotYetVerified |  | 3 | 1649.11 | 93.98 | 17.55 | 16.8 | 0.894 | 4000 | 83.5
P44X871T | Focal Point | Seem 4 | FSM4Lb-FL-625LF-40K-1C-WWW-fff-ZZZ-YYY-XX-2 | Indoor Luminaires | Linear Ambient | Direct Linear Ambient Luminaires | Standard | FALSE | [9 empty] | 42020 |  |  | NotYetVerified |  | 3 | 1451.78 | 104.34 | 13.91 | 16.8 | 0.894 | 4000 | 83.5
PFQJK8VN | Focal Point | Seem 4 | FSM4Lb-SRXP-625LF-40K-1C-WWW-fff-ZZZ-YYY-XX-2 | Indoor Luminaires | Linear Ambient | Direct Linear Ambient Luminaires | Standard | FALSE | [9 empty] | 42020 |  |  | NotYetVerified |  | 3 | 1264.73 | 103.42 | 12.23 | 16.8 | 0.894 | 4000 | 83.5
PQPMJHCY | Focal Point | Seem 4 | FSM4Lb-FL-1000LF-35K-1C-WWW-fff-ZZZ-YYY-XX-8 | Indoor Luminaires | Linear Ambient | Direct Linear Ambient Luminaires | Standard | FALSE | [9 empty] | 42020 |  |  | NotYetVerified |  | 3 | 8116.5 | 88.27 | 91.96 | 16.8 | 0.894 | 3500 | 83.2
PXC5TD2B | Focal Point | Seem 4 | FSM4Lb-FL-875LF-35K-1C-WWW-fff-ZZZ-YYY-XX-8 | Indoor Luminaires | Linear Ambient | Direct Linear Ambient Luminaires | Standard | FALSE | [9 empty] | 42020 |  |  | NotYetVerified |  | 3 | 7269.33 | 91.03 | 79.86 | 16.8 | 0.894 | 3500 | 83.2
PJUFQMKU | Focal Point | Seem 4 | FSM4Lb-FL-1000LF-35K-1C-WWW-fff-ZZZ-YYY-XX-7 | Indoor Luminaires | Linear Ambient | Direct Linear Ambient Luminaires | Standard | FALSE | [9 empty] | 42020 |  |  | NotYetVerified |  | 3 | 7101.94 | 88.27 | 80.46 | 16.8 | 0.894 | 3500 | 83.2
PBZ9EJX2 | Focal Point | Seem 4 | FSM4Lb-SRXP-1000LF-35K-1C-WWW-fff-ZZZ-YYY-XX-8 | Indoor Luminaires | Linear Ambient | Direct Linear Ambient Luminaires | Standard | FALSE | [9 empty] | 42020 |  |  | NotYetVerified |  | 3 | 7070.78 | 87.49 | 80.82 | 16.8 | 0.894 | 3500 | 83.2
P8SCRQ2Y | Focal Point | Seem 4 | FSM4Lb-FL-875LF-35K-1C-WWW-fff-ZZZ-YYY-XX-7 | Indoor Luminaires | Linear Ambient | Direct Linear Ambient Luminaires | Standard | FALSE | [9 empty] | 42020 |  |  | NotYetVerified |  | 3 | 6360.66 | 91.03 | 69.87 | 16.8 | 0.894 | 3500 | 83.2
PJ64S1DS | Focal Point | Seem 4 | FSM4Lb-SRXP-875LF-35K-1C-WWW-fff-ZZZ-YYY-XX-8 | Indoor Luminaires | Linear Ambient | Direct Linear Ambient Luminaires | Standard | FALSE | [9 empty] | 42020 |  |  | NotYetVerified |  | 3 | 6332.76 | 90.23 | 70.19 | 16.8 | 0.894 | 3500 | 83.2
P4J64TUJ | Focal Point | Seem 4 | FSM4Lb-SRXP-1000LF-35K-1C-WWW-fff-ZZZ-YYY-XX-7 | Indoor Luminaires | Linear Ambient | Direct Linear Ambient Luminaires | Standard | FALSE | [9 empty] | 42020 |  |  | NotYetVerified |  | 3 | 6186.93 | 87.49 | 70.72 | 16.8 | 0.894 | 3500 | 83.2
P7GGUNCH | Focal Point | Seem 4 | FSM4Lb-FL-1000LF-35K-1C-WWW-fff-ZZZ-YYY-XX-6 | Indoor Luminaires | Linear Ambient | Direct Linear Ambient Luminaires | Standard | FALSE | [9 empty] | 42020 |  |  | NotYetVerified |  | 3 | 6087.38 | 88.27 | 68.97 | 16.8 | 0.894 | 3500 | 83.2
PC7TXB2T | Focal Point | Seem 4 | FSM4Lb-FL-625LF-35K-1C-WWW-fff-ZZZ-YYY-XX-8 | Indoor Luminaires | Linear Ambient | Direct Linear Ambient Luminaires | Standard | FALSE | [9 empty] | 42020 |  |  | NotYetVerified |  | 3 | 5574.98 | 100.17 | 55.66 | 16.8 | 0.894 | 3500 | 83.2
PHQMDJTR | Focal Point | Seem 4 | FSM4Lb-SRXP-875LF-35K-1C-WWW-fff-ZZZ-YYY-XX-7 | Indoor Luminaires | Linear Ambient | Direct Linear Ambient Luminaires | Standard | FALSE | [9 empty] | 42020 |  |  | NotYetVerified |  | 3 | 5541.16 | 90.23 | 61.41 | 16.8 | 0.894 | 3500 | 83.2
PR48TQDH | Focal Point | Seem 4 | FSM4Lb-FL-875LF-35K-1C-WWW-fff-ZZZ-YYY-XX-6 | Indoor Luminaires | Linear Ambient | Direct Linear Ambient Luminaires | Standard | FALSE | [9 empty] | 42020 |  |  | NotYetVerified |  | 3 | 5452 | 91.03 | 59.89 | 16.8 | 0.894 | 3500 | 83.2
PCRUVCTD | Focal Point | Seem 4 | FSM4Lb-SRXP-1000LF-35K-1C-WWW-fff-ZZZ-YYY-XX-6 | Indoor Luminaires | Linear Ambient | Direct Linear Ambient Luminaires | Standard | FALSE | [9 empty] | 42020 |  |  | NotYetVerified |  | 3 | 5303.09 | 87.49 | 60.62 | 16.8 | 0.894 | 3500 | 83.2
PRCQZ7QB | Focal Point | Seem 4 | FSM4Lb-FL-1000LF-35K-1C-WWW-fff-ZZZ-YYY-XX-5 | Indoor Luminaires | Linear Ambient | Direct Linear Ambient Luminaires | Standard | FALSE | [9 empty] | 42020 |  |  | NotYetVerified |  | 3 | 5072.82 | 88.27 | 57.47 | 16.8 | 0.894 | 3500 | 83.2
PXMC8QXQ | Focal Point | Seem 4 | FSM4Lb-FL-625LF-35K-1C-WWW-fff-ZZZ-YYY-XX-7 | Indoor Luminaires | Linear Ambient | Direct Linear Ambient Luminaires | Standard | FALSE | [9 empty] | 42020 |  |  | NotYetVerified |  | 3 | 4878.11 | 100.17 | 48.7 | 16.8 | 0.894 | 3500 | 83.2
PZ9TUST6 | Focal Point | Seem 4 | FSM4Lb-SRXP-625LF-35K-1C-WWW-fff-ZZZ-YYY-XX-8 | Indoor Luminaires | Linear Ambient | Direct Linear Ambient Luminaires | Standard | FALSE | [9 empty] | 42020 |  |  | NotYetVerified |  | 3 | 4856.71 | 99.28 | 48.92 | 16.8 | 0.894 | 3500 | 83.2
PM59Z27W | Focal Point | Seem 4 | FSM4Lb-SRXP-875LF-35K-1C-WWW-fff-ZZZ-YYY-XX-6 | Indoor Luminaires | Linear Ambient | Direct Linear Ambient Luminaires | Standard | FALSE | [9 empty] | 42020 |  |  | NotYetVerified |  | 3 | 4749.57 | 90.23 | 52.64 | 16.8 | 0.894 | 3500 | 83.2
PXPVUYDJ | Focal Point | Seem 4 | FSM4Lb-FL-875LF-35K-1C-WWW-fff-ZZZ-YYY-XX-5 | Indoor Luminaires | Linear Ambient | Direct Linear Ambient Luminaires | Standard | FALSE | [9 empty] | 42020 |  |  | NotYetVerified |  | 3 | 4543.33 | 91.03 | 49.91 | 16.8 | 0.894 | 3500 | 83.2
P8DJEPH8 | Focal Point | Seem 4 | FSM4Lb-SRXP-1000LF-35K-1C-WWW-fff-ZZZ-YYY-XX-5 | Indoor Luminaires | Linear Ambient | Direct Linear Ambient Luminaires | Standard | FALSE | [9 empty] | 42020 |  |  | NotYetVerified |  | 3 | 4419.24 | 87.49 | 50.51 | 16.8 | 0.894 | 3500 | 83.2
PF1U6QRQ | Focal Point | Seem 4 | FSM4Lb-SRXP-625LF-35K-1C-WWW-fff-ZZZ-YYY-XX-7 | Indoor Luminaires | Linear Ambient | Direct Linear Ambient Luminaires | Standard | FALSE | [9 empty] | 42020 |  |  | NotYetVerified |  | 3 | 4249.62 | 99.28 | 42.8 | 16.8 | 0.894 | 3500 | 83.2
P9GNSZ1S | Focal Point | Seem 4 | FSM4Lb-FL-625LF-35K-1C-WWW-fff-ZZZ-YYY-XX-6 | Indoor Luminaires | Linear Ambient | Direct Linear Ambient Luminaires | Standard | FALSE | [9 empty] | 42020 |  |  | NotYetVerified |  | 3 | 4181.24 | 100.17 | 41.74 | 16.8 | 0.894 | 3500 | 83.2
PJFB5PM2 | Focal Point | Seem 4 | FSM4Lb-FL-1000LF-35K-1C-WWW-fff-ZZZ-YYY-XX-4 | Indoor Luminaires | Linear Ambient | Direct Linear Ambient Luminaires | Standard | FALSE | [9 empty] | 42020 |  |  | NotYetVerified |  | 3 | 4058.25 | 88.27 | 45.98 | 16.8 | 0.894 | 3500 | 83.2
PJW9G6W2 | Focal Point | Seem 4 | FSM4Lb-SRXP-875LF-35K-1C-WWW-fff-ZZZ-YYY-XX-5 | Indoor Luminaires | Linear Ambient | Direct Linear Ambient Luminaires | Standard | FALSE | [9 empty] | 42020 |  |  | NotYetVerified |  | 3 | 3957.97 | 90.23 | 43.87 | 16.8 | 0.894 | 3500 | 83.2
PMF35H5M | Focal Point | Seem 4 | FSM4Lb-SRXP-625LF-35K-1C-WWW-fff-ZZZ-YYY-XX-6 | Indoor Luminaires | Linear Ambient | Direct Linear Ambient Luminaires | Standard | FALSE | [9 empty] | 42020 |  |  | NotYetVerified |  | 3 | 3642.53 | 99.28 | 36.69 | 16.8 | 0.894 | 3500 | 83.2
PQFPKCGA | Focal Point | Seem 4 | FSM4Lb-FL-875LF-35K-1C-WWW-fff-ZZZ-YYY-XX-4 | Indoor Luminaires | Linear Ambient | Direct Linear Ambient Luminaires | Standard | FALSE | [9 empty] | 42020 |  |  | NotYetVerified |  | 3 | 3634.67 | 91.03 | 39.93 | 16.8 | 0.894 | 3500 | 83.2
PQK5VXEG | Focal Point | Seem 4 | FSM4Lb-SRXP-1000LF-35K-1C-WWW-fff-ZZZ-YYY-XX-4 | Indoor Luminaires | Linear Ambient | Direct Linear Ambient Luminaires | Standard | FALSE | [9 empty] | 42020 |  |  | NotYetVerified |  | 3 | 3535.39 | 87.49 | 40.41 | 16.8 | 0.894 | 3500 | 83.2
PCQPD4CW | Focal Point | Seem 4 | FSM4Lb-FL-625LF-35K-1C-WWW-fff-ZZZ-YYY-XX-5 | Indoor Luminaires | Linear Ambient | Direct Linear Ambient Luminaires | Standard | FALSE | [9 empty] | 42020 |  |  | NotYetVerified |  | 3 | 3484.37 | 100.17 | 34.78 | 16.8 | 0.894 | 3500 | 83.2
PJ5SRB6Q | Focal Point | Seem 4 | FSM4Lb-SRXP-875LF-35K-1C-WWW-fff-ZZZ-YYY-XX-4 | Indoor Luminaires | Linear Ambient | Direct Linear Ambient Luminaires | Standard | FALSE | [9 empty] | 42020 |  |  | NotYetVerified |  | 3 | 3166.38 | 90.23 | 35.09 | 16.8 | 0.894 | 3500 | 83.2
P5PYW5BZ | Focal Point | Seem 4 | FSM4Lb-FL-1000LF-35K-1C-WWW-fff-ZZZ-YYY-XX-3 | Indoor Luminaires | Linear Ambient | Direct Linear Ambient Luminaires | Standard | FALSE | [9 empty] | 42020 |  |  | NotYetVerified |  | 3 | 3043.69 | 88.27 | 34.48 | 16.8 | 0.894 | 3500 | 83.2
P396CS4Q | Focal Point | Seem 4 | FSM4Lb-SRXP-625LF-35K-1C-WWW-fff-ZZZ-YYY-XX-5 | Indoor Luminaires | Linear Ambient | Direct Linear Ambient Luminaires | Standard | FALSE | [9 empty] | 42020 |  |  | NotYetVerified |  | 3 | 3035.44 | 99.28 | 30.57 | 16.8 | 0.894 | 3500 | 83.2
P6M35MSX | Focal Point | Seem 4 | FSM4Lb-FL-625LF-35K-1C-WWW-fff-ZZZ-YYY-XX-4 | Indoor Luminaires | Linear Ambient | Direct Linear Ambient Luminaires | Standard | FALSE | [9 empty] | 42020 |  |  | NotYetVerified |  | 3 | 2787.49 | 100.17 | 27.83 | 16.8 | 0.894 | 3500 | 83.2
P73WJYXQ | Focal Point | Seem 4 | FSM4Lb-FL-875LF-35K-1C-WWW-fff-ZZZ-YYY-XX-3 | Indoor Luminaires | Linear Ambient | Direct Linear Ambient Luminaires | Standard | FALSE | [9 empty] | 42020 |  |  | NotYetVerified |  | 3 | 2726 | 91.03 | 29.95 | 16.8 | 0.894 | 3500 | 83.2
PJMGVPUR | Focal Point | Seem 4 | FSM4Lb-SRXP-1000LF-35K-1C-WWW-fff-ZZZ-YYY-XX-3 | Indoor Luminaires | Linear Ambient | Direct Linear Ambient Luminaires | Standard | FALSE | [9 empty] | 42020 |  |  | NotYetVerified |  | 3 | 2651.54 | 87.49 | 30.31 | 16.8 | 0.894 | 3500 | 83.2
PRGJBSDX | Focal Point | Seem 4 | FSM4Lb-SRXP-625LF-35K-1C-WWW-fff-ZZZ-YYY-XX-4 | Indoor Luminaires | Linear Ambient | Direct Linear Ambient Luminaires | Standard | FALSE | [9 empty] | 42020 |  |  | NotYetVerified |  | 3 | 2428.35 | 99.28 | 24.46 | 16.8 | 0.894 | 3500 | 83.2
PW7DZYBH | Focal Point | Seem 4 | FSM4Lb-SRXP-875LF-35K-1C-WWW-fff-ZZZ-YYY-XX-3 | Indoor Luminaires | Linear Ambient | Direct Linear Ambient Luminaires | Standard | FALSE | [9 empty] | 42020 |  |  | NotYetVerified |  | 3 | 2374.78 | 90.23 | 26.32 | 16.8 | 0.894 | 3500 | 83.2
PDF3P58U | Focal Point | Seem 4 | FSM4Lb-FL-625LF-35K-1C-WWW-fff-ZZZ-YYY-XX-3 | Indoor Luminaires | Linear Ambient | Direct Linear Ambient Luminaires | Standard | FALSE | [9 empty] | 42020 |  |  | NotYetVerified |  | 3 | 2090.62 | 100.17 | 20.87 | 16.8 | 0.894 | 3500 | 83.2
PEFWHEKQ | Focal Point | Seem 4 | FSM4Lb-FL-1000LF-35K-1C-WWW-fff-ZZZ-YYY-XX-2 | Indoor Luminaires | Linear Ambient | Direct Linear Ambient Luminaires | Standard | FALSE | [9 empty] | 42020 |  |  | NotYetVerified |  | 3 | 2029.13 | 88.27 | 22.99 | 16.8 | 0.894 | 3500 | 83.2
PZZKF9W7 | Focal Point | Seem 4 | FSM4Lb-SRXP-625LF-35K-1C-WWW-fff-ZZZ-YYY-XX-3 | Indoor Luminaires | Linear Ambient | Direct Linear Ambient Luminaires | Standard | FALSE | [9 empty] | 42020 |  |  | NotYetVerified |  | 3 | 1821.27 | 99.28 | 18.34 | 16.8 | 0.894 | 3500 | 83.2
PRU59X87 | Focal Point | Seem 4 | FSM4Lb-FL-875LF-35K-1C-WWW-fff-ZZZ-YYY-XX-2 | Indoor Luminaires | Linear Ambient | Direct Linear Ambient Luminaires | Standard | FALSE | [9 empty] | 42020 |  |  | NotYetVerified |  | 3 | 1817.33 | 91.03 | 19.96 | 16.8 | 0.894 | 3500 | 83.2
PJZHESV3 | Focal Point | Seem 4 | FSM4Lb-SRXP-1000LF-35K-1C-WWW-fff-ZZZ-YYY-XX-2 | Indoor Luminaires | Linear Ambient | Direct Linear Ambient Luminaires | Standard | FALSE | [9 empty] | 42020 |  |  | NotYetVerified |  | 3 | 1767.7 | 87.49 | 20.21 | 16.8 | 0.894 | 3500 | 83.2
P5HW1XU3 | Focal Point | Seem 4 | FSM4Lb-SRXP-875LF-35K-1C-WWW-fff-ZZZ-YYY-XX-2 | Indoor Luminaires | Linear Ambient | Direct Linear Ambient Luminaires | Standard | FALSE | [9 empty] | 42020 |  |  | NotYetVerified |  | 3 | 1583.19 | 90.23 | 17.55 | 16.8 | 0.894 | 3500 | 83.2
PH12RDXP | Focal Point | Seem 4 | FSM4Lb-FL-625LF-35K-1C-WWW-fff-ZZZ-YYY-XX-2 | Indoor Luminaires | Linear Ambient | Direct Linear Ambient Luminaires | Standard | FALSE | [9 empty] | 42020 |  |  | NotYetVerified |  | 3 | 1393.75 | 100.17 | 13.91 | 16.8 | 0.894 | 3500 | 83.2
PY7VVA2S | Focal Point | Seem 4 | FSM4Lb-SRXP-625LF-35K-1C-WWW-fff-ZZZ-YYY-XX-2 | Indoor Luminaires | Linear Ambient | Direct Linear Ambient Luminaires | Standard | FALSE | [9 empty] | 42020 |  |  | NotYetVerified |  | 3 | 1214.18 | 99.28 | 12.23 | 16.8 | 0.894 | 3500 | 83.2
PS34UCWU | Focal Point | Seem 4 | FSM4Lb-FL-1000LF-30K-1C-WWW-fff-ZZZ-YYY-XX-8 | Indoor Luminaires | Linear Ambient | Direct Linear Ambient Luminaires | Standard | FALSE | [9 empty] | 42020 |  |  | NotYetVerified |  | 3 | 7778.56 | 84.59 | 91.96 | 16.8 | 0.894 | 3000 | 83
PJVA3BQ2 | Focal Point | Seem 4 | FSM4Lb-FL-875LF-30K-1C-WWW-fff-ZZZ-YYY-XX-8 | Indoor Luminaires | Linear Ambient | Direct Linear Ambient Luminaires | Standard | FALSE | [9 empty] | 42020 |  |  | NotYetVerified |  | 3 | 6966.66 | 87.24 | 79.86 | 16.8 | 0.894 | 3000 | 83
PQUG8UQN | Focal Point | Seem 4 | FSM4Lb-FL-1000LF-30K-1C-WWW-fff-ZZZ-YYY-XX-7 | Indoor Luminaires | Linear Ambient | Direct Linear Ambient Luminaires | Standard | FALSE | [9 empty] | 42020 |  |  | NotYetVerified |  | 3 | 6806.24 | 84.59 | 80.46 | 16.8 | 0.894 | 3000 | 83
P3FWS2GZ | Focal Point | Seem 4 | FSM4Lb-SRXP-1000LF-30K-1C-WWW-fff-ZZZ-YYY-XX-8 | Indoor Luminaires | Linear Ambient | Direct Linear Ambient Luminaires | Standard | FALSE | [9 empty] | 42020 |  |  | NotYetVerified |  | 3 | 6776.38 | 83.84 | 80.82 | 16.8 | 0.894 | 3000 | 83
P72UG87U | Focal Point | Seem 4 | FSM4Lb-FL-875LF-30K-1C-WWW-fff-ZZZ-YYY-XX-7 | Indoor Luminaires | Linear Ambient | Direct Linear Ambient Luminaires | Standard | FALSE | [9 empty] | 42020 |  |  | NotYetVerified |  | 3 | 6095.83 | 87.24 | 69.87 | 16.8 | 0.894 | 3000 | 83
P28GWFAE | Focal Point | Seem 4 | FSM4Lb-SRXP-875LF-30K-1C-WWW-fff-ZZZ-YYY-XX-8 | Indoor Luminaires | Linear Ambient | Direct Linear Ambient Luminaires | Standard | FALSE | [9 empty] | 42020 |  |  | NotYetVerified |  | 3 | 6069.08 | 86.47 | 70.19 | 16.8 | 0.894 | 3000 | 83
PSS9BUWJ | Focal Point | Seem 4 | FSM4Lb-SRXP-1000LF-30K-1C-WWW-fff-ZZZ-YYY-XX-7 | Indoor Luminaires | Linear Ambient | Direct Linear Ambient Luminaires | Standard | FALSE | [9 empty] | 42020 |  |  | NotYetVerified |  | 3 | 5929.33 | 83.84 | 70.72 | 16.8 | 0.894 | 3000 | 83
PRAM7Y4P | Focal Point | Seem 4 | FSM4Lb-FL-1000LF-30K-1C-WWW-fff-ZZZ-YYY-XX-6 | Indoor Luminaires | Linear Ambient | Direct Linear Ambient Luminaires | Standard | FALSE | [9 empty] | 42020 |  |  | NotYetVerified |  | 3 | 5833.92 | 84.59 | 68.97 | 16.8 | 0.894 | 3000 | 83
PXVKSZD7 | Focal Point | Seem 4 | FSM4Lb-FL-625LF-30K-1C-WWW-fff-ZZZ-YYY-XX-8 | Indoor Luminaires | Linear Ambient | Direct Linear Ambient Luminaires | Standard | FALSE | [9 empty] | 42020 |  |  | NotYetVerified |  | 3 | 5342.86 | 96 | 55.66 | 16.8 | 0.894 | 3000 | 83
PFFN4JE9 | Focal Point | Seem 4 | FSM4Lb-SRXP-875LF-30K-1C-WWW-fff-ZZZ-YYY-XX-7 | Indoor Luminaires | Linear Ambient | Direct Linear Ambient Luminaires | Standard | FALSE | [9 empty] | 42020 |  |  | NotYetVerified |  | 3 | 5310.45 | 86.47 | 61.41 | 16.8 | 0.894 | 3000 | 83
PMX14Z7Y | Focal Point | Seem 4 | FSM4Lb-FL-875LF-30K-1C-WWW-fff-ZZZ-YYY-XX-6 | Indoor Luminaires | Linear Ambient | Direct Linear Ambient Luminaires | Standard | FALSE | [9 empty] | 42020 |  |  | NotYetVerified |  | 3 | 5225 | 87.24 | 59.89 | 16.8 | 0.894 | 3000 | 83
P11UWEVV | Focal Point | Seem 4 | FSM4Lb-SRXP-1000LF-30K-1C-WWW-fff-ZZZ-YYY-XX-6 | Indoor Luminaires | Linear Ambient | Direct Linear Ambient Luminaires | Standard | FALSE | [9 empty] | 42020 |  |  | NotYetVerified |  | 3 | 5082.28 | 83.84 | 60.62 | 16.8 | 0.894 | 3000 | 83
P1GZC2DS | Focal Point | Seem 4 | FSM4Lb-FL-1000LF-30K-1C-WWW-fff-ZZZ-YYY-XX-5 | Indoor Luminaires | Linear Ambient | Direct Linear Ambient Luminaires | Standard | FALSE | [9 empty] | 42020 |  |  | NotYetVerified |  | 3 | 4861.6 | 84.59 | 57.47 | 16.8 | 0.894 | 3000 | 83
PWD471V2 | Focal Point | Seem 4 | FSM4Lb-FL-625LF-30K-1C-WWW-fff-ZZZ-YYY-XX-7 | Indoor Luminaires | Linear Ambient | Direct Linear Ambient Luminaires | Standard | FALSE | [9 empty] | 42020 |  |  | NotYetVerified |  | 3 | 4675 | 96 | 48.7 | 16.8 | 0.894 | 3000 | 83
PTCZPVNX | Focal Point | Seem 4 | FSM4Lb-SRXP-625LF-30K-1C-WWW-fff-ZZZ-YYY-XX-8 | Indoor Luminaires | Linear Ambient | Direct Linear Ambient Luminaires | Standard | FALSE | [9 empty] | 42020 |  |  | NotYetVerified |  | 3 | 4654.49 | 95.15 | 48.92 | 16.8 | 0.894 | 3000 | 83
PGK4BK3A | Focal Point | Seem 4 | FSM4Lb-SRXP-875LF-30K-1C-WWW-fff-ZZZ-YYY-XX-6 | Indoor Luminaires | Linear Ambient | Direct Linear Ambient Luminaires | Standard | FALSE | [9 empty] | 42020 |  |  | NotYetVerified |  | 3 | 4551.81 | 86.47 | 52.64 | 16.8 | 0.894 | 3000 | 83
PA1GYR9J | Focal Point | Seem 4 | FSM4Lb-FL-875LF-30K-1C-WWW-fff-ZZZ-YYY-XX-5 | Indoor Luminaires | Linear Ambient | Direct Linear Ambient Luminaires | Standard | FALSE | [9 empty] | 42020 |  |  | NotYetVerified |  | 3 | 4354.16 | 87.24 | 49.91 | 16.8 | 0.894 | 3000 | 83
PHKEH1B5 | Focal Point | Seem 4 | FSM4Lb-SRXP-1000LF-30K-1C-WWW-fff-ZZZ-YYY-XX-5 | Indoor Luminaires | Linear Ambient | Direct Linear Ambient Luminaires | Standard | FALSE | [9 empty] | 42020 |  |  | NotYetVerified |  | 3 | 4235.24 | 83.84 | 50.51 | 16.8 | 0.894 | 3000 | 83
PD2WJYZ5 | Focal Point | Seem 4 | FSM4Lb-SRXP-625LF-30K-1C-WWW-fff-ZZZ-YYY-XX-7 | Indoor Luminaires | Linear Ambient | Direct Linear Ambient Luminaires | Standard | FALSE | [9 empty] | 42020 |  |  | NotYetVerified |  | 3 | 4072.68 | 95.15 | 42.8 | 16.8 | 0.894 | 3000 | 83
PU1XA3HE | Focal Point | Seem 4 | FSM4Lb-FL-625LF-30K-1C-WWW-fff-ZZZ-YYY-XX-6 | Indoor Luminaires | Linear Ambient | Direct Linear Ambient Luminaires | Standard | FALSE | [9 empty] | 42020 |  |  | NotYetVerified |  | 3 | 4007.15 | 96 | 41.74 | 16.8 | 0.894 | 3000 | 83
PYJT92VA | Focal Point | Seem 4 | FSM4Lb-FL-1000LF-30K-1C-WWW-fff-ZZZ-YYY-XX-4 | Indoor Luminaires | Linear Ambient | Direct Linear Ambient Luminaires | Standard | FALSE | [9 empty] | 42020 |  |  | NotYetVerified |  | 3 | 3889.28 | 84.59 | 45.98 | 16.8 | 0.894 | 3000 | 83
PDNTN9S5 | Focal Point | Seem 4 | FSM4Lb-SRXP-875LF-30K-1C-WWW-fff-ZZZ-YYY-XX-5 | Indoor Luminaires | Linear Ambient | Direct Linear Ambient Luminaires | Standard | FALSE | [9 empty] | 42020 |  |  | NotYetVerified |  | 3 | 3793.18 | 86.47 | 43.87 | 16.8 | 0.894 | 3000 | 83
PYMG7PVK | Focal Point | Seem 4 | FSM4Lb-SRXP-625LF-30K-1C-WWW-fff-ZZZ-YYY-XX-6 | Indoor Luminaires | Linear Ambient | Direct Linear Ambient Luminaires | Standard | FALSE | [9 empty] | 42020 |  |  | NotYetVerified |  | 3 | 3490.87 | 95.15 | 36.69 | 16.8 | 0.894 | 3000 | 83
P4UGQ6BE | Focal Point | Seem 4 | FSM4Lb-FL-875LF-30K-1C-WWW-fff-ZZZ-YYY-XX-4 | Indoor Luminaires | Linear Ambient | Direct Linear Ambient Luminaires | Standard | FALSE | [9 empty] | 42020 |  |  | NotYetVerified |  | 3 | 3483.33 | 87.24 | 39.93 | 16.8 | 0.894 | 3000 | 83
PQKANAX3 | Focal Point | Seem 4 | FSM4Lb-SRXP-1000LF-30K-1C-WWW-fff-ZZZ-YYY-XX-4 | Indoor Luminaires | Linear Ambient | Direct Linear Ambient Luminaires | Standard | FALSE | [9 empty] | 42020 |  |  | NotYetVerified |  | 3 | 3388.19 | 83.84 | 40.41 | 16.8 | 0.894 | 3000 | 83
PU968UE8 | Focal Point | Seem 4 | FSM4Lb-FL-625LF-30K-1C-WWW-fff-ZZZ-YYY-XX-5 | Indoor Luminaires | Linear Ambient | Direct Linear Ambient Luminaires | Standard | FALSE | [9 empty] | 42020 |  |  | NotYetVerified |  | 3 | 3339.29 | 96 | 34.78 | 16.8 | 0.894 | 3000 | 83
PY2CZ6D3 | Focal Point | Seem 4 | FSM4Lb-SRXP-875LF-30K-1C-WWW-fff-ZZZ-YYY-XX-4 | Indoor Luminaires | Linear Ambient | Direct Linear Ambient Luminaires | Standard | FALSE | [9 empty] | 42020 |  |  | NotYetVerified |  | 3 | 3034.54 | 86.47 | 35.09 | 16.8 | 0.894 | 3000 | 83
PE71JKVB | Focal Point | Seem 4 | FSM4Lb-FL-1000LF-30K-1C-WWW-fff-ZZZ-YYY-XX-3 | Indoor Luminaires | Linear Ambient | Direct Linear Ambient Luminaires | Standard | FALSE | [9 empty] | 42020 |  |  | NotYetVerified |  | 3 | 2916.96 | 84.59 | 34.48 | 16.8 | 0.894 | 3000 | 83
PARKB89C | Focal Point | Seem 4 | FSM4Lb-SRXP-625LF-30K-1C-WWW-fff-ZZZ-YYY-XX-5 | Indoor Luminaires | Linear Ambient | Direct Linear Ambient Luminaires | Standard | FALSE | [9 empty] | 42020 |  |  | NotYetVerified |  | 3 | 2909.06 | 95.15 | 30.57 | 16.8 | 0.894 | 3000 | 83
PMGJCGGA | Focal Point | Seem 4 | FSM4Lb-FL-625LF-30K-1C-WWW-fff-ZZZ-YYY-XX-4 | Indoor Luminaires | Linear Ambient | Direct Linear Ambient Luminaires | Standard | FALSE | [9 empty] | 42020 |  |  | NotYetVerified |  | 3 | 2671.43 | 96 | 27.83 | 16.8 | 0.894 | 3000 | 83
P5KCQXMM | Focal Point | Seem 4 | FSM4Lb-FL-875LF-30K-1C-WWW-fff-ZZZ-YYY-XX-3 | Indoor Luminaires | Linear Ambient | Direct Linear Ambient Luminaires | Standard | FALSE | [9 empty] | 42020 |  |  | NotYetVerified |  | 3 | 2612.5 | 87.24 | 29.95 | 16.8 | 0.894 | 3000 | 83
PWQY2BRJ | Focal Point | Seem 4 | FSM4Lb-SRXP-1000LF-30K-1C-WWW-fff-ZZZ-YYY-XX-3 | Indoor Luminaires | Linear Ambient | Direct Linear Ambient Luminaires | Standard | FALSE | [9 empty] | 42020 |  |  | NotYetVerified |  | 3 | 2541.14 | 83.84 | 30.31 | 16.8 | 0.894 | 3000 | 83
PYTNSHX6 | Focal Point | Seem 4 | FSM4Lb-SRXP-625LF-30K-1C-WWW-fff-ZZZ-YYY-XX-4 | Indoor Luminaires | Linear Ambient | Direct Linear Ambient Luminaires | Standard | FALSE | [9 empty] | 42020 |  |  | NotYetVerified |  | 3 | 2327.25 | 95.15 | 24.46 | 16.8 | 0.894 | 3000 | 83
P3QEVRND | Focal Point | Seem 4 | FSM4Lb-SRXP-875LF-30K-1C-WWW-fff-ZZZ-YYY-XX-3 | Indoor Luminaires | Linear Ambient | Direct Linear Ambient Luminaires | Standard | FALSE | [9 empty] | 42020 |  |  | NotYetVerified |  | 3 | 2275.91 | 86.47 | 26.32 | 16.8 | 0.894 | 3000 | 83
P1N7F1B2 | Focal Point | Seem 4 | FSM4Lb-FL-625LF-30K-1C-WWW-fff-ZZZ-YYY-XX-3 | Indoor Luminaires | Linear Ambient | Direct Linear Ambient Luminaires | Standard | FALSE | [9 empty] | 42020 |  |  | NotYetVerified |  | 3 | 2003.57 | 96 | 20.87 | 16.8 | 0.894 | 3000 | 83
PS2PH8YG | Focal Point | Seem 4 | FSM4Lb-FL-1000LF-30K-1C-WWW-fff-ZZZ-YYY-XX-2 | Indoor Luminaires | Linear Ambient | Direct Linear Ambient Luminaires | Standard | FALSE | [9 empty] | 42020 |  |  | NotYetVerified |  | 3 | 1944.64 | 84.59 | 22.99 | 16.8 | 0.894 | 3000 | 83
PVTYP9JC | Focal Point | Seem 4 | FSM4Lb-SRXP-625LF-30K-1C-WWW-fff-ZZZ-YYY-XX-3 | Indoor Luminaires | Linear Ambient | Direct Linear Ambient Luminaires | Standard | FALSE | [9 empty] | 42020 |  |  | NotYetVerified |  | 3 | 1745.43 | 95.15 | 18.34 | 16.8 | 0.894 | 3000 | 83
P36R6FC3 | Focal Point | Seem 4 | FSM4Lb-FL-875LF-30K-1C-WWW-fff-ZZZ-YYY-XX-2 | Indoor Luminaires | Linear Ambient | Direct Linear Ambient Luminaires | Standard | FALSE | [9 empty] | 42020 |  |  | NotYetVerified |  | 3 | 1741.67 | 87.24 | 19.96 | 16.8 | 0.894 | 3000 | 83
PXARYHD8 | Focal Point | Seem 4 | FSM4Lb-SRXP-875LF-30K-1C-WWW-fff-ZZZ-YYY-XX-2 | Indoor Luminaires | Linear Ambient | Direct Linear Ambient Luminaires | Standard | FALSE | [9 empty] | 42020 |  |  | NotYetVerified |  | 3 | 1517.27 | 86.47 | 17.55 | 16.8 | 0.894 | 3000 | 83
PDSATH17 | Focal Point | Seem 4 | FSM4Lb-FL-625LF-30K-1C-WWW-fff-ZZZ-YYY-XX-2 | Indoor Luminaires | Linear Ambient | Direct Linear Ambient Luminaires | Standard | FALSE | [9 empty] | 42020 |  |  | NotYetVerified |  | 3 | 1335.72 | 96 | 13.91 | 16.8 | 0.894 | 3000 | 83
PH6SPNWE | Jiangsu Ever-Tie Lighting Co. Ltd | Ever-tie | ETLSN-4FT/HL/DM 5000K | Indoor Luminaires | Linear Ambient | Direct Linear Ambient Luminaires | Premium | TRUE | 3778.232 | 116.504 | 32.43 | 4.44 | 0.9455 | 5196 | 83.9 | 5 | 50000 | 42018 |  |  | No |  | 3.1 | 3778.23 | 116.5 | 32.43 | 20 | 0.997 | 5000 | 83.9
P8J1HNR1 | Jiangsu Ever-Tie Lighting Co. Ltd | Ever-tie | ETLSN-4FT/HL/DM 3000K | Indoor Luminaires | Linear Ambient | Direct Linear Ambient Luminaires | Premium | TRUE | 3582.1 | 110.52 | 32.41 | 4.44 | 0.9455 | 3133 | 82.9 | 5 | 50000 | 42018 |  |  | No |  | 3.1 | 3582.1 | 110.52 | 32.41 | 20 | 0.997 | 3000 | 82.9
PKVXHVHR | Jiangsu Ever-Tie Lighting Co. Ltd | Ever-tie | ETLSN-8FT/HL/DM 3000K | Indoor Luminaires | Linear Ambient | Direct Linear Ambient Luminaires | Premium | TRUE | 7546 | 112.13 | 67.3 | 4.95 | 0.942 | 3146 | 83.2 | 5 | 50000 | 42018 |  |  | No |  | 3.1 | 7546.3 | 112 | 67.3 | 20 | 0.997 | 3000 | 83
PFC99VE1 | Jiangsu Ever-Tie Lighting Co. Ltd | Ever-tie | ETLSN-8FT/HL/DM 5000K | Indoor Luminaires | Linear Ambient | Direct Linear Ambient Luminaires | Premium | FALSE | [9 empty] | 42018 |  |  | No |  | 3.1 | 7700 | 115 | 67 | 20 | 0.997 | 5000 | 83
PB89G94J | Jiangsu Ever-Tie Lighting Co. Ltd | Ever-tie | ETLSN-4FT/HL/DM 4000K | Indoor Luminaires | Linear Ambient | Direct Linear Ambient Luminaires | Premium | FALSE | [9 empty] | 42018 |  |  | No |  | 3.1 | 3750 | 115.4 | 32.5 | 20 | 0.997 | 4000 | 85.1
PCP2EY7N | Jiangsu Ever-Tie Lighting Co. Ltd | Ever-tie | ETLSN-8FT/HL/DM 4000K | Indoor Luminaires | Linear Ambient | Direct Linear Ambient Luminaires | Premium | FALSE | [9 empty] | 42018 |  |  | No |  | 3.1 | 7650 | 114 | 67 | 20 | 0.997 | 4000 | 83
P4EMM42B | Jiangsu Ever-Tie Lighting Co. Ltd | Ever-tie | ETLSN-8FT/HL/DM 3500K | Indoor Luminaires | Linear Ambient | Direct Linear Ambient Luminaires | Premium | FALSE | [9 empty] | 42018 |  |  | No |  | 3.1 | 7600 | 113 | 67 | 20 | 0.997 | 3500 | 83
P1GGKCCN | Jiangsu Ever-Tie Lighting Co. Ltd | Ever-tie | ETLSN-4FT/HL/DM 3500K | Indoor Luminaires | Linear Ambient | Direct Linear Ambient Luminaires | Premium | FALSE | [9 empty] | 42018 |  |  | No |  | 3.1 | 3680 | 113.2 | 32.5 | 20 | 0.996 | 3500 | 83
PKBN8113 | Los Angeles Lighting Mfg. Co. | LOS ANGELES LIGHTING | 3-STW100-4K-4L-1DRDM-UNV-1/835 | Indoor Luminaires | Linear Ambient | Direct Linear Ambient Luminaires | Standard | TRUE | 2795 | 82.5 | 33.83 | 15.35 | 0.96 | 3444 | 84.5 | 5 | 50000 | 42017 |  |  | Yes |  | 3.1 | 2866 | 82.95 | 34.55 | 8.37 | 0.994 | 3444 | 84.5
PRRY6M1X | Finelite Inc. | Finelite Inc | HP-4-ID-4'-HO-SO-3500K-TG-X-X-X-X | Indoor Luminaires | Linear Ambient | Linear Ambient Luminaires w/ Indirect component | Standard | TRUE | 4780 | 86.9 | 55 | 16.1 | 0.93 | 3574 | 85 | 5 | 50000 | 42017 |  |  | NotYetVerified |  | 3 | 4780 | 86.9 | 55 | 3.8 | 0.97 | 3500 | 85
PRB5DXVP | Los Angeles Lighting Mfg. Co. | LOS ANGELES LIGHTING | 3-STW100-4K-4L-1DRDM-UNV-1/850 | Indoor Luminaires | Linear Ambient | Direct Linear Ambient Luminaires | Standard | FALSE | [9 empty] | 42017 |  |  | Yes |  | 3 | 3293 | 93.05 | 35.39 | 8.47 | 0.995 | 5020 | 82.8
P5RV41B8 | Los Angeles Lighting Mfg. Co. | LOS ANGELES LIGHTING | 3-STW100-4K-4L-xxxxx-xxxxx-1DRDM-UNV-1/850 | Indoor Luminaires | Linear Ambient | Direct Linear Ambient Luminaires | Standard | FALSE | [9 empty] | 42017 |  |  | Yes |  | 3 | 3293 | 93.05 | 35.39 | 8.47 | 0.995 | 5020 | 82.8
PB6GUE2N | Los Angeles Lighting Mfg. Co. | LOS ANGELES LIGHTING | 3-STW100-4K-4L-1DRDM-UNV-1/840 | Indoor Luminaires | Linear Ambient | Direct Linear Ambient Luminaires | Standard | FALSE | [9 empty] | 42017 |  |  | Yes |  | 3 | 3004 | 87.81 | 34.21 | 8.37 | 0.995 | 3964 | 84.1
PAHDUX9Y | Los Angeles Lighting Mfg. Co. | LOS ANGELES LIGHTING | 3-STW100-4K-4L-xxxxx-xxxxx-1DRDM-UNV-1/840 | Indoor Luminaires | Linear Ambient | Direct Linear Ambient Luminaires | Standard | FALSE | [9 empty] | 42017 |  |  | Yes |  | 3 | 3004 | 87.81 | 34.21 | 8.37 | 0.995 | 3964 | 84.1
PQCG3QG3 | Los Angeles Lighting Mfg. Co. | LOS ANGELES LIGHTING | 3-STW100-4K-4L-xxxxx-xxxxx-1DRDM-UNV-1/835 | Indoor Luminaires | Linear Ambient | Direct Linear Ambient Luminaires | Standard | FALSE | [9 empty] | 42017 |  |  | Yes |  | 3 | 2866 | 82.95 | 34.55 | 8.37 | 0.994 | 3444 | 84.5
P7D67G2P | Finelite Inc. | Finelite Inc | HP-4-ID-12'-HO-SO-4000K-TG-X-X-X-X | Indoor Luminaires | Linear Ambient | Linear Ambient Luminaires w/ Indirect component | Standard | FALSE | [9 empty] | 42017 |  |  | NotYetVerified |  | 3 | 14070 | 84.8 | 165 | 4.1 | 0.967 | 4000 | 84
PPFY9UY2 | Finelite Inc. | Finelite Inc | HP-4-ID-8'-HO-SO-4000K-TG-X-X-X-X | Indoor Luminaires | Linear Ambient | Linear Ambient Luminaires w/ Indirect component | Standard | FALSE | [9 empty] | 42017 |  |  | NotYetVerified |  | 3 | 9380 | 84.8 | 110 | 4.1 | 0.967 | 4000 | 84
P1P4KNE7 | Finelite Inc. | Finelite Inc | HP-4-ID-4'-HO-SO-4000k-TG-X-X-X-X | Indoor Luminaires | Linear Ambient | Linear Ambient Luminaires w/ Indirect component | Standard | FALSE | [9 empty] | 42017 |  |  | NotYetVerified |  | 3 | 4690 | 84.8 | 55 | 4.1 | 0.967 | 4000 | 84
PH83D4Q6 | Finelite Inc. | Finelite Inc | HP-4-ID-12'-HO-SO-3500K-TG-X-X-X-X | Indoor Luminaires | Linear Ambient | Linear Ambient Luminaires w/ Indirect component | Standard | FALSE | [9 empty] | 42017 |  |  | NotYetVerified |  | 3 | 14340 | 86.9 | 165 | 3.8 | 0.97 | 3500 | 85
PXM1GWP5 | Finelite Inc. | Finelite Inc | HP-4-ID-8'-HO-SO-3500K-TG-X-X-X-X | Indoor Luminaires | Linear Ambient | Linear Ambient Luminaires w/ Indirect component | Standard | FALSE | [9 empty] | 42017 |  |  | NotYetVerified |  | 3 | 9560 | 86.9 | 110 | 3.8 | 0.97 | 3500 | 85
PKYYFN25W | Global Energy Efficiency Holdings | G-Lite | LU-1G-484345.FX [120V ONLY] | Indoor Luminaires | Linear Ambient | Direct Linear Ambient Luminaires | Standard | TRUE | 4041 | 100.5 | 40.2 | 12.9 | 0.986 | 4591 | 83.1 | 5 | 50000 | 42016 |  |  | NotYetVerified |  | 3 | 4041 | 100 | 40.2 | 12.9 | 0.986 | 4591 | 83
PHF6YRBHQ | Zhongshan Luxmode Industrial Co. LTD | Luxmode | LS022 (3000K) [120-220V Only] | Indoor Luminaires | Linear Ambient | Direct Linear Ambient Luminaires | Standard | TRUE | 2212.07 | 97.32 | 22.73 | 11.99 | 0.955 | 3011 | 81.7 | 5 | 50000 | 42016 |  |  | NotYetVerified |  | 3 | 1955 | 85 | 23 | 20 | 0.9 | 3000 | 80
PPSC9HHXF | Zhongshan Luxmode Industrial Co. LTD | Luxmode | LS021 (3000K) [120-220V Only] | Indoor Luminaires | Linear Ambient | Direct Linear Ambient Luminaires | Standard | TRUE | 1541.9 | 92.89 | 16.6 | 10.96 | 0.94 | 3116 | 83.3 | 5 | 50000 | 42016 |  |  | NotYetVerified |  | 3 | 1445 | 85 | 17 | 20 | 0.9 | 3000 | 80
PAWUQQF38 | Zhongshan Luxmode Industrial Co. LTD | Luxmode | LS023 (3000K) [120-220V Only] | Indoor Luminaires | Linear Ambient | Direct Linear Ambient Luminaires | Standard | TRUE | 972.74 | 90.91 | 10.7 | 15.9 | 0.877 | 3015 | 81.5 | 5 | 50000 | 42016 |  |  | NotYetVerified |  | 3 | 935 | 85 | 11 | 20 | 0.9 | 3000 | 80
P1Z78SP23 | Zhongshan Luxmode Industrial Co. LTD | Luxmode | LS022 (5000K) [120-220V Only] | Indoor Luminaires | Linear Ambient | Direct Linear Ambient Luminaires | Standard | FALSE | [9 empty] | 42016 |  |  | NotYetVerified |  | 3 | 2100 | 90.1 | 23 | 20 | 0.9 | 5000 | 80
P46WG8HRH | Zhongshan Luxmode Industrial Co. LTD | Luxmode | LS021 (5000K) [120-220V Only] | Indoor Luminaires | Linear Ambient | Direct Linear Ambient Luminaires | Standard | FALSE | [9 empty] | 42016 |  |  | NotYetVerified |  | 3 | 1500 | 90.1 | 17 | 20 | 0.9 | 5000 | 80
PGJB7DR13 | Zhongshan Luxmode Industrial Co. LTD | Luxmode | LS023 (5000K) [120-220V Only] | Indoor Luminaires | Linear Ambient | Direct Linear Ambient Luminaires | Standard | FALSE | [9 empty] | 42016 |  |  | NotYetVerified |  | 3 | 1000 | 90.1 | 11 | 20 | 0.9 | 5000 | 80
P7KBEMQCC | Zhongshan Luxmode Industrial Co. LTD | Luxmode | LS022 (4000K) [120-220V Only] | Indoor Luminaires | Linear Ambient | Direct Linear Ambient Luminaires | Standard | FALSE | [9 empty] | 42016 |  |  | NotYetVerified |  | 3 | 2012 | 87.5 | 23 | 20 | 0.9 | 4000 | 80
PU3CH1EH7 | Zhongshan Luxmode Industrial Co. LTD | Luxmode | LS021 (4000K) [120-220V Only] | Indoor Luminaires | Linear Ambient | Direct Linear Ambient Luminaires | Standard | FALSE | [9 empty] | 42016 |  |  | NotYetVerified |  | 3 | 1487 | 87.5 | 17 | 20 | 0.9 | 4000 | 80
PZWD4QDSN | Zhongshan Luxmode Industrial Co. LTD | Luxmode | LS023 (4000K) [120-220V Only] | Indoor Luminaires | Linear Ambient | Direct Linear Ambient Luminaires | Standard | FALSE | [9 empty] | 42016 |  |  | NotYetVerified |  | 3 | 962 | 87.5 | 11 | 20 | 0.9 | 4000 | 80
PPQ2MDVY7 | MLS Co. LTD | MLS | MT8S20-6A | Indoor Luminaires | Linear Ambient | Direct Linear Ambient Luminaires | Standard | TRUE | 1262.2 | 102.7 | 12.29 | 12.29 | 0.9097 | 3022 | 83.2 | 5 | 50000 | 42013 |  |  | NotYetVerified | Updated on 9/14/16. Former model number: MT8S20-6A (Frosted Lens) | 3 | 1231 | 103.1 | 11.94 | 12.29 | 0.9097 | 3000 | 80
PMA436ZAG | MLS Co. LTD | MLS | MT8Z20-6A | Indoor Luminaires | Linear Ambient | Direct Linear Ambient Luminaires | Standard | FALSE | [9 empty] | 42013 |  |  | NotYetVerified | Updated on 9/14/16. | 3 | 1231 | 103.1 | 11.94 | 12.29 | 0.9097 | 5000 | 80
P1KA37EUD | MLS Co. LTD | MLS | MT8N20-6A | Indoor Luminaires | Linear Ambient | Direct Linear Ambient Luminaires | Standard | FALSE | [9 empty] | 42013 |  |  | NotYetVerified | Updated on 9/14/16. | 3 | 1231 | 103.1 | 11.94 | 12.29 | 0.9097 | 4000 | 80
PNRF2CR8G | MLS Co. LTD | MLS | MT8L20-6A | Indoor Luminaires | Linear Ambient | Direct Linear Ambient Luminaires | Standard | FALSE | [9 empty] | 42013 |  |  | NotYetVerified | Updated on 9/14/16. Former model number: MT8S20-6A-35 | 3 | 1231 | 103.1 | 11.94 | 12.29 | 0.9097 | 3500 | 80
P23TY7PN | Hubbell Lighting | Litecontrol | 65L-P-ID-LPA-XXX-03-SGL-XX-30K-ID055-D10-XX-XXX-XXXX | Indoor Luminaires | Linear Ambient | Linear Ambient Luminaires w/ Indirect component | Premium | TRUE | 1585 | 111 | 15.83 | 10.4 | 0.989 | 3035 | 83.2 | 5 |  | 42012 |  |  | No |  | 3.1 | 1650 | 111 | 14.8 | 19.3 | 0.915 | 3000 | 82.8
PRPQ81Q5 | Hubbell Lighting | Litecontrol | 65L-W-ID-LPA-XXX-03-SGL-XX-40K-ID100-D10-XX-XXX-XXXX | Indoor Luminaires | Linear Ambient | Linear Ambient Luminaires w/ Indirect component | Premium | TRUE | 3165 | 118 | 26.93 | 19.3 | 0.915 | 3989 | 83.6 | 5 |  | 42012 |  |  | No |  | 3.1 | 3150 | 117.5 | 26.8 | 19.3 | 0.915 | 4000 | 83.6
P3FR5UW3T | GE Lighting Solutions | GE Lighting Solutions | GEWI102440BAT-SY | Indoor Luminaires | Linear Ambient | Direct Linear Ambient Luminaires | Standard | TRUE | 801.5 | 90.1 | 8.9 | 15.2 | 0.888 | 3916 | 82 | 5 | 50000 | 42012 |  |  | NotYetVerified |  | 3 | 767 |  | 9 |  |  | 4000
PTUCBCEV | GE Lighting Solutions | GE Lighting Solutions | GEWI104840BAT-SY | Indoor Luminaires | Linear Ambient | Direct Linear Ambient Luminaires | Standard | TRUE | 1446.1 | 90.8 | 15.9 | 19.4 | 0.887 | 3910 | 83 | 5 | 50000 | 42012 |  |  | NotYetVerified |  | 3 | 1426 |  | 16 |  |  | 4000
P267AYF6 | Hubbell Lighting | Litecontrol | 65L-P-ID-LPA-XXX-08-SGL-XX-40K-ID130-D10-XX-XXX-XXXX | Indoor Luminaires | Linear Ambient | Linear Ambient Luminaires w/ Indirect component | Premium | FALSE | [9 empty] | 42012 |  |  | No |  | 3.1 | 10920 | 117.5 | 92.9 | 19.3 | 0.915 | 4000 | 83.6
P35VUPG6 | Hubbell Lighting | Litecontrol | 65L-P-ID-LPA-XXX-08-SGL-XX-40K-ID125-D10-XX-XXX-XXXX | Indoor Luminaires | Linear Ambient | Linear Ambient Luminaires w/ Indirect component | Premium | FALSE | [9 empty] | 42012 |  |  | No |  | 3.1 | 10500 | 117.5 | 89.3 | 19.3 | 0.915 | 4000 | 83.6
PCN9GSXA | Hubbell Lighting | Litecontrol | 65L-P-ID-LPA-XXX-08-SGL-XX-40K-ID120-D10-XX-XXX-XXXX | Indoor Luminaires | Linear Ambient | Linear Ambient Luminaires w/ Indirect component | Premium | FALSE | [9 empty] | 42012 |  |  | No |  | 3.1 | 10080 | 117.5 | 85.7 | 19.3 | 0.915 | 4000 | 83.6
P4QT67BY | Hubbell Lighting | Litecontrol | 65L-P-ID-LPA-XXX-08-SGL-XX-40K-ID115-D10-XX-XXX-XXXX | Indoor Luminaires | Linear Ambient | Linear Ambient Luminaires w/ Indirect component | Premium | FALSE | [9 empty] | 42012 |  |  | No |  | 3.1 | 9660 | 117.5 | 82.2 | 19.3 | 0.915 | 4000 | 83.6
PU7YCMZ7 | Hubbell Lighting | Litecontrol | 65L-P-ID-LPA-XXX-08-SGL-XX-40K-ID110-D10-XX-XXX-XXXX | Indoor Luminaires | Linear Ambient | Linear Ambient Luminaires w/ Indirect component | Premium | FALSE | [9 empty] | 42012 |  |  | No |  | 3.1 | 9240 | 117.5 | 78.6 | 19.3 | 0.915 | 4000 | 83.6
PQ6BJCUH | Hubbell Lighting | Litecontrol | 65L-P-ID-LPA-XXX-08-SGL-XX-40K-ID105-D10-XX-XXX-XXXX | Indoor Luminaires | Linear Ambient | Linear Ambient Luminaires w/ Indirect component | Premium | FALSE | [9 empty] | 42012 |  |  | No |  | 3.1 | 8820 | 117.5 | 75 | 19.3 | 0.915 | 4000 | 83.6
PR5EPP68 | Hubbell Lighting | Litecontrol | 65L-P-ID-LPA-XXX-08-SGL-XX-40K-ID100-D10-XX-XXX-XXXX | Indoor Luminaires | Linear Ambient | Linear Ambient Luminaires w/ Indirect component | Premium | FALSE | [9 empty] | 42012 |  |  | No |  | 3.1 | 8400 | 117.5 | 71.4 | 19.3 | 0.915 | 4000 | 83.6
P6Y5VP49 | Hubbell Lighting | Litecontrol | 65L-W-ID-LPA-XXX-08-SGL-XX-40K-ID100-D10-XX-XXX-XXXX | Indoor Luminaires | Linear Ambient | Linear Ambient Luminaires w/ Indirect component | Premium | FALSE | [9 empty] | 42012 |  |  | No |  | 3.1 | 8400 | 117.5 | 71.4 | 19.3 | 0.915 | 4000 | 83.6
PSTFRD4K | Hubbell Lighting | Litecontrol | 65L-P-ID-LPA-XXX-06-SGL-XX-40K-ID130-D10-XX-XXX-XXXX | Indoor Luminaires | Linear Ambient | Linear Ambient Luminaires w/ Indirect component | Premium | FALSE | [9 empty] | 42012 |  |  | No |  | 3.1 | 8190 | 117.5 | 69.7 | 19.3 | 0.915 | 4000 | 83.6
PMX8FDGP | Hubbell Lighting | Litecontrol | 65L-W-ID-LPA-XXX-08-SGL-XX-40K-ID095-D10-XX-XXX-XXXX | Indoor Luminaires | Linear Ambient | Linear Ambient Luminaires w/ Indirect component | Premium | FALSE | [9 empty] | 42012 |  |  | No |  | 3.1 | 7980 | 117.5 | 67.9 | 19.3 | 0.915 | 4000 | 83.6
P7RZF7HG | Hubbell Lighting | Litecontrol | 65L-P-ID-LPA-XXX-08-SGL-XX-40K-ID095-D10-XX-XXX-XXXX | Indoor Luminaires | Linear Ambient | Linear Ambient Luminaires w/ Indirect component | Premium | FALSE | [9 empty] | 42012 |  |  | No |  | 3.1 | 7980 | 117.5 | 67.9 | 19.3 | 0.915 | 4000 | 83.6
P14NMGFV | Hubbell Lighting | Litecontrol | 65L-P-ID-LPA-XXX-06-SGL-XX-40K-ID125-D10-XX-XXX-XXXX | Indoor Luminaires | Linear Ambient | Linear Ambient Luminaires w/ Indirect component | Premium | FALSE | [9 empty] | 42012 |  |  | No |  | 3.1 | 7875 | 117.5 | 67 | 19.3 | 0.915 | 4000 | 83.6
PPU647X2 | Hubbell Lighting | Litecontrol | 65L-P-ID-LPA-XXX-06-SGL-XX-40K-ID120-D10-XX-XXX-XXXX | Indoor Luminaires | Linear Ambient | Linear Ambient Luminaires w/ Indirect component | Premium | FALSE | [9 empty] | 42012 |  |  | No |  | 3.1 | 7560 | 117.5 | 64.3 | 19.3 | 0.915 | 4000 | 83.6
PHSNZAER | Hubbell Lighting | Litecontrol | 65L-P-ID-LPA-XXX-08-SGL-XX-40K-ID090-D10-XX-XXX-XXXX | Indoor Luminaires | Linear Ambient | Linear Ambient Luminaires w/ Indirect component | Premium | FALSE | [9 empty] | 42012 |  |  | No |  | 3.1 | 7560 | 117.5 | 64.3 | 19.3 | 0.915 | 4000 | 83.6
PD7SNVPW | Hubbell Lighting | Litecontrol | 65L-W-ID-LPA-XXX-08-SGL-XX-40K-ID090-D10-XX-XXX-XXXX | Indoor Luminaires | Linear Ambient | Linear Ambient Luminaires w/ Indirect component | Premium | FALSE | [9 empty] | 42012 |  |  | No |  | 3.1 | 7560 | 117.5 | 64.3 | 19.3 | 0.915 | 4000 | 83.6
P7CTN6MM | Hubbell Lighting | Litecontrol | 65L-P-ID-LPA-XXX-06-SGL-XX-40K-ID115-D10-XX-XXX-XXXX | Indoor Luminaires | Linear Ambient | Linear Ambient Luminaires w/ Indirect component | Premium | FALSE | [9 empty] | 42012 |  |  | No |  | 3.1 | 7245 | 117.5 | 61.6 | 19.3 | 0.915 | 4000 | 83.6
PEAW49U6 | Hubbell Lighting | Litecontrol | 65L-W-ID-LPA-XXX-08-SGL-XX-40K-ID085-D10-XX-XXX-XXXX | Indoor Luminaires | Linear Ambient | Linear Ambient Luminaires w/ Indirect component | Premium | FALSE | [9 empty] | 42012 |  |  | No |  | 3.1 | 7140 | 117.5 | 60.7 | 19.3 | 0.915 | 4000 | 83.6
PCMPQ4SF | Hubbell Lighting | Litecontrol | 65L-P-ID-LPA-XXX-08-SGL-XX-40K-ID085-D10-XX-XXX-XXXX | Indoor Luminaires | Linear Ambient | Linear Ambient Luminaires w/ Indirect component | Premium | FALSE | [9 empty] | 42012 |  |  | No |  | 3.1 | 7140 | 117.5 | 60.7 | 19.3 | 0.915 | 4000 | 83.6
PBEVEMVY | Hubbell Lighting | Litecontrol | 65L-P-ID-LPA-XXX-06-SGL-XX-40K-ID110-D10-XX-XXX-XXXX | Indoor Luminaires | Linear Ambient | Linear Ambient Luminaires w/ Indirect component | Premium | FALSE | [9 empty] | 42012 |  |  | No |  | 3.1 | 6930 | 117.5 | 58.9 | 19.3 | 0.915 | 4000 | 83.6
PURR9N73 | Hubbell Lighting | Litecontrol | 65L-P-ID-LPA-XXX-08-SGL-XX-40K-ID080-D10-XX-XXX-XXXX | Indoor Luminaires | Linear Ambient | Linear Ambient Luminaires w/ Indirect component | Premium | FALSE | [9 empty] | 42012 |  |  | No |  | 3.1 | 6720 | 117.5 | 57.1 | 19.3 | 0.915 | 4000 | 83.6
PGNAUVTJ | Hubbell Lighting | Litecontrol | 65L-W-ID-LPA-XXX-08-SGL-XX-40K-ID080-D10-XX-XXX-XXXX | Indoor Luminaires | Linear Ambient | Linear Ambient Luminaires w/ Indirect component | Premium | FALSE | [9 empty] | 42012 |  |  | No |  | 3.1 | 6720 | 117.5 | 57.1 | 19.3 | 0.915 | 4000 | 83.6
P3WMT712 | Hubbell Lighting | Litecontrol | 65L-P-ID-LPA-XXX-06-SGL-XX-40K-ID105-D10-XX-XXX-XXXX | Indoor Luminaires | Linear Ambient | Linear Ambient Luminaires w/ Indirect component | Premium | FALSE | [9 empty] | 42012 |  |  | No |  | 3.1 | 6615 | 117.5 | 56.2 | 19.3 | 0.915 | 4000 | 83.6
PMSRHQ4P | Hubbell Lighting | Litecontrol | 65L-P-ID-LPA-XXX-06-SGL-XX-40K-ID100-D10-XX-XXX-XXXX | Indoor Luminaires | Linear Ambient | Linear Ambient Luminaires w/ Indirect component | Premium | FALSE | [9 empty] | 42012 |  |  | No |  | 3.1 | 6300 | 117.5 | 53.6 | 19.3 | 0.915 | 4000 | 83.6
PKYANAWN | Hubbell Lighting | Litecontrol | 65L-W-ID-LPA-XXX-08-SGL-XX-40K-ID075-D10-XX-XXX-XXXX | Indoor Luminaires | Linear Ambient | Linear Ambient Luminaires w/ Indirect component | Premium | FALSE | [9 empty] | 42012 |  |  | No |  | 3.1 | 6300 | 117.5 | 53.6 | 19.3 | 0.915 | 4000 | 83.6
PF8U9G66 | Hubbell Lighting | Litecontrol | 65L-W-ID-LPA-XXX-06-SGL-XX-40K-ID100-D10-XX-XXX-XXXX | Indoor Luminaires | Linear Ambient | Linear Ambient Luminaires w/ Indirect component | Premium | FALSE | [9 empty] | 42012 |  |  | No |  | 3.1 | 6300 | 117.5 | 53.6 | 19.3 | 0.915 | 4000 | 83.6
P4KSH2QT | Hubbell Lighting | Litecontrol | 65L-P-ID-LPA-XXX-08-SGL-XX-40K-ID075-D10-XX-XXX-XXXX | Indoor Luminaires | Linear Ambient | Linear Ambient Luminaires w/ Indirect component | Premium | FALSE | [9 empty] | 42012 |  |  | No |  | 3.1 | 6300 | 117.5 | 53.6 | 19.3 | 0.915 | 4000 | 83.6
PPC4YP4V | Hubbell Lighting | Litecontrol | 65L-W-ID-LPA-XXX-06-SGL-XX-40K-ID095-D10-XX-XXX-XXXX | Indoor Luminaires | Linear Ambient | Linear Ambient Luminaires w/ Indirect component | Premium | FALSE | [9 empty] | 42012 |  |  | No |  | 3.1 | 5985 | 117.5 | 50.9 | 19.3 | 0.915 | 4000 | 83.6
P8YNNUCC | Hubbell Lighting | Litecontrol | 65L-P-ID-LPA-XXX-06-SGL-XX-40K-ID095-D10-XX-XXX-XXXX | Indoor Luminaires | Linear Ambient | Linear Ambient Luminaires w/ Indirect component | Premium | FALSE | [9 empty] | 42012 |  |  | No |  | 3.1 | 5985 | 117.5 | 50.9 | 19.3 | 0.915 | 4000 | 83.6
PF7T1ZXT | Hubbell Lighting | Litecontrol | 65L-P-ID-LPA-XXX-08-SGL-XX-40K-ID070-D10-XX-XXX-XXXX | Indoor Luminaires | Linear Ambient | Linear Ambient Luminaires w/ Indirect component | Premium | FALSE | [9 empty] | 42012 |  |  | No |  | 3.1 | 5880 | 117.5 | 50 | 19.3 | 0.915 | 4000 | 83.6
PAVNR1TG | Hubbell Lighting | Litecontrol | 65L-W-ID-LPA-XXX-08-SGL-XX-40K-ID070-D10-XX-XXX-XXXX | Indoor Luminaires | Linear Ambient | Linear Ambient Luminaires w/ Indirect component | Premium | FALSE | [9 empty] | 42012 |  |  | No |  | 3.1 | 5880 | 117.5 | 50 | 19.3 | 0.915 | 4000 | 83.6
PY6AEJ1A | Hubbell Lighting | Litecontrol | 65L-W-ID-LPA-XXX-06-SGL-XX-40K-ID090-D10-XX-XXX-XXXX | Indoor Luminaires | Linear Ambient | Linear Ambient Luminaires w/ Indirect component | Premium | FALSE | [9 empty] | 42012 |  |  | No |  | 3.1 | 5670 | 117.5 | 48.2 | 19.3 | 0.915 | 4000 | 83.6
PC96G1Z6 | Hubbell Lighting | Litecontrol | 65L-P-ID-LPA-XXX-06-SGL-XX-40K-ID090-D10-XX-XXX-XXXX | Indoor Luminaires | Linear Ambient | Linear Ambient Luminaires w/ Indirect component | Premium | FALSE | [9 empty] | 42012 |  |  | No |  | 3.1 | 5670 | 117.5 | 48.2 | 19.3 | 0.915 | 4000 | 83.6
PNX9KUPH | Hubbell Lighting | Litecontrol | 65L-P-ID-LPA-XXX-04-SGL-XX-40K-ID130-D10-XX-XXX-XXXX | Indoor Luminaires | Linear Ambient | Linear Ambient Luminaires w/ Indirect component | Premium | FALSE | [9 empty] | 42012 |  |  | No |  | 3.1 | 5460 | 117.5 | 46.4 | 19.3 | 0.915 | 4000 | 83.6
PKYZ4ENZ | Hubbell Lighting | Litecontrol | 65L-P-ID-LPA-XXX-08-SGL-XX-40K-ID065-D10-XX-XXX-XXXX | Indoor Luminaires | Linear Ambient | Linear Ambient Luminaires w/ Indirect component | Premium | FALSE | [9 empty] | 42012 |  |  | No |  | 3.1 | 5460 | 117.5 | 46.4 | 19.3 | 0.915 | 4000 | 83.6
P9QT4WQB | Hubbell Lighting | Litecontrol | 65L-W-ID-LPA-XXX-08-SGL-XX-40K-ID065-D10-XX-XXX-XXXX | Indoor Luminaires | Linear Ambient | Linear Ambient Luminaires w/ Indirect component | Premium | FALSE | [9 empty] | 42012 |  |  | No |  | 3.1 | 5460 | 117.5 | 46.4 | 19.3 | 0.915 | 4000 | 83.6
PZ1S7YQX | Hubbell Lighting | Litecontrol | 65L-W-ID-LPA-XXX-06-SGL-XX-40K-ID085-D10-XX-XXX-XXXX | Indoor Luminaires | Linear Ambient | Linear Ambient Luminaires w/ Indirect component | Premium | FALSE | [9 empty] | 42012 |  |  | No |  | 3.1 | 5355 | 117.5 | 45.5 | 19.3 | 0.915 | 4000 | 83.6
PVYWR2Y1 | Hubbell Lighting | Litecontrol | 65L-P-ID-LPA-XXX-06-SGL-XX-40K-ID085-D10-XX-XXX-XXXX | Indoor Luminaires | Linear Ambient | Linear Ambient Luminaires w/ Indirect component | Premium | FALSE | [9 empty] | 42012 |  |  | No |  | 3.1 | 5355 | 117.5 | 45.5 | 19.3 | 0.915 | 4000 | 83.6
PAAR9NRX | Hubbell Lighting | Litecontrol | 65L-P-ID-LPA-XXX-04-SGL-XX-40K-ID125-D10-XX-XXX-XXXX | Indoor Luminaires | Linear Ambient | Linear Ambient Luminaires w/ Indirect component | Premium | FALSE | [9 empty] | 42012 |  |  | No |  | 3.1 | 5250 | 117.5 | 44.6 | 19.3 | 0.915 | 4000 | 83.6
PRF52173 | Hubbell Lighting | Litecontrol | 65L-W-ID-LPA-XXX-06-SGL-XX-40K-ID080-D10-XX-XXX-XXXX | Indoor Luminaires | Linear Ambient | Linear Ambient Luminaires w/ Indirect component | Premium | FALSE | [9 empty] | 42012 |  |  | No |  | 3.1 | 5040 | 117.5 | 42.8 | 19.3 | 0.915 | 4000 | 83.6
PN98JV39 | Hubbell Lighting | Litecontrol | 65L-P-ID-LPA-XXX-08-SGL-XX-40K-ID060-D10-XX-XXX-XXXX | Indoor Luminaires | Linear Ambient | Linear Ambient Luminaires w/ Indirect component | Premium | FALSE | [9 empty] | 42012 |  |  | No |  | 3.1 | 5040 | 117.5 | 42.8 | 19.3 | 0.915 | 4000 | 83.6
PKC9P74S | Hubbell Lighting | Litecontrol | 65L-P-ID-LPA-XXX-06-SGL-XX-40K-ID080-D10-XX-XXX-XXXX | Indoor Luminaires | Linear Ambient | Linear Ambient Luminaires w/ Indirect component | Premium | FALSE | [9 empty] | 42012 |  |  | No |  | 3.1 | 5040 | 117.5 | 42.8 | 19.3 | 0.915 | 4000 | 83.6
PHJSUD5R | Hubbell Lighting | Litecontrol | 65L-P-ID-LPA-XXX-04-SGL-XX-40K-ID120-D10-XX-XXX-XXXX | Indoor Luminaires | Linear Ambient | Linear Ambient Luminaires w/ Indirect component | Premium | FALSE | [9 empty] | 42012 |  |  | No |  | 3.1 | 5040 | 117.5 | 42.8 | 19.3 | 0.915 | 4000 | 83.6
P9D61HGB | Hubbell Lighting | Litecontrol | 65L-W-ID-LPA-XXX-08-SGL-XX-40K-ID060-D10-XX-XXX-XXXX | Indoor Luminaires | Linear Ambient | Linear Ambient Luminaires w/ Indirect component | Premium | FALSE | [9 empty] | 42012 |  |  | No |  | 3.1 | 5040 | 117.5 | 42.8 | 19.3 | 0.915 | 4000 | 83.6
PQTTNVM3 | Hubbell Lighting | Litecontrol | 65L-P-ID-LPA-XXX-04-SGL-XX-40K-ID115-D10-XX-XXX-XXXX | Indoor Luminaires | Linear Ambient | Linear Ambient Luminaires w/ Indirect component | Premium | FALSE | [9 empty] | 42012 |  |  | No |  | 3.1 | 4830 | 117.5 | 41.1 | 19.3 | 0.915 | 4000 | 83.6
PXCYJRBU | Hubbell Lighting | Litecontrol | 65L-W-ID-LPA-XXX-06-SGL-XX-40K-ID075-D10-XX-XXX-XXXX | Indoor Luminaires | Linear Ambient | Linear Ambient Luminaires w/ Indirect component | Premium | FALSE | [9 empty] | 42012 |  |  | No |  | 3.1 | 4725 | 117.5 | 40.2 | 19.3 | 0.915 | 4000 | 83.6
PRDTDCR6 | Hubbell Lighting | Litecontrol | 65L-P-ID-LPA-XXX-06-SGL-XX-40K-ID075-D10-XX-XXX-XXXX | Indoor Luminaires | Linear Ambient | Linear Ambient Luminaires w/ Indirect component | Premium | FALSE | [9 empty] | 42012 |  |  | No |  | 3.1 | 4725 | 117.5 | 40.2 | 19.3 | 0.915 | 4000 | 83.6
PGTPWG2U | Hubbell Lighting | Litecontrol | 65L-P-ID-LPA-XXX-04-SGL-XX-40K-ID110-D10-XX-XXX-XXXX | Indoor Luminaires | Linear Ambient | Linear Ambient Luminaires w/ Indirect component | Premium | FALSE | [9 empty] | 42012 |  |  | No |  | 3.1 | 4620 | 117.5 | 39.3 | 19.3 | 0.915 | 4000 | 83.6
PG7FHR9S | Hubbell Lighting | Litecontrol | 65L-P-ID-LPA-XXX-08-SGL-XX-40K-ID055-D10-XX-XXX-XXXX | Indoor Luminaires | Linear Ambient | Linear Ambient Luminaires w/ Indirect component | Premium | FALSE | [9 empty] | 42012 |  |  | No |  | 3.1 | 4620 | 117.5 | 39.3 | 19.3 | 0.915 | 4000 | 83.6
P38N5TNK | Hubbell Lighting | Litecontrol | 65L-W-ID-LPA-XXX-08-SGL-XX-40K-ID055-D10-XX-XXX-XXXX | Indoor Luminaires | Linear Ambient | Linear Ambient Luminaires w/ Indirect component | Premium | FALSE | [9 empty] | 42012 |  |  | No |  | 3.1 | 4620 | 117.5 | 39.3 | 19.3 | 0.915 | 4000 | 83.6
PUCJ3ZSZ | Hubbell Lighting | Litecontrol | 65L-P-ID-LPA-XXX-04-SGL-XX-40K-ID105-D10-XX-XXX-XXXX | Indoor Luminaires | Linear Ambient | Linear Ambient Luminaires w/ Indirect component | Premium | FALSE | [9 empty] | 42012 |  |  | No |  | 3.1 | 4410 | 117.5 | 37.5 | 19.3 | 0.915 | 4000 | 83.6
PKEYFY3J | Hubbell Lighting | Litecontrol | 65L-P-ID-LPA-XXX-06-SGL-XX-40K-ID070-D10-XX-XXX-XXXX | Indoor Luminaires | Linear Ambient | Linear Ambient Luminaires w/ Indirect component | Premium | FALSE | [9 empty] | 42012 |  |  | No |  | 3.1 | 4410 | 117.5 | 37.5 | 19.3 | 0.915 | 4000 | 83.6
PG15PCDH | Hubbell Lighting | Litecontrol | 65L-W-ID-LPA-XXX-06-SGL-XX-40K-ID070-D10-XX-XXX-XXXX | Indoor Luminaires | Linear Ambient | Linear Ambient Luminaires w/ Indirect component | Premium | FALSE | [9 empty] | 42012 |  |  | No |  | 3.1 | 4410 | 117.5 | 37.5 | 19.3 | 0.915 | 4000 | 83.6
PQYDTNP4 | Hubbell Lighting | Litecontrol | 65L-W-ID-LPA-XXX-04-SGL-XX-40K-ID100-D10-XX-XXX-XXXX | Indoor Luminaires | Linear Ambient | Linear Ambient Luminaires w/ Indirect component | Premium | FALSE | [9 empty] | 42012 |  |  | No |  | 3.1 | 4200 | 117.5 | 35.7 | 19.3 | 0.915 | 4000 | 83.6
PQK1XZRR | Hubbell Lighting | Litecontrol | 65L-P-ID-LPA-XXX-04-SGL-XX-40K-ID100-D10-XX-XXX-XXXX | Indoor Luminaires | Linear Ambient | Linear Ambient Luminaires w/ Indirect component | Premium | FALSE | [9 empty] | 42012 |  |  | No |  | 3.1 | 4200 | 117.5 | 35.7 | 19.3 | 0.915 | 4000 | 83.6
PG4JWAEK | Hubbell Lighting | Litecontrol | 65L-W-ID-LPA-XXX-06-SGL-XX-40K-ID065-D10-XX-XXX-XXXX | Indoor Luminaires | Linear Ambient | Linear Ambient Luminaires w/ Indirect component | Premium | FALSE | [9 empty] | 42012 |  |  | No |  | 3.1 | 4095 | 117.5 | 34.8 | 19.3 | 0.915 | 4000 | 83.6
P9KU9U56 | Hubbell Lighting | Litecontrol | 65L-P-ID-LPA-XXX-06-SGL-XX-40K-ID065-D10-XX-XXX-XXXX | Indoor Luminaires | Linear Ambient | Linear Ambient Luminaires w/ Indirect component | Premium | FALSE | [9 empty] | 42012 |  |  | No |  | 3.1 | 4095 | 117.5 | 34.8 | 19.3 | 0.915 | 4000 | 83.6
P7PVSMVH | Hubbell Lighting | Litecontrol | 65L-P-ID-LPA-XXX-03-SGL-XX-40K-ID130-D10-XX-XXX-XXXX | Indoor Luminaires | Linear Ambient | Linear Ambient Luminaires w/ Indirect component | Premium | FALSE | [9 empty] | 42012 |  |  | No |  | 3.1 | 4095 | 117.5 | 34.8 | 19.3 | 0.915 | 4000 | 83.6
PGR72AAD | Hubbell Lighting | Litecontrol | 65L-W-ID-LPA-XXX-04-SGL-XX-40K-ID095-D10-XX-XXX-XXXX | Indoor Luminaires | Linear Ambient | Linear Ambient Luminaires w/ Indirect component | Premium | FALSE | [9 empty] | 42012 |  |  | No |  | 3.1 | 3990 | 117.5 | 33.9 | 19.3 | 0.915 | 4000 | 83.6
P6YD8M2J | Hubbell Lighting | Litecontrol | 65L-P-ID-LPA-XXX-04-SGL-XX-40K-ID095-D10-XX-XXX-XXXX | Indoor Luminaires | Linear Ambient | Linear Ambient Luminaires w/ Indirect component | Premium | FALSE | [9 empty] | 42012 |  |  | No |  | 3.1 | 3990 | 117.5 | 33.9 | 19.3 | 0.915 | 4000 | 83.6
P8B4PUST | Hubbell Lighting | Litecontrol | 65L-P-ID-LPA-XXX-03-SGL-XX-40K-ID125-D10-XX-XXX-XXXX | Indoor Luminaires | Linear Ambient | Linear Ambient Luminaires w/ Indirect component | Premium | FALSE | [9 empty] | 42012 |  |  | No |  | 3.1 | 3937.5 | 117.5 | 33.5 | 19.3 | 0.915 | 4000 | 83.6
PGT9EJUK | Hubbell Lighting | Litecontrol | 65L-W-ID-LPA-XXX-04-SGL-XX-40K-ID090-D10-XX-XXX-XXXX | Indoor Luminaires | Linear Ambient | Linear Ambient Luminaires w/ Indirect component | Premium | FALSE | [9 empty] | 42012 |  |  | No |  | 3.1 | 3780 | 117.5 | 32.1 | 19.3 | 0.915 | 4000 | 83.6
P6KZX9C8 | Hubbell Lighting | Litecontrol | 65L-P-ID-LPA-XXX-03-SGL-XX-40K-ID120-D10-XX-XXX-XXXX | Indoor Luminaires | Linear Ambient | Linear Ambient Luminaires w/ Indirect component | Premium | FALSE | [9 empty] | 42012 |  |  | No |  | 3.1 | 3780 | 117.5 | 32.1 | 19.3 | 0.915 | 4000 | 83.6
P2W5AQUG | Hubbell Lighting | Litecontrol | 65L-W-ID-LPA-XXX-06-SGL-XX-40K-ID060-D10-XX-XXX-XXXX | Indoor Luminaires | Linear Ambient | Linear Ambient Luminaires w/ Indirect component | Premium | FALSE | [9 empty] | 42012 |  |  | No |  | 3.1 | 3780 | 117.5 | 32.1 | 19.3 | 0.915 | 4000 | 83.6
P2DMWPCD | Hubbell Lighting | Litecontrol | 65L-P-ID-LPA-XXX-06-SGL-XX-40K-ID060-D10-XX-XXX-XXXX | Indoor Luminaires | Linear Ambient | Linear Ambient Luminaires w/ Indirect component | Premium | FALSE | [9 empty] | 42012 |  |  | No |  | 3.1 | 3780 | 117.5 | 32.1 | 19.3 | 0.915 | 4000 | 83.6
P15QJPWR | Hubbell Lighting | Litecontrol | 65L-P-ID-LPA-XXX-04-SGL-XX-40K-ID090-D10-XX-XXX-XXXX | Indoor Luminaires | Linear Ambient | Linear Ambient Luminaires w/ Indirect component | Premium | FALSE | [9 empty] | 42012 |  |  | No |  | 3.1 | 3780 | 117.5 | 32.1 | 19.3 | 0.915 | 4000 | 83.6
P6AXSRRM | Hubbell Lighting | Litecontrol | 65L-P-ID-LPA-XXX-03-SGL-XX-40K-ID115-D10-XX-XXX-XXXX | Indoor Luminaires | Linear Ambient | Linear Ambient Luminaires w/ Indirect component | Premium | FALSE | [9 empty] | 42012 |  |  | No |  | 3.1 | 3622.5 | 117.5 | 30.8 | 19.3 | 0.915 | 4000 | 83.6
PW5WN88A | Hubbell Lighting | Litecontrol | 65L-W-ID-LPA-XXX-04-SGL-XX-40K-ID085-D10-XX-XXX-XXXX | Indoor Luminaires | Linear Ambient | Linear Ambient Luminaires w/ Indirect component | Premium | FALSE | [9 empty] | 42012 |  |  | No |  | 3.1 | 3570 | 117.5 | 30.3 | 19.3 | 0.915 | 4000 | 83.6
PABCPCJ3 | Hubbell Lighting | Litecontrol | 65L-P-ID-LPA-XXX-04-SGL-XX-40K-ID085-D10-XX-XXX-XXXX | Indoor Luminaires | Linear Ambient | Linear Ambient Luminaires w/ Indirect component | Premium | FALSE | [9 empty] | 42012 |  |  | No |  | 3.1 | 3570 | 117.5 | 30.3 | 19.3 | 0.915 | 4000 | 83.6
PHPFJ3ZX | Hubbell Lighting | Litecontrol | 65L-P-ID-LPA-XXX-03-SGL-XX-40K-ID110-D10-XX-XXX-XXXX | Indoor Luminaires | Linear Ambient | Linear Ambient Luminaires w/ Indirect component | Premium | FALSE | [9 empty] | 42012 |  |  | No |  | 3.1 | 3465 | 117.5 | 29.4 | 19.3 | 0.915 | 4000 | 83.6
P9C9UUXY | Hubbell Lighting | Litecontrol | 65L-P-ID-LPA-XXX-06-SGL-XX-40K-ID055-D10-XX-XXX-XXXX | Indoor Luminaires | Linear Ambient | Linear Ambient Luminaires w/ Indirect component | Premium | FALSE | [9 empty] | 42012 |  |  | No |  | 3.1 | 3465 | 117.5 | 29.4 | 19.3 | 0.915 | 4000 | 83.6
P58XY3M8 | Hubbell Lighting | Litecontrol | 65L-W-ID-LPA-XXX-06-SGL-XX-40K-ID055-D10-XX-XXX-XXXX | Indoor Luminaires | Linear Ambient | Linear Ambient Luminaires w/ Indirect component | Premium | FALSE | [9 empty] | 42012 |  |  | No |  | 3.1 | 3465 | 117.5 | 29.4 | 19.3 | 0.915 | 4000 | 83.6
PFKCN684 | Hubbell Lighting | Litecontrol | 65L-W-ID-LPA-XXX-04-SGL-XX-40K-ID080-D10-XX-XXX-XXXX | Indoor Luminaires | Linear Ambient | Linear Ambient Luminaires w/ Indirect component | Premium | FALSE | [9 empty] | 42012 |  |  | No |  | 3.1 | 3360 | 117.5 | 28.5 | 19.3 | 0.915 | 4000 | 83.6
P1K6DVXR | Hubbell Lighting | Litecontrol | 65L-P-ID-LPA-XXX-04-SGL-XX-40K-ID080-D10-XX-XXX-XXXX | Indoor Luminaires | Linear Ambient | Linear Ambient Luminaires w/ Indirect component | Premium | FALSE | [9 empty] | 42012 |  |  | No |  | 3.1 | 3360 | 117.5 | 28.5 | 19.3 | 0.915 | 4000 | 83.6
P2BAKT24 | Hubbell Lighting | Litecontrol | 65L-P-ID-LPA-XXX-03-SGL-XX-40K-ID105-D10-XX-XXX-XXXX | Indoor Luminaires | Linear Ambient | Linear Ambient Luminaires w/ Indirect component | Premium | FALSE | [9 empty] | 42012 |  |  | No |  | 3.1 | 3307.5 | 117.5 | 28.1 | 19.3 | 0.915 | 4000 | 83.6
PSF1S5KV | Hubbell Lighting | Litecontrol | 65L-P-ID-LPA-XXX-04-SGL-XX-40K-ID075-D10-XX-XXX-XXXX | Indoor Luminaires | Linear Ambient | Linear Ambient Luminaires w/ Indirect component | Premium | FALSE | [9 empty] | 42012 |  |  | No |  | 3.1 | 3150 | 117.5 | 26.8 | 19.3 | 0.915 | 4000 | 83.6
PSAD16F5 | Hubbell Lighting | Litecontrol | 65L-P-ID-LPA-XXX-03-SGL-XX-40K-ID100-D10-XX-XXX-XXXX | Indoor Luminaires | Linear Ambient | Linear Ambient Luminaires w/ Indirect component | Premium | FALSE | [9 empty] | 42012 |  |  | No |  | 3.1 | 3150 | 117.5 | 26.8 | 19.3 | 0.915 | 4000 | 83.6
PKHTK5K4 | Hubbell Lighting | Litecontrol | 65L-W-ID-LPA-XXX-04-SGL-XX-40K-ID075-D10-XX-XXX-XXXX | Indoor Luminaires | Linear Ambient | Linear Ambient Luminaires w/ Indirect component | Premium | FALSE | [9 empty] | 42012 |  |  | No |  | 3.1 | 3150 | 117.5 | 26.8 | 19.3 | 0.915 | 4000 | 83.6
PQNR3E8M | Hubbell Lighting | Litecontrol | 65L-P-ID-LPA-XXX-03-SGL-XX-40K-ID095-D10-XX-XXX-XXXX | Indoor Luminaires | Linear Ambient | Linear Ambient Luminaires w/ Indirect component | Premium | FALSE | [9 empty] | 42012 |  |  | No |  | 3.1 | 2992.5 | 117.5 | 25.4 | 19.3 | 0.915 | 4000 | 83.6
PK8Q69DP | Hubbell Lighting | Litecontrol | 65L-W-ID-LPA-XXX-03-SGL-XX-40K-ID095-D10-XX-XXX-XXXX | Indoor Luminaires | Linear Ambient | Linear Ambient Luminaires w/ Indirect component | Premium | FALSE | [9 empty] | 42012 |  |  | No |  | 3.1 | 2992.5 | 117.5 | 25.4 | 19.3 | 0.915 | 4000 | 83.6
PM8NZDYQ | Hubbell Lighting | Litecontrol | 65L-P-ID-LPA-XXX-04-SGL-XX-40K-ID070-D10-XX-XXX-XXXX | Indoor Luminaires | Linear Ambient | Linear Ambient Luminaires w/ Indirect component | Premium | FALSE | [9 empty] | 42012 |  |  | No |  | 3.1 | 2940 | 117.5 | 25 | 19.3 | 0.915 | 4000 | 83.6
PFTQDZ7A | Hubbell Lighting | Litecontrol | 65L-W-ID-LPA-XXX-04-SGL-XX-40K-ID070-D10-XX-XXX-XXXX | Indoor Luminaires | Linear Ambient | Linear Ambient Luminaires w/ Indirect component | Premium | FALSE | [9 empty] | 42012 |  |  | No |  | 3.1 | 2940 | 117.5 | 25 | 19.3 | 0.915 | 4000 | 83.6
P74RTSU4 | Hubbell Lighting | Litecontrol | 65L-P-ID-LPA-XXX-03-SGL-XX-40K-ID090-D10-XX-XXX-XXXX | Indoor Luminaires | Linear Ambient | Linear Ambient Luminaires w/ Indirect component | Premium | FALSE | [9 empty] | 42012 |  |  | No |  | 3.1 | 2835 | 117.5 | 24.1 | 19.3 | 0.915 | 4000 | 83.6
P37QQUE8 | Hubbell Lighting | Litecontrol | 65L-W-ID-LPA-XXX-03-SGL-XX-40K-ID090-D10-XX-XXX-XXXX | Indoor Luminaires | Linear Ambient | Linear Ambient Luminaires w/ Indirect component | Premium | FALSE | [9 empty] | 42012 |  |  | No |  | 3.1 | 2835 | 117.5 | 24.1 | 19.3 | 0.915 | 4000 | 83.6
PJ3WDGHT | Hubbell Lighting | Litecontrol | 65L-W-ID-LPA-XXX-04-SGL-XX-40K-ID065-D10-XX-XXX-XXXX | Indoor Luminaires | Linear Ambient | Linear Ambient Luminaires w/ Indirect component | Premium | FALSE | [9 empty] | 42012 |  |  | No |  | 3.1 | 2730 | 117.5 | 23.2 | 19.3 | 0.915 | 4000 | 83.6
P9URFD9J | Hubbell Lighting | Litecontrol | 65L-P-ID-LPA-XXX-04-SGL-XX-40K-ID065-D10-XX-XXX-XXXX | Indoor Luminaires | Linear Ambient | Linear Ambient Luminaires w/ Indirect component | Premium | FALSE | [9 empty] | 42012 |  |  | No |  | 3.1 | 2730 | 117.5 | 23.2 | 19.3 | 0.915 | 4000 | 83.6
PYZRR5XZ | Hubbell Lighting | Litecontrol | 65L-P-ID-LPA-XXX-03-SGL-XX-40K-ID085-D10-XX-XXX-XXXX | Indoor Luminaires | Linear Ambient | Linear Ambient Luminaires w/ Indirect component | Premium | FALSE | [9 empty] | 42012 |  |  | No |  | 3.1 | 2677.5 | 117.5 | 22.7 | 19.3 | 0.915 | 4000 | 83.6
PHV59P2A | Hubbell Lighting | Litecontrol | 65L-W-ID-LPA-XXX-03-SGL-XX-40K-ID085-D10-XX-XXX-XXXX | Indoor Luminaires | Linear Ambient | Linear Ambient Luminaires w/ Indirect component | Premium | FALSE | [9 empty] | 42012 |  |  | No |  | 3.1 | 2677.5 | 117.5 | 22.7 | 19.3 | 0.915 | 4000 | 83.6
PXC6CEXG | Hubbell Lighting | Litecontrol | 65L-P-ID-LPA-XXX-03-SGL-XX-40K-ID080-D10-XX-XXX-XXXX | Indoor Luminaires | Linear Ambient | Linear Ambient Luminaires w/ Indirect component | Premium | FALSE | [9 empty] | 42012 |  |  | No |  | 3.1 | 2520 | 117.5 | 21.4 | 19.3 | 0.915 | 4000 | 83.6
PCT69K4F | Hubbell Lighting | Litecontrol | 65L-P-ID-LPA-XXX-04-SGL-XX-40K-ID060-D10-XX-XXX-XXXX | Indoor Luminaires | Linear Ambient | Linear Ambient Luminaires w/ Indirect component | Premium | FALSE | [9 empty] | 42012 |  |  | No |  | 3.1 | 2520 | 117.5 | 21.4 | 19.3 | 0.915 | 4000 | 83.6
P3K48QKJ | Hubbell Lighting | Litecontrol | 65L-W-ID-LPA-XXX-03-SGL-XX-40K-ID080-D10-XX-XXX-XXXX | Indoor Luminaires | Linear Ambient | Linear Ambient Luminaires w/ Indirect component | Premium | FALSE | [9 empty] | 42012 |  |  | No |  | 3.1 | 2520 | 117.5 | 21.4 | 19.3 | 0.915 | 4000 | 83.6
P3EY3SVP | Hubbell Lighting | Litecontrol | 65L-W-ID-LPA-XXX-04-SGL-XX-40K-ID060-D10-XX-XXX-XXXX | Indoor Luminaires | Linear Ambient | Linear Ambient Luminaires w/ Indirect component | Premium | FALSE | [9 empty] | 42012 |  |  | No |  | 3.1 | 2520 | 117.5 | 21.4 | 19.3 | 0.915 | 4000 | 83.6
PA9Q51X3 | Hubbell Lighting | Litecontrol | 65L-W-ID-LPA-XXX-03-SGL-XX-40K-ID075-D10-XX-XXX-XXXX | Indoor Luminaires | Linear Ambient | Linear Ambient Luminaires w/ Indirect component | Premium | FALSE | [9 empty] | 42012 |  |  | No |  | 3.1 | 2362.5 | 117.5 | 20.1 | 19.3 | 0.915 | 4000 | 83.6
P1ZFQGQG | Hubbell Lighting | Litecontrol | 65L-P-ID-LPA-XXX-03-SGL-XX-40K-ID075-D10-XX-XXX-XXXX | Indoor Luminaires | Linear Ambient | Linear Ambient Luminaires w/ Indirect component | Premium | FALSE | [9 empty] | 42012 |  |  | No |  | 3.1 | 2362.5 | 117.5 | 20.1 | 19.3 | 0.915 | 4000 | 83.6
PU4ZYP4V | Hubbell Lighting | Litecontrol | 65L-W-ID-LPA-XXX-04-SGL-XX-40K-ID055-D10-XX-XXX-XXXX | Indoor Luminaires | Linear Ambient | Linear Ambient Luminaires w/ Indirect component | Premium | FALSE | [9 empty] | 42012 |  |  | No |  | 3.1 | 2310 | 117.5 | 19.6 | 19.3 | 0.915 | 4000 | 83.6
P3W4U9QY | Hubbell Lighting | Litecontrol | 65L-P-ID-LPA-XXX-04-SGL-XX-40K-ID055-D10-XX-XXX-XXXX | Indoor Luminaires | Linear Ambient | Linear Ambient Luminaires w/ Indirect component | Premium | FALSE | [9 empty] | 42012 |  |  | No |  | 3.1 | 2310 | 117.5 | 19.6 | 19.3 | 0.915 | 4000 | 83.6
PS64SUGM | Hubbell Lighting | Litecontrol | 65L-W-ID-LPA-XXX-03-SGL-XX-40K-ID070-D10-XX-XXX-XXXX | Indoor Luminaires | Linear Ambient | Linear Ambient Luminaires w/ Indirect component | Premium | FALSE | [9 empty] | 42012 |  |  | No |  | 3.1 | 2205 | 117.5 | 18.7 | 19.3 | 0.915 | 4000 | 83.6
PB6JKJEN | Hubbell Lighting | Litecontrol | 65L-P-ID-LPA-XXX-03-SGL-XX-40K-ID070-D10-XX-XXX-XXXX | Indoor Luminaires | Linear Ambient | Linear Ambient Luminaires w/ Indirect component | Premium | FALSE | [9 empty] | 42012 |  |  | No |  | 3.1 | 2205 | 117.5 | 18.7 | 19.3 | 0.915 | 4000 | 83.6
PR82JF48 | Hubbell Lighting | Litecontrol | 65L-W-ID-LPA-XXX-03-SGL-XX-40K-ID065-D10-XX-XXX-XXXX | Indoor Luminaires | Linear Ambient | Linear Ambient Luminaires w/ Indirect component | Premium | FALSE | [9 empty] | 42012 |  |  | No |  | 3.1 | 2047.5 | 117.5 | 17.4 | 19.3 | 0.915 | 4000 | 83.6
P1UT79B9 | Hubbell Lighting | Litecontrol | 65L-P-ID-LPA-XXX-03-SGL-XX-40K-ID065-D10-XX-XXX-XXXX | Indoor Luminaires | Linear Ambient | Linear Ambient Luminaires w/ Indirect component | Premium | FALSE | [9 empty] | 42012 |  |  | No |  | 3.1 | 2047.5 | 117.5 | 17.4 | 19.3 | 0.915 | 4000 | 83.6
PJW4FJ8W | Hubbell Lighting | Litecontrol | 65L-P-ID-LPA-XXX-03-SGL-XX-40K-ID060-D10-XX-XXX-XXXX | Indoor Luminaires | Linear Ambient | Linear Ambient Luminaires w/ Indirect component | Premium | FALSE | [9 empty] | 42012 |  |  | No |  | 3.1 | 1890 | 117.5 | 16 | 19.3 | 0.915 | 4000 | 83.6
PHZUEGUX | Hubbell Lighting | Litecontrol | 65L-W-ID-LPA-XXX-03-SGL-XX-40K-ID060-D10-XX-XXX-XXXX | Indoor Luminaires | Linear Ambient | Linear Ambient Luminaires w/ Indirect component | Premium | FALSE | [9 empty] | 42012 |  |  | No |  | 3.1 | 1890 | 117.5 | 16 | 19.3 | 0.915 | 4000 | 83.6
PUQJKW2C | Hubbell Lighting | Litecontrol | 65L-P-ID-LPA-XXX-03-SGL-XX-40K-ID055-D10-XX-XXX-XXXX | Indoor Luminaires | Linear Ambient | Linear Ambient Luminaires w/ Indirect component | Premium | FALSE | [9 empty] | 42012 |  |  | No |  | 3.1 | 1732.5 | 117.5 | 14.7 | 19.3 | 0.915 | 4000 | 83.6
P8UTM42W | Hubbell Lighting | Litecontrol | 65L-W-ID-LPA-XXX-03-SGL-XX-40K-ID055-D10-XX-XXX-XXXX | Indoor Luminaires | Linear Ambient | Linear Ambient Luminaires w/ Indirect component | Premium | FALSE | [9 empty] | 42012 |  |  | No |  | 3.1 | 1732.5 | 117.5 | 14.7 | 19.3 | 0.915 | 4000 | 83.6
P5AUXBTS | Hubbell Lighting | Litecontrol | 65L-P-ID-LPA-XXX-08-SGL-XX-35K-ID130-D10-XX-XXX-XXXX | Indoor Luminaires | Linear Ambient | Linear Ambient Luminaires w/ Indirect component | Premium | FALSE | [9 empty] | 42012 |  |  | No |  | 3.1 | 10660 | 114.8 | 92.8 | 19.3 | 0.915 | 3500 | 83.2
P5EJPHB7 | Hubbell Lighting | Litecontrol | 65L-P-ID-LPA-XXX-08-SGL-XX-35K-ID125-D10-XX-XXX-XXXX | Indoor Luminaires | Linear Ambient | Linear Ambient Luminaires w/ Indirect component | Premium | FALSE | [9 empty] | 42012 |  |  | No |  | 3.1 | 10250 | 114.8 | 89.2 | 19.3 | 0.915 | 3500 | 83.2
P67W1JV6 | Hubbell Lighting | Litecontrol | 65L-P-ID-LPA-XXX-08-SGL-XX-35K-ID120-D10-XX-XXX-XXXX | Indoor Luminaires | Linear Ambient | Linear Ambient Luminaires w/ Indirect component | Premium | FALSE | [9 empty] | 42012 |  |  | No |  | 3.1 | 9840 | 114.8 | 85.7 | 19.3 | 0.915 | 3500 | 83.2
P7KGN6Y4 | Hubbell Lighting | Litecontrol | 65L-P-ID-LPA-XXX-08-SGL-XX-35K-ID115-D10-XX-XXX-XXXX | Indoor Luminaires | Linear Ambient | Linear Ambient Luminaires w/ Indirect component | Premium | FALSE | [9 empty] | 42012 |  |  | No |  | 3.1 | 9430 | 114.8 | 82.1 | 19.3 | 0.915 | 3500 | 83.2
P4DPJ9KE | Hubbell Lighting | Litecontrol | 65L-P-ID-LPA-XXX-08-SGL-XX-35K-ID110-D10-XX-XXX-XXXX | Indoor Luminaires | Linear Ambient | Linear Ambient Luminaires w/ Indirect component | Premium | FALSE | [9 empty] | 42012 |  |  | No |  | 3.1 | 9020 | 114.8 | 78.5 | 19.3 | 0.915 | 3500 | 83.2
PFJVZUEZ | Hubbell Lighting | Litecontrol | 65L-P-ID-LPA-XXX-08-SGL-XX-35K-ID105-D10-XX-XXX-XXXX | Indoor Luminaires | Linear Ambient | Linear Ambient Luminaires w/ Indirect component | Premium | FALSE | [9 empty] | 42012 |  |  | No |  | 3.1 | 8610 | 114.8 | 75 | 19.3 | 0.915 | 3500 | 83.2
PPDF11GG | Hubbell Lighting | Litecontrol | 65L-W-ID-LPA-XXX-08-SGL-XX-35K-ID100-D10-XX-XXX-XXXX | Indoor Luminaires | Linear Ambient | Linear Ambient Luminaires w/ Indirect component | Premium | FALSE | [9 empty] | 42012 |  |  | No |  | 3.1 | 8200 | 114.8 | 71.4 | 19.3 | 0.915 | 3500 | 83.2
PKMMQG1D | Hubbell Lighting | Litecontrol | 65L-P-ID-LPA-XXX-08-SGL-XX-35K-ID100-D10-XX-XXX-XXXX | Indoor Luminaires | Linear Ambient | Linear Ambient Luminaires w/ Indirect component | Premium | FALSE | [9 empty] | 42012 |  |  | No |  | 3.1 | 8200 | 114.8 | 71.4 | 19.3 | 0.915 | 3500 | 83.2
PBMCS3FG | Hubbell Lighting | Litecontrol | 65L-P-ID-LPA-XXX-06-SGL-XX-35K-ID130-D10-XX-XXX-XXXX | Indoor Luminaires | Linear Ambient | Linear Ambient Luminaires w/ Indirect component | Premium | FALSE | [9 empty] | 42012 |  |  | No |  | 3.1 | 7995 | 114.8 | 69.6 | 19.3 | 0.915 | 3500 | 83.2
PJ8K9EQJ | Hubbell Lighting | Litecontrol | 65L-P-ID-LPA-XXX-08-SGL-XX-35K-ID095-D10-XX-XXX-XXXX | Indoor Luminaires | Linear Ambient | Linear Ambient Luminaires w/ Indirect component | Premium | FALSE | [9 empty] | 42012 |  |  | No |  | 3.1 | 7790 | 114.8 | 67.8 | 19.3 | 0.915 | 3500 | 83.2
PDEVHGFH | Hubbell Lighting | Litecontrol | 65L-W-ID-LPA-XXX-08-SGL-XX-35K-ID095-D10-XX-XXX-XXXX | Indoor Luminaires | Linear Ambient | Linear Ambient Luminaires w/ Indirect component | Premium | FALSE | [9 empty] | 42012 |  |  | No |  | 3.1 | 7790 | 114.8 | 67.8 | 19.3 | 0.915 | 3500 | 83.2
PEH3N9A2 | Hubbell Lighting | Litecontrol | 65L-P-ID-LPA-XXX-06-SGL-XX-35K-ID125-D10-XX-XXX-XXXX | Indoor Luminaires | Linear Ambient | Linear Ambient Luminaires w/ Indirect component | Premium | FALSE | [9 empty] | 42012 |  |  | No |  | 3.1 | 7687.5 | 114.8 | 66.9 | 19.3 | 0.915 | 3500 | 83.2
PJB6RUB6 | Hubbell Lighting | Litecontrol | 65L-P-ID-LPA-XXX-08-SGL-XX-35K-ID090-D10-XX-XXX-XXXX | Indoor Luminaires | Linear Ambient | Linear Ambient Luminaires w/ Indirect component | Premium | FALSE | [9 empty] | 42012 |  |  | No |  | 3.1 | 7380 | 114.8 | 64.2 | 19.3 | 0.915 | 3500 | 83.2
PEGHA8AY | Hubbell Lighting | Litecontrol | 65L-W-ID-LPA-XXX-08-SGL-XX-35K-ID090-D10-XX-XXX-XXXX | Indoor Luminaires | Linear Ambient | Linear Ambient Luminaires w/ Indirect component | Premium | FALSE | [9 empty] | 42012 |  |  | No |  | 3.1 | 7380 | 114.8 | 64.2 | 19.3 | 0.915 | 3500 | 83.2
P5J34FX4 | Hubbell Lighting | Litecontrol | 65L-P-ID-LPA-XXX-06-SGL-XX-35K-ID120-D10-XX-XXX-XXXX | Indoor Luminaires | Linear Ambient | Linear Ambient Luminaires w/ Indirect component | Premium | FALSE | [9 empty] | 42012 |  |  | No |  | 3.1 | 7380 | 114.8 | 64.2 | 19.3 | 0.915 | 3500 | 83.2
PHKNB3ZC | Hubbell Lighting | Litecontrol | 65L-P-ID-LPA-XXX-06-SGL-XX-35K-ID115-D10-XX-XXX-XXXX | Indoor Luminaires | Linear Ambient | Linear Ambient Luminaires w/ Indirect component | Premium | FALSE | [9 empty] | 42012 |  |  | No |  | 3.1 | 7072.5 | 114.8 | 61.6 | 19.3 | 0.915 | 3500 | 83.2
PNNTWXV4 | Hubbell Lighting | Litecontrol | 65L-P-ID-LPA-XXX-08-SGL-XX-35K-ID085-D10-XX-XXX-XXXX | Indoor Luminaires | Linear Ambient | Linear Ambient Luminaires w/ Indirect component | Premium | FALSE | [9 empty] | 42012 |  |  | No |  | 3.1 | 6970 | 114.8 | 60.7 | 19.3 | 0.915 | 3500 | 83.2
P92QPPPU | Hubbell Lighting | Litecontrol | 65L-W-ID-LPA-XXX-08-SGL-XX-35K-ID085-D10-XX-XXX-XXXX | Indoor Luminaires | Linear Ambient | Linear Ambient Luminaires w/ Indirect component | Premium | FALSE | [9 empty] | 42012 |  |  | No |  | 3.1 | 6970 | 114.8 | 60.7 | 19.3 | 0.915 | 3500 | 83.2
PJ9PGARK | Hubbell Lighting | Litecontrol | 65L-P-ID-LPA-XXX-06-SGL-XX-35K-ID110-D10-XX-XXX-XXXX | Indoor Luminaires | Linear Ambient | Linear Ambient Luminaires w/ Indirect component | Premium | FALSE | [9 empty] | 42012 |  |  | No |  | 3.1 | 6765 | 114.8 | 58.9 | 19.3 | 0.915 | 3500 | 83.2
PNQ9XK3D | Hubbell Lighting | Litecontrol | 65L-W-ID-LPA-XXX-08-SGL-XX-35K-ID080-D10-XX-XXX-XXXX | Indoor Luminaires | Linear Ambient | Linear Ambient Luminaires w/ Indirect component | Premium | FALSE | [9 empty] | 42012 |  |  | No |  | 3.1 | 6560 | 114.8 | 57.1 | 19.3 | 0.915 | 3500 | 83.2
PGC1Z3WK | Hubbell Lighting | Litecontrol | 65L-P-ID-LPA-XXX-08-SGL-XX-35K-ID080-D10-XX-XXX-XXXX | Indoor Luminaires | Linear Ambient | Linear Ambient Luminaires w/ Indirect component | Premium | FALSE | [9 empty] | 42012 |  |  | No |  | 3.1 | 6560 | 114.8 | 57.1 | 19.3 | 0.915 | 3500 | 83.2
P4A7E3B7 | Hubbell Lighting | Litecontrol | 65L-P-ID-LPA-XXX-06-SGL-XX-35K-ID105-D10-XX-XXX-XXXX | Indoor Luminaires | Linear Ambient | Linear Ambient Luminaires w/ Indirect component | Premium | FALSE | [9 empty] | 42012 |  |  | No |  | 3.1 | 6457.5 | 114.8 | 56.2 | 19.3 | 0.915 | 3500 | 83.2
PWSXG639 | Hubbell Lighting | Litecontrol | 65L-W-ID-LPA-XXX-08-SGL-XX-35K-ID075-D10-XX-XXX-XXXX | Indoor Luminaires | Linear Ambient | Linear Ambient Luminaires w/ Indirect component | Premium | FALSE | [9 empty] | 42012 |  |  | No |  | 3.1 | 6150 | 114.8 | 53.5 | 19.3 | 0.915 | 3500 | 83.2
PS9RFUA7 | Hubbell Lighting | Litecontrol | 65L-P-ID-LPA-XXX-06-SGL-XX-35K-ID100-D10-XX-XXX-XXXX | Indoor Luminaires | Linear Ambient | Linear Ambient Luminaires w/ Indirect component | Premium | FALSE | [9 empty] | 42012 |  |  | No |  | 3.1 | 6150 | 114.8 | 53.5 | 19.3 | 0.915 | 3500 | 83.2
PBZ77J7T | Hubbell Lighting | Litecontrol | 65L-P-ID-LPA-XXX-08-SGL-XX-35K-ID075-D10-XX-XXX-XXXX | Indoor Luminaires | Linear Ambient | Linear Ambient Luminaires w/ Indirect component | Premium | FALSE | [9 empty] | 42012 |  |  | No |  | 3.1 | 6150 | 114.8 | 53.5 | 19.3 | 0.915 | 3500 | 83.2
P7FKYRTQ | Hubbell Lighting | Litecontrol | 65L-W-ID-LPA-XXX-06-SGL-XX-35K-ID100-D10-XX-XXX-XXXX | Indoor Luminaires | Linear Ambient | Linear Ambient Luminaires w/ Indirect component | Premium | FALSE | [9 empty] | 42012 |  |  | No |  | 3.1 | 6150 | 114.8 | 53.5 | 19.3 | 0.915 | 3500 | 83.2
PVCHGJ5C | Hubbell Lighting | Litecontrol | 65L-W-ID-LPA-XXX-06-SGL-XX-35K-ID095-D10-XX-XXX-XXXX | Indoor Luminaires | Linear Ambient | Linear Ambient Luminaires w/ Indirect component | Premium | FALSE | [9 empty] | 42012 |  |  | No |  | 3.1 | 5842.5 | 114.8 | 50.8 | 19.3 | 0.915 | 3500 | 83.2
P2KUR3SR | Hubbell Lighting | Litecontrol | 65L-P-ID-LPA-XXX-06-SGL-XX-35K-ID095-D10-XX-XXX-XXXX | Indoor Luminaires | Linear Ambient | Linear Ambient Luminaires w/ Indirect component | Premium | FALSE | [9 empty] | 42012 |  |  | No |  | 3.1 | 5842.5 | 114.8 | 50.8 | 19.3 | 0.915 | 3500 | 83.2
PE1ZCNNA | Hubbell Lighting | Litecontrol | 65L-P-ID-LPA-XXX-08-SGL-XX-35K-ID070-D10-XX-XXX-XXXX | Indoor Luminaires | Linear Ambient | Linear Ambient Luminaires w/ Indirect component | Premium | FALSE | [9 empty] | 42012 |  |  | No |  | 3.1 | 5740 | 114.8 | 50 | 19.3 | 0.915 | 3500 | 83.2
PDH784UK | Hubbell Lighting | Litecontrol | 65L-W-ID-LPA-XXX-08-SGL-XX-35K-ID070-D10-XX-XXX-XXXX | Indoor Luminaires | Linear Ambient | Linear Ambient Luminaires w/ Indirect component | Premium | FALSE | [9 empty] | 42012 |  |  | No |  | 3.1 | 5740 | 114.8 | 50 | 19.3 | 0.915 | 3500 | 83.2
PV5Z9NGV | Hubbell Lighting | Litecontrol | 65L-W-ID-LPA-XXX-06-SGL-XX-35K-ID090-D10-XX-XXX-XXXX | Indoor Luminaires | Linear Ambient | Linear Ambient Luminaires w/ Indirect component | Premium | FALSE | [9 empty] | 42012 |  |  | No |  | 3.1 | 5535 | 114.8 | 48.2 | 19.3 | 0.915 | 3500 | 83.2
P6KUVKX2 | Hubbell Lighting | Litecontrol | 65L-P-ID-LPA-XXX-06-SGL-XX-35K-ID090-D10-XX-XXX-XXXX | Indoor Luminaires | Linear Ambient | Linear Ambient Luminaires w/ Indirect component | Premium | FALSE | [9 empty] | 42012 |  |  | No |  | 3.1 | 5535 | 114.8 | 48.2 | 19.3 | 0.915 | 3500 | 83.2
PTYPPPUC | Hubbell Lighting | Litecontrol | 65L-P-ID-LPA-XXX-04-SGL-XX-35K-ID130-D10-XX-XXX-XXXX | Indoor Luminaires | Linear Ambient | Linear Ambient Luminaires w/ Indirect component | Premium | FALSE | [9 empty] | 42012 |  |  | No |  | 3.1 | 5330 | 114.8 | 46.4 | 19.3 | 0.915 | 3500 | 83.2
PGVKSRG6 | Hubbell Lighting | Litecontrol | 65L-P-ID-LPA-XXX-08-SGL-XX-35K-ID065-D10-XX-XXX-XXXX | Indoor Luminaires | Linear Ambient | Linear Ambient Luminaires w/ Indirect component | Premium | FALSE | [9 empty] | 42012 |  |  | No |  | 3.1 | 5330 | 114.8 | 46.4 | 19.3 | 0.915 | 3500 | 83.2
P5YZNYK7 | Hubbell Lighting | Litecontrol | 65L-W-ID-LPA-XXX-08-SGL-XX-35K-ID065-D10-XX-XXX-XXXX | Indoor Luminaires | Linear Ambient | Linear Ambient Luminaires w/ Indirect component | Premium | FALSE | [9 empty] | 42012 |  |  | No |  | 3.1 | 5330 | 114.8 | 46.4 | 19.3 | 0.915 | 3500 | 83.2
PYVT4AS6 | Hubbell Lighting | Litecontrol | 65L-W-ID-LPA-XXX-06-SGL-XX-35K-ID085-D10-XX-XXX-XXXX | Indoor Luminaires | Linear Ambient | Linear Ambient Luminaires w/ Indirect component | Premium | FALSE | [9 empty] | 42012 |  |  | No |  | 3.1 | 5227.5 | 114.8 | 45.5 | 19.3 | 0.915 | 3500 | 83.2
P9Y16T9X | Hubbell Lighting | Litecontrol | 65L-P-ID-LPA-XXX-06-SGL-XX-35K-ID085-D10-XX-XXX-XXXX | Indoor Luminaires | Linear Ambient | Linear Ambient Luminaires w/ Indirect component | Premium | FALSE | [9 empty] | 42012 |  |  | No |  | 3.1 | 5227.5 | 114.8 | 45.5 | 19.3 | 0.915 | 3500 | 83.2
PCEYBD8J | Hubbell Lighting | Litecontrol | 65L-P-ID-LPA-XXX-04-SGL-XX-35K-ID125-D10-XX-XXX-XXXX | Indoor Luminaires | Linear Ambient | Linear Ambient Luminaires w/ Indirect component | Premium | FALSE | [9 empty] | 42012 |  |  | No |  | 3.1 | 5125 | 114.8 | 44.6 | 19.3 | 0.915 | 3500 | 83.2
PRDEC9X3 | Hubbell Lighting | Litecontrol | 65L-W-ID-LPA-XXX-08-SGL-XX-35K-ID060-D10-XX-XXX-XXXX | Indoor Luminaires | Linear Ambient | Linear Ambient Luminaires w/ Indirect component | Premium | FALSE | [9 empty] | 42012 |  |  | No |  | 3.1 | 4920 | 114.8 | 42.8 | 19.3 | 0.915 | 3500 | 83.2
PC5WECX7 | Hubbell Lighting | Litecontrol | 65L-P-ID-LPA-XXX-04-SGL-XX-35K-ID120-D10-XX-XXX-XXXX | Indoor Luminaires | Linear Ambient | Linear Ambient Luminaires w/ Indirect component | Premium | FALSE | [9 empty] | 42012 |  |  | No |  | 3.1 | 4920 | 114.8 | 42.8 | 19.3 | 0.915 | 3500 | 83.2
P562DPDT | Hubbell Lighting | Litecontrol | 65L-P-ID-LPA-XXX-08-SGL-XX-35K-ID060-D10-XX-XXX-XXXX | Indoor Luminaires | Linear Ambient | Linear Ambient Luminaires w/ Indirect component | Premium | FALSE | [9 empty] | 42012 |  |  | No |  | 3.1 | 4920 | 114.8 | 42.8 | 19.3 | 0.915 | 3500 | 83.2
P4HZ69CJ | Hubbell Lighting | Litecontrol | 65L-W-ID-LPA-XXX-06-SGL-XX-35K-ID080-D10-XX-XXX-XXXX | Indoor Luminaires | Linear Ambient | Linear Ambient Luminaires w/ Indirect component | Premium | FALSE | [9 empty] | 42012 |  |  | No |  | 3.1 | 4920 | 114.8 | 42.8 | 19.3 | 0.915 | 3500 | 83.2
P2BSKFB7 | Hubbell Lighting | Litecontrol | 65L-P-ID-LPA-XXX-06-SGL-XX-35K-ID080-D10-XX-XXX-XXXX | Indoor Luminaires | Linear Ambient | Linear Ambient Luminaires w/ Indirect component | Premium | FALSE | [9 empty] | 42012 |  |  | No |  | 3.1 | 4920 | 114.8 | 42.8 | 19.3 | 0.915 | 3500 | 83.2
P7X75UXC | Hubbell Lighting | Litecontrol | 65L-P-ID-LPA-XXX-04-SGL-XX-35K-ID115-D10-XX-XXX-XXXX | Indoor Luminaires | Linear Ambient | Linear Ambient Luminaires w/ Indirect component | Premium | FALSE | [9 empty] | 42012 |  |  | No |  | 3.1 | 4715 | 114.8 | 41 | 19.3 | 0.915 | 3500 | 83.2
PRJ3E1JS | Hubbell Lighting | Litecontrol | 65L-W-ID-LPA-XXX-06-SGL-XX-35K-ID075-D10-XX-XXX-XXXX | Indoor Luminaires | Linear Ambient | Linear Ambient Luminaires w/ Indirect component | Premium | FALSE | [9 empty] | 42012 |  |  | No |  | 3.1 | 4612.5 | 114.8 | 40.1 | 19.3 | 0.915 | 3500 | 83.2
PP9AQQ62 | Hubbell Lighting | Litecontrol | 65L-P-ID-LPA-XXX-06-SGL-XX-35K-ID075-D10-XX-XXX-XXXX | Indoor Luminaires | Linear Ambient | Linear Ambient Luminaires w/ Indirect component | Premium | FALSE | [9 empty] | 42012 |  |  | No |  | 3.1 | 4612.5 | 114.8 | 40.1 | 19.3 | 0.915 | 3500 | 83.2
PZF3EXCY | Hubbell Lighting | Litecontrol | 65L-W-ID-LPA-XXX-08-SGL-XX-35K-ID055-D10-XX-XXX-XXXX | Indoor Luminaires | Linear Ambient | Linear Ambient Luminaires w/ Indirect component | Premium | FALSE | [9 empty] | 42012 |  |  | No |  | 3.1 | 4510 | 114.8 | 39.2 | 19.3 | 0.915 | 3500 | 83.2
PH73Z6R4 | Hubbell Lighting | Litecontrol | 65L-P-ID-LPA-XXX-04-SGL-XX-35K-ID110-D10-XX-XXX-XXXX | Indoor Luminaires | Linear Ambient | Linear Ambient Luminaires w/ Indirect component | Premium | FALSE | [9 empty] | 42012 |  |  | No |  | 3.1 | 4510 | 114.8 | 39.2 | 19.3 | 0.915 | 3500 | 83.2
P1F4A76Z | Hubbell Lighting | Litecontrol | 65L-P-ID-LPA-XXX-08-SGL-XX-35K-ID055-D10-XX-XXX-XXXX | Indoor Luminaires | Linear Ambient | Linear Ambient Luminaires w/ Indirect component | Premium | FALSE | [9 empty] | 42012 |  |  | No |  | 3.1 | 4510 | 114.8 | 39.2 | 19.3 | 0.915 | 3500 | 83.2
PX8EBC82 | Hubbell Lighting | Litecontrol | 65L-P-ID-LPA-XXX-04-SGL-XX-35K-ID105-D10-XX-XXX-XXXX | Indoor Luminaires | Linear Ambient | Linear Ambient Luminaires w/ Indirect component | Premium | FALSE | [9 empty] | 42012 |  |  | No |  | 3.1 | 4305 | 114.8 | 37.5 | 19.3 | 0.915 | 3500 | 83.2
PUXM9EQD | Hubbell Lighting | Litecontrol | 65L-W-ID-LPA-XXX-06-SGL-XX-35K-ID070-D10-XX-XXX-XXXX | Indoor Luminaires | Linear Ambient | Linear Ambient Luminaires w/ Indirect component | Premium | FALSE | [9 empty] | 42012 |  |  | No |  | 3.1 | 4305 | 114.8 | 37.5 | 19.3 | 0.915 | 3500 | 83.2
PNFDZKVD | Hubbell Lighting | Litecontrol | 65L-P-ID-LPA-XXX-06-SGL-XX-35K-ID070-D10-XX-XXX-XXXX | Indoor Luminaires | Linear Ambient | Linear Ambient Luminaires w/ Indirect component | Premium | FALSE | [9 empty] | 42012 |  |  | No |  | 3.1 | 4305 | 114.8 | 37.5 | 19.3 | 0.915 | 3500 | 83.2
PWG2VHB6 | Hubbell Lighting | Litecontrol | 65L-W-ID-LPA-XXX-04-SGL-XX-35K-ID100-D10-XX-XXX-XXXX | Indoor Luminaires | Linear Ambient | Linear Ambient Luminaires w/ Indirect component | Premium | FALSE | [9 empty] | 42012 |  |  | No |  | 3.1 | 4100 | 114.8 | 35.7 | 19.3 | 0.915 | 3500 | 83.2
PMZPURQJ | Hubbell Lighting | Litecontrol | 65L-P-ID-LPA-XXX-04-SGL-XX-35K-ID100-D10-XX-XXX-XXXX | Indoor Luminaires | Linear Ambient | Linear Ambient Luminaires w/ Indirect component | Premium | FALSE | [9 empty] | 42012 |  |  | No |  | 3.1 | 4100 | 114.8 | 35.7 | 19.3 | 0.915 | 3500 | 83.2
PWD191S3 | Hubbell Lighting | Litecontrol | 65L-P-ID-LPA-XXX-03-SGL-XX-35K-ID130-D10-XX-XXX-XXXX | Indoor Luminaires | Linear Ambient | Linear Ambient Luminaires w/ Indirect component | Premium | FALSE | [9 empty] | 42012 |  |  | No |  | 3.1 | 3997.5 | 114.8 | 34.8 | 19.3 | 0.915 | 3500 | 83.2
PBYW7J6J | Hubbell Lighting | Litecontrol | 65L-W-ID-LPA-XXX-06-SGL-XX-35K-ID065-D10-XX-XXX-XXXX | Indoor Luminaires | Linear Ambient | Linear Ambient Luminaires w/ Indirect component | Premium | FALSE | [9 empty] | 42012 |  |  | No |  | 3.1 | 3997.5 | 114.8 | 34.8 | 19.3 | 0.915 | 3500 | 83.2
P4XA1B7C | Hubbell Lighting | Litecontrol | 65L-P-ID-LPA-XXX-06-SGL-XX-35K-ID065-D10-XX-XXX-XXXX | Indoor Luminaires | Linear Ambient | Linear Ambient Luminaires w/ Indirect component | Premium | FALSE | [9 empty] | 42012 |  |  | No |  | 3.1 | 3997.5 | 114.8 | 34.8 | 19.3 | 0.915 | 3500 | 83.2
PTJ6HJE5 | Hubbell Lighting | Litecontrol | 65L-P-ID-LPA-XXX-04-SGL-XX-35K-ID095-D10-XX-XXX-XXXX | Indoor Luminaires | Linear Ambient | Linear Ambient Luminaires w/ Indirect component | Premium | FALSE | [9 empty] | 42012 |  |  | No |  | 3.1 | 3895 | 114.8 | 33.9 | 19.3 | 0.915 | 3500 | 83.2
P6S3RSMK | Hubbell Lighting | Litecontrol | 65L-W-ID-LPA-XXX-04-SGL-XX-35K-ID095-D10-XX-XXX-XXXX | Indoor Luminaires | Linear Ambient | Linear Ambient Luminaires w/ Indirect component | Premium | FALSE | [9 empty] | 42012 |  |  | No |  | 3.1 | 3895 | 114.8 | 33.9 | 19.3 | 0.915 | 3500 | 83.2
P7VQWEA1 | Hubbell Lighting | Litecontrol | 65L-P-ID-LPA-XXX-03-SGL-XX-35K-ID125-D10-XX-XXX-XXXX | Indoor Luminaires | Linear Ambient | Linear Ambient Luminaires w/ Indirect component | Premium | FALSE | [9 empty] | 42012 |  |  | No |  | 3.1 | 3843.75 | 114.8 | 33.4 | 19.3 | 0.915 | 3500 | 83.2
PTQYQUCK | Hubbell Lighting | Litecontrol | 65L-P-ID-LPA-XXX-06-SGL-XX-35K-ID060-D10-XX-XXX-XXXX | Indoor Luminaires | Linear Ambient | Linear Ambient Luminaires w/ Indirect component | Premium | FALSE | [9 empty] | 42012 |  |  | No |  | 3.1 | 3690 | 114.8 | 32.1 | 19.3 | 0.915 | 3500 | 83.2
PT5GC687 | Hubbell Lighting | Litecontrol | 65L-P-ID-LPA-XXX-03-SGL-XX-35K-ID120-D10-XX-XXX-XXXX | Indoor Luminaires | Linear Ambient | Linear Ambient Luminaires w/ Indirect component | Premium | FALSE | [9 empty] | 42012 |  |  | No |  | 3.1 | 3690 | 114.8 | 32.1 | 19.3 | 0.915 | 3500 | 83.2
PP3JFVT7 | Hubbell Lighting | Litecontrol | 65L-W-ID-LPA-XXX-04-SGL-XX-35K-ID090-D10-XX-XXX-XXXX | Indoor Luminaires | Linear Ambient | Linear Ambient Luminaires w/ Indirect component | Premium | FALSE | [9 empty] | 42012 |  |  | No |  | 3.1 | 3690 | 114.8 | 32.1 | 19.3 | 0.915 | 3500 | 83.2
PJ9NQFUG | Hubbell Lighting | Litecontrol | 65L-W-ID-LPA-XXX-06-SGL-XX-35K-ID060-D10-XX-XXX-XXXX | Indoor Luminaires | Linear Ambient | Linear Ambient Luminaires w/ Indirect component | Premium | FALSE | [9 empty] | 42012 |  |  | No |  | 3.1 | 3690 | 114.8 | 32.1 | 19.3 | 0.915 | 3500 | 83.2
P1QQPM68 | Hubbell Lighting | Litecontrol | 65L-P-ID-LPA-XXX-04-SGL-XX-35K-ID090-D10-XX-XXX-XXXX | Indoor Luminaires | Linear Ambient | Linear Ambient Luminaires w/ Indirect component | Premium | FALSE | [9 empty] | 42012 |  |  | No |  | 3.1 | 3690 | 114.8 | 32.1 | 19.3 | 0.915 | 3500 | 83.2
PJ5JTYS4 | Hubbell Lighting | Litecontrol | 65L-P-ID-LPA-XXX-03-SGL-XX-35K-ID115-D10-XX-XXX-XXXX | Indoor Luminaires | Linear Ambient | Linear Ambient Luminaires w/ Indirect component | Premium | FALSE | [9 empty] | 42012 |  |  | No |  | 3.1 | 3536.25 | 114.8 | 30.8 | 19.3 | 0.915 | 3500 | 83.2
PKT3B9BK | Hubbell Lighting | Litecontrol | 65L-W-ID-LPA-XXX-04-SGL-XX-35K-ID085-D10-XX-XXX-XXXX | Indoor Luminaires | Linear Ambient | Linear Ambient Luminaires w/ Indirect component | Premium | FALSE | [9 empty] | 42012 |  |  | No |  | 3.1 | 3485 | 114.8 | 30.3 | 19.3 | 0.915 | 3500 | 83.2
PKQHKXV5 | Hubbell Lighting | Litecontrol | 65L-P-ID-LPA-XXX-04-SGL-XX-35K-ID085-D10-XX-XXX-XXXX | Indoor Luminaires | Linear Ambient | Linear Ambient Luminaires w/ Indirect component | Premium | FALSE | [9 empty] | 42012 |  |  | No |  | 3.1 | 3485 | 114.8 | 30.3 | 19.3 | 0.915 | 3500 | 83.2
PVCKUFXN | Hubbell Lighting | Litecontrol | 65L-W-ID-LPA-XXX-06-SGL-XX-35K-ID055-D10-XX-XXX-XXXX | Indoor Luminaires | Linear Ambient | Linear Ambient Luminaires w/ Indirect component | Premium | FALSE | [9 empty] | 42012 |  |  | No |  | 3.1 | 3382.5 | 114.8 | 29.4 | 19.3 | 0.915 | 3500 | 83.2
PU3DEJHK | Hubbell Lighting | Litecontrol | 65L-P-ID-LPA-XXX-03-SGL-XX-35K-ID110-D10-XX-XXX-XXXX | Indoor Luminaires | Linear Ambient | Linear Ambient Luminaires w/ Indirect component | Premium | FALSE | [9 empty] | 42012 |  |  | No |  | 3.1 | 3382.5 | 114.8 | 29.4 | 19.3 | 0.915 | 3500 | 83.2
PPNMRV9D | Hubbell Lighting | Litecontrol | 65L-P-ID-LPA-XXX-06-SGL-XX-35K-ID055-D10-XX-XXX-XXXX | Indoor Luminaires | Linear Ambient | Linear Ambient Luminaires w/ Indirect component | Premium | FALSE | [9 empty] | 42012 |  |  | No |  | 3.1 | 3382.5 | 114.8 | 29.4 | 19.3 | 0.915 | 3500 | 83.2
PV5TRTS1 | Hubbell Lighting | Litecontrol | 65L-P-ID-LPA-XXX-04-SGL-XX-35K-ID080-D10-XX-XXX-XXXX | Indoor Luminaires | Linear Ambient | Linear Ambient Luminaires w/ Indirect component | Premium | FALSE | [9 empty] | 42012 |  |  | No |  | 3.1 | 3280 | 114.8 | 28.5 | 19.3 | 0.915 | 3500 | 83.2
P9AXE6DA | Hubbell Lighting | Litecontrol | 65L-W-ID-LPA-XXX-04-SGL-XX-35K-ID080-D10-XX-XXX-XXXX | Indoor Luminaires | Linear Ambient | Linear Ambient Luminaires w/ Indirect component | Premium | FALSE | [9 empty] | 42012 |  |  | No |  | 3.1 | 3280 | 114.8 | 28.5 | 19.3 | 0.915 | 3500 | 83.2
PED47BG5 | Hubbell Lighting | Litecontrol | 65L-P-ID-LPA-XXX-03-SGL-XX-35K-ID105-D10-XX-XXX-XXXX | Indoor Luminaires | Linear Ambient | Linear Ambient Luminaires w/ Indirect component | Premium | FALSE | [9 empty] | 42012 |  |  | No |  | 3.1 | 3228.75 | 114.8 | 28.1 | 19.3 | 0.915 | 3500 | 83.2
PN34AAMW | Hubbell Lighting | Litecontrol | 65L-W-ID-LPA-XXX-03-SGL-XX-35K-ID100-D10-XX-XXX-XXXX | Indoor Luminaires | Linear Ambient | Linear Ambient Luminaires w/ Indirect component | Premium | FALSE | [9 empty] | 42012 |  |  | No |  | 3.1 | 3075 | 114.8 | 26.7 | 19.3 | 0.915 | 3500 | 83.2
PMNTPV5C | Hubbell Lighting | Litecontrol | 65L-P-ID-LPA-XXX-03-SGL-XX-35K-ID100-D10-XX-XXX-XXXX | Indoor Luminaires | Linear Ambient | Linear Ambient Luminaires w/ Indirect component | Premium | FALSE | [9 empty] | 42012 |  |  | No |  | 3.1 | 3075 | 114.8 | 26.7 | 19.3 | 0.915 | 3500 | 83.2
PEM1CDBG | Hubbell Lighting | Litecontrol | 65L-W-ID-LPA-XXX-04-SGL-XX-35K-ID075-D10-XX-XXX-XXXX | Indoor Luminaires | Linear Ambient | Linear Ambient Luminaires w/ Indirect component | Premium | FALSE | [9 empty] | 42012 |  |  | No |  | 3.1 | 3075 | 114.8 | 26.7 | 19.3 | 0.915 | 3500 | 83.2
P7U7BEPE | Hubbell Lighting | Litecontrol | 65L-P-ID-LPA-XXX-04-SGL-XX-35K-ID075-D10-XX-XXX-XXXX | Indoor Luminaires | Linear Ambient | Linear Ambient Luminaires w/ Indirect component | Premium | FALSE | [9 empty] | 42012 |  |  | No |  | 3.1 | 3075 | 114.8 | 26.7 | 19.3 | 0.915 | 3500 | 83.2
PJ1QRWRW | Hubbell Lighting | Litecontrol | 65L-P-ID-LPA-XXX-03-SGL-XX-35K-ID095-D10-XX-XXX-XXXX | Indoor Luminaires | Linear Ambient | Linear Ambient Luminaires w/ Indirect component | Premium | FALSE | [9 empty] | 42012 |  |  | No |  | 3.1 | 2921.25 | 114.8 | 25.4 | 19.3 | 0.915 | 3500 | 83.2
P617XB8N | Hubbell Lighting | Litecontrol | 65L-W-ID-LPA-XXX-03-SGL-XX-35K-ID095-D10-XX-XXX-XXXX | Indoor Luminaires | Linear Ambient | Linear Ambient Luminaires w/ Indirect component | Premium | FALSE | [9 empty] | 42012 |  |  | No |  | 3.1 | 2921.25 | 114.8 | 25.4 | 19.3 | 0.915 | 3500 | 83.2
PUJMZYCH | Hubbell Lighting | Litecontrol | 65L-W-ID-LPA-XXX-04-SGL-XX-35K-ID070-D10-XX-XXX-XXXX | Indoor Luminaires | Linear Ambient | Linear Ambient Luminaires w/ Indirect component | Premium | FALSE | [9 empty] | 42012 |  |  | No |  | 3.1 | 2870 | 114.8 | 25 | 19.3 | 0.915 | 3500 | 83.2
PRBETSPC | Hubbell Lighting | Litecontrol | 65L-P-ID-LPA-XXX-04-SGL-XX-35K-ID070-D10-XX-XXX-XXXX | Indoor Luminaires | Linear Ambient | Linear Ambient Luminaires w/ Indirect component | Premium | FALSE | [9 empty] | 42012 |  |  | No |  | 3.1 | 2870 | 114.8 | 25 | 19.3 | 0.915 | 3500 | 83.2
PG927UX4 | Hubbell Lighting | Litecontrol | 65L-P-ID-LPA-XXX-03-SGL-XX-35K-ID090-D10-XX-XXX-XXXX | Indoor Luminaires | Linear Ambient | Linear Ambient Luminaires w/ Indirect component | Premium | FALSE | [9 empty] | 42012 |  |  | No |  | 3.1 | 2767.5 | 114.8 | 24.1 | 19.3 | 0.915 | 3500 | 83.2
PF6PWY1A | Hubbell Lighting | Litecontrol | 65L-W-ID-LPA-XXX-03-SGL-XX-35K-ID090-D10-XX-XXX-XXXX | Indoor Luminaires | Linear Ambient | Linear Ambient Luminaires w/ Indirect component | Premium | FALSE | [9 empty] | 42012 |  |  | No |  | 3.1 | 2767.5 | 114.8 | 24.1 | 19.3 | 0.915 | 3500 | 83.2
PUU189Z4 | Hubbell Lighting | Litecontrol | 65L-P-ID-LPA-XXX-04-SGL-XX-35K-ID065-D10-XX-XXX-XXXX | Indoor Luminaires | Linear Ambient | Linear Ambient Luminaires w/ Indirect component | Premium | FALSE | [9 empty] | 42012 |  |  | No |  | 3.1 | 2665 | 114.8 | 23.2 | 19.3 | 0.915 | 3500 | 83.2
P24R5FNG | Hubbell Lighting | Litecontrol | 65L-W-ID-LPA-XXX-04-SGL-XX-35K-ID065-D10-XX-XXX-XXXX | Indoor Luminaires | Linear Ambient | Linear Ambient Luminaires w/ Indirect component | Premium | FALSE | [9 empty] | 42012 |  |  | No |  | 3.1 | 2665 | 114.8 | 23.2 | 19.3 | 0.915 | 3500 | 83.2
PDJGU214 | Hubbell Lighting | Litecontrol | 65L-W-ID-LPA-XXX-03-SGL-XX-35K-ID085-D10-XX-XXX-XXXX | Indoor Luminaires | Linear Ambient | Linear Ambient Luminaires w/ Indirect component | Premium | FALSE | [9 empty] | 42012 |  |  | No |  | 3.1 | 2613.75 | 114.8 | 22.7 | 19.3 | 0.915 | 3500 | 83.2
P2BSRV3H | Hubbell Lighting | Litecontrol | 65L-P-ID-LPA-XXX-03-SGL-XX-35K-ID085-D10-XX-XXX-XXXX | Indoor Luminaires | Linear Ambient | Linear Ambient Luminaires w/ Indirect component | Premium | FALSE | [9 empty] | 42012 |  |  | No |  | 3.1 | 2613.75 | 114.8 | 22.7 | 19.3 | 0.915 | 3500 | 83.2
PSWVCFMZ | Hubbell Lighting | Litecontrol | 65L-P-ID-LPA-XXX-03-SGL-XX-35K-ID080-D10-XX-XXX-XXXX | Indoor Luminaires | Linear Ambient | Linear Ambient Luminaires w/ Indirect component | Premium | FALSE | [9 empty] | 42012 |  |  | No |  | 3.1 | 2460 | 114.8 | 21.4 | 19.3 | 0.915 | 3500 | 83.2
PJMV1UXE | Hubbell Lighting | Litecontrol | 65L-W-ID-LPA-XXX-03-SGL-XX-35K-ID080-D10-XX-XXX-XXXX | Indoor Luminaires | Linear Ambient | Linear Ambient Luminaires w/ Indirect component | Premium | FALSE | [9 empty] | 42012 |  |  | No |  | 3.1 | 2460 | 114.8 | 21.4 | 19.3 | 0.915 | 3500 | 83.2
PFBEEXKG | Hubbell Lighting | Litecontrol | 65L-W-ID-LPA-XXX-04-SGL-XX-35K-ID060-D10-XX-XXX-XXXX | Indoor Luminaires | Linear Ambient | Linear Ambient Luminaires w/ Indirect component | Premium | FALSE | [9 empty] | 42012 |  |  | No |  | 3.1 | 2460 | 114.8 | 21.4 | 19.3 | 0.915 | 3500 | 83.2
P8QKNW6Z | Hubbell Lighting | Litecontrol | 65L-P-ID-LPA-XXX-04-SGL-XX-35K-ID060-D10-XX-XXX-XXXX | Indoor Luminaires | Linear Ambient | Linear Ambient Luminaires w/ Indirect component | Premium | FALSE | [9 empty] | 42012 |  |  | No |  | 3.1 | 2460 | 114.8 | 21.4 | 19.3 | 0.915 | 3500 | 83.2
PP7GNG4G | Hubbell Lighting | Litecontrol | 65L-W-ID-LPA-XXX-03-SGL-XX-35K-ID075-D10-XX-XXX-XXXX | Indoor Luminaires | Linear Ambient | Linear Ambient Luminaires w/ Indirect component | Premium | FALSE | [9 empty] | 42012 |  |  | No |  | 3.1 | 2306.25 | 114.8 | 20 | 19.3 | 0.915 | 3500 | 83.2
PKWMEAJW | Hubbell Lighting | Litecontrol | 65L-P-ID-LPA-XXX-03-SGL-XX-35K-ID075-D10-XX-XXX-XXXX | Indoor Luminaires | Linear Ambient | Linear Ambient Luminaires w/ Indirect component | Premium | FALSE | [9 empty] | 42012 |  |  | No |  | 3.1 | 2306.25 | 114.8 | 20 | 19.3 | 0.915 | 3500 | 83.2
PZZBZB36 | Hubbell Lighting | Litecontrol | 65L-W-ID-LPA-XXX-04-SGL-XX-35K-ID055-D10-XX-XXX-XXXX | Indoor Luminaires | Linear Ambient | Linear Ambient Luminaires w/ Indirect component | Premium | FALSE | [9 empty] | 42012 |  |  | No |  | 3.1 | 2255 | 114.8 | 19.6 | 19.3 | 0.915 | 3500 | 83.2
PQ8ZCYQW | Hubbell Lighting | Litecontrol | 65L-P-ID-LPA-XXX-04-SGL-XX-35K-ID055-D10-XX-XXX-XXXX | Indoor Luminaires | Linear Ambient | Linear Ambient Luminaires w/ Indirect component | Premium | FALSE | [9 empty] | 42012 |  |  | No |  | 3.1 | 2255 | 114.8 | 19.6 | 19.3 | 0.915 | 3500 | 83.2
PK2RR39Q | Hubbell Lighting | Litecontrol | 65L-W-ID-LPA-XXX-03-SGL-XX-35K-ID070-D10-XX-XXX-XXXX | Indoor Luminaires | Linear Ambient | Linear Ambient Luminaires w/ Indirect component | Premium | FALSE | [9 empty] | 42012 |  |  | No |  | 3.1 | 2152.5 | 114.8 | 18.7 | 19.3 | 0.915 | 3500 | 83.2
PHDGEEN4 | Hubbell Lighting | Litecontrol | 65L-P-ID-LPA-XXX-03-SGL-XX-35K-ID070-D10-XX-XXX-XXXX | Indoor Luminaires | Linear Ambient | Linear Ambient Luminaires w/ Indirect component | Premium | FALSE | [9 empty] | 42012 |  |  | No |  | 3.1 | 2152.5 | 114.8 | 18.7 | 19.3 | 0.915 | 3500 | 83.2
PTZVNUAN | Hubbell Lighting | Litecontrol | 65L-W-ID-LPA-XXX-03-SGL-XX-35K-ID065-D10-XX-XXX-XXXX | Indoor Luminaires | Linear Ambient | Linear Ambient Luminaires w/ Indirect component | Premium | FALSE | [9 empty] | 42012 |  |  | No |  | 3.1 | 1998.75 | 114.8 | 17.4 | 19.3 | 0.915 | 3500 | 83.2
PRUS8HVG | Hubbell Lighting | Litecontrol | 65L-P-ID-LPA-XXX-03-SGL-XX-35K-ID065-D10-XX-XXX-XXXX | Indoor Luminaires | Linear Ambient | Linear Ambient Luminaires w/ Indirect component | Premium | FALSE | [9 empty] | 42012 |  |  | No |  | 3.1 | 1998.75 | 114.8 | 17.4 | 19.3 | 0.915 | 3500 | 83.2
P7PU157R | Hubbell Lighting | Litecontrol | 65L-W-ID-LPA-XXX-03-SGL-XX-35K-ID060-D10-XX-XXX-XXXX | Indoor Luminaires | Linear Ambient | Linear Ambient Luminaires w/ Indirect component | Premium | FALSE | [9 empty] | 42012 |  |  | No |  | 3.1 | 1845 | 114.8 | 16 | 19.3 | 0.915 | 3500 | 83.2
P1GF7WFY | Hubbell Lighting | Litecontrol | 65L-P-ID-LPA-XXX-03-SGL-XX-35K-ID060-D10-XX-XXX-XXXX | Indoor Luminaires | Linear Ambient | Linear Ambient Luminaires w/ Indirect component | Premium | FALSE | [9 empty] | 42012 |  |  | No |  | 3.1 | 1845 | 114.8 | 16 | 19.3 | 0.915 | 3500 | 83.2
PMYEBA7Z | Hubbell Lighting | Litecontrol | 65L-P-ID-LPA-XXX-03-SGL-XX-35K-ID055-D10-XX-XXX-XXXX | Indoor Luminaires | Linear Ambient | Linear Ambient Luminaires w/ Indirect component | Premium | FALSE | [9 empty] | 42012 |  |  | No |  | 3.1 | 1691.25 | 114.8 | 14.7 | 19.3 | 0.915 | 3500 | 83.2
PC7QEW2B | Hubbell Lighting | Litecontrol | 65L-W-ID-LPA-XXX-03-SGL-XX-35K-ID055-D10-XX-XXX-XXXX | Indoor Luminaires | Linear Ambient | Linear Ambient Luminaires w/ Indirect component | Premium | FALSE | [9 empty] | 42012 |  |  | No |  | 3.1 | 1691.25 | 114.8 | 14.7 | 19.3 | 0.915 | 3500 | 83.2
P599BM8C | Hubbell Lighting | Litecontrol | 65L-P-ID-LPA-XXX-08-SGL-XX-30K-ID130-D10-XX-XXX-XXXX | Indoor Luminaires | Linear Ambient | Linear Ambient Luminaires w/ Indirect component | Premium | FALSE | [9 empty] | 42012 |  |  | No |  | 3.1 | 10400 | 112 | 92.8 | 19.3 | 0.915 | 3000 | 82.8
PXMU41QA | Hubbell Lighting | Litecontrol | 65L-P-ID-LPA-XXX-08-SGL-XX-30K-ID125-D10-XX-XXX-XXXX | Indoor Luminaires | Linear Ambient | Linear Ambient Luminaires w/ Indirect component | Premium | FALSE | [9 empty] | 42012 |  |  | No |  | 3.1 | 10000 | 112 | 89.2 | 19.3 | 0.915 | 3000 | 82.8
PXBTZJVA | Hubbell Lighting | Litecontrol | 65L-P-ID-LPA-XXX-08-SGL-XX-30K-ID120-D10-XX-XXX-XXXX | Indoor Luminaires | Linear Ambient | Linear Ambient Luminaires w/ Indirect component | Premium | FALSE | [9 empty] | 42012 |  |  | No |  | 3.1 | 9600 | 112 | 85.7 | 19.3 | 0.915 | 3000 | 82.8
PYFVN3PJ | Hubbell Lighting | Litecontrol | 65L-P-ID-LPA-XXX-08-SGL-XX-30K-ID115-D10-XX-XXX-XXXX | Indoor Luminaires | Linear Ambient | Linear Ambient Luminaires w/ Indirect component | Premium | FALSE | [9 empty] | 42012 |  |  | No |  | 3.1 | 9200 | 112 | 82.1 | 19.3 | 0.915 | 3000 | 82.8
PF2X84PX | Hubbell Lighting | Litecontrol | 65L-P-ID-LPA-XXX-08-SGL-XX-30K-ID110-D10-XX-XXX-XXXX | Indoor Luminaires | Linear Ambient | Linear Ambient Luminaires w/ Indirect component | Premium | FALSE | [9 empty] | 42012 |  |  | No |  | 3.1 | 8800 | 112 | 78.5 | 19.3 | 0.915 | 3000 | 82.8
PK6PSP8E | Hubbell Lighting | Litecontrol | 65L-P-ID-LPA-XXX-08-SGL-XX-30K-ID105-D10-XX-XXX-XXXX | Indoor Luminaires | Linear Ambient | Linear Ambient Luminaires w/ Indirect component | Premium | FALSE | [9 empty] | 42012 |  |  | No |  | 3.1 | 8400 | 112 | 75 | 19.3 | 0.915 | 3000 | 82.8
PP61E8BN | Hubbell Lighting | Litecontrol | 65L-W-ID-LPA-XXX-08-SGL-XX-30K-ID100-D10-XX-XXX-XXXX | Indoor Luminaires | Linear Ambient | Linear Ambient Luminaires w/ Indirect component | Premium | FALSE | [9 empty] | 42012 |  |  | No |  | 3.1 | 8000 | 112 | 71.4 | 19.3 | 0.915 | 3000 | 82.8
PJT434KU | Hubbell Lighting | Litecontrol | 65L-P-ID-LPA-XXX-08-SGL-XX-30K-ID100-D10-XX-XXX-XXXX | Indoor Luminaires | Linear Ambient | Linear Ambient Luminaires w/ Indirect component | Premium | FALSE | [9 empty] | 42012 |  |  | No |  | 3.1 | 8000 | 112 | 71.4 | 19.3 | 0.915 | 3000 | 82.8
PX8K2UG1 | Hubbell Lighting | Litecontrol | 65L-P-ID-LPA-XXX-06-SGL-XX-30K-ID130-D10-XX-XXX-XXXX | Indoor Luminaires | Linear Ambient | Linear Ambient Luminaires w/ Indirect component | Premium | FALSE | [9 empty] | 42012 |  |  | No |  | 3.1 | 7800 | 112 | 69.6 | 19.3 | 0.915 | 3000 | 82.8
PQUBY222 | Hubbell Lighting | Litecontrol | 65L-P-ID-LPA-XXX-08-SGL-XX-30K-ID095-D10-XX-XXX-XXXX | Indoor Luminaires | Linear Ambient | Linear Ambient Luminaires w/ Indirect component | Premium | FALSE | [9 empty] | 42012 |  |  | No |  | 3.1 | 7600 | 112 | 67.8 | 19.3 | 0.915 | 3000 | 82.8
PM2PSQJC | Hubbell Lighting | Litecontrol | 65L-W-ID-LPA-XXX-08-SGL-XX-30K-ID095-D10-XX-XXX-XXXX | Indoor Luminaires | Linear Ambient | Linear Ambient Luminaires w/ Indirect component | Premium | FALSE | [9 empty] | 42012 |  |  | No |  | 3.1 | 7600 | 112 | 67.8 | 19.3 | 0.915 | 3000 | 82.8
P4QRX587 | Hubbell Lighting | Litecontrol | 65L-P-ID-LPA-XXX-06-SGL-XX-30K-ID125-D10-XX-XXX-XXXX | Indoor Luminaires | Linear Ambient | Linear Ambient Luminaires w/ Indirect component | Premium | FALSE | [9 empty] | 42012 |  |  | No |  | 3.1 | 7500 | 112 | 66.9 | 19.3 | 0.915 | 3000 | 82.8
PTE5KUVD | Hubbell Lighting | Litecontrol | 65L-W-ID-LPA-XXX-08-SGL-XX-30K-ID090-D10-XX-XXX-XXXX | Indoor Luminaires | Linear Ambient | Linear Ambient Luminaires w/ Indirect component | Premium | FALSE | [9 empty] | 42012 |  |  | No |  | 3.1 | 7200 | 112 | 64.2 | 19.3 | 0.915 | 3000 | 82.8
PSQABTJA | Hubbell Lighting | Litecontrol | 65L-P-ID-LPA-XXX-06-SGL-XX-30K-ID120-D10-XX-XXX-XXXX | Indoor Luminaires | Linear Ambient | Linear Ambient Luminaires w/ Indirect component | Premium | FALSE | [9 empty] | 42012 |  |  | No |  | 3.1 | 7200 | 112 | 64.2 | 19.3 | 0.915 | 3000 | 82.8
P8RVB2CR | Hubbell Lighting | Litecontrol | 65L-P-ID-LPA-XXX-08-SGL-XX-30K-ID090-D10-XX-XXX-XXXX | Indoor Luminaires | Linear Ambient | Linear Ambient Luminaires w/ Indirect component | Premium | FALSE | [9 empty] | 42012 |  |  | No |  | 3.1 | 7200 | 112 | 64.2 | 19.3 | 0.915 | 3000 | 82.8
P5272KJX | Hubbell Lighting | Litecontrol | 65L-P-ID-LPA-XXX-06-SGL-XX-30K-ID115-D10-XX-XXX-XXXX | Indoor Luminaires | Linear Ambient | Linear Ambient Luminaires w/ Indirect component | Premium | FALSE | [9 empty] | 42012 |  |  | No |  | 3.1 | 6900 | 112 | 61.6 | 19.3 | 0.915 | 3000 | 82.8
PUZ4MZWF | Hubbell Lighting | Litecontrol | 65L-W-ID-LPA-XXX-08-SGL-XX-30K-ID085-D10-XX-XXX-XXXX | Indoor Luminaires | Linear Ambient | Linear Ambient Luminaires w/ Indirect component | Premium | FALSE | [9 empty] | 42012 |  |  | No |  | 3.1 | 6800 | 112 | 60.7 | 19.3 | 0.915 | 3000 | 82.8
P5Q2ZB8C | Hubbell Lighting | Litecontrol | 65L-P-ID-LPA-XXX-08-SGL-XX-30K-ID085-D10-XX-XXX-XXXX | Indoor Luminaires | Linear Ambient | Linear Ambient Luminaires w/ Indirect component | Premium | FALSE | [9 empty] | 42012 |  |  | No |  | 3.1 | 6800 | 112 | 60.7 | 19.3 | 0.915 | 3000 | 82.8
PEZQ9JDS | Hubbell Lighting | Litecontrol | 65L-P-ID-LPA-XXX-06-SGL-XX-30K-ID110-D10-XX-XXX-XXXX | Indoor Luminaires | Linear Ambient | Linear Ambient Luminaires w/ Indirect component | Premium | FALSE | [9 empty] | 42012 |  |  | No |  | 3.1 | 6600 | 112 | 58.9 | 19.3 | 0.915 | 3000 | 82.8
PW8METQS | Hubbell Lighting | Litecontrol | 65L-P-ID-LPA-XXX-08-SGL-XX-30K-ID080-D10-XX-XXX-XXXX | Indoor Luminaires | Linear Ambient | Linear Ambient Luminaires w/ Indirect component | Premium | FALSE | [9 empty] | 42012 |  |  | No |  | 3.1 | 6400 | 112 | 57.1 | 19.3 | 0.915 | 3000 | 82.8
PT5R37AT | Hubbell Lighting | Litecontrol | 65L-W-ID-LPA-XXX-08-SGL-XX-30K-ID080-D10-XX-XXX-XXXX | Indoor Luminaires | Linear Ambient | Linear Ambient Luminaires w/ Indirect component | Premium | FALSE | [9 empty] | 42012 |  |  | No |  | 3.1 | 6400 | 112 | 57.1 | 19.3 | 0.915 | 3000 | 82.8
P48QZ84C | Hubbell Lighting | Litecontrol | 65L-P-ID-LPA-XXX-06-SGL-XX-30K-ID105-D10-XX-XXX-XXXX | Indoor Luminaires | Linear Ambient | Linear Ambient Luminaires w/ Indirect component | Premium | FALSE | [9 empty] | 42012 |  |  | No |  | 3.1 | 6300 | 112 | 56.2 | 19.3 | 0.915 | 3000 | 82.8
PXJA5W3J | Hubbell Lighting | Litecontrol | 65L-P-ID-LPA-XXX-08-SGL-XX-30K-ID075-D10-XX-XXX-XXXX | Indoor Luminaires | Linear Ambient | Linear Ambient Luminaires w/ Indirect component | Premium | FALSE | [9 empty] | 42012 |  |  | No |  | 3.1 | 6000 | 112 | 53.5 | 19.3 | 0.915 | 3000 | 82.8
PX1UCUPM | Hubbell Lighting | Litecontrol | 65L-W-ID-LPA-XXX-08-SGL-XX-30K-ID075-D10-XX-XXX-XXXX | Indoor Luminaires | Linear Ambient | Linear Ambient Luminaires w/ Indirect component | Premium | FALSE | [9 empty] | 42012 |  |  | No |  | 3.1 | 6000 | 112 | 53.5 | 19.3 | 0.915 | 3000 | 82.8
P9N9B4QK | Hubbell Lighting | Litecontrol | 65L-W-ID-LPA-XXX-06-SGL-XX-30K-ID100-D10-XX-XXX-XXXX | Indoor Luminaires | Linear Ambient | Linear Ambient Luminaires w/ Indirect component | Premium | FALSE | [9 empty] | 42012 |  |  | No |  | 3.1 | 6000 | 112 | 53.5 | 19.3 | 0.915 | 3000 | 82.8
P5C3MZZR | Hubbell Lighting | Litecontrol | 65L-P-ID-LPA-XXX-06-SGL-XX-30K-ID100-D10-XX-XXX-XXXX | Indoor Luminaires | Linear Ambient | Linear Ambient Luminaires w/ Indirect component | Premium | FALSE | [9 empty] | 42012 |  |  | No |  | 3.1 | 6000 | 112 | 53.5 | 19.3 | 0.915 | 3000 | 82.8
P9GQSSKH | Hubbell Lighting | Litecontrol | 65L-P-ID-LPA-XXX-06-SGL-XX-30K-ID095-D10-XX-XXX-XXXX | Indoor Luminaires | Linear Ambient | Linear Ambient Luminaires w/ Indirect component | Premium | FALSE | [9 empty] | 42012 |  |  | No |  | 3.1 | 5700 | 112 | 50.8 | 19.3 | 0.915 | 3000 | 82.8
P1WPAZNK | Hubbell Lighting | Litecontrol | 65L-W-ID-LPA-XXX-06-SGL-XX-30K-ID095-D10-XX-XXX-XXXX | Indoor Luminaires | Linear Ambient | Linear Ambient Luminaires w/ Indirect component | Premium | FALSE | [9 empty] | 42012 |  |  | No |  | 3.1 | 5700 | 112 | 50.8 | 19.3 | 0.915 | 3000 | 82.8
PCSRA39B | Hubbell Lighting | Litecontrol | 65L-W-ID-LPA-XXX-08-SGL-XX-30K-ID070-D10-XX-XXX-XXXX | Indoor Luminaires | Linear Ambient | Linear Ambient Luminaires w/ Indirect component | Premium | FALSE | [9 empty] | 42012 |  |  | No |  | 3.1 | 5600 | 112 | 50 | 19.3 | 0.915 | 3000 | 82.8
P4Z9XWFQ | Hubbell Lighting | Litecontrol | 65L-P-ID-LPA-XXX-08-SGL-XX-30K-ID070-D10-XX-XXX-XXXX | Indoor Luminaires | Linear Ambient | Linear Ambient Luminaires w/ Indirect component | Premium | FALSE | [9 empty] | 42012 |  |  | No |  | 3.1 | 5600 | 112 | 50 | 19.3 | 0.915 | 3000 | 82.8
PTUGM2HZ | Hubbell Lighting | Litecontrol | 65L-W-ID-LPA-XXX-06-SGL-XX-30K-ID090-D10-XX-XXX-XXXX | Indoor Luminaires | Linear Ambient | Linear Ambient Luminaires w/ Indirect component | Premium | FALSE | [9 empty] | 42012 |  |  | No |  | 3.1 | 5400 | 112 | 48.2 | 19.3 | 0.915 | 3000 | 82.8
PGRF7SYU | Hubbell Lighting | Litecontrol | 65L-P-ID-LPA-XXX-06-SGL-XX-30K-ID090-D10-XX-XXX-XXXX | Indoor Luminaires | Linear Ambient | Linear Ambient Luminaires w/ Indirect component | Premium | FALSE | [9 empty] | 42012 |  |  | No |  | 3.1 | 5400 | 112 | 48.2 | 19.3 | 0.915 | 3000 | 82.8
PZ31Y7T6 | Hubbell Lighting | Litecontrol | 65L-W-ID-LPA-XXX-08-SGL-XX-30K-ID065-D10-XX-XXX-XXXX | Indoor Luminaires | Linear Ambient | Linear Ambient Luminaires w/ Indirect component | Premium | FALSE | [9 empty] | 42012 |  |  | No |  | 3.1 | 5200 | 112 | 46.4 | 19.3 | 0.915 | 3000 | 82.8
PVN63SBA | Hubbell Lighting | Litecontrol | 65L-P-ID-LPA-XXX-08-SGL-XX-30K-ID065-D10-XX-XXX-XXXX | Indoor Luminaires | Linear Ambient | Linear Ambient Luminaires w/ Indirect component | Premium | FALSE | [9 empty] | 42012 |  |  | No |  | 3.1 | 5200 | 112 | 46.4 | 19.3 | 0.915 | 3000 | 82.8
PB9UZMV2 | Hubbell Lighting | Litecontrol | 65L-P-ID-LPA-XXX-04-SGL-XX-30K-ID130-D10-XX-XXX-XXXX | Indoor Luminaires | Linear Ambient | Linear Ambient Luminaires w/ Indirect component | Premium | FALSE | [9 empty] | 42012 |  |  | No |  | 3.1 | 5200 | 112 | 46.4 | 19.3 | 0.915 | 3000 | 82.8
PBMD7SVN | Hubbell Lighting | Litecontrol | 65L-W-ID-LPA-XXX-06-SGL-XX-30K-ID085-D10-XX-XXX-XXXX | Indoor Luminaires | Linear Ambient | Linear Ambient Luminaires w/ Indirect component | Premium | FALSE | [9 empty] | 42012 |  |  | No |  | 3.1 | 5100 | 112 | 45.5 | 19.3 | 0.915 | 3000 | 82.8
P4NE2SFU | Hubbell Lighting | Litecontrol | 65L-P-ID-LPA-XXX-06-SGL-XX-30K-ID085-D10-XX-XXX-XXXX | Indoor Luminaires | Linear Ambient | Linear Ambient Luminaires w/ Indirect component | Premium | FALSE | [9 empty] | 42012 |  |  | No |  | 3.1 | 5100 | 112 | 45.5 | 19.3 | 0.915 | 3000 | 82.8
P6ED4VKJ | Hubbell Lighting | Litecontrol | 65L-P-ID-LPA-XXX-04-SGL-XX-30K-ID125-D10-XX-XXX-XXXX | Indoor Luminaires | Linear Ambient | Linear Ambient Luminaires w/ Indirect component | Premium | FALSE | [9 empty] | 42012 |  |  | No |  | 3.1 | 5000 | 112 | 44.6 | 19.3 | 0.915 | 3000 | 82.8
PYQT7US9 | Hubbell Lighting | Litecontrol | 65L-W-ID-LPA-XXX-06-SGL-XX-30K-ID080-D10-XX-XXX-XXXX | Indoor Luminaires | Linear Ambient | Linear Ambient Luminaires w/ Indirect component | Premium | FALSE | [9 empty] | 42012 |  |  | No |  | 3.1 | 4800 | 112 | 42.8 | 19.3 | 0.915 | 3000 | 82.8
PMGFZ3KC | Hubbell Lighting | Litecontrol | 65L-P-ID-LPA-XXX-06-SGL-XX-30K-ID080-D10-XX-XXX-XXXX | Indoor Luminaires | Linear Ambient | Linear Ambient Luminaires w/ Indirect component | Premium | FALSE | [9 empty] | 42012 |  |  | No |  | 3.1 | 4800 | 112 | 42.8 | 19.3 | 0.915 | 3000 | 82.8
PKH4DPDR | Hubbell Lighting | Litecontrol | 65L-W-ID-LPA-XXX-08-SGL-XX-30K-ID060-D10-XX-XXX-XXXX | Indoor Luminaires | Linear Ambient | Linear Ambient Luminaires w/ Indirect component | Premium | FALSE | [9 empty] | 42012 |  |  | No |  | 3.1 | 4800 | 112 | 42.8 | 19.3 | 0.915 | 3000 | 82.8
PHZTTTW9 | Hubbell Lighting | Litecontrol | 65L-P-ID-LPA-XXX-04-SGL-XX-30K-ID120-D10-XX-XXX-XXXX | Indoor Luminaires | Linear Ambient | Linear Ambient Luminaires w/ Indirect component | Premium | FALSE | [9 empty] | 42012 |  |  | No |  | 3.1 | 4800 | 112 | 42.8 | 19.3 | 0.915 | 3000 | 82.8
PBQYACAK | Hubbell Lighting | Litecontrol | 65L-P-ID-LPA-XXX-08-SGL-XX-30K-ID060-D10-XX-XXX-XXXX | Indoor Luminaires | Linear Ambient | Linear Ambient Luminaires w/ Indirect component | Premium | FALSE | [9 empty] | 42012 |  |  | No |  | 3.1 | 4800 | 112 | 42.8 | 19.3 | 0.915 | 3000 | 82.8
PHTDQKUS | Hubbell Lighting | Litecontrol | 65L-P-ID-LPA-XXX-04-SGL-XX-30K-ID115-D10-XX-XXX-XXXX | Indoor Luminaires | Linear Ambient | Linear Ambient Luminaires w/ Indirect component | Premium | FALSE | [9 empty] | 42012 |  |  | No |  | 3.1 | 4600 | 112 | 41 | 19.3 | 0.915 | 3000 | 82.8
PPPZMB8K | Hubbell Lighting | Litecontrol | 65L-P-ID-LPA-XXX-06-SGL-XX-30K-ID075-D10-XX-XXX-XXXX | Indoor Luminaires | Linear Ambient | Linear Ambient Luminaires w/ Indirect component | Premium | FALSE | [9 empty] | 42012 |  |  | No |  | 3.1 | 4500 | 112 | 40.1 | 19.3 | 0.915 | 3000 | 82.8
PBC1ES56 | Hubbell Lighting | Litecontrol | 65L-W-ID-LPA-XXX-06-SGL-XX-30K-ID075-D10-XX-XXX-XXXX | Indoor Luminaires | Linear Ambient | Linear Ambient Luminaires w/ Indirect component | Premium | FALSE | [9 empty] | 42012 |  |  | No |  | 3.1 | 4500 | 112 | 40.1 | 19.3 | 0.915 | 3000 | 82.8
PVME917V | Hubbell Lighting | Litecontrol | 65L-P-ID-LPA-XXX-04-SGL-XX-30K-ID110-D10-XX-XXX-XXXX | Indoor Luminaires | Linear Ambient | Linear Ambient Luminaires w/ Indirect component | Premium | FALSE | [9 empty] | 42012 |  |  | No |  | 3.1 | 4400 | 112 | 39.2 | 19.3 | 0.915 | 3000 | 82.8
PN5DDJZJ | Hubbell Lighting | Litecontrol | 65L-P-ID-LPA-XXX-08-SGL-XX-30K-ID055-D10-XX-XXX-XXXX | Indoor Luminaires | Linear Ambient | Linear Ambient Luminaires w/ Indirect component | Premium | FALSE | [9 empty] | 42012 |  |  | No |  | 3.1 | 4400 | 112 | 39.2 | 19.3 | 0.915 | 3000 | 82.8
P5AXMVVQ | Hubbell Lighting | Litecontrol | 65L-W-ID-LPA-XXX-08-SGL-XX-30K-ID055-D10-XX-XXX-XXXX | Indoor Luminaires | Linear Ambient | Linear Ambient Luminaires w/ Indirect component | Premium | FALSE | [9 empty] | 42012 |  |  | No |  | 3.1 | 4400 | 112 | 39.2 | 19.3 | 0.915 | 3000 | 82.8
PQKGKQMU | Hubbell Lighting | Litecontrol | 65L-P-ID-LPA-XXX-06-SGL-XX-30K-ID070-D10-XX-XXX-XXXX | Indoor Luminaires | Linear Ambient | Linear Ambient Luminaires w/ Indirect component | Premium | FALSE | [9 empty] | 42012 |  |  | No |  | 3.1 | 4200 | 112 | 37.5 | 19.3 | 0.915 | 3000 | 82.8
PDY836G5 | Hubbell Lighting | Litecontrol | 65L-P-ID-LPA-XXX-04-SGL-XX-30K-ID105-D10-XX-XXX-XXXX | Indoor Luminaires | Linear Ambient | Linear Ambient Luminaires w/ Indirect component | Premium | FALSE | [9 empty] | 42012 |  |  | No |  | 3.1 | 4200 | 112 | 37.5 | 19.3 | 0.915 | 3000 | 82.8
P61Z6ECK | Hubbell Lighting | Litecontrol | 65L-W-ID-LPA-XXX-06-SGL-XX-30K-ID070-D10-XX-XXX-XXXX | Indoor Luminaires | Linear Ambient | Linear Ambient Luminaires w/ Indirect component | Premium | FALSE | [9 empty] | 42012 |  |  | No |  | 3.1 | 4200 | 112 | 37.5 | 19.3 | 0.915 | 3000 | 82.8
PN1DY3WA | Hubbell Lighting | Litecontrol | 65L-P-ID-LPA-XXX-04-SGL-XX-30K-ID100-D10-XX-XXX-XXXX | Indoor Luminaires | Linear Ambient | Linear Ambient Luminaires w/ Indirect component | Premium | FALSE | [9 empty] | 42012 |  |  | No |  | 3.1 | 4000 | 112 | 35.7 | 19.3 | 0.915 | 3000 | 82.8
P4H4S9WK | Hubbell Lighting | Litecontrol | 65L-W-ID-LPA-XXX-04-SGL-XX-30K-ID100-D10-XX-XXX-XXXX | Indoor Luminaires | Linear Ambient | Linear Ambient Luminaires w/ Indirect component | Premium | FALSE | [9 empty] | 42012 |  |  | No |  | 3.1 | 4000 | 112 | 35.7 | 19.3 | 0.915 | 3000 | 82.8
PUT8PC8Y | Hubbell Lighting | Litecontrol | 65L-P-ID-LPA-XXX-03-SGL-XX-30K-ID130-D10-XX-XXX-XXXX | Indoor Luminaires | Linear Ambient | Linear Ambient Luminaires w/ Indirect component | Premium | FALSE | [9 empty] | 42012 |  |  | No |  | 3.1 | 3900 | 112 | 34.8 | 19.3 | 0.915 | 3000 | 82.8
P7RBR8R5 | Hubbell Lighting | Litecontrol | 65L-W-ID-LPA-XXX-06-SGL-XX-30K-ID065-D10-XX-XXX-XXXX | Indoor Luminaires | Linear Ambient | Linear Ambient Luminaires w/ Indirect component | Premium | FALSE | [9 empty] | 42012 |  |  | No |  | 3.1 | 3900 | 112 | 34.8 | 19.3 | 0.915 | 3000 | 82.8
P5UBB7UR | Hubbell Lighting | Litecontrol | 65L-P-ID-LPA-XXX-06-SGL-XX-30K-ID065-D10-XX-XXX-XXXX | Indoor Luminaires | Linear Ambient | Linear Ambient Luminaires w/ Indirect component | Premium | FALSE | [9 empty] | 42012 |  |  | No |  | 3.1 | 3900 | 112 | 34.8 | 19.3 | 0.915 | 3000 | 82.8
PPZ7NVUQ | Hubbell Lighting | Litecontrol | 65L-W-ID-LPA-XXX-04-SGL-XX-30K-ID095-D10-XX-XXX-XXXX | Indoor Luminaires | Linear Ambient | Linear Ambient Luminaires w/ Indirect component | Premium | FALSE | [9 empty] | 42012 |  |  | No |  | 3.1 | 3800 | 112 | 33.9 | 19.3 | 0.915 | 3000 | 82.8
P3E8W3FV | Hubbell Lighting | Litecontrol | 65L-P-ID-LPA-XXX-04-SGL-XX-30K-ID095-D10-XX-XXX-XXXX | Indoor Luminaires | Linear Ambient | Linear Ambient Luminaires w/ Indirect component | Premium | FALSE | [9 empty] | 42012 |  |  | No |  | 3.1 | 3800 | 112 | 33.9 | 19.3 | 0.915 | 3000 | 82.8
PQFTN17P | Hubbell Lighting | Litecontrol | 65L-P-ID-LPA-XXX-03-SGL-XX-30K-ID125-D10-XX-XXX-XXXX | Indoor Luminaires | Linear Ambient | Linear Ambient Luminaires w/ Indirect component | Premium | FALSE | [9 empty] | 42012 |  |  | No |  | 3.1 | 3750 | 111 | 33.7 | 19.3 | 0.915 | 3000 | 82.8
PUG5WPS1 | Hubbell Lighting | Litecontrol | 65L-P-ID-LPA-XXX-03-SGL-XX-30K-ID120-D10-XX-XXX-XXXX | Indoor Luminaires | Linear Ambient | Linear Ambient Luminaires w/ Indirect component | Premium | FALSE | [9 empty] | 42012 |  |  | No |  | 3.1 | 3600 | 112 | 32.1 | 19.3 | 0.915 | 3000 | 82.8
PS8X4M6B | Hubbell Lighting | Litecontrol | 65L-W-ID-LPA-XXX-06-SGL-XX-30K-ID060-D10-XX-XXX-XXXX | Indoor Luminaires | Linear Ambient | Linear Ambient Luminaires w/ Indirect component | Premium | FALSE | [9 empty] | 42012 |  |  | No |  | 3.1 | 3600 | 112 | 32.1 | 19.3 | 0.915 | 3000 | 82.8
P87RSA49 | Hubbell Lighting | Litecontrol | 65L-P-ID-LPA-XXX-04-SGL-XX-30K-ID090-D10-XX-XXX-XXXX | Indoor Luminaires | Linear Ambient | Linear Ambient Luminaires w/ Indirect component | Premium | FALSE | [9 empty] | 42012 |  |  | No |  | 3.1 | 3600 | 112 | 32.1 | 19.3 | 0.915 | 3000 | 82.8
P483GKEW | Hubbell Lighting | Litecontrol | 65L-W-ID-LPA-XXX-04-SGL-XX-30K-ID090-D10-XX-XXX-XXXX | Indoor Luminaires | Linear Ambient | Linear Ambient Luminaires w/ Indirect component | Premium | FALSE | [9 empty] | 42012 |  |  | No |  | 3.1 | 3600 | 112 | 32.1 | 19.3 | 0.915 | 3000 | 82.8
P42HWXJF | Hubbell Lighting | Litecontrol | 65L-P-ID-LPA-XXX-06-SGL-XX-30K-ID060-D10-XX-XXX-XXXX | Indoor Luminaires | Linear Ambient | Linear Ambient Luminaires w/ Indirect component | Premium | FALSE | [9 empty] | 42012 |  |  | No |  | 3.1 | 3600 | 112 | 32.1 | 19.3 | 0.915 | 3000 | 82.8
PA9T6AGH | Hubbell Lighting | Litecontrol | 65L-P-ID-LPA-XXX-03-SGL-XX-30K-ID115-D10-XX-XXX-XXXX | Indoor Luminaires | Linear Ambient | Linear Ambient Luminaires w/ Indirect component | Premium | FALSE | [9 empty] | 42012 |  |  | No |  | 3.1 | 3450 | 111 | 31 | 19.3 | 0.915 | 3000 | 82.8
PY1J136T | Hubbell Lighting | Litecontrol | 65L-W-ID-LPA-XXX-04-SGL-XX-30K-ID085-D10-XX-XXX-XXXX | Indoor Luminaires | Linear Ambient | Linear Ambient Luminaires w/ Indirect component | Premium | FALSE | [9 empty] | 42012 |  |  | No |  | 3.1 | 3400 | 112 | 30.3 | 19.3 | 0.915 | 3000 | 82.8
PEBSFDA4 | Hubbell Lighting | Litecontrol | 65L-P-ID-LPA-XXX-04-SGL-XX-30K-ID085-D10-XX-XXX-XXXX | Indoor Luminaires | Linear Ambient | Linear Ambient Luminaires w/ Indirect component | Premium | FALSE | [9 empty] | 42012 |  |  | No |  | 3.1 | 3400 | 112 | 30.3 | 19.3 | 0.915 | 3000 | 82.8
PEVE2CAK | Hubbell Lighting | Litecontrol | 65L-W-ID-LPA-XXX-06-SGL-XX-30K-ID055-D10-XX-XXX-XXXX | Indoor Luminaires | Linear Ambient | Linear Ambient Luminaires w/ Indirect component | Premium | FALSE | [9 empty] | 42012 |  |  | No |  | 3.1 | 3300 | 112 | 29.4 | 19.3 | 0.915 | 3000 | 82.8
PCC76S2M | Hubbell Lighting | Litecontrol | 65L-P-ID-LPA-XXX-03-SGL-XX-30K-ID110-D10-XX-XXX-XXXX | Indoor Luminaires | Linear Ambient | Linear Ambient Luminaires w/ Indirect component | Premium | FALSE | [9 empty] | 42012 |  |  | No |  | 3.1 | 3300 | 112 | 29.4 | 19.3 | 0.915 | 3000 | 82.8
P2MBTY7A | Hubbell Lighting | Litecontrol | 65L-P-ID-LPA-XXX-06-SGL-XX-30K-ID055-D10-XX-XXX-XXXX | Indoor Luminaires | Linear Ambient | Linear Ambient Luminaires w/ Indirect component | Premium | FALSE | [9 empty] | 42012 |  |  | No |  | 3.1 | 3300 | 112 | 29.4 | 19.3 | 0.915 | 3000 | 82.8
PCCA4SYE | Hubbell Lighting | Litecontrol | 65L-P-ID-LPA-XXX-04-SGL-XX-30K-ID080-D10-XX-XXX-XXXX | Indoor Luminaires | Linear Ambient | Linear Ambient Luminaires w/ Indirect component | Premium | FALSE | [9 empty] | 42012 |  |  | No |  | 3.1 | 3200 | 112 | 28.5 | 19.3 | 0.915 | 3000 | 82.8
P82ZKT3V | Hubbell Lighting | Litecontrol | 65L-W-ID-LPA-XXX-04-SGL-XX-30K-ID080-D10-XX-XXX-XXXX | Indoor Luminaires | Linear Ambient | Linear Ambient Luminaires w/ Indirect component | Premium | FALSE | [9 empty] | 42012 |  |  | No |  | 3.1 | 3200 | 112 | 28.5 | 19.3 | 0.915 | 3000 | 82.8
PV7B3MD7 | Hubbell Lighting | Litecontrol | 65L-P-ID-LPA-XXX-03-SGL-XX-30K-ID105-D10-XX-XXX-XXXX | Indoor Luminaires | Linear Ambient | Linear Ambient Luminaires w/ Indirect component | Premium | FALSE | [9 empty] | 42012 |  |  | No |  | 3.1 | 3150 | 111 | 28.3 | 19.3 | 0.915 | 3000 | 82.8
PVV4HDW1 | Hubbell Lighting | Litecontrol | 65L-P-ID-LPA-XXX-04-SGL-XX-30K-ID075-D10-XX-XXX-XXXX | Indoor Luminaires | Linear Ambient | Linear Ambient Luminaires w/ Indirect component | Premium | FALSE | [9 empty] | 42012 |  |  | No |  | 3.1 | 3000 | 112 | 26.7 | 19.3 | 0.915 | 3000 | 82.8
P1QVBT3J | Hubbell Lighting | Litecontrol | 65L-P-ID-LPA-XXX-03-SGL-XX-30K-ID100-D10-XX-XXX-XXXX | Indoor Luminaires | Linear Ambient | Linear Ambient Luminaires w/ Indirect component | Premium | FALSE | [9 empty] | 42012 |  |  | No |  | 3.1 | 3000 | 111 | 27 | 19.3 | 0.915 | 3000 | 82.8
P1QFDRWN | Hubbell Lighting | Litecontrol | 65L-W-ID-LPA-XXX-04-SGL-XX-30K-ID075-D10-XX-XXX-XXXX | Indoor Luminaires | Linear Ambient | Linear Ambient Luminaires w/ Indirect component | Premium | FALSE | [9 empty] | 42012 |  |  | No |  | 3.1 | 3000 | 112 | 26.7 | 19.3 | 0.915 | 3000 | 82.8
P1BQKF3A | Hubbell Lighting | Litecontrol | 65L-W-ID-LPA-XXX-03-SGL-XX-30K-ID100-D10-XX-XXX-XXXX | Indoor Luminaires | Linear Ambient | Linear Ambient Luminaires w/ Indirect component | Premium | FALSE | [9 empty] | 42012 |  |  | No |  | 3.1 | 3000 | 112 | 26.7 | 19.3 | 0.915 | 3000 | 82.8
PRRV4TU7 | Hubbell Lighting | Litecontrol | 65L-P-ID-LPA-XXX-03-SGL-XX-30K-ID095-D10-XX-XXX-XXXX | Indoor Luminaires | Linear Ambient | Linear Ambient Luminaires w/ Indirect component | Premium | FALSE | [9 empty] | 42012 |  |  | No |  | 3.1 | 2850 | 111 | 25.6 | 19.3 | 0.915 | 3000 | 82.8
P9RV2ZF6 | Hubbell Lighting | Litecontrol | 65L-W-ID-LPA-XXX-03-SGL-XX-30K-ID095-D10-XX-XXX-XXXX | Indoor Luminaires | Linear Ambient | Linear Ambient Luminaires w/ Indirect component | Premium | FALSE | [9 empty] | 42012 |  |  | No |  | 3.1 | 2850 | 112 | 25.4 | 19.3 | 0.915 | 3000 | 82.8
PHPDV7WF | Hubbell Lighting | Litecontrol | 65L-P-ID-LPA-XXX-04-SGL-XX-30K-ID070-D10-XX-XXX-XXXX | Indoor Luminaires | Linear Ambient | Linear Ambient Luminaires w/ Indirect component | Premium | FALSE | [9 empty] | 42012 |  |  | No |  | 3.1 | 2800 | 112 | 25 | 19.3 | 0.915 | 3000 | 82.8
PC78XZ8J | Hubbell Lighting | Litecontrol | 65L-W-ID-LPA-XXX-04-SGL-XX-30K-ID070-D10-XX-XXX-XXXX | Indoor Luminaires | Linear Ambient | Linear Ambient Luminaires w/ Indirect component | Premium | FALSE | [9 empty] | 42012 |  |  | No |  | 3.1 | 2800 | 112 | 25 | 19.3 | 0.915 | 3000 | 82.8
PMSUJVFC | Hubbell Lighting | Litecontrol | 65L-P-ID-LPA-XXX-03-SGL-XX-30K-ID090-D10-XX-XXX-XXXX | Indoor Luminaires | Linear Ambient | Linear Ambient Luminaires w/ Indirect component | Premium | FALSE | [9 empty] | 42012 |  |  | No |  | 3.1 | 2700 | 111 | 24.3 | 19.3 | 0.915 | 3000 | 82.8
P9936EG1 | Hubbell Lighting | Litecontrol | 65L-W-ID-LPA-XXX-03-SGL-XX-30K-ID090-D10-XX-XXX-XXXX | Indoor Luminaires | Linear Ambient | Linear Ambient Luminaires w/ Indirect component | Premium | FALSE | [9 empty] | 42012 |  |  | No |  | 3.1 | 2700 | 112 | 24.1 | 19.3 | 0.915 | 3000 | 82.8
PXBAD5CJ | Hubbell Lighting | Litecontrol | 65L-P-ID-LPA-XXX-04-SGL-XX-30K-ID065-D10-XX-XXX-XXXX | Indoor Luminaires | Linear Ambient | Linear Ambient Luminaires w/ Indirect component | Premium | FALSE | [9 empty] | 42012 |  |  | No |  | 3.1 | 2600 | 112 | 23.2 | 19.3 | 0.915 | 3000 | 82.8
PPHUT5PW | Hubbell Lighting | Litecontrol | 65L-W-ID-LPA-XXX-04-SGL-XX-30K-ID065-D10-XX-XXX-XXXX | Indoor Luminaires | Linear Ambient | Linear Ambient Luminaires w/ Indirect component | Premium | FALSE | [9 empty] | 42012 |  |  | No |  | 3.1 | 2600 | 112 | 23.2 | 19.3 | 0.915 | 3000 | 82.8
PNUY1QAZ | Hubbell Lighting | Litecontrol | 65L-W-ID-LPA-XXX-03-SGL-XX-30K-ID085-D10-XX-XXX-XXXX | Indoor Luminaires | Linear Ambient | Linear Ambient Luminaires w/ Indirect component | Premium | FALSE | [9 empty] | 42012 |  |  | No |  | 3.1 | 2550 | 112 | 22.7 | 19.3 | 0.915 | 3000 | 82.8
P9VZ87T4 | Hubbell Lighting | Litecontrol | 65L-P-ID-LPA-XXX-03-SGL-XX-30K-ID085-D10-XX-XXX-XXXX | Indoor Luminaires | Linear Ambient | Linear Ambient Luminaires w/ Indirect component | Premium | FALSE | [9 empty] | 42012 |  |  | No |  | 3.1 | 2550 | 111 | 22.9 | 19.3 | 0.915 | 3000 | 82.8
PVGVZ6M5 | Hubbell Lighting | Litecontrol | 65L-W-ID-LPA-XXX-03-SGL-XX-30K-ID080-D10-XX-XXX-XXXX | Indoor Luminaires | Linear Ambient | Linear Ambient Luminaires w/ Indirect component | Premium | FALSE | [9 empty] | 42012 |  |  | No |  | 3.1 | 2400 | 112 | 21.4 | 19.3 | 0.915 | 3000 | 82.8
PNN6JHE8 | Hubbell Lighting | Litecontrol | 65L-W-ID-LPA-XXX-04-SGL-XX-30K-ID060-D10-XX-XXX-XXXX | Indoor Luminaires | Linear Ambient | Linear Ambient Luminaires w/ Indirect component | Premium | FALSE | [9 empty] | 42012 |  |  | No |  | 3.1 | 2400 | 112 | 21.4 | 19.3 | 0.915 | 3000 | 82.8
PJKCMRTS | Hubbell Lighting | Litecontrol | 65L-P-ID-LPA-XXX-03-SGL-XX-30K-ID080-D10-XX-XXX-XXXX | Indoor Luminaires | Linear Ambient | Linear Ambient Luminaires w/ Indirect component | Premium | FALSE | [9 empty] | 42012 |  |  | No |  | 3.1 | 2400 | 111 | 21.6 | 19.3 | 0.915 | 3000 | 82.8
P1MXTY5J | Hubbell Lighting | Litecontrol | 65L-P-ID-LPA-XXX-04-SGL-XX-30K-ID060-D10-XX-XXX-XXXX | Indoor Luminaires | Linear Ambient | Linear Ambient Luminaires w/ Indirect component | Premium | FALSE | [9 empty] | 42012 |  |  | No |  | 3.1 | 2400 | 112 | 21.4 | 19.3 | 0.915 | 3000 | 82.8
PMXBKZ5Q | Hubbell Lighting | Litecontrol | 65L-P-ID-LPA-XXX-03-SGL-XX-30K-ID075-D10-XX-XXX-XXXX | Indoor Luminaires | Linear Ambient | Linear Ambient Luminaires w/ Indirect component | Premium | FALSE | [9 empty] | 42012 |  |  | No |  | 3.1 | 2250 | 111 | 20.2 | 19.3 | 0.915 | 3000 | 82.8
P6UFTZHA | Hubbell Lighting | Litecontrol | 65L-W-ID-LPA-XXX-03-SGL-XX-30K-ID075-D10-XX-XXX-XXXX | Indoor Luminaires | Linear Ambient | Linear Ambient Luminaires w/ Indirect component | Premium | FALSE | [9 empty] | 42012 |  |  | No |  | 3.1 | 2250 | 112 | 20 | 19.3 | 0.915 | 3000 | 82.8
PW7RCRHV | Hubbell Lighting | Litecontrol | 65L-P-ID-LPA-XXX-04-SGL-XX-30K-ID055-D10-XX-XXX-XXXX | Indoor Luminaires | Linear Ambient | Linear Ambient Luminaires w/ Indirect component | Premium | FALSE | [9 empty] | 42012 |  |  | No |  | 3.1 | 2200 | 112 | 19.6 | 19.3 | 0.915 | 3000 | 82.8
PN3RK9U6 | Hubbell Lighting | Litecontrol | 65L-W-ID-LPA-XXX-04-SGL-XX-30K-ID055-D10-XX-XXX-XXXX | Indoor Luminaires | Linear Ambient | Linear Ambient Luminaires w/ Indirect component | Premium | FALSE | [9 empty] | 42012 |  |  | No |  | 3.1 | 2200 | 112 | 19.6 | 19.3 | 0.915 | 3000 | 82.8
PV6XB84F | Hubbell Lighting | Litecontrol | 65L-P-ID-LPA-XXX-03-SGL-XX-30K-ID070-D10-XX-XXX-XXXX | Indoor Luminaires | Linear Ambient | Linear Ambient Luminaires w/ Indirect component | Premium | FALSE | [9 empty] | 42012 |  |  | No |  | 3.1 | 2100 | 111 | 18.9 | 19.3 | 0.915 | 3000 | 82.8
PMJBDNXY | Hubbell Lighting | Litecontrol | 65L-W-ID-LPA-XXX-03-SGL-XX-30K-ID070-D10-XX-XXX-XXXX | Indoor Luminaires | Linear Ambient | Linear Ambient Luminaires w/ Indirect component | Premium | FALSE | [9 empty] | 42012 |  |  | No |  | 3.1 | 2100 | 112 | 18.7 | 19.3 | 0.915 | 3000 | 82.8
PGHW4KVG | Hubbell Lighting | Litecontrol | 65L-P-ID-LPA-XXX-03-SGL-XX-30K-ID065-D10-XX-XXX-XXXX | Indoor Luminaires | Linear Ambient | Linear Ambient Luminaires w/ Indirect component | Premium | FALSE | [9 empty] | 42012 |  |  | No |  | 3.1 | 1950 | 111 | 17.5 | 19.3 | 0.915 | 3000 | 82.8
PFAV8QJQ | Hubbell Lighting | Litecontrol | 65L-W-ID-LPA-XXX-03-SGL-XX-30K-ID065-D10-XX-XXX-XXXX | Indoor Luminaires | Linear Ambient | Linear Ambient Luminaires w/ Indirect component | Premium | FALSE | [9 empty] | 42012 |  |  | No |  | 3.1 | 1950 | 112 | 17.4 | 19.3 | 0.915 | 3000 | 82.8
PFJ6B2Z7 | Hubbell Lighting | Litecontrol | 65L-P-ID-LPA-XXX-03-SGL-XX-30K-ID060-D10-XX-XXX-XXXX | Indoor Luminaires | Linear Ambient | Linear Ambient Luminaires w/ Indirect component | Premium | FALSE | [9 empty] | 42012 |  |  | No |  | 3.1 | 1800 | 111 | 16.2 | 19.3 | 0.915 | 3000 | 82.8
PCS5XXZT | Hubbell Lighting | Litecontrol | 65L-W-ID-LPA-XXX-03-SGL-XX-30K-ID060-D10-XX-XXX-XXXX | Indoor Luminaires | Linear Ambient | Linear Ambient Luminaires w/ Indirect component | Premium | FALSE | [9 empty] | 42012 |  |  | No |  | 3.1 | 1800 | 112 | 16 | 19.3 | 0.915 | 3000 | 82.8
PWEF94JQ | Hubbell Lighting | Litecontrol | 65L-W-ID-LPA-XXX-03-SGL-XX-30K-ID055-D10-XX-XXX-XXXX | Indoor Luminaires | Linear Ambient | Linear Ambient Luminaires w/ Indirect component | Premium | FALSE | [9 empty] | 42012 |  |  | No |  | 3.1 | 1650 | 112 | 14.7 | 19.3 | 0.915 | 3000 | 82.8
PW4WEBAG | GE Lighting Solutions | GE Lighting Solutions | GEWI109640BAT-SY | Indoor Luminaires | Linear Ambient | Direct Linear Ambient Luminaires | Standard | FALSE | [9 empty] | 42012 |  |  | NotYetVerified |  | 3 | 2840 | 92 | 32 | 20 | 0.9 | 4000 | 80
PUSK43DE | GE Lighting Solutions | GE Lighting Solutions | GEWI109640BAT | Indoor Luminaires | Linear Ambient | Direct Linear Ambient Luminaires | Standard | FALSE | [9 empty] | 42012 |  |  | NotYetVerified |  | 3 | 2840 | 92 | 32 | 20 | 0.9 | 4000 | 80
PGR67555 | GE Lighting Solutions | GE Lighting Solutions | GEWI104840BAT | Indoor Luminaires | Linear Ambient | Direct Linear Ambient Luminaires | Standard | FALSE | [9 empty] | 42012 |  |  | NotYetVerified |  | 3 | 1426 | 92 | 16 | 20 | 0.9 | 4000 | 80
PC6CB2SJ | GE Lighting Solutions | GE Lighting Solutions | GEWI102440BAT | Indoor Luminaires | Linear Ambient | Direct Linear Ambient Luminaires | Standard | FALSE | [9 empty] | 42012 |  |  | NotYetVerified |  | 3 | 767 | 85 | 9 | 20 | 0.9 | 4000 | 80
PG2FTCM4 | Aimlite Lighting Products | AimLite | VWP4-LA3-2/35K | Indoor Luminaires | Linear Ambient | Direct Linear Ambient Luminaires | Standard | TRUE | 7510 | 100.1 | 75 | 9.65 | 0.9749 | 3483 | 82.88 | 5 | 50000 | 42010 |  |  | NotYetVerified |  | 3 | 7510 | 100.1 | 75 | 15.05 | 0.9749 | 3483 | 82.88
PGZBZJ8E | Aimlite Lighting Products | AimLite | VWP4-LA2-8/35K | Indoor Luminaires | Linear Ambient | Direct Linear Ambient Luminaires | Standard | TRUE | 5482 | 99.9 | 54.87 | 18.84 | 0.942 | 3476 | 83.28 | 5 | 50000 | 42010 |  |  | NotYetVerified |  | 3 | 5482 | 99.9 | 54.87 | 18.25 | 0.961 | 3476 | 83.28
PBS9SFKP | Aimlite Lighting Products | AimLite | VP4-LA1-[2 or 8]/40K | Indoor Luminaires | Linear Ambient | Direct Linear Ambient Luminaires | Standard | TRUE | 3549 | 85.4 | 41.5 | 10.59 | 0.931 | 4078 | 83.1 | 5 | 50000 | 42010 |  |  | NotYetVerified |  | 3 | 3549 | 85.4 | 41.5 | 11 | 0.931 | 4078 | 83.1
P322ZNWU | Aimlite Lighting Products | AimLite | VWP8-LA1-8/40K | Indoor Luminaires | Linear Ambient | Direct Linear Ambient Luminaires | Standard | FALSE | [9 empty] | 42010 | Not Dimmable | Not Dimmable | NotYetVerified |  | 3 | 7717.9 | 100 | 77.3 | 12.75 | 0.9773 | 4131 | 85.54
P3JQWX6Z | Aimlite Lighting Products | AimLite | VWP4-LA3-8/40K | Indoor Luminaires | Linear Ambient | Direct Linear Ambient Luminaires | Standard | FALSE | [9 empty] | 42010 | Not Dimmable | Not Dimmable | NotYetVerified |  | 3 | 7133 | 92.4 | 77.26 | 12.75 | 0.9773 | 4131 | 85.54
PVYN6PTG | Aimlite Lighting Products | AimLite | VWP8-LA3-8/40K | Indoor Luminaires | Linear Ambient | Direct Linear Ambient Luminaires | Standard | FALSE | [9 empty] | 42010 | Not Dimmable | Not Dimmable | NotYetVerified |  | 3 | 14325 | 92.4 | 155 | 11.73 | 0.99 | 4131 | 85.54
P8RUPJ5N | Aimlite Lighting Products | AimLite | VWP8-LA2-8/40K | Indoor Luminaires | Linear Ambient | Direct Linear Ambient Luminaires | Standard | FALSE | [9 empty] | 42010 | Not Dimmable | Not Dimmable | NotYetVerified |  | 3 | 10913 | 96.2 | 113.4 | 11.32 | 0.99 | 4127 | 85.59
PQRWBKD8 | Aimlite Lighting Products | AimLite | VWP4-LA2-8/40K | Indoor Luminaires | Linear Ambient | Direct Linear Ambient Luminaires | Standard | FALSE | [9 empty] | 42010 | Not Dimmable | Not Dimmable | NotYetVerified |  | 3 | 5295 | 96.2 | 55 | 12.26 | 0.99 | 4127 | 85.57
PMG5EAEU | Aimlite Lighting Products | AimLite | VWP4-LA2-2/40K | Indoor Luminaires | Linear Ambient | Direct Linear Ambient Luminaires | Standard | FALSE | [9 empty] | 42010 | Not Dimmable | Not Dimmable | NotYetVerified |  | 3 | 5324 | 102.4 | 51.97 | 12.66 | 0.991 | 4115 | 85.58
PHSKD4KM | Aimlite Lighting Products | AimLite | VWP8-LA2-2/40K | Indoor Luminaires | Linear Ambient | Direct Linear Ambient Luminaires | Standard | FALSE | [9 empty] | 42010 | Not Dimmable | Not Dimmable | NotYetVerified |  | 3 | 10973 | 102.4 | 107.2 | 11.69 | 0.99 | 4115 | 85.58
PQ171UEW | Aimlite Lighting Products | AimLite | VWP8-LA1-2/40K | Indoor Luminaires | Linear Ambient | Direct Linear Ambient Luminaires | Standard | FALSE | [9 empty] | 42010 | Not Dimmable | Not Dimmable | NotYetVerified |  | 3 | 7709.3 | 105.1 | 73.4 | 15 | 0.996 | 4000 | 83
P2KWCQUD | Aimlite Lighting Products | AimLite | VWP4-LA3-2/40K | Indoor Luminaires | Linear Ambient | Direct Linear Ambient Luminaires | Standard | FALSE | [9 empty] | 42010 | Not Dimmable | Not Dimmable | NotYetVerified |  | 3 | 7125 | 97.1 | 73.37 | 15 | 0.996 | 4000 | 83
PND9EEQT | Aimlite Lighting Products | AimLite | VWP8-LA3-2/40K | Indoor Luminaires | Linear Ambient | Direct Linear Ambient Luminaires | Standard | FALSE | [9 empty] | 42010 | Not Dimmable | Not Dimmable | NotYetVerified |  | 3 | 14296 | 97.1 | 147.2 | 13.8 | 0.99 | 4000 | 83
P2MYM6SX | Dialight | Safesite | LT[DF]3B4M2Pxx | Indoor Luminaires | Linear Ambient | Direct Linear Ambient Luminaires | Standard | TRUE | 6595 | 100.6 | 65.6 | 12.8 | 0.937 | 5208 | 85.8 | 5 |  | 42006 |  |  | NotYetVerified |  | 3
PU8DGNWC | Xeleum Lighting | Xeleum Lighting | XAPG60-8030UN65X | Indoor Luminaires | Linear Ambient | Direct Linear Ambient Luminaires | Standard | TRUE | 6668.77 | 86.87 | 76.89 | 11.9 | 0.927 | 3039 | 83.8 | 5 | 50000 | 42006 |  |  | NotYetVerified |  | 3 | 6600 |  | 80 |  | 0.9 | 3000 | 80
PV83BW44 | Dialight | Safesite | LT[DF]3N4H2Dxx | Indoor Luminaires | Linear Ambient | Direct Linear Ambient Luminaires | Standard | TRUE | 5740 | 86.4 | 66.4 | 13.33 | 0.927 | 3905 | 85.1 | 5 |  | 42006 |  |  | NotYetVerified |  | 3
PVZ4CBFN | Dialight | Safesite | LT[DF]3B4D2Pxx | Indoor Luminaires | Linear Ambient | Direct Linear Ambient Luminaires | Standard | TRUE | 3518 | 105.6 | 33.3 | 14.38 | 0.919 | 5186 | 85.6 | 5 |  | 42006 |  |  | NotYetVerified |  | 3
P9594S1Y | Dialight | Durosite | LTM3N4B2Dxx | Indoor Luminaires | Linear Ambient | Direct Linear Ambient Luminaires | Standard | TRUE | 2925 | 84.4 | 34.6 | 14.992 | 0.915 | 3866 | 84.6 | 5 |  | 42006 |  |  | NotYetVerified |  | 3
P3YUR2TY | Xeleum Lighting | Xeleum Lighting | XAPG48-7030UN65X | Indoor Luminaires | Linear Ambient | Direct Linear Ambient Luminaires | Standard | TRUE | 5633.67 | 82.47 | 68.93 | 14.2 | 0.911 | 3114 | 83.1 | 5 | 50000 | 42006 |  |  | NotYetVerified |  | 3 | 5600 |  | 70 |  | 0.9 | 3000 | 80
PA9DUXFS | Xeleum Lighting | Xeleum Lighting | XAPG24-3030UN65X | Indoor Luminaires | Linear Ambient | Direct Linear Ambient Luminaires | Standard | TRUE | 2547.05 | 85.79 | 29.71 | 24.5 | 0.91 | 2984 | 83.8 | 5 | 50000 | 42006 |  |  | NotYetVerified |  | 3 | 2500 |  | 30 |  | 0.9 | 3000 | 80
PP3WTBKP | Dialight | Safesite | LP[DF]3B4M2Pxx | Indoor Luminaires | Linear Ambient | Direct Linear Ambient Luminaires | Standard | FALSE | [9 empty] | 42006 |  |  | NotYetVerified |  | 3 | 6600 | 98 | 67 | 15 | 0.9 | 5000 | 80
PKCBB3WU | Dialight | Durosite | LTM3B4M2Pxx | Indoor Luminaires | Linear Ambient | Direct Linear Ambient Luminaires | Standard | FALSE | [9 empty] | 42006 |  |  | NotYetVerified |  | 3 | 6600 | 98 | 67 | 15 | 0.9 | 5000 | 80
PAGCAQCS | Dialight | Durosite | LPM3B4M2Pxx | Indoor Luminaires | Linear Ambient | Direct Linear Ambient Luminaires | Standard | FALSE | [9 empty] | 42006 |  |  | NotYetVerified |  | 3 | 6600 | 98 | 67 | 15 | 0.9 | 5000 | 80
PZH7ZY6S | Dialight | Durosite | LPM3B4H2Dxx | Indoor Luminaires | Linear Ambient | Direct Linear Ambient Luminaires | Standard | FALSE | [9 empty] | 42006 |  |  | NotYetVerified |  | 3 | 6300 | 94 | 67 | 15 | 0.9 | 5000 | 80
PP8NKWBQ | Dialight | Safesite | LT[DF]3B4H2Dxx | Indoor Luminaires | Linear Ambient | Direct Linear Ambient Luminaires | Standard | FALSE | [9 empty] | 42006 |  |  | NotYetVerified |  | 3 | 6300 | 94 | 67 | 15 | 0.9 | 5000 | 80
P9S4EAKY | Dialight | Safesite | LP[DF]3B4H2Dxx | Indoor Luminaires | Linear Ambient | Direct Linear Ambient Luminaires | Standard | FALSE | [9 empty] | 42006 |  |  | NotYetVerified |  | 3 | 6300 | 94 | 67 | 15 | 0.9 | 5000 | 80
P6MYJ4UW | Dialight | Durosite | LTM3B4H2Dxx | Indoor Luminaires | Linear Ambient | Direct Linear Ambient Luminaires | Standard | FALSE | [9 empty] | 42006 |  |  | NotYetVerified |  | 3 | 6300 | 94 | 67 | 15 | 0.9 | 5000 | 80
PKHQSFZ9 | Dialight | Durosite | LPM3B4D2Pxx | Indoor Luminaires | Linear Ambient | Direct Linear Ambient Luminaires | Standard | FALSE | [9 empty] | 42006 |  |  | NotYetVerified |  | 3 | 3500 | 103 | 34 | 15 | 0.9 | 5000 | 80
P5B8MSDC | Dialight | Safesite | LP[DF]3B4D2Pxx | Indoor Luminaires | Linear Ambient | Direct Linear Ambient Luminaires | Standard | FALSE | [9 empty] | 42006 |  |  | NotYetVerified |  | 3 | 3500 | 103 | 34 | 15 | 0.9 | 5000 | 80
P54F5F8Q | Dialight | Durosite | LTM3B4D2Pxx | Indoor Luminaires | Linear Ambient | Direct Linear Ambient Luminaires | Standard | FALSE | [9 empty] | 42006 |  |  | NotYetVerified |  | 3 | 3500 | 103 | 34 | 15 | 0.9 | 5000 | 80
PS8SQ1K6 | Dialight | Safesite | LP[DF]3B4B2Dxx | Indoor Luminaires | Linear Ambient | Direct Linear Ambient Luminaires | Standard | FALSE | [9 empty] | 42006 |  |  | NotYetVerified |  | 3 | 3300 | 97 | 34 | 15 | 0.9 | 5000 | 80
PHN1P7Q6 | Dialight | Safesite | LT[DF]3B4B2Dxx | Indoor Luminaires | Linear Ambient | Direct Linear Ambient Luminaires | Standard | FALSE | [9 empty] | 42006 |  |  | NotYetVerified |  | 3 | 3300 | 97 | 34 | 15 | 0.9 | 5000 | 80
PCNRDK1B | Dialight | Durosite | LTM3B4B2Dxx | Indoor Luminaires | Linear Ambient | Direct Linear Ambient Luminaires | Standard | FALSE | [9 empty] | 42006 |  |  | NotYetVerified |  | 3 | 3300 | 97 | 34 | 15 | 0.9 | 5000 | 80
P3UD4EF3 | Dialight | Durosite | LPM3B4B2Dxx | Indoor Luminaires | Linear Ambient | Direct Linear Ambient Luminaires | Standard | FALSE | [9 empty] | 42006 |  |  | NotYetVerified |  | 3 | 3300 | 97 | 34 | 15 | 0.9 | 5000 | 80
PM466QS6 | Dialight | Durosite | LTM3N4M2Pxx | Indoor Luminaires | Linear Ambient | Direct Linear Ambient Luminaires | Standard | FALSE | [9 empty] | 42006 |  |  | NotYetVerified |  | 3 | 6300 | 94 | 67 | 15 | 0.9 | 4000 | 80
PD8AWWJV | Dialight | Safesite | LT[DF]3N4M2Pxx | Indoor Luminaires | Linear Ambient | Direct Linear Ambient Luminaires | Standard | FALSE | [9 empty] | 42006 |  |  | NotYetVerified |  | 3 | 6300 | 94 | 67 | 15 | 0.9 | 4000 | 80
PCDH692B | Dialight | Durosite | LPM3N4M2Pxx | Indoor Luminaires | Linear Ambient | Direct Linear Ambient Luminaires | Standard | FALSE | [9 empty] | 42006 |  |  | NotYetVerified |  | 3 | 6300 | 94 | 67 | 15 | 0.9 | 4000 | 80
P687B2NC | Dialight | Safesite | LP[DF]3N4M2Pxx | Indoor Luminaires | Linear Ambient | Direct Linear Ambient Luminaires | Standard | FALSE | [9 empty] | 42006 |  |  | NotYetVerified |  | 3 | 6300 | 94 | 67 | 15 | 0.9 | 4000 | 80
PYGHPEJ7 | Dialight | Durosite | LPM3N4H2Dxx | Indoor Luminaires | Linear Ambient | Direct Linear Ambient Luminaires | Standard | FALSE | [9 empty] | 42006 |  |  | NotYetVerified |  | 3 | 5750 | 85 | 67 | 15 | 0.9 | 4000 | 80
PUSERB7S | Dialight | Durosite | LTM3N4H2Dxx | Indoor Luminaires | Linear Ambient | Direct Linear Ambient Luminaires | Standard | FALSE | [9 empty] | 42006 |  |  | NotYetVerified |  | 3 | 5750 | 85 | 67 | 15 | 0.9 | 4000 | 80
PQYFZ8B2 | Dialight | Safesite | LP[DF]3N4H2Dxx | Indoor Luminaires | Linear Ambient | Direct Linear Ambient Luminaires | Standard | FALSE | [9 empty] | 42006 |  |  | NotYetVerified |  | 3 | 5750 | 85 | 67 | 15 | 0.9 | 4000 | 80
PR87JT5Q | Dialight | Safesite | LP[DF]3N4D2Pxx | Indoor Luminaires | Linear Ambient | Direct Linear Ambient Luminaires | Standard | FALSE | [9 empty] | 42006 |  |  | NotYetVerified |  | 3 | 3300 | 97 | 34 | 15 | 0.9 | 4000 | 80
PFKTZBZ2 | Dialight | Durosite | LPM3N4D2Pxx | Indoor Luminaires | Linear Ambient | Direct Linear Ambient Luminaires | Standard | FALSE | [9 empty] | 42006 |  |  | NotYetVerified |  | 3 | 3300 | 97 | 34 | 15 | 0.9 | 4000 | 80
PAYKAGFT | Dialight | Durosite | LTM3N4D2Pxx | Indoor Luminaires | Linear Ambient | Direct Linear Ambient Luminaires | Standard | FALSE | [9 empty] | 42006 |  |  | NotYetVerified |  | 3 | 3300 | 97 | 34 | 15 | 0.9 | 4000 | 80
PARZPTBE | Dialight | Safesite | LT[DF]3N4D2Pxx | Indoor Luminaires | Linear Ambient | Direct Linear Ambient Luminaires | Standard | FALSE | [9 empty] | 42006 |  |  | NotYetVerified |  | 3 | 3300 | 97 | 34 | 15 | 0.9 | 4000 | 80
PPESH2EP | Dialight | Safesite | LP[DF]3N4B2Dxx | Indoor Luminaires | Linear Ambient | Direct Linear Ambient Luminaires | Standard | FALSE | [9 empty] | 42006 |  |  | NotYetVerified |  | 3 | 3000 | 88 | 34 | 15 | 0.9 | 4000 | 80
PMTPCVDZ | Dialight | Durosite | LPM3N4B2Dxx | Indoor Luminaires | Linear Ambient | Direct Linear Ambient Luminaires | Standard | FALSE | [9 empty] | 42006 |  |  | NotYetVerified |  | 3 | 3000 | 88 | 34 | 15 | 0.9 | 4000 | 80
PMT5BURH | Dialight | Safesite | LT[DF]3N4B2Dxx | Indoor Luminaires | Linear Ambient | Direct Linear Ambient Luminaires | Standard | FALSE | [9 empty] | 42006 |  |  | NotYetVerified |  | 3 | 3000 | 88 | 34 | 15 | 0.9 | 4000 | 80
PPCB4FEE | Energetic Lighting Inc. | Energetic | ELYSL-313C | Indoor Luminaires | Linear Ambient | Direct Linear Ambient Luminaires | Standard | TRUE | 5442.9 | 116.75 | 46.62 | 9.94 | 0.9261 | 3996 | 83 | 5 | 50000 | 41996 |  |  | No | Updated on 12/13/2016 | 4.1 | 5442.9 | 116.75 | 46.62 | 9.94 | 0.9261 | 4000 | 83
PZ8Q6TZQ | Energetic Lighting Inc. | Energetic | ELYWL-301C | Indoor Luminaires | Linear Ambient | Direct Linear Ambient Luminaires | Standard | TRUE | 3427.6 | 93.9 | 36.52 | 15.16 | 0.8892 | 4021 | 82.6 | 5 | 50000 | 41996 |  |  | NotYetVerified |  | 3 | 3400 | 100 | 40 |  |  | 4000 | 82
P1KW86PY6 | MLS Co. LTD | MLS | MT5S02-6 (Frosted) | Indoor Luminaires | Linear Ambient | Direct Linear Ambient Luminaires | Standard | TRUE | 1135 | 89.8 | 12.91 | 13.93 | 0.8837 | 2932 | 82.1 | 5 | 50000 | 41995 |  |  | NotYetVerified |  | 3 | 1100 | 90 | 12 |  | 0.87 | 3000 | 80
PR1DVQBF4 | MLS Co. LTD | MLS | MT5S02 (Frosted) | Indoor Luminaires | Linear Ambient | Direct Linear Ambient Luminaires | Standard | TRUE | 1699.3 | 93.1 | 19.17 | 18.64 | 0.8797 | 2955 | 82.3 | 5 | 50000 | 41995 |  |  | NotYetVerified |  | 3 | 1735 | 93.1 | 19 |  | 0.9 | 3000 | 80
PEZ4S31WG | MLS Co. LTD | MLS | MT5S02-9 (Frosted Lens) | Indoor Luminaires | Linear Ambient | Direct Linear Ambient Luminaires | Standard | TRUE | 1308 | 90.1 | 14.6 | 14.6 | 0.8726 | 2940 | 82.4 | 5 | 50000 | 41995 |  |  | NotYetVerified |  | 3 | 1300 | 99 | 14 |  | 0.87 | 3000 | 80
PG7GTNV79 | MLS Co. LTD | MLS | MT5Z02 (Frosted) | Indoor Luminaires | Linear Ambient | Direct Linear Ambient Luminaires | Standard | FALSE | [9 empty] | 41995 |  |  | NotYetVerified |  | 3 | 1800 | 100 | 19 |  | 0.9 | 5000 | 80
PMNTFVDFK | MLS Co. LTD | MLS | MT5Z02-9 (Frosted Lens) | Indoor Luminaires | Linear Ambient | Direct Linear Ambient Luminaires | Standard | FALSE | [9 empty] | 41995 |  |  | NotYetVerified |  | 3 | 1400 | 100 | 14 |  | 0.87 | 5000 | 80
PZ3QET18V | MLS Co. LTD | MLS | MT5Z02-6 (Frosted) | Indoor Luminaires | Linear Ambient | Direct Linear Ambient Luminaires | Standard | FALSE | [9 empty] | 41995 |  |  | NotYetVerified |  | 3 | 1100 | 100 | 12 |  | 0.87 | 5000 | 80
P1X37BW6C | MLS Co. LTD | MLS | MT5N02 (Frosted) | Indoor Luminaires | Linear Ambient | Direct Linear Ambient Luminaires | Standard | FALSE | [9 empty] | 41995 |  |  | NotYetVerified |  | 3 | 1800 | 100 | 19 |  | 0.9 | 4000 | 80
PPYX1PPBC | MLS Co. LTD | MLS | MT5N02-9 (Frosted Lens) | Indoor Luminaires | Linear Ambient | Direct Linear Ambient Luminaires | Standard | FALSE | [9 empty] | 41995 |  |  | NotYetVerified |  | 3 | 1400 | 100 | 14 |  | 0.87 | 4000 | 80
P2S95WECA | MLS Co. LTD | MLS | MT5N02-6 (Frosted) | Indoor Luminaires | Linear Ambient | Direct Linear Ambient Luminaires | Standard | FALSE | [9 empty] | 41995 |  |  | NotYetVerified |  | 3 | 1100 | 100 | 12 |  | 0.87 | 4000 | 80
PB3SP4HW5 | MLS Co. LTD | MLS | MT5S02-9-35 (Frosted Lens) | Indoor Luminaires | Linear Ambient | Direct Linear Ambient Luminaires | Standard | FALSE | [9 empty] | 41995 |  |  | NotYetVerified |  | 3 | 1300 | 100 | 14 |  | 0.87 | 3500 | 80
PT153TZG7 | MLS Co. LTD | MLS | MT5S02-6-35 (Frosted) | Indoor Luminaires | Linear Ambient | Direct Linear Ambient Luminaires | Standard | FALSE | [9 empty] | 41995 |  |  | NotYetVerified |  | 3 | 1100 | 90 | 12 |  | 0.87 | 3500 | 80
P2FJT6V9 | Pozeen LED LTD | Pozeen | RKBP1430HU35K | Indoor Luminaires | Linear Ambient | Direct Linear Ambient Luminaires | Standard | TRUE | 2754.9 | 94.54 | 29.14 | 14.83 | 0.92 | 3457 | 83.5 | 5 |  | 41990 |  |  | NotYetVerified |  | 3 | 2700 | 90 | 30 |  |  | 3500 | 83
PGDSC9JE | Pozeen LED LTD | Pozeen | RKBP1418HU35K | Indoor Luminaires | Linear Ambient | Direct Linear Ambient Luminaires | Standard | TRUE | 1531 | 90.97 | 16.83 | 14.72 | 0.918 | 3465 | 83.7 | 5 |  | 41990 |  |  | NotYetVerified |  | 3 | 1531 | 90 | 18 |  |  | 3500 | 83
P1K4JXEKY | Shenzhen FYT LED Co. Ltd | FYTLED | FYT-T150W | Indoor Luminaires | Linear Ambient | Direct Linear Ambient Luminaires | Standard | TRUE | 15246 | 102.66 | 148.55 | 14.29 | 0.9086 | 4190 | 86.9 | 5 | 50000 | 41990 |  |  | NotYetVerified | 277V Only Qualified | 3 | 13500 | 90 | 150 | 20 | 0.9 | 4000 | 80
PW782DFW | Pozeen LED LTD | Pozeen | RKBP1430HU50K | Indoor Luminaires | Linear Ambient | Direct Linear Ambient Luminaires | Standard | FALSE | [9 empty] | 41990 |  |  | NotYetVerified |  | 3 | 3000 | 100 | 30 |  |  | 5000 | 84
P4569F8R | Pozeen LED LTD | Pozeen | RKBP1418HU50K | Indoor Luminaires | Linear Ambient | Direct Linear Ambient Luminaires | Standard | FALSE | [9 empty] | 41990 |  |  | NotYetVerified |  | 3 | 1624 | 95 | 18 |  |  | 5000 | 82
P3WYN4KZ | Pozeen LED LTD | Pozeen | RKBP1430HU40K | Indoor Luminaires | Linear Ambient | Direct Linear Ambient Luminaires | Standard | FALSE | [9 empty] | 41990 |  |  | NotYetVerified |  | 3 | 2700 | 90 | 30 |  |  | 4000 | 83
PY5EWXTQ | Pozeen LED LTD | Pozeen | RKBP1418HU40K | Indoor Luminaires | Linear Ambient | Direct Linear Ambient Luminaires | Standard | FALSE | [9 empty] | 41990 |  |  | NotYetVerified |  | 3 | 1531 | 90 | 18 |  |  | 4000 | 83
PD65RPYYT | SeeLuce | SKYLER | SLN4F25-4180N-I1 | Indoor Luminaires | Linear Ambient | Direct Linear Ambient Luminaires | Standard | TRUE | 3001.3 | 113.9 | 26.35 | 11.93 | 0.92 | 3877 | 84 | 5 |  | 41988 |  |  | NotYetVerified |  | 3 | 3001.26 | 113.9 | 26.35 | 20 | 0.995 | 3876.9 | 84
PY9TA9QA5 | SeeLuce | SKYLER | SLN4F25-5080N-I1 | Indoor Luminaires | Linear Ambient | Direct Linear Ambient Luminaires | Standard | TRUE | 2965.51 | 111.36 | 26.63 | 12.4 | 0.918 | 5287.7 | 86.2 | 5 |  | 41988 |  |  | NotYetVerified |  | 3 | 2965.51 | 111.36 | 26.63 | 20 | 0.995 | 5287.7 | 86.2
PB1YV2AQX | Atlas Lighting Products | Atlas Lighting Products Inc. | ILW25LED2D | Indoor Luminaires | Linear Ambient | Direct Linear Ambient Luminaires | Premium | TRUE | 3092 | 127.51 | 24.25 | 11.42 | 0.951 | 4542 | 84.5 | 5 | 200000 | 41984 |  |  | Yes | Updated on 3/27/2017 | 4.1 | 3092 | 127.5 | 24.25 | 11.42 | 0.95 | 4542 | 84.5
PYU5BQ5W | Focal Point | Twelve LED | FTWLS-aa-1250LF-30K-1C-WWW-LD1-ZZZ-YYY-XX-4 | Indoor Luminaires | Linear Ambient | Linear Ambient Luminaires w/ Indirect component | Standard | TRUE | 4593 | 101 | 25.89 | 14.4 | 0.961 | 3066 | 83.3 | 5 | 50000 | 41983 |  |  | NotYetVerified |  | 3 | 4593 | 100.95 | 45.5 | 13.9 | 0.937 | 3000 | 83.3
PNQ1RJY9 | Focal Point | Twelve LED | FTWLS-aa-750LF-40K-1C-WWW-LD1-ZZZ-YYY-XX-4 | Indoor Luminaires | Linear Ambient | Linear Ambient Luminaires w/ Indirect component | Standard | TRUE | 2949 | 114 | 25.77 | 11.9 | 0.937 | 3986 | 82.2 | 5 | 50000 | 41983 |  |  | NotYetVerified |  | 3 | 2949 | 113.88 | 25.9 | 13.9 | 0.937 | 4000 | 82.2
PHBNCN8M | Focal Point | Twelve LED | FTWLS-aa-750LF-30K-1C-WWW-LD1-ZZZ-YYY-XX-4 | Indoor Luminaires | Linear Ambient | Linear Ambient Luminaires w/ Indirect component | Standard | TRUE | 2676 | 103.3 | 25.89 | 11.9 | 0.937 | 3066 | 83.3 | 5 | 50000 | 41983 |  |  | NotYetVerified |  | 3 | 2676 | 103.33 | 25.9 | 13.9 | 0.937 | 3000 | 83.3
PG9XUZ74 | Philips Day-Brite | Philips Day-Brite | DWAE51L835-4-UNV-[MD360W] | Indoor Luminaires | Linear Ambient | Direct Linear Ambient Luminaires | Standard | FALSE | [9 empty] | 41983 |  |  | Yes | Product updated on 3/8/2017 | 4.1 | 4962.72 | 124.69 | 39.8 | 20 | 0.9 | 3500 | 80
P197CHX1 | Philips Day-Brite | Philips Day-Brite | DWAE35L835-4-UNV-[MD360W] | Indoor Luminaires | Linear Ambient | Direct Linear Ambient Luminaires | Standard | FALSE | [9 empty] | 41983 |  |  | Yes | Product updated on 3/8/2017 | 4.1 | 3516.24 | 130.23 | 27 | 20 | 0.9 | 3500 | 80
PFXG938V | Philips Day-Brite | Philips Day-Brite | DWAE51L850-8-UNV-SDIM-[MD360W] | Indoor Luminaires | Linear Ambient | Direct Linear Ambient Luminaires | Standard | FALSE | [9 empty] | 41983 |  |  | Yes | Product updated on 3/8/2017 | 4.1 | 10229.28 | 127.87 | 80 | 20 | 0.9 | 5000 | 80
PXV7V958 | Philips Day-Brite | Philips Day-Brite | V2WLE51L850-4-UNV-[MD360W] | Indoor Luminaires | Linear Ambient | Direct Linear Ambient Luminaires | Standard | FALSE | [9 empty] | 41983 |  |  | Yes | Product updated on 3/8/2017 | 4.1 | 4910.05 | 123.37 | 39.8 | 20 | 0.9 | 5000 | 80
PV2D9Y6Y | Philips Day-Brite | Philips Day-Brite | V2WPE51L850-4-UNV-[MD360W] | Indoor Luminaires | Linear Ambient | Direct Linear Ambient Luminaires | Standard | FALSE | [9 empty] | 41983 |  |  | Yes | Product updated on 3/8/2017 | 4.1 | 4654.32 | 116.94 | 39.8 | 20 | 0.9 | 5000 | 80
P9SCXDM5 | Philips Day-Brite | Philips Day-Brite | DWAE43L850-4-UNV-SDIM-[MD360W] | Indoor Luminaires | Linear Ambient | Direct Linear Ambient Luminaires | Standard | FALSE | [9 empty] | 41983 |  |  | Yes | Product updated on 3/8/2017 | 4.1 | 4365.22 | 128.39 | 34 | 20 | 0.9 | 5000 | 80
P1EJNXQ1 | Philips Day-Brite | Philips Day-Brite | V2WAE43L850-4-UNV-SDIM-[MD360W] | Indoor Luminaires | Linear Ambient | Direct Linear Ambient Luminaires | Standard | FALSE | [9 empty] | 41983 |  |  | Yes | Product updated on 3/8/2017 | 4.1 | 4365.22 | 128.39 | 34 | 20 | 0.9 | 5000 | 80
PD1QGSZM | Philips Day-Brite | Philips Day-Brite | V2WLE43L850-4-UNV-SDIM-[MD360W] | Indoor Luminaires | Linear Ambient | Direct Linear Ambient Luminaires | Standard | FALSE | [9 empty] | 41983 |  |  | Yes | Product updated on 3/8/2017 | 4.1 | 4190.61 | 123.25 | 34 | 20 | 0.9 | 5000 | 80
P2AK886W | Philips Day-Brite | Philips Day-Brite | V2WPE43L850-4-UNV-SDIM-[MD360W] | Indoor Luminaires | Linear Ambient | Direct Linear Ambient Luminaires | Standard | FALSE | [9 empty] | 41983 |  |  | Yes | Product updated on 3/8/2017 | 4.1 | 3972.35 | 116.83 | 34 | 20 | 0.9 | 5000 | 80
PCUXHX2D | Philips Day-Brite | Philips Day-Brite | DWAE70L850-8-UNV-[MD360W] | Indoor Luminaires | Linear Ambient | Direct Linear Ambient Luminaires | Standard | FALSE | [9 empty] | 41983 |  |  | Yes | Product updated on 3/8/2017 | 4.1 | 14154.14 | 125.04 | 113.2 | 20 | 0.9 | 5000 | 80
PBHJBWFX | Philips Day-Brite | Philips Day-Brite | V2WAE70L850-8-UNV-[MD360W] | Indoor Luminaires | Linear Ambient | Direct Linear Ambient Luminaires | Standard | FALSE | [9 empty] | 41983 |  |  | Yes | Product updated on 3/8/2017 | 4.1 | 13780.44 | 121.74 | 113.2 | 20 | 0.9 | 5000 | 80
PF28AVW3 | Philips Day-Brite | Philips Day-Brite | V2WLE70L850-8-UNV-[MD360W] | Indoor Luminaires | Linear Ambient | Direct Linear Ambient Luminaires | Standard | FALSE | [9 empty] | 41983 |  |  | Yes | Product updated on 3/8/2017 | 4.1 | 13229.22 | 116.87 | 113.2 | 20 | 0.9 | 5000 | 80
PCYB1N3T | Philips Day-Brite | Philips Day-Brite | V2WPE70L850-8-UNV-[MD360W] | Indoor Luminaires | Linear Ambient | Direct Linear Ambient Luminaires | Standard | FALSE | [9 empty] | 41983 |  |  | Yes | Product updated on 3/8/2017 | 4.1 | 12879.52 | 113.78 | 113.2 | 20 | 0.9 | 5000 | 80
PSSGU1GW | Philips Day-Brite | Philips Day-Brite | V2WAE51L850-8-UNV-[MD360W] | Indoor Luminaires | Linear Ambient | Direct Linear Ambient Luminaires | Standard | FALSE | [9 empty] | 41983 |  |  | Yes | Product updated on 3/8/2017 | 4.1 | 10229.28 | 128.51 | 79.6 | 20 | 0.9 | 5000 | 80
PHFVS79V | Philips Day-Brite | Philips Day-Brite | V2WAE51L850-8-UNV-SDIM-[MD360W] | Indoor Luminaires | Linear Ambient | Direct Linear Ambient Luminaires | Standard | FALSE | [9 empty] | 41983 |  |  | Yes | Product updated on 3/8/2017 | 4.1 | 10229.28 | 127.87 | 80 | 20 | 0.9 | 5000 | 80
P2A7Z5BZ | Philips Day-Brite | Philips Day-Brite | DWAE51L850-8-UNV-[MD360W] | Indoor Luminaires | Linear Ambient | Direct Linear Ambient Luminaires | Standard | FALSE | [9 empty] | 41983 |  |  | Yes | Product updated on 3/8/2017 | 4.1 | 10229.28 | 128.51 | 79.6 | 20 | 0.9 | 5000 | 80
PZE4HM8W | Philips Day-Brite | Philips Day-Brite | V2WLE51L850-4-UNV-SDIM-[MD360W] | Indoor Luminaires | Linear Ambient | Direct Linear Ambient Luminaires | Standard | FALSE | [9 empty] | 41983 |  |  | Yes | Product updated on 3/8/2017 | 4.1 | 4910.05 | 122.75 | 40 | 20 | 0.9 | 5000 | 80
PD8ERQ2R | Philips Day-Brite | Philips Day-Brite | V2WPE51L850-4-UNV-SDIM-[MD360W] | Indoor Luminaires | Linear Ambient | Direct Linear Ambient Luminaires | Standard | FALSE | [9 empty] | 41983 |  |  | Yes | Product updated on 3/8/2017 | 4.1 | 4654.32 | 116.36 | 40 | 20 | 0.9 | 5000 | 80
PM9HWFTP | Philips Day-Brite | Philips Day-Brite | DWAE43L850-4-UNV-[MD360W] | Indoor Luminaires | Linear Ambient | Direct Linear Ambient Luminaires | Standard | FALSE | [9 empty] | 41983 |  |  | Yes | Product updated on 3/8/2017 | 4.1 | 4365.22 | 129.15 | 33.8 | 20 | 0.9 | 5000 | 80
PEJ5XNEQ | Philips Day-Brite | Philips Day-Brite | V2WAE43L850-4-UNV-[MD360W] | Indoor Luminaires | Linear Ambient | Direct Linear Ambient Luminaires | Standard | FALSE | [9 empty] | 41983 |  |  | Yes | Product updated on 3/8/2017 | 4.1 | 4365.22 | 129.15 | 33.8 | 20 | 0.9 | 5000 | 80
PAMJ7VZV | Philips Day-Brite | Philips Day-Brite | V2WLE43L850-4-UNV-[MD360W] | Indoor Luminaires | Linear Ambient | Direct Linear Ambient Luminaires | Standard | FALSE | [9 empty] | 41983 |  |  | Yes | Product updated on 3/8/2017 | 4.1 | 4190.61 | 123.98 | 33.8 | 20 | 0.9 | 5000 | 80
PB96V9F2 | Philips Day-Brite | Philips Day-Brite | V2WPE43L850-4-UNV-[MD360W] | Indoor Luminaires | Linear Ambient | Direct Linear Ambient Luminaires | Standard | FALSE | [9 empty] | 41983 |  |  | Yes | Product updated on 3/8/2017 | 4.1 | 3972.35 | 117.53 | 33.8 | 20 | 0.9 | 5000 | 80
PQZEG898 | Philips Day-Brite | Philips Day-Brite | DWAE35L850-4-UNV-[MD360W] | Indoor Luminaires | Linear Ambient | Direct Linear Ambient Luminaires | Standard | FALSE | [9 empty] | 41983 |  |  | Yes | Product updated on 3/8/2017 | 4.1 | 3623.88 | 134.22 | 27 | 20 | 0.9 | 5000 | 80
PBVFX55R | Philips Day-Brite | Philips Day-Brite | V2WAE35L850-4-UNV-[MD360W] | Indoor Luminaires | Linear Ambient | Direct Linear Ambient Luminaires | Standard | FALSE | [9 empty] | 41983 |  |  | Yes | Product updated on 3/8/2017 | 4.1 | 3623.88 | 134.22 | 27 | 20 | 0.9 | 5000 | 80
P86P8CXR | Philips Day-Brite | Philips Day-Brite | V2WLE35L850-4-UNV-[MD360W] | Indoor Luminaires | Linear Ambient | Direct Linear Ambient Luminaires | Standard | FALSE | [9 empty] | 41983 |  |  | Yes | Product updated on 3/8/2017 | 4.1 | 3478.92 | 128.85 | 27 | 20 | 0.9 | 5000 | 80
PAPTJ4R6 | Philips Day-Brite | Philips Day-Brite | V2WPE35L850-4-UNV-[MD360W] | Indoor Luminaires | Linear Ambient | Direct Linear Ambient Luminaires | Standard | FALSE | [9 empty] | 41983 |  |  | Yes | Product updated on 3/8/2017 | 4.1 | 3297.73 | 122.14 | 27 | 20 | 0.9 | 5000 | 80
PHVZU71E | Philips Day-Brite | Philips Day-Brite | DWAE51L840-8-UNV-SDIM-[MD360W] | Indoor Luminaires | Linear Ambient | Direct Linear Ambient Luminaires | Standard | FALSE | [9 empty] | 41983 |  |  | Yes | Product updated on 3/8/2017 | 4.1 | 10128 | 126.6 | 80 | 20 | 0.9 | 4000 | 80
PF7YXCSA | Philips Day-Brite | Philips Day-Brite | V2WAE51L840-8-UNV-SDIM-[MD360W] | Indoor Luminaires | Linear Ambient | Direct Linear Ambient Luminaires | Standard | FALSE | [9 empty] | 41983 |  |  | Yes | Product updated on 3/8/2017 | 4.1 | 10128 | 126.6 | 80 | 20 | 0.9 | 4000 | 80
PAPD46P6 | Philips Day-Brite | Philips Day-Brite | V2WLE51L840-4-UNV-[MD360W] | Indoor Luminaires | Linear Ambient | Direct Linear Ambient Luminaires | Standard | FALSE | [9 empty] | 41983 |  |  | Yes | Product updated on 3/8/2017 | 4.1 | 4861.44 | 122.15 | 39.8 | 20 | 0.9 | 4000 | 80
PA5JT7KG | Philips Day-Brite | Philips Day-Brite | V2WLE51L840-4-UNV-SDIM-[MD360W] | Indoor Luminaires | Linear Ambient | Direct Linear Ambient Luminaires | Standard | FALSE | [9 empty] | 41983 |  |  | Yes | Product updated on 3/8/2017 | 4.1 | 4861.44 | 121.54 | 40 | 20 | 0.9 | 4000 | 80
PN1U7KPB | Philips Day-Brite | Philips Day-Brite | V2WPE51L840-4-UNV-SDIM-[MD360W] | Indoor Luminaires | Linear Ambient | Direct Linear Ambient Luminaires | Standard | FALSE | [9 empty] | 41983 |  |  | Yes | Product updated on 3/8/2017 | 4.1 | 4608.24 | 115.21 | 40 | 20 | 0.9 | 4000 | 80
P25SBSV6 | Philips Day-Brite | Philips Day-Brite | V2WPE51L840-4-UNV-[MD360W] | Indoor Luminaires | Linear Ambient | Direct Linear Ambient Luminaires | Standard | FALSE | [9 empty] | 41983 |  |  | Yes | Product updated on 3/8/2017 | 4.1 | 4608.24 | 115.78 | 39.8 | 20 | 0.9 | 4000 | 80
PKB2ZUJ3 | Philips Day-Brite | Philips Day-Brite | V2WAE43L840-4-UNV-SDIM-[MD360W] | Indoor Luminaires | Linear Ambient | Direct Linear Ambient Luminaires | Standard | FALSE | [9 empty] | 41983 |  |  | Yes | Product updated on 3/8/2017 | 4.1 | 4322 | 127.12 | 34 | 20 | 0.9 | 4000 | 80
PCHV7AHZ | Philips Day-Brite | Philips Day-Brite | DWAE43L840-4-UNV-SDIM-[MD360W] | Indoor Luminaires | Linear Ambient | Direct Linear Ambient Luminaires | Standard | FALSE | [9 empty] | 41983 |  |  | Yes | Product updated on 3/8/2017 | 4.1 | 4322 | 127.12 | 34 | 20 | 0.9 | 4000 | 80
P86WYJJ3 | Philips Day-Brite | Philips Day-Brite | V2WLE43L840-4-UNV-SDIM-[MD360W] | Indoor Luminaires | Linear Ambient | Direct Linear Ambient Luminaires | Standard | FALSE | [9 empty] | 41983 |  |  | Yes | Product updated on 3/8/2017 | 4.1 | 4149.12 | 122.03 | 34 | 20 | 0.9 | 4000 | 80
PK8PAY5C | Philips Day-Brite | Philips Day-Brite | V2WPE43L840-4-UNV-SDIM-[MD360W] | Indoor Luminaires | Linear Ambient | Direct Linear Ambient Luminaires | Standard | FALSE | [9 empty] | 41983 |  |  | Yes | Product updated on 3/8/2017 | 4.1 | 3933.02 | 115.68 | 34 | 20 | 0.9 | 4000 | 80
PNJSDBUZ | Philips Day-Brite | Philips Day-Brite | DWAE70L840-8-UNV-[MD360W] | Indoor Luminaires | Linear Ambient | Direct Linear Ambient Luminaires | Standard | FALSE | [9 empty] | 41983 |  |  | Yes | Product updated on 3/8/2017 | 4.1 | 14014 | 123.8 | 113.2 | 20 | 0.9 | 4000 | 80
PHCPDZH4 | Philips Day-Brite | Philips Day-Brite | V2WAE70L840-8-UNV-[MD360W] | Indoor Luminaires | Linear Ambient | Direct Linear Ambient Luminaires | Standard | FALSE | [9 empty] | 41983 |  |  | Yes | Product updated on 3/8/2017 | 4.1 | 13644 | 120.53 | 113.2 | 20 | 0.9 | 4000 | 80
PQR12KSJ | Philips Day-Brite | Philips Day-Brite | V2WLE70L840-8-UNV-[MD360W] | Indoor Luminaires | Linear Ambient | Direct Linear Ambient Luminaires | Standard | FALSE | [9 empty] | 41983 |  |  | Yes | Product updated on 3/8/2017 | 4.1 | 13098.24 | 115.71 | 113.2 | 20 | 0.9 | 4000 | 80
PM6DSWE6 | Philips Day-Brite | Philips Day-Brite | V2WPE70L840-8-UNV-[MD360W] | Indoor Luminaires | Linear Ambient | Direct Linear Ambient Luminaires | Standard | FALSE | [9 empty] | 41983 |  |  | Yes | Product updated on 3/8/2017 | 4.1 | 12752 | 112.65 | 113.2 | 20 | 0.9 | 4000 | 80
PZ936XVE | Philips Day-Brite | Philips Day-Brite | V2WAE51L840-8-UNV-[MD360W] | Indoor Luminaires | Linear Ambient | Direct Linear Ambient Luminaires | Standard | FALSE | [9 empty] | 41983 |  |  | Yes | Product updated on 3/8/2017 | 4.1 | 10128 | 127.24 | 79.6 | 20 | 0.9 | 4000 | 80
P6MFBBCK | Philips Day-Brite | Philips Day-Brite | DWAE51L840-8-UNV-[MD360W] | Indoor Luminaires | Linear Ambient | Direct Linear Ambient Luminaires | Standard | FALSE | [9 empty] | 41983 |  |  | Yes | Product updated on 3/8/2017 | 4.1 | 10128 | 127.24 | 79.6 | 20 | 0.9 | 4000 | 80
P56WRV7V | Philips Day-Brite | Philips Day-Brite | V2WAE43L840-4-UNV-[MD360W] | Indoor Luminaires | Linear Ambient | Direct Linear Ambient Luminaires | Standard | FALSE | [9 empty] | 41983 |  |  | Yes | Product updated on 3/8/2017 | 4.1 | 4322 | 127.87 | 33.8 | 20 | 0.9 | 4000 | 80
P45D6V3W | Philips Day-Brite | Philips Day-Brite | DWAE43L840-4-UNV-[MD360W] | Indoor Luminaires | Linear Ambient | Direct Linear Ambient Luminaires | Standard | FALSE | [9 empty] | 41983 |  |  | Yes | Product updated on 3/8/2017 | 4.1 | 4322 | 127.87 | 33.8 | 20 | 0.9 | 4000 | 80
P6XPG85Y | Philips Day-Brite | Philips Day-Brite | V2WLE43L840-4-UNV-[MD360W] | Indoor Luminaires | Linear Ambient | Direct Linear Ambient Luminaires | Standard | FALSE | [9 empty] | 41983 |  |  | Yes | Product updated on 3/8/2017 | 4.1 | 4149.12 | 122.76 | 33.8 | 20 | 0.9 | 4000 | 80
PZVA1YTA | Philips Day-Brite | Philips Day-Brite | V2WPE43L840-4-UNV-[MD360W] | Indoor Luminaires | Linear Ambient | Direct Linear Ambient Luminaires | Standard | FALSE | [9 empty] | 41983 |  |  | Yes | Product updated on 3/8/2017 | 4.1 | 3933.02 | 116.36 | 33.8 | 20 | 0.9 | 4000 | 80
PAKA421D | Philips Day-Brite | Philips Day-Brite | V2WAE35L840-4-UNV-[MD360W] | Indoor Luminaires | Linear Ambient | Direct Linear Ambient Luminaires | Standard | FALSE | [9 empty] | 41983 |  |  | Yes | Product updated on 3/8/2017 | 4.1 | 3588 | 132.89 | 27 | 20 | 0.9 | 4000 | 80
P6C6XURE | Philips Day-Brite | Philips Day-Brite | DWAE35L840-4-UNV-[MD360W] | Indoor Luminaires | Linear Ambient | Direct Linear Ambient Luminaires | Standard | FALSE | [9 empty] | 41983 |  |  | Yes | Product updated on 3/8/2017 | 4.1 | 3588 | 132.89 | 27 | 20 | 0.9 | 4000 | 80
P4JWJQRE | Philips Day-Brite | Philips Day-Brite | V2WLE35L840-4-UNV-[MD360W] | Indoor Luminaires | Linear Ambient | Direct Linear Ambient Luminaires | Standard | FALSE | [9 empty] | 41983 |  |  | Yes | Product updated on 3/8/2017 | 4.1 | 3444.48 | 127.57 | 27 | 20 | 0.9 | 4000 | 80
PMNBMFFM | Philips Day-Brite | Philips Day-Brite | V2WPE35L840-4-UNV-[MD360W] | Indoor Luminaires | Linear Ambient | Direct Linear Ambient Luminaires | Standard | FALSE | [9 empty] | 41983 |  |  | Yes | Product updated on 3/8/2017 | 4.1 | 3265.08 | 120.93 | 27 | 20 | 0.9 | 4000 | 80
PXHW47HV | Philips Day-Brite | Philips Day-Brite | DWAE51L835-4-UNV-SDIM-[MD360W] | Indoor Luminaires | Linear Ambient | Direct Linear Ambient Luminaires | Standard | FALSE | [9 empty] | 41983 |  |  | Yes | Product updated on 3/8/2017 | 4.1 | 4962.72 | 124.07 | 40 | 20 | 0.9 | 3500 | 80
PQPRN1VR | Philips Day-Brite | Philips Day-Brite | V2WAE51L835-4-UNV-SDIM-[MD360W] | Indoor Luminaires | Linear Ambient | Direct Linear Ambient Luminaires | Standard | FALSE | [9 empty] | 41983 |  |  | Yes | Product updated on 3/8/2017 | 4.1 | 4962.72 | 124.07 | 40 | 20 | 0.9 | 3500 | 80
P6ZDJCAF | Philips Day-Brite | Philips Day-Brite | V2WLE51L835-4-UNV-SDIM-[MD360W] | Indoor Luminaires | Linear Ambient | Direct Linear Ambient Luminaires | Standard | FALSE | [9 empty] | 41983 |  |  | Yes | Product updated on 3/8/2017 | 4.1 | 4764.21 | 119.11 | 40 | 20 | 0.9 | 3500 | 80
PG94FF1J | Philips Day-Brite | Philips Day-Brite | V2WPE51L835-4-UNV-SDIM-[MD360W] | Indoor Luminaires | Linear Ambient | Direct Linear Ambient Luminaires | Standard | FALSE | [9 empty] | 41983 |  |  | Yes | Product updated on 3/8/2017 | 4.1 | 4516.08 | 112.9 | 40 | 20 | 0.9 | 3500 | 80
PEHRTERQ | Philips Day-Brite | Philips Day-Brite | V2WAE43L835-4-UNV-SDIM-[MD360W] | Indoor Luminaires | Linear Ambient | Direct Linear Ambient Luminaires | Standard | FALSE | [9 empty] | 41983 |  |  | Yes | Product updated on 3/8/2017 | 4.1 | 4235.56 | 124.58 | 34 | 20 | 0.9 | 3500 | 80
P8WH17DU | Philips Day-Brite | Philips Day-Brite | DWAE43L835-4-UNV-SDIM-[MD360W] | Indoor Luminaires | Linear Ambient | Direct Linear Ambient Luminaires | Standard | FALSE | [9 empty] | 41983 |  |  | Yes | Product updated on 3/8/2017 | 4.1 | 4235.56 | 124.58 | 34 | 20 | 0.9 | 3500 | 80
PSZ2E5A1 | Philips Day-Brite | Philips Day-Brite | V2WLE43L835-4-UNV-SDIM-[MD360W] | Indoor Luminaires | Linear Ambient | Direct Linear Ambient Luminaires | Standard | FALSE | [9 empty] | 41983 |  |  | Yes | Product updated on 3/8/2017 | 4.1 | 4066.14 | 119.59 | 34 | 20 | 0.9 | 3500 | 80
PKXW9GHY | Philips Day-Brite | Philips Day-Brite | V2WPE43L835-4-UNV-SDIM-[MD360W] | Indoor Luminaires | Linear Ambient | Direct Linear Ambient Luminaires | Standard | FALSE | [9 empty] | 41983 |  |  | Yes | Product updated on 3/8/2017 | 4.1 | 3854.36 | 113.36 | 34 | 20 | 0.9 | 3500 | 80
PBDFU63F | Philips Day-Brite | Philips Day-Brite | DWAE70L835-8-UNV-[MD360W] | Indoor Luminaires | Linear Ambient | Direct Linear Ambient Luminaires | Standard | FALSE | [9 empty] | 41983 |  |  | Yes | Product updated on 3/8/2017 | 4.1 | 13733.72 | 121.32 | 113.2 | 20 | 0.9 | 3500 | 80
P3FXNZEQ | Philips Day-Brite | Philips Day-Brite | V2WAE70L835-8-UNV-[MD360W] | Indoor Luminaires | Linear Ambient | Direct Linear Ambient Luminaires | Standard | FALSE | [9 empty] | 41983 |  |  | Yes | Product updated on 3/8/2017 | 4.1 | 13371.12 | 118.12 | 113.2 | 20 | 0.9 | 3500 | 80
PYPPK5U1 | Philips Day-Brite | Philips Day-Brite | V2WLE70L835-8-UNV-[MD360W] | Indoor Luminaires | Linear Ambient | Direct Linear Ambient Luminaires | Standard | FALSE | [9 empty] | 41983 |  |  | Yes | Product updated on 3/8/2017 | 4.1 | 12836.28 | 113.39 | 113.2 | 20 | 0.9 | 3500 | 80
PK919SUV | Philips Day-Brite | Philips Day-Brite | V2WPE70L835-8-UNV-[MD360W] | Indoor Luminaires | Linear Ambient | Direct Linear Ambient Luminaires | Standard | FALSE | [9 empty] | 41983 |  |  | Yes | Product updated on 3/8/2017 | 4.1 | 12496.96 | 110.4 | 113.2 | 20 | 0.9 | 3500 | 80
PGEUREFM | Philips Day-Brite | Philips Day-Brite | V2WAE51L835-4-UNV-[MD360W] | Indoor Luminaires | Linear Ambient | Direct Linear Ambient Luminaires | Standard | FALSE | [9 empty] | 41983 |  |  | Yes | Product updated on 3/8/2017 | 4.1 | 4962.72 | 124.69 | 39.8 | 20 | 0.9 | 3500 | 80
PY9GKAWY | Philips Day-Brite | Philips Day-Brite | V2WLE51L835-4-UNV-[MD360W] | Indoor Luminaires | Linear Ambient | Direct Linear Ambient Luminaires | Standard | FALSE | [9 empty] | 41983 |  |  | Yes | Product updated on 3/8/2017 | 4.1 | 4764.21 | 119.7 | 39.8 | 20 | 0.9 | 3500 | 80
PH14D4R7 | Philips Day-Brite | Philips Day-Brite | V2WPE51L835-4-UNV-[MD360W] | Indoor Luminaires | Linear Ambient | Direct Linear Ambient Luminaires | Standard | FALSE | [9 empty] | 41983 |  |  | Yes | Product updated on 3/8/2017 | 4.1 | 4516.08 | 113.47 | 39.8 | 20 | 0.9 | 3500 | 80
P4NX4GPQ | Philips Day-Brite | Philips Day-Brite | DWAE43L835-4-UNV-[MD360W] | Indoor Luminaires | Linear Ambient | Direct Linear Ambient Luminaires | Standard | FALSE | [9 empty] | 41983 |  |  | Yes | Product updated on 3/8/2017 | 4.1 | 4235.56 | 125.31 | 33.8 | 20 | 0.9 | 3500 | 80
P3N392PA | Philips Day-Brite | Philips Day-Brite | V2WAE43L835-4-UNV-[MD360W] | Indoor Luminaires | Linear Ambient | Direct Linear Ambient Luminaires | Standard | FALSE | [9 empty] | 41983 |  |  | Yes | Product updated on 3/8/2017 | 4.1 | 4235.56 | 125.31 | 33.8 | 20 | 0.9 | 3500 | 80
PNY8HD3N | Philips Day-Brite | Philips Day-Brite | V2WLE43L835-4-UNV-[MD360W] | Indoor Luminaires | Linear Ambient | Direct Linear Ambient Luminaires | Standard | FALSE | [9 empty] | 41983 |  |  | Yes | Product updated on 3/8/2017 | 4.1 | 4066.14 | 120.3 | 33.8 | 20 | 0.9 | 3500 | 80
PSYPDT55 | Philips Day-Brite | Philips Day-Brite | V2WPE43L835-4-UNV-[MD360W] | Indoor Luminaires | Linear Ambient | Direct Linear Ambient Luminaires | Standard | FALSE | [9 empty] | 41983 |  |  | Yes | Product updated on 3/8/2017 | 4.1 | 3854.36 | 114.03 | 33.8 | 20 | 0.9 | 3500 | 80
P8C23XAV | Philips Day-Brite | Philips Day-Brite | V2WAE35L835-4-UNV-[MD360W] | Indoor Luminaires | Linear Ambient | Direct Linear Ambient Luminaires | Standard | FALSE | [9 empty] | 41983 |  |  | Yes | Product updated on 3/8/2017 | 4.1 | 3516.24 | 130.23 | 27 | 20 | 0.9 | 3500 | 80
PNCCDSJG | Philips Day-Brite | Philips Day-Brite | V2WLE35L835-4-UNV-[MD360W] | Indoor Luminaires | Linear Ambient | Direct Linear Ambient Luminaires | Standard | FALSE | [9 empty] | 41983 |  |  | Yes | Product updated on 3/8/2017 | 4.1 | 3375.59 | 125.02 | 27 | 20 | 0.9 | 3500 | 80
PKK92YKW | Philips Day-Brite | Philips Day-Brite | V2WPE35L835-4-UNV-[MD360W] | Indoor Luminaires | Linear Ambient | Direct Linear Ambient Luminaires | Standard | FALSE | [9 empty] | 41983 |  |  | Yes | Product updated on 3/8/2017 | 4.1 | 3199.78 | 118.51 | 27 | 20 | 0.9 | 3500 | 80
PCMKTVD2 | Focal Point | Twelve LED | FTWLS-aa-1250LF-40K-1C-WWW-LD1-ZZZ-YYY-XX-8 | Indoor Luminaires | Linear Ambient | Linear Ambient Luminaires w/ Indirect component | Standard | FALSE | [9 empty] | 41983 |  |  | NotYetVerified |  | 3 | 10371.05 | 113.98 | 90.99 | 14.4 | 0.934 | 4000 | 82.2
PRA4VSCP | Focal Point | Twelve LED | FTWLS-aa-1125LF-40K-1C-WWW-LD1-ZZZ-YYY-XX-8 | Indoor Luminaires | Linear Ambient | Linear Ambient Luminaires w/ Indirect component | Standard | FALSE | [9 empty] | 41983 |  |  | NotYetVerified |  | 3 | 9060.08 | 111.59 | 81.19 | 14.4 | 0.934 | 4000 | 82.2
PR7QBUDB | Focal Point | Twelve LED | FTWLS-aa-1000LF-40K-1C-WWW-LD1-ZZZ-YYY-XX-8 | Indoor Luminaires | Linear Ambient | Linear Ambient Luminaires w/ Indirect component | Standard | FALSE | [9 empty] | 41983 |  |  | NotYetVerified |  | 3 | 8004.59 | 112.12 | 71.39 | 14.4 | 0.934 | 4000 | 82.2
PY2DDM51 | Focal Point | Twelve LED | FTWLS-aa-875LF-40K-1C-WWW-LD1-ZZZ-YYY-XX-8 | Indoor Luminaires | Linear Ambient | Linear Ambient Luminaires w/ Indirect component | Standard | FALSE | [9 empty] | 41983 |  |  | NotYetVerified |  | 3 | 6949.09 | 112.82 | 61.59 | 14.4 | 0.934 | 4000 | 82.2
PJ79BNJ1 | Focal Point | Twelve LED | FTWLS-aa-750LF-40K-1C-WWW-LD1-ZZZ-YYY-XX-8 | Indoor Luminaires | Linear Ambient | Linear Ambient Luminaires w/ Indirect component | Standard | FALSE | [9 empty] | 41983 |  |  | NotYetVerified |  | 3 | 6119 | 118.14 | 51.79 | 14.4 | 0.934 | 4000 | 82.2
PBYTMFCF | Focal Point | Twelve LED | FTWLS-aa-1250LF-40K-1C-WWW-LD1-ZZZ-YYY-XX-4 | Indoor Luminaires | Linear Ambient | Linear Ambient Luminaires w/ Indirect component | Standard | FALSE | [9 empty] | 41983 |  |  | NotYetVerified |  | 3 | 5057.79 | 111.17 | 45.5 | 13.9 | 0.937 | 4000 | 82.2
P65565RP | Focal Point | Twelve LED | FTWLS-aa-1125LF-40K-1C-WWW-LD1-ZZZ-YYY-XX-4 | Indoor Luminaires | Linear Ambient | Linear Ambient Luminaires w/ Indirect component | Standard | FALSE | [9 empty] | 41983 |  |  | NotYetVerified |  | 3 | 4530.04 | 111.59 | 40.6 | 13.9 | 0.937 | 4000 | 82.2
PCWK8NV4 | Focal Point | Twelve LED | FTWLS-aa-1000LF-40K-1C-WWW-LD1-ZZZ-YYY-XX-4 | Indoor Luminaires | Linear Ambient | Linear Ambient Luminaires w/ Indirect component | Standard | FALSE | [9 empty] | 41983 |  |  | NotYetVerified |  | 3 | 4002.29 | 112.12 | 35.7 | 13.9 | 0.937 | 4000 | 82.2
PTRRH58U | Focal Point | Twelve LED | FTWLS-aa-875LF-40K-1C-WWW-LD1-ZZZ-YYY-XX-4 | Indoor Luminaires | Linear Ambient | Linear Ambient Luminaires w/ Indirect component | Standard | FALSE | [9 empty] | 41983 |  |  | NotYetVerified |  | 3 | 3474.55 | 112.82 | 30.8 | 13.9 | 0.937 | 4000 | 82.2
P277N2VS | Focal Point | Twelve LED | FTWLS-aa-1250LF-35K-1C-WWW-LD1-ZZZ-YYY-XX-8 | Indoor Luminaires | Linear Ambient | Linear Ambient Luminaires w/ Indirect component | Standard | FALSE | [9 empty] | 41983 |  |  | NotYetVerified |  | 3 | 9894.53 | 108.74 | 90.99 | 14.4 | 0.934 | 3500 | 82.75
P87CVHRA | Focal Point | Twelve LED | FTWLS-aa-1125LF-35K-1C-WWW-LD1-ZZZ-YYY-XX-8 | Indoor Luminaires | Linear Ambient | Linear Ambient Luminaires w/ Indirect component | Standard | FALSE | [9 empty] | 41983 |  |  | NotYetVerified |  | 3 | 8643.79 | 106.46 | 81.19 | 14.4 | 0.934 | 3500 | 82.75
PBS9K34U | Focal Point | Twelve LED | FTWLS-aa-1000LF-35K-1C-WWW-LD1-ZZZ-YYY-XX-8 | Indoor Luminaires | Linear Ambient | Linear Ambient Luminaires w/ Indirect component | Standard | FALSE | [9 empty] | 41983 |  |  | NotYetVerified |  | 3 | 7636.79 | 106.97 | 71.39 | 14.4 | 0.934 | 3500 | 82.75
PFAHYKFV | Focal Point | Twelve LED | FTWLS-aa-875LF-35K-1C-WWW-LD1-ZZZ-YYY-XX-8 | Indoor Luminaires | Linear Ambient | Linear Ambient Luminaires w/ Indirect component | Standard | FALSE | [9 empty] | 41983 |  |  | NotYetVerified |  | 3 | 6629.8 | 107.64 | 61.59 | 14.4 | 0.934 | 3500 | 82.75
P9NDP47D | Focal Point | Twelve LED | FTWLS-aa-750LF-35K-1C-WWW-LD1-ZZZ-YYY-XX-8 | Indoor Luminaires | Linear Ambient | Linear Ambient Luminaires w/ Indirect component | Standard | FALSE | [9 empty] | 41983 |  |  | NotYetVerified |  | 3 | 5622.8 | 108.56 | 51.79 | 14.4 | 0.934 | 3500 | 82.75
PJ1T6X46 | Focal Point | Twelve LED | FTWLS-aa-1250LF-35K-1C-WWW-LD1-ZZZ-YYY-XX-4 | Indoor Luminaires | Linear Ambient | Linear Ambient Luminaires w/ Indirect component | Standard | FALSE | [9 empty] | 41983 |  |  | NotYetVerified |  | 3 | 4825.39 | 106.06 | 45.5 | 13.9 | 0.937 | 3500 | 82.75
PMD89ZQD | Focal Point | Twelve LED | FTWLS-aa-1125LF-35K-1C-WWW-LD1-ZZZ-YYY-XX-4 | Indoor Luminaires | Linear Ambient | Linear Ambient Luminaires w/ Indirect component | Standard | FALSE | [9 empty] | 41983 |  |  | NotYetVerified |  | 3 | 4321.9 | 106.46 | 40.6 | 13.9 | 0.937 | 3500 | 82.75
PPJECTEZ | Focal Point | Twelve LED | FTWLS-aa-1000LF-35K-1C-WWW-LD1-ZZZ-YYY-XX-4 | Indoor Luminaires | Linear Ambient | Linear Ambient Luminaires w/ Indirect component | Standard | FALSE | [9 empty] | 41983 |  |  | NotYetVerified |  | 3 | 3818.4 | 106.97 | 35.7 | 13.9 | 0.937 | 3500 | 82.75
PRFE3S3X | Focal Point | Twelve LED | FTWLS-aa-875LF-35K-1C-WWW-LD1-ZZZ-YYY-XX-4 | Indoor Luminaires | Linear Ambient | Linear Ambient Luminaires w/ Indirect component | Standard | FALSE | [9 empty] | 41983 |  |  | NotYetVerified |  | 3 | 3314.9 | 107.64 | 30.8 | 13.9 | 0.937 | 3500 | 82.75
PZFXSBVG | Focal Point | Twelve LED | FTWLS-aa-750LF-35K-1C-WWW-LD1-ZZZ-YYY-XX-4 | Indoor Luminaires | Linear Ambient | Linear Ambient Luminaires w/ Indirect component | Standard | FALSE | [9 empty] | 41983 |  |  | NotYetVerified |  | 3 | 2811.4 | 108.56 | 25.9 | 13.9 | 0.937 | 3500 | 82.75
P276Z5NX | Focal Point | Twelve LED | FTWLS-aa-1250LF-30K-1C-WWW-LD1-ZZZ-YYY-XX-8 | Indoor Luminaires | Linear Ambient | Linear Ambient Luminaires w/ Indirect component | Standard | FALSE | [9 empty] | 41983 |  |  | NotYetVerified |  | 3 | 9418 | 103.5 | 90.99 | 14.4 | 0.934 | 3000 | 83.3
P6Y92PTR | Focal Point | Twelve LED | FTWLS-aa-1125LF-30K-1C-WWW-LD1-ZZZ-YYY-XX-8 | Indoor Luminaires | Linear Ambient | Linear Ambient Luminaires w/ Indirect component | Standard | FALSE | [9 empty] | 41983 |  |  | NotYetVerified |  | 3 | 8227.5 | 101.33 | 81.19 | 14.4 | 0.934 | 3000 | 83.3
PSXBN5KN | Focal Point | Twelve LED | FTWLS-aa-1000LF-30K-1C-WWW-LD1-ZZZ-YYY-XX-8 | Indoor Luminaires | Linear Ambient | Linear Ambient Luminaires w/ Indirect component | Standard | FALSE | [9 empty] | 41983 |  |  | NotYetVerified |  | 3 | 7269 | 101.82 | 71.39 | 14.4 | 0.934 | 3000 | 83.3
P3Z4XGEH | Focal Point | Twelve LED | FTWLS-aa-875LF-30K-1C-WWW-LD1-ZZZ-YYY-XX-8 | Indoor Luminaires | Linear Ambient | Linear Ambient Luminaires w/ Indirect component | Standard | FALSE | [9 empty] | 41983 |  |  | NotYetVerified |  | 3 | 6310.5 | 102.46 | 61.59 | 14.4 | 0.934 | 3000 | 83.3
PQW75816 | Focal Point | Twelve LED | FTWLS-aa-750LF-30K-1C-WWW-LD1-ZZZ-YYY-XX-8 | Indoor Luminaires | Linear Ambient | Linear Ambient Luminaires w/ Indirect component | Standard | FALSE | [9 empty] | 41983 |  |  | NotYetVerified |  | 3 | 5352 | 103.33 | 51.79 | 14.4 | 0.934 | 3000 | 83.3
PHFA7PAE | Focal Point | Twelve LED | FTWLS-aa-1125LF-30K-1C-WWW-LD1-ZZZ-YYY-XX-4 | Indoor Luminaires | Linear Ambient | Linear Ambient Luminaires w/ Indirect component | Standard | FALSE | [9 empty] | 41983 |  |  | NotYetVerified |  | 3 | 4113.75 | 101.33 | 40.6 | 13.9 | 0.937 | 3000 | 83.3
P9H2DQEG | Focal Point | Twelve LED | FTWLS-aa-1000LF-30K-1C-WWW-LD1-ZZZ-YYY-XX-4 | Indoor Luminaires | Linear Ambient | Linear Ambient Luminaires w/ Indirect component | Standard | FALSE | [9 empty] | 41983 |  |  | NotYetVerified |  | 3 | 3634.5 | 101.82 | 35.7 | 13.9 | 0.937 | 3000 | 83.3
PWYC8KRF | Focal Point | Twelve LED | FTWLS-aa-875LF-30K-1C-WWW-LD1-ZZZ-YYY-XX-4 | Indoor Luminaires | Linear Ambient | Linear Ambient Luminaires w/ Indirect component | Standard | FALSE | [9 empty] | 41983 |  |  | NotYetVerified |  | 3 | 3155.25 | 102.46 | 30.8 | 13.9 | 0.937 | 3000 | 83.3
PN4KMPGZ | Philips Optimum | Philips Optimum | SL 4FT 05L UV 840 | Indoor Luminaires | Linear Ambient | Direct Linear Ambient Luminaires | Standard | TRUE | 4802.17 | 114.07 | 42.1 | 14.6 | 0.935 | 3953 | 82.1 | 5 | 50000 | 41981 |  |  | NotYetVerified |  | 3 | 4500 | 107.14 | 42 | 20 | 0.9 | 4000 | 80
P1ZDURBY | Philips Optimum | Philips Optimum | SL WD 4FT 05L UV 835 | Indoor Luminaires | Linear Ambient | Direct Linear Ambient Luminaires | Standard | TRUE | 3980.74 | 94.78 | 42 | 14.6 | 0.935 | 3421 | 82.05 | 5 | 50000 | 41981 |  |  | NotYetVerified |  | 3 | 8820 | 107.56 | 82 | 20 | 0.9 | 3500 | 80
PGXPW2VP | Philips Optimum | Philips Optimum | SL WD 4FT 02L UV 835 | Indoor Luminaires | Linear Ambient | Direct Linear Ambient Luminaires | Standard | TRUE | 1613.77 | 100.23 | 16.1 | 14.6 | 0.935 | 3372 | 83.25 | 5 | 50000 | 41981 |  |  | NotYetVerified |  | 3 | 1905 | 119.06 | 16 | 20 | 0.9 | 3500 | 80
P8DSYN6C | Philips Optimum | Philips Optimum | SL 8FT 09L UV 840 | Indoor Luminaires | Linear Ambient | Direct Linear Ambient Luminaires | Standard | FALSE | [9 empty] | 41981 | Dimmable | Continuous Above 10 | NotYetVerified |  | 3 | 9000 | 109.75 | 82 | 20 | 0.9 | 4000 | 80
P9J5X792 | Philips Optimum | Philips Optimum | SL 8FT 07L UV 840 | Indoor Luminaires | Linear Ambient | Direct Linear Ambient Luminaires | Standard | FALSE | [9 empty] | 41981 | Dimmable | Continuous Above 10 | NotYetVerified |  | 3 | 7800 | 121.87 | 64 | 20 | 0.9 | 4000 | 80
P63NNTTC | Philips Optimum | Philips Optimum | SL WD 8FT 09L UV 840 | Indoor Luminaires | Linear Ambient | Direct Linear Ambient Luminaires | Standard | FALSE | [9 empty] | 41981 | Dimmable | Continuous Above 10 | NotYetVerified |  | 3 | 7470 | 91.09 | 82 | 20 | 0.9 | 4000 | 80
P4KMNZWY | Philips Optimum | Philips Optimum | SL WD 8FT 07L UV 840 | Indoor Luminaires | Linear Ambient | Direct Linear Ambient Luminaires | Standard | FALSE | [9 empty] | 41981 | Dimmable | Continuous Above 10 | NotYetVerified |  | 3 | 6474 | 101.15 | 64 | 20 | 0.9 | 4000 | 80
PRTV68B3 | Philips Optimum | Philips Optimum | SL 8FT 05L UV 840 | Indoor Luminaires | Linear Ambient | Direct Linear Ambient Luminaires | Standard | FALSE | [9 empty] | 41981 | Dimmable | Continuous Above 10 | NotYetVerified |  | 3 | 5000 | 125 | 40 | 20 | 0.9 | 4000 | 80
PM92M64X | Philips Optimum | Philips Optimum | SL WD 8FT 06L UV 840 | Indoor Luminaires | Linear Ambient | Direct Linear Ambient Luminaires | Standard | FALSE | [9 empty] | 41981 | Dimmable | Continuous Above 10 | NotYetVerified |  | 3 | 4980 | 97.64 | 51 | 20 | 0.9 | 4000 | 80
PJZJACBB | Philips Optimum | Philips Optimum | SL WD 8FT 05L UV 840 | Indoor Luminaires | Linear Ambient | Direct Linear Ambient Luminaires | Standard | FALSE | [9 empty] | 41981 | Dimmable | Continuous Above 10 | NotYetVerified |  | 3 | 4150 | 103.75 | 40 | 20 | 0.9 | 4000 | 80
PP5CEFU9 | Philips Optimum | Philips Optimum | SL 8FT 04L UV 840 | Indoor Luminaires | Linear Ambient | Direct Linear Ambient Luminaires | Standard | FALSE | [9 empty] | 41981 | Dimmable | Continuous Above 10 | NotYetVerified |  | 3 | 3886.2 | 121.44 | 32 | 20 | 0.9 | 4000 | 80
PY6DJAQK | Philips Optimum | Philips Optimum | SL WD 4FT 05L UV 840 | Indoor Luminaires | Linear Ambient | Direct Linear Ambient Luminaires | Standard | FALSE | [9 empty] | 41981 | Dimmable | Continuous Above 10 | NotYetVerified |  | 3 | 3750 | 89.28 | 42 | 20 | 0.9 | 4000 | 80
PX4MA4S8 | Philips Optimum | Philips Optimum | SL WD 4FT 04L UV 840 | Indoor Luminaires | Linear Ambient | Direct Linear Ambient Luminaires | Standard | FALSE | [9 empty] | 41981 | Dimmable | Continuous Above 10 | NotYetVerified |  | 3 | 3237 | 101.15 | 32 | 20 | 0.9 | 4000 | 80
PM1XVAZH | Philips Optimum | Philips Optimum | SL WD 8FT 04L UV 840 | Indoor Luminaires | Linear Ambient | Direct Linear Ambient Luminaires | Standard | FALSE | [9 empty] | 41981 | Dimmable | Continuous Above 10 | NotYetVerified |  | 3 | 3225.546 | 100.79 | 32 | 20 | 0.9 | 4000 | 80
PS6YWUA5 | Philips Optimum | Philips Optimum | SL WD 4FT 02L UV 840 | Indoor Luminaires | Linear Ambient | Direct Linear Ambient Luminaires | Standard | FALSE | [9 empty] | 41981 | Dimmable | Continuous Above 10 | NotYetVerified |  | 3 | 1619.76 | 101.23 | 16 | 20 | 0.9 | 4000 | 80
PYT1W9DH | Philips Optimum | Philips Optimum | SL 8FT 07L UV 835 | Indoor Luminaires | Linear Ambient | Direct Linear Ambient Luminaires | Standard | FALSE | [9 empty] | 41981 | Dimmable | Continuous Above 10 | NotYetVerified |  | 3 | 7644 | 119.43 | 64 | 20 | 0.9 | 3500 | 80
PSS3WFM5 | Philips Optimum | Philips Optimum | SL WD 8FT 09L UV 835 | Indoor Luminaires | Linear Ambient | Direct Linear Ambient Luminaires | Standard | FALSE | [9 empty] | 41981 | Dimmable | Continuous Above 10 | NotYetVerified |  | 3 | 7320.6 | 89.27 | 82 | 20 | 0.9 | 3500 | 80
PTHB7JTT | Philips Optimum | Philips Optimum | SL WD 8FT 07L UV 835 | Indoor Luminaires | Linear Ambient | Direct Linear Ambient Luminaires | Standard | FALSE | [9 empty] | 41981 | Dimmable | Continuous Above 10 | NotYetVerified |  | 3 | 6344.52 | 99.13 | 64 | 20 | 0.9 | 3500 | 80
PAUMTVUJ | Philips Optimum | Philips Optimum | SL 8FT 06L UV 835 | Indoor Luminaires | Linear Ambient | Direct Linear Ambient Luminaires | Standard | FALSE | [9 empty] | 41981 | Dimmable | Continuous Above 10 | NotYetVerified |  | 3 | 5880 | 115.29 | 51 | 20 | 0.9 | 3500 | 80
P78A3MCQ | Philips Optimum | Philips Optimum | SL 8FT 05L UV 835 | Indoor Luminaires | Linear Ambient | Direct Linear Ambient Luminaires | Standard | FALSE | [9 empty] | 41981 | Dimmable | Continuous Above 10 | NotYetVerified |  | 3 | 4900 | 122.5 | 40 | 20 | 0.9 | 3500 | 80
PR54HXG1 | Philips Optimum | Philips Optimum | SL WD 8FT 06L UV 835 | Indoor Luminaires | Linear Ambient | Direct Linear Ambient Luminaires | Standard | FALSE | [9 empty] | 41981 | Dimmable | Continuous Above 10 | NotYetVerified |  | 3 | 4880.4 | 95.69 | 51 | 20 | 0.9 | 3500 | 80
P3AHQFAH | Philips Optimum | Philips Optimum | SL 4FT 05L UV 835 | Indoor Luminaires | Linear Ambient | Direct Linear Ambient Luminaires | Standard | FALSE | [9 empty] | 41981 | Dimmable | Continuous Above 10 | NotYetVerified |  | 3 | 4410 | 105 | 42 | 20 | 0.9 | 3500 | 80
PQJGN9FS | Philips Optimum | Philips Optimum | SL WD 8FT 05L UV 835 | Indoor Luminaires | Linear Ambient | Direct Linear Ambient Luminaires | Standard | FALSE | [9 empty] | 41981 | Dimmable | Continuous Above 10 | NotYetVerified |  | 3 | 4067 | 101.67 | 40 | 20 | 0.9 | 3500 | 80
PTKUZYGP | Philips Optimum | Philips Optimum | SL 4FT 04L UV 835 | Indoor Luminaires | Linear Ambient | Direct Linear Ambient Luminaires | Standard | FALSE | [9 empty] | 41981 | Dimmable | Continuous Above 10 | NotYetVerified |  | 3 | 3822 | 119.43 | 32 | 20 | 0.9 | 3500 | 80
PUR2X2ZA | Philips Optimum | Philips Optimum | SL 8FT 04L UV 835 | Indoor Luminaires | Linear Ambient | Direct Linear Ambient Luminaires | Standard | FALSE | [9 empty] | 41981 | Dimmable | Continuous Above 10 | NotYetVerified |  | 3 | 3810 | 119.06 | 32 | 20 | 0.9 | 3500 | 80
PX7NAZA5 | Philips Optimum | Philips Optimum | SL 8FT 09L UV 835 | Indoor Luminaires | Linear Ambient | Direct Linear Ambient Luminaires | Standard | FALSE | [9 empty] | 41981 | Dimmable | Continuous Above 10 | NotYetVerified |  | 3 | 3675 | 87.5 | 42 | 20 | 0.9 | 3500 | 80
P3DJPPZE | Philips Optimum | Philips Optimum | SL WD 4FT 04L UV 835 | Indoor Luminaires | Linear Ambient | Direct Linear Ambient Luminaires | Standard | FALSE | [9 empty] | 41981 | Dimmable | Continuous Above 10 | NotYetVerified |  | 3 | 3172.26 | 99.13 | 32 | 20 | 0.9 | 3500 | 80
P7G14YGP | Philips Optimum | Philips Optimum | SL WD 8FT 04L UV 835 | Indoor Luminaires | Linear Ambient | Direct Linear Ambient Luminaires | Standard | FALSE | [9 empty] | 41981 | Dimmable | Continuous Above 10 | NotYetVerified |  | 3 | 3162.3 | 98.82 | 32 | 20 | 0.9 | 3500 | 80
PBK5V1Q9 | Philips Optimum | Philips Optimum | SL 4FT 02L UV 835 | Indoor Luminaires | Linear Ambient | Direct Linear Ambient Luminaires | Standard | FALSE | [9 empty] | 41981 | Dimmable | Continuous Above 10 | NotYetVerified |  | 3 | 1588 | 99.25 | 16 | 20 | 0.9 | 3500 | 80
PNVWN7KC | Standard Products Inc. | STANDARD | PVHD4/L/LU3/2/35K | Indoor Luminaires | Linear Ambient | Direct Linear Ambient Luminaires | Standard | TRUE | 7510 | 100.1 | 75 | 9.65 | 0.9749 | 3483 | 82.88 | 5 | 50000 | 41980 |  |  | NotYetVerified |  | 3 | 7510 | 100.1 | 75 | 15.05 | 0.9749 | 3483 | 82.88
PXNQ6CSG | Standard Products Inc. | STANDARD | PVHD4/L/LU1/2/35K | Indoor Luminaires | Linear Ambient | Direct Linear Ambient Luminaires | Standard | TRUE | 4210 | 107.6 | 39.1 | 8.74 | 0.969 | 3452 | 82.53 | 5 | 50000 | 41980 |  |  | NotYetVerified |  | 3 | 3850 | 100 | 38.5 | 10 | 0.93 | 3500 | 82.5
PZK94MS7 | Standard Products Inc. | STANDARD | PVHD4/L/LU2/3/35K | Indoor Luminaires | Linear Ambient | Direct Linear Ambient Luminaires | Standard | TRUE | 5482 | 99.9 | 54.87 | 18.84 | 0.942 | 3476 | 83.28 | 5 | 50000 | 41980 |  |  | NotYetVerified |  | 3 | 5482 | 99.9 | 54.87 | 18.25 | 0.961 | 3476 | 83.28
PNUVH8MY | Standard Products Inc. | STANDARD | PV4/L/LU1/[2 or 3]/40K | Indoor Luminaires | Linear Ambient | Direct Linear Ambient Luminaires | Standard | TRUE | 3549 | 85.4 | 41.5 | 10.59 | 0.931 | 4078 | 83.1 | 5 | 50000 | 41980 |  |  | NotYetVerified |  | 3 | 3549 | 85.4 | 41.5 | 11 | 0.931 | 4078 | 83.1
PW3TC48B | Standard Products Inc. | STANDARD | PVHD4/L/LU1/3/35K | Indoor Luminaires | Linear Ambient | Direct Linear Ambient Luminaires | Standard | TRUE | 4302 | 102.4 | 42 | 10.19 | 0.929 | 3451 | 82.51 | 5 | 50000 | 41980 |  |  | NotYetVerified |  | 3 | 3850 | 100 | 38.5 | 10 | 0.93 | 3500 | 82.5
PJAWSY3E | Standard Products Inc. | STANDARD | PVHD8/L/LU1/2/50K | Indoor Luminaires | Linear Ambient | Direct Linear Ambient Luminaires | Standard | FALSE | [9 empty] | 41980 |  |  | NotYetVerified |  | 3 | 8100.9 | 108.5 | 74.6 | 15.1 | 0.9747 | 5255 | 85.44
P4BJH5CJ | Standard Products Inc. | STANDARD | PVHD4/L/LU3/2/50K | Indoor Luminaires | Linear Ambient | Direct Linear Ambient Luminaires | Standard | FALSE | [9 empty] | 41980 |  |  | NotYetVerified |  | 3 | 7487 | 100.3 | 74.62 | 15.1 | 0.9747 | 5255 | 85.44
P1ZB2QYD | Standard Products Inc. | STANDARD | PVHD8/L/LU3/2/50K | Indoor Luminaires | Linear Ambient | Direct Linear Ambient Luminaires | Standard | FALSE | [9 empty] | 41980 |  |  | NotYetVerified |  | 3 | 15019 | 100.3 | 149.7 | 13.89 | 0.9896 | 5255 | 85.44
PYHG88WE | Standard Products Inc. | STANDARD | PVHD8/L/LU1/3/50K | Indoor Luminaires | Linear Ambient | Direct Linear Ambient Luminaires | Standard | FALSE | [9 empty] | 41980 |  |  | NotYetVerified |  | 3 | 8106 | 104.3 | 77.7 | 12.69 | 0.9775 | 5249 | 85.36
PQCZQ2MY | Standard Products Inc. | STANDARD | PVHD4/L/LU3/3/50K | Indoor Luminaires | Linear Ambient | Direct Linear Ambient Luminaires | Standard | FALSE | [9 empty] | 41980 |  |  | NotYetVerified |  | 3 | 7492 | 96.4 | 77.71 | 12.69 | 0.9775 | 5249 | 85.36
PENUVBKZ | Standard Products Inc. | STANDARD | PVHD8/L/LU3/3/50K | Indoor Luminaires | Linear Ambient | Direct Linear Ambient Luminaires | Standard | FALSE | [9 empty] | 41980 |  |  | NotYetVerified |  | 3 | 15032 | 96.4 | 155.9 | 11.68 | 0.9924 | 5249 | 85.36
PRCF2S46 | Standard Products Inc. | STANDARD | PVHD4/L/LU2/3/50K | Indoor Luminaires | Linear Ambient | Direct Linear Ambient Luminaires | Standard | FALSE | [9 empty] | 41980 |  |  | NotYetVerified |  | 3 | 5573 | 101.2 | 55.1 | 18.19 | 0.9613 | 5195 | 85.24
P9TDM5JN | Standard Products Inc. | STANDARD | PVHD8/L/LU2/3/50K | Indoor Luminaires | Linear Ambient | Direct Linear Ambient Luminaires | Standard | FALSE | [9 empty] | 41980 |  |  | NotYetVerified |  | 3 | 11498 | 101.2 | 113.6 | 16.79 | 0.9865 | 5195 | 85.24
PBRC19J6 | Standard Products Inc. | STANDARD | PVHD4/L/LU2/2/50K | Indoor Luminaires | Linear Ambient | Direct Linear Ambient Luminaires | Standard | FALSE | [9 empty] | 41980 |  |  | NotYetVerified |  | 3 | 5603 | 107.7 | 52.17 | 18.78 | 0.9807 | 5180 | 85.25
PSZPPZG2 | Standard Products Inc. | STANDARD | PVHD8/L/LU2/2/50K | Indoor Luminaires | Linear Ambient | Direct Linear Ambient Luminaires | Standard | FALSE | [9 empty] | 41980 |  |  | NotYetVerified |  | 3 | 11561 | 107.7 | 107.4 | 17.34 | 0.967 | 5180 | 85.23
PWVAG5X3 | Standard Products Inc. | STANDARD | PVHD4/L/LU1/3/50K | Indoor Luminaires | Linear Ambient | Direct Linear Ambient Luminaires | Standard | FALSE | [9 empty] | 41980 |  |  | NotYetVerified |  | 3 | 3850 | 100 | 38.5 | 10 | 0.93 | 5000 | 82.5
P787ZNV6 | Standard Products Inc. | STANDARD | PVHD4/L/LU1/2/50K | Indoor Luminaires | Linear Ambient | Direct Linear Ambient Luminaires | Standard | FALSE | [9 empty] | 41980 |  |  | NotYetVerified |  | 3 | 3850 | 100 | 38.5 | 10 | 0.93 | 5000 | 82.5
PXEF5DS1 | Standard Products Inc. | STANDARD | PVHD8/L/LU1/3/40K | Indoor Luminaires | Linear Ambient | Direct Linear Ambient Luminaires | Standard | FALSE | [9 empty] | 41980 |  |  | NotYetVerified |  | 3 | 7717.9 | 100 | 77.3 | 12.75 | 0.9773 | 4131 | 85.54
P317EBW7 | Standard Products Inc. | STANDARD | PVHD4/L/LU3/3/40K | Indoor Luminaires | Linear Ambient | Direct Linear Ambient Luminaires | Standard | FALSE | [9 empty] | 41980 |  |  | NotYetVerified |  | 3 | 7133 | 92.4 | 77.26 | 12.75 | 0.9773 | 4131 | 85.54
P5TS31U8 | Standard Products Inc. | STANDARD | PVHD8/L/LU3/3/40K | Indoor Luminaires | Linear Ambient | Direct Linear Ambient Luminaires | Standard | FALSE | [9 empty] | 41980 |  |  | NotYetVerified |  | 3 | 14325 | 92.4 | 155 | 11.73 | 0.99 | 4131 | 85.54
P617619W | Standard Products Inc. | STANDARD | PVHD8/L/LU2/3/40K | Indoor Luminaires | Linear Ambient | Direct Linear Ambient Luminaires | Standard | FALSE | [9 empty] | 41980 |  |  | NotYetVerified |  | 3 | 10913 | 96.2 | 113.4 | 11.32 | 0.99 | 4127 | 85.59
PAPTGFK9 | Standard Products Inc. | STANDARD | PVHD4/L/LU2/3/40K | Indoor Luminaires | Linear Ambient | Direct Linear Ambient Luminaires | Standard | FALSE | [9 empty] | 41980 |  |  | NotYetVerified |  | 3 | 5295 | 96.2 | 55 | 12.26 | 0.99 | 4127 | 85.57
PXDTSC77 | Standard Products Inc. | STANDARD | PVHD4/L/LU2/2/40K | Indoor Luminaires | Linear Ambient | Direct Linear Ambient Luminaires | Standard | FALSE | [9 empty] | 41980 |  |  | NotYetVerified |  | 3 | 5324 | 102.4 | 51.97 | 12.66 | 0.991 | 4115 | 85.58
PWDASVAJ | Standard Products Inc. | STANDARD | PVHD8/L/LU2/2/40K | Indoor Luminaires | Linear Ambient | Direct Linear Ambient Luminaires | Standard | FALSE | [9 empty] | 41980 |  |  | NotYetVerified |  | 3 | 10973 | 102.4 | 107.2 | 11.69 | 0.99 | 4115 | 85.58
P6JM8S66 | Standard Products Inc. | STANDARD | PVHD4/L/LU1/2/40K | Indoor Luminaires | Linear Ambient | Direct Linear Ambient Luminaires | Standard | FALSE | [9 empty] | 41980 |  |  | NotYetVerified |  | 3 | 3850 | 100 | 38.5 | 10 | 0.93 | 4000 | 82.5
P3NXPG6U | Standard Products Inc. | STANDARD | PVHD4/L/LU1/3/40K | Indoor Luminaires | Linear Ambient | Direct Linear Ambient Luminaires | Standard | FALSE | [9 empty] | 41980 |  |  | NotYetVerified |  | 3 | 3850 | 100 | 38.5 | 10 | 0.93 | 4000 | 82.5
P8U3D2WR | Standard Products Inc. | STANDARD | PVHD8/L/LU1/2/40K | Indoor Luminaires | Linear Ambient | Direct Linear Ambient Luminaires | Standard | FALSE | [9 empty] | 41980 |  |  | NotYetVerified |  | 3 | 7709.3 | 105.1 | 73.4 | 15 | 0.996 | 4000 | 83
P88QEATV | Standard Products Inc. | STANDARD | PVHD4/L/LU3/2/40K | Indoor Luminaires | Linear Ambient | Direct Linear Ambient Luminaires | Standard | FALSE | [9 empty] | 41980 |  |  | NotYetVerified |  | 3 | 7125 | 97.1 | 73.37 | 15 | 0.996 | 4000 | 83
PGVRK39W | Standard Products Inc. | STANDARD | PVHD8/L/LU3/2/40K | Indoor Luminaires | Linear Ambient | Direct Linear Ambient Luminaires | Standard | FALSE | [9 empty] | 41980 |  |  | NotYetVerified |  | 3 | 14296 | 97.1 | 147.2 | 13.8 | 0.99 | 4000 | 83
PGS996XP | Standard Products Inc. | STANDARD | PVHD8/L/LU1/2/35K | Indoor Luminaires | Linear Ambient | Direct Linear Ambient Luminaires | Standard | FALSE | [9 empty] | 41980 |  |  | NotYetVerified |  | 3 | 8125.8 | 108.3 | 75 | 15.05 | 0.9749 | 3483 | 82.88
PVP1N6JP | Standard Products Inc. | STANDARD | PVHD8/L/LU3/2/35K | Indoor Luminaires | Linear Ambient | Direct Linear Ambient Luminaires | Standard | FALSE | [9 empty] | 41980 |  |  | NotYetVerified |  | 3 | 15065 | 100.1 | 150.5 | 13.85 | 0.9898 | 3483 | 82.88
PFWNUSYY | Standard Products Inc. | STANDARD | PVHD8/L/LU1/3/35K | Indoor Luminaires | Linear Ambient | Direct Linear Ambient Luminaires | Standard | FALSE | [9 empty] | 41980 |  |  | NotYetVerified |  | 3 | 8131.2 | 104.1 | 78.1 | 12.65 | 0.9777 | 3479 | 82.8
PX6PF9NS | Standard Products Inc. | STANDARD | PVHD4/L/LU3/3/35K | Indoor Luminaires | Linear Ambient | Direct Linear Ambient Luminaires | Standard | FALSE | [9 empty] | 41980 |  |  | NotYetVerified |  | 3 | 7515 | 96.2 | 78.11 | 12.65 | 0.9777 | 3479 | 82.8
PW2J7EG1 | Standard Products Inc. | STANDARD | PVHD8/L/LU3/3/35K | Indoor Luminaires | Linear Ambient | Direct Linear Ambient Luminaires | Standard | FALSE | [9 empty] | 41980 |  |  | NotYetVerified |  | 3 | 15078 | 96.2 | 156.74 | 11.64 | 0.9926 | 3479 | 82.8
P541MW7S | Standard Products Inc. | STANDARD | PVHD8/L/LU2/3/35K | Indoor Luminaires | Linear Ambient | Direct Linear Ambient Luminaires | Standard | FALSE | [9 empty] | 41980 |  |  | NotYetVerified |  | 3 | 11303 | 99.9 | 113.1 | 16.85 | 0.9862 | 3476 | 83.28
PDMR19XY | Standard Products Inc. | STANDARD | PVHD4/L/LU2/2/35K | Indoor Luminaires | Linear Ambient | Direct Linear Ambient Luminaires | Standard | FALSE | [9 empty] | 41980 |  |  | NotYetVerified |  | 3 | 5512 | 106.3 | 51.85 | 18.84 | 0.942 | 3466 | 83.27
PKAZCNCP | Standard Products Inc. | STANDARD | PVHD8/L/LU2/2/35K | Indoor Luminaires | Linear Ambient | Direct Linear Ambient Luminaires | Standard | FALSE | [9 empty] | 41980 |  |  | NotYetVerified |  | 3 | 11365 | 106.3 | 106.9 | 17.39 | 0.9667 | 3466 | 83.27
P2315M98 | Nulite Lighting | Nulite Lighting Regolo | RP6-6B-05L35-UNV-DIM-1C-FRF-XX-YY-ZZ-4 | Indoor Luminaires | Linear Ambient | Linear Ambient Luminaires w/ Indirect component | Standard | TRUE | 5205 | 107.8 | 48.3 | 16.1 | 0.953 | 3593 | 83 | 5 |  | 41978 |  |  | NotYetVerified |  | 3 | 5205.28 | 107.77 | 48.3 | 16.1 | 0.953 | 3500 | 83
P7YKEN3Q | Nulite Lighting | Nulite Lighting Regolo | RP4-4B-05L35-UNV-DIM-1C-FRF-XX-YY-ZZ-4 | Indoor Luminaires | Linear Ambient | Linear Ambient Luminaires w/ Indirect component | Standard | TRUE | 5188 | 107.9 | 48.1 | 15.8 | 0.952 | 3591 | 83 | 5 |  | 41978 |  |  | NotYetVerified |  | 3 | 5188.19 | 107.86 | 48.1 | 15.8 | 0.952 | 3500 | 83
P6VKMV1R | Nulite Lighting | Nulite Lighting Regolo | RP4-4D-09L35-UNV-DIM-1C-FRF-XX-YY-ZZ-4 | Indoor Luminaires | Linear Ambient | Direct Linear Ambient Luminaires | Standard | TRUE | 3582 | 82.5 | 43.4 | 16.6 | 0.943 | 3636 | 83 | 5 |  | 41978 |  |  | NotYetVerified |  | 3 | 3581.96 | 82.53 | 43.4 | 16.6 | 0.943 | 3500 | 83
P6D9STZ7 | Nulite Lighting | Nulite Lighting Regolo | RP4-4D-05L35-UNV-SD-1C-FRF-XX-YY-ZZ-4 | Indoor Luminaires | Linear Ambient | Direct Linear Ambient Luminaires | Standard | TRUE | 2320 | 92.4 | 25.1 | 16.7 | 0.889 | 3607 | 83 | 5 | 50000 | 41978 |  |  | NotYetVerified |  | 3 | 2320.17 | 92.43 | 25.1 | 16.7 | 0.889 | 3500 | 83
PUT8AU6V | Nulite Lighting | Nulite Lighting Regolo | RP6-6U-05L35-UNV-DIM-1C-FRF-XX-YY-ZZ-4 | Indoor Luminaires | Linear Ambient | Direct Linear Ambient Luminaires | Standard | TRUE | 2280 | 91.2 | 25 | 17.1 | 0.887 | 3615 | 83 | 5 |  | 41978 |  |  | NotYetVerified |  | 3 | 2280.01 | 91.2 | 25 | 17.1 | 0.887 | 3500 | 83
P3PHX1BN | Nulite Lighting | Nulite Lighting Regolo | RP6-6D-05L35-UNV-DIM-1C-FRF-XX-YY-ZZ-4 | Indoor Luminaires | Linear Ambient | Direct Linear Ambient Luminaires | Standard | TRUE | 2125 | 85.3 | 24.9 | 17.1 | 0.887 | 3610 | 83 | 5 |  | 41978 |  |  | NotYetVerified |  | 3 | 2125.06 | 85.34 | 24.9 | 17.1 | 0.887 | 3500 | 83
PAHKV7UR | Nulite Lighting | Nulite Lighting Regolo | RP4-4U-05L35-UNV-DIM-1C-FRF-XX-YY-ZZ-4 | Indoor Luminaires | Linear Ambient | Direct Linear Ambient Luminaires | Standard | TRUE | 2142 | 85.3 | 25.1 | 16.6 | 0.886 | 3613 | 83 | 5 |  | 41978 |  |  | NotYetVerified |  | 3 | 2142.07 | 85.34 | 25.1 | 16.6 | 0.886 | 3500 | 83
PZA584BP | Nulite Lighting | Nulite Lighting Regolo | RP2-4D-05L35-UNV-SD-1C-FRF-XX-YY-ZZ-4 | Indoor Luminaires | Linear Ambient | Direct Linear Ambient Luminaires | Standard | TRUE | 2079 | 83.2 | 25 | 16.5 | 0.886 | 3617 | 83 | 5 | 50000 | 41978 |  |  | NotYetVerified |  | 3 | 2078.9 | 83.15 | 25 | 16.5 | 0.886 | 3500 | 83
PTP3AV9J | Nulite Lighting | Nulite Lighting Regolo | RP6-6U-05L35-UNV-SD-1C-FRF-XX-YY-ZZ-8 | Indoor Luminaires | Linear Ambient | Direct Linear Ambient Luminaires | Standard | FALSE | [9 empty] | 41978 |  |  | NotYetVerified |  | 3 | 4560.02 | 91.2 | 50 | 17.1 | 0.887 | 3500 | 83
PQRQXCHN | Nulite Lighting | Nulite Lighting Regolo | RM6-05L35-UNV-SD-1C-FRF-XX-8 | Indoor Luminaires | Linear Ambient | Direct Linear Ambient Luminaires | Standard | FALSE | [9 empty] | 41978 |  |  | NotYetVerified |  | 3 | 4250.12 | 85.34 | 49.8 | 17.1 | 0.887 | 3500 | 83
PKTCSEFT | Nulite Lighting | Nulite Lighting Regolo | RG6-05L35-UNV-SD-1C-FRF-8 | Indoor Luminaires | Linear Ambient | Direct Linear Ambient Luminaires | Standard | FALSE | [9 empty] | 41978 |  |  | NotYetVerified |  | 3 | 4250.12 | 85.34 | 49.8 | 17.1 | 0.887 | 3500 | 83
P7MJT9YK | Nulite Lighting | Nulite Lighting Regolo | RF6-05L35-UNV-SD-1C-FRF-XX-8 | Indoor Luminaires | Linear Ambient | Direct Linear Ambient Luminaires | Standard | FALSE | [9 empty] | 41978 |  |  | NotYetVerified |  | 3 | 4250.12 | 85.34 | 49.8 | 17.1 | 0.887 | 3500 | 83
P7E7YSB3 | Nulite Lighting | Nulite Lighting Regolo | RP6-6D-05L35-UNV-SD-1C-FRF-XX-YY-ZZ-8 | Indoor Luminaires | Linear Ambient | Direct Linear Ambient Luminaires | Standard | FALSE | [9 empty] | 41978 |  |  | NotYetVerified |  | 3 | 4250.12 | 85.34 | 49.8 | 17.1 | 0.887 | 3500 | 83
PYBEXJ46 | Nulite Lighting | Nulite Lighting Regolo | RP6-6U-05L35-UNV-SD-1C-FRF-XX-YY-ZZ-6 | Indoor Luminaires | Linear Ambient | Direct Linear Ambient Luminaires | Standard | FALSE | [9 empty] | 41978 |  |  | NotYetVerified |  | 3 | 3420.015 | 91.2 | 37.5 | 17.1 | 0.887 | 3500 | 83
PGM175GZ | Nulite Lighting | Nulite Lighting Regolo | RF6-05L35-UNV-SD-1C-FRF-XX-6 | Indoor Luminaires | Linear Ambient | Direct Linear Ambient Luminaires | Standard | FALSE | [9 empty] | 41978 |  |  | NotYetVerified |  | 3 | 3187.59 | 85.34 | 37.35 | 17.1 | 0.887 | 3500 | 83
PCBHEDFU | Nulite Lighting | Nulite Lighting Regolo | RM6-05L35-UNV-SD-1C-FRF-XX-6 | Indoor Luminaires | Linear Ambient | Direct Linear Ambient Luminaires | Standard | FALSE | [9 empty] | 41978 |  |  | NotYetVerified |  | 3 | 3187.59 | 85.34 | 37.35 | 17.1 | 0.887 | 3500 | 83
P4WCSQS8 | Nulite Lighting | Nulite Lighting Regolo | RG6-05L35-UNV-SD-1C-FRF-6 | Indoor Luminaires | Linear Ambient | Direct Linear Ambient Luminaires | Standard | FALSE | [9 empty] | 41978 |  |  | NotYetVerified |  | 3 | 3187.59 | 85.34 | 37.35 | 17.1 | 0.887 | 3500 | 83
P38PC3YV | Nulite Lighting | Nulite Lighting Regolo | RP6-6D-05L35-UNV-SD-1C-FRF-XX-YY-ZZ-6 | Indoor Luminaires | Linear Ambient | Direct Linear Ambient Luminaires | Standard | FALSE | [9 empty] | 41978 |  |  | NotYetVerified |  | 3 | 3187.59 | 85.34 | 37.35 | 17.1 | 0.887 | 3500 | 83
PE7UBQ7S | Nulite Lighting | Nulite Lighting Regolo | RP6-6U-05L35-UNV-SD-1C-FRF-XX-YY-ZZ-4 | Indoor Luminaires | Linear Ambient | Direct Linear Ambient Luminaires | Standard | FALSE | [9 empty] | 41978 |  |  | NotYetVerified |  | 3 | 2280.01 | 91.2 | 25 | 17.1 | 0.887 | 3500 | 83
PX79U2UG | Nulite Lighting | Nulite Lighting Regolo | RG6-05L35-UNV-SD-1C-FRF-4 | Indoor Luminaires | Linear Ambient | Direct Linear Ambient Luminaires | Standard | FALSE | [9 empty] | 41978 |  |  | NotYetVerified |  | 3 | 2125.06 | 85.34 | 24.9 | 17.1 | 0.887 | 3500 | 83
PWR2TKCG | Nulite Lighting | Nulite Lighting Regolo | RM6-05L35-UNV-SD-1C-FRF-XX-4 | Indoor Luminaires | Linear Ambient | Direct Linear Ambient Luminaires | Standard | FALSE | [9 empty] | 41978 |  |  | NotYetVerified |  | 3 | 2125.06 | 85.34 | 24.9 | 17.1 | 0.887 | 3500 | 83
PU4EHN5B | Nulite Lighting | Nulite Lighting Regolo | RF6-05L35-UNV-SD-1C-FRF-XX-4 | Indoor Luminaires | Linear Ambient | Direct Linear Ambient Luminaires | Standard | FALSE | [9 empty] | 41978 |  |  | NotYetVerified |  | 3 | 2125.06 | 85.34 | 24.9 | 17.1 | 0.887 | 3500 | 83
PAH17P55 | Nulite Lighting | Nulite Lighting Regolo | RP6-6D-05L35-UNV-SD-1C-FRF-XX-YY-ZZ-4 | Indoor Luminaires | Linear Ambient | Direct Linear Ambient Luminaires | Standard | FALSE | [9 empty] | 41978 |  |  | NotYetVerified |  | 3 | 2125.06 | 85.34 | 24.9 | 17.1 | 0.887 | 3500 | 83
PZSQEGJZ | Nulite Lighting | Nulite Lighting Regolo | RF4-05L35-UNV-SD-1C-FRF-XX-8 | Indoor Luminaires | Linear Ambient | Direct Linear Ambient Luminaires | Standard | FALSE | [9 empty] | 41978 |  |  | NotYetVerified |  | 3 | 4640.34 | 92.43 | 50.2 | 16.7 | 0.889 | 3500 | 83
PXZQ5XPQ | Nulite Lighting | Nulite Lighting Regolo | RG4-05L35-UNV-SD-1C-FRF-8 | Indoor Luminaires | Linear Ambient | Direct Linear Ambient Luminaires | Standard | FALSE | [9 empty] | 41978 |  |  | NotYetVerified |  | 3 | 4640.34 | 92.43 | 50.2 | 16.7 | 0.889 | 3500 | 83
PP5RWHRF | Nulite Lighting | Nulite Lighting Regolo | RP4-4D-05L35-UNV-SD-1C-FRF-XX-YY-ZZ-8 | Indoor Luminaires | Linear Ambient | Direct Linear Ambient Luminaires | Standard | FALSE | [9 empty] | 41978 |  |  | NotYetVerified |  | 3 | 4640.34 | 92.43 | 50.2 | 16.7 | 0.889 | 3500 | 83
PFRSYW5U | Nulite Lighting | Nulite Lighting Regolo | RM4-05L35-UNV-SD-1C-FRF-XX-8 | Indoor Luminaires | Linear Ambient | Direct Linear Ambient Luminaires | Standard | FALSE | [9 empty] | 41978 |  |  | NotYetVerified |  | 3 | 4640.34 | 92.43 | 50.2 | 16.7 | 0.889 | 3500 | 83
PQZ21UJ6 | Nulite Lighting | Nulite Lighting Regolo | RG4-05L35-UNV-SD-1C-FRF-6 | Indoor Luminaires | Linear Ambient | Direct Linear Ambient Luminaires | Standard | FALSE | [9 empty] | 41978 |  |  | NotYetVerified |  | 3 | 3480.26 | 92.43 | 37.65 | 16.7 | 0.889 | 3500 | 83
PJDWGFTM | Nulite Lighting | Nulite Lighting Regolo | RP4-4D-05L35-UNV-SD-1C-FRF-XX-YY-ZZ-6 | Indoor Luminaires | Linear Ambient | Direct Linear Ambient Luminaires | Standard | FALSE | [9 empty] | 41978 |  |  | NotYetVerified |  | 3 | 3480.26 | 92.43 | 37.65 | 16.7 | 0.889 | 3500 | 83
PEQB2FD1 | Nulite Lighting | Nulite Lighting Regolo | RF4-05L35-UNV-SD-1C-FRF-XX-6 | Indoor Luminaires | Linear Ambient | Direct Linear Ambient Luminaires | Standard | FALSE | [9 empty] | 41978 |  |  | NotYetVerified |  | 3 | 3480.26 | 92.43 | 37.65 | 16.7 | 0.889 | 3500 | 83
P81CBKKS | Nulite Lighting | Nulite Lighting Regolo | RM4-05L35-UNV-SD-1C-FRF-XX-6 | Indoor Luminaires | Linear Ambient | Direct Linear Ambient Luminaires | Standard | FALSE | [9 empty] | 41978 |  |  | NotYetVerified |  | 3 | 3480.26 | 92.43 | 37.65 | 16.7 | 0.889 | 3500 | 83
PN513JZP | Nulite Lighting | Nulite Lighting Regolo | RF4-05L35-UNV-SD-1C-FRF-XX-4 | Indoor Luminaires | Linear Ambient | Direct Linear Ambient Luminaires | Standard | FALSE | [9 empty] | 41978 |  |  | NotYetVerified |  | 3 | 2320.17 | 92.43 | 25.1 | 16.7 | 0.889 | 3500 | 83
PE555MUP | Nulite Lighting | Nulite Lighting Regolo | RG4-05L35-UNV-SD-1C-FRF-4 | Indoor Luminaires | Linear Ambient | Direct Linear Ambient Luminaires | Standard | FALSE | [9 empty] | 41978 |  |  | NotYetVerified |  | 3 | 2320.17 | 92.43 | 25.1 | 16.7 | 0.889 | 3500 | 83
P5RVN2MZ | Nulite Lighting | Nulite Lighting Regolo | RM4-05L35-UNV-SD-1C-FRF-XX-4 | Indoor Luminaires | Linear Ambient | Direct Linear Ambient Luminaires | Standard | FALSE | [9 empty] | 41978 |  |  | NotYetVerified |  | 3 | 2320.17 | 92.43 | 25.1 | 16.7 | 0.889 | 3500 | 83
PVGF5G4A | Nulite Lighting | Nulite Lighting Regolo | RM4-09L35-UNV-SD-1C-FRF-XX-8 | Indoor Luminaires | Linear Ambient | Direct Linear Ambient Luminaires | Standard | FALSE | [9 empty] | 41978 |  |  | NotYetVerified |  | 3 | 7163.92 | 82.53 | 86.8 | 16.6 | 0.943 | 3500 | 83
PK751RJH | Nulite Lighting | Nulite Lighting Regolo | RG4-09L35-UNV-SD-1C-FRF-8 | Indoor Luminaires | Linear Ambient | Direct Linear Ambient Luminaires | Standard | FALSE | [9 empty] | 41978 |  |  | NotYetVerified |  | 3 | 7163.92 | 82.53 | 86.8 | 16.6 | 0.943 | 3500 | 83
PFW63S6X | Nulite Lighting | Nulite Lighting Regolo | RP4-4D-09L35-UNV-SD-1C-FRF-XX-YY-ZZ-8 | Indoor Luminaires | Linear Ambient | Direct Linear Ambient Luminaires | Standard | FALSE | [9 empty] | 41978 |  |  | NotYetVerified |  | 3 | 7163.92 | 82.53 | 86.8 | 16.6 | 0.943 | 3500 | 83
P87TP1RJ | Nulite Lighting | Nulite Lighting Regolo | RF4-09L35-UNV-SD-1C-FRF-XX-8 | Indoor Luminaires | Linear Ambient | Direct Linear Ambient Luminaires | Standard | FALSE | [9 empty] | 41978 |  |  | NotYetVerified |  | 3 | 7163.92 | 82.53 | 86.8 | 16.6 | 0.943 | 3500 | 83
PZY3BQCN | Nulite Lighting | Nulite Lighting Regolo | RP4-4D-09L35-UNV-SD-1C-FRF-XX-YY-ZZ-6 | Indoor Luminaires | Linear Ambient | Direct Linear Ambient Luminaires | Standard | FALSE | [9 empty] | 41978 |  |  | NotYetVerified |  | 3 | 5372.94 | 82.53 | 65.1 | 16.6 | 0.943 | 3500 | 83
PZJKME3A | Nulite Lighting | Nulite Lighting Regolo | RG4-09L35-UNV-SD-1C-FRF-6 | Indoor Luminaires | Linear Ambient | Direct Linear Ambient Luminaires | Standard | FALSE | [9 empty] | 41978 |  |  | NotYetVerified |  | 3 | 5372.94 | 82.53 | 65.1 | 16.6 | 0.943 | 3500 | 83
PNCGKKM9 | Nulite Lighting | Nulite Lighting Regolo | RF4-09L35-UNV-SD-1C-FRF-XX-6 | Indoor Luminaires | Linear Ambient | Direct Linear Ambient Luminaires | Standard | FALSE | [9 empty] | 41978 |  |  | NotYetVerified |  | 3 | 5372.94 | 82.53 | 65.1 | 16.6 | 0.943 | 3500 | 83
P8TFEWWR | Nulite Lighting | Nulite Lighting Regolo | RM4-09L35-UNV-SD-1C-FRF-XX-6 | Indoor Luminaires | Linear Ambient | Direct Linear Ambient Luminaires | Standard | FALSE | [9 empty] | 41978 |  |  | NotYetVerified |  | 3 | 5372.94 | 82.53 | 65.1 | 16.6 | 0.943 | 3500 | 83
PENSTT46 | Nulite Lighting | Nulite Lighting Regolo | RP4-4U-05L35-UNV-SD-1C-FRF-XX-YY-ZZ-8 | Indoor Luminaires | Linear Ambient | Direct Linear Ambient Luminaires | Standard | FALSE | [9 empty] | 41978 |  |  | NotYetVerified |  | 3 | 4284.14 | 85.34 | 50.2 | 16.6 | 0.886 | 3500 | 83
PRE9USJM | Nulite Lighting | Nulite Lighting Regolo | RF4-09L35-UNV-SD-1C-FRF-XX-4 | Indoor Luminaires | Linear Ambient | Direct Linear Ambient Luminaires | Standard | FALSE | [9 empty] | 41978 |  |  | NotYetVerified |  | 3 | 3581.96 | 82.53 | 43.4 | 16.6 | 0.943 | 3500 | 83
PJVPHMWC | Nulite Lighting | Nulite Lighting Regolo | RP4-4D-09L35-UNV-SD-1C-FRF-XX-YY-ZZ-4 | Indoor Luminaires | Linear Ambient | Direct Linear Ambient Luminaires | Standard | FALSE | [9 empty] | 41978 |  |  | NotYetVerified |  | 3 | 3581.96 | 82.53 | 43.4 | 16.6 | 0.943 | 3500 | 83
PH61RJFA | Nulite Lighting | Nulite Lighting Regolo | RM4-09L35-UNV-SD-1C-FRF-XX-4 | Indoor Luminaires | Linear Ambient | Direct Linear Ambient Luminaires | Standard | FALSE | [9 empty] | 41978 |  |  | NotYetVerified |  | 3 | 3581.96 | 82.53 | 43.4 | 16.6 | 0.943 | 3500 | 83
P46XU2QE | Nulite Lighting | Nulite Lighting Regolo | RG4-09L35-UNV-SD-1C-FRF-4 | Indoor Luminaires | Linear Ambient | Direct Linear Ambient Luminaires | Standard | FALSE | [9 empty] | 41978 |  |  | NotYetVerified |  | 3 | 3581.96 | 82.53 | 43.4 | 16.6 | 0.943 | 3500 | 83
P8QF9ES6 | Nulite Lighting | Nulite Lighting Regolo | RP4-4U-05L35-UNV-SD-1C-FRF-XX-YY-ZZ-6 | Indoor Luminaires | Linear Ambient | Direct Linear Ambient Luminaires | Standard | FALSE | [9 empty] | 41978 |  |  | NotYetVerified |  | 3 | 3213.105 | 85.34 | 37.65 | 16.6 | 0.886 | 3500 | 83
PRPRHDWV | Nulite Lighting | Nulite Lighting Regolo | RP4-4U-05L35-UNV-SD-1C-FRF-XX-YY-ZZ-4 | Indoor Luminaires | Linear Ambient | Direct Linear Ambient Luminaires | Standard | FALSE | [9 empty] | 41978 |  |  | NotYetVerified |  | 3 | 2142.07 | 85.34 | 25.1 | 16.6 | 0.886 | 3500 | 83
PW816PY1 | Nulite Lighting | Nulite Lighting Regolo | RM2-05L35-UNV-SD-1C-FRF-XX-8 | Indoor Luminaires | Linear Ambient | Direct Linear Ambient Luminaires | Standard | FALSE | [9 empty] | 41978 |  |  | NotYetVerified |  | 3 | 4157.7 | 83.15 | 50 | 16.5 | 0.886 | 3500 | 83
PVC1T2QY | Nulite Lighting | Nulite Lighting Regolo | RG2-05L35-UNV-SD-1C-FRF-8 | Indoor Luminaires | Linear Ambient | Direct Linear Ambient Luminaires | Standard | FALSE | [9 empty] | 41978 |  |  | NotYetVerified |  | 3 | 4157.7 | 83.15 | 50 | 16.5 | 0.886 | 3500 | 83
PE7S65CE | Nulite Lighting | Nulite Lighting Regolo | RF2-05L35-UNV-SD-1C-FRF-XX-8 | Indoor Luminaires | Linear Ambient | Direct Linear Ambient Luminaires | Standard | FALSE | [9 empty] | 41978 |  |  | NotYetVerified |  | 3 | 4157.7 | 83.15 | 50 | 16.5 | 0.886 | 3500 | 83
P38EGTPY | Nulite Lighting | Nulite Lighting Regolo | RP2-4D-05L35-UNV-SD-1C-FRF-XX-YY-ZZ-8 | Indoor Luminaires | Linear Ambient | Direct Linear Ambient Luminaires | Standard | FALSE | [9 empty] | 41978 |  |  | NotYetVerified |  | 3 | 4157.7 | 83.15 | 50 | 16.5 | 0.886 | 3500 | 83
PZ2CYBWH | Nulite Lighting | Nulite Lighting Regolo | RF2-05L35-UNV-SD-1C-FRF-XX-6 | Indoor Luminaires | Linear Ambient | Direct Linear Ambient Luminaires | Standard | FALSE | [9 empty] | 41978 |  |  | NotYetVerified |  | 3 | 3118.3 | 83.15 | 37.5 | 16.5 | 0.886 | 3500 | 83
PJ2AYTK1 | Nulite Lighting | Nulite Lighting Regolo | RG2-05L35-UNV-SD-1C-FRF-6 | Indoor Luminaires | Linear Ambient | Direct Linear Ambient Luminaires | Standard | FALSE | [9 empty] | 41978 |  |  | NotYetVerified |  | 3 | 3118.3 | 83.15 | 37.5 | 16.5 | 0.886 | 3500 | 83
PEV83Z4D | Nulite Lighting | Nulite Lighting Regolo | RP2-4D-05L35-UNV-SD-1C-FRF-XX-YY-ZZ-6 | Indoor Luminaires | Linear Ambient | Direct Linear Ambient Luminaires | Standard | FALSE | [9 empty] | 41978 |  |  | NotYetVerified |  | 3 | 3118.3 | 83.15 | 37.5 | 16.5 | 0.886 | 3500 | 83
P3QDZMU1 | Nulite Lighting | Nulite Lighting Regolo | RM2-05L35-UNV-SD-1C-FRF-XX-6 | Indoor Luminaires | Linear Ambient | Direct Linear Ambient Luminaires | Standard | FALSE | [9 empty] | 41978 |  |  | NotYetVerified |  | 3 | 3118.3 | 83.15 | 37.5 | 16.5 | 0.886 | 3500 | 83
PXDFHZYN | Nulite Lighting | Nulite Lighting Regolo | RM2-05L35-UNV-SD-1C-FRF-XX-4 | Indoor Luminaires | Linear Ambient | Direct Linear Ambient Luminaires | Standard | FALSE | [9 empty] | 41978 |  |  | NotYetVerified |  | 3 | 2078.9 | 83.15 | 25 | 16.5 | 0.886 | 3500 | 83
PFJUVXCH | Nulite Lighting | Nulite Lighting Regolo | RG2-05L35-UNV-SD-1C-FRF-4 | Indoor Luminaires | Linear Ambient | Direct Linear Ambient Luminaires | Standard | FALSE | [9 empty] | 41978 |  |  | NotYetVerified |  | 3 | 2078.9 | 83.15 | 25 | 16.5 | 0.886 | 3500 | 83
P2BMWN37 | Nulite Lighting | Nulite Lighting Regolo | RF2-05L35-UNV-SD-1C-FRF-XX-4 | Indoor Luminaires | Linear Ambient | Direct Linear Ambient Luminaires | Standard | FALSE | [9 empty] | 41978 |  |  | NotYetVerified |  | 3 | 2078.9 | 83.15 | 25 | 16.5 | 0.886 | 3500 | 83
PDE6EJJR | Nulite Lighting | Nulite Lighting Regolo | RP6-6B-05L35-UNV-SD-1C-FRF-XX-YY-ZZ-8 | Indoor Luminaires | Linear Ambient | Linear Ambient Luminaires w/ Indirect component | Standard | FALSE | [9 empty] | 41978 |  |  | NotYetVerified |  | 3 | 10410.56 | 107.77 | 96.6 | 16.1 | 0.953 | 3500 | 83
PJBM4VSV | Nulite Lighting | Nulite Lighting Regolo | RP6-6B-05L35-UNV-SD-1C-FRF-XX-YY-ZZ-6 | Indoor Luminaires | Linear Ambient | Linear Ambient Luminaires w/ Indirect component | Standard | FALSE | [9 empty] | 41978 |  |  | NotYetVerified |  | 3 | 7807.92 | 107.77 | 72.45 | 16.1 | 0.953 | 3500 | 83
PTP9QZ7N | Nulite Lighting | Nulite Lighting Regolo | RP6-6B-05L35-UNV-SD-1C-FRF-XX-YY-ZZ-4 | Indoor Luminaires | Linear Ambient | Linear Ambient Luminaires w/ Indirect component | Standard | FALSE | [9 empty] | 41978 |  |  | NotYetVerified |  | 3 | 5205.28 | 107.77 | 48.3 | 16.1 | 0.953 | 3500 | 83
P2HDD63K | Nulite Lighting | Nulite Lighting Regolo | RP4-4B-05L35-UNV-SD-1C-FRF-XX-YY-ZZ-8 | Indoor Luminaires | Linear Ambient | Linear Ambient Luminaires w/ Indirect component | Standard | FALSE | [9 empty] | 41978 |  |  | NotYetVerified |  | 3 | 10376.38 | 107.86 | 96.2 | 15.8 | 0.952 | 3500 | 83
PMNYBQBJ | Nulite Lighting | Nulite Lighting Regolo | RP4-4B-05L35-UNV-SD-1C-FRF-XX-YY-ZZ-6 | Indoor Luminaires | Linear Ambient | Linear Ambient Luminaires w/ Indirect component | Standard | FALSE | [9 empty] | 41978 |  |  | NotYetVerified |  | 3 | 7782.285 | 107.86 | 72.15 | 15.8 | 0.952 | 3500 | 83
P4HR1QM3 | Nulite Lighting | Nulite Lighting Regolo | RP4-4B-05L35-UNV-SD-1C-FRF-XX-YY-ZZ-4 | Indoor Luminaires | Linear Ambient | Linear Ambient Luminaires w/ Indirect component | Standard | FALSE | [9 empty] | 41978 |  |  | NotYetVerified |  | 3 | 5188.19 | 107.86 | 48.1 | 15.8 | 0.952 | 3500 | 83
P8NG6EX1 | Nulite Lighting | Nulite Lighting Regolo | RP6-6U-05L35-UNV-DIM-1C-FRF-XX-YY-ZZ-8 | Indoor Luminaires | Linear Ambient | Direct Linear Ambient Luminaires | Standard | FALSE | [9 empty] | 41978 |  |  | NotYetVerified |  | 3 | 4560.02 | 91.2 | 50 | 17.1 | 0.887 | 3500 | 83
PYQQXNHB | Nulite Lighting | Nulite Lighting Regolo | RG6-05L35-UNV-DIM-1C-FRF-8 | Indoor Luminaires | Linear Ambient | Direct Linear Ambient Luminaires | Standard | FALSE | [9 empty] | 41978 |  |  | NotYetVerified |  | 3 | 4250.12 | 85.34 | 49.8 | 17.1 | 0.887 | 3500 | 83
PYKAB8Z1 | Nulite Lighting | Nulite Lighting Regolo | RM6-05L35-UNV-DIM-1C-FRF-XX-8 | Indoor Luminaires | Linear Ambient | Direct Linear Ambient Luminaires | Standard | FALSE | [9 empty] | 41978 |  |  | NotYetVerified |  | 3 | 4250.12 | 85.34 | 49.8 | 17.1 | 0.887 | 3500 | 83
PBMVQ8M3 | Nulite Lighting | Nulite Lighting Regolo | RP6-6D-05L35-UNV-DIM-1C-FRF-XX-YY-ZZ-8 | Indoor Luminaires | Linear Ambient | Direct Linear Ambient Luminaires | Standard | FALSE | [9 empty] | 41978 |  |  | NotYetVerified |  | 3 | 4250.12 | 85.34 | 49.8 | 17.1 | 0.887 | 3500 | 83
P2X31SCM | Nulite Lighting | Nulite Lighting Regolo | RF6-05L35-UNV-DIM-1C-FRF-XX-8 | Indoor Luminaires | Linear Ambient | Direct Linear Ambient Luminaires | Standard | FALSE | [9 empty] | 41978 |  |  | NotYetVerified |  | 3 | 4250.12 | 85.34 | 49.8 | 17.1 | 0.887 | 3500 | 83
P2PB2TPE | Nulite Lighting | Nulite Lighting Regolo | RP6-6U-05L35-UNV-DIM-1C-FRF-XX-YY-ZZ-6 | Indoor Luminaires | Linear Ambient | Direct Linear Ambient Luminaires | Standard | FALSE | [9 empty] | 41978 |  |  | NotYetVerified |  | 3 | 3420.015 | 91.2 | 37.5 | 17.1 | 0.887 | 3500 | 83
PVX4TRA4 | Nulite Lighting | Nulite Lighting Regolo | RG6-05L35-UNV-DIM-1C-FRF-6 | Indoor Luminaires | Linear Ambient | Direct Linear Ambient Luminaires | Standard | FALSE | [9 empty] | 41978 |  |  | NotYetVerified |  | 3 | 3187.59 | 85.34 | 37.35 | 17.1 | 0.887 | 3500 | 83
PTAB76FQ | Nulite Lighting | Nulite Lighting Regolo | RM6-05L35-UNV-DIM-1C-FRF-XX-6 | Indoor Luminaires | Linear Ambient | Direct Linear Ambient Luminaires | Standard | FALSE | [9 empty] | 41978 |  |  | NotYetVerified |  | 3 | 3187.59 | 85.34 | 37.35 | 17.1 | 0.887 | 3500 | 83
PBCNSKD1 | Nulite Lighting | Nulite Lighting Regolo | RP6-6D-05L35-UNV-DIM-1C-FRF-XX-YY-ZZ-6 | Indoor Luminaires | Linear Ambient | Direct Linear Ambient Luminaires | Standard | FALSE | [9 empty] | 41978 |  |  | NotYetVerified |  | 3 | 3187.59 | 85.34 | 37.35 | 17.1 | 0.887 | 3500 | 83
P6PZKE8B | Nulite Lighting | Nulite Lighting Regolo | RF6-05L35-UNV-DIM-1C-FRF-XX-6 | Indoor Luminaires | Linear Ambient | Direct Linear Ambient Luminaires | Standard | FALSE | [9 empty] | 41978 |  |  | NotYetVerified |  | 3 | 3187.59 | 85.34 | 37.35 | 17.1 | 0.887 | 3500 | 83
PVMFKJ1H | Nulite Lighting | Nulite Lighting Regolo | RM6-05L35-UNV-DIM-1C-FRF-XX-4 | Indoor Luminaires | Linear Ambient | Direct Linear Ambient Luminaires | Standard | FALSE | [9 empty] | 41978 |  |  | NotYetVerified |  | 3 | 2125.06 | 85.34 | 24.9 | 17.1 | 0.887 | 3500 | 83
PS3NJBZF | Nulite Lighting | Nulite Lighting Regolo | RF6-05L35-UNV-DIM-1C-FRF-XX-4 | Indoor Luminaires | Linear Ambient | Direct Linear Ambient Luminaires | Standard | FALSE | [9 empty] | 41978 |  |  | NotYetVerified |  | 3 | 2125.06 | 85.34 | 24.9 | 17.1 | 0.887 | 3500 | 83
P14N16K6 | Nulite Lighting | Nulite Lighting Regolo | RG6-05L35-UNV-DIM-1C-FRF-4 | Indoor Luminaires | Linear Ambient | Direct Linear Ambient Luminaires | Standard | FALSE | [9 empty] | 41978 |  |  | NotYetVerified |  | 3 | 2125.06 | 85.34 | 24.9 | 17.1 | 0.887 | 3500 | 83
PWVXC37X | Nulite Lighting | Nulite Lighting Regolo | RF4-05L35-UNV-DIM-1C-FRF-XX-8 | Indoor Luminaires | Linear Ambient | Direct Linear Ambient Luminaires | Standard | FALSE | [9 empty] | 41978 |  |  | NotYetVerified |  | 3 | 4640.34 | 92.43 | 50.2 | 16.7 | 0.889 | 3500 | 83
PN2VKY2G | Nulite Lighting | Nulite Lighting Regolo | RP4-4D-05L35-UNV-DIM-1C-FRF-XX-YY-ZZ-8 | Indoor Luminaires | Linear Ambient | Direct Linear Ambient Luminaires | Standard | FALSE | [9 empty] | 41978 |  |  | NotYetVerified |  | 3 | 4640.34 | 92.43 | 50.2 | 16.7 | 0.889 | 3500 | 83
P5CZ2SKU | Nulite Lighting | Nulite Lighting Regolo | RM4-05L35-UNV-DIM-1C-FRF-XX-8 | Indoor Luminaires | Linear Ambient | Direct Linear Ambient Luminaires | Standard | FALSE | [9 empty] | 41978 |  |  | NotYetVerified |  | 3 | 4640.34 | 92.43 | 50.2 | 16.7 | 0.889 | 3500 | 83
P1R5D1E2 | Nulite Lighting | Nulite Lighting Regolo | RG4-05L35-UNV-DIM-1C-FRF-8 | Indoor Luminaires | Linear Ambient | Direct Linear Ambient Luminaires | Standard | FALSE | [9 empty] | 41978 |  |  | NotYetVerified |  | 3 | 4640.34 | 92.43 | 50.2 | 16.7 | 0.889 | 3500 | 83
PZCBMYXS | Nulite Lighting | Nulite Lighting Regolo | RF4-05L35-UNV-DIM-1C-FRF-XX-6 | Indoor Luminaires | Linear Ambient | Direct Linear Ambient Luminaires | Standard | FALSE | [9 empty] | 41978 |  |  | NotYetVerified |  | 3 | 3480.26 | 92.43 | 37.65 | 16.7 | 0.889 | 3500 | 83
PWZUMA7R | Nulite Lighting | Nulite Lighting Regolo | RM4-05L35-UNV-DIM-1C-FRF-XX-6 | Indoor Luminaires | Linear Ambient | Direct Linear Ambient Luminaires | Standard | FALSE | [9 empty] | 41978 |  |  | NotYetVerified |  | 3 | 3480.26 | 92.43 | 37.65 | 16.7 | 0.889 | 3500 | 83
PNH69KA5 | Nulite Lighting | Nulite Lighting Regolo | RG4-05L35-UNV-DIM-1C-FRF-6 | Indoor Luminaires | Linear Ambient | Direct Linear Ambient Luminaires | Standard | FALSE | [9 empty] | 41978 |  |  | NotYetVerified |  | 3 | 3480.26 | 92.43 | 37.65 | 16.7 | 0.889 | 3500 | 83
P2VXVWYX | Nulite Lighting | Nulite Lighting Regolo | RP4-4D-05L35-UNV-DIM-1C-FRF-XXYY-ZZ-6 | Indoor Luminaires | Linear Ambient | Direct Linear Ambient Luminaires | Standard | FALSE | [9 empty] | 41978 |  |  | NotYetVerified |  | 3 | 3480.26 | 92.43 | 37.65 | 16.7 | 0.889 | 3500 | 83
PX2JXEQ1 | Nulite Lighting | Nulite Lighting Regolo | RG4-05L35-UNV-DIM-1C-FRF-4 | Indoor Luminaires | Linear Ambient | Direct Linear Ambient Luminaires | Standard | FALSE | [9 empty] | 41978 |  |  | NotYetVerified |  | 3 | 2320.17 | 92.43 | 25.1 | 16.7 | 0.889 | 3500 | 83
PTT5JZBQ | Nulite Lighting | Nulite Lighting Regolo | RP4-4D-05L35-UNV-DIM-1C-FRF-XXYY-ZZ-4 | Indoor Luminaires | Linear Ambient | Direct Linear Ambient Luminaires | Standard | FALSE | [9 empty] | 41978 |  |  | NotYetVerified |  | 3 | 2320.17 | 92.43 | 25.1 | 16.7 | 0.889 | 3500 | 83
PQRFDW9D | Nulite Lighting | Nulite Lighting Regolo | RF4-05L35-UNV-DIM-1C-FRF-XX-4 | Indoor Luminaires | Linear Ambient | Direct Linear Ambient Luminaires | Standard | FALSE | [9 empty] | 41978 |  |  | NotYetVerified |  | 3 | 2320.17 | 92.43 | 25.1 | 16.7 | 0.889 | 3500 | 83
P6ZM1TUJ | Nulite Lighting | Nulite Lighting Regolo | RM4-05L35-UNV-DIM-1C-FRF-XX-4 | Indoor Luminaires | Linear Ambient | Direct Linear Ambient Luminaires | Standard | FALSE | [9 empty] | 41978 |  |  | NotYetVerified |  | 3 | 2320.17 | 92.43 | 25.1 | 16.7 | 0.889 | 3500 | 83
PY7892PX | Nulite Lighting | Nulite Lighting Regolo | RF4-09L35-UNV-DIM-1C-FRF-XX-8 | Indoor Luminaires | Linear Ambient | Direct Linear Ambient Luminaires | Standard | FALSE | [9 empty] | 41978 |  |  | NotYetVerified |  | 3 | 7163.92 | 82.53 | 86.8 | 16.6 | 0.943 | 3500 | 83
PDDJ27WU | Nulite Lighting | Nulite Lighting Regolo | RG4-09L35-UNV-DIM-1C-FRF-8 | Indoor Luminaires | Linear Ambient | Direct Linear Ambient Luminaires | Standard | FALSE | [9 empty] | 41978 |  |  | NotYetVerified |  | 3 | 7163.92 | 82.53 | 86.8 | 16.6 | 0.943 | 3500 | 83
PBGVZUA2 | Nulite Lighting | Nulite Lighting Regolo | RM4-09L35-UNV-DIM-1C-FRF-XX-8 | Indoor Luminaires | Linear Ambient | Direct Linear Ambient Luminaires | Standard | FALSE | [9 empty] | 41978 |  |  | NotYetVerified |  | 3 | 7163.92 | 82.53 | 86.8 | 16.6 | 0.943 | 3500 | 83
PB8PRPM2 | Nulite Lighting | Nulite Lighting Regolo | RP4-4D-09L35-UNV-DIM-1C-FRF-XX-YY-ZZ-8 | Indoor Luminaires | Linear Ambient | Direct Linear Ambient Luminaires | Standard | FALSE | [9 empty] | 41978 |  |  | NotYetVerified |  | 3 | 7163.92 | 82.53 | 86.8 | 16.6 | 0.943 | 3500 | 83
PRFPHRJN | Nulite Lighting | Nulite Lighting Regolo | RP4-4D-09L35-UNV-DIM-1C-FRF-XX-YY-ZZ-6 | Indoor Luminaires | Linear Ambient | Direct Linear Ambient Luminaires | Standard | FALSE | [9 empty] | 41978 |  |  | NotYetVerified |  | 3 | 5372.94 | 82.53 | 65.1 | 16.6 | 0.943 | 3500 | 83
PR36MG99 | Nulite Lighting | Nulite Lighting Regolo | RG4-09L35-UNV-DIM-1C-FRF-6 | Indoor Luminaires | Linear Ambient | Direct Linear Ambient Luminaires | Standard | FALSE | [9 empty] | 41978 |  |  | NotYetVerified |  | 3 | 5372.94 | 82.53 | 65.1 | 16.6 | 0.943 | 3500 | 83
PH8HJEVQ | Nulite Lighting | Nulite Lighting Regolo | RF4-09L35-UNV-DIM-1C-FRF-XX-6 | Indoor Luminaires | Linear Ambient | Direct Linear Ambient Luminaires | Standard | FALSE | [9 empty] | 41978 |  |  | NotYetVerified |  | 3 | 5372.94 | 82.53 | 65.1 | 16.6 | 0.943 | 3500 | 83
P9EQ5A5A | Nulite Lighting | Nulite Lighting Regolo | RM4-09L35-UNV-DIM-1C-FRF-XX-6 | Indoor Luminaires | Linear Ambient | Direct Linear Ambient Luminaires | Standard | FALSE | [9 empty] | 41978 |  |  | NotYetVerified |  | 3 | 5372.94 | 82.53 | 65.1 | 16.6 | 0.943 | 3500 | 83
P1TMEFJM | Nulite Lighting | Nulite Lighting Regolo | RP4-4U-05L35-UNV-DIM-1C-FRF-XX-YY-ZZ-8 | Indoor Luminaires | Linear Ambient | Direct Linear Ambient Luminaires | Standard | FALSE | [9 empty] | 41978 |  |  | NotYetVerified |  | 3 | 4284.14 | 85.34 | 50.2 | 16.6 | 0.886 | 3500 | 83
PWBGEX3B | Nulite Lighting | Nulite Lighting Regolo | RG4-09L35-UNV-DIM-1C-FRF-4 | Indoor Luminaires | Linear Ambient | Direct Linear Ambient Luminaires | Standard | FALSE | [9 empty] | 41978 |  |  | NotYetVerified |  | 3 | 3581.96 | 82.53 | 43.4 | 16.6 | 0.943 | 3500 | 83
P6ED8NJF | Nulite Lighting | Nulite Lighting Regolo | RM4-09L35-UNV-DIM-1C-FRF-XX-4 | Indoor Luminaires | Linear Ambient | Direct Linear Ambient Luminaires | Standard | FALSE | [9 empty] | 41978 |  |  | NotYetVerified |  | 3 | 3581.96 | 82.53 | 43.4 | 16.6 | 0.943 | 3500 | 83
P3EV2BUZ | Nulite Lighting | Nulite Lighting Regolo | RF4-09L35-UNV-DIM-1C-FRF-XX-4 | Indoor Luminaires | Linear Ambient | Direct Linear Ambient Luminaires | Standard | FALSE | [9 empty] | 41978 |  |  | NotYetVerified |  | 3 | 3581.96 | 82.53 | 43.4 | 16.6 | 0.943 | 3500 | 83
PMWC71ES | Nulite Lighting | Nulite Lighting Regolo | RP4-4U-05L35-UNV-DIM-1C-FRF-XX-YY-ZZ-6 | Indoor Luminaires | Linear Ambient | Direct Linear Ambient Luminaires | Standard | FALSE | [9 empty] | 41978 |  |  | NotYetVerified |  | 3 | 3213.105 | 85.34 | 37.65 | 16.6 | 0.886 | 3500 | 83
PRSP8DQ5 | Nulite Lighting | Nulite Lighting Regolo | RG2-05L35-UNV-DIM-1C-FRF-8 | Indoor Luminaires | Linear Ambient | Direct Linear Ambient Luminaires | Standard | FALSE | [9 empty] | 41978 |  |  | NotYetVerified |  | 3 | 4157.7 | 83.15 | 50 | 16.5 | 0.886 | 3500 | 83
PDG88ATM | Nulite Lighting | Nulite Lighting Regolo | RF2-05L35-UNV-DIM-1C-FRF-XX-8 | Indoor Luminaires | Linear Ambient | Direct Linear Ambient Luminaires | Standard | FALSE | [9 empty] | 41978 |  |  | NotYetVerified |  | 3 | 4157.7 | 83.15 | 50 | 16.5 | 0.886 | 3500 | 83
PD4E8QFB | Nulite Lighting | Nulite Lighting Regolo | RP2-4D-05L35-UNV-DIM-1C-FRF-XX-YY-ZZ-8 | Indoor Luminaires | Linear Ambient | Direct Linear Ambient Luminaires | Standard | FALSE | [9 empty] | 41978 |  |  | NotYetVerified |  | 3 | 4157.7 | 83.15 | 50 | 16.5 | 0.886 | 3500 | 83
P8XEGF2E | Nulite Lighting | Nulite Lighting Regolo | RM2-05L35-UNV-DIM-1C-FRF-XX-8 | Indoor Luminaires | Linear Ambient | Direct Linear Ambient Luminaires | Standard | FALSE | [9 empty] | 41978 |  |  | NotYetVerified |  | 3 | 4157.7 | 83.15 | 50 | 16.5 | 0.886 | 3500 | 83
PFUW86A6 | Nulite Lighting | Nulite Lighting Regolo | RM2-05L35-UNV-DIM-1C-FRF-XX-6 | Indoor Luminaires | Linear Ambient | Direct Linear Ambient Luminaires | Standard | FALSE | [9 empty] | 41978 |  |  | NotYetVerified |  | 3 | 3118.3 | 83.15 | 37.5 | 16.5 | 0.886 | 3500 | 83
PAGVBA1X | Nulite Lighting | Nulite Lighting Regolo | RG2-05L35-UNV-DIM-1C-FRF-6 | Indoor Luminaires | Linear Ambient | Direct Linear Ambient Luminaires | Standard | FALSE | [9 empty] | 41978 |  |  | NotYetVerified |  | 3 | 3118.3 | 83.15 | 37.5 | 16.5 | 0.886 | 3500 | 83
P8UKXJUJ | Nulite Lighting | Nulite Lighting Regolo | RF2-05L35-UNV-DIM-1C-FRF-XX-6 | Indoor Luminaires | Linear Ambient | Direct Linear Ambient Luminaires | Standard | FALSE | [9 empty] | 41978 |  |  | NotYetVerified |  | 3 | 3118.3 | 83.15 | 37.5 | 16.5 | 0.886 | 3500 | 83
P2MPG9F4 | Nulite Lighting | Nulite Lighting Regolo | RP2-4D-05L35-UNV-DIM-1C-FRF-XX-YY-ZZ-6 | Indoor Luminaires | Linear Ambient | Direct Linear Ambient Luminaires | Standard | FALSE | [9 empty] | 41978 |  |  | NotYetVerified |  | 3 | 3118.3 | 83.15 | 37.5 | 16.5 | 0.886 | 3500 | 83
PF3CY8CU | Nulite Lighting | Nulite Lighting Regolo | RG2-05L35-UNV-DIM-1C-FRF-4 | Indoor Luminaires | Linear Ambient | Direct Linear Ambient Luminaires | Standard | FALSE | [9 empty] | 41978 |  |  | NotYetVerified |  | 3 | 2078.9 | 83.15 | 25 | 16.5 | 0.886 | 3500 | 83
P6HNAVBS | Nulite Lighting | Nulite Lighting Regolo | RF2-05L35-UNV-DIM-1C-FRF-XX-4 | Indoor Luminaires | Linear Ambient | Direct Linear Ambient Luminaires | Standard | FALSE | [9 empty] | 41978 |  |  | NotYetVerified |  | 3 | 2078.9 | 83.15 | 25 | 16.5 | 0.886 | 3500 | 83
P6D3KZTN | Nulite Lighting | Nulite Lighting Regolo | RM2-05L35-UNV-DIM-1C-FRF-XX-4 | Indoor Luminaires | Linear Ambient | Direct Linear Ambient Luminaires | Standard | FALSE | [9 empty] | 41978 |  |  | NotYetVerified |  | 3 | 2078.9 | 83.15 | 25 | 16.5 | 0.886 | 3500 | 83
P48XX22N | Nulite Lighting | Nulite Lighting Regolo | RP2-4D-05L35-UNV-DIM-1C-FRF-XX-YY-ZZ-4 | Indoor Luminaires | Linear Ambient | Direct Linear Ambient Luminaires | Standard | FALSE | [9 empty] | 41978 |  |  | NotYetVerified |  | 3 | 2078.9 | 83.15 | 25 | 16.5 | 0.886 | 3500 | 83
PP17KCXU | Nulite Lighting | Nulite Lighting Regolo | RP6-6B-05L35-UNV-DIM-1C-FRF-XX-YY-ZZ-8 | Indoor Luminaires | Linear Ambient | Linear Ambient Luminaires w/ Indirect component | Standard | FALSE | [9 empty] | 41978 |  |  | NotYetVerified |  | 3 | 10410.56 | 107.77 | 96.6 | 16.1 | 0.953 | 3500 | 83
PACHMEQD | Nulite Lighting | Nulite Lighting Regolo | RP6-6B-05L35-UNV-DIM-1C-FRF-XX-YY-ZZ-6 | Indoor Luminaires | Linear Ambient | Linear Ambient Luminaires w/ Indirect component | Standard | FALSE | [9 empty] | 41978 |  |  | NotYetVerified |  | 3 | 7807.92 | 107.77 | 72.45 | 16.1 | 0.953 | 3500 | 83
PMKBURGK | Nulite Lighting | Nulite Lighting Regolo | RP4-4B-05L35-UNV-DIM-1C-FRF-XX-YY-ZZ-8 | Indoor Luminaires | Linear Ambient | Linear Ambient Luminaires w/ Indirect component | Standard | FALSE | [9 empty] | 41978 |  |  | NotYetVerified |  | 3 | 10376.38 | 107.86 | 96.2 | 15.8 | 0.952 | 3500 | 83
PY8XQA8U | Nulite Lighting | Nulite Lighting Regolo | RP4-4B-05L35-UNV-DIM-1C-FRF-XX-YY-ZZ-6 | Indoor Luminaires | Linear Ambient | Linear Ambient Luminaires w/ Indirect component | Standard | FALSE | [9 empty] | 41978 |  |  | NotYetVerified |  | 3 | 7782.285 | 107.86 | 72.15 | 15.8 | 0.952 | 3500 | 83
PKAEB5GV | Precision Paragon [P2] | precision Paragon [P2] | SIL-1X4-XL-F-UL-35K | Indoor Luminaires | Linear Ambient | Direct Linear Ambient Luminaires | Standard | TRUE | 3542.16 | 110 | 32.12 | 17 | 0.94 | 3505 | 83 | 5 | 50000 | 41977 |  |  | NotYetVerified |  | 3 | 3500 | 110 | 32 | 20 | 0.9 | 3500 | 83
P9BPK5S6 | Precision Paragon [P2] | precision Paragon [P2] | SIL-1X4-XL-BL-UL-35K | Indoor Luminaires | Linear Ambient | Direct Linear Ambient Luminaires | Standard | FALSE | [9 empty] | 41977 |  |  | NotYetVerified |  | 3 | 3500 | 110 | 32 | 20 | 0.9 | 3500 | 83
PS25Y3BA | Precision Paragon [P2] | precision Paragon [P2] | SIL-1X4-XL-DM-UL-35K | Indoor Luminaires | Linear Ambient | Direct Linear Ambient Luminaires | Standard | FALSE | [9 empty] | 41977 |  |  | NotYetVerified |  | 3 | 3500 | 110 | 32 | 20 | 0.9 | 3500 | 83
PVTD2MB4S | GTech Services Inc. | Gtech Services Inc. | G-WC262056LG5A3 | Indoor Luminaires | Linear Ambient | Direct Linear Ambient Luminaires | Standard | TRUE | 2611.6 | 102.42 | 25.5 | 20.3 | 0.914 | 4065 | 85.6 | 5 | 50000 | 41976 |  |  | NotYetVerified |  | 3 | 2500 | 95 | 26 |  |  | 4000 | 80
P6HJ3TF2C | MLS Co. LTD | MLS | MT8S20-A | Indoor Luminaires | Linear Ambient | Direct Linear Ambient Luminaires | Standard | TRUE | 1950.6 | 103.7 | 18.81 | 17.64 | 0.9122 | 3030 | 81.4 | 5 | 50000 | 41974 |  |  | NotYetVerified | Updated on 9/1/2016 | 3 | 1966 | 103.7 | 18.81 | 17.64 | 0.9122 | 3000 | 80
PCT2X58H3 | MLS Co. LTD | MLS | MT8Z20-A | Indoor Luminaires | Linear Ambient | Direct Linear Ambient Luminaires | Standard | FALSE | [9 empty] | 41974 |  |  | NotYetVerified | Updated on 9/1/2016 | 3 | 1966 | 103.7 | 18.81 | 17.64 | 0.9122 | 5000 | 80
P6FPS2MDA | MLS Co. LTD | MLS | MT8N20-A | Indoor Luminaires | Linear Ambient | Direct Linear Ambient Luminaires | Standard | FALSE | [9 empty] | 41974 |  |  | NotYetVerified | Updated on 9/1/2016 | 3 | 1966 | 103.7 | 18.81 | 17.64 | 0.9122 | 4000 | 80
PVP6FA7BC | MLS Co. LTD | MLS | MT8L20-A | Indoor Luminaires | Linear Ambient | Direct Linear Ambient Luminaires | Standard | FALSE | [9 empty] | 41974 |  |  | NotYetVerified | Updated on 9/1/2016 | 3 | 1966 | 103.7 | 18.81 | 17.64 | 0.9122 | 3500 | 80
PSPBKT5D | Industrial Lighting Products | Industrial Lighting Products | WT-30WLED-UNIV-3500K-RAFL-XXXXX [Exclude SD480] | Indoor Luminaires | Linear Ambient | Direct Linear Ambient Luminaires | Standard | TRUE | 2898 | 94.7 | 30.59 | 8.73 | 0.965 | 3630 | 82.8 | 5 |  | 41968 |  |  | NotYetVerified |  | 3 | 2662.653 | 86.17 | 30.9 | 8.73 | 0.965 | 3500 | 80
P3P15HY1 | Industrial Lighting Products | Industrial Lighting Products | WT-30WLED-UNIV-5000K-RAFL-XXXXX [Exclude SD480] | Indoor Luminaires | Linear Ambient | Direct Linear Ambient Luminaires | Standard | TRUE | 2876.79 | 93.1 | 30.9 | 8.05 | 0.965 | 5164 | 84.9 | 5 |  | 41968 |  |  | NotYetVerified |  | 3 | 2876.79 | 93.1 | 30.9 | 8.73 | 0.965 | 5000 | 80
P9ZMKCNZ | Industrial Lighting Products | Industrial Lighting Products | WT2-30WLED-UNIV-3500K-RAFL-XXXXX [Exclude SD480] | Indoor Luminaires | Linear Ambient | Direct Linear Ambient Luminaires | Standard | TRUE | 2822 | 92.1 | 30.64 | 9.4 | 0.964 | 3631 | 83.2 | 5 |  | 41968 |  |  | NotYetVerified |  | 3 | 2822 | 92.1018 | 30.64 | 9.4 | 0.964 | 3500 | 83.2
PKHCP3ZD | Industrial Lighting Products | Industrial Lighting Products | WT2-20WLED-UNIV-3500K-RAFL-XXXXX [Exclude SD480] | Indoor Luminaires | Linear Ambient | Direct Linear Ambient Luminaires | Standard | TRUE | 2103 | 98 | 21.45 | 12.1 | 0.905 | 3608 | 85.3 | 5 |  | 41968 |  |  | NotYetVerified |  | 3 | 2103 | 98.042 | 21.45 | 12.1 | 0.905 | 3500 | 83.3
PDX5DGZR | Industrial Lighting Products | Industrial Lighting Products | WT2-20WLED-UNIV-5000K-RAFL-XXXXX [Exclude SD480] | Indoor Luminaires | Linear Ambient | Direct Linear Ambient Luminaires | Standard | FALSE | [9 empty] | 41968 |  |  | NotYetVerified |  | 3 | 2191 | 101.5763 | 21.57 | 12.1 | 0.905 | 5000 | 83.3
PF6HU8ST | Industrial Lighting Products | Industrial Lighting Products | WT2-30WLED-UNIV-5000K-RAFL-XXXXX [Exclude SD480] | Indoor Luminaires | Linear Ambient | Direct Linear Ambient Luminaires | Standard | FALSE | [9 empty] | 41968 |  |  | NotYetVerified |  | 3 | 2926 | 94.6926 | 30.9 | 9.4 | 0.964 | 5000 | 83.2
P4XHJ7P1 | Industrial Lighting Products | Industrial Lighting Products | WT-30WLED-UNIV-4500K-RAFL-XXXXX [Exclude SD480] | Indoor Luminaires | Linear Ambient | Direct Linear Ambient Luminaires | Standard | FALSE | [9 empty] | 41968 |  |  | NotYetVerified |  | 3 | 2805.411 | 90.79 | 30.9 | 8.73 | 0.965 | 4500 | 80
PK2CYN5M | Industrial Lighting Products | Industrial Lighting Products | WT2-20WLED-UNIV-4000K-RAFL-XXXXX [Exclude SD480] | Indoor Luminaires | Linear Ambient | Direct Linear Ambient Luminaires | Standard | FALSE | [9 empty] | 41968 |  |  | NotYetVerified |  | 3 | 2132 | 99.3939 | 21.45 | 12.1 | 0.905 | 4000 | 83.3
P9KRJGNZ | Industrial Lighting Products | Industrial Lighting Products | WT2-30WLED-UNIV-4000K-RAFL-XXXXX [Exclude SD480] | Indoor Luminaires | Linear Ambient | Direct Linear Ambient Luminaires | Standard | FALSE | [9 empty] | 41968 |  |  | NotYetVerified |  | 3 | 2832 | 92.4282 | 30.64 | 9.4 | 0.964 | 4000 | 83.2
P9P8XNYV | Industrial Lighting Products | Industrial Lighting Products | WT-30WLED-UNIV-4000K-RAFL-XXXXX [Exclude SD480] | Indoor Luminaires | Linear Ambient | Direct Linear Ambient Luminaires | Standard | FALSE | [9 empty] | 41968 |  |  | NotYetVerified |  | 3 | 2734.032 | 88.48 | 30.9 | 8.73 | 0.965 | 4000 | 80
PYQ5HJGT | Precision Paragon [P2] | precision Paragon [P2] | VTL-1X4-LW-DM-UL-40K | Indoor Luminaires | Linear Ambient | Direct Linear Ambient Luminaires | Standard | TRUE | 5275 | 102.97 | 51.23 | 17.8 | 0.983 | 3760 | 84 | 5 | 51000 | 41967 |  |  | NotYetVerified |  | 3 | 5275 | 103 | 51 |  |  | 4000 | 84
PMT8USAQZ | XtraLight Manufacturing Ltd. | XtraLight Manufacturing Ltd. | LCLLED402042X4XDIM | Indoor Luminaires | Linear Ambient | Direct Linear Ambient Luminaires | Standard | TRUE | 4566 | 101.9 | 44.83 | 8.68 | 0.9684 | 4004 | 84.66 | 10 | 100000 | 41967 |  |  | NotYetVerified |  | 3 | [5 empty] | 4000
P517BC4Z | Precision Paragon [P2] | precision Paragon [P2] | VTL-1X4-HL-F-U1-40K | Indoor Luminaires | Linear Ambient | Direct Linear Ambient Luminaires | Standard | TRUE | 9351.4 | 96.76 | 96.65 | 8.7 | 0.9581 | 3970 | 83.3 | 5 | 51000 | 41967 |  |  | NotYetVerified |  | 3 | 9351 | 96 | 97 |  |  | 4000 | 84
PRNSGP19 | Precision Paragon [P2] | precision Paragon [P2] | VTL-1X4-ML-DM-UL-40K | Indoor Luminaires | Linear Ambient | Direct Linear Ambient Luminaires | Standard | TRUE | 7474 | 101.18 | 73.87 | 16.5 | 0.8954 | 3820 | 85 | 5 | 51000 | 41967 |  |  | NotYetVerified |  | 3 | 7474 | 101 | 74 |  |  | 4000 | 84
PNNFJKJU | Precision Paragon [P2] | precision Paragon [P2] | VTL-1X8-XL-BL-UL-50K | Indoor Luminaires | Linear Ambient | Direct Linear Ambient Luminaires | Standard | FALSE | [9 empty] | 41967 |  |  | NotYetVerified |  | 3 | 6606 | 101 | 65 |  |  | 5124 | 86
P9TSU9AZ | Precision Paragon [P2] | precision Paragon [P2] | VTL-1x8-XL-F-UL-50K | Indoor Luminaires | Linear Ambient | Direct Linear Ambient Luminaires | Standard | FALSE | [9 empty] | 41967 |  |  | NotYetVerified |  | 3 | 6606 | 101 | 65 |  |  | 5124 | 86
P3RMQJ4W | Precision Paragon [P2] | precision Paragon [P2] | VTL-1X8-XL-DM-UL-50K | Indoor Luminaires | Linear Ambient | Direct Linear Ambient Luminaires | Standard | FALSE | [9 empty] | 41967 |  |  | NotYetVerified |  | 3 | 6606 | 101 | 65 |  |  | 5124 | 86
P8EEW4ZF | Precision Paragon [P2] | precision Paragon [P2] | VTL-1x8-HL-BL-UL1-50K | Indoor Luminaires | Linear Ambient | Direct Linear Ambient Luminaires | Standard | FALSE | [9 empty] | 41967 |  |  | NotYetVerified |  | 3 | 19076 | 96 | 198 |  |  | 5000 | 86
PUYF84DW | Precision Paragon [P2] | precision Paragon [P2] | VTL-1x8-ML-BL-UL-50K | Indoor Luminaires | Linear Ambient | Direct Linear Ambient Luminaires | Standard | FALSE | [9 empty] | 41967 |  |  | NotYetVerified |  | 3 | 15247 | 101 | 151 |  |  | 5000 | 86
PRPASVSK | Precision Paragon [P2] | precision Paragon [P2] | VTL-1X8-LW-DM-UL-50K | Indoor Luminaires | Linear Ambient | Direct Linear Ambient Luminaires | Standard | FALSE | [9 empty] | 41967 |  |  | NotYetVerified |  | 3 | 10761 | 103 | 105 |  |  | 5000 | 86
PE63UDSA | Precision Paragon [P2] | precision Paragon [P2] | VTL-1X4-HL-BL-UL1-50K | Indoor Luminaires | Linear Ambient | Direct Linear Ambient Luminaires | Standard | FALSE | [9 empty] | 41967 |  |  | NotYetVerified |  | 3 | 9538 | 96 | 99 |  |  | 5000 | 86
PNM7EVCR | Precision Paragon [P2] | precision Paragon [P2] | VTL-1X4-ML-BL-UL-50K | Indoor Luminaires | Linear Ambient | Direct Linear Ambient Luminaires | Standard | FALSE | [9 empty] | 41967 |  |  | NotYetVerified |  | 3 | 7624 | 101 | 75 |  |  | 5000 | 86
PAZC7XRP | Precision Paragon [P2] | precision Paragon [P2] | VTL-1X4-LW-BL-UL-50K | Indoor Luminaires | Linear Ambient | Direct Linear Ambient Luminaires | Standard | FALSE | [9 empty] | 41967 |  |  | NotYetVerified |  | 3 | 5380 | 103 | 52 |  |  | 5000 | 86
PUQ4B1JW | Precision Paragon [P2] | precision Paragon [P2] | VTL-1x8-HL-F-UL1-50K | Indoor Luminaires | Linear Ambient | Direct Linear Ambient Luminaires | Standard | FALSE | [9 empty] | 41967 |  |  | NotYetVerified |  | 3 | 19076 | 96 | 198 |  |  | 5000 | 86
P7NS9446 | Precision Paragon [P2] | precision Paragon [P2] | VTL-1x8-ML-F-UL-50K | Indoor Luminaires | Linear Ambient | Direct Linear Ambient Luminaires | Standard | FALSE | [9 empty] | 41967 |  |  | NotYetVerified |  | 3 | 15247 | 101 | 151 |  |  | 5000 | 86
P7ZMX7H4 | Precision Paragon [P2] | precision Paragon [P2] | VTL-1x8-LW-F-UL-50K | Indoor Luminaires | Linear Ambient | Direct Linear Ambient Luminaires | Standard | FALSE | [9 empty] | 41967 |  |  | NotYetVerified |  | 3 | 10761 | 103 | 105 |  |  | 5000 | 86
PW5VZTNG | Precision Paragon [P2] | precision Paragon [P2] | VTL-1X4-HL-F-UL1-50K | Indoor Luminaires | Linear Ambient | Direct Linear Ambient Luminaires | Standard | FALSE | [9 empty] | 41967 |  |  | NotYetVerified |  | 3 | 9538 | 96 | 99 |  |  | 5000 | 86
PM5QTS5Y | Precision Paragon [P2] | precision Paragon [P2] | VTL-1X4-ML-F-UL-50K | Indoor Luminaires | Linear Ambient | Direct Linear Ambient Luminaires | Standard | FALSE | [9 empty] | 41967 |  |  | NotYetVerified |  | 3 | 7624 | 101 | 75 |  |  | 5000 | 86
PYACA2A1 | Precision Paragon [P2] | precision Paragon [P2] | VTL-1X4-LW-F-UL-50K | Indoor Luminaires | Linear Ambient | Direct Linear Ambient Luminaires | Standard | FALSE | [9 empty] | 41967 |  |  | NotYetVerified |  | 3 | 5380 | 103 | 52 |  |  | 5000 | 86
PF8U43N5 | Precision Paragon [P2] | precision Paragon [P2] | VTL-1x8-HL-DM-UL1-50K | Indoor Luminaires | Linear Ambient | Direct Linear Ambient Luminaires | Standard | FALSE | [9 empty] | 41967 |  |  | NotYetVerified |  | 3 | 19076 | 96 | 198 |  |  | 5000 | 86
P5M2X2NB | Precision Paragon [P2] | precision Paragon [P2] | VTL-1x8-ML-DM-UL-50K | Indoor Luminaires | Linear Ambient | Direct Linear Ambient Luminaires | Standard | FALSE | [9 empty] | 41967 |  |  | NotYetVerified |  | 3 | 15247 | 101 | 151 |  |  | 5000 | 86
PX5V6ZG3 | Precision Paragon [P2] | precision Paragon [P2] | VTL-1X8-LW-BL-UL-50K | Indoor Luminaires | Linear Ambient | Direct Linear Ambient Luminaires | Standard | FALSE | [9 empty] | 41967 |  |  | NotYetVerified |  | 3 | 10761 | 103 | 105 |  |  | 5000 | 86
P39J16A1 | Precision Paragon [P2] | precision Paragon [P2] | VTL-1X4-HL-DM-UL1-50K | Indoor Luminaires | Linear Ambient | Direct Linear Ambient Luminaires | Standard | FALSE | [9 empty] | 41967 |  |  | NotYetVerified |  | 3 | 9538 | 96 | 99 |  |  | 5000 | 86
P4Z84WMB | Precision Paragon [P2] | precision Paragon [P2] | VTL-1X4-ML-DM-UL-50K | Indoor Luminaires | Linear Ambient | Direct Linear Ambient Luminaires | Standard | FALSE | [9 empty] | 41967 |  |  | NotYetVerified |  | 3 | 7624 | 101 | 75 |  |  | 5000 | 86
PAZWMSPZ | Precision Paragon [P2] | precision Paragon [P2] | VTL-1X4-LW-DM-UL-50K | Indoor Luminaires | Linear Ambient | Direct Linear Ambient Luminaires | Standard | FALSE | [9 empty] | 41967 |  |  | NotYetVerified |  | 3 | 5380 | 103 | 52 |  |  | 5000 | 86
PU1EZW8B | Precision Paragon [P2] | precision Paragon [P2] | VTL-1x8-HL-BL-UL1-40K | Indoor Luminaires | Linear Ambient | Direct Linear Ambient Luminaires | Standard | FALSE | [9 empty] | 41967 |  |  | NotYetVerified |  | 3 | 18702 | 96 | 194 |  |  | 4000 | 84
PSRFHU9W | Precision Paragon [P2] | precision Paragon [P2] | VTL-1x8-ML-BL-UL-40K | Indoor Luminaires | Linear Ambient | Direct Linear Ambient Luminaires | Standard | FALSE | [9 empty] | 41967 |  |  | NotYetVerified |  | 3 | 14948 | 101 | 148 |  |  | 4000 | 84
PHHZRQCX | Precision Paragon [P2] | precision Paragon [P2] | VTL-1X8-LW-DM-UL-40K | Indoor Luminaires | Linear Ambient | Direct Linear Ambient Luminaires | Standard | FALSE | [9 empty] | 41967 |  |  | NotYetVerified |  | 3 | 10550 | 103 | 102 |  |  | 4000 | 84
PMC1D7JN | Precision Paragon [P2] | precision Paragon [P2] | VTL-1X4-HL-BL-UL1-40K | Indoor Luminaires | Linear Ambient | Direct Linear Ambient Luminaires | Standard | FALSE | [9 empty] | 41967 |  |  | NotYetVerified |  | 3 | 9351 | 96 | 97 |  |  | 4000 | 84
P2FH7H53 | Precision Paragon [P2] | precision Paragon [P2] | VTL-1X4-ML-BL-UL-40K | Indoor Luminaires | Linear Ambient | Direct Linear Ambient Luminaires | Standard | FALSE | [9 empty] | 41967 |  |  | NotYetVerified |  | 3 | 7474 | 101 | 74 |  |  | 4000 | 84
P6W2JJNW | Precision Paragon [P2] | precision Paragon [P2] | VTL-1X4-LW-BL-UL-40K | Indoor Luminaires | Linear Ambient | Direct Linear Ambient Luminaires | Standard | FALSE | [9 empty] | 41967 |  |  | NotYetVerified |  | 3 | 5275 | 103 | 51 |  |  | 4000 | 84
PWR564JS | Precision Paragon [P2] | precision Paragon [P2] | VTL-1x8-HL-F-U1-40K | Indoor Luminaires | Linear Ambient | Direct Linear Ambient Luminaires | Standard | FALSE | [9 empty] | 41967 |  |  | NotYetVerified |  | 3 | 18702 | 96 | 194 |  |  | 4000 | 84
PXTN3P7P | Precision Paragon [P2] | precision Paragon [P2] | VTL-1x8-ML-F-UL-40K | Indoor Luminaires | Linear Ambient | Direct Linear Ambient Luminaires | Standard | FALSE | [9 empty] | 41967 |  |  | NotYetVerified |  | 3 | 14948 | 101 | 148 |  |  | 4000 | 84
P1C12WYS | Precision Paragon [P2] | precision Paragon [P2] | VTL-1x8-LW-F-UL-40K | Indoor Luminaires | Linear Ambient | Direct Linear Ambient Luminaires | Standard | FALSE | [9 empty] | 41967 |  |  | NotYetVerified |  | 3 | 10550 | 103 | 102 |  |  | 4000 | 84
PPPDZRY3 | Precision Paragon [P2] | precision Paragon [P2] | VTL-1X4-ML-F-UL-40K | Indoor Luminaires | Linear Ambient | Direct Linear Ambient Luminaires | Standard | FALSE | [9 empty] | 41967 |  |  | NotYetVerified |  | 3 | 7474 | 101 | 74 |  |  | 4000 | 84
PSRSAHWG | Precision Paragon [P2] | precision Paragon [P2] | VTL-1X4-LW-F-UL-40K | Indoor Luminaires | Linear Ambient | Direct Linear Ambient Luminaires | Standard | FALSE | [9 empty] | 41967 |  |  | NotYetVerified |  | 3 | 5275 | 103 | 51 |  |  | 4000 | 84
P1XMG48F | Precision Paragon [P2] | precision Paragon [P2] | VTL-1x8-HL-DM-UL1-40K | Indoor Luminaires | Linear Ambient | Direct Linear Ambient Luminaires | Standard | FALSE | [9 empty] | 41967 |  |  | NotYetVerified |  | 3 | 18702 | 96 | 194 |  |  | 4000 | 84
PH2VNWSH | Precision Paragon [P2] | precision Paragon [P2] | VTL-1x8-ML-DM-UL-40K | Indoor Luminaires | Linear Ambient | Direct Linear Ambient Luminaires | Standard | FALSE | [9 empty] | 41967 |  |  | NotYetVerified |  | 3 | 14948 | 101 | 148 |  |  | 4000 | 84
PZH63435 | Precision Paragon [P2] | precision Paragon [P2] | VTL-1X8-LW-BL-UL-40K | Indoor Luminaires | Linear Ambient | Direct Linear Ambient Luminaires | Standard | FALSE | [9 empty] | 41967 |  |  | NotYetVerified |  | 3 | 10550 | 103 | 102 |  |  | 4000 | 84
PR414EG7 | Precision Paragon [P2] | precision Paragon [P2] | VTL-1X4-HL-DM-UL1-40K | Indoor Luminaires | Linear Ambient | Direct Linear Ambient Luminaires | Standard | FALSE | [9 empty] | 41967 |  |  | NotYetVerified |  | 3 | 9351 | 96 | 97 |  |  | 4000 | 84
PJWSBAE4 | Precision Paragon [P2] | precision Paragon [P2] | VTL-1X8-XL-BL-UL-40K | Indoor Luminaires | Linear Ambient | Direct Linear Ambient Luminaires | Standard | FALSE | [9 empty] | 41967 |  |  | NotYetVerified |  | 3 | 6477 | 101 | 64 |  |  | 3949 | 82
PDZM731U | Precision Paragon [P2] | precision Paragon [P2] | VTL-1x8-XL-F-UL-40K | Indoor Luminaires | Linear Ambient | Direct Linear Ambient Luminaires | Standard | FALSE | [9 empty] | 41967 |  |  | NotYetVerified |  | 3 | 6477 | 101 | 64 |  |  | 3949 | 82
P1W3RMC4 | Precision Paragon [P2] | precision Paragon [P2] | VTL-1X8-XL-DM-UL-40K | Indoor Luminaires | Linear Ambient | Direct Linear Ambient Luminaires | Standard | FALSE | [9 empty] | 41967 |  |  | NotYetVerified |  | 3 | 6477 | 101 | 64 |  |  | 3949 | 82
P3RKF4FC4 | SHENZHEN KENA INDUSTRY CO.LTD | KENA | FUF18-347 | Indoor Luminaires | Linear Ambient | Direct Linear Ambient Luminaires | Standard | TRUE | 3451.23 | 97.55 | 35.38 | 18.9 | 0.95 | 5252 | 83.3 | 5 | 50000 | 41964 |  |  | NotYetVerified |  | 3 | 3451 | 97.55 | 36 | 20 | 0.9 | 5000 | 83
P7S33AC29 | SHENZHEN KENA INDUSTRY CO.LTD | KENA | FUF18-120 | Indoor Luminaires | Linear Ambient | Direct Linear Ambient Luminaires | Standard | FALSE | [9 empty] | 41964 |  |  | NotYetVerified |  | 3 | 3450 | 97.55 | 36 | 20 | 0.9 | 5000 | 83
PUMMZMKD | Axis Lighting | Axis Lighting | BMRLED-B2-500-40-SO-FL-4-[NONE]-W-120-D-1-TB15-X-X-X | Indoor Luminaires | Linear Ambient | Direct Linear Ambient Luminaires | Standard | TRUE | 2042 | 88.5 | 23.07 | 18.17 | 0.977 | 3986 | 84.65 | 5 | 50000 | 41962 |  |  | NotYetVerified |  | 3 | 2042 | 88.5 | 23.07 | 18.17 | 0.977 | 3986 | 84.65
PKMUFANC | Axis Lighting | Axis Lighting | BMRLED-B2-500-30-SO-FL-4-[NONE]-W-120-D-1-TB15-X-X-X | Indoor Luminaires | Linear Ambient | Direct Linear Ambient Luminaires | Standard | TRUE | 1951 | 84.1 | 23.22 | 19.19 | 0.9751 | 3056 | 82.67 | 5 | 50000 | 41962 |  |  | NotYetVerified |  | 3 | 1951 | 84.1 | 23.22 | 19.19 | 0.9751 | 3056 | 82.67
P6BKJ9BK | Mercury Lighting Products Co. Inc. | MERCURY LIGHTING | LS2-4-5400-40K-S50-UNI-XXXX | Indoor Luminaires | Linear Ambient | Direct Linear Ambient Luminaires | Standard | TRUE | 5391 | 98.6 | 54.67 | 14.9 | 0.969 | 4071 | 82.9 | 5 | 60000 | 41962 |  |  | NotYetVerified |  | 3 | 5391 | 98.6 | 54.7 | 14.9 | 0.97 | 4071 | 83
PRD2UCVN | Mercury Lighting Products Co. Inc. | MERCURY LIGHTING | LS2-4-5400-35K-S50-UNI-XXXX | Indoor Luminaires | Linear Ambient | Direct Linear Ambient Luminaires | Standard | TRUE | 5316 | 97.25 | 54.66 | 14.9 | 0.969 | 3514 | 83 | 5 | 60000 | 41962 |  |  | NotYetVerified |  | 3 | 5316 | 97.2 | 54.7 | 14.9 | 0.97 | 3514 | 83
PM6QMB7Z | Mercury Lighting Products Co. Inc. | MERCURY LIGHTING | LS1-4-5400-35K-S50-UNI | Indoor Luminaires | Linear Ambient | Direct Linear Ambient Luminaires | Standard | TRUE | 5334 | 97.81 | 54.53 | 15.3 | 0.968 | 3516 | 83.9 | 5 | 60000 | 41962 |  |  | NotYetVerified |  | 3 | 5334 | 97.9 | 54.5 | 15 | 0.97 | 3516 | 84
PGGP7EGX | Mercury Lighting Products Co. Inc. | MERCURY LIGHTING | LS1-2-2100-40K-S30-UNI | Indoor Luminaires | Linear Ambient | Direct Linear Ambient Luminaires | Standard | TRUE | 2096 | 106.01 | 19.77 | 15.8 | 0.909 | 4023 | 82.7 | 5 | 60000 | 41962 |  |  | NotYetVerified |  | 3 | 2096 | 106 | 19.8 | 16 | 0.91 | 4023 | 83
P18XWXZU | Mercury Lighting Products Co. Inc. | MERCURY LIGHTING | LS1-2-2100-35K-S30-UNI | Indoor Luminaires | Linear Ambient | Direct Linear Ambient Luminaires | Standard | TRUE | 2088 | 106.69 | 19.57 | 15.8 | 0.909 | 3478 | 83.5 | 5 | 60000 | 41962 |  |  | NotYetVerified |  | 3 | 2088 | 106.5 | 19.6 | 16 | 0.91 | 3478 | 84
PPT4P85X | Mercury Lighting Products Co. Inc. | MERCURY LIGHTING | LS2-2-2100-35K-S30-UNI | Indoor Luminaires | Linear Ambient | Direct Linear Ambient Luminaires | Standard | TRUE | 2053 | 104.7 | 19.6 | 16.3 | 0.905 | 3484 | 83.6 | 5 | 60000 | 41962 |  |  | NotYetVerified |  | 3 | 2053 | 104.7 | 19.6 | 16.3 | 0.91 | 3484 | 84
P52B21M6 | Axis Lighting | Axis Lighting | BMRLED-B2-700-30-SO-FL-4-[NONE]-W-UNV-D-1-TB15-X-X-X | Indoor Luminaires | Linear Ambient | Direct Linear Ambient Luminaires | Standard | TRUE | 2616 | 82.6 | 31.67 | 21.18 | 0.8923 | 3057 | 82.57 | 5 | 50000 | 41962 |  |  | NotYetVerified |  | 3 | 2616 | 82.6 | 31.67 | 21.18 | 0.8923 | 3057 | 82.57
PTSM4MVN | Mercury Lighting Products Co. Inc. | MERCURY LIGHTING | LS2-2-2100-40K-S30-UNI | Indoor Luminaires | Linear Ambient | Direct Linear Ambient Luminaires | Standard | FALSE | [9 empty] | 41962 |  |  | NotYetVerified |  | 3 | 2061 | 105 | 19.6 | 16.3 | 0.91 | 4052 | 83
PMADN2HA | Mercury Lighting Products Co. Inc. | MERCURY LIGHTING | LS1-4-5400-40K-S50-UNI | Indoor Luminaires | Linear Ambient | Direct Linear Ambient Luminaires | Standard | FALSE | [9 empty] | 41962 |  |  | NotYetVerified |  | 3 | 5525 | 101 | 54.7 | 15 | 0.97 | 4040 | 83
P83D3FZ5 | Mercury Lighting Products Co. Inc. | MERCURY LIGHTING | LS2-4-4200-40K-S50-UNI-XXXX | Indoor Luminaires | Linear Ambient | Direct Linear Ambient Luminaires | Standard | FALSE | [9 empty] | 41962 |  |  | NotYetVerified |  | 3 | 4246 | 99.4 | 42.7 | 18.3 | 0.94 | 4030 | 83
PQBXQRQD | Mercury Lighting Products Co. Inc. | MERCURY LIGHTING | LS1-4-4200-40K-S50-UNI | Indoor Luminaires | Linear Ambient | Direct Linear Ambient Luminaires | Standard | FALSE | [9 empty] | 41962 |  |  | NotYetVerified |  | 3 | 4240 | 110 | 38.4 | 18 | 0.95 | 4027 | 83
PYRKVT4E | Mercury Lighting Products Co. Inc. | MERCURY LIGHTING | LS1-4-2100-40K-S30-UNI | Indoor Luminaires | Linear Ambient | Direct Linear Ambient Luminaires | Standard | FALSE | [9 empty] | 41962 |  |  | NotYetVerified |  | 3 | 2158 | 109 | 19.7 | 15 | 0.91 | 4022 | 82
P3SH7N79 | Mercury Lighting Products Co. Inc. | MERCURY LIGHTING | LS2-4-2100-40K-S30-UNI-XXXX | Indoor Luminaires | Linear Ambient | Direct Linear Ambient Luminaires | Standard | FALSE | [9 empty] | 41962 |  |  | NotYetVerified |  | 3 | 2174 | 110 | 19.7 | 16.9 | 0.9 | 4019 | 82
P4MMW6GV | Mercury Lighting Products Co. Inc. | MERCURY LIGHTING | LS1-4-4200-35K-S50-UNI | Indoor Luminaires | Linear Ambient | Direct Linear Ambient Luminaires | Standard | FALSE | [9 empty] | 41962 |  |  | NotYetVerified |  | 3 | 4151 | 108.4 | 38.3 | 18 | 0.95 | 3504 | 84
P856N41Q | Mercury Lighting Products Co. Inc. | MERCURY LIGHTING | LS2-4-4200-35K-S50-UNI-XXXX | Indoor Luminaires | Linear Ambient | Direct Linear Ambient Luminaires | Standard | FALSE | [9 empty] | 41962 |  |  | NotYetVerified |  | 3 | 4108 | 107.3 | 38.3 | 18.3 | 0.94 | 3481 | 83
PRGH1WER | Mercury Lighting Products Co. Inc. | MERCURY LIGHTING | LS2-4-2100-35K-S30-UNI-XXXX | Indoor Luminaires | Linear Ambient | Direct Linear Ambient Luminaires | Standard | FALSE | [9 empty] | 41962 |  |  | NotYetVerified |  | 3 | 2078 | 105 | 19.8 | 16.9 | 0.9 | 3446 | 82
P1VE2J1Z | Mercury Lighting Products Co. Inc. | MERCURY LIGHTING | LS1-4-2100-35K-S30-UNI | Indoor Luminaires | Linear Ambient | Direct Linear Ambient Luminaires | Standard | FALSE | [9 empty] | 41962 |  |  | NotYetVerified |  | 3 | 2127 | 108 | 19.8 | 15 | 0.91 | 3434 | 82
PBQJRHH1 | Axis Lighting | Axis Lighting | B6RLED-B2-700-40-SO-FL-12-[NONE]-W-UNV-D-1-TB15-X-X-X | Indoor Luminaires | Linear Ambient | Direct Linear Ambient Luminaires | Standard | FALSE | [9 empty] | 41962 | Dimmable | Continuous Below 10 | NotYetVerified |  | 3 | 8137 | 86.6 | 93.98 | 21.18 | 0.8923 | 3986 | 84.65
PMSJ2889 | Axis Lighting | Axis Lighting | BBRLED-B2-700-40-SO-FL-12-[NONE]-W-UNV-D-1-TB15-X-X-X | Indoor Luminaires | Linear Ambient | Direct Linear Ambient Luminaires | Standard | FALSE | [9 empty] | 41962 | Dimmable | Continuous Below 10 | NotYetVerified |  | 3 | 8122 | 86.4 | 93.98 | 21.18 | 0.8923 | 3986 | 84.65
PGKN6J8D | Axis Lighting | Axis Lighting | BMRLED-B2-700-40-SO-FL-12-[NONE]-W-UNV-D-1-TB15-X-X-X | Indoor Luminaires | Linear Ambient | Direct Linear Ambient Luminaires | Standard | FALSE | [9 empty] | 41962 | Dimmable | Continuous Below 10 | NotYetVerified |  | 3 | 8117 | 86.4 | 93.98 | 21.18 | 0.8923 | 3986 | 84.65
P38P43KW | Axis Lighting | Axis Lighting | B6RLED-B2-700-40-SO-FL-8-[NONE]-W-UNV-D-1-TB15-X-X-X | Indoor Luminaires | Linear Ambient | Direct Linear Ambient Luminaires | Standard | FALSE | [9 empty] | 41962 | Dimmable | Continuous Below 10 | NotYetVerified |  | 3 | 5485 | 86.6 | 63.34 | 21.18 | 0.8923 | 3986 | 84.65
PGC78D67 | Axis Lighting | Axis Lighting | BBRLED-B2-700-40-SO-FL-8-[NONE]-W-UNV-D-1-TB15-X-X-X | Indoor Luminaires | Linear Ambient | Direct Linear Ambient Luminaires | Standard | FALSE | [9 empty] | 41962 | Dimmable | Continuous Below 10 | NotYetVerified |  | 3 | 5474 | 86.4 | 63.34 | 21.18 | 0.8923 | 3986 | 84.65
PV6M2FHF | Axis Lighting | Axis Lighting | BMRLED-B2-700-40-SO-FL-8-[NONE]-W-UNV-D-1-TB15-X-X-X | Indoor Luminaires | Linear Ambient | Direct Linear Ambient Luminaires | Standard | FALSE | [9 empty] | 41962 | Dimmable | Continuous Below 10 | NotYetVerified |  | 3 | 5471 | 86.4 | 63.34 | 21.18 | 0.8923 | 3986 | 84.65
P1RUQC39 | Axis Lighting | Axis Lighting | B6RLED-B2-700-40-SO-FL-5-[NONE]-W-UNV-D-1-TB15-X-X-X | Indoor Luminaires | Linear Ambient | Direct Linear Ambient Luminaires | Standard | FALSE | [9 empty] | 41962 | Dimmable | Continuous Below 10 | NotYetVerified |  | 3 | 3428 | 86.6 | 39.59 | 21.18 | 0.8923 | 3986 | 84.65
PQYW9ANJ | Axis Lighting | Axis Lighting | BBRLED-B2-700-40-SO-FL-5-[NONE]-W-UNV-D-1-TB15-X-X-X | Indoor Luminaires | Linear Ambient | Direct Linear Ambient Luminaires | Standard | FALSE | [9 empty] | 41962 | Dimmable | Continuous Below 10 | NotYetVerified |  | 3 | 3421 | 86.4 | 39.59 | 21.18 | 0.8923 | 3986 | 84.65
PDX7TKQT | Axis Lighting | Axis Lighting | BMRLED-B2-700-40-SO-FL-5-[NONE]-W-UNV-D-1-TB15-X-X-X | Indoor Luminaires | Linear Ambient | Direct Linear Ambient Luminaires | Standard | FALSE | [9 empty] | 41962 | Dimmable | Continuous Below 10 | NotYetVerified |  | 3 | 3419 | 86.4 | 39.59 | 21.18 | 0.8923 | 3986 | 84.65
PPWX1XZ6 | Axis Lighting | Axis Lighting | B6RLED-B2-700-40-SO-FL-4-[NONE]-W-UNV-D-1-TB15-X-X-X | Indoor Luminaires | Linear Ambient | Direct Linear Ambient Luminaires | Standard | FALSE | [9 empty] | 41962 | Dimmable | Continuous Below 10 | NotYetVerified |  | 3 | 2742 | 86.6 | 31.67 | 21.18 | 0.8923 | 3986 | 84.65
P2KYMKT9 | Axis Lighting | Axis Lighting | BBRLED-B2-700-40-SO-FL-4-[NONE]-W-UNV-D-1-TB15-X-X-X | Indoor Luminaires | Linear Ambient | Direct Linear Ambient Luminaires | Standard | FALSE | [9 empty] | 41962 | Dimmable | Continuous Below 10 | NotYetVerified |  | 3 | 2737 | 86.4 | 31.67 | 21.18 | 0.8923 | 3986 | 84.65
PVN8YCJF | Axis Lighting | Axis Lighting | BMRLED-B2-700-40-SO-FL-4-[NONE]-W-UNV-D-1-TB15-X-X-X | Indoor Luminaires | Linear Ambient | Direct Linear Ambient Luminaires | Standard | FALSE | [9 empty] | 41962 | Dimmable | Continuous Below 10 | NotYetVerified |  | 3 | 2735 | 86.4 | 31.67 | 21.18 | 0.8923 | 3986 | 84.65
P5ETM5VC | Axis Lighting | Axis Lighting | B6RLED-B2-500-40-SO-FL-12-[NONE]-W-120-D-1-TB15-X-X-X | Indoor Luminaires | Linear Ambient | Direct Linear Ambient Luminaires | Standard | FALSE | [9 empty] | 41962 | Dimmable | Continuous Below 10 | NotYetVerified |  | 3 | 6074 | 88.7 | 68.46 | 18.17 | 0.977 | 3986 | 84.65
P92UZDV7 | Axis Lighting | Axis Lighting | BBRLED-B2-500-40-SO-FL-12-[NONE]-W-120-D-1-TB15-X-X-X | Indoor Luminaires | Linear Ambient | Direct Linear Ambient Luminaires | Standard | FALSE | [9 empty] | 41962 | Dimmable | Continuous Below 10 | NotYetVerified |  | 3 | 6062 | 88.6 | 68.46 | 18.17 | 0.977 | 3986 | 84.65
PF67W79Z | Axis Lighting | Axis Lighting | BMRLED-B2-500-40-SO-FL-12-[NONE]-W-120-D-1-TB15-X-X-X | Indoor Luminaires | Linear Ambient | Direct Linear Ambient Luminaires | Standard | FALSE | [9 empty] | 41962 | Dimmable | Continuous Below 10 | NotYetVerified |  | 3 | 6059 | 88.5 | 68.46 | 18.17 | 0.977 | 3986 | 84.65
PSTZXZQR | Axis Lighting | Axis Lighting | B6RLED-B2-500-40-SO-FL-8-[NONE]-W-120-D-1-TB15-X-X-X | Indoor Luminaires | Linear Ambient | Direct Linear Ambient Luminaires | Standard | FALSE | [9 empty] | 41962 | Dimmable | Continuous Below 10 | NotYetVerified |  | 3 | 4094 | 88.7 | 46.14 | 18.17 | 0.977 | 3986 | 84.65
PC34W4RK | Axis Lighting | Axis Lighting | BBRLED-B2-500-40-SO-FL-8-[NONE]-W-120-D-1-TB15-X-X-X | Indoor Luminaires | Linear Ambient | Direct Linear Ambient Luminaires | Standard | FALSE | [9 empty] | 41962 | Dimmable | Continuous Below 10 | NotYetVerified |  | 3 | 4086 | 88.6 | 46.14 | 18.17 | 0.977 | 3986 | 84.65
P69Y946T | Axis Lighting | Axis Lighting | BMRLED-B2-500-40-SO-FL-8-[NONE]-W-120-D-1-TB15-X-X-X | Indoor Luminaires | Linear Ambient | Direct Linear Ambient Luminaires | Standard | FALSE | [9 empty] | 41962 | Dimmable | Continuous Below 10 | NotYetVerified |  | 3 | 4083 | 88.5 | 46.14 | 18.17 | 0.977 | 3986 | 84.65
PH5RXZ42 | Axis Lighting | Axis Lighting | B6RLED-B2-500-40-SO-FL-5-[NONE]-W-120-D-1-TB15-X-X-X | Indoor Luminaires | Linear Ambient | Direct Linear Ambient Luminaires | Standard | FALSE | [9 empty] | 41962 | Dimmable | Continuous Below 10 | NotYetVerified |  | 3 | 2558 | 88.7 | 28.84 | 18.17 | 0.977 | 3986 | 84.65
PRUAS9MA | Axis Lighting | Axis Lighting | BBRLED-B2-500-40-SO-FL-5-[NONE]-W-120-D-1-TB15-X-X-X | Indoor Luminaires | Linear Ambient | Direct Linear Ambient Luminaires | Standard | FALSE | [9 empty] | 41962 | Dimmable | Continuous Below 10 | NotYetVerified |  | 3 | 2554 | 88.6 | 28.84 | 18.17 | 0.977 | 3986 | 84.65
PUN39ZRY | Axis Lighting | Axis Lighting | BMRLED-B2-500-40-SO-FL-5-[NONE]-W-120-D-1-TB15-X-X-X | Indoor Luminaires | Linear Ambient | Direct Linear Ambient Luminaires | Standard | FALSE | [9 empty] | 41962 | Dimmable | Continuous Below 10 | NotYetVerified |  | 3 | 2552 | 88.5 | 28.84 | 18.17 | 0.977 | 3986 | 84.65
PJYADAS2 | Axis Lighting | Axis Lighting | B6RLED-B2-500-40-SO-FL-4-[NONE]-W-120-D-1-TB15-X-X-X | Indoor Luminaires | Linear Ambient | Direct Linear Ambient Luminaires | Standard | FALSE | [9 empty] | 41962 | Dimmable | Continuous Below 10 | NotYetVerified |  | 3 | 2047 | 88.7 | 23.07 | 18.17 | 0.977 | 3986 | 84.65
P7NWWYAQ | Axis Lighting | Axis Lighting | BBRLED-B2-500-40-SO-FL-4-[NONE]-W-120-D-1-TB15-X-X-X | Indoor Luminaires | Linear Ambient | Direct Linear Ambient Luminaires | Standard | FALSE | [9 empty] | 41962 | Dimmable | Continuous Below 10 | NotYetVerified |  | 3 | 2043 | 88.6 | 23.07 | 18.17 | 0.977 | 3986 | 84.65
P6T3N914 | Axis Lighting | Axis Lighting | B6RLED-B2-1000-40-SO-FL-12-[NONE]-W-UNV-D-1-TB15-X-X-X | Indoor Luminaires | Linear Ambient | Direct Linear Ambient Luminaires | Standard | FALSE | [9 empty] | 41962 | Dimmable | Continuous Below 10 | NotYetVerified |  | 3 | 11751 | 84.9 | 138.34 | 13.71 | 0.9886 | 3986 | 84.65
PHS6HJYT | Axis Lighting | Axis Lighting | BBRLED-B2-1000-40-SO-FL-12-[NONE]-W-UNV-D-1-TB15-X-X-X | Indoor Luminaires | Linear Ambient | Direct Linear Ambient Luminaires | Standard | FALSE | [9 empty] | 41962 | Dimmable | Continuous Below 10 | NotYetVerified |  | 3 | 11728 | 84.8 | 138.34 | 13.71 | 0.9886 | 3986 | 84.65
PUJ2E43F | Axis Lighting | Axis Lighting | BMRLED-B2-1000-40-SO-FL-12-[NONE]-W-UNV-D-1-TB15-X-X-X | Indoor Luminaires | Linear Ambient | Direct Linear Ambient Luminaires | Standard | FALSE | [9 empty] | 41962 | Dimmable | Continuous Below 10 | NotYetVerified |  | 3 | 11721 | 84.7 | 138.34 | 13.71 | 0.9886 | 3986 | 84.65
P1P5D3SJ | Axis Lighting | Axis Lighting | B6RLED-B2-1000-40-SO-FL-8-[NONE]-W-UNV-D-1-TB15-X-X-X | Indoor Luminaires | Linear Ambient | Direct Linear Ambient Luminaires | Standard | FALSE | [9 empty] | 41962 | Dimmable | Continuous Below 10 | NotYetVerified |  | 3 | 7920 | 84.9 | 93.24 | 13.71 | 0.9886 | 3986 | 84.65
PJNXKPZ1 | Axis Lighting | Axis Lighting | BBRLED-B2-1000-40-SO-FL-8-[NONE]-W-UNV-D-1-TB15-X-X-X | Indoor Luminaires | Linear Ambient | Direct Linear Ambient Luminaires | Standard | FALSE | [9 empty] | 41962 | Dimmable | Continuous Below 10 | NotYetVerified |  | 3 | 7905 | 84.8 | 93.24 | 13.71 | 0.9886 | 3986 | 84.65
P59NW37H | Axis Lighting | Axis Lighting | BMRLED-B2-1000-40-SO-FL-8-[NONE]-W-UNV-D-1-TB15-X-X-X | Indoor Luminaires | Linear Ambient | Direct Linear Ambient Luminaires | Standard | FALSE | [9 empty] | 41962 | Dimmable | Continuous Below 10 | NotYetVerified |  | 3 | 7900 | 84.7 | 93.24 | 13.71 | 0.9886 | 3986 | 84.65
PRHV4DYR | Axis Lighting | Axis Lighting | B6RLED-B2-1000-40-SO-FL-5-[NONE]-W-UNV-D-1-TB15-X-X-X | Indoor Luminaires | Linear Ambient | Direct Linear Ambient Luminaires | Standard | FALSE | [9 empty] | 41962 | Dimmable | Continuous Below 10 | NotYetVerified |  | 3 | 4950 | 84.9 | 58.28 | 13.71 | 0.9886 | 3986 | 84.65
P8MKNVAQ | Axis Lighting | Axis Lighting | BBRLED-B2-1000-40-SO-FL-5-[NONE]-W-UNV-D-1-TB15-X-X-X | Indoor Luminaires | Linear Ambient | Direct Linear Ambient Luminaires | Standard | FALSE | [9 empty] | 41962 | Dimmable | Continuous Below 10 | NotYetVerified |  | 3 | 4940 | 84.8 | 58.28 | 13.71 | 0.9886 | 3986 | 84.65
PJWCRJKU | Axis Lighting | Axis Lighting | BMRLED-B2-1000-40-SO-FL-5-[NONE]-W-UNV-D-1-TB15-X-X-X | Indoor Luminaires | Linear Ambient | Direct Linear Ambient Luminaires | Standard | FALSE | [9 empty] | 41962 | Dimmable | Continuous Below 10 | NotYetVerified |  | 3 | 4938 | 84.7 | 58.28 | 13.71 | 0.9886 | 3986 | 84.65
P6FFQS8K | Axis Lighting | Axis Lighting | B6RLED-B2-1000-40-SO-FL-4-[NONE]-W-UNV-D-1-TB15-X-X-X | Indoor Luminaires | Linear Ambient | Direct Linear Ambient Luminaires | Standard | FALSE | [9 empty] | 41962 | Dimmable | Continuous Below 10 | NotYetVerified |  | 3 | 3960 | 84.9 | 46.62 | 13.71 | 0.9886 | 3986 | 84.65
PCVQZCEY | Axis Lighting | Axis Lighting | BBRLED-B2-1000-40-SO-FL-4-[NONE]-W-UNV-D-1-TB15-X-X-X | Indoor Luminaires | Linear Ambient | Direct Linear Ambient Luminaires | Standard | FALSE | [9 empty] | 41962 | Dimmable | Continuous Below 10 | NotYetVerified |  | 3 | 3952 | 84.8 | 46.62 | 13.71 | 0.9886 | 3986 | 84.65
PM2EGHNT | Axis Lighting | Axis Lighting | BMRLED-B2-1000-40-SO-FL-4-[NONE]-W-UNV-D-1-TB15-X-X-X | Indoor Luminaires | Linear Ambient | Direct Linear Ambient Luminaires | Standard | FALSE | [9 empty] | 41962 | Dimmable | Continuous Below 10 | NotYetVerified |  | 3 | 3950 | 84.7 | 46.62 | 13.71 | 0.9886 | 3986 | 84.65
PK6VETGY | Axis Lighting | Axis Lighting | B6RLED-B2-700-35-SO-FL-12-[NONE]-W-UNV-D-1-TB15-X-X-X | Indoor Luminaires | Linear Ambient | Direct Linear Ambient Luminaires | Standard | FALSE | [9 empty] | 41962 | Dimmable | Continuous Below 10 | NotYetVerified |  | 3 | 7956 | 84.7 | 93.98 | 21.18 | 0.8923 | 3474 | 83.72
P7SWGRME | Axis Lighting | Axis Lighting | BBRLED-B2-700-35-SO-FL-12-[NONE]-W-UNV-D-1-TB15-X-X-X | Indoor Luminaires | Linear Ambient | Direct Linear Ambient Luminaires | Standard | FALSE | [9 empty] | 41962 | Dimmable | Continuous Below 10 | NotYetVerified |  | 3 | 7941 | 84.5 | 93.98 | 21.18 | 0.8923 | 3474 | 83.72
PGZ3TGYG | Axis Lighting | Axis Lighting | BMRLED-B2-700-35-SO-FL-12-[NONE]-W-UNV-D-1-TB15-X-X-X | Indoor Luminaires | Linear Ambient | Direct Linear Ambient Luminaires | Standard | FALSE | [9 empty] | 41962 | Dimmable | Continuous Below 10 | NotYetVerified |  | 3 | 7936 | 84.4 | 93.98 | 21.18 | 0.8923 | 3474 | 83.72
PNHKP834 | Axis Lighting | Axis Lighting | B6RLED-B2-700-35-SO-FL-8-[NONE]-W-UNV-D-1-TB15-X-X-X | Indoor Luminaires | Linear Ambient | Direct Linear Ambient Luminaires | Standard | FALSE | [9 empty] | 41962 | Dimmable | Continuous Below 10 | NotYetVerified |  | 3 | 5362 | 84.7 | 63.34 | 21.18 | 0.8923 | 3474 | 83.72
PJAPUKNH | Axis Lighting | Axis Lighting | BBRLED-B2-700-35-SO-FL-8-[NONE]-W-UNV-D-1-TB15-X-X-X | Indoor Luminaires | Linear Ambient | Direct Linear Ambient Luminaires | Standard | FALSE | [9 empty] | 41962 | Dimmable | Continuous Below 10 | NotYetVerified |  | 3 | 5352 | 84.5 | 63.34 | 21.18 | 0.8923 | 3474 | 83.72
PADBVYQ4 | Axis Lighting | Axis Lighting | BMRLED-B2-700-35-SO-FL-8-[NONE]-W-UNV-D-1-TB15-X-X-X | Indoor Luminaires | Linear Ambient | Direct Linear Ambient Luminaires | Standard | FALSE | [9 empty] | 41962 | Dimmable | Continuous Below 10 | NotYetVerified |  | 3 | 5349 | 84.4 | 63.34 | 21.18 | 0.8923 | 3474 | 83.72
PZ331R12 | Axis Lighting | Axis Lighting | B6RLED-B2-700-35-SO-FL-5-[NONE]-W-UNV-D-1-TB15-X-X-X | Indoor Luminaires | Linear Ambient | Direct Linear Ambient Luminaires | Standard | FALSE | [9 empty] | 41962 | Dimmable | Continuous Below 10 | NotYetVerified |  | 3 | 3351 | 84.7 | 39.59 | 21.18 | 0.8923 | 3474 | 83.72
PE8WPVYW | Axis Lighting | Axis Lighting | BBRLED-B2-700-35-SO-FL-5-[NONE]-W-UNV-D-1-TB15-X-X-X | Indoor Luminaires | Linear Ambient | Direct Linear Ambient Luminaires | Standard | FALSE | [9 empty] | 41962 | Dimmable | Continuous Below 10 | NotYetVerified |  | 3 | 3345 | 84.5 | 39.59 | 21.18 | 0.8923 | 3474 | 83.72
PZYAU6C8 | Axis Lighting | Axis Lighting | BMRLED-B2-700-35-SO-FL-5-[NONE]-W-UNV-D-1-TB15-X-X-X | Indoor Luminaires | Linear Ambient | Direct Linear Ambient Luminaires | Standard | FALSE | [9 empty] | 41962 | Dimmable | Continuous Below 10 | NotYetVerified |  | 3 | 3343 | 84.4 | 39.59 | 21.18 | 0.8923 | 3474 | 83.72
PAMRTNFW | Axis Lighting | Axis Lighting | B6RLED-B2-700-35-SO-FL-4-[NONE]-W-UNV-D-1-TB15-X-X-X | Indoor Luminaires | Linear Ambient | Direct Linear Ambient Luminaires | Standard | FALSE | [9 empty] | 41962 | Dimmable | Continuous Below 10 | NotYetVerified |  | 3 | 2681 | 84.7 | 31.67 | 21.18 | 0.8923 | 3474 | 83.72
PQQW7ZDX | Axis Lighting | Axis Lighting | BBRLED-B2-700-35-SO-FL-4-[NONE]-W-UNV-D-1-TB15-X-X-X | Indoor Luminaires | Linear Ambient | Direct Linear Ambient Luminaires | Standard | FALSE | [9 empty] | 41962 | Dimmable | Continuous Below 10 | NotYetVerified |  | 3 | 2676 | 84.5 | 31.67 | 21.18 | 0.8923 | 3474 | 83.72
PK53R817 | Axis Lighting | Axis Lighting | BMRLED-B2-700-35-SO-FL-4-[NONE]-W-UNV-D-1-TB15-X-X-X | Indoor Luminaires | Linear Ambient | Direct Linear Ambient Luminaires | Standard | FALSE | [9 empty] | 41962 | Dimmable | Continuous Below 10 | NotYetVerified |  | 3 | 2674 | 84.4 | 31.67 | 21.18 | 0.8923 | 3474 | 83.72
P9TMKRTU | Axis Lighting | Axis Lighting | B6RLED-B2-500-35-SO-FL-12-[NONE]-W-120-D-1-TB15-X-X-X | Indoor Luminaires | Linear Ambient | Direct Linear Ambient Luminaires | Standard | FALSE | [9 empty] | 41962 | Dimmable | Continuous Below 10 | NotYetVerified |  | 3 | 5939 | 86.2 | 68.9 | 19.19 | 0.9751 | 3474 | 83.72
PJDEQFQC | Axis Lighting | Axis Lighting | BBRLED-B2-500-35-SO-FL-12-[NONE]-W-120-D-1-TB15-X-X-X | Indoor Luminaires | Linear Ambient | Direct Linear Ambient Luminaires | Standard | FALSE | [9 empty] | 41962 | Dimmable | Continuous Below 10 | NotYetVerified |  | 3 | 5928 | 86 | 68.9 | 19.19 | 0.9751 | 3474 | 83.72
P2RD4XDR | Axis Lighting | Axis Lighting | BMRLED-B2-500-35-SO-FL-12-[NONE]-W-120-D-1-TB15-X-X-X | Indoor Luminaires | Linear Ambient | Direct Linear Ambient Luminaires | Standard | FALSE | [9 empty] | 41962 | Dimmable | Continuous Below 10 | NotYetVerified |  | 3 | 5924 | 86 | 68.9 | 19.19 | 0.9751 | 3474 | 83.72
P5TG9959 | Axis Lighting | Axis Lighting | B6RLED-B2-500-35-SO-FL-8-[NONE]-W-120-D-1-TB15-X-X-X | Indoor Luminaires | Linear Ambient | Direct Linear Ambient Luminaires | Standard | FALSE | [9 empty] | 41962 | Dimmable | Continuous Below 10 | NotYetVerified |  | 3 | 4003 | 86.2 | 46.44 | 19.19 | 0.9751 | 3474 | 83.72
PBC81JX1 | Axis Lighting | Axis Lighting | BBRLED-B2-500-35-SO-FL-8-[NONE]-W-120-D-1-TB15-X-X-X | Indoor Luminaires | Linear Ambient | Direct Linear Ambient Luminaires | Standard | FALSE | [9 empty] | 41962 | Dimmable | Continuous Below 10 | NotYetVerified |  | 3 | 3995 | 86 | 46.44 | 19.19 | 0.9751 | 3474 | 83.72
PD1DCXTW | Axis Lighting | Axis Lighting | BMRLED-B2-500-35-SO-FL-8-[NONE]-W-120-D-1-TB15-X-X-X | Indoor Luminaires | Linear Ambient | Direct Linear Ambient Luminaires | Standard | FALSE | [9 empty] | 41962 | Dimmable | Continuous Below 10 | NotYetVerified |  | 3 | 3993 | 86 | 46.44 | 19.19 | 0.9751 | 3474 | 83.72
P7Z84Y4W | Axis Lighting | Axis Lighting | B6RLED-B2-500-35-SO-FL-5-[NONE]-W-120-D-1-TB15-X-X-X | Indoor Luminaires | Linear Ambient | Direct Linear Ambient Luminaires | Standard | FALSE | [9 empty] | 41962 | Dimmable | Continuous Below 10 | NotYetVerified |  | 3 | 2502 | 86.2 | 29.03 | 19.19 | 0.9751 | 3474 | 83.72
P4WCQZVX | Axis Lighting | Axis Lighting | BBRLED-B2-500-35-SO-FL-5-[NONE]-W-120-D-1-TB15-X-X-X | Indoor Luminaires | Linear Ambient | Direct Linear Ambient Luminaires | Standard | FALSE | [9 empty] | 41962 | Dimmable | Continuous Below 10 | NotYetVerified |  | 3 | 2497 | 86 | 29.03 | 19.19 | 0.9751 | 3474 | 83.72
P4STD2DG | Axis Lighting | Axis Lighting | BMRLED-B2-500-35-SO-FL-5-[NONE]-W-120-D-1-TB15-X-X-X | Indoor Luminaires | Linear Ambient | Direct Linear Ambient Luminaires | Standard | FALSE | [9 empty] | 41962 | Dimmable | Continuous Below 10 | NotYetVerified |  | 3 | 2496 | 86 | 29.03 | 19.19 | 0.9751 | 3474 | 83.72
PNW1B5FV | Axis Lighting | Axis Lighting | B6RLED-B2-500-35-SO-FL-4-[NONE]-W-120-D-1-TB15-X-X-X | Indoor Luminaires | Linear Ambient | Direct Linear Ambient Luminaires | Standard | FALSE | [9 empty] | 41962 | Dimmable | Continuous Below 10 | NotYetVerified |  | 3 | 2001 | 86.2 | 23.22 | 19.19 | 0.9751 | 3474 | 83.72
PUGGZD1A | Axis Lighting | Axis Lighting | BBRLED-B2-500-35-SO-FL-4-[NONE]-W-120-D-1-TB15-X-X-X | Indoor Luminaires | Linear Ambient | Direct Linear Ambient Luminaires | Standard | FALSE | [9 empty] | 41962 | Dimmable | Continuous Below 10 | NotYetVerified |  | 3 | 1998 | 86 | 23.22 | 19.19 | 0.9751 | 3474 | 83.72
P3BWYXEJ | Axis Lighting | Axis Lighting | BMRLED-B2-500-35-SO-FL-4-[NONE]-W-120-D-1-TB15-X-X-X | Indoor Luminaires | Linear Ambient | Direct Linear Ambient Luminaires | Standard | FALSE | [9 empty] | 41962 | Dimmable | Continuous Below 10 | NotYetVerified |  | 3 | 1997 | 86 | 23.22 | 19.19 | 0.9751 | 3474 | 83.72
PP7ZCZXX | Axis Lighting | Axis Lighting | B6RLED-B2-1000-35-SO-FL-8-[NONE]-W-UNV-D-1-TB15-X-X-X | Indoor Luminaires | Linear Ambient | Direct Linear Ambient Luminaires | Standard | FALSE | [9 empty] | 41962 | Dimmable | Continuous Below 10 | NotYetVerified |  | 3 | 7740 | 83 | 93.24 | 13.71 | 0.9886 | 3474 | 83.72
PQG3XP7R | Axis Lighting | Axis Lighting | BBRLED-B2-1000-35-SO-FL-8-[NONE]-W-UNV-D-1-TB15-X-X-X | Indoor Luminaires | Linear Ambient | Direct Linear Ambient Luminaires | Standard | FALSE | [9 empty] | 41962 | Dimmable | Continuous Below 10 | NotYetVerified |  | 3 | 7725 | 82.8 | 93.24 | 13.71 | 0.9886 | 3474 | 83.72
PCFKED9K | Axis Lighting | Axis Lighting | BMRLED-B2-1000-35-SO-FL-8-[NONE]-W-UNV-D-1-TB15-X-X-X | Indoor Luminaires | Linear Ambient | Direct Linear Ambient Luminaires | Standard | FALSE | [9 empty] | 41962 | Dimmable | Continuous Below 10 | NotYetVerified |  | 3 | 7720 | 82.8 | 93.24 | 13.71 | 0.9886 | 3474 | 83.72
PJWTUFND | Axis Lighting | Axis Lighting | B6RLED-B2-1000-35-SO-FL-5-[NONE]-W-UNV-D-1-TB15-X-X-X | Indoor Luminaires | Linear Ambient | Direct Linear Ambient Luminaires | Standard | FALSE | [9 empty] | 41962 | Dimmable | Continuous Below 10 | NotYetVerified |  | 3 | 4837 | 83 | 58.28 | 13.71 | 0.9886 | 3474 | 83.72
PG2TFHQN | Axis Lighting | Axis Lighting | BBRLED-B2-1000-35-SO-FL-5-[NONE]-W-UNV-D-1-TB15-X-X-X | Indoor Luminaires | Linear Ambient | Direct Linear Ambient Luminaires | Standard | FALSE | [9 empty] | 41962 | Dimmable | Continuous Below 10 | NotYetVerified |  | 3 | 4828 | 82.8 | 58.28 | 13.71 | 0.9886 | 3474 | 83.72
PDYJ1PQT | Axis Lighting | Axis Lighting | BMRLED-B2-1000-35-SO-FL-5-[NONE]-W-UNV-D-1-TB15-X-X-X | Indoor Luminaires | Linear Ambient | Direct Linear Ambient Luminaires | Standard | FALSE | [9 empty] | 41962 | Dimmable | Continuous Below 10 | NotYetVerified |  | 3 | 4825 | 82.8 | 58.28 | 13.71 | 0.9886 | 3474 | 83.72
PYR38BDY | Axis Lighting | Axis Lighting | B6RLED-B2-1000-35-SO-FL-4-[NONE]-W-UNV-D-1-TB15-X-X-X | Indoor Luminaires | Linear Ambient | Direct Linear Ambient Luminaires | Standard | FALSE | [9 empty] | 41962 | Dimmable | Continuous Below 10 | NotYetVerified |  | 3 | 3872 | 83 | 46.62 | 13.71 | 0.9886 | 3474 | 83.72
PY2GHHNC | Axis Lighting | Axis Lighting | BBRLED-B2-1000-35-SO-FL-4-[NONE]-W-UNV-D-1-TB15-X-X-X | Indoor Luminaires | Linear Ambient | Direct Linear Ambient Luminaires | Standard | FALSE | [9 empty] | 41962 | Dimmable | Continuous Below 10 | NotYetVerified |  | 3 | 3864 | 82.8 | 46.62 | 13.71 | 0.9886 | 3474 | 83.72
P3S5FGTA | Axis Lighting | Axis Lighting | BMRLED-B2-1000-35-SO-FL-4-[NONE]-W-UNV-D-1-TB15-X-X-X | Indoor Luminaires | Linear Ambient | Direct Linear Ambient Luminaires | Standard | FALSE | [9 empty] | 41962 | Dimmable | Continuous Below 10 | NotYetVerified |  | 3 | 3862 | 82.8 | 46.62 | 13.71 | 0.9886 | 3474 | 83.72
PU586ENN | Axis Lighting | Axis Lighting | B6RLED-B2-1000-35-SO-FL-12-[NONE]-W-UNV-D-1-TB15-X-X-X | Indoor Luminaires | Linear Ambient | Direct Linear Ambient Luminaires | Standard | FALSE | [9 empty] | 41962 | Dimmable | Continuous Below 10 | NotYetVerified |  | 3 | 11466 | 82.9 | 138.34 | 13.1 | 0.9893 | 3474 | 83.72
P5FNAGZX | Axis Lighting | Axis Lighting | BBRLED-B2-1000-35-SO-FL-12-[NONE]-W-UNV-D-1-TB15-X-X-X | Indoor Luminaires | Linear Ambient | Direct Linear Ambient Luminaires | Standard | FALSE | [9 empty] | 41962 | Dimmable | Continuous Below 10 | NotYetVerified |  | 3 | 11444 | 82.7 | 138.34 | 13.1 | 0.9893 | 3474 | 83.72
PG7UMBBU | Axis Lighting | Axis Lighting | BMRLED-B2-1000-35-SO-FL-12-[NONE]-W-UNV-D-1-TB15-X-X-X | Indoor Luminaires | Linear Ambient | Direct Linear Ambient Luminaires | Standard | FALSE | [9 empty] | 41962 | Dimmable | Continuous Below 10 | NotYetVerified |  | 3 | 11437 | 82.7 | 138.34 | 13.1 | 0.9893 | 3474 | 83.72
P168UNBP | Axis Lighting | Axis Lighting | B6RLED-B2-700-30-SO-FL-12-[NONE]-W-UNV-D-1-TB15-X-X-X | Indoor Luminaires | Linear Ambient | Direct Linear Ambient Luminaires | Standard | FALSE | [9 empty] | 41962 | Dimmable | Continuous Below 10 | NotYetVerified |  | 3 | 7782 | 82.8 | 93.98 | 21.18 | 0.8923 | 3057 | 82.57
PJ1QYM78 | Axis Lighting | Axis Lighting | BBRLED-B2-700-30-SO-FL-12-[NONE]-W-UNV-D-1-TB15-X-X-X | Indoor Luminaires | Linear Ambient | Direct Linear Ambient Luminaires | Standard | FALSE | [9 empty] | 41962 | Dimmable | Continuous Below 10 | NotYetVerified |  | 3 | 7767 | 82.6 | 93.98 | 21.18 | 0.8923 | 3057 | 82.57
P6ZBQJ9G | Axis Lighting | Axis Lighting | BMRLED-B2-700-30-SO-FL-12-[NONE]-W-UNV-D-1-TB15-X-X-X | Indoor Luminaires | Linear Ambient | Direct Linear Ambient Luminaires | Standard | FALSE | [9 empty] | 41962 | Dimmable | Continuous Below 10 | NotYetVerified |  | 3 | 7763 | 82.6 | 93.98 | 21.18 | 0.8923 | 3057 | 82.57
PJYWBJ9Y | Axis Lighting | Axis Lighting | B6RLED-B2-700-30-SO-FL-8-[NONE]-W-UNV-D-1-TB15-X-X-X | Indoor Luminaires | Linear Ambient | Direct Linear Ambient Luminaires | Standard | FALSE | [9 empty] | 41962 | Dimmable | Continuous Below 10 | NotYetVerified |  | 3 | 5245 | 82.8 | 63.34 | 21.18 | 0.8923 | 3057 | 82.57
PDSUCCJP | Axis Lighting | Axis Lighting | BBRLED-B2-700-30-SO-FL-8-[NONE]-W-UNV-D-1-TB15-X-X-X | Indoor Luminaires | Linear Ambient | Direct Linear Ambient Luminaires | Standard | FALSE | [9 empty] | 41962 | Dimmable | Continuous Below 10 | NotYetVerified |  | 3 | 5235 | 82.6 | 63.34 | 21.18 | 0.8923 | 3057 | 82.57
PVBAFTHJ | Axis Lighting | Axis Lighting | BMRLED-B2-700-30-SO-FL-8-[NONE]-W-UNV-D-1-TB15-X-X-X | Indoor Luminaires | Linear Ambient | Direct Linear Ambient Luminaires | Standard | FALSE | [9 empty] | 41962 | Dimmable | Continuous Below 10 | NotYetVerified |  | 3 | 5232 | 82.6 | 63.34 | 21.18 | 0.8923 | 3057 | 82.57
PX6FFGWC | Axis Lighting | Axis Lighting | B6RLED-B2-700-30-SO-FL-5-[NONE]-W-UNV-D-1-TB15-X-X-X | Indoor Luminaires | Linear Ambient | Direct Linear Ambient Luminaires | Standard | FALSE | [9 empty] | 41962 | Dimmable | Continuous Below 10 | NotYetVerified |  | 3 | 3278 | 82.8 | 39.59 | 21.18 | 0.8923 | 3057 | 82.57
P269ZKSX | Axis Lighting | Axis Lighting | BBRLED-B2-700-30-SO-FL-5-[NONE]-W-UNV-D-1-TB15-X-X-X | Indoor Luminaires | Linear Ambient | Direct Linear Ambient Luminaires | Standard | FALSE | [9 empty] | 41962 | Dimmable | Continuous Below 10 | NotYetVerified |  | 3 | 3272 | 82.6 | 39.59 | 21.18 | 0.8923 | 3057 | 82.57
P6HK2V82 | Axis Lighting | Axis Lighting | BMRLED-B2-700-30-SO-FL-5-[NONE]-W-UNV-D-1-TB15-X-X-X | Indoor Luminaires | Linear Ambient | Direct Linear Ambient Luminaires | Standard | FALSE | [9 empty] | 41962 | Dimmable | Continuous Below 10 | NotYetVerified |  | 3 | 3270 | 82.6 | 39.59 | 21.18 | 0.8923 | 3057 | 82.57
PVCYDHMK | Axis Lighting | Axis Lighting | B6RLED-B2-700-30-SO-FL-4-[NONE]-W-UNV-D-1-TB15-X-X-X | Indoor Luminaires | Linear Ambient | Direct Linear Ambient Luminaires | Standard | FALSE | [9 empty] | 41962 | Dimmable | Continuous Below 10 | NotYetVerified |  | 3 | 2623 | 82.8 | 31.67 | 21.18 | 0.8923 | 3057 | 82.57
P2TCH8YV | Axis Lighting | Axis Lighting | BBRLED-B2-700-30-SO-FL-4-[NONE]-W-UNV-D-1-TB15-X-X-X | Indoor Luminaires | Linear Ambient | Direct Linear Ambient Luminaires | Standard | FALSE | [9 empty] | 41962 | Dimmable | Continuous Below 10 | NotYetVerified |  | 3 | 2618 | 82.6 | 31.67 | 21.18 | 0.8923 | 3057 | 82.57
PEXUDNU6 | Axis Lighting | Axis Lighting | B6RLED-B2-500-30-SO-FL-12-[NONE]-W-120-D-1-TB15-X-X-X | Indoor Luminaires | Linear Ambient | Direct Linear Ambient Luminaires | Standard | FALSE | [9 empty] | 41962 | Dimmable | Continuous Below 10 | NotYetVerified |  | 3 | 5809 | 84.3 | 68.9 | 19.19 | 0.9751 | 3056 | 82.67
PR3CCEMZ | Axis Lighting | Axis Lighting | BBRLED-B2-500-30-SO-FL-12-[NONE]-W-120-D-1-TB15-X-X-X | Indoor Luminaires | Linear Ambient | Direct Linear Ambient Luminaires | Standard | FALSE | [9 empty] | 41962 | Dimmable | Continuous Below 10 | NotYetVerified |  | 3 | 5798 | 84.2 | 68.9 | 19.19 | 0.9751 | 3056 | 82.67
PN32BG8T | Axis Lighting | Axis Lighting | BMRLED-B2-500-30-SO-FL-12-[NONE]-W-120-D-1-TB15-X-X-X | Indoor Luminaires | Linear Ambient | Direct Linear Ambient Luminaires | Standard | FALSE | [9 empty] | 41962 | Dimmable | Continuous Below 10 | NotYetVerified |  | 3 | 5795 | 84.1 | 68.9 | 19.19 | 0.9751 | 3056 | 82.67
PWN77CEN | Axis Lighting | Axis Lighting | B6RLED-B2-500-30-SO-FL-8-[NONE]-W-120-D-1-TB15-X-X-X | Indoor Luminaires | Linear Ambient | Direct Linear Ambient Luminaires | Standard | FALSE | [9 empty] | 41962 | Dimmable | Continuous Below 10 | NotYetVerified |  | 3 | 3915 | 84.3 | 46.44 | 19.19 | 0.9751 | 3056 | 82.67
P9RGXNSU | Axis Lighting | Axis Lighting | BBRLED-B2-500-30-SO-FL-8-[NONE]-W-120-D-1-TB15-X-X-X | Indoor Luminaires | Linear Ambient | Direct Linear Ambient Luminaires | Standard | FALSE | [9 empty] | 41962 | Dimmable | Continuous Below 10 | NotYetVerified |  | 3 | 3908 | 84.2 | 46.44 | 19.19 | 0.9751 | 3056 | 82.67
PJS4M1X3 | Axis Lighting | Axis Lighting | BMRLED-B2-500-30-SO-FL-8-[NONE]-W-120-D-1-TB15-X-X-X | Indoor Luminaires | Linear Ambient | Direct Linear Ambient Luminaires | Standard | FALSE | [9 empty] | 41962 | Dimmable | Continuous Below 10 | NotYetVerified |  | 3 | 3906 | 84.1 | 46.44 | 19.19 | 0.9751 | 3056 | 82.67
PFQFYP37 | Axis Lighting | Axis Lighting | B6RLED-B2-500-30-SO-FL-5-[NONE]-W-120-D-1-TB15-X-X-X | Indoor Luminaires | Linear Ambient | Direct Linear Ambient Luminaires | Standard | FALSE | [9 empty] | 41962 | Dimmable | Continuous Below 10 | NotYetVerified |  | 3 | 2447 | 84.3 | 29.03 | 19.19 | 0.9751 | 3056 | 82.67
PU7CWGBC | Axis Lighting | Axis Lighting | BBRLED-B2-500-30-SO-FL-5-[NONE]-W-120-D-1-TB15-X-X-X | Indoor Luminaires | Linear Ambient | Direct Linear Ambient Luminaires | Standard | FALSE | [9 empty] | 41962 | Dimmable | Continuous Below 10 | NotYetVerified |  | 3 | 2442 | 84.2 | 29.03 | 19.19 | 0.9751 | 3056 | 82.67
PJ7SPG4V | Axis Lighting | Axis Lighting | BMRLED-B2-500-30-SO-FL-5-[NONE]-W-120-D-1-TB15-X-X-X | Indoor Luminaires | Linear Ambient | Direct Linear Ambient Luminaires | Standard | FALSE | [9 empty] | 41962 | Dimmable | Continuous Below 10 | NotYetVerified |  | 3 | 2441 | 84.1 | 29.03 | 19.19 | 0.9751 | 3056 | 82.67
PMS5YAUQ | Axis Lighting | Axis Lighting | B6RLED-B2-500-30-SO-FL-4-[NONE]-W-120-D-1-TB15-X-X-X | Indoor Luminaires | Linear Ambient | Direct Linear Ambient Luminaires | Standard | FALSE | [9 empty] | 41962 | Dimmable | Continuous Below 10 | NotYetVerified |  | 3 | 1956 | 84.3 | 23.22 | 19.19 | 0.9751 | 3056 | 82.67
PC9UAKKZ | Axis Lighting | Axis Lighting | BBRLED-B2-500-30-SO-FL-4-[NONE]-W-120-D-1-TB15-X-X-X | Indoor Luminaires | Linear Ambient | Direct Linear Ambient Luminaires | Standard | FALSE | [9 empty] | 41962 | Dimmable | Continuous Below 10 | NotYetVerified |  | 3 | 1952 | 84.2 | 23.22 | 19.19 | 0.9751 | 3056 | 82.67
PUEESPPBC | SloanLED | HighLINER2 | 701912-C1I75 [120V ONLY] | Indoor Luminaires | Linear Ambient | Direct Linear Ambient Luminaires | Standard | TRUE | 1766.74 | 106.27 | 17.6 | 13.4 | 0.958 | 4886 | 81.11 | 5 | 100000 | 41961 |  |  | NotYetVerified |  | 3 | 1800 |  | 17 |  |  | 5000 | 80
PTK1QNZSJ | Kason Industries Inc | Kason | 1810LX4000 (4000K) [Qualified at 120V Only] | Indoor Luminaires | Linear Ambient | Direct Linear Ambient Luminaires | Standard | TRUE | 4548 | 120.7 | 37.69 | 19.58 | 0.98 | 4167 | 83.3 | 5 | 50000 | 41960 |  |  | No | Updated on 3/9/2017 | 4.1 | 4548 | 120.7 | 37.69 | 19.58 | 0.98 | 4167 | 83.3
PPJTCXC8 | Acuity Brands Lighting | Lithonia Lighting | STL420LXXXSLDLP830XXXXXXXXXXXXXXX | Indoor Luminaires | Linear Ambient | Direct Linear Ambient Luminaires | Standard | TRUE | 1965 | 99.75 | 19.7 | 16.91 | 0.88 | 3052 | 82.87 | 5 |  | 41956 |  |  | NotYetVerified |  | 3 | 1965 | 99.75 | 19.7 | 16.91 | 0.88 | 3052 | 82.87
PNVSXUZ5 | Acuity Brands Lighting | Lithonia Lighting | STL420LXXXSLDLP850XXXXXXXXXXXXXXX | Indoor Luminaires | Linear Ambient | Direct Linear Ambient Luminaires | Standard | FALSE | [9 empty] | 41956 | Dimmable | Stepped | NotYetVerified |  | 3 | 2209 | 112.19 | 19.69 | 16.91 | 0.88 | 4948 | 83.68
PFJWQDFB | Acuity Brands Lighting | Lithonia Lighting | STL420LXXX(EZ1 or EZB)LP850XXXXXXXXXXXXXXX | Indoor Luminaires | Linear Ambient | Direct Linear Ambient Luminaires | Standard | FALSE | [9 empty] | 41956 | Dimmable | Continuous Below 10 | NotYetVerified |  | 3 | 2209 | 112.19 | 19.69 | 16.91 | 0.88 | 4948 | 83.68
PQK5SGJ1 | Acuity Brands Lighting | Lithonia Lighting | STL420LXXXSLDLP840XXXXXXXXXXXXXXX | Indoor Luminaires | Linear Ambient | Direct Linear Ambient Luminaires | Standard | FALSE | [9 empty] | 41956 | Dimmable | Stepped | NotYetVerified |  | 3 | 2166 | 109.97 | 19.7 | 16.91 | 0.88 | 4000 | 82.87
P5Y4VBQH | Acuity Brands Lighting | Lithonia Lighting | STL420LXXX(EZ1 or EZB)LP840XXXXXXXXXXXXXXX | Indoor Luminaires | Linear Ambient | Direct Linear Ambient Luminaires | Standard | FALSE | [9 empty] | 41956 | Dimmable | Continuous Below 10 | NotYetVerified |  | 3 | 2166 | 109.97 | 19.7 | 16.91 | 0.88 | 4000 | 82.87
PV13MUFR | Acuity Brands Lighting | Lithonia Lighting | STL420LXXXSLDLP835XXXXXXXXXXXXXXX | Indoor Luminaires | Linear Ambient | Direct Linear Ambient Luminaires | Standard | FALSE | [9 empty] | 41956 | Dimmable | Stepped | NotYetVerified |  | 3 | 2063 | 104.73 | 19.7 | 16.91 | 0.88 | 3500 | 82.87
PMMKK1DR | Acuity Brands Lighting | Lithonia Lighting | STL420LXXX(EZ1 or EZB)LP835XXXXXXXXXXXXXXX | Indoor Luminaires | Linear Ambient | Direct Linear Ambient Luminaires | Standard | FALSE | [9 empty] | 41956 | Dimmable | Continuous Below 10 | NotYetVerified |  | 3 | 2063 | 104.73 | 19.7 | 16.91 | 0.88 | 3500 | 82.87
P8UPSXWA | Acuity Brands Lighting | Lithonia Lighting | STL420LXXX(EZ1 or EZB)LP830XXXXXXXXXXXXXXX | Indoor Luminaires | Linear Ambient | Direct Linear Ambient Luminaires | Standard | FALSE | [9 empty] | 41956 | Dimmable | Continuous Below 10 | NotYetVerified |  | 3 | 1965 | 99.75 | 19.7 | 16.91 | 0.88 | 3052 | 82.87
PT66ZUGX | Energy Efficient Lighting Co. Ltd. | EEL | SF3-40LED03-347 | Indoor Luminaires | Linear Ambient | Direct Linear Ambient Luminaires | Standard | TRUE | 2719 | 89.5 | 30.36 | 13.73 | 0.918 | 4168 | 83.4 | 5 | 50000 | 41954 |  |  | NotYetVerified |  | 3 | 2719 | 89.5 | 30.36 | 13.73 | 0.918 | 4000 | 83.4
PN6MZ271 | Energy Efficient Lighting Co. Ltd. | EEL | SF4-40LED04-347 | Indoor Luminaires | Linear Ambient | Direct Linear Ambient Luminaires | Standard | FALSE | [9 empty] | 41954 |  |  | NotYetVerified |  | 3 | 3601 | 88.3 | 40.53 | 5.67 | 0.9661 | 4000 | 83.55
PR7VY43Y | Energy Efficient Lighting Co. Ltd. | EEL | [SFSR]8-80LED08-347 | Indoor Luminaires | Linear Ambient | Direct Linear Ambient Luminaires | Standard | FALSE | [9 empty] | 41954 |  |  | NotYetVerified |  | 3 | 7136 | 88.3 | 80.74 | 5.32 | 0.9664 | 4000 | 83.55
PBQ47V4U | Energy Efficient Lighting Co. Ltd. | EEL | SF4-40LED04-120M | Indoor Luminaires | Linear Ambient | Direct Linear Ambient Luminaires | Standard | FALSE | [9 empty] | 41954 |  |  | NotYetVerified |  | 3 | 3601 | 90.7 | 39.72 | 6.71 | 0.9967 | 4000 | 83.51
PTZVSDPS | Energy Efficient Lighting Co. Ltd. | EEL | [SFSR]8-80LED08-120M | Indoor Luminaires | Linear Ambient | Direct Linear Ambient Luminaires | Standard | FALSE | [9 empty] | 41954 |  |  | NotYetVerified |  | 3 | 7176 | 90.7 | 79.12 | 6.29 | 0.997 | 4000 | 83.51
P7NQKD4V | Energy Efficient Lighting Co. Ltd. | EEL | SF3-40LED03-120M | Indoor Luminaires | Linear Ambient | Direct Linear Ambient Luminaires | Standard | FALSE | [9 empty] | 41954 |  |  | NotYetVerified |  | 3 | 2734 | 91.9 | 29.75 | 16.24 | 0.9473 | 4000 | 83.36
PQHEXE4FY | LSI Industries | INTERIOR | SDL 4 LED VHO WW [120-277V] | Indoor Luminaires | Linear Ambient | Direct Linear Ambient Luminaires | Standard | TRUE | 5263 | 94 | 56.1 | 14.3 | 0.928 | 3461 | 82 | 5 | 60000 | 41950 |  |  | NotYetVerified |  | 3 | 5260 |  | 57 | 20 | 0.9 | 3500 | 80
PY8EZWHG3 | LSI Industries | INTERIOR | SDL 2 LED LW WW [120V to 277V] | Indoor Luminaires | Linear Ambient | Direct Linear Ambient Luminaires | Standard | TRUE | 1367 | 96 | 14.3 | 13.3 | 0.898 | 3433 | 81 | 5 | 50000 | 41947 |  |  | NotYetVerified |  | 3 | 1378 | 97 | 14.2 | 7 | 0.994 | 3433 | 81
P93J4BJAR | LSI Industries | INTERIOR | SDL 2 LED SS NW[120V to 277V] | Indoor Luminaires | Linear Ambient | Direct Linear Ambient Luminaires | Standard | TRUE | 2887 | 101 | 28.6 | 10.6 | 0.897 | 3947 | 83 | 5 | 50000 | 41947 |  |  | NotYetVerified |  | 3 | 2887 | 101 | 28.6 | 9.8 | 0.99 | 4000 | 83
PTAHF4BMK | LSI Industries | INTERIOR | SDL 2 LED LW NW DIM [120V to 277V] | Indoor Luminaires | Linear Ambient | Direct Linear Ambient Luminaires | Standard | FALSE | [9 empty] | 41947 |  |  | NotYetVerified |  | 3 | 1367 | 96 | 14.3 | 6.2 | 0.996 | 4003 | 82
P2HQ7XJY2 | LSI Industries | INTERIOR | SDL 2 LED LW NW [120V to 277V] | Indoor Luminaires | Linear Ambient | Direct Linear Ambient Luminaires | Standard | FALSE | [9 empty] | 41947 |  |  | NotYetVerified |  | 3 | 1367 | 96 | 14.3 | 6.2 | 0.996 | 4000 | 82
PH5SG2BMK | LSI Industries | INTERIOR | SDL 2 LED SS NW DIM [120V to 277V] | Indoor Luminaires | Linear Ambient | Direct Linear Ambient Luminaires | Standard | FALSE | [9 empty] | 41947 |  |  | NotYetVerified |  | 3 | 2887 | 101 | 28.6 | 9.8 | 0.99 | 4000 | 83
PCG6RRC2G | LSI Industries | INTERIOR | SDL 2 LED LW WW DIM [120V to 277V] | Indoor Luminaires | Linear Ambient | Direct Linear Ambient Luminaires | Standard | FALSE | [9 empty] | 41947 |  |  | NotYetVerified |  | 3 | 1378 | 97 | 14.2 | 7 | 0.994 | 3433 | 81
P5WVPGKC | Triworks Inc. | Triworks | SMHL-18SOI | Indoor Luminaires | Linear Ambient | Direct Linear Ambient Luminaires | Standard | TRUE | 2042 | 110.21 | 18.53 | 18.3 | 0.94 | 3130 | 81 | 5 |  | 41946 |  |  | NotYetVerified |  | 3 | 1500 | 100 | 18 | 20 | 0.9 | 3000 | 80
P5RNKSEX | Triworks Inc. | Triworks | SMHL-18SOIE | Indoor Luminaires | Linear Ambient | Direct Linear Ambient Luminaires | Standard | TRUE | 1949.2 | 107.28 | 18.17 | 17.12 | 0.9334 | 5206 | 90.9 | 5 |  | 41946 |  |  | NotYetVerified |  | 3 | 1500 | 100 | 18 | 20 | 0.9 | 5000 | 80
PBN4D4N7 | Barron Lighting Group | TRACE*LITE | TLED-LVT-4-VS-3K-XXXX | Indoor Luminaires | Linear Ambient | Direct Linear Ambient Luminaires | Standard | TRUE | 3684.2 | 96.77 | 37.74 | 11.3 | 0.88 | 2958 | 83.8 | 5 | 50000 | 41942 |  |  | NotYetVerified | 120° Beam Angle | 3 | 3600 | 95 | 40 | 20 | 0.93 | 3000 | 80
PH8P2VJ9 | Barron Lighting Group | TRACE*LITE | TLED-LVT-4-VS-5K-XXXX | Indoor Luminaires | Linear Ambient | Direct Linear Ambient Luminaires | Standard | FALSE | [9 empty] | 41942 | Not Yet Verified | Not Yet Verified | NotYetVerified | 120° Beam Angle | 3 | 3600 | 95 | 40 | 20 | 0.93 | 5000 | 80
PEQ35AYG | Barron Lighting Group | TRACE*LITE | TLED-LVT-4-VS-4K-XXXX | Indoor Luminaires | Linear Ambient | Direct Linear Ambient Luminaires | Standard | FALSE | [9 empty] | 41942 | Not Yet Verified | Not Yet Verified | NotYetVerified | 120° Beam Angle | 3 | 3600 | 95 | 40 | 20 | 0.93 | 4000 | 80
PTJVSM95 | UIC ENERGY LLC | UIC SURYA | UIC-3P-080-WW | Indoor Luminaires | Linear Ambient | Direct Linear Ambient Luminaires | Standard | TRUE | 6668.77 | 86.87 | 76.89 | 11.9 | 0.927 | 3039 | 83.8 | 5 | 50000 | 41941 |  |  | NotYetVerified |  | 3 | 6600 |  | 80 |  | 0.9 | 3000 | 80
P8AEYDW2 | UIC ENERGY LLC | UIC SURYA | UIC-3P-070-WW | Indoor Luminaires | Linear Ambient | Direct Linear Ambient Luminaires | Standard | TRUE | 5633.67 | 82.47 | 68.93 | 14.2 | 0.911 | 3114 | 83.1 | 5 | 50000 | 41941 |  |  | NotYetVerified |  | 3 | 5600 |  | 70 |  | 0.9 | 3000 | 80
PE7XXQVM | UIC ENERGY LLC | UIC SURYA | UIC-3P-030-WW | Indoor Luminaires | Linear Ambient | Direct Linear Ambient Luminaires | Standard | TRUE | 2547.05 | 85.79 | 29.71 | 24.5 | 0.91 | 2984 | 83.8 | 5 | 50000 | 41941 |  |  | NotYetVerified |  | 3 | 2500 |  | 30 |  | 0.9 | 3000 | 80
PNS516G6D | RLE Industries LLC | Robert Lighting | VPVT-LED-48-V2-4.7HI (STANDARD OPTION ONLY) (CLEAR LENS ONLY) (120-277V ONLY) | Indoor Luminaires | Linear Ambient | Direct Linear Ambient Luminaires | Standard | TRUE | 6396 | 91.36 | 70.01 | 16.5 | 0.97 | 4033 | 85.1 | 5 |  | 41940 |  |  | NotYetVerified |  | 3 | 3696 |  |  |  |  | 4000 | 85.1
PEBYAU8GX | Peerless Electric Company Ltd. | Peerless | LOPA-11-4-40-35K-ACW-MV | Indoor Luminaires | Linear Ambient | Direct Linear Ambient Luminaires | Standard | TRUE | 3985 | 112.6 | 35.39 | 16.6 | 0.928 | 3451 | 83.85 | 5 | 50000 | 41940 |  |  | NotYetVerified |  | 3 | 4000 | 113 |  |  |  | 3500
P6JYXED63 | Raffino | Raffino | LG36-XXXXL-40K-XHD-X-X (120-277V ONLY) | Indoor Luminaires | Linear Ambient | Direct Linear Ambient Luminaires | Standard | TRUE | 4210 | 112.3 | 37.5 | 17 | 0.89 | 4050 | 84 | 5 | 178000 | 41940 |  |  | NotYetVerified |  | 3 | 4211.25 | 112.3 | 37.5 | 17 | 0.99 | 4000 | 84
PZ27HK7SN | Peerless Electric Company Ltd. | Peerless | LOPA-11-4-40-35K-ACW-MV-SD | Indoor Luminaires | Linear Ambient | Direct Linear Ambient Luminaires | Standard | FALSE | [9 empty] | 41940 |  |  | NotYetVerified |  | 3 | 4000 | 113 |  |  |  | 3500
PNQP5ENM3 | Peerless Electric Company Ltd. | Peerless | LOPA-11-4-40-35K-ACW-MV-D10 | Indoor Luminaires | Linear Ambient | Direct Linear Ambient Luminaires | Standard | FALSE | [9 empty] | 41940 |  |  | NotYetVerified |  | 3 | 4000 | 113 |  |  |  | 3500
PAP74V3MW | Peerless Electric Company Ltd. | Peerless | LOPA-11-4-40-35K-ACW-MV-D1 | Indoor Luminaires | Linear Ambient | Direct Linear Ambient Luminaires | Standard | FALSE | [9 empty] | 41940 |  |  | NotYetVerified |  | 3 | 4000 | 113 |  |  |  | 3500
PS6Q18PAP | Raffino | Raffino | LG55-XXXXL-50K-XHD-X-X (120-277V ONLY) | Indoor Luminaires | Linear Ambient | Direct Linear Ambient Luminaires | Standard | FALSE | [9 empty] | 41940 |  |  | NotYetVerified |  | 3 | 8534.8 | 112.3 | 76 | 17 | 0.99 | 5000 | 84
P4PKR4W7T | Raffino | Raffino | LG36-XXXXL-50K-XHD-X-X (120-277V ONLY) | Indoor Luminaires | Linear Ambient | Direct Linear Ambient Luminaires | Standard | FALSE | [9 empty] | 41940 |  |  | NotYetVerified |  | 3 | 4211.25 | 112.3 | 37.5 | 17 | 0.99 | 5000 | 84
PD7HGYQUP | Raffino | Raffino | LG55-XXXXL-40K-XHD-X-X (120-277V ONLY) | Indoor Luminaires | Linear Ambient | Direct Linear Ambient Luminaires | Standard | FALSE | [9 empty] | 41940 |  |  | NotYetVerified |  | 3 | 8534.8 | 112.3 | 76 | 17 | 0.99 | 4000 | 84
P3ZMFXHZ9 | Tempo Industries | Tempo Industries | C7R00-24-2012-[120V ONLY]Z7-ST35S-[All Finishes] | Indoor Luminaires | Linear Ambient | Direct Linear Ambient Luminaires | Standard | TRUE | 1362 | 96.68 | 14.09 | 14.47 | 0.959 | 3436 | 82.3 | 5 | 60000 | 41939 |  |  | NotYetVerified |  | 3 | 1360 | 97 | 14 | 20 | 0.98 | 3500 | 80
PGZFPQJ4R | Tempo Industries | Tempo Industries | C7R00-24-2012-[120V ONLY]Z5-ST35S-[All Finishes] | Indoor Luminaires | Linear Ambient | Direct Linear Ambient Luminaires | Standard | TRUE | 1001 | 99.68 | 10.04 | 12.52 | 0.917 | 3405 | 82.7 | 5 | 60000 | 41939 |  |  | NotYetVerified |  | 3 | 1000 | 100 | 10 | 20 | 0.98 | 3500 | 80
PD43A8EZ2 | Tempo Industries | Tempo Industries | C7R00-24-2012-[120V ONLY]Z5-ST40S-[All Finishes] | Indoor Luminaires | Linear Ambient | Direct Linear Ambient Luminaires | Standard | TRUE | 1026 | 103.19 | 9.94 | 13.01 | 0.91 | 4019 | 83.3 | 5 | 60000 | 41939 |  |  | NotYetVerified |  | 3 | 1000 | 100 | 10 | 20 | 0.98 | 4000 | 80
PRS9S7WU | Tempo Industries | Tempo Industries | C7R00-96-2012-[120V ONLY]Z10-ST40S-[All Finishes] | Indoor Luminaires | Linear Ambient | Direct Linear Ambient Luminaires | Standard | FALSE | [9 empty] | 41939 |  |  | NotYetVerified |  | 3 | 8000 | 100 | 80 | 20 | 0.98 | 4000 | 80
P4J1YQ2V | Tempo Industries | Tempo Industries | C7R00-72-2012-[120V ONLY]Z10-ST40S-[All Finishes] | Indoor Luminaires | Linear Ambient | Direct Linear Ambient Luminaires | Standard | FALSE | [9 empty] | 41939 |  |  | NotYetVerified |  | 3 | 6000 | 100 | 60 | 20 | 0.98 | 4000 | 80
P182CJ6C | Tempo Industries | Tempo Industries | C7R00-96-2012-[120V ONLY]Z7-ST40S-[All Finishes] | Indoor Luminaires | Linear Ambient | Direct Linear Ambient Luminaires | Standard | FALSE | [9 empty] | 41939 |  |  | NotYetVerified |  | 3 | 5440 | 97 | 56 | 20 | 0.98 | 4000 | 80
PV45Y54D | Tempo Industries | Tempo Industries | C7R00-72-2012-[120V ONLY]Z7-ST40S-[All Finishes] | Indoor Luminaires | Linear Ambient | Direct Linear Ambient Luminaires | Standard | FALSE | [9 empty] | 41939 |  |  | NotYetVerified |  | 3 | 4080 | 97 | 42 | 20 | 0.98 | 4000 | 80
PXV9UW8K | Tempo Industries | Tempo Industries | C7R00-48-2012-[120V ONLY]Z10-ST40S-[All Finishes] | Indoor Luminaires | Linear Ambient | Direct Linear Ambient Luminaires | Standard | FALSE | [9 empty] | 41939 |  |  | NotYetVerified |  | 3 | 4000 | 100 | 40 | 20 | 0.98 | 4000 | 80
PF7T5NZP | Tempo Industries | Tempo Industries | C7R00-96-2012-[120V ONLY]Z5-ST40S-[All Finishes] | Indoor Luminaires | Linear Ambient | Direct Linear Ambient Luminaires | Standard | FALSE | [9 empty] | 41939 |  |  | NotYetVerified |  | 3 | 4000 | 100 | 40 | 20 | 0.98 | 4000 | 80
PSRYXS3G | Tempo Industries | Tempo Industries | C7R00-72-2012-[120V ONLY]Z5-ST40S-[All Finishes] | Indoor Luminaires | Linear Ambient | Direct Linear Ambient Luminaires | Standard | FALSE | [9 empty] | 41939 |  |  | NotYetVerified |  | 3 | 3000 | 100 | 30 | 20 | 0.98 | 4000 | 80
P9UJVM2M | Tempo Industries | Tempo Industries | C7R00-48-2012-[120V ONLY]Z7-ST40S-[All Finishes] | Indoor Luminaires | Linear Ambient | Direct Linear Ambient Luminaires | Standard | FALSE | [9 empty] | 41939 |  |  | NotYetVerified |  | 3 | 2720 | 97 | 28 | 20 | 0.98 | 4000 | 80
PCW993YW | Tempo Industries | Tempo Industries | C7R00-48-2012-[120V ONLY]Z5-ST40S-[All Finishes] | Indoor Luminaires | Linear Ambient | Direct Linear Ambient Luminaires | Standard | FALSE | [9 empty] | 41939 |  |  | NotYetVerified |  | 3 | 2000 | 100 | 20 | 20 | 0.98 | 4000 | 80
P3QR8ZKF | Tempo Industries | Tempo Industries | C7R00-24-2012-[120V ONLY]Z10-ST40S-[All Finishes] | Indoor Luminaires | Linear Ambient | Direct Linear Ambient Luminaires | Standard | FALSE | [9 empty] | 41939 |  |  | NotYetVerified |  | 3 | 2000 | 100 | 20 | 20 | 0.98 | 4000 | 80
PN1FTGWP | Tempo Industries | Tempo Industries | C7R00-24-2012-[120V ONLY]Z7-ST40S-[All Finishes] | Indoor Luminaires | Linear Ambient | Direct Linear Ambient Luminaires | Standard | FALSE | [9 empty] | 41939 |  |  | NotYetVerified |  | 3 | 1360 | 97 | 14 | 20 | 0.98 | 4000 | 80
PJ2S6DDX | Tempo Industries | Tempo Industries | C7R00-96-2012-[120V ONLY]Z10-ST35S-[All Finishes] | Indoor Luminaires | Linear Ambient | Direct Linear Ambient Luminaires | Standard | FALSE | [9 empty] | 41939 |  |  | NotYetVerified |  | 3 | 8000 | 100 | 80 | 20 | 0.98 | 3500 | 80
PFSKC29S | Tempo Industries | Tempo Industries | C7R00-72-2012-[120V ONLY]Z10-ST35S-[All Finishes] | Indoor Luminaires | Linear Ambient | Direct Linear Ambient Luminaires | Standard | FALSE | [9 empty] | 41939 |  |  | NotYetVerified |  | 3 | 6000 | 100 | 60 | 20 | 0.98 | 3500 | 80
PCDWE17H | Tempo Industries | Tempo Industries | C7R00-96-2012-[120V ONLY]Z7-ST35S-[All Finishes] | Indoor Luminaires | Linear Ambient | Direct Linear Ambient Luminaires | Standard | FALSE | [9 empty] | 41939 |  |  | NotYetVerified |  | 3 | 5440 | 97 | 56 | 20 | 0.98 | 3500 | 80
PNZ16QTK | Tempo Industries | Tempo Industries | C7R00-72-2012-[120V ONLY]Z7-ST35S-[All Finishes] | Indoor Luminaires | Linear Ambient | Direct Linear Ambient Luminaires | Standard | FALSE | [9 empty] | 41939 |  |  | NotYetVerified |  | 3 | 4080 | 97 | 42 | 20 | 0.98 | 3500 | 80
PU6CD8AE | Tempo Industries | Tempo Industries | C7R00-96-2012-[120V ONLY]Z5-ST35S-[All Finishes] | Indoor Luminaires | Linear Ambient | Direct Linear Ambient Luminaires | Standard | FALSE | [9 empty] | 41939 |  |  | NotYetVerified |  | 3 | 4000 | 100 | 40 | 20 | 0.98 | 3500 | 80
PKAV7GPN | Tempo Industries | Tempo Industries | C7R00-48-2012-[120V ONLY]Z10-ST35S-[All Finishes] | Indoor Luminaires | Linear Ambient | Direct Linear Ambient Luminaires | Standard | FALSE | [9 empty] | 41939 |  |  | NotYetVerified |  | 3 | 4000 | 100 | 40 | 20 | 0.98 | 3500 | 80
PZ4Q3A93 | Tempo Industries | Tempo Industries | C7R00-72-2012-[120V ONLY]Z5-ST35S-[All Finishes] | Indoor Luminaires | Linear Ambient | Direct Linear Ambient Luminaires | Standard | FALSE | [9 empty] | 41939 |  |  | NotYetVerified |  | 3 | 3000 | 100 | 30 | 20 | 0.98 | 3500 | 80
P2AFDE33 | Tempo Industries | Tempo Industries | C7R00-48-2012-[120V ONLY]Z7-ST35S-[All Finishes] | Indoor Luminaires | Linear Ambient | Direct Linear Ambient Luminaires | Standard | FALSE | [9 empty] | 41939 |  |  | NotYetVerified |  | 3 | 2720 | 97 | 28 | 20 | 0.98 | 3500 | 80
PPZCV8QT | Tempo Industries | Tempo Industries | C7R00-48-2012-[120V ONLY]Z5-ST35S-[All Finishes] | Indoor Luminaires | Linear Ambient | Direct Linear Ambient Luminaires | Standard | FALSE | [9 empty] | 41939 |  |  | NotYetVerified |  | 3 | 2000 | 100 | 20 | 20 | 0.98 | 3500 | 80
P47ZW2EP | Tempo Industries | Tempo Industries | C7R00-24-2012-[120V ONLY]Z10-ST35S-[All Finishes] | Indoor Luminaires | Linear Ambient | Direct Linear Ambient Luminaires | Standard | FALSE | [9 empty] | 41939 |  |  | NotYetVerified |  | 3 | 2000 | 100 | 20 | 20 | 0.98 | 3500 | 80
PT4FKZBK | Precision Paragon [P2] | Precision Paragon | SNL-1X4-LW-F-UL-50K | Indoor Luminaires | Linear Ambient | Direct Linear Ambient Luminaires | Standard | FALSE | [9 empty] | 41936 |  |  | NotYetVerified |  | 3 | 5270.5 | 100 | 52.5 | 19 | 0.93 | 5000 | 84
PPY2Y41B | Precision Paragon [P2] | Precision Paragon | SNL-1X4-LW-DM-UL-50K | Indoor Luminaires | Linear Ambient | Direct Linear Ambient Luminaires | Standard | FALSE | [9 empty] | 41936 |  |  | NotYetVerified |  | 3 | 5270.5 | 100 | 52.5 | 19 | 0.93 | 5000 | 84
PFG6D4SP | Precision Paragon [P2] | Precision Paragon | SNL-1X4-LW-BL-UL-50K | Indoor Luminaires | Linear Ambient | Direct Linear Ambient Luminaires | Standard | FALSE | [9 empty] | 41936 |  |  | NotYetVerified |  | 3 | 5270.5 | 100 | 52.5 | 19 | 0.93 | 5000 | 84
PPKQ6R8G | Precision Paragon [P2] | Precision Paragon | SNL-1X4-HL-F-UL-50K | Indoor Luminaires | Linear Ambient | Direct Linear Ambient Luminaires | Standard | FALSE | [9 empty] | 41936 |  |  | NotYetVerified |  | 3 | 8861 | 95 | 93 | 11 | 0.93 | 5000 | 84
PK2G2BYE | Precision Paragon [P2] | Precision Paragon | SNL-1X4-HL-DM-UL-50K | Indoor Luminaires | Linear Ambient | Direct Linear Ambient Luminaires | Standard | FALSE | [9 empty] | 41936 |  |  | NotYetVerified |  | 3 | 8861 | 95 | 93 | 11 | 0.93 | 5000 | 84
P9XMCUCA | Precision Paragon [P2] | Precision Paragon | SNL-1X4-HL-BL-UL-50K | Indoor Luminaires | Linear Ambient | Direct Linear Ambient Luminaires | Standard | FALSE | [9 empty] | 41936 |  |  | NotYetVerified |  | 3 | 8861 | 95 | 93 | 11 | 0.93 | 5000 | 84
PSHW267K | Precision Paragon [P2] | Precision Paragon | SNL-1X4-XL-DM-UL-50K | Indoor Luminaires | Linear Ambient | Direct Linear Ambient Luminaires | Standard | FALSE | [9 empty] | 41936 |  |  | NotYetVerified |  | 3 | 3180.6 | 99 | 32 | 17 | 0.94 | 5000 | 83
PDRDH7D5 | Precision Paragon [P2] | Precision Paragon | SNL-1X4-XL-BL-UL-50K | Indoor Luminaires | Linear Ambient | Direct Linear Ambient Luminaires | Standard | FALSE | [9 empty] | 41936 |  |  | NotYetVerified |  | 3 | 3180.6 | 99 | 32 | 17 | 0.94 | 5000 | 83
P84XPPEF | Precision Paragon [P2] | Precision Paragon | SNL-1X4-XL-F-UL-50K | Indoor Luminaires | Linear Ambient | Direct Linear Ambient Luminaires | Standard | FALSE | [9 empty] | 41936 |  |  | NotYetVerified |  | 3 | 3180 | 100 | 32 | 17 | 0.94 | 5000 | 83
PRQ91VX7 | Precision Paragon [P2] | Precision Paragon | SNL-1X4-ML-F-UL-50K | Indoor Luminaires | Linear Ambient | Direct Linear Ambient Luminaires | Standard | FALSE | [9 empty] | 41936 |  |  | NotYetVerified |  | 3 | 6858 | 93.6 | 73 | 11.6 | 0.95 | 5000 | 83
PH91QC73 | Precision Paragon [P2] | Precision Paragon | SNL-1X4-ML-DM-UL-50K | Indoor Luminaires | Linear Ambient | Direct Linear Ambient Luminaires | Standard | FALSE | [9 empty] | 41936 |  |  | NotYetVerified |  | 3 | 6858 | 93.6 | 73 | 11.6 | 0.95 | 5000 | 83
P6JCSQDH | Precision Paragon [P2] | Precision Paragon | SNL-1X4-ML-BL-UL-50K | Indoor Luminaires | Linear Ambient | Direct Linear Ambient Luminaires | Standard | FALSE | [9 empty] | 41936 |  |  | NotYetVerified |  | 3 | 6858 | 93.6 | 73 | 11.6 | 0.95 | 5000 | 83
PZEPEMZ5D | Kili-LED Lighting Limited | Kili | KLWF | Indoor Luminaires | Linear Ambient | Direct Linear Ambient Luminaires | Standard | TRUE | 3821.68 | 96.43 | 39.63 | 7.43 | 0.934 | 4187 | 82.9 | 5 | 50000 | 41934 |  |  | NotYetVerified |  | 3 | 3770 | 96 | 39 |  |  | 4000
P9WFYTC8H | Raffino | Raffino | LG48-XXXXL-40K-XHD-X-X [120-277V ONLY] | Indoor Luminaires | Linear Ambient | Direct Linear Ambient Luminaires | Standard | TRUE | 6486 | 111.8 | 58 | 1.4 | 0.98 | 4060 | 84 | 5 | 178000 | 41933 |  |  | NotYetVerified |  | 3 | 6700 | 111 | 58 |  |  | 4000 | 84
PVRV7BTHJ | Philips Optimum | Philips Optimum | SL 8FT 06L UV 840 | Indoor Luminaires | Linear Ambient | Direct Linear Ambient Luminaires | Standard | TRUE | 6197 | 126 | 49.32 | 18.61 | 0.935 | 4020 | 82.6 | 5 | 70000 | 41933 |  |  | NotYetVerified |  | 3 | 6000 |  | 51 |  |  | 4000 | 80
PDRFDP936 | Raffino | Raffino | LG24-XXXXL-40K-XHD-X-X (120-277V ONLY) | Indoor Luminaires | Linear Ambient | Direct Linear Ambient Luminaires | Standard | TRUE | 2088 | 111.7 | 18.7 | 15.3 | 0.9 | 4040 | 84 | 5 | 178000 | 41933 |  |  | NotYetVerified |  | 3 | 2200 |  | 18.7 |  |  | 4000 | 84
PQ219JBMG | Raffino | Raffino | LG48-XXXXL-50K-XHD-X-X [120-277V ONLY] | Indoor Luminaires | Linear Ambient | Direct Linear Ambient Luminaires | Standard | FALSE | [9 empty] | 41933 |  |  | NotYetVerified |  | 3 | 6700 | 111 | 58 |  |  | 5000 | 84
PV4FP8HQ | Precision Paragon [P2] | precision Paragon [P2] | SIL-1x4-HL-F-UL-35K | Indoor Luminaires | Linear Ambient | Direct Linear Ambient Luminaires | Standard | TRUE | 9044.5 | 93 | 97.66 | 8 | 0.96 | 3390 | 84 | 5 | 51000 | 41932 |  |  | NotYetVerified |  | 3 | 8781 | 92 | 95 |  | 0.9 | 3500 | 80
PVK1P683 | Precision Paragon [P2] | precision Paragon [P2] | SIL-1x4-ML-F-UL-35K | Indoor Luminaires | Linear Ambient | Direct Linear Ambient Luminaires | Standard | TRUE | 6760.5 | 94 | 71.93 | 12 | 0.95 | 3360 | 84 | 5 | 51000 | 41932 |  |  | NotYetVerified |  | 3 | 6872 | 95 | 72 |  | 0.9 | 3500 | 80
P1RQM4YR | Precision Paragon [P2] | precision Paragon [P2] | SIL-1x4-LW-F-UL-35K | Indoor Luminaires | Linear Ambient | Direct Linear Ambient Luminaires | Standard | TRUE | 4774.03 | 92 | 51.64 | 19 | 0.94 | 3360 | 85 | 5 | 51000 | 41932 |  |  | NotYetVerified |  | 3 | 5019 | 98 | 51 |  | 0.9 | 3500 | 80
PZXRUBXA | Precision Paragon [P2] | precision Paragon [P2] | SIL-1X8-ML-BL-UL-50K | Indoor Luminaires | Linear Ambient | Direct Linear Ambient Luminaires | Standard | FALSE | [9 empty] | 41932 |  |  | NotYetVerified |  | 3 | 13986 | 97 | 144 | 8 | 1 | 5266 | 86
PJC9KJF7 | Precision Paragon [P2] | precision Paragon [P2] | SIL-1x8-ML-F-UL-50K | Indoor Luminaires | Linear Ambient | Direct Linear Ambient Luminaires | Standard | FALSE | [9 empty] | 41932 |  |  | NotYetVerified |  | 3 | 13986 | 97 | 144 | 8 | 1 | 5266 | 86
PDEM6PSD | Precision Paragon [P2] | precision Paragon [P2] | SIL-1X8-ML-DM-UL-50K | Indoor Luminaires | Linear Ambient | Direct Linear Ambient Luminaires | Standard | FALSE | [9 empty] | 41932 |  |  | NotYetVerified |  | 3 | 13986 | 97 | 144 | 8 | 1 | 5266 | 86
P4J8H4KZ | Precision Paragon [P2] | precision Paragon [P2] | SIL-1X8-LW-BL-UL-50K | Indoor Luminaires | Linear Ambient | Direct Linear Ambient Luminaires | Standard | FALSE | [9 empty] | 41932 |  |  | NotYetVerified |  | 3 | 10252 | 104 | 99 | 9 | 0.99 | 5182 | 86
PDGP3UTS | Precision Paragon [P2] | precision Paragon [P2] | SIL-1X8-HL-BL-UL-50K | Indoor Luminaires | Linear Ambient | Direct Linear Ambient Luminaires | Standard | FALSE | [9 empty] | 41932 |  |  | NotYetVerified |  | 3 | 20175 | 103 | 195 | 7.9 | 0.96 | 5182 | 84
PQHJQBMP | Precision Paragon [P2] | precision Paragon [P2] | SIL-1X4-HL-BL-UL-50K | Indoor Luminaires | Linear Ambient | Direct Linear Ambient Luminaires | Standard | FALSE | [9 empty] | 41932 |  |  | NotYetVerified |  | 3 | 10088 | 103 | 98 | 7.9 | 0.96 | 5182 | 84
PJK1JAYJ | Precision Paragon [P2] | precision Paragon [P2] | SIL-1x8-LW-F-UL-50K | Indoor Luminaires | Linear Ambient | Direct Linear Ambient Luminaires | Standard | FALSE | [9 empty] | 41932 |  |  | NotYetVerified |  | 3 | 10252 | 104 | 99 | 9 | 0.99 | 5182 | 86
PVGVGBTT | Precision Paragon [P2] | precision Paragon [P2] | SIL-1x8-HL-F-UL-50K | Indoor Luminaires | Linear Ambient | Direct Linear Ambient Luminaires | Standard | FALSE | [9 empty] | 41932 |  |  | NotYetVerified |  | 3 | 20175 | 103 | 195 | 7.9 | 0.96 | 5182 | 84
PW6976B1 | Precision Paragon [P2] | precision Paragon [P2] | SIL-1x4-HL-F-UL-50K | Indoor Luminaires | Linear Ambient | Direct Linear Ambient Luminaires | Standard | FALSE | [9 empty] | 41932 |  |  | NotYetVerified |  | 3 | 10088 | 103 | 98 | 7.9 | 0.96 | 5182 | 84
P4Y184PY | Precision Paragon [P2] | precision Paragon [P2] | SIL-1X8-LW-DM-UL-50K | Indoor Luminaires | Linear Ambient | Direct Linear Ambient Luminaires | Standard | FALSE | [9 empty] | 41932 |  |  | NotYetVerified |  | 3 | 10252 | 104 | 99 | 9 | 0.99 | 5182 | 86
P2F143S6 | Precision Paragon [P2] | precision Paragon [P2] | SIL-1X8-HL-DM-UL-50K | Indoor Luminaires | Linear Ambient | Direct Linear Ambient Luminaires | Standard | FALSE | [9 empty] | 41932 |  |  | NotYetVerified |  | 3 | 20175 | 103 | 195 | 7.9 | 0.96 | 5182 | 84
P7CCE7WY | Precision Paragon [P2] | precision Paragon [P2] | SIL-1X4-HL-DM-UL-50K | Indoor Luminaires | Linear Ambient | Direct Linear Ambient Luminaires | Standard | FALSE | [9 empty] | 41932 |  |  | NotYetVerified |  | 3 | 10088 | 103 | 98 | 7.9 | 0.96 | 5182 | 84
P9PF42MF | Precision Paragon [P2] | precision Paragon [P2] | SIL-1X8-XL-BL-UL-50K | Indoor Luminaires | Linear Ambient | Direct Linear Ambient Luminaires | Standard | FALSE | [9 empty] | 41932 |  |  | NotYetVerified |  | 3 | 6750.4 | 106 | 63.78 | 20 | 0.9 | 5162 | 84
P7PSZW2M | Precision Paragon [P2] | precision Paragon [P2] | SIL-1X4-XL-BL-UL-50K | Indoor Luminaires | Linear Ambient | Direct Linear Ambient Luminaires | Standard | FALSE | [9 empty] | 41932 |  |  | NotYetVerified |  | 3 | 3375.2 | 106 | 31.89 | 20 | 0.9 | 5162 | 84
P81Z3UXK | Precision Paragon [P2] | precision Paragon [P2] | SIL-1x8-XL-F-UL-50K | Indoor Luminaires | Linear Ambient | Direct Linear Ambient Luminaires | Standard | FALSE | [9 empty] | 41932 |  |  | NotYetVerified |  | 3 | 6750.4 | 106 | 63.78 | 20 | 0.9 | 5162 | 84
PZ7B3Q2B | Precision Paragon [P2] | precision Paragon [P2] | SIL-1x4-XL-F-UL-50K | Indoor Luminaires | Linear Ambient | Direct Linear Ambient Luminaires | Standard | FALSE | [9 empty] | 41932 |  |  | NotYetVerified |  | 3 | 3375.2 | 106 | 31.89 | 20 | 0.9 | 5162 | 84
PZVJET6V | Precision Paragon [P2] | precision Paragon [P2] | SIL-1X8-XL-DM-UL-50K | Indoor Luminaires | Linear Ambient | Direct Linear Ambient Luminaires | Standard | FALSE | [9 empty] | 41932 |  |  | NotYetVerified |  | 3 | 6750.4 | 106 | 63.78 | 20 | 0.9 | 5162 | 84
PK1RU7M6 | Precision Paragon [P2] | precision Paragon [P2] | SIL-1X4-XL-DM-UL-50K | Indoor Luminaires | Linear Ambient | Direct Linear Ambient Luminaires | Standard | FALSE | [9 empty] | 41932 |  |  | NotYetVerified |  | 3 | 3375.2 | 106 | 31.89 | 20 | 0.9 | 5162 | 84
P3BNK8K8 | Precision Paragon [P2] | precision Paragon [P2] | SIL-1x4-ML-BL-UL-50K | Indoor Luminaires | Linear Ambient | Direct Linear Ambient Luminaires | Standard | FALSE | [9 empty] | 41932 |  |  | NotYetVerified |  | 3 | 6872 | 95 | 72 |  | 0.9 | 5000 | 80
PCP6K21U | Precision Paragon [P2] | precision Paragon [P2] | SIL-1x4-LW-BL-UL-50K | Indoor Luminaires | Linear Ambient | Direct Linear Ambient Luminaires | Standard | FALSE | [9 empty] | 41932 |  |  | NotYetVerified |  | 3 | 5019 | 98 | 51 |  | 0.9 | 5000 | 80
PJND7X4U | Precision Paragon [P2] | precision Paragon [P2] | SIL-1x4-ML-F-UL-50K | Indoor Luminaires | Linear Ambient | Direct Linear Ambient Luminaires | Standard | FALSE | [9 empty] | 41932 |  |  | NotYetVerified |  | 3 | 6872 | 95 | 72 |  | 0.9 | 5000 | 80
PBUBC861 | Precision Paragon [P2] | precision Paragon [P2] | SIL-1x4-LW-F-UL-50K | Indoor Luminaires | Linear Ambient | Direct Linear Ambient Luminaires | Standard | FALSE | [9 empty] | 41932 |  |  | NotYetVerified |  | 3 | 5019 | 98 | 51 |  | 0.9 | 5000 | 80
P3DK8SGB | Precision Paragon [P2] | precision Paragon [P2] | SIL-1x4-ML-DM-UL-50K | Indoor Luminaires | Linear Ambient | Direct Linear Ambient Luminaires | Standard | FALSE | [9 empty] | 41932 |  |  | NotYetVerified |  | 3 | 6872 | 95 | 72 |  | 0.9 | 5000 | 80
PPF16TNJ | Precision Paragon [P2] | precision Paragon [P2] | SIL-1x4-LW-DM-UL-50K | Indoor Luminaires | Linear Ambient | Direct Linear Ambient Luminaires | Standard | FALSE | [9 empty] | 41932 |  |  | NotYetVerified |  | 3 | 5019 | 98 | 51 |  | 0.9 | 5000 | 80
PY2JKV4A | Precision Paragon [P2] | precision Paragon [P2] | SIL-1x4-HL-BL-UL-40K | Indoor Luminaires | Linear Ambient | Direct Linear Ambient Luminaires | Standard | FALSE | [9 empty] | 41932 |  |  | NotYetVerified |  | 3 | 8781 | 92 | 95 |  | 0.9 | 4000 | 80
PHZGQ97A | Precision Paragon [P2] | precision Paragon [P2] | SIL-1x4-ML-BL-UL-40K | Indoor Luminaires | Linear Ambient | Direct Linear Ambient Luminaires | Standard | FALSE | [9 empty] | 41932 |  |  | NotYetVerified |  | 3 | 6872 | 95 | 72 |  | 0.9 | 4000 | 80
PME17CJM | Precision Paragon [P2] | precision Paragon [P2] | SIL-1x4-LW-BL-UL-40K | Indoor Luminaires | Linear Ambient | Direct Linear Ambient Luminaires | Standard | FALSE | [9 empty] | 41932 |  |  | NotYetVerified |  | 3 | 5019 | 98 | 51 |  | 0.9 | 4000 | 80
PW84G5MF | Precision Paragon [P2] | precision Paragon [P2] | SIL-1x4-HL-F-UL-40K | Indoor Luminaires | Linear Ambient | Direct Linear Ambient Luminaires | Standard | FALSE | [9 empty] | 41932 |  |  | NotYetVerified |  | 3 | 8781 | 92 | 95 |  | 0.9 | 4000 | 80
PWU4B1H2 | Precision Paragon [P2] | precision Paragon [P2] | SIL-1x4-ML-F-UL-40K | Indoor Luminaires | Linear Ambient | Direct Linear Ambient Luminaires | Standard | FALSE | [9 empty] | 41932 |  |  | NotYetVerified |  | 3 | 6872 | 95 | 72 |  | 0.9 | 4000 | 80
PC4J9HFX | Precision Paragon [P2] | precision Paragon [P2] | SIL-1x4-LW-F-UL-40K | Indoor Luminaires | Linear Ambient | Direct Linear Ambient Luminaires | Standard | FALSE | [9 empty] | 41932 |  |  | NotYetVerified |  | 3 | 5019 | 98 | 51 |  | 0.9 | 4000 | 80
PTYC63KS | Precision Paragon [P2] | precision Paragon [P2] | SIL-1x4-HL-DM-UL-40K | Indoor Luminaires | Linear Ambient | Direct Linear Ambient Luminaires | Standard | FALSE | [9 empty] | 41932 |  |  | NotYetVerified |  | 3 | 8781 | 92 | 95 |  | 0.9 | 4000 | 80
PNAU8Q6P | Precision Paragon [P2] | precision Paragon [P2] | SIL-1x4-ML-DM-UL-40K | Indoor Luminaires | Linear Ambient | Direct Linear Ambient Luminaires | Standard | FALSE | [9 empty] | 41932 |  |  | NotYetVerified |  | 3 | 6872 | 95 | 72 |  | 0.9 | 4000 | 80
P1MS94RB | Precision Paragon [P2] | precision Paragon [P2] | SIL-1x4-LW-DM-UL-40K | Indoor Luminaires | Linear Ambient | Direct Linear Ambient Luminaires | Standard | FALSE | [9 empty] | 41932 |  |  | NotYetVerified |  | 3 | 5019 | 98 | 51 |  | 0.9 | 4000 | 80
P94H8G75 | Precision Paragon [P2] | precision Paragon [P2] | SIL-1X8-ML-BL-UL-40K | Indoor Luminaires | Linear Ambient | Direct Linear Ambient Luminaires | Standard | FALSE | [9 empty] | 41932 |  |  | NotYetVerified |  | 3 | 13712 | 97 | 141 | 11.7 | 0.9508 | 3840 | 84.2
PYRA3B43 | Precision Paragon [P2] | precision Paragon [P2] | SIL-1x8-ML-F-UL-40K | Indoor Luminaires | Linear Ambient | Direct Linear Ambient Luminaires | Standard | FALSE | [9 empty] | 41932 |  |  | NotYetVerified |  | 3 | 13712 | 97 | 141 | 11.7 | 0.9508 | 3840 | 84.2
P8CNRD7H | Precision Paragon [P2] | precision Paragon [P2] | SIL-1X8-ML-DM-UL-40K | Indoor Luminaires | Linear Ambient | Direct Linear Ambient Luminaires | Standard | FALSE | [9 empty] | 41932 |  |  | NotYetVerified |  | 3 | 13712 | 97 | 141 | 11.7 | 0.9508 | 3840 | 84.2
PFQ2A3GY | Precision Paragon [P2] | precision Paragon [P2] | SIL-1X8-XL-BL-UL-40K | Indoor Luminaires | Linear Ambient | Direct Linear Ambient Luminaires | Standard | FALSE | [9 empty] | 41932 |  |  | NotYetVerified |  | 3 | 7014 | 96.15 | 74 | 20 | 0.9 | 3820 | 83.9
PF7S5Q51 | Precision Paragon [P2] | precision Paragon [P2] | SIL-1x8-XL-F-UL-40K | Indoor Luminaires | Linear Ambient | Direct Linear Ambient Luminaires | Standard | FALSE | [9 empty] | 41932 |  |  | NotYetVerified |  | 3 | 7014 | 96.15 | 74 | 20 | 0.9 | 3820 | 83.9
P24G313N | Precision Paragon [P2] | precision Paragon [P2] | SIL-1X8-XL-DM-UL-40K | Indoor Luminaires | Linear Ambient | Direct Linear Ambient Luminaires | Standard | FALSE | [9 empty] | 41932 |  |  | NotYetVerified |  | 3 | 7014 | 96.15 | 74 | 20 | 0.9 | 3820 | 83.9
PA6REJNW | Precision Paragon [P2] | precision Paragon [P2] | SIL-1X8-LW-BL-UL-40K | Indoor Luminaires | Linear Ambient | Direct Linear Ambient Luminaires | Standard | FALSE | [9 empty] | 41932 |  |  | NotYetVerified |  | 3 | 10051 | 99 | 102 | 18.5 | 0.936 | 3810 | 83.8
P3R76UMP | Precision Paragon [P2] | precision Paragon [P2] | SIL-1x8-LW-F-UL-40K | Indoor Luminaires | Linear Ambient | Direct Linear Ambient Luminaires | Standard | FALSE | [9 empty] | 41932 |  |  | NotYetVerified |  | 3 | 10051 | 99 | 102 | 18.5 | 0.936 | 3810 | 83.8
PHEPHNK6 | Precision Paragon [P2] | precision Paragon [P2] | SIL-1X8-LW-DM-UL-40K | Indoor Luminaires | Linear Ambient | Direct Linear Ambient Luminaires | Standard | FALSE | [9 empty] | 41932 |  |  | NotYetVerified |  | 3 | 10051 | 99 | 102 | 18.5 | 0.936 | 3810 | 83.8
PFS6U1UF | Precision Paragon [P2] | precision Paragon [P2] | SIL-1X8-HL-BL-UL-40K | Indoor Luminaires | Linear Ambient | Direct Linear Ambient Luminaires | Standard | FALSE | [9 empty] | 41932 |  |  | NotYetVerified |  | 3 | 19799 | 103 | 191 | 7.9 | 0.9589 | 3793 | 84.06
P2D96H22 | Precision Paragon [P2] | precision Paragon [P2] | SIL-1x8-HL-F-UL-40K | Indoor Luminaires | Linear Ambient | Direct Linear Ambient Luminaires | Standard | FALSE | [9 empty] | 41932 |  |  | NotYetVerified |  | 3 | 19799 | 103 | 191 | 7.9 | 0.9589 | 3793 | 84.06
PEFJD1ZS | Precision Paragon [P2] | precision Paragon [P2] | SIL-1X8-HL-DM-UL-40K | Indoor Luminaires | Linear Ambient | Direct Linear Ambient Luminaires | Standard | FALSE | [9 empty] | 41932 |  |  | NotYetVerified |  | 3 | 19799 | 103 | 191 | 7.9 | 0.9589 | 3793 | 84.06
P46S4H6G | Precision Paragon [P2] | precision Paragon [P2] | SIL-1x4-HL-BL-UL-35K | Indoor Luminaires | Linear Ambient | Direct Linear Ambient Luminaires | Standard | FALSE | [9 empty] | 41932 |  |  | NotYetVerified |  | 3 | 8781 | 92 | 95 |  | 0.9 | 3500 | 80
PPX4VW4F | Precision Paragon [P2] | precision Paragon [P2] | SIL-1x4-ML-BL-UL-35K | Indoor Luminaires | Linear Ambient | Direct Linear Ambient Luminaires | Standard | FALSE | [9 empty] | 41932 |  |  | NotYetVerified |  | 3 | 6872 | 95 | 72 |  | 0.9 | 3500 | 80
PZZ4ENHP | Precision Paragon [P2] | precision Paragon [P2] | SIL-1x4-LW-BL-UL-35K | Indoor Luminaires | Linear Ambient | Direct Linear Ambient Luminaires | Standard | FALSE | [9 empty] | 41932 |  |  | NotYetVerified |  | 3 | 5019 | 98 | 51 |  | 0.9 | 3500 | 80
PDZ98YEX | Precision Paragon [P2] | precision Paragon [P2] | SIL-1x4-HL-DM-UL-35K | Indoor Luminaires | Linear Ambient | Direct Linear Ambient Luminaires | Standard | FALSE | [9 empty] | 41932 |  |  | NotYetVerified |  | 3 | 8781 | 92 | 95 |  | 0.9 | 3500 | 80
P4X9NXXJ | Precision Paragon [P2] | precision Paragon [P2] | SIL-1x4-ML-DM-UL-35K | Indoor Luminaires | Linear Ambient | Direct Linear Ambient Luminaires | Standard | FALSE | [9 empty] | 41932 |  |  | NotYetVerified |  | 3 | 6872 | 95 | 72 |  | 0.9 | 3500 | 80
P9Y7ZG9B | Precision Paragon [P2] | precision Paragon [P2] | SIL-1x4-LW-DM-UL-35K | Indoor Luminaires | Linear Ambient | Direct Linear Ambient Luminaires | Standard | FALSE | [9 empty] | 41932 |  |  | NotYetVerified |  | 3 | 5019 | 98 | 51 |  | 0.9 | 3500 | 80
PC4Q3HZDE | Visioneering Corp | Visioneering | LEL24-LED840K041LUNV-[All Finishes Packaging and Wiring Options] | Indoor Luminaires | Linear Ambient | Direct Linear Ambient Luminaires | Standard | TRUE | 4143 | 101.3 | 40.91 | 12.2 | 0.941 | 4031 | 83.18 | 5 | 50000 | 41929 |  |  | NotYetVerified |  | 3 | 4000 | 98 | 41 | 12 | 0.941 | 4031 | 83.2
PTKX1XSBN | Visioneering Corp | Visioneering | LEL24-LED835K041LUNV-[All Finishes Packaging and Wiring Options] | Indoor Luminaires | Linear Ambient | Direct Linear Ambient Luminaires | Standard | TRUE | 3879 | 94.9 | 40.87 | 12.2 | 0.941 | 3509 | 84.03 | 5 | 50000 | 41929 |  |  | NotYetVerified |  | 3 | 3879 | 94.9 | 41 | 12 | 0.941 | 3461 | 83.7
P8QUHY3JP | Visioneering Corp | Visioneering | LEL48-LED835K041LUNV-[All Finishes Packaging and Wiring Options] | Indoor Luminaires | Linear Ambient | Direct Linear Ambient Luminaires | Standard | TRUE | 3765 | 102 | 36.9 | 12.2 | 0.914 | 3509 | 84.03 | 5 | 50000 | 41929 |  |  | NotYetVerified |  | 3 | 3765 | 102 | 38 | 12 | 0.941 | 3461 | 83.7
PDKZ428JZ | Visioneering Corp | Visioneering | LEL48-LED840K082LUNV-[All Finishes Packaging and Wiring Options] | Indoor Luminaires | Linear Ambient | Direct Linear Ambient Luminaires | Standard | FALSE | [9 empty] | 41929 |  |  | NotYetVerified |  | 3 | 7800 | 105 | 76 | 12 | 0.941 | 4031 | 83.2
PNH9YRC5N | Visioneering Corp | Visioneering | LEL48-LED840K053LUNV-[All Finishes Packaging and Wiring Options] | Indoor Luminaires | Linear Ambient | Direct Linear Ambient Luminaires | Standard | FALSE | [9 empty] | 41929 |  |  | NotYetVerified |  | 3 | 5500 | 109 | 51 | 12 | 0.941 | 4031 | 83.2
PQWDKDKC4 | Visioneering Corp | Visioneering | LEL48-LED840K041LUNV-[All Finishes Packaging and Wiring Options] | Indoor Luminaires | Linear Ambient | Direct Linear Ambient Luminaires | Standard | FALSE | [9 empty] | 41929 |  |  | NotYetVerified |  | 3 | 3875 | 105 | 38 | 12 | 0.941 | 4031 | 83.2
PHG4QP7T2 | Visioneering Corp | Visioneering | LEL48-LED835K082LUNV-[All Finishes Packaging and Wiring Options] | Indoor Luminaires | Linear Ambient | Direct Linear Ambient Luminaires | Standard | FALSE | [9 empty] | 41929 |  |  | NotYetVerified |  | 3 | 7550 | 102 | 76 | 12 | 0.941 | 3461 | 83.7
PMJUTV8U1 | Visioneering Corp | Visioneering | LEL48-LED835K053LUNV-[All Finishes Packaging and Wiring Options] | Indoor Luminaires | Linear Ambient | Direct Linear Ambient Luminaires | Standard | FALSE | [9 empty] | 41929 |  |  | NotYetVerified |  | 3 | 5400 | 106 | 51 | 12 | 0.941 | 3461 | 83.7
PP9152YTV | Energy Efficient Lighting Co. Ltd. | EEL | SF2-40LED02-120M | Indoor Luminaires | Linear Ambient | Direct Linear Ambient Luminaires | Standard | TRUE | 1933 | 88.6 | 21.82 | 13.55 | 0.9245 | 4181 | 83.44 | 5 | 50000 | 41928 |  |  | NotYetVerified |  | 3 | [5 empty] | 4000
PEUPCNKH6 | CIXI YUANHUI LIGHTING ELECTRIC CO.LTD | YUANHUI | VP4F48W | Indoor Luminaires | Linear Ambient | Direct Linear Ambient Luminaires | Standard | TRUE | 4115.7 | 89.41 | 46.03 | 21.5 | 0.88 | 3132 | 82.4 | 5 | 50000 | 41928 |  |  | NotYetVerified |  | 3 | 4172.871 | 90.71 | 46 | 6.77 | 0.991 | 3132 | 82.4
PC6NARP9K | CIXI YUANHUI LIGHTING ELECTRIC CO.LTD | YUANHUI | VP4F48P | Indoor Luminaires | Linear Ambient | Direct Linear Ambient Luminaires | Standard | FALSE | [9 empty] | 41928 |  |  | NotYetVerified |  | 3 | 4204.8 | 91.09 | 46.16 | 6.77 | 0.991 | 4984 | 87.8
P1Q3BFHAE | CIXI YUANHUI LIGHTING ELECTRIC CO.LTD | YUANHUI | VP4F48N | Indoor Luminaires | Linear Ambient | Direct Linear Ambient Luminaires | Standard | FALSE | [9 empty] | 41928 |  |  | NotYetVerified |  | 3 | 4188.82 | 91.06 | 46 | 6.77 | 0.991 | 4058 | 85.1
P8XVDZRM | LONYUNG LED LIGHTING CO.LTD | LONYUNG | LY-T5SL1500-40W(3000K) | Indoor Luminaires | Linear Ambient | Direct Linear Ambient Luminaires | Standard | TRUE | 3573.16 | 102.71 | 34.79 | 19.04 | 0.954 | 3143 | 84.6 | 5 | 50000 | 41927 |  |  | NotYetVerified | Product updated on 08/25/2016 | 3 | 4200 | 105 | 40 | 20 | 0.9 | 3000 | 80
PS7853NE | LONYUNG LED LIGHTING CO.LTD | LONYUNG | LY-T5DL1500-20W(3000K) | Indoor Luminaires | Linear Ambient | Direct Linear Ambient Luminaires | Standard | TRUE | 1832.53 | 103.47 | 17.71 | 13.76 | 0.953 | 3128 | 84.3 | 5 | 50000 | 41927 |  |  | NotYetVerified | Product updated on 08/25/2016 | 3 | 2100 | 105 | 20 | 20 | 0.9 | 3000 | 80
PA4YH5XD | Visioneering Corp | Visioneering | LCOM48-LED840K044LXXX-P77 [All Emergency Finish Packaging and Wiring Options] | Indoor Luminaires | Linear Ambient | Direct Linear Ambient Luminaires | Standard | TRUE | 4104 | 111.4 | 36.83 | 12.65 | 0.9381 | 4003 | 82.94 | 5 | 50000 | 41927 |  |  | Yes | Updated 8/31/2016 | 3 | 4016 | 119.5 | 33.6 | 12 | 0.99 | 4000 | 80
PZUGJTF9 | Visioneering Corp | Visioneering | LCOM48-LED835K044LXXX-P77 [All Emergency Finish Packaging and Wiring Options] | Indoor Luminaires | Linear Ambient | Direct Linear Ambient Luminaires | Standard | TRUE | 3796 | 102.8 | 36.92 | 12.65 | 0.9381 | 3497 | 83.89 | 5 | 50000 | 41927 |  |  | Yes | Updated 8/31/2016 | 3 | 3896 | 115.9 | 33.6 | 12 | 0.99 | 3500 | 80
PFG5Y9E5 | LONYUNG LED LIGHTING CO.LTD | LONYUNG | LY-T8DL1500-25W(3000K) | Indoor Luminaires | Linear Ambient | Direct Linear Ambient Luminaires | Standard | TRUE | 2532.46 | 102.49 | 24.71 | 8.16 | 0.912 | 3130 | 84.2 | 5 | 50000 | 41927 |  |  | NotYetVerified |  | 3 | 2500 | 104.17 | 25 | 20 | 0.9 | 3000 | 80
P8GEMGWXP | Eaton (formerly Cooper Lighting) | Metalux | 4SLWP4040ND-UNV-[ALL PACKAGING] | Indoor Luminaires | Linear Ambient | Direct Linear Ambient Luminaires | Standard | TRUE | 4358.1 | 94.68 | 46.32 | 9.46 | 0.9 | 3856 | 83.1 | 5 | 50000 | 41927 |  |  | NotYetVerified |  | 3
PV34B1ZZ | Visioneering Corp | Visioneering | LCOM48-LED840K044LXXX-[All Emergency Finish Packaging and Wiring Options] | Indoor Luminaires | Linear Ambient | Direct Linear Ambient Luminaires | Standard | FALSE | [9 empty] | 41927 |  |  | Yes | Updated 8/31/2016 | 3 | 4468 | 133 | 33.6 | 12 | 0.99 | 4000 | 80
P8UA188A | Visioneering Corp | Visioneering | LCOM48-LED835K044LXXX-[All Emergency Finish Packaging and Wiring Options] | Indoor Luminaires | Linear Ambient | Direct Linear Ambient Luminaires | Standard | FALSE | [9 empty] | 41927 |  |  | Yes | Updated 8/31/2016 | 3 | 4334 | 129 | 33.6 | 12 | 0.99 | 3500 | 80
PBB55UKN | LONYUNG LED LIGHTING CO.LTD | LONYUNG | LY-T5SL1500-40W(5000K) | Indoor Luminaires | Linear Ambient | Direct Linear Ambient Luminaires | Standard | FALSE | [9 empty] | 41927 |  |  | NotYetVerified | Product updated on 08/25/2016 | 3 | 4200 | 105 | 40 | 20 | 0.9 | 5000 | 80
P4515YZY | LONYUNG LED LIGHTING CO.LTD | LONYUNG | LY-T5DL1500-20W(5000K) | Indoor Luminaires | Linear Ambient | Direct Linear Ambient Luminaires | Standard | FALSE | [9 empty] | 41927 |  |  | NotYetVerified | Product updated on 08/25/2016 | 3 | 2100 | 105 | 20 | 20 | 0.9 | 5000 | 80
PDDJPJW8 | LONYUNG LED LIGHTING CO.LTD | LONYUNG | LY-T8DL1500-25W(5000K) | Indoor Luminaires | Linear Ambient | Direct Linear Ambient Luminaires | Standard | FALSE | [9 empty] | 41927 |  |  | NotYetVerified |  | 3 | 2500 | 104.17 | 24 | 15.92 | 0.9 | 5000 | 80
PJZCVAES | LONYUNG LED LIGHTING CO.LTD | LONYUNG | LY-T5SL1500-40W(4500K) | Indoor Luminaires | Linear Ambient | Direct Linear Ambient Luminaires | Standard | FALSE | [9 empty] | 41927 |  |  | NotYetVerified | Product updated on 08/25/2016 | 3 | 4200 | 105 | 40 | 20 | 0.9 | 4500 | 80
P7EBZG9B | LONYUNG LED LIGHTING CO.LTD | LONYUNG | LY-T5DL1500-20W(4500K) | Indoor Luminaires | Linear Ambient | Direct Linear Ambient Luminaires | Standard | FALSE | [9 empty] | 41927 |  |  | NotYetVerified | Product updated on 08/25/2016 | 3 | 2100 | 105 | 20 | 20 | 0.9 | 4500 | 80
P27FWPD1 | LONYUNG LED LIGHTING CO.LTD | LONYUNG | LY-T8DL1500-25W(4500K) | Indoor Luminaires | Linear Ambient | Direct Linear Ambient Luminaires | Standard | FALSE | [9 empty] | 41927 |  |  | NotYetVerified |  | 3 | 2500 | 104.17 | 24 | 15.92 | 0.9 | 4500 | 80
PWC3MHDQ | LONYUNG LED LIGHTING CO.LTD | LONYUNG | LY-T5SL1500-40W(4000K) | Indoor Luminaires | Linear Ambient | Direct Linear Ambient Luminaires | Standard | FALSE | [9 empty] | 41927 |  |  | NotYetVerified | Product updated on 08/25/2016 | 3 | 4200 | 105 | 40 | 20 | 0.9 | 4000 | 80
PEETHD4M | LONYUNG LED LIGHTING CO.LTD | LONYUNG | LY-T5DL1500-20W(4000K) | Indoor Luminaires | Linear Ambient | Direct Linear Ambient Luminaires | Standard | FALSE | [9 empty] | 41927 |  |  | NotYetVerified | Product updated on 08/25/2016 | 3 | 2100 | 105 | 20 | 20 | 0.9 | 4000 | 80
PKJXCMRU | LONYUNG LED LIGHTING CO.LTD | LONYUNG | LY-T8DL1500-25W(4000K) | Indoor Luminaires | Linear Ambient | Direct Linear Ambient Luminaires | Standard | FALSE | [9 empty] | 41927 |  |  | NotYetVerified |  | 3 | 2500 | 104.17 | 24 | 15.92 | 0.9 | 4000 | 80
P91QC43U | LONYUNG LED LIGHTING CO.LTD | LONYUNG | LY-T5SL1500-40W(3500K) | Indoor Luminaires | Linear Ambient | Direct Linear Ambient Luminaires | Standard | FALSE | [9 empty] | 41927 |  |  | NotYetVerified | Product updated on 08/25/2016 | 3 | 4200 | 105 | 40 | 20 | 0.9 | 3500 | 80
PU95DB8J | LONYUNG LED LIGHTING CO.LTD | LONYUNG | LY-T5DL1500-20W(3500K) | Indoor Luminaires | Linear Ambient | Direct Linear Ambient Luminaires | Standard | FALSE | [9 empty] | 41927 |  |  | NotYetVerified | Product updated on 08/25/2016 | 3 | 2100 | 105 | 20 | 20 | 0.9 | 3500 | 80
PWFKJEFH | LONYUNG LED LIGHTING CO.LTD | LONYUNG | LY-T8DL1500-25W(3500K) | Indoor Luminaires | Linear Ambient | Direct Linear Ambient Luminaires | Standard | FALSE | [9 empty] | 41927 |  |  | NotYetVerified |  | 3 | 2500 | 104.17 | 24 | 15.92 | 0.9 | 3500 | 80
PM7AP744 | US Energy Sciences INC | US Energy Sciences INC | VCT-02X04-WAN-840 | Indoor Luminaires | Linear Ambient | Direct Linear Ambient Luminaires | Standard | TRUE | 4125 | 100.9 | 40.9 | 11.3 | 0.948 | 4058 | 84 | 5 | 60000 | 41926 |  |  | NotYetVerified |  | 3 | [5 empty] | 4000
PTP8QY9V | US Energy Sciences INC | US Energy Sciences INC | FSN-02X04-WAN-840 | Indoor Luminaires | Linear Ambient | Direct Linear Ambient Luminaires | Standard | TRUE | 4487 | 108.6 | 41.3 | 13.4 | 0.938 | 3995 | 84 | 5 | 60000 | 41926 |  |  | NotYetVerified |  | 3 | [5 empty] | 4000
P3Y69N9N | Industrial Lighting Products | Industrial Lighting Products | F102-[Any Width Between 3.5''-12'']-30WLED-UNIV-2700K-CHAN-[ALL OPTIONS EXCEPT FRLK and SD480] | Indoor Luminaires | Linear Ambient | Direct Linear Ambient Luminaires | Standard | TRUE | 2823 | 93.1 | 30.31 | 13.7 | 0.874 | 2849 | 83 | 5 |  | 41926 |  |  | NotYetVerified |  | 3 |  |  | 30 |  |  | 2700
PXAR2SZ3 | Industrial Lighting Products | Industrial Lighting Products | F102-[Any Width Between 3.5''-12'']-20WLED-UNIV-2700K-CHAN-[ALL OPTIONS EXCEPT FRLK and SD480] | Indoor Luminaires | Linear Ambient | Direct Linear Ambient Luminaires | Standard | TRUE | 1891 | 100.8 | 18.76 | 13.7 | 0.874 | 2843 | 83 | 5 |  | 41926 |  |  | NotYetVerified |  | 3 |  |  | 20 |  |  | 2700
P6ZETBUS | Industrial Lighting Products | Industrial Lighting Products | F102-[Any Width Between 3.5''-12'']-30WLED-UNIV-5000K-CHAN-[ALL OPTIONS EXCEPT FRLK and SD480] | Indoor Luminaires | Linear Ambient | Direct Linear Ambient Luminaires | Standard | FALSE | [9 empty] | 41926 |  |  | NotYetVerified |  | 3 | 3298 | 108 | 30 |  |  | 5000 | 80
PW119MYV | Industrial Lighting Products | Industrial Lighting Products | F102-[Any Width Between 3.5''-12'']-20WLED-UNIV-5000K-CHAN-[ALL OPTIONS EXCEPT FRLK and SD480] | Indoor Luminaires | Linear Ambient | Direct Linear Ambient Luminaires | Standard | FALSE | [9 empty] | 41926 |  |  | NotYetVerified |  | 3 | 2022 | 107.8 | 20 |  |  | 5000 | 80
P3KNUK36 | Industrial Lighting Products | Industrial Lighting Products | F102-[Any Width Between 3.5''-12'']-30WLED-UNIV-4500K-CHAN-[ALL OPTIONS EXCEPT FRLK and SD480] | Indoor Luminaires | Linear Ambient | Direct Linear Ambient Luminaires | Standard | FALSE | [9 empty] | 41926 |  |  | NotYetVerified |  | 3 | 3195 | 104.9 | 30 |  |  | 4500 | 80
PE19KHQH | Industrial Lighting Products | Industrial Lighting Products | F102-[Any Width Between 3.5''-12'']-20WLED-UNIV-4500K-CHAN-[ALL OPTIONS EXCEPT FRLK and SD480] | Indoor Luminaires | Linear Ambient | Direct Linear Ambient Luminaires | Standard | FALSE | [9 empty] | 41926 |  |  | NotYetVerified |  | 3 | 1993 | 106.3 | 20 |  |  | 4500 | 80
PTFSZJ6H | Industrial Lighting Products | Industrial Lighting Products | F102-[Any Width Between 3.5''-12'']-30WLED-UNIV-4000K-CHAN-[ALL OPTIONS EXCEPT FRLK and SD480] | Indoor Luminaires | Linear Ambient | Direct Linear Ambient Luminaires | Standard | FALSE | [9 empty] | 41926 |  |  | NotYetVerified |  | 3 | 3091 | 101.5 | 30 |  |  | 4000 | 80
PZUWE5A6 | Industrial Lighting Products | Industrial Lighting Products | F102-[Any Width Between 3.5''-12'']-20WLED-UNIV-4000K-CHAN-[ALL OPTIONS EXCEPT FRLK and SD480] | Indoor Luminaires | Linear Ambient | Direct Linear Ambient Luminaires | Standard | FALSE | [9 empty] | 41926 |  |  | NotYetVerified |  | 3 | 1965 | 104.7 | 20 |  |  | 4000 | 80
PR4WXZ72 | Industrial Lighting Products | Industrial Lighting Products | F102-[Any Width Between 3.5''-12'']-30WLED-UNIV-3500K-CHAN-[ALL OPTIONS EXCEPT FRLK and SD480] | Indoor Luminaires | Linear Ambient | Direct Linear Ambient Luminaires | Standard | FALSE | [9 empty] | 41926 |  |  | NotYetVerified |  | 3 | 2988 | 98.1 | 30 |  |  | 3500 | 80
P4UAM58P | Industrial Lighting Products | Industrial Lighting Products | F102-[Any Width Between 3.5''-12'']-20WLED-UNIV-3500K-CHAN-[ALL OPTIONS EXCEPT FRLK and SD480] | Indoor Luminaires | Linear Ambient | Direct Linear Ambient Luminaires | Standard | FALSE | [9 empty] | 41926 |  |  | NotYetVerified |  | 3 | 1937 | 103.2 | 20 |  |  | 3500 | 80
PY1HWPV7 | Industrial Lighting Products | Industrial Lighting Products | F102-[Any Width Between 3.5''-12'']-30WLED-UNIV-3000K-CHAN-[ALL OPTIONS EXCEPT FRLK and SD480] | Indoor Luminaires | Linear Ambient | Direct Linear Ambient Luminaires | Standard | FALSE | [9 empty] | 41926 |  |  | NotYetVerified |  | 3 | 2885 | 94.7 | 30 |  |  | 3000 | 80
P7JE37ZD | Industrial Lighting Products | Industrial Lighting Products | F102-[Any Width Between 3.5''-12'']-20WLED-UNIV-3000K-CHAN-[ALL OPTIONS EXCEPT FRLK and SD480] | Indoor Luminaires | Linear Ambient | Direct Linear Ambient Luminaires | Standard | FALSE | [9 empty] | 41926 |  |  | NotYetVerified |  | 3 | 1908 | 101.7 | 20 |  |  | 3000 | 80
PUDT5GTQW | Energy Efficient Lighting Co. Ltd. | EEL | CW40LED04-347 | Indoor Luminaires | Linear Ambient | Direct Linear Ambient Luminaires | Standard | TRUE | 3569 | 89 | 40.1 | 14.9 | 0.9491 | 4188 | 83 | 5 | 50000 | 41921 |  |  | NotYetVerified |  | 3 | 3569 | 89 | 40.1 | 14.9 | 0.9491 | 4188 | 83
PSXPSN3P9 | Energy Efficient Lighting Co. Ltd. | EEL | CW40LED04-120M | Indoor Luminaires | Linear Ambient | Direct Linear Ambient Luminaires | Standard | FALSE | [9 empty] | 41921 |  |  | NotYetVerified |  | 3 | 3581 | 89.2 | 40.13 | 14.9 | 0.9645 | 4184 | 83
P91ZE5YF | Luminiz | Luminiz | SLRX1-18-F4CWC(2700K) | Indoor Luminaires | Linear Ambient | Direct Linear Ambient Luminaires | Standard | TRUE | 3155.91 | 95.26 | 33.13 | 20.9 | 0.935 | 2758 | 83 | 5 | 50000 | 41920 |  |  | NotYetVerified |  | 3 | 3156 | 95.26 | 33 | 14.2 | 0.986 | 2758 | 83
PQK971J8S | KONKA GREEN LIGHTING CO.LTD | KONKA | KK-TP-4WW-40-5USB | Indoor Luminaires | Linear Ambient | Direct Linear Ambient Luminaires | Standard | TRUE | 4003.96 | 102.72 | 39.14 | 13.3 | 0.907 | 2945 | 83.7 | 5 | 50000 | 41920 |  |  | NotYetVerified |  | 3 | 4003.96 | 102.72 | 38.98 | 13.3 | 0.9 | 3000 | 84
PDXD18ZG | Prudential Lighting | Prudential Lighting | HSR-LED4LO-04-SAL-xxx-UNV-xxx-xx-ND | Indoor Luminaires | Linear Ambient | Direct Linear Ambient Luminaires | Standard | TRUE | 2260.13 | 118.15 | 19.13 | 17 | 0.9 | 3985 | 84 | 5 | 50000 | 41920 |  |  | NotYetVerified |  | 3 | 2227 | 116 | 19 | 5 | 0.99 | 4000 | 84
P26ZBVYQ | Prudential Lighting | Prudential Lighting | BIO-FLSH-LED4LO-04-ABW-xxx-D1X-SC-UNV-xx-ND | Indoor Luminaires | Linear Ambient | Direct Linear Ambient Luminaires | Standard | TRUE | 1784.31 | 93.71 | 19.04 | 16 | 0.9 | 4043 | 84 | 5 | 50000 | 41920 |  |  | NotYetVerified |  | 3 | 1784 | 94 | 19 | 5 | 0.99 | 4000 | 84
PC4XYRQN | Prudential Lighting | Prudential Lighting | BIO-FLSH-LED4LO-04-SAL-xxx-D1-SC-UNV-xx-ND | Indoor Luminaires | Linear Ambient | Direct Linear Ambient Luminaires | Standard | TRUE | 1682.07 | 88.2 | 19.07 | 16 | 0.9 | 4049 | 84 | 5 | 50000 | 41920 |  |  | NotYetVerified |  | 3 | 1682 | 88 | 19 | 5 | 0.99 | 4000 | 84
PZY28MXU | Luminiz | Luminiz | SLRX1-18-F4CWC(5000K) | Indoor Luminaires | Linear Ambient | Direct Linear Ambient Luminaires | Standard | FALSE | [9 empty] | 41920 |  |  | NotYetVerified |  | 3 | 3156 | 95.26 | 33 | 14.2 | 0.986 | 5000 | 83
PQVJ26C1 | Luminiz | Luminiz | SLRX1-18-F4CWC(4500K) | Indoor Luminaires | Linear Ambient | Direct Linear Ambient Luminaires | Standard | FALSE | [9 empty] | 41920 |  |  | NotYetVerified |  | 3 | 3156 | 95.26 | 33 | 14.2 | 0.986 | 4500 | 83
PBY38GKW | Luminiz | Luminiz | SLRX1-18-F4CWC(4000K) | Indoor Luminaires | Linear Ambient | Direct Linear Ambient Luminaires | Standard | FALSE | [9 empty] | 41920 |  |  | NotYetVerified |  | 3 | 3156 | 95.26 | 33 | 14.2 | 0.986 | 4000 | 83
P6M8G27M | Luminiz | Luminiz | SLRX1-18-F4CWC(3500K) | Indoor Luminaires | Linear Ambient | Direct Linear Ambient Luminaires | Standard | FALSE | [9 empty] | 41920 |  |  | NotYetVerified |  | 3 | 3156 | 95.26 | 33 | 14.2 | 0.986 | 3500 | 83
P5CKCH9B | Luminiz | Luminiz | SLRX1-18-F4CWC(3000K) | Indoor Luminaires | Linear Ambient | Direct Linear Ambient Luminaires | Standard | FALSE | [9 empty] | 41920 |  |  | NotYetVerified |  | 3 | 3156 | 95.26 | 33 | 14.2 | 0.986 | 3000 | 83
PUV24S1B | Prudential Lighting | Prudential Lighting | HSR-LED4LO-04-SAL-xxx-UNV-xxx-xx-STEP | Indoor Luminaires | Linear Ambient | Direct Linear Ambient Luminaires | Standard | FALSE | [9 empty] | 41920 |  |  | NotYetVerified |  | 3 | 2227 | 116 | 19 | 5 | 0.99 | 4000 | 84
PKM9G36Y | Prudential Lighting | Prudential Lighting | BIO-FLSH-LED4LO-04-ABW-xxx-D1X-SC-UNV-xx-STEP | Indoor Luminaires | Linear Ambient | Direct Linear Ambient Luminaires | Standard | FALSE | [9 empty] | 41920 |  |  | NotYetVerified |  | 3 | 1784 | 94 | 19 | 5 | 0.99 | 4000 | 84
PS25VVNY | Prudential Lighting | Prudential Lighting | BIO-FLSH-LED4LO-04-SAL-xxx-D1-SC-UNV-xx-STEP | Indoor Luminaires | Linear Ambient | Direct Linear Ambient Luminaires | Standard | FALSE | [9 empty] | 41920 |  |  | NotYetVerified |  | 3 | 1682 | 88 | 19 | 5 | 0.99 | 4000 | 84
PX9FZHQN | Prudential Lighting | Prudential Lighting | HSR-LED4LO-04-SAL-xxx-UNV-xxx-xx-DM10 | Indoor Luminaires | Linear Ambient | Direct Linear Ambient Luminaires | Standard | FALSE | [9 empty] | 41920 |  |  | NotYetVerified |  | 3 | 2227 | 116 | 19 | 5 | 0.99 | 4000 | 84
PWU76B7K | Prudential Lighting | Prudential Lighting | HSR-LED4LO-04-SAL-xxx-UNV-xxx-xx-DM01 | Indoor Luminaires | Linear Ambient | Direct Linear Ambient Luminaires | Standard | FALSE | [9 empty] | 41920 |  |  | NotYetVerified |  | 3 | 2227 | 116 | 19 | 5 | 0.99 | 4000 | 84
PSMC6Y8Y | Prudential Lighting | Prudential Lighting | HSR-LED4LO-04-SAL-xxx-UNV-xxx-xx-DMD | Indoor Luminaires | Linear Ambient | Direct Linear Ambient Luminaires | Standard | FALSE | [9 empty] | 41920 |  |  | NotYetVerified |  | 3 | 2227 | 116 | 19 | 5 | 0.99 | 4000 | 84
PBWP87R6 | Prudential Lighting | Prudential Lighting | HSR-LED4LO-04-SAL-xxx-UNV-xxx-xx-DML | Indoor Luminaires | Linear Ambient | Direct Linear Ambient Luminaires | Standard | FALSE | [9 empty] | 41920 |  |  | NotYetVerified |  | 3 | 2227 | 116 | 19 | 5 | 0.99 | 4000 | 84
PZQ8G9DC | Prudential Lighting | Prudential Lighting | BIO-FLSH-LED4LO-04-ABW-xxx-D1X-SC-UNV-xx-DML | Indoor Luminaires | Linear Ambient | Direct Linear Ambient Luminaires | Standard | FALSE | [9 empty] | 41920 |  |  | NotYetVerified |  | 3 | 1784 | 94 | 19 | 5 | 0.99 | 4000 | 84
PYNPTSPV | Prudential Lighting | Prudential Lighting | BIO-FLSH-LED4LO-04-ABW-xxx-D1X-SC-UNV-xx-DM10 | Indoor Luminaires | Linear Ambient | Direct Linear Ambient Luminaires | Standard | FALSE | [9 empty] | 41920 |  |  | NotYetVerified |  | 3 | 1784 | 94 | 19 | 5 | 0.99 | 4000 | 84
PPTG6CWZ | Prudential Lighting | Prudential Lighting | BIO-FLSH-LED4LO-04-ABW-xxx-D1X-SC-UNV-xx-DM01 | Indoor Luminaires | Linear Ambient | Direct Linear Ambient Luminaires | Standard | FALSE | [9 empty] | 41920 |  |  | NotYetVerified |  | 3 | 1784 | 94 | 19 | 5 | 0.99 | 4000 | 84
P1174F92 | Prudential Lighting | Prudential Lighting | BIO-FLSH-LED4LO-04-ABW-xxx-D1X-SC-UNV-xx-DMD | Indoor Luminaires | Linear Ambient | Direct Linear Ambient Luminaires | Standard | FALSE | [9 empty] | 41920 |  |  | NotYetVerified |  | 3 | 1784 | 94 | 19 | 5 | 0.99 | 4000 | 84
PWKUTZZ1 | Prudential Lighting | Prudential Lighting | BIO-FLSH-LED4LO-04-SAL-xxx-D1-SC-UNV-xx-DM10 | Indoor Luminaires | Linear Ambient | Direct Linear Ambient Luminaires | Standard | FALSE | [9 empty] | 41920 |  |  | NotYetVerified |  | 3 | 1682 | 88 | 19 | 5 | 0.99 | 4000 | 84
PAXKZRAC | Prudential Lighting | Prudential Lighting | BIO-FLSH-LED4LO-04-SAL-xxx-D1-SC-UNV-xx-DM01 | Indoor Luminaires | Linear Ambient | Direct Linear Ambient Luminaires | Standard | FALSE | [9 empty] | 41920 |  |  | NotYetVerified |  | 3 | 1682 | 88 | 19 | 5 | 0.99 | 4000 | 84
P8WYMTDW | Prudential Lighting | Prudential Lighting | BIO-FLSH-LED4LO-04-SAL-xxx-D1-SC-UNV-xx-DMD | Indoor Luminaires | Linear Ambient | Direct Linear Ambient Luminaires | Standard | FALSE | [9 empty] | 41920 |  |  | NotYetVerified |  | 3 | 1682 | 88 | 19 | 5 | 0.99 | 4000 | 84
P2JC7X7X | Prudential Lighting | Prudential Lighting | BIO-FLSH-LED4LO-04-SAL-xxx-D1-SC-UNV-xx-DML | Indoor Luminaires | Linear Ambient | Direct Linear Ambient Luminaires | Standard | FALSE | [9 empty] | 41920 |  |  | NotYetVerified |  | 3 | 1682 | 88 | 19 | 5 | 0.99 | 4000 | 84
PY72CTCUH | KONKA GREEN LIGHTING CO.LTD | KONKA | KK-TP-4EW-40-5USB | Indoor Luminaires | Linear Ambient | Direct Linear Ambient Luminaires | Standard | FALSE | [9 empty] | 41920 |  |  | NotYetVerified |  | 3 | 5000 | 125 | 40 | 13.3 | 0.9 | 5000 | 80
PRAFQUN3S | KONKA GREEN LIGHTING CO.LTD | KONKA | KK-TP-4DW-40-5USB | Indoor Luminaires | Linear Ambient | Direct Linear Ambient Luminaires | Standard | FALSE | [9 empty] | 41920 |  |  | NotYetVerified |  | 3 | 4500 | 112.5 | 40 | 13.3 | 0.9 | 4000 | 80
PYBFD3UY | Stanpro Lighting Systems Inc. | Stanpro | VN4-LS3-W/35K | Indoor Luminaires | Linear Ambient | Direct Linear Ambient Luminaires | Standard | TRUE | 7510 | 100.1 | 75 | 9.65 | 0.9749 | 3483 | 82.88 | 5 | 50000 | 41919 |  |  | NotYetVerified |  | 3 | 7510 | 100.1 | 75 | 15.05 | 0.9749 | 3483 | 82.88
PK5R9PJ6S | Delviro | Delviro Energy | ZIP2-20-4K-U-FR-WH-FM-IN-N (120V ONLY) | Indoor Luminaires | Linear Ambient | Direct Linear Ambient Luminaires | Standard | TRUE | 2135 | 108 | 19.76 | 19.2 | 0.974 | 3983 | 83.84 | 5 | 200000 | 41919 |  |  | NotYetVerified |  | 3 | 2200 |  | 20 |  | 0.989 | 4000 | 80
PU7V1VTY | Stanpro Lighting Systems Inc. | Stanpro | VN4-LS2-H/35K | Indoor Luminaires | Linear Ambient | Direct Linear Ambient Luminaires | Standard | TRUE | 5482 | 99.9 | 54.87 | 18.84 | 0.942 | 3476 | 83.28 | 5 | 50000 | 41919 |  |  | NotYetVerified |  | 3 | 5482 | 99.9 | 54.87 | 18.25 | 0.961 | 3476 | 83.28
P1FNMVY6 | Stanpro Lighting Systems Inc. | Stanpro | VN8-LS1-W/50K | Indoor Luminaires | Linear Ambient | Direct Linear Ambient Luminaires | Standard | FALSE | [9 empty] | 41919 |  |  | NotYetVerified |  | 3 | 8100.9 | 108.5 | 74.6 | 15.1 | 0.9747 | 5255 | 85.44
P8SS3WPV | Stanpro Lighting Systems Inc. | Stanpro | VN4-LS3-W/50K | Indoor Luminaires | Linear Ambient | Direct Linear Ambient Luminaires | Standard | FALSE | [9 empty] | 41919 |  |  | NotYetVerified |  | 3 | 7487 | 100.3 | 74.62 | 15.1 | 0.9747 | 5255 | 85.44
PRMC36GG | Stanpro Lighting Systems Inc. | Stanpro | VN8-LS3-W/50K | Indoor Luminaires | Linear Ambient | Direct Linear Ambient Luminaires | Standard | FALSE | [9 empty] | 41919 |  |  | NotYetVerified |  | 3 | 15019 | 100.3 | 149.7 | 13.89 | 0.9896 | 5255 | 85.44
P8UEYC8S | Stanpro Lighting Systems Inc. | Stanpro | VN8-LS1-H/50K | Indoor Luminaires | Linear Ambient | Direct Linear Ambient Luminaires | Standard | FALSE | [9 empty] | 41919 |  |  | NotYetVerified |  | 3 | 8106 | 104.3 | 77.7 | 12.69 | 0.9775 | 5249 | 85.36
PNEAKHME | Stanpro Lighting Systems Inc. | Stanpro | VN4-LS3-H/50K | Indoor Luminaires | Linear Ambient | Direct Linear Ambient Luminaires | Standard | FALSE | [9 empty] | 41919 |  |  | NotYetVerified |  | 3 | 7492 | 96.4 | 77.71 | 12.69 | 0.9775 | 5249 | 85.36
PJRTSE4D | Stanpro Lighting Systems Inc. | Stanpro | VN8-LS3-H/50K | Indoor Luminaires | Linear Ambient | Direct Linear Ambient Luminaires | Standard | FALSE | [9 empty] | 41919 |  |  | NotYetVerified |  | 3 | 15032 | 96.4 | 155.9 | 11.68 | 0.9924 | 5249 | 85.36
PCCXGFHA | Stanpro Lighting Systems Inc. | Stanpro | VN4-LS2-H/50K | Indoor Luminaires | Linear Ambient | Direct Linear Ambient Luminaires | Standard | FALSE | [9 empty] | 41919 |  |  | NotYetVerified |  | 3 | 5573 | 101.2 | 55.1 | 18.19 | 0.9613 | 5195 | 85.24
P4QGV7X4 | Stanpro Lighting Systems Inc. | Stanpro | VN8-LS2-H/50K | Indoor Luminaires | Linear Ambient | Direct Linear Ambient Luminaires | Standard | FALSE | [9 empty] | 41919 |  |  | NotYetVerified |  | 3 | 11498 | 101.2 | 113.6 | 16.79 | 0.9865 | 5195 | 85.24
PN1JFPUA | Stanpro Lighting Systems Inc. | Stanpro | VN4-LS2-W/50K | Indoor Luminaires | Linear Ambient | Direct Linear Ambient Luminaires | Standard | FALSE | [9 empty] | 41919 |  |  | NotYetVerified |  | 3 | 5603 | 107.7 | 52.17 | 18.78 | 0.9807 | 5180 | 85.25
PF1RKH6B | Stanpro Lighting Systems Inc. | Stanpro | VN8-LS2-W/50K | Indoor Luminaires | Linear Ambient | Direct Linear Ambient Luminaires | Standard | FALSE | [9 empty] | 41919 |  |  | NotYetVerified |  | 3 | 11561 | 107.7 | 107.4 | 17.34 | 0.967 | 5180 | 85.23
PQ96H9X2 | Stanpro Lighting Systems Inc. | Stanpro | VN8-LS1-H/40K | Indoor Luminaires | Linear Ambient | Direct Linear Ambient Luminaires | Standard | FALSE | [9 empty] | 41919 |  |  | NotYetVerified |  | 3 | 7717.9 | 100 | 77.3 | 12.75 | 0.9773 | 4131 | 85.54
P499Q9CJ | Stanpro Lighting Systems Inc. | Stanpro | VN4-LS3-H/40K | Indoor Luminaires | Linear Ambient | Direct Linear Ambient Luminaires | Standard | FALSE | [9 empty] | 41919 |  |  | NotYetVerified |  | 3 | 7133 | 92.4 | 77.26 | 12.75 | 0.9773 | 4131 | 85.54
PWPYW63H | Stanpro Lighting Systems Inc. | Stanpro | VN8-LS3-H/40K | Indoor Luminaires | Linear Ambient | Direct Linear Ambient Luminaires | Standard | FALSE | [9 empty] | 41919 |  |  | NotYetVerified |  | 3 | 14325 | 92.4 | 155 | 11.73 | 0.99 | 4131 | 85.54
PT6U8F4P | Stanpro Lighting Systems Inc. | Stanpro | VN8-LS2-H/40K | Indoor Luminaires | Linear Ambient | Direct Linear Ambient Luminaires | Standard | FALSE | [9 empty] | 41919 |  |  | NotYetVerified |  | 3 | 10913 | 96.2 | 113.4 | 11.32 | 0.99 | 4127 | 85.59
PCZPKXKW | Stanpro Lighting Systems Inc. | Stanpro | VN4-LS2-H/40K | Indoor Luminaires | Linear Ambient | Direct Linear Ambient Luminaires | Standard | FALSE | [9 empty] | 41919 |  |  | NotYetVerified |  | 3 | 5295 | 96.2 | 55 | 12.26 | 0.99 | 4127 | 85.57
PSHNYRR6 | Stanpro Lighting Systems Inc. | Stanpro | VN4-LS2-W/40K | Indoor Luminaires | Linear Ambient | Direct Linear Ambient Luminaires | Standard | FALSE | [9 empty] | 41919 |  |  | NotYetVerified |  | 3 | 5324 | 102.4 | 51.97 | 12.66 | 0.991 | 4115 | 85.58
PHGR8HBG | Stanpro Lighting Systems Inc. | Stanpro | VN8-LS2-W/40K | Indoor Luminaires | Linear Ambient | Direct Linear Ambient Luminaires | Standard | FALSE | [9 empty] | 41919 |  |  | NotYetVerified |  | 3 | 10973 | 102.4 | 107.2 | 11.69 | 0.99 | 4115 | 85.58
PM5JXEFP | Stanpro Lighting Systems Inc. | Stanpro | VN8-LS1-W/40K | Indoor Luminaires | Linear Ambient | Direct Linear Ambient Luminaires | Standard | FALSE | [9 empty] | 41919 |  |  | NotYetVerified |  | 3 | 7709.3 | 105.1 | 73.4 | 15 | 0.996 | 4000 | 83
PWVNNAHN | Stanpro Lighting Systems Inc. | Stanpro | VN4-LS3-W/40K | Indoor Luminaires | Linear Ambient | Direct Linear Ambient Luminaires | Standard | FALSE | [9 empty] | 41919 |  |  | NotYetVerified |  | 3 | 7125 | 97.1 | 73.37 | 15 | 0.996 | 4000 | 83
PBGZ4RQ2 | Stanpro Lighting Systems Inc. | Stanpro | VN8-LS3-W/40K | Indoor Luminaires | Linear Ambient | Direct Linear Ambient Luminaires | Standard | FALSE | [9 empty] | 41919 |  |  | NotYetVerified |  | 3 | 14296 | 97.1 | 147.2 | 13.8 | 0.99 | 4000 | 83
PZQESG1K | Stanpro Lighting Systems Inc. | Stanpro | VN8-LS1-W/35K | Indoor Luminaires | Linear Ambient | Direct Linear Ambient Luminaires | Standard | FALSE | [9 empty] | 41919 |  |  | NotYetVerified |  | 3 | 8125.8 | 108.3 | 75 | 15.05 | 0.9749 | 3483 | 82.88
PWZT6T8Q | Stanpro Lighting Systems Inc. | Stanpro | VN8-LS3-W/35K | Indoor Luminaires | Linear Ambient | Direct Linear Ambient Luminaires | Standard | FALSE | [9 empty] | 41919 |  |  | NotYetVerified |  | 3 | 15065 | 100.1 | 150.5 | 13.85 | 0.9898 | 3483 | 82.88
P8MR27NA | Stanpro Lighting Systems Inc. | Stanpro | VN8-LS1-H/35K | Indoor Luminaires | Linear Ambient | Direct Linear Ambient Luminaires | Standard | FALSE | [9 empty] | 41919 |  |  | NotYetVerified |  | 3 | 8131.2 | 104.1 | 78.1 | 12.65 | 0.9777 | 3479 | 82.8
P1C5SHJP | Stanpro Lighting Systems Inc. | Stanpro | VN4-LS3-H/35K | Indoor Luminaires | Linear Ambient | Direct Linear Ambient Luminaires | Standard | FALSE | [9 empty] | 41919 |  |  | NotYetVerified |  | 3 | 7515 | 96.2 | 78.11 | 12.65 | 0.9777 | 3479 | 82.8
P52BYDG4 | Stanpro Lighting Systems Inc. | Stanpro | VN8-LS3-H/35K | Indoor Luminaires | Linear Ambient | Direct Linear Ambient Luminaires | Standard | FALSE | [9 empty] | 41919 |  |  | NotYetVerified |  | 3 | 15078 | 96.2 | 156.74 | 11.64 | 0.9926 | 3479 | 82.8
PUX8A47R | Stanpro Lighting Systems Inc. | Stanpro | VN8-LS2-H/35K | Indoor Luminaires | Linear Ambient | Direct Linear Ambient Luminaires | Standard | FALSE | [9 empty] | 41919 |  |  | NotYetVerified |  | 3 | 11303 | 99.9 | 113.1 | 16.85 | 0.9862 | 3476 | 83.28
PUHFZNZ5 | Stanpro Lighting Systems Inc. | Stanpro | VN4-LS2-W/35K | Indoor Luminaires | Linear Ambient | Direct Linear Ambient Luminaires | Standard | FALSE | [9 empty] | 41919 |  |  | NotYetVerified |  | 3 | 5512 | 106.3 | 51.85 | 18.84 | 0.942 | 3466 | 83.27
PA58CBN9 | Stanpro Lighting Systems Inc. | Stanpro | VN8-LS2-W/35K | Indoor Luminaires | Linear Ambient | Direct Linear Ambient Luminaires | Standard | FALSE | [9 empty] | 41919 |  |  | NotYetVerified |  | 3 | 11365 | 106.3 | 106.9 | 17.39 | 0.9667 | 3466 | 83.27
P11PSQ529 | Philips Optimum | Philips Optimum | SL 4FT 04L UV 840 | Indoor Luminaires | Linear Ambient | Direct Linear Ambient Luminaires | Standard | TRUE | 3905.21 | 117.27 | 33.3 | 11.83 | 0.972 | 3946 | 82.21 | 5 | 70000 | 41914 |  |  | NotYetVerified |  | 3 | 4000 |  | 32 |  |  | 4000 | 80
PNN633MTX | Prudential Lighting | Prudential Lighting | STR-LED35SO-04-xxx-D1-SC-xx-DM10 | Indoor Luminaires | Linear Ambient | Direct Linear Ambient Luminaires | Standard | TRUE | 3064.45 | 91 | 33.71 | 13 | 0.96 | 3483 | 83 | 5 | 100000 | 41914 |  |  | NotYetVerified |  | 3 | 3064 | 91 | 34 | 6 | 0.99 | 3483 | 83
PTWYHXQ9B | Energy Efficient Lighting Co. Ltd. | EEL | ST40LED04-347 | Indoor Luminaires | Linear Ambient | Direct Linear Ambient Luminaires | Standard | TRUE | 3459 | 86.7 | 39.91 | 14.85 | 0.949 | 4225 | 83.3 | 5 | 50000 | 41914 |  |  | NotYetVerified |  | 3 | 3459 | 86.7 | 39.91 | 9.76 | 0.949 | 4225 | 83.29
PQT653966 | Energy Efficient Lighting Co. Ltd. | EEL | ST80LED08-347 | Indoor Luminaires | Linear Ambient | Direct Linear Ambient Luminaires | Standard | TRUE | 6946 | 85.4 | 81.3 | 8.4 | 0.93 | 4266 | 83.74 | 5 | 50000 | 41914 |  |  | NotYetVerified |  | 3 | 6946 | 85.4 | 81.3 | 8.4 | 0.933 | 4266 | 84.74
PJN38KMAN | Prudential Lighting | Prudential Lighting | R1-LED4LO-04-SAL-xxx-UNV-xxx-xx-DM10 | Indoor Luminaires | Linear Ambient | Direct Linear Ambient Luminaires | Standard | TRUE | 2226.94 | 116 | 19.14 | 17 | 0.9 | 3980 | 84 | 5 | 100000 | 41914 |  |  | NotYetVerified |  | 3 | 2227 | 116 | 19 | 5 | 0.99 | 3980 | 84
PASNYVUSZ | Prudential Lighting | Prudential Lighting | R1-LED4LO-04-SAL-xxx-UNV-xxx-xx-STEP | Indoor Luminaires | Linear Ambient | Direct Linear Ambient Luminaires | Standard | FALSE | [9 empty] | 41914 |  |  | NotYetVerified |  | 3 | 2227 | 116 | 19 | 5 | 0.99 | 3980 | 84
PENKUAGQ9 | Prudential Lighting | Prudential Lighting | R1-LED4LO-04-SAL-xxx-UNV-xxx-xx-ND | Indoor Luminaires | Linear Ambient | Direct Linear Ambient Luminaires | Standard | FALSE | [9 empty] | 41914 |  |  | NotYetVerified |  | 3 | 2227 | 116 | 19 | 5 | 0.99 | 3980 | 84
PX13NJ137 | Prudential Lighting | Prudential Lighting | STR-LED35SO-xx-xxx-D1-SC-xx-DM01 | Indoor Luminaires | Linear Ambient | Direct Linear Ambient Luminaires | Standard | FALSE | [9 empty] | 41914 |  |  | NotYetVerified |  | 3 | 2227 | 116 | 19 | 5 | 0.99 | 3980 | 84
PQ8GBENZH | Prudential Lighting | Prudential Lighting | R1-LED4LO-04-SAL-xxx-UNV-xxx-xx-DM01 | Indoor Luminaires | Linear Ambient | Direct Linear Ambient Luminaires | Standard | FALSE | [9 empty] | 41914 |  |  | NotYetVerified |  | 3 | 2227 | 116 | 19 | 5 | 0.99 | 3980 | 84
PBVXBU69R | Prudential Lighting | Prudential Lighting | R1-LED4LO-04-SAL-xxx-UNV-xxx-xx-DML | Indoor Luminaires | Linear Ambient | Direct Linear Ambient Luminaires | Standard | FALSE | [9 empty] | 41914 |  |  | NotYetVerified |  | 3 | 2227 | 116 | 19 | 5 | 0.99 | 3980 | 84
P4534K7DB | Prudential Lighting | Prudential Lighting | R1-LED4LO-04-SAL-xxx-UNV-xxx-xx-DMD | Indoor Luminaires | Linear Ambient | Direct Linear Ambient Luminaires | Standard | FALSE | [9 empty] | 41914 |  |  | NotYetVerified |  | 3 | 2227 | 116 | 19 | 5 | 0.99 | 3980 | 84
P2FKYD1PD | Prudential Lighting | Prudential Lighting | STR-LED35SO-04-xxx-D1-SC-xx-STEP | Indoor Luminaires | Linear Ambient | Direct Linear Ambient Luminaires | Standard | FALSE | [9 empty] | 41914 |  |  | NotYetVerified |  | 3 | 3064 | 91 | 34 | 6 | 0.99 | 3483 | 83
PEXZGAFYT | Prudential Lighting | Prudential Lighting | STR-LED35SO-04-xxx-D1-SC-xx-ND | Indoor Luminaires | Linear Ambient | Direct Linear Ambient Luminaires | Standard | FALSE | [9 empty] | 41914 |  |  | NotYetVerified |  | 3 | 3064 | 91 | 34 | 6 | 0.99 | 3483 | 83
PS65Z2YP6 | Prudential Lighting | Prudential Lighting | STR-LED35SO-04-xxx-D1-SC-xx-DML | Indoor Luminaires | Linear Ambient | Direct Linear Ambient Luminaires | Standard | FALSE | [9 empty] | 41914 |  |  | NotYetVerified |  | 3 | 3064 | 91 | 34 | 6 | 0.99 | 3483 | 83
PJVYDZQW5 | Prudential Lighting | Prudential Lighting | STR-LED35SO-04-xxx-D1-SC-xx-DMD | Indoor Luminaires | Linear Ambient | Direct Linear Ambient Luminaires | Standard | FALSE | [9 empty] | 41914 |  |  | NotYetVerified |  | 3 | 3064 | 91 | 34 | 6 | 0.99 | 3483 | 83
P19Y3K46Z | Energy Efficient Lighting Co. Ltd. | EEL | ST80LED08-120M | Indoor Luminaires | Linear Ambient | Direct Linear Ambient Luminaires | Standard | FALSE | [9 empty] | 41914 |  |  | NotYetVerified |  | 3 | 7021 | 85.3 | 82.34 | 7.97 | 0.959 | 4258 | 83.66
P3C2R22M8 | Energy Efficient Lighting Co. Ltd. | EEL | ST40LED04-120M | Indoor Luminaires | Linear Ambient | Direct Linear Ambient Luminaires | Standard | FALSE | [9 empty] | 41914 |  |  | NotYetVerified |  | 3 | 3577 | 88.5 | 40.41 | 14.85 | 0.965 | 4204 | 83.12
PQVADKNB | LSI Industries | INTERIOR | SDL 4 LED HO NW [UE & 347V ONLY] | Indoor Luminaires | Linear Ambient | Direct Linear Ambient Luminaires | Standard | TRUE | 5080 | 102.83 | 49.4 | 6.6 | 0.958 | 4098 | 83 | 5 | 60000 | 41913 |  |  | NotYetVerified |  | 3 | 4620 | 105 | 43.9 | 2.2 | 0.983 | 3979 | 83
PPNGSKDA | LSI Industries | INTERIOR | SDL 4 LED HO WW [UE & 347V ONLY] | Indoor Luminaires | Linear Ambient | Direct Linear Ambient Luminaires | Standard | TRUE | 5097 | 103.17 | 49.4 | 6.6 | 0.958 | 3499 | 82 | 5 | 60000 | 41913 |  |  | NotYetVerified |  | 3 | 4424 | 101 | 43.7 | 2.2 | 0.984 | 3451 | 81
PFR9VSEYF | Raffino | Raffino | LSR4-3300L-40K [120-277V ONLY] | Indoor Luminaires | Linear Ambient | Direct Linear Ambient Luminaires | Standard | TRUE | 3349 | 118.3 | 28.3 | 10.4 | 0.91 | 3990 | 84 | 5 | 150000 | 41913 |  |  | NotYetVerified |  | 3 | 3300 | 112 | 26 |  |  | 4000 | 84
PAFBWDKR | LSI Industries | INTERIOR | SDL 4 LED SS WW [UE & 347V ONLY] | Indoor Luminaires | Linear Ambient | Direct Linear Ambient Luminaires | Standard | TRUE | 3216 | 94 | 34.1 | 10.6 | 0.9 | 3451 | 81 | 5 | 60000 | 41913 |  |  | NotYetVerified |  | 3 | 3216 | 94 | 34.1 | 12.5 | 0.969 | 3451 | 81
PBWXXHV3 | LSI Industries | INTERIOR | SDL 4 LED LW NW [UE and 347V ONLY] | Indoor Luminaires | Linear Ambient | Direct Linear Ambient Luminaires | Standard | TRUE | 3145 | 100.48 | 31.3 | 10.6 | 0.897 | 4074 | 82 | 5 | 60000 | 41913 |  |  | NotYetVerified |  | 3 | 2875 | 100 | 28.8 | 10.3 | 0.989 | 3986 | 83
PHSZ71YH | LSI Industries | INTERIOR | SDL 4 LED LW WW [UE and 347V ONLY] | Indoor Luminaires | Linear Ambient | Direct Linear Ambient Luminaires | Standard | TRUE | 3104 | 99.17 | 31.3 | 10.6 | 0.897 | 3516 | 82 | 5 | 60000 | 41913 |  |  | NotYetVerified |  | 3 | 2777 | 97 | 28.7 | 10.3 | 0.989 | 3454 | 81
PGE9K4K2W | Raffino | Raffino | LSR4-4400L-40K [120-277V ONLY] | Indoor Luminaires | Linear Ambient | Direct Linear Ambient Luminaires | Standard | FALSE | [9 empty] | 41913 |  |  | NotYetVerified |  | 3 | 4400 | 112 | 40 |  |  | 4000 | 84
P5UH7YBQ | LSI Industries | INTERIOR | SDL 4 LED SS NW [UE & 347V ONLY] | Indoor Luminaires | Linear Ambient | Direct Linear Ambient Luminaires | Standard | FALSE | [9 empty] | 41913 |  |  | NotYetVerified |  | 3 | 3365 | 98 | 34.2 | 12.5 | 0.969 | 4012 | 84
PWFVBRDH | LSI Industries | INTERIOR | SDL 4 LED SS NW [UE & 347V ONLY] DIM | Indoor Luminaires | Linear Ambient | Direct Linear Ambient Luminaires | Standard | FALSE | [9 empty] | 41913 |  |  | NotYetVerified |  | 3 | 3365 | 98 | 34.2 | 12.5 | 0.969 | 4012 | 84
PACM1HNE | LSI Industries | INTERIOR | SDL 4 LED LW NW [UE and 347V ONLY] DIM | Indoor Luminaires | Linear Ambient | Direct Linear Ambient Luminaires | Standard | FALSE | [9 empty] | 41913 |  |  | NotYetVerified |  | 3 | 2875 | 100 | 28.8 | 10.3 | 0.989 | 3986 | 83
PCF8RUHQ | LSI Industries | INTERIOR | SDL 4 LED HO NW [UE & 347V ONLY] DIM | Indoor Luminaires | Linear Ambient | Direct Linear Ambient Luminaires | Standard | FALSE | [9 empty] | 41913 |  |  | NotYetVerified |  | 3 | 4620 | 105 | 43.9 | 2.2 | 0.983 | 3979 | 83
P7VXAVXZ | LSI Industries | INTERIOR | SDL 4 LED LW WW [UE and 347V ONLY] DIM | Indoor Luminaires | Linear Ambient | Direct Linear Ambient Luminaires | Standard | FALSE | [9 empty] | 41913 |  |  | NotYetVerified |  | 3 | 2777 | 97 | 28.7 | 10.3 | 0.989 | 3454 | 81
PAAF3236 | LSI Industries | INTERIOR | SDL 4 LED SS WW [UE & 347V ONLY] DIM | Indoor Luminaires | Linear Ambient | Direct Linear Ambient Luminaires | Standard | FALSE | [9 empty] | 41913 |  |  | NotYetVerified |  | 3 | 3216 | 94 | 34.1 | 12.5 | 0.969 | 3451 | 81
PBPC7WJ9 | LSI Industries | INTERIOR | SDL 4 LED HO WW [UE & 347V ONLY] DIM | Indoor Luminaires | Linear Ambient | Direct Linear Ambient Luminaires | Standard | FALSE | [9 empty] | 41913 |  |  | NotYetVerified |  | 3 | 4424 | 101 | 43.7 | 2.2 | 0.984 | 3451 | 81
PM57Y6925 | Stanpro Lighting Systems Inc. | Stanpro | VT4-LS1-[W or H]/40K | Indoor Luminaires | Linear Ambient | Direct Linear Ambient Luminaires | Standard | TRUE | 3549 | 85.4 | 41.5 | 10.59 | 0.931 | 4078 | 83.1 | 5 | 50000 | 41906 |  |  | NotYetVerified |  | 3 | 3549 | 85.4 | 41.5 | 11 | 0.931 | 4078 | 83.1
PD6HS3P1V | Orion Energy Systems Inc | Orion | 4VT40WLEDxxx-xx-40-xx | Indoor Luminaires | Linear Ambient | Direct Linear Ambient Luminaires | Standard | TRUE | 4849 | 102 | 47.77 | 10.2 | 0.966 | 4023 | 83.7 | 5 |  | 41905 |  |  | NotYetVerified |  | 3
P4PA7K4H1 | Orion Energy Systems Inc | Orion | 8VT80WLED-xxx-xx-xx-40-xx | Indoor Luminaires | Linear Ambient | Direct Linear Ambient Luminaires | Standard | TRUE | 9586 | 100 | 95.44 | 10 | 0.963 | 4063 | 84.2 | 5 |  | 41905 |  |  | NotYetVerified |  | 3
PKSPEECED | Beghelli North America | Beghelli Systems | BS100LED4HT80WWT41120-277V | Indoor Luminaires | Linear Ambient | Direct Linear Ambient Luminaires | Standard | FALSE | [9 empty] | 41898 | Dimmable | Continuous Below 10 | NotYetVerified |  | 3 | 6181 | 89 | 80 |  |  | 4100 | 95
P00001FG1 | LONYUNG LED LIGHTING CO.LTD | LONYUNG | LY-T5DL1200-15W(2700K) | Indoor Luminaires | Linear Ambient | Direct Linear Ambient Luminaires | Standard | TRUE | 1739.9 | 114.17 | 15.24 | 15.63 | 0.947 | 2753 | 82.7 | 5 | 50000 | 41890 |  |  | NotYetVerified | Product updated on 08/25/2016 | 3 | 1760 | 110 | 16 | 9.12 | 0.991 | 2753 | 83
P000016VR | Precision Paragon [P2] | precision Paragon [P2] | RLL-1X2-XXL-F-UL-40K | Indoor Luminaires | Linear Ambient | Direct Linear Ambient Luminaires | Standard | TRUE | 2279.39 | 87 | 26.07 | 9 | 0.94 | 4196 | 84 | 5 | 50000 | 41890 |  |  | NotYetVerified |  | 3 | 2279.39 | 87 | 26 | 9 | 0.94 | 4000 | 84
P00001H0Z | Cefco | Deluce Lighting | DLVP90LED | Indoor Luminaires | Linear Ambient | Direct Linear Ambient Luminaires | Standard | TRUE | 7635.05 | 84.49 | 90.47 | 16.7 | 0.93 | 4106 | 86.5 | 5 | 50000 | 41890 |  |  | NotYetVerified |  | 3 | 7635 | 84.49 | 90 | 20 | 0.9 | 4106 | 87
P000016VU | Precision Paragon [P2] | precision Paragon [P2] | RLL-1X2-VL-F-UL-40K | Indoor Luminaires | Linear Ambient | Direct Linear Ambient Luminaires | Standard | TRUE | 1659.44 | 86 | 19.2 | 9 | 0.92 | 4207 | 84 | 5 | 50000 | 41890 |  |  | NotYetVerified |  | 3 | 1659.44 | 86 | 19 | 9 | 0.9 | 4000 | 84
P000016VT | Precision Paragon [P2] | precision Paragon [P2] | RLL-1X2-XXL-BL-UL-40K | Indoor Luminaires | Linear Ambient | Direct Linear Ambient Luminaires | Standard | FALSE | [9 empty] | 41890 |  |  | NotYetVerified |  | 3 | 2279.4 | 87 | 26 | 9 | 0.94 | 4000 | 84
P000016VS | Precision Paragon [P2] | precision Paragon [P2] | RLL-1X2-XXL-DM-UL-40K | Indoor Luminaires | Linear Ambient | Direct Linear Ambient Luminaires | Standard | FALSE | [9 empty] | 41890 |  |  | NotYetVerified |  | 3 | 2279.4 | 87 | 26 | 9 | 0.94 | 4000 | 84
P000016VW | Precision Paragon [P2] | Precision Paragon | RLL-1X2-VL-BL-UL-40K | Indoor Luminaires | Linear Ambient | Direct Linear Ambient Luminaires | Standard | FALSE | [9 empty] | 41890 |  |  | NotYetVerified |  | 3 | 1659.44 | 86 | 19 | 9 | 0.9 | 4000 | 84
P000016VV | Precision Paragon [P2] | precision Paragon [P2] | RLL-1X2-VL-DM-UL-40K | Indoor Luminaires | Linear Ambient | Direct Linear Ambient Luminaires | Standard | FALSE | [9 empty] | 41890 |  |  | NotYetVerified |  | 3 | 1659.44 | 86 | 19.2 | 9 | 0.92 | 4000 | 84
P00001FG6 | LONYUNG LED LIGHTING CO.LTD | LONYUNG | LY-T5DL1200-15W(5000K) | Indoor Luminaires | Linear Ambient | Direct Linear Ambient Luminaires | Standard | FALSE | [9 empty] | 41890 |  |  | NotYetVerified | Product updated on 08/25/2016 | 3 | 1760 | 110 | 16 | 9.12 | 0.991 | 5000 | 83
P00001FG5 | LONYUNG LED LIGHTING CO.LTD | LONYUNG | LY-T5DL1200-15W(4500K) | Indoor Luminaires | Linear Ambient | Direct Linear Ambient Luminaires | Standard | FALSE | [9 empty] | 41890 |  |  | NotYetVerified | Product updated on 08/25/2016 | 3 | 1760 | 110 | 16 | 9.12 | 0.991 | 4500 | 83
P00001FG4 | LONYUNG LED LIGHTING CO.LTD | LONYUNG | LY-T5DL1200-15W(4000K) | Indoor Luminaires | Linear Ambient | Direct Linear Ambient Luminaires | Standard | FALSE | [9 empty] | 41890 |  |  | NotYetVerified | Product updated on 08/25/2016 | 3 | 1760 | 110 | 16 | 9.12 | 0.991 | 4000 | 83
P00001FG3 | LONYUNG LED LIGHTING CO.LTD | LONYUNG | LY-T5DL1200-15W(3500K) | Indoor Luminaires | Linear Ambient | Direct Linear Ambient Luminaires | Standard | FALSE | [9 empty] | 41890 |  |  | NotYetVerified | Product updated on 08/25/2016 | 3 | 1760 | 110 | 16 | 9.12 | 0.991 | 3500 | 83
P00001FG2 | LONYUNG LED LIGHTING CO.LTD | LONYUNG | LY-T5DL1200-15W(3000K) | Indoor Luminaires | Linear Ambient | Direct Linear Ambient Luminaires | Standard | FALSE | [9 empty] | 41890 |  |  | NotYetVerified | Product updated on 08/25/2016 | 3 | 1760 | 110 | 16 | 9.12 | 0.991 | 3000 | 83
P00001FFV | LONYUNG LED LIGHTING CO.LTD | LONYUNG | LY-T5SL1200-30W(2700K) | Indoor Luminaires | Linear Ambient | Direct Linear Ambient Luminaires | Standard | TRUE | 3155.91 | 95.26 | 33.13 | 20.9 | 0.935 | 2758 | 83 | 5 | 50000 | 41887 |  |  | NotYetVerified |  | 3 | 3156 | 95.26 | 33.13 | 14.2 | 0.986 | 2758 | 83
P00001FFW | LONYUNG LED LIGHTING CO.LTD | LONYUNG | LY-T5SL1200-30W(3000K) | Indoor Luminaires | Linear Ambient | Direct Linear Ambient Luminaires | Standard | TRUE | 3472.32 | 115.71 | 30.01 | 15.65 | 0.902 | 2925 | 82.9 | 5 | 50000 | 41887 |  |  | No | Updated 11/3/2016 | 4 | 3600 | 120 | 30 | 10 | 0.9 | 3000 | 80
P00001FG0 | LONYUNG LED LIGHTING CO.LTD | LONYUNG | LY-T5SL1200-30W(5000K) | Indoor Luminaires | Linear Ambient | Direct Linear Ambient Luminaires | Standard | FALSE | [9 empty] | 41887 |  |  | No | Updated 11/3/2016 | 3 | 3600 | 120 | 30 | 10 | 0.9 | 5000 | 80
P00001FFZ | LONYUNG LED LIGHTING CO.LTD | LONYUNG | LY-T5SL1200-30W(4500K) | Indoor Luminaires | Linear Ambient | Direct Linear Ambient Luminaires | Standard | FALSE | [9 empty] | 41887 |  |  | No | Updated 11/3/2016 | 3 | 3600 | 120 | 30 | 10 | 0.9 | 4500 | 80
P00001FFY | LONYUNG LED LIGHTING CO.LTD | LONYUNG | LY-T5SL1200-30W(4000K) | Indoor Luminaires | Linear Ambient | Direct Linear Ambient Luminaires | Standard | FALSE | [9 empty] | 41887 |  |  | No | Updated 11/3/2016 | 3 | 3600 | 120 | 30 | 10 | 0.9 | 4000 | 80
P00001FFX | LONYUNG LED LIGHTING CO.LTD | LONYUNG | LY-T5SL1200-30W(3500K) | Indoor Luminaires | Linear Ambient | Direct Linear Ambient Luminaires | Standard | FALSE | [9 empty] | 41887 |  |  | No | Updated 11/3/2016 | 3 | 3600 | 120 | 30 | 10 | 0.9 | 3500 | 80
P00001LO0 | Lumia Energy Solutions LLC | LUMIA | LLF4L0023S[120V Only] | Indoor Luminaires | Linear Ambient | Direct Linear Ambient Luminaires | Standard | TRUE | 2503 | 110.3 | 22.69 | 17.3 | 0.96 | 3127 | 81 | 5 |  | 41886 |  |  | NotYetVerified |  | 3 | 2000 | 100 | 23 |  | 0.9 | 3000 | 80
P00001LO1 | Lumia Energy Solutions LLC | LUMIA | LLF4L0023E[120V Only] | Indoor Luminaires | Linear Ambient | Direct Linear Ambient Luminaires | Standard | FALSE | [9 empty] | 41886 |  |  | NotYetVerified |  | 3 | 2636.2 | 111.04 | 23.74 | 15.26 | 0.9611 | 5236 | 83.1
P00001LNV | Lumia Energy Solutions LLC | LUMIA | LLF4L0018E[120V Only] | Indoor Luminaires | Linear Ambient | Direct Linear Ambient Luminaires | Standard | TRUE | 1949.2 | 107.28 | 18.17 | 17.12 | 0.9334 | 5206 | 90.9 | 5 |  | 41884 |  |  | NotYetVerified |  | 3 | 1949.2 | 107.28 | 18.17 | 17.12 | 0.9334 | 5206 | 90.9
P00000WP9 | Industrial Lighting Products | Industrial Lighting Products | F108-[Any Width Between 3.125''-12'']-100WLED-UNIV-5000K-CHAN-[ALL OPTIONS EXCEPT FRLK and SD480] | Indoor Luminaires | Linear Ambient | Direct Linear Ambient Luminaires | Standard | FALSE | [9 empty] | 41884 |  |  | NotYetVerified |  | 3 | 12354 | 108.8 | 100 |  |  | 5000 | 80
P00000WP8 | Industrial Lighting Products | Industrial Lighting Products | F10X-[Any Width Between 2.5''-12'']-60WLED-UNIV-5000K-CHAN-[ALL OPTIONS EXCEPT FRLK and SD480] | Indoor Luminaires | Linear Ambient | Direct Linear Ambient Luminaires | Standard | FALSE | [9 empty] | 41884 |  |  | NotYetVerified |  | 3 | 5924 | 99.3 | 60 |  |  | 5000 | 80
P00000WP2 | Industrial Lighting Products | Industrial Lighting Products | F104-[Any Width Between 3.5''-12'']-30WLED-UNIV-3000K-CHAN-[ALL OPTIONS EXCEPT FRLK] | Indoor Luminaires | Linear Ambient | Direct Linear Ambient Luminaires | Standard | TRUE | 2830 | 93 | 30.42 | 7.99 | 0.968 | 2872 | 83 | 5 |  | 41879 |  |  | NotYetVerified |  | 3 |  |  | 30 |  |  | 3000
P00000WP6 | Industrial Lighting Products | Industrial Lighting Products | F104-[Any Width Between 3.5''-12'']-30WLED-UNIV-5000K-CHAN-[ALL OPTIONS EXCEPT FRLK] | Indoor Luminaires | Linear Ambient | Direct Linear Ambient Luminaires | Standard | FALSE | [9 empty] | 41879 |  |  | NotYetVerified |  | 3 | 3130 | 102.9 | 30 |  |  | 5000 | 80
P00000WP5 | Industrial Lighting Products | Industrial Lighting Products | F104-[Any Width Between 3.5''-12'']-30WLED-UNIV-4500K-CHAN-[ALL OPTIONS EXCEPT FRLK] | Indoor Luminaires | Linear Ambient | Direct Linear Ambient Luminaires | Standard | FALSE | [9 empty] | 41879 |  |  | NotYetVerified |  | 3 | 3055 | 100.4 | 30 |  |  | 4500 | 80
P00000WP4 | Industrial Lighting Products | Industrial Lighting Products | F104-[Any Width Between 3.5''-12'']-30WLED-UNIV-4000K-CHAN-[ALL OPTIONS EXCEPT FRLK] | Indoor Luminaires | Linear Ambient | Direct Linear Ambient Luminaires | Standard | FALSE | [9 empty] | 41879 |  |  | NotYetVerified |  | 3 | 2980 | 98 | 30 |  |  | 4000 | 80
P00000WP3 | Industrial Lighting Products | Industrial Lighting Products | F104-[Any Width Between 3.5''-12'']-30WLED-UNIV-3500K-CHAN-[ALL OPTIONS EXCEPT FRLK] | Indoor Luminaires | Linear Ambient | Direct Linear Ambient Luminaires | Standard | FALSE | [9 empty] | 41879 |  |  | NotYetVerified |  | 3 | 2905 | 95.5 | 30 |  |  | 3500 | 80
P00001EK4 | Shinelong Technology Corp. LTD | Shinelong | SL-A65F4-50-P | Indoor Luminaires | Linear Ambient | Direct Linear Ambient Luminaires | Standard | TRUE | 5175.87 | 99.77 | 52.06 | 21.62 | 0.902 | 4245 | 85.7 | 5 | 50000 | 41877 |  |  | NotYetVerified |  | 3 | 5100 | 100 | 50 | 20 | 0.9 | 4000 | 80
P00001EK5 | Shinelong Technology Corp. LTD | Shinelong | SL-A65F4-50-C (5000K) (FROSTED LENS) | Indoor Luminaires | Linear Ambient | Direct Linear Ambient Luminaires | Standard | FALSE | [9 empty] | 41877 |  |  | NotYetVerified |  | 3 | 5100 | 100 | 50 | 20 | 0.9 | 5000 | 80
P0000187P | Samjin Lnd Co. Ltd. | SAMJIN | FETH4-020DM40 | Indoor Luminaires | Linear Ambient | Direct Linear Ambient Luminaires | Standard | TRUE | 2094.12 | 105.98 | 19.76 | 19.76 | 0.923 | 4144 | 83.6 | 5 | 50000 | 41876 |  |  | NotYetVerified |  | 3 | 2000 | 100 | 20 |  | 0.9 | 4000 | 80
P00001LDF | Beyond Signs Inc. dba Beyond LED Technology | BEYOND LIGHTING | 100149 | Indoor Luminaires | Linear Ambient | Direct Linear Ambient Luminaires | Standard | TRUE | 2546.3 | 120.63 | 21.1 | 14.98 | 0.93 | 5176 | 81.8 | 5 | 50000 | 41873 |  |  | NotYetVerified |  | 3 |  | 100 | 22 |  | 0.95 | 5000 | 81
P00001LDH | Beyond Signs Inc. dba Beyond LED Technology | BEYOND LIGHTING | 101790 | Indoor Luminaires | Linear Ambient | Direct Linear Ambient Luminaires | Standard | TRUE | 2993.7 | 110.27 | 27.14 | 12.4 | 0.87 | 5227 | 82 | 5 | 50000 | 41873 |  |  | NotYetVerified |  | 3 |  | 100 | 28 |  | 0.95 | 5000 | 81
P00001LDI | Beyond Signs Inc. dba Beyond LED Technology | BEYOND LIGHTING | 102301 | Indoor Luminaires | Linear Ambient | Direct Linear Ambient Luminaires | Standard | TRUE | 2993.7 | 110.27 | 27.14 | 12.4 | 0.87 | 5227 | 82 | 5 | 50000 | 41873 |  |  | NotYetVerified |  | 3 |  | 100 | 30 |  | 0.95 | 5000 | 81
P00001LDG | Beyond Signs Inc. dba Beyond LED Technology | BEYOND LIGHTING | 101782 | Indoor Luminaires | Linear Ambient | Direct Linear Ambient Luminaires | Standard | TRUE | 2909.6 | 119.1 | 24.26 | 12.4 | 0.87 | 5223 | 82 | 5 | 50000 | 41873 |  |  | NotYetVerified |  | 3 |  | 100 | 25 |  | 0.95 | 5000 | 81
P00000QA0 | Digital Lumens | Digital Lumens | LLE-3-ST-D-850-[00 to 12] | Indoor Luminaires | Linear Ambient | Direct Linear Ambient Luminaires | Premium | TRUE | 3469 | 114.03 | 30.428 | 9.25 | 0.9123 | 5125 | 81.49 | 10 | 120000 | 41872 | Dimmable | Continuous Below 10 | Yes | Updated 9/9/2016 | 3 | 4164 | 124.18 | 32.53 | 10.03 | 0.9276 | 5117 | 82.52
P00000Q9Z | Digital Lumens | Digital Lumens | LLE-3-ST-D-840-[00 to 12] | Indoor Luminaires | Linear Ambient | Direct Linear Ambient Luminaires | Standard | TRUE | 3181.12 | 102.99 | 30.886 | 10.83 | 0.9102 | 3952 | 82.75 | 10 | 120000 | 41872 |  |  | Yes | Updated 9/9/2016 | 3 | 3983 | 116.97 | 34.05 | 9.01 | 0.9292 | 4002 | 83.65
P00000QA1 | Digital Lumens | Digital Lumens | LLE-6-ST-D-840-[00 to 12] | Indoor Luminaires | Linear Ambient | Direct Linear Ambient Luminaires | Premium | TRUE | 6506 | 111.84 | 58.673 | 11.87 | 0.8998 | 3945 | 83.41 | 10 | 120000 | 41872 | Dimmable | Continuous Below 10 | Yes | Updated 9/9/2016 | 3 | 6266 | 123.1 | 50.9 | 14.07 | 0.8751 | 3900 | 83.37
P00000QA2 | Digital Lumens | Digital Lumens | LLE-6-ST-D-850-[00 to 12] | Indoor Luminaires | Linear Ambient | Direct Linear Ambient Luminaires | Premium | FALSE | [9 empty] | 41872 | Dimmable | Continuous Below 10 | Yes | Updated 9/9/2016 | 3 | 6519 | 125.34 | 52.01 | 13.74 | 0.8768 | 5018 | 82.07
P00001KB0 | Save Energy Lighting Ltd. | PargaDE | SE-IP67-2-22-070-841-U-C-X-Y | Indoor Luminaires | Linear Ambient | Direct Linear Ambient Luminaires | Standard | TRUE | 2733 | 104.6 | 26.12 | 11.15 | 0.926 | 4048 | 81.84 | 5 | 90000 | 41871 |  |  | NotYetVerified | X = Cord ConnectionY = Cord Length | 3 | 3000 | 111.1 | 27 | 9.2 | 0.99 | 4100 | 82
P00001ICD | SeeLuce | SKYLER | SLN4F38-4180N-I1 | Indoor Luminaires | Linear Ambient | Direct Linear Ambient Luminaires | Standard | TRUE | 4176 | 114.57 | 36.45 | 20.93 | 0.917 | 3926 | 83.2 | 5 | 50000 | 41871 |  |  | NotYetVerified |  | 3 |  | 112 | 37 | 20 | 0.9 | 4900 | 80
P00001943 | Shenzhen Ruizi Light Electricity Technology Co. Ltd. | ERVAN | L07G 900MM F 3000K | Indoor Luminaires | Linear Ambient | Direct Linear Ambient Luminaires | Standard | TRUE | 2733.18 | 95.97 | 28.5 | 10.7 | 0.937 | 2950 | 83.8 | 5 |  | 41870 |  |  | NotYetVerified |  | 3 | 2733.18 | 95.97 | 28.48 | 10.7 | 0.992 | 2950 | 84
P00001940 | Shenzhen Ruizi Light Electricity Technology Co. Ltd. | ERVAN | L07G 900MM C 3000K | Indoor Luminaires | Linear Ambient | Direct Linear Ambient Luminaires | Standard | TRUE | 3040.79 | 107.75 | 28.22 | 9.6 | 0.935 | 2937 | 83 | 5 |  | 41870 |  |  | NotYetVerified |  | 3 | 3070.79 | 107.75 | 28.22 | 9.6 | 0.993 | 2937 | 83
P0000193X | Shenzhen Ruizi Light Electricity Technology Co. Ltd. | ERVAN | L07G 600MM F 3000K | Indoor Luminaires | Linear Ambient | Direct Linear Ambient Luminaires | Standard | TRUE | 1766.55 | 94.82 | 18.63 | 13.3 | 0.912 | 2952 | 83.8 | 5 |  | 41870 |  |  | NotYetVerified |  | 3 | 1766.55 | 94.82 | 18.63 | 13.3 | 0.987 | 2952 | 84
P0000193U | Shenzhen Ruizi Light Electricity Technology Co. Ltd. | ERVAN | L07G 600MM C 3000K | Indoor Luminaires | Linear Ambient | Direct Linear Ambient Luminaires | Standard | TRUE | 2034.52 | 108.51 | 18.75 | 14.5 | 0.907 | 2932 | 83 | 5 |  | 41870 |  |  | NotYetVerified |  | 3 | 2034.52 | 108.51 | 18.75 | 14.5 | 0.982 | 2932 | 83
P0000193W | Shenzhen Ruizi Light Electricity Technology Co. Ltd. | ERVAN | L07G 600MM C 5000K | Indoor Luminaires | Linear Ambient | Direct Linear Ambient Luminaires | Standard | FALSE | [9 empty] | 41870 |  |  | NotYetVerified |  | 3 | 2100 | 105 | 20 | 14.5 | 0.982 | 5000 | 80
P0000193Z | Shenzhen Ruizi Light Electricity Technology Co. Ltd. | ERVAN | L07G 600MM F 5000K | Indoor Luminaires | Linear Ambient | Direct Linear Ambient Luminaires | Standard | FALSE | [9 empty] | 41870 |  |  | NotYetVerified |  | 3 | 1900 | 95 | 20 | 13.3 | 0.987 | 5000 | 80
P00001945 | Shenzhen Ruizi Light Electricity Technology Co. Ltd. | ERVAN | L07G 900MM F 5000K | Indoor Luminaires | Linear Ambient | Direct Linear Ambient Luminaires | Standard | FALSE | [9 empty] | 41870 |  |  | NotYetVerified |  | 3 | 2850 | 95 | 30 | 10.7 | 0.992 | 5000 | 80
P00001942 | Shenzhen Ruizi Light Electricity Technology Co. Ltd. | ERVAN | L07G 900MM C 5000K | Indoor Luminaires | Linear Ambient | Direct Linear Ambient Luminaires | Standard | FALSE | [9 empty] | 41870 |  |  | NotYetVerified |  | 3 | 3150 | 105 | 30 | 9.6 | 0.993 | 5000 | 80
P0000193V | Shenzhen Ruizi Light Electricity Technology Co. Ltd. | ERVAN | L07G 600MM C 4000K | Indoor Luminaires | Linear Ambient | Direct Linear Ambient Luminaires | Standard | FALSE | [9 empty] | 41870 |  |  | NotYetVerified |  | 3 | 2100 | 105 | 20 | 14.5 | 0.982 | 4000 | 80
P0000193Y | Shenzhen Ruizi Light Electricity Technology Co. Ltd. | ERVAN | L07G 600MM F 4000K | Indoor Luminaires | Linear Ambient | Direct Linear Ambient Luminaires | Standard | FALSE | [9 empty] | 41870 |  |  | NotYetVerified |  | 3 | 1900 | 95 | 20 | 13.3 | 0.987 | 4000 | 80
P00001944 | Shenzhen Ruizi Light Electricity Technology Co. Ltd. | ERVAN | L07G 900MM F 4000K | Indoor Luminaires | Linear Ambient | Direct Linear Ambient Luminaires | Standard | FALSE | [9 empty] | 41870 |  |  | NotYetVerified |  | 3 | 2850 | 95 | 30 | 10.7 | 0.992 | 4000 | 80
P00001941 | Shenzhen Ruizi Light Electricity Technology Co. Ltd. | ERVAN | L07G 900MM C 4000K | Indoor Luminaires | Linear Ambient | Direct Linear Ambient Luminaires | Standard | FALSE | [9 empty] | 41870 |  |  | NotYetVerified |  | 3 | 3150 | 105 | 30 | 9.6 | 0.993 | 4000 | 80
P000018KL | Savenergy Inc | SavEnergy | SMHL-18SOIE[120V Only] | Indoor Luminaires | Linear Ambient | Direct Linear Ambient Luminaires | Standard | TRUE | 1949.2 | 107.28 | 18.17 | 17.12 | 0.9334 | 5206 | 90.9 | 5 |  | 41862 |  |  | NotYetVerified |  | 3 | 1949.2 | 107.28 | 18.17 | 17.12 | 0.9334 | 5206 | 90.9
P00001972 | Signcomplex Limited | Signcomplex | FTN-TP-080-AW-WW-Y | Indoor Luminaires | Linear Ambient | Direct Linear Ambient Luminaires | Standard | TRUE | 8060.658 | 105.506 | 76.4 | 14.7 | 0.925 | 2922 | 83 | 5 | 50000 | 41862 |  |  | No | Product updated on 12/22/2016 | 4.1 | 8060.6 | 105.5 | 76.4 | 14.7 | 0.93 | 2922 | 83
P0000196Y | Signcomplex Limited | Signcomplex | FTN-TP-030-AW-WW-Y | Indoor Luminaires | Linear Ambient | Direct Linear Ambient Luminaires | Standard | TRUE | 3061.608 | 105.938 | 28.9 | 14.3 | 0.923 | 2941 | 83.3 | 5 | 50000 | 41862 |  |  | No | Product updated on 12/22/2016 | 4.1 | 3061.6 | 105.9 | 28.9 | 14.3 | 0.92 | 2941 | 83.3
P00001973 | Signcomplex Limited | Signcomplex | FTN-TP-080-AW-NW-Y | Indoor Luminaires | Linear Ambient | Direct Linear Ambient Luminaires | Standard | FALSE | [9 empty] | 41862 |  |  | No | Product updated on 12/22/2016 | 4.1 | 8385.9 | 107.9 | 77.7 | 14.7 | 0.93 | 4000 | 83
P0000196Z | Signcomplex Limited | Signcomplex | FTN-TP-030-AW-NW-Y | Indoor Luminaires | Linear Ambient | Direct Linear Ambient Luminaires | Standard | FALSE | [9 empty] | 41862 |  |  | No | Product updated on 12/22/2016 | 4.1 | 3182.5 | 108.4 | 29.3 | 14.3 | 0.92 | 4000 | 83.3
P000018KM | Savenergy Inc | SavEnergy | SMHL-23SOIE[120V Only] | Indoor Luminaires | Linear Ambient | Direct Linear Ambient Luminaires | Standard | FALSE | [9 empty] | 41862 |  |  | NotYetVerified |  | 3 | 2636.2 | 111.04 | 23.74 | 15.26 | 0.9611 | 5236 | 83.1
P000004BS | Acuity Brands Lighting | Peerless Lighting | 7CRM7L XXX XFT MSL4 80CRI 30K I700LMF XXXX XX 120 SCT CXXX XXX | Indoor Luminaires | Linear Ambient | Linear Ambient Luminaires w/ Indirect component | Standard | TRUE | 2995 | 97.53 | 30.71 | 7.7 | 0.9866 | 3057 | 83.09 | 5 |  | 41859 |  |  | NotYetVerified | Updated on 1/18/2017 | 3 | 2889 | 94.07 | 30.71 | 7.7 | 0.9866 | 3057 | 83.1
P000004AF | Acuity Brands Lighting | Peerless Lighting | SPM9L LO WHR XFT R4 120 XXXX SCT LP840 FX/XX CXXX XXX | Indoor Luminaires | Linear Ambient | Linear Ambient Luminaires w/ Indirect component | Standard | TRUE | 3347 | 117.11 | 28.58 | 7.4 | 0.982 | 4014 | 82.09 | 5 |  | 41859 |  |  | NotYetVerified |  | 3 | 3347 | 117.11 | 28.58 | 7.4 | 0.982 | 4014 | 82.09
P000004AE | Acuity Brands Lighting | Peerless Lighting | SPM9L HI 60/40 WHR XFT R4 120 XXXX SCT LP830 FX/XX CXXX XXX | Indoor Luminaires | Linear Ambient | Linear Ambient Luminaires w/ Indirect component | Standard | TRUE | 3675 | 90.21 | 40.74 | 7.4 | 0.982 | 3054 | 82.88 | 5 |  | 41859 |  |  | NotYetVerified |  | 3 | 3675 | 90.21 | 40.74 | 6.2 | 0.99 | 3054 | 82.88
P000004AD | Acuity Brands Lighting | Peerless Lighting | SPM9L LO WHR XFT R4 120 XXXX SCT LP830 FX/XX CXXX XXX | Indoor Luminaires | Linear Ambient | Linear Ambient Luminaires w/ Indirect component | Standard | TRUE | 3131 | 106.57 | 29.38 | 7.4 | 0.982 | 3047 | 82.86 | 5 |  | 41859 |  |  | NotYetVerified |  | 3 | 3131 | 106.57 | 29.38 | 7.4 | 0.982 | 3047 | 82.86
P000004BU | Acuity Brands Lighting | Peerless Lighting | 7CM3L XXX XFT MSL4 80CRI 40K I1200LMF XXXX XX 120 SCT CXXX XXX | Indoor Luminaires | Linear Ambient | Linear Ambient Luminaires w/ Indirect component | Standard | TRUE | 4925 | 95.04 | 51.82 | 14.38 | 0.9054 | 4075 | 82.43 | 5 |  | 41859 |  |  | NotYetVerified | Updated on 1/18/2017 | 3 | 5072.26 | 97.88 | 51.82 | 14.38 | 0.924 | 4075 | 82.4
P000004BT | Acuity Brands Lighting | Peerless Lighting | 7CRM7L XXX XFT MSL4 80CRI 30K I700LMF XXXX XX 120 SCT CXXX XXX | Indoor Luminaires | Linear Ambient | Linear Ambient Luminaires w/ Indirect component | Standard | TRUE | 4487 | 87.64 | 51.2 | 14.38 | 0.9054 | 3069 | 83.01 | 5 |  | 41859 |  |  | NotYetVerified | Updated on 1/18/2017 | 3 | 4451.5 | 86.94 | 51.2 | 14.38 | 0.924 | 3069 | 83
P000004CJ | Acuity Brands Lighting | Peerless Lighting | 7CRM7L XXX XFT MSL12 80CRI 40K I1200LMF XXXX XX 120 SCT CXXX XXX | Indoor Luminaires | Linear Ambient | Linear Ambient Luminaires w/ Indirect component | Standard | FALSE | [9 empty] | 41859 | Not Yet Verified | Not Yet Verified | NotYetVerified | Updated on 1/18/2017 | 3 | 14574.78 | 93.37 | 156.09 | 14.38 | 0.924 | 4094 | 82.2
P000004CG | Acuity Brands Lighting | Peerless Lighting | 7CRM7L XXX XFT MSL8 80CRI 40K I1200LMF XXXX XX 120 SCT CXXX XXX | Indoor Luminaires | Linear Ambient | Linear Ambient Luminaires w/ Indirect component | Standard | FALSE | [9 empty] | 41859 | Not Yet Verified | Not Yet Verified | NotYetVerified | Updated on 1/18/2017 | 3 | 9716.52 | 93.37 | 104.06 | 14.38 | 0.924 | 4094 | 82.2
P000004CD | Acuity Brands Lighting | Peerless Lighting | 7CRM7L XXX XFT MSL4 80CRI 40K I1200LMF XXXX XX 120 SCT CXXX XXX | Indoor Luminaires | Linear Ambient | Linear Ambient Luminaires w/ Indirect component | Standard | FALSE | [9 empty] | 41859 | Not Yet Verified | Not Yet Verified | NotYetVerified | Updated on 1/18/2017 | 3 | 4858.26 | 93.37 | 52.03 | 14.38 | 0.924 | 4094 | 82.2
P000004C2 | Acuity Brands Lighting | Peerless Lighting | 7CM3L XXX XFT MSL12 80CRI 40K I1200LMF XXXX XX 120 SCT CXXX XXX | Indoor Luminaires | Linear Ambient | Linear Ambient Luminaires w/ Indirect component | Standard | FALSE | [9 empty] | 41859 | Not Yet Verified | Not Yet Verified | NotYetVerified | Updated on 1/18/2017 | 3 | 15216.78 | 97.88 | 155.46 | 14.38 | 0.924 | 4075 | 82.4
P000004BZ | Acuity Brands Lighting | Peerless Lighting | 7CM3L XXX XFT MSL8 80CRI 40K I1200LMF XXXX XX 120 SCT CXXX XXX | Indoor Luminaires | Linear Ambient | Linear Ambient Luminaires w/ Indirect component | Standard | FALSE | [9 empty] | 41859 | Not Yet Verified | Not Yet Verified | NotYetVerified | Updated on 1/18/2017 | 3 | 10144.52 | 97.88 | 103.64 | 14.38 | 0.924 | 4075 | 82.4
P000004CR | Acuity Brands Lighting | Peerless Lighting | 7CRM7L XXX XFT MSL12 80CRI 40K I700LMF XXXX XX 120 SCT CXXX XXX | Indoor Luminaires | Linear Ambient | Linear Ambient Luminaires w/ Indirect component | Standard | FALSE | [9 empty] | 41859 | Not Yet Verified | Not Yet Verified | NotYetVerified | Updated on 1/18/2017 | 3 | 9458.94 | 106.59 | 88.74 | 7.7 | 0.9866 | 4049 | 81.9
P000004CO | Acuity Brands Lighting | Peerless Lighting | 7CRM7L XXX XFT MSL8 80CRI 40K I700LMF XXXX XX 120 SCT CXXX XXX | Indoor Luminaires | Linear Ambient | Linear Ambient Luminaires w/ Indirect component | Standard | FALSE | [9 empty] | 41859 | Not Yet Verified | Not Yet Verified | NotYetVerified | Updated on 1/18/2017 | 3 | 6305.96 | 106.59 | 59.16 | 7.7 | 0.9866 | 4049 | 81.9
P000004CL | Acuity Brands Lighting | Peerless Lighting | 7CRM7L XXX XFT MSL4 80CRI 40K I700LMF XXXX XX 120 SCT CXXX XXX | Indoor Luminaires | Linear Ambient | Linear Ambient Luminaires w/ Indirect component | Standard | FALSE | [9 empty] | 41859 | Not Yet Verified | Not Yet Verified | NotYetVerified | Updated on 1/18/2017 | 3 | 3152.98 | 106.59 | 29.58 | 7.7 | 0.9866 | 4049 | 81.9
P000004CB | Acuity Brands Lighting | Peerless Lighting | 7CM3L XXX XFT MSL12 80CRI 40K I700LMF XXXX XX 120 SCT CXXX XXX | Indoor Luminaires | Linear Ambient | Linear Ambient Luminaires w/ Indirect component | Standard | FALSE | [9 empty] | 41859 | Not Yet Verified | Not Yet Verified | NotYetVerified | Updated on 1/18/2017 | 3 | 9279 | 106.66 | 87 | 7.7 | 0.9866 | 4027 | 82.2
P000004C8 | Acuity Brands Lighting | Peerless Lighting | 7CM3L XXX XFT MSL8 80CRI 40K I700LMF XXXX XX 120 SCT CXXX XXX | Indoor Luminaires | Linear Ambient | Linear Ambient Luminaires w/ Indirect component | Standard | FALSE | [9 empty] | 41859 | Not Yet Verified | Not Yet Verified | NotYetVerified | Updated on 1/18/2017 | 3 | 6186 | 106.66 | 58 | 7.7 | 0.9866 | 4027 | 82.2
P000004C5 | Acuity Brands Lighting | Peerless Lighting | 7CM3L XXX XFT MSL4 80CRI 40K I700LMF XXXX XX 120 SCT CXXX XXX | Indoor Luminaires | Linear Ambient | Linear Ambient Luminaires w/ Indirect component | Standard | FALSE | [9 empty] | 41859 | Not Yet Verified | Not Yet Verified | NotYetVerified | Updated on 1/18/2017 | 3 | 3093 | 106.66 | 29 | 7.7 | 0.9866 | 4027 | 82.2
P000004BL | Acuity Brands Lighting | Peerless Lighting | SPM9L LO WHR XFT R12 120 XXXX SCT LP840 FX/XX CXXX XXX | Indoor Luminaires | Linear Ambient | Linear Ambient Luminaires w/ Indirect component | Standard | FALSE | [9 empty] | 41859 | Not Yet Verified | Not Yet Verified | NotYetVerified |  | 3 | 10041 | 117.11 | 85.74 | 7.4 | 0.982 | 4014 | 82.09
P000004BR | Acuity Brands Lighting | Peerless Lighting | SPM9L LO 60/40 WHR XFT R12 120 XXXX SCT LP840 FX/XX CXXX XXX | Indoor Luminaires | Linear Ambient | Linear Ambient Luminaires w/ Indirect component | Standard | FALSE | [9 empty] | 41859 | Not Yet Verified | Not Yet Verified | NotYetVerified |  | 3 | 8907 | 103.88 | 85.74 | 7.4 | 0.982 | 4014 | 82.09
P000004BI | Acuity Brands Lighting | Peerless Lighting | SPM9L LO WHR XFT R8 120 XXXX SCT LP840 FX/XX CXXX XXX | Indoor Luminaires | Linear Ambient | Linear Ambient Luminaires w/ Indirect component | Standard | FALSE | [9 empty] | 41859 | Not Yet Verified | Not Yet Verified | NotYetVerified |  | 3 | 6694 | 117.11 | 57.16 | 7.4 | 0.982 | 4014 | 82.09
P000004BO | Acuity Brands Lighting | Peerless Lighting | SPM9L LO 60/40 WHR XFT R8 120 XXXX SCT LP840 FX/XX CXXX XXX | Indoor Luminaires | Linear Ambient | Linear Ambient Luminaires w/ Indirect component | Standard | FALSE | [9 empty] | 41859 | Not Yet Verified | Not Yet Verified | NotYetVerified |  | 3 | 5938 | 103.88 | 57.16 | 7.4 | 0.982 | 4014 | 82.09
P000004AX | Acuity Brands Lighting | Peerless Lighting | SPM9L HI WHR XFT R12 277 XXXX SCT LP840 FX/XX CXXX XXX | Indoor Luminaires | Linear Ambient | Linear Ambient Luminaires w/ Indirect component | Standard | FALSE | [9 empty] | 41859 | Not Yet Verified | Not Yet Verified | NotYetVerified |  | 3 | 13818 | 110.38 | 125.19 | 16.7 | 0.886 | 4011 | 82.23
P000004BE | Acuity Brands Lighting | Peerless Lighting | SPM9L HI 60/40 WHR XFT R12 277 XXXX SCT LP840 FX/XX CXXX XXX | Indoor Luminaires | Linear Ambient | Linear Ambient Luminaires w/ Indirect component | Standard | FALSE | [9 empty] | 41859 | Not Yet Verified | Not Yet Verified | NotYetVerified |  | 3 | 12069 | 96.41 | 125.19 | 16.7 | 0.886 | 4011 | 82.23
P000004AR | Acuity Brands Lighting | Peerless Lighting | SPM9L HI WHR XFT R8 277 XXXX SCT LP840 FX/XX CXXX XXX | Indoor Luminaires | Linear Ambient | Linear Ambient Luminaires w/ Indirect component | Standard | FALSE | [9 empty] | 41859 | Not Yet Verified | Not Yet Verified | NotYetVerified |  | 3 | 9212 | 110.38 | 83.46 | 16.7 | 0.886 | 4011 | 82.23
P000004B8 | Acuity Brands Lighting | Peerless Lighting | SPM9L HI 60/40 WHR XFT R8 277 XXXX SCT LP840 FX/XX CXXX XXX | Indoor Luminaires | Linear Ambient | Linear Ambient Luminaires w/ Indirect component | Standard | FALSE | [9 empty] | 41859 | Not Yet Verified | Not Yet Verified | NotYetVerified |  | 3 | 8046 | 96.41 | 83.46 | 16.7 | 0.886 | 4011 | 82.23
P000004AL | Acuity Brands Lighting | Peerless Lighting | SPM9L HI WHR XFT R4 277 XXXX SCT LP840 FX/XX CXXX XXX | Indoor Luminaires | Linear Ambient | Linear Ambient Luminaires w/ Indirect component | Standard | FALSE | [9 empty] | 41859 | Not Yet Verified | Not Yet Verified | NotYetVerified |  | 3 | 4606 | 110.38 | 41.73 | 16.7 | 0.886 | 4011 | 82.23
P000004B2 | Acuity Brands Lighting | Peerless Lighting | SPM9L HI 60/40 WHR XFT R4 277 XXXX SCT LP840 FX/XX CXXX XXX | Indoor Luminaires | Linear Ambient | Linear Ambient Luminaires w/ Indirect component | Standard | FALSE | [9 empty] | 41859 | Not Yet Verified | Not Yet Verified | NotYetVerified |  | 3 | 4023 | 96.41 | 41.73 | 16.7 | 0.886 | 4011 | 82.23
P000004AU | Acuity Brands Lighting | Peerless Lighting | SPM9L HI WHR XFT R12 120 XXXX SCT LP840 FX/XX CXXX XXX | Indoor Luminaires | Linear Ambient | Linear Ambient Luminaires w/ Indirect component | Standard | FALSE | [9 empty] | 41859 | Not Yet Verified | Not Yet Verified | NotYetVerified |  | 3 | 13818 | 110.38 | 125.19 | 6.2 | 0.99 | 4011 | 82.23
P000004BB | Acuity Brands Lighting | Peerless Lighting | SPM9L HI 60/40 WHR XFT R12 120 XXXX SCT LP840 FX/XX CXXX XXX | Indoor Luminaires | Linear Ambient | Linear Ambient Luminaires w/ Indirect component | Standard | FALSE | [9 empty] | 41859 | Not Yet Verified | Not Yet Verified | NotYetVerified |  | 3 | 12069 | 96.41 | 125.19 | 6.2 | 0.99 | 4011 | 82.23
P000004AO | Acuity Brands Lighting | Peerless Lighting | SPM9L HI WHR XFT R8 120 XXXX SCT LP840 FX/XX CXXX XXX | Indoor Luminaires | Linear Ambient | Linear Ambient Luminaires w/ Indirect component | Standard | FALSE | [9 empty] | 41859 | Not Yet Verified | Not Yet Verified | NotYetVerified |  | 3 | 9212 | 110.38 | 83.46 | 6.2 | 0.99 | 4011 | 82.23
P000004B5 | Acuity Brands Lighting | Peerless Lighting | SPM9L HI 60/40 WHR XFT R8 120 XXXX SCT LP840 FX/XX CXXX XXX | Indoor Luminaires | Linear Ambient | Linear Ambient Luminaires w/ Indirect component | Standard | FALSE | [9 empty] | 41859 | Not Yet Verified | Not Yet Verified | NotYetVerified |  | 3 | 8046 | 96.41 | 83.46 | 6.2 | 0.99 | 4011 | 82.23
P000004AI | Acuity Brands Lighting | Peerless Lighting | SPM9L HI WHR XFT R4 120 XXXX SCT LP840 FX/XX CXXX XXX | Indoor Luminaires | Linear Ambient | Linear Ambient Luminaires w/ Indirect component | Standard | FALSE | [9 empty] | 41859 | Not Yet Verified | Not Yet Verified | NotYetVerified |  | 3 | 4606 | 110.38 | 41.73 | 6.2 | 0.99 | 4011 | 82.23
P000004AZ | Acuity Brands Lighting | Peerless Lighting | SPM9L HI 60/40 WHR XFT R4 120 XXXX SCT LP840 FX/XX CXXX XXX | Indoor Luminaires | Linear Ambient | Linear Ambient Luminaires w/ Indirect component | Standard | FALSE | [9 empty] | 41859 | Not Yet Verified | Not Yet Verified | NotYetVerified |  | 3 | 4023 | 96.41 | 41.73 | 6.2 | 0.99 | 4011 | 82.23
P000004CI | Acuity Brands Lighting | Peerless Lighting | 7CRM7L XXX XFT MSL12 80CRI 35K I1200LMF XXXX XX 120 SCT CXXX XXX | Indoor Luminaires | Linear Ambient | Linear Ambient Luminaires w/ Indirect component | Standard | FALSE | [9 empty] | 41859 | Not Yet Verified | Not Yet Verified | NotYetVerified | Updated on 1/18/2017 | 3 | 13949.76 | 89.51 | 155.85 | 14.38 | 0.924 | 3525 | 82.2
P000004CF | Acuity Brands Lighting | Peerless Lighting | 7CRM7L XXX XFT MSL8 80CRI 35K I1200LMF XXXX XX 120 SCT CXXX XXX | Indoor Luminaires | Linear Ambient | Linear Ambient Luminaires w/ Indirect component | Standard | FALSE | [9 empty] | 41859 | Not Yet Verified | Not Yet Verified | NotYetVerified | Updated on 1/18/2017 | 3 | 9299.84 | 89.51 | 103.9 | 14.38 | 0.924 | 3525 | 82.2
P000004CC | Acuity Brands Lighting | Peerless Lighting | 7CRM7L XXX XFT MSL4 80CRI 35K I1200LMF XXXX XX 120 SCT CXXX XXX | Indoor Luminaires | Linear Ambient | Linear Ambient Luminaires w/ Indirect component | Standard | FALSE | [9 empty] | 41859 | Not Yet Verified | Not Yet Verified | NotYetVerified | Updated on 1/18/2017 | 3 | 4649.92 | 89.51 | 51.95 | 14.38 | 0.924 | 3525 | 82.2
P000004C1 | Acuity Brands Lighting | Peerless Lighting | 7CM3L XXX XFT MSL12 80CRI 35K I1200LMF XXXX XX 120 SCT CXXX XXX | Indoor Luminaires | Linear Ambient | Linear Ambient Luminaires w/ Indirect component | Standard | FALSE | [9 empty] | 41859 | Not Yet Verified | Not Yet Verified | NotYetVerified | Updated on 1/18/2017 | 3 | 14438.16 | 93.71 | 154.08 | 14.38 | 0.924 | 3507 | 82.2
P000004BY | Acuity Brands Lighting | Peerless Lighting | 7CM3L XXX XFT MSL8 80CRI 35K I1200LMF XXXX XX 120 SCT CXXX XXX | Indoor Luminaires | Linear Ambient | Linear Ambient Luminaires w/ Indirect component | Standard | FALSE | [9 empty] | 41859 | Not Yet Verified | Not Yet Verified | NotYetVerified | Updated on 1/18/2017 | 3 | 9625.44 | 93.71 | 102.72 | 14.38 | 0.924 | 3507 | 82.2
P000004BW | Acuity Brands Lighting | Peerless Lighting | 7CM3L XXX XFT MSL4 80CRI 35K I1200LMF XXXX XX 120 SCT CXXX XXX | Indoor Luminaires | Linear Ambient | Linear Ambient Luminaires w/ Indirect component | Standard | FALSE | [9 empty] | 41859 | Not Yet Verified | Not Yet Verified | NotYetVerified | Updated on 1/18/2017 | 3 | 4812.72 | 93.71 | 51.36 | 14.38 | 0.924 | 3507 | 82.2
P000004CQ | Acuity Brands Lighting | Peerless Lighting | 7CRM7L XXX XFT MSL12 80CRI 35K I700LMF XXXX XX 120 SCT CXXX XXX | Indoor Luminaires | Linear Ambient | Linear Ambient Luminaires w/ Indirect component | Standard | FALSE | [9 empty] | 41859 | Not Yet Verified | Not Yet Verified | NotYetVerified | Updated on 1/18/2017 | 3 | 9053.31 | 100.16 | 90.39 | 7.7 | 0.9866 | 3497 | 82.2
P000004CN | Acuity Brands Lighting | Peerless Lighting | 7CRM7L XXX XFT MSL8 80CRI 35K I700LMF XXXX XX 120 SCT CXXX XXX | Indoor Luminaires | Linear Ambient | Linear Ambient Luminaires w/ Indirect component | Standard | FALSE | [9 empty] | 41859 | Not Yet Verified | Not Yet Verified | NotYetVerified | Updated on 1/18/2017 | 3 | 6035.54 | 100.16 | 60.26 | 7.7 | 0.9866 | 3497 | 82.2
P000004CK | Acuity Brands Lighting | Peerless Lighting | 7CRM7L XXX XFT MSL4 80CRI 35K I700LMF XXXX XX 120 SCT CXXX XXX | Indoor Luminaires | Linear Ambient | Linear Ambient Luminaires w/ Indirect component | Standard | FALSE | [9 empty] | 41859 | Not Yet Verified | Not Yet Verified | NotYetVerified | Updated on 1/18/2017 | 3 | 3017.77 | 100.16 | 30.13 | 7.7 | 0.9866 | 3497 | 82.2
P000004CA | Acuity Brands Lighting | Peerless Lighting | 7CM3L XXX XFT MSL12 80CRI 35K I700LMF XXXX XX 120 SCT CXXX XXX | Indoor Luminaires | Linear Ambient | Linear Ambient Luminaires w/ Indirect component | Standard | FALSE | [9 empty] | 41859 | Not Yet Verified | Not Yet Verified | NotYetVerified | Updated on 1/18/2017 | 3 | 8928 | 101.67 | 87.81 | 7.7 | 0.9866 | 3490 | 82.1
P000004C7 | Acuity Brands Lighting | Peerless Lighting | 7CM3L XXX XFT MSL8 80CRI 35K I700LMF XXXX XX 120 SCT CXXX XXX | Indoor Luminaires | Linear Ambient | Linear Ambient Luminaires w/ Indirect component | Standard | FALSE | [9 empty] | 41859 | Not Yet Verified | Not Yet Verified | NotYetVerified | Updated on 1/18/2017 | 3 | 5952 | 101.67 | 58.54 | 7.7 | 0.9866 | 3490 | 82.1
P000004C4 | Acuity Brands Lighting | Peerless Lighting | 7CM3L XXX XFT MSL4 80CRI 35K I700LMF XXXX XX 120 SCT CXXX XXX | Indoor Luminaires | Linear Ambient | Linear Ambient Luminaires w/ Indirect component | Standard | FALSE | [9 empty] | 41859 | Not Yet Verified | Not Yet Verified | NotYetVerified | Updated on 1/18/2017 | 3 | 2976 | 101.67 | 29.27 | 7.7 | 0.9866 | 3490 | 82.1
P000004BK | Acuity Brands Lighting | Peerless Lighting | SPM9L LO WHR XFT R12 120 XXXX SCT LP835 FX/XX CXXX XXX | Indoor Luminaires | Linear Ambient | Linear Ambient Luminaires w/ Indirect component | Standard | FALSE | [9 empty] | 41859 | Not Yet Verified | Not Yet Verified | NotYetVerified |  | 3 | 9591 | 110.36 | 86.91 | 7.4 | 0.982 | 3451 | 82.34
P000004BH | Acuity Brands Lighting | Peerless Lighting | SPM9L LO WHR XFT R8 120 XXXX SCT LP835 FX/XX CXXX XXX | Indoor Luminaires | Linear Ambient | Linear Ambient Luminaires w/ Indirect component | Standard | FALSE | [9 empty] | 41859 | Not Yet Verified | Not Yet Verified | NotYetVerified |  | 3 | 6394 | 110.36 | 57.94 | 7.4 | 0.982 | 3451 | 82.34
P000004BF | Acuity Brands Lighting | Peerless Lighting | SPM9L LO WHR XFT R4 120 XXXX SCT LP835 FX/XX CXXX XXX | Indoor Luminaires | Linear Ambient | Linear Ambient Luminaires w/ Indirect component | Standard | FALSE | [9 empty] | 41859 | Not Yet Verified | Not Yet Verified | NotYetVerified |  | 3 | 3197 | 110.36 | 28.97 | 7.4 | 0.982 | 3451 | 82.34
P000004AW | Acuity Brands Lighting | Peerless Lighting | SPM9L HI WHR XFT R12 277 XXXX SCT LP835 FX/XX CXXX XXX | Indoor Luminaires | Linear Ambient | Linear Ambient Luminaires w/ Indirect component | Standard | FALSE | [9 empty] | 41859 | Not Yet Verified | Not Yet Verified | NotYetVerified |  | 3 | 13164 | 106.58 | 123.51 | 16.7 | 0.886 | 3451 | 82.11
P000004BD | Acuity Brands Lighting | Peerless Lighting | SPM9L HI 60/40 WHR XFT R12 277 XXXX SCT LP835 FX/XX CXXX XXX | Indoor Luminaires | Linear Ambient | Linear Ambient Luminaires w/ Indirect component | Standard | FALSE | [9 empty] | 41859 | Not Yet Verified | Not Yet Verified | NotYetVerified |  | 3 | 11499 | 93.1 | 123.51 | 16.7 | 0.886 | 3451 | 82.11
P000004AQ | Acuity Brands Lighting | Peerless Lighting | SPM9L HI WHR XFT R8 277 XXXX SCT LP835 FX/XX CXXX XXX | Indoor Luminaires | Linear Ambient | Linear Ambient Luminaires w/ Indirect component | Standard | FALSE | [9 empty] | 41859 | Not Yet Verified | Not Yet Verified | NotYetVerified |  | 3 | 8776 | 106.58 | 82.34 | 16.7 | 0.886 | 3451 | 82.11
P000004B7 | Acuity Brands Lighting | Peerless Lighting | SPM9L HI 60/40 WHR XFT R8 277 XXXX SCT LP835 FX/XX CXXX XXX | Indoor Luminaires | Linear Ambient | Linear Ambient Luminaires w/ Indirect component | Standard | FALSE | [9 empty] | 41859 | Not Yet Verified | Not Yet Verified | NotYetVerified |  | 3 | 7666 | 93.1 | 82.34 | 16.7 | 0.886 | 3451 | 82.11
P000004AK | Acuity Brands Lighting | Peerless Lighting | SPM9L HI WHR XFT R4 277 XXXX SCT LP835 FX/XX CXXX XXX | Indoor Luminaires | Linear Ambient | Linear Ambient Luminaires w/ Indirect component | Standard | FALSE | [9 empty] | 41859 | Not Yet Verified | Not Yet Verified | NotYetVerified |  | 3 | 4388 | 106.58 | 41.17 | 16.7 | 0.886 | 3451 | 82.11
P000004B1 | Acuity Brands Lighting | Peerless Lighting | SPM9L HI 60/40 WHR XFT R4 277 XXXX SCT LP835 FX/XX CXXX XXX | Indoor Luminaires | Linear Ambient | Linear Ambient Luminaires w/ Indirect component | Standard | FALSE | [9 empty] | 41859 | Not Yet Verified | Not Yet Verified | NotYetVerified |  | 3 | 3833 | 93.1 | 41.17 | 16.7 | 0.886 | 3451 | 82.11
P000004BQ | Acuity Brands Lighting | Peerless Lighting | SPM9L LO 60/40 WHR XFT R12 120 XXXX SCT LP835 FX/XX CXXX XXX | Indoor Luminaires | Linear Ambient | Linear Ambient Luminaires w/ Indirect component | Standard | FALSE | [9 empty] | 41859 | Not Yet Verified | Not Yet Verified | NotYetVerified |  | 3 | 8484 | 97.62 | 86.91 | 7.4 | 0.982 | 3451 | 82.11
P000004BN | Acuity Brands Lighting | Peerless Lighting | SPM9L LO 60/40 WHR XFT R8 120 XXXX SCT LP835 FX/XX CXXX XXX | Indoor Luminaires | Linear Ambient | Linear Ambient Luminaires w/ Indirect component | Standard | FALSE | [9 empty] | 41859 | Not Yet Verified | Not Yet Verified | NotYetVerified |  | 3 | 5656 | 97.62 | 57.94 | 7.4 | 0.982 | 3451 | 82.11
P000004AT | Acuity Brands Lighting | Peerless Lighting | SPM9L HI WHR XFT R12 120 XXXX SCT LP835 FX/XX CXXX XXX | Indoor Luminaires | Linear Ambient | Linear Ambient Luminaires w/ Indirect component | Standard | FALSE | [9 empty] | 41859 | Not Yet Verified | Not Yet Verified | NotYetVerified |  | 3 | 13164 | 106.58 | 123.51 | 6.2 | 0.99 | 3451 | 82.11
P000004BA | Acuity Brands Lighting | Peerless Lighting | SPM9L HI 60/40 WHR XFT R12 120 XXXX SCT LP835 FX/XX CXXX XXX | Indoor Luminaires | Linear Ambient | Linear Ambient Luminaires w/ Indirect component | Standard | FALSE | [9 empty] | 41859 | Not Yet Verified | Not Yet Verified | NotYetVerified |  | 3 | 11499 | 93.1 | 123.51 | 6.2 | 0.99 | 3451 | 82.11
P000004AN | Acuity Brands Lighting | Peerless Lighting | SPM9L HI WHR XFT R8 120 XXXX SCT LP835 FX/XX CXXX XXX | Indoor Luminaires | Linear Ambient | Linear Ambient Luminaires w/ Indirect component | Standard | FALSE | [9 empty] | 41859 | Not Yet Verified | Not Yet Verified | NotYetVerified |  | 3 | 8776 | 106.58 | 82.34 | 6.2 | 0.99 | 3451 | 82.11
P000004B4 | Acuity Brands Lighting | Peerless Lighting | SPM9L HI 60/40 WHR XFT R8 120 XXXX SCT LP835 FX/XX CXXX XXX | Indoor Luminaires | Linear Ambient | Linear Ambient Luminaires w/ Indirect component | Standard | FALSE | [9 empty] | 41859 | Not Yet Verified | Not Yet Verified | NotYetVerified |  | 3 | 7666 | 93.1 | 82.34 | 6.2 | 0.99 | 3451 | 82.11
P000004AH | Acuity Brands Lighting | Peerless Lighting | SPM9L HI WHR XFT R4 120 XXXX SCT LP835 FX/XX CXXX XXX | Indoor Luminaires | Linear Ambient | Linear Ambient Luminaires w/ Indirect component | Standard | FALSE | [9 empty] | 41859 | Not Yet Verified | Not Yet Verified | NotYetVerified |  | 3 | 4388 | 106.58 | 41.17 | 6.2 | 0.99 | 3451 | 82.11
P000004AY | Acuity Brands Lighting | Peerless Lighting | SPM9L HI 60/40 WHR XFT R4 120 XXXX SCT LP835 FX/XX CXXX XXX | Indoor Luminaires | Linear Ambient | Linear Ambient Luminaires w/ Indirect component | Standard | FALSE | [9 empty] | 41859 | Not Yet Verified | Not Yet Verified | NotYetVerified |  | 3 | 3833 | 93.1 | 41.17 | 6.2 | 0.99 | 3451 | 82.11
P000004C0 | Acuity Brands Lighting | Peerless Lighting | 7CM3L XXX XFT MSL12 80CRI 30K I1200LMF XXXX XX 120 SCT CXXX XXX | Indoor Luminaires | Linear Ambient | Linear Ambient Luminaires w/ Indirect component | Standard | FALSE | [9 empty] | 41859 | Not Yet Verified | Not Yet Verified | NotYetVerified | Updated on 1/18/2017 | 3 | 13588.5 | 88.5 | 153.54 | 14.38 | 0.924 | 3074 | 83.1
P000004BX | Acuity Brands Lighting | Peerless Lighting | 7CM3L XXX XFT MSL8 80CRI 30K I1200LMF XXXX XX 120 SCT CXXX XXX | Indoor Luminaires | Linear Ambient | Linear Ambient Luminaires w/ Indirect component | Standard | FALSE | [9 empty] | 41859 | Not Yet Verified | Not Yet Verified | NotYetVerified | Updated on 1/18/2017 | 3 | 9059 | 88.5 | 102.36 | 14.38 | 0.924 | 3074 | 83.1
P000004BV | Acuity Brands Lighting | Peerless Lighting | 7CM3L XXX XFT MSL4 80CRI 30K I1200LMF XXXX XX 120 SCT CXXX XXX | Indoor Luminaires | Linear Ambient | Linear Ambient Luminaires w/ Indirect component | Standard | FALSE | [9 empty] | 41859 | Not Yet Verified | Not Yet Verified | NotYetVerified | Updated on 1/18/2017 | 3 | 4529.5 | 88.5 | 51.18 | 14.38 | 0.924 | 3074 | 83.1
P000004CH | Acuity Brands Lighting | Peerless Lighting | 7CRM7L XXX XFT MSL12 80CRI 30K I1200LMF XXXX XX 120 SCT CXXX XXX | Indoor Luminaires | Linear Ambient | Linear Ambient Luminaires w/ Indirect component | Standard | FALSE | [9 empty] | 41859 | Not Yet Verified | Not Yet Verified | NotYetVerified | Updated on 1/18/2017 | 3 | 13354.5 | 86.94 | 153.6 | 14.38 | 0.924 | 3069 | 83
P000004CE | Acuity Brands Lighting | Peerless Lighting | 7CRM7L XXX XFT MSL8 80CRI 30K I1200LMF XXXX XX 120 SCT CXXX XXX | Indoor Luminaires | Linear Ambient | Linear Ambient Luminaires w/ Indirect component | Standard | FALSE | [9 empty] | 41859 | Not Yet Verified | Not Yet Verified | NotYetVerified | Updated on 1/18/2017 | 3 | 8903 | 86.94 | 102.4 | 14.38 | 0.924 | 3069 | 83
P000004AV | Acuity Brands Lighting | Peerless Lighting | SPM9L HI WHR XFT R12 277 XXXX SCT LP830 FX/XX CXXX XXX | Indoor Luminaires | Linear Ambient | Linear Ambient Luminaires w/ Indirect component | Standard | FALSE | [9 empty] | 41859 | Not Yet Verified | Not Yet Verified | NotYetVerified |  | 3 | 12384 | 101.15 | 122.43 | 16.7 | 0.886 | 3059 | 82.85
P000004AP | Acuity Brands Lighting | Peerless Lighting | SPM9L HI WHR XFT R8 277 XXXX SCT LP830 FX/XX CXXX XXX | Indoor Luminaires | Linear Ambient | Linear Ambient Luminaires w/ Indirect component | Standard | FALSE | [9 empty] | 41859 | Not Yet Verified | Not Yet Verified | NotYetVerified |  | 3 | 8256 | 101.15 | 81.62 | 16.7 | 0.886 | 3059 | 82.85
P000004AJ | Acuity Brands Lighting | Peerless Lighting | SPM9L HI WHR XFT R4 277 XXXX SCT LP830 FX/XX CXXX XXX | Indoor Luminaires | Linear Ambient | Linear Ambient Luminaires w/ Indirect component | Standard | FALSE | [9 empty] | 41859 | Not Yet Verified | Not Yet Verified | NotYetVerified |  | 3 | 4128 | 101.15 | 40.81 | 16.7 | 0.886 | 3059 | 82.85
P000004AS | Acuity Brands Lighting | Peerless Lighting | SPM9L HI WHR XFT R12 120 XXXX SCT LP830 FX/XX CXXX XXX | Indoor Luminaires | Linear Ambient | Linear Ambient Luminaires w/ Indirect component | Standard | FALSE | [9 empty] | 41859 | Not Yet Verified | Not Yet Verified | NotYetVerified |  | 3 | 12384 | 101.15 | 122.43 | 6.2 | 0.99 | 3059 | 82.85
P000004AM | Acuity Brands Lighting | Peerless Lighting | SPM9L HI WHR XFT R8 120 XXXX SCT LP830 FX/XX CXXX XXX | Indoor Luminaires | Linear Ambient | Linear Ambient Luminaires w/ Indirect component | Standard | FALSE | [9 empty] | 41859 | Not Yet Verified | Not Yet Verified | NotYetVerified |  | 3 | 8256 | 101.15 | 81.62 | 6.2 | 0.99 | 3059 | 82.85
P000004AG | Acuity Brands Lighting | Peerless Lighting | SPM9L HI WHR XFT R4 120 XXXX SCT LP830 FX/XX CXXX XXX | Indoor Luminaires | Linear Ambient | Linear Ambient Luminaires w/ Indirect component | Standard | FALSE | [9 empty] | 41859 | Not Yet Verified | Not Yet Verified | NotYetVerified |  | 3 | 4128 | 101.15 | 40.81 | 6.2 | 0.99 | 3059 | 82.85
P000004CP | Acuity Brands Lighting | Peerless Lighting | 7CRM7L XXX XFT MSL12 80CRI 30K I700LMF XXXX XX 120 SCT CXXX XXX | Indoor Luminaires | Linear Ambient | Linear Ambient Luminaires w/ Indirect component | Standard | FALSE | [9 empty] | 41859 | Not Yet Verified | Not Yet Verified | NotYetVerified | Updated on 1/18/2017 | 3 | 8667 | 94.07 | 92.13 | 7.7 | 0.9866 | 3057 | 83.1
P000004CM | Acuity Brands Lighting | Peerless Lighting | 7CRM7L XXX XFT MSL8 80CRI 30K I700LMF XXXX XX 120 SCT CXXX XXX | Indoor Luminaires | Linear Ambient | Linear Ambient Luminaires w/ Indirect component | Standard | FALSE | [9 empty] | 41859 | Not Yet Verified | Not Yet Verified | NotYetVerified | Updated on 1/18/2017 | 3 | 5778 | 94.07 | 61.42 | 7.7 | 0.9866 | 3057 | 83.1
P000004BC | Acuity Brands Lighting | Peerless Lighting | SPM9L HI 60/40 WHR XFT R12 277 XXXX SCT LP830 FX/XX CXXX XXX | Indoor Luminaires | Linear Ambient | Linear Ambient Luminaires w/ Indirect component | Standard | FALSE | [9 empty] | 41859 | Not Yet Verified | Not Yet Verified | NotYetVerified |  | 3 | 11025 | 90.21 | 122.22 | 16.7 | 0.886 | 3054 | 82.88
P000004B6 | Acuity Brands Lighting | Peerless Lighting | SPM9L HI 60/40 WHR XFT R8 277 XXXX SCT LP830 FX/XX CXXX XXX | Indoor Luminaires | Linear Ambient | Linear Ambient Luminaires w/ Indirect component | Standard | FALSE | [9 empty] | 41859 | Not Yet Verified | Not Yet Verified | NotYetVerified |  | 3 | 7350 | 90.21 | 81.48 | 16.7 | 0.886 | 3054 | 82.88
P000004B0 | Acuity Brands Lighting | Peerless Lighting | SPM9L HI 60/40 WHR XFT R4 277 XXXX SCT LP830 FX/XX CXXX XXX | Indoor Luminaires | Linear Ambient | Linear Ambient Luminaires w/ Indirect component | Standard | FALSE | [9 empty] | 41859 | Not Yet Verified | Not Yet Verified | NotYetVerified |  | 3 | 3675 | 90.21 | 40.74 | 16.7 | 0.886 | 3054 | 82.88
P000004B9 | Acuity Brands Lighting | Peerless Lighting | SPM9L HI 60/40 WHR XFT R12 120 XXXX SCT LP830 FX/XX CXXX XXX | Indoor Luminaires | Linear Ambient | Linear Ambient Luminaires w/ Indirect component | Standard | FALSE | [9 empty] | 41859 | Not Yet Verified | Not Yet Verified | NotYetVerified |  | 3 | 11025 | 90.21 | 122.22 | 6.2 | 0.99 | 3054 | 82.88
P000004B3 | Acuity Brands Lighting | Peerless Lighting | SPM9L HI 60/40 WHR XFT R8 120 XXXX SCT LP830 FX/XX CXXX XXX | Indoor Luminaires | Linear Ambient | Linear Ambient Luminaires w/ Indirect component | Standard | FALSE | [9 empty] | 41859 | Not Yet Verified | Not Yet Verified | NotYetVerified |  | 3 | 7350 | 90.21 | 81.48 | 6.2 | 0.99 | 3054 | 82.88
P000004C9 | Acuity Brands Lighting | Peerless Lighting | 7CM3L XXX XFT MSL12 80CRI 30K I700LMF XXXX XX 120 SCT CXXX XXX | Indoor Luminaires | Linear Ambient | Linear Ambient Luminaires w/ Indirect component | Standard | FALSE | [9 empty] | 41859 | Not Yet Verified | Not Yet Verified | NotYetVerified | Updated on 1/18/2017 | 3 | 8726.25 | 98.87 | 88.26 | 7.7 | 0.9866 | 3050 | 83
P000004C6 | Acuity Brands Lighting | Peerless Lighting | 7CM3L XXX XFT MSL8 80CRI 30K I700LMF XXXX XX 120 SCT CXXX XXX | Indoor Luminaires | Linear Ambient | Linear Ambient Luminaires w/ Indirect component | Standard | FALSE | [9 empty] | 41859 | Not Yet Verified | Not Yet Verified | NotYetVerified | Updated on 1/18/2017 | 3 | 5817.5 | 98.87 | 58.84 | 7.7 | 0.9866 | 3050 | 83
P000004C3 | Acuity Brands Lighting | Peerless Lighting | 7CM3L XXX XFT MSL4 80CRI 30K I700LMF XXXX XX 120 SCT CXXX XXX | Indoor Luminaires | Linear Ambient | Linear Ambient Luminaires w/ Indirect component | Standard | FALSE | [9 empty] | 41859 | Not Yet Verified | Not Yet Verified | NotYetVerified | Updated on 1/18/2017 | 3 | 2908.75 | 98.87 | 29.42 | 7.7 | 0.9866 | 3050 | 83
P000004BP | Acuity Brands Lighting | Peerless Lighting | SPM9L LO 60/40 WHR XFT R12 120 XXXX SCT LP830 FX/XX CXXX XXX | Indoor Luminaires | Linear Ambient | Linear Ambient Luminaires w/ Indirect component | Standard | FALSE | [9 empty] | 41859 | Not Yet Verified | Not Yet Verified | NotYetVerified |  | 3 | 7983 | 90.57 | 88.14 | 7.4 | 0.982 | 3047 | 82.88
P000004BM | Acuity Brands Lighting | Peerless Lighting | SPM9L LO 60/40 WHR XFT R8 120 XXXX SCT LP830 FX/XX CXXX XXX | Indoor Luminaires | Linear Ambient | Linear Ambient Luminaires w/ Indirect component | Standard | FALSE | [9 empty] | 41859 | Not Yet Verified | Not Yet Verified | NotYetVerified |  | 3 | 5322 | 90.57 | 58.76 | 7.4 | 0.982 | 3047 | 82.88
P000004BJ | Acuity Brands Lighting | Peerless Lighting | SPM9L LO WHR XFT R12 120 XXXX SCT LP830 FX/XX CXXX XXX | Indoor Luminaires | Linear Ambient | Linear Ambient Luminaires w/ Indirect component | Standard | FALSE | [9 empty] | 41859 | Not Yet Verified | Not Yet Verified | NotYetVerified |  | 3 | 9393 | 106.57 | 88.14 | 7.4 | 0.982 | 3047 | 82.86
P000004BG | Acuity Brands Lighting | Peerless Lighting | SPM9L LO WHR XFT R8 120 XXXX SCT LP830 FX/XX CXXX XXX | Indoor Luminaires | Linear Ambient | Linear Ambient Luminaires w/ Indirect component | Standard | FALSE | [9 empty] | 41859 | Not Yet Verified | Not Yet Verified | NotYetVerified |  | 3 | 6262 | 106.57 | 58.76 | 7.4 | 0.982 | 3047 | 82.86
P0000049F | Acuity Brands Lighting | Lithonia Lighting | STL460LXXXXXXLP850XXXXXXXXXXXXX | Indoor Luminaires | Linear Ambient | Direct Linear Ambient Luminaires | Premium | TRUE | 5964 | 112.11 | 53.2 | 19.77 | 0.91 | 5000 | 83.9 | 5 |  | 41856 | Not Yet Verified | Not Yet Verified | NotYetVerified |  | 3 | 5964 | 112.1 | 53.2 | 19.77 | 0.91 | 5000 | 83.9
P0000049E | Acuity Brands Lighting | Lithonia Lighting | STL460LXXXXXXLP830XXXXXXXXXXXXX | Indoor Luminaires | Linear Ambient | Direct Linear Ambient Luminaires | Standard | TRUE | 5294 | 99.34 | 53.29 | 19.77 | 0.91 | 3065 | 82.93 | 5 |  | 41856 |  |  | NotYetVerified |  | 3 | 5294 | 99.3 | 53.29 | 19.77 | 0.91 | 3065 | 82.93
P0000049D | Acuity Brands Lighting | Lithonia Lighting | STL440LXXXXXXLP830XXXXXXXXXXXXX | Indoor Luminaires | Linear Ambient | Direct Linear Ambient Luminaires | Standard | TRUE | 3693 | 105.7 | 34.94 | 19.77 | 0.91 | 3056 | 82.94 | 5 |  | 41856 |  |  | NotYetVerified |  | 3 | 3693 | 105.7 | 34.94 | 19.77 | 0.91 | 3056 | 82.94
P0000049A | Acuity Brands Lighting | Lithonia Lighting | STL220LXXXXXXLP850XXXXXXXXXXXXX | Indoor Luminaires | Linear Ambient | Direct Linear Ambient Luminaires | Premium | TRUE | 2209 | 112.19 | 19.69 | 16.91 | 0.88 | 4948 | 83.68 | 5 | 50000 | 41856 |  |  | NotYetVerified |  | 3.1 | 2209 | 112.2 | 19.69 | 16.91 | 0.88 | 4948 | 83.68
P0000049K | Acuity Brands Lighting | Lithonia Lighting | STL448LXXXXXXLP835XXXXXXXXXXXXX | Indoor Luminaires | Linear Ambient | Direct Linear Ambient Luminaires | Premium | TRUE | 5532 | 121.56 | 45.51 | 16.91 | 0.88 | 3538 | 84.6 | 5 |  | 41856 |  |  | NotYetVerified |  | 3.1 | 4846.8 | 107.23 | 45.2 | 19.77 | 0.91 | 3500 | 82.94
P00000497 | Acuity Brands Lighting | Lithonia Lighting | STL240LXXXXXXLP850XXXXXXXXXXXXX | Indoor Luminaires | Linear Ambient | Direct Linear Ambient Luminaires | Standard | TRUE | 3889 | 99.46 | 39.1 | 16.91 | 0.88 | 5032 | 83.89 | 5 |  | 41856 |  |  | NotYetVerified |  | 3 | 3889 | 99.5 | 39.1 | 16.91 | 0.88 | 5032 | 83.89
P00000496 | Acuity Brands Lighting | Lithonia Lighting | STL240LXXXXXXLP830XXXXXXXXXXXXX | Indoor Luminaires | Linear Ambient | Direct Linear Ambient Luminaires | Standard | TRUE | 3443 | 88.17 | 39.05 | 16.91 | 0.88 | 3079 | 82.98 | 5 |  | 41856 |  |  | NotYetVerified |  | 3 | 3443 | 88.2 | 39.05 | 16.91 | 0.88 | 3079 | 82.98
P00000495 | Acuity Brands Lighting | Lithonia Lighting | STL220LXXXXXXLP830XXXXXXXXXXXXX | Indoor Luminaires | Linear Ambient | Direct Linear Ambient Luminaires | Standard | TRUE | 1965 | 99.75 | 19.7 | 16.91 | 0.88 | 3052 | 82.87 | 5 |  | 41856 |  |  | NotYetVerified |  | 3 | 1965 | 99.8 | 19.7 | 16.91 | 0.88 | 3052 | 82.87
P00000491 | Acuity Brands Lighting | Lithonia Lighting | STL430LXXXXXXLP830XXXXXXXXXXXXX | Indoor Luminaires | Linear Ambient | Direct Linear Ambient Luminaires | Premium | TRUE | 2908 | 109.28 | 26.61 | 16.91 | 0.88 | 3051 | 82.92 | 5 |  | 41856 | Not Yet Verified | Not Yet Verified | NotYetVerified |  | 3 | 2908 | 109.3 | 26.61 | 16.91 | 0.88 | 3051 | 82.92
P0000049M | Acuity Brands Lighting | Lithonia Lighting | STL448LXXXXXXLP850XXXXXXXXXXXXX | Indoor Luminaires | Linear Ambient | Direct Linear Ambient Luminaires | Premium | FALSE | [9 empty] | 41856 | Not Yet Verified | Not Yet Verified | NotYetVerified |  | 3 | 5184 | 114.79 | 45.16 | 19.77 | 0.91 | 4997 | 83.84
P0000049I | Acuity Brands Lighting | Lithonia Lighting | STL440LXXXXXXLP850XXXXXXXXXXXXX | Indoor Luminaires | Linear Ambient | Direct Linear Ambient Luminaires | Premium | FALSE | [9 empty] | 41856 | Not Yet Verified | Not Yet Verified | NotYetVerified |  | 3 | 4134 | 118.38 | 34.92 | 19.77 | 0.91 | 4987 | 83.87
P00000494 | Acuity Brands Lighting | Lithonia Lighting | STL430LXXXXXXLP850XXXXXXXXXXXXX | Indoor Luminaires | Linear Ambient | Direct Linear Ambient Luminaires | Premium | FALSE | [9 empty] | 41856 | Not Yet Verified | Not Yet Verified | NotYetVerified |  | 3 | 3287 | 123.6 | 26.6 | 16.91 | 0.88 | 4966 | 83.8
P0000049C | Acuity Brands Lighting | Lithonia Lighting | STL240LXXXXXXLP840XXXXXXXXXXXXX | Indoor Luminaires | Linear Ambient | Direct Linear Ambient Luminaires | Standard | FALSE | [9 empty] | 41856 | Not Yet Verified | Not Yet Verified | NotYetVerified |  | 3 | 3795.9 | 97.2 | 39.05 | 16.91 | 0.88 | 4000 | 82.98
P0000049L | Acuity Brands Lighting | Lithonia Lighting | STL448LXXXXXXLP840XXXXXXXXXXXXX | Indoor Luminaires | Linear Ambient | Direct Linear Ambient Luminaires | Premium | FALSE | [9 empty] | 41856 | Not Yet Verified | Not Yet Verified | NotYetVerified |  | 3 | 5089.14 | 112.59 | 45.2 | 19.77 | 0.91 | 4000 | 82.94
P0000049H | Acuity Brands Lighting | Lithonia Lighting | STL440LXXXXXXLP840XXXXXXXXXXXXX | Indoor Luminaires | Linear Ambient | Direct Linear Ambient Luminaires | Premium | FALSE | [9 empty] | 41856 | Not Yet Verified | Not Yet Verified | NotYetVerified |  | 3 | 4071.53 | 116.53 | 34.94 | 19.77 | 0.91 | 4000 | 82.94
P0000049O | Acuity Brands Lighting | Lithonia Lighting | STL460LXXXXXXLP840XXXXXXXXXXXXX | Indoor Luminaires | Linear Ambient | Direct Linear Ambient Luminaires | Premium | FALSE | [9 empty] | 41856 | Not Yet Verified | Not Yet Verified | NotYetVerified |  | 3 | 5836.64 | 109.52 | 53.29 | 19.77 | 0.91 | 4000 | 82.93
P00000493 | Acuity Brands Lighting | Lithonia Lighting | STL430LXXXXXXLP840XXXXXXXXXXXXX | Indoor Luminaires | Linear Ambient | Direct Linear Ambient Luminaires | Premium | FALSE | [9 empty] | 41856 | Not Yet Verified | Not Yet Verified | NotYetVerified |  | 3 | 3206.1 | 120.5 | 26.61 | 16.91 | 0.88 | 4000 | 82.92
P00000499 | Acuity Brands Lighting | Lithonia Lighting | STL220LXXXXXXLP840XXXXXXXXXXXXX | Indoor Luminaires | Linear Ambient | Direct Linear Ambient Luminaires | Premium | FALSE | [9 empty] | 41856 | Not Yet Verified | Not Yet Verified | NotYetVerified |  | 3 | 2166.4 | 110 | 19.7 | 16.91 | 0.88 | 4000 | 82.87
P0000049B | Acuity Brands Lighting | Lithonia Lighting | STL240LXXXXXXLP835XXXXXXXXXXXXX | Indoor Luminaires | Linear Ambient | Direct Linear Ambient Luminaires | Standard | FALSE | [9 empty] | 41856 | Not Yet Verified | Not Yet Verified | NotYetVerified |  | 3 | 3615.2 | 92.6 | 39.05 | 16.91 | 0.88 | 3500 | 82.98
P0000049G | Acuity Brands Lighting | Lithonia Lighting | STL440LXXXXXXLP835XXXXXXXXXXXXX | Indoor Luminaires | Linear Ambient | Direct Linear Ambient Luminaires | Premium | FALSE | [9 empty] | 41856 | Not Yet Verified | Not Yet Verified | NotYetVerified |  | 3 | 3877.65 | 110.99 | 34.94 | 19.77 | 0.91 | 3500 | 82.94
P0000049N | Acuity Brands Lighting | Lithonia Lighting | STL460LXXXXXXLP835XXXXXXXXXXXXX | Indoor Luminaires | Linear Ambient | Direct Linear Ambient Luminaires | Standard | FALSE | [9 empty] | 41856 | Not Yet Verified | Not Yet Verified | NotYetVerified |  | 3 | 5558.7 | 104.31 | 53.29 | 19.77 | 0.91 | 3500 | 82.93
P00000492 | Acuity Brands Lighting | Lithonia Lighting | STL430LXXXXXXLP835XXXXXXXXXXXXX | Indoor Luminaires | Linear Ambient | Direct Linear Ambient Luminaires | Premium | FALSE | [9 empty] | 41856 | Not Yet Verified | Not Yet Verified | NotYetVerified |  | 3 | 3053.4 | 114.7 | 26.61 | 16.91 | 0.88 | 3500 | 82.92
P00000498 | Acuity Brands Lighting | Lithonia Lighting | STL220LXXXXXXLP835XXXXXXXXXXXXX | Indoor Luminaires | Linear Ambient | Direct Linear Ambient Luminaires | Standard | FALSE | [9 empty] | 41856 | Not Yet Verified | Not Yet Verified | NotYetVerified |  | 3 | 2063.3 | 104.7 | 19.7 | 16.91 | 0.88 | 3500 | 82.87
P0000049J | Acuity Brands Lighting | Lithonia Lighting | STL448LXXXXXXLP830XXXXXXXXXXXXX | Indoor Luminaires | Linear Ambient | Direct Linear Ambient Luminaires | Standard | FALSE | [9 empty] | 41856 | Not Yet Verified | Not Yet Verified | NotYetVerified |  | 3 | 4616 | 102.12 | 45.2 | 19.77 | 0.91 | 3062 | 82.94
P00001KAV | Save Energy Lighting Ltd. | PargaDE | SE-IP67-4-24-140-841-3-C-X-Y | Indoor Luminaires | Linear Ambient | Direct Linear Ambient Luminaires | Standard | TRUE | 6502 | 108 | 60.2 | 6.7 | 0.972 | 4038 | 81.36 | 5 | 90000 | 41855 |  |  | NotYetVerified | X = Cord ConnectionY = Cord Length | 3 | 5900 | 113.5 | 52 | 15 | 0.95 | 4100 | 82
P00001KAZ | Save Energy Lighting Ltd. | PargaDE | SE-IP67-4-24-210-841-3-C-X-Y | Indoor Luminaires | Linear Ambient | Direct Linear Ambient Luminaires | Standard | TRUE | 9909 | 105.5 | 93.9 | 8.16 | 0.953 | 4044 | 83.07 | 5 | 90000 | 41855 |  |  | NotYetVerified | X = Cord ConnectionY = Cord Length | 3 | 8800 | 102.8 | 87 | 15 | 0.95 | 4100 | 82
P00001KAX | Save Energy Lighting Ltd. | PargaDE | SE-IP67-4-14-110-841-3-C-X-Y | Indoor Luminaires | Linear Ambient | Direct Linear Ambient Luminaires | Standard | TRUE | 5009 | 111.4 | 45 | 8.6 | 0.946 | 4138 | 81.16 | 5 | 90000 | 41855 |  |  | NotYetVerified | X = Cord ConnectionY = Cord Length | 3 |  | 107.5 | 40 | 15 | 0.95 | 4100 | 82
P00001EJW | Shinelong Technology Corp. LTD | Shinelong | SL-A65F4-40-C(4000K) | Indoor Luminaires | Linear Ambient | Direct Linear Ambient Luminaires | Standard | TRUE | 4131.7 | 104.36 | 39.59 | 19.51 | 0.926 | 4193 | 85.3 | 5 | 50000 | 41855 |  |  | NotYetVerified | Updated on 11/28/2016 | 3 | 4200 | 105 | 40 | 20 | 0.9 | 4000 | 80
P00001EJU | Shinelong Technology Corp. LTD | Shinelong | SL-A65F2-30-P(4000K) | Indoor Luminaires | Linear Ambient | Direct Linear Ambient Luminaires | Standard | TRUE | 2940.35 | 100.77 | 29.18 | 17.38 | 0.898 | 4204 | 85.5 | 5 | 50000 | 41855 |  |  | NotYetVerified |  | 3 | 2900 | 100 | 30 | 20 | 0.9 | 4000 | 80
P00001EJX | Shinelong Technology Corp. LTD | Shinelong | SL-A65F4-40-P(5000K) | Indoor Luminaires | Linear Ambient | Direct Linear Ambient Luminaires | Standard | FALSE | [9 empty] | 41855 |  |  | NotYetVerified | Updated on 11/28/2016 | 3 | 4200 | 105 | 40 | 20 | 0.9 | 5000 | 80
P00001EJV | Shinelong Technology Corp. LTD | Shinelong | SL-A65F2-30-C(5000K) | Indoor Luminaires | Linear Ambient | Direct Linear Ambient Luminaires | Standard | FALSE | [9 empty] | 41855 |  |  | NotYetVerified |  | 3 | 2900 | 100 | 30 | 20 | 0.9 | 5000 | 80
P0000048C | Acuity Brands Lighting | Peerless Lighting | SQM4 HI / LO XFT R4 120 EZB XXX LP835 FX/XX CXXX XXX | Indoor Luminaires | Linear Ambient | Linear Ambient Luminaires w/ Indirect component | Standard | TRUE | 5108.58 | 83.61 | 61.1 | 6.08 | 0.986 | 3491 | 83.6 | 5 |  | 41852 |  |  | NotYetVerified |  | 3 | 5108 | 83.61 | 61.1 | 6.08 | 0.99 | 3491 | 83.6
P0000048B | Acuity Brands Lighting | Peerless Lighting | SQM4 LO / LO ASO XFT R4 120 EZB XXX LP835 FX/XX CXXX XXX | Indoor Luminaires | Linear Ambient | Linear Ambient Luminaires w/ Indirect component | Standard | TRUE | 3369.8 | 85.7 | 39.32 | 6.08 | 0.986 | 3451 | 83.3 | 5 |  | 41852 |  |  | NotYetVerified |  | 3 | 3369.8 | 85.7 | 39.32 | 7.32 | 0.98 | 3451 | 83.3
P0000048D | Acuity Brands Lighting | Peerless Lighting | SQM4 HI / LO XFT R8 120 EZB XXX LP835 FX/XX CXXX XXX | Indoor Luminaires | Linear Ambient | Linear Ambient Luminaires w/ Indirect component | Standard | FALSE | [9 empty] | 41852 | Not Yet Verified | Not Yet Verified | NotYetVerified |  | 3 | 10216 | 83.61 | 122.2 | 6.08 | 0.99 | 3491 | 83.6
P0000048F | Acuity Brands Lighting | Peerless Lighting | SQM4 LO / LO XFT R8 120 EZB XXX LP835 FX/XX CXXX XXX | Indoor Luminaires | Linear Ambient | Linear Ambient Luminaires w/ Indirect component | Standard | FALSE | [9 empty] | 41852 | Not Yet Verified | Not Yet Verified | NotYetVerified |  | 3 | 7002 | 92.1 | 76.02 | 7.32 | 0.99 | 3466 | 83.7
P0000048E | Acuity Brands Lighting | Peerless Lighting | SQM4 LO / LO XFT R4 120 EZB XXX LP835 FX/XX CXXX XXX | Indoor Luminaires | Linear Ambient | Linear Ambient Luminaires w/ Indirect component | Standard | FALSE | [9 empty] | 41852 | Not Yet Verified | Not Yet Verified | NotYetVerified |  | 3 | 3501 | 92.1 | 38.01 | 7.32 | 0.99 | 3466 | 83.7
P0000048G | Acuity Brands Lighting | Peerless Lighting | SQM4 LO / LO ASO XFT R8 120 EZB XXX LP835 FX/XX CXXX XXX | Indoor Luminaires | Linear Ambient | Linear Ambient Luminaires w/ Indirect component | Standard | FALSE | [9 empty] | 41852 | Not Yet Verified | Not Yet Verified | NotYetVerified |  | 3 | 6739.6 | 85.7 | 78.64 | 7.32 | 0.98 | 3451 | 83.3
P0000193L | Shenzhen Ruizi Light Electricity Technology Co. Ltd. | ERVAN | L07G 1500MM-A F 3000K | Indoor Luminaires | Linear Ambient | Direct Linear Ambient Luminaires | Standard | TRUE | 5852.28 | 97.8 | 59.7 | 15.4 | 0.94 | 2958 | 83.8 | 5 | 50000 | 41851 |  |  | NotYetVerified |  | 3 | 6175 | 95 | 65 | 20 | 0.93 | 3000 | 80
P0000193F | Shenzhen Ruizi Light Electricity Technology Co. Ltd. | ERVAN | L07G 1500MM-A C 3000K | Indoor Luminaires | Linear Ambient | Direct Linear Ambient Luminaires | Standard | TRUE | 6529.66 | 109.63 | 59.8 | 16.2 | 0.93 | 2926 | 82.9 | 5 | 50000 | 41851 |  |  | NotYetVerified |  | 3 | 6825 | 105 | 65 | 20 | 0.93 | 3000 | 80
P0000193I | Shenzhen Ruizi Light Electricity Technology Co. Ltd. | ERVAN | L07G 1500MM C 3000K | Indoor Luminaires | Linear Ambient | Direct Linear Ambient Luminaires | Standard | TRUE | 5146.05 | 109.65 | 46.97 | 12.9 | 0.92 | 2956 | 83 | 5 | 50000 | 41851 |  |  | NotYetVerified |  | 3 | 5250 | 105 | 50 | 20 | 0.93 | 3000 | 80
P0000193C | Shenzhen Ruizi Light Electricity Technology Co. Ltd. | ERVAN | L07G 1500MM F 3000K | Indoor Luminaires | Linear Ambient | Direct Linear Ambient Luminaires | Standard | TRUE | 4591.59 | 97.38 | 46.73 | 15.5 | 0.91 | 2969 | 84 | 5 | 50000 | 41851 |  |  | NotYetVerified |  | 3 | 4750 | 95 | 50 | 20 | 0.93 | 3000 | 80
P0000193O | Shenzhen Ruizi Light Electricity Technology Co. Ltd. | ERVAN | L07G 1200MM F 3000K | Indoor Luminaires | Linear Ambient | Direct Linear Ambient Luminaires | Standard | TRUE | 3684.2 | 96.77 | 37.74 | 11.3 | 0.88 | 2958 | 83.8 | 5 | 50000 | 41851 |  |  | NotYetVerified |  | 3 | 3800 | 95 | 40 | 20 | 0.93 | 3000 | 80
P0000193R | Shenzhen Ruizi Light Electricity Technology Co. Ltd. | ERVAN | L07G 1200MM C 3000K | Indoor Luminaires | Linear Ambient | Direct Linear Ambient Luminaires | Standard | TRUE | 4242.76 | 109.94 | 36.67 | 8.3 | 0.88 | 2939 | 83 | 5 | 50000 | 41851 |  |  | NotYetVerified |  | 3 | 4200 | 105 | 40 | 20 | 0.93 | 3000 | 80
P0000193N | Shenzhen Ruizi Light Electricity Technology Co. Ltd. | ERVAN | L07G 1500MM-A F 5000K | Indoor Luminaires | Linear Ambient | Direct Linear Ambient Luminaires | Standard | FALSE | [9 empty] | 41851 |  |  | NotYetVerified |  | 3 | 6175 | 95 | 65 | 20 | 0.93 | 5000 | 80
P0000193K | Shenzhen Ruizi Light Electricity Technology Co. Ltd. | ERVAN | L07G 1500MM C 5000K | Indoor Luminaires | Linear Ambient | Direct Linear Ambient Luminaires | Standard | FALSE | [9 empty] | 41851 |  |  | NotYetVerified |  | 3 | 5250 | 105 | 50 | 20 | 0.93 | 5000 | 80
P0000193E | Shenzhen Ruizi Light Electricity Technology Co. Ltd. | ERVAN | L07G 1500MM F 5000K | Indoor Luminaires | Linear Ambient | Direct Linear Ambient Luminaires | Standard | FALSE | [9 empty] | 41851 |  |  | NotYetVerified |  | 3 | 4750 | 95 | 50 | 20 | 0.93 | 5000 | 80
P0000193T | Shenzhen Ruizi Light Electricity Technology Co. Ltd. | ERVAN | L07G 1200MM C 5000K | Indoor Luminaires | Linear Ambient | Direct Linear Ambient Luminaires | Standard | FALSE | [9 empty] | 41851 |  |  | NotYetVerified |  | 3 | 4200 | 105 | 40 | 20 | 0.93 | 5000 | 80
P0000193Q | Shenzhen Ruizi Light Electricity Technology Co. Ltd. | ERVAN | L07G 1200MM F 5000K | Indoor Luminaires | Linear Ambient | Direct Linear Ambient Luminaires | Standard | FALSE | [9 empty] | 41851 |  |  | NotYetVerified |  | 3 | 3800 | 95 | 40 | 20 | 0.93 | 5000 | 80
P0000193G | Shenzhen Ruizi Light Electricity Technology Co. Ltd. | ERVAN | L07G 1500MM-A C 4000K | Indoor Luminaires | Linear Ambient | Direct Linear Ambient Luminaires | Standard | FALSE | [9 empty] | 41851 |  |  | NotYetVerified |  | 3 | 6825 | 105 | 65 | 20 | 0.93 | 4000 | 80
P0000193M | Shenzhen Ruizi Light Electricity Technology Co. Ltd. | ERVAN | L07G 1500MM-A F 4000K | Indoor Luminaires | Linear Ambient | Direct Linear Ambient Luminaires | Standard | FALSE | [9 empty] | 41851 |  |  | NotYetVerified |  | 3 | 6175 | 95 | 65 | 20 | 0.93 | 4000 | 80
P0000193J | Shenzhen Ruizi Light Electricity Technology Co. Ltd. | ERVAN | L07G 1500MM C 4000K | Indoor Luminaires | Linear Ambient | Direct Linear Ambient Luminaires | Standard | FALSE | [9 empty] | 41851 |  |  | NotYetVerified |  | 3 | 5250 | 105 | 50 | 20 | 0.93 | 4000 | 80
P0000193D | Shenzhen Ruizi Light Electricity Technology Co. Ltd. | ERVAN | L07G 1500MM F 4000K | Indoor Luminaires | Linear Ambient | Direct Linear Ambient Luminaires | Standard | FALSE | [9 empty] | 41851 |  |  | NotYetVerified |  | 3 | 4750 | 95 | 50 | 20 | 0.93 | 4000 | 80
P0000193S | Shenzhen Ruizi Light Electricity Technology Co. Ltd. | ERVAN | L07G 1200MM C 4000K | Indoor Luminaires | Linear Ambient | Direct Linear Ambient Luminaires | Standard | FALSE | [9 empty] | 41851 |  |  | NotYetVerified |  | 3 | 4200 | 105 | 40 | 20 | 0.93 | 4000 | 80
P0000193P | Shenzhen Ruizi Light Electricity Technology Co. Ltd. | ERVAN | L07G 1200MM F 4000K | Indoor Luminaires | Linear Ambient | Direct Linear Ambient Luminaires | Standard | FALSE | [9 empty] | 41851 |  |  | NotYetVerified |  | 3 | 3800 | 95 | 40 | 20 | 0.93 | 4000 | 80
P0000041S | Acuity Brands Lighting | Peerless Lighting | VMM9 HI XFT R4 120 EZB SCT LP840 FX/XX CXXX XXX | Indoor Luminaires | Linear Ambient | Linear Ambient Luminaires w/ Indirect component | Standard | TRUE | 4467 | 89.88 | 49.7 | 5.57 | 0.9935 | 3756 | 82.28 | 5 |  | 41842 |  |  | NotYetVerified |  | 3 | 4467 | 89.88 | 49.7 | 5.57 | 0.99 | 3756 | 82.28
P0000041R | Acuity Brands Lighting | Peerless Lighting | VMM9 HI XFT R4 120 EZB SCT LP835 FX/XX CXXX XXX | Indoor Luminaires | Linear Ambient | Linear Ambient Luminaires w/ Indirect component | Standard | TRUE | 4346 | 87.89 | 49.45 | 5.57 | 0.9935 | 3297 | 82.16 | 5 |  | 41842 |  |  | NotYetVerified |  | 3 | 4346 | 87.89 | 49.45 | 5.57 | 0.99 | 3297 | 82.16
P0000041N | Acuity Brands Lighting | Peerless Lighting | VMM9 HI 0/100 XFT R4 120 EZB SCT LP835 FX/XX CXXX XXX | Indoor Luminaires | Linear Ambient | Direct Linear Ambient Luminaires | Standard | TRUE | 4266 | 86.39 | 49.38 | 5.57 | 0.9935 | 3270 | 82.28 | 5 |  | 41842 |  |  | NotYetVerified |  | 3 | 4266 | 86.39 | 49.38 | 5.57 | 0.99 | 3270 | 82.28
P0000041Y | Acuity Brands Lighting | Peerless Lighting | VMM9 HI XFT R8 277 EZB SCT LP840 FX/XX CXXX XXX | Indoor Luminaires | Linear Ambient | Linear Ambient Luminaires w/ Indirect component | Standard | FALSE | [9 empty] | 41842 | Not Yet Verified | Not Yet Verified | NotYetVerified |  | 3 | 8934 | 89.88 | 99.4 | 15.24 | 0.92 | 3756 | 82.28
P0000041W | Acuity Brands Lighting | Peerless Lighting | VMM9 HI XFT R8 120 EZB SCT LP840 FX/XX CXXX XXX | Indoor Luminaires | Linear Ambient | Linear Ambient Luminaires w/ Indirect component | Standard | FALSE | [9 empty] | 41842 | Not Yet Verified | Not Yet Verified | NotYetVerified |  | 3 | 8934 | 89.88 | 99.4 | 15.24 | 0.99 | 3756 | 82.28
P0000041U | Acuity Brands Lighting | Peerless Lighting | VMM9 HI XFT R4 277 EZB SCT LP840 FX/XX CXXX XXX | Indoor Luminaires | Linear Ambient | Linear Ambient Luminaires w/ Indirect component | Standard | FALSE | [9 empty] | 41842 | Not Yet Verified | Not Yet Verified | NotYetVerified |  | 3 | 4467 | 89.88 | 49.7 | 15.24 | 0.92 | 3756 | 82.28
P0000041X | Acuity Brands Lighting | Peerless Lighting | VMM9 HI XFT R8 277 EZB SCT LP835 FX/XX CXXX XXX | Indoor Luminaires | Linear Ambient | Linear Ambient Luminaires w/ Indirect component | Standard | FALSE | [9 empty] | 41842 | Not Yet Verified | Not Yet Verified | NotYetVerified |  | 3 | 8692 | 87.89 | 98.9 | 15.24 | 0.92 | 3297 | 82.16
P0000041V | Acuity Brands Lighting | Peerless Lighting | VMM9 HI XFT R8 120 EZB SCT LP835 FX/XX CXXX XXX | Indoor Luminaires | Linear Ambient | Linear Ambient Luminaires w/ Indirect component | Standard | FALSE | [9 empty] | 41842 | Not Yet Verified | Not Yet Verified | NotYetVerified |  | 3 | 8692 | 87.89 | 98.9 | 15.24 | 0.99 | 3297 | 82.16
P0000041T | Acuity Brands Lighting | Peerless Lighting | VMM9 HI XFT R4 277 EZB SCT LP835 FX/XX CXXX XXX | Indoor Luminaires | Linear Ambient | Linear Ambient Luminaires w/ Indirect component | Standard | FALSE | [9 empty] | 41842 | Not Yet Verified | Not Yet Verified | NotYetVerified |  | 3 | 4346 | 87.89 | 49.45 | 15.24 | 0.92 | 3297 | 82.16
P0000041Q | Acuity Brands Lighting | Peerless Lighting | VMM9 HI 0/100 XFT R8 277 EZB SCT LP835 FX/XX CXXX XXX | Indoor Luminaires | Linear Ambient | Direct Linear Ambient Luminaires | Standard | FALSE | [9 empty] | 41842 | Not Yet Verified | Not Yet Verified | NotYetVerified |  | 3 | 8532 | 86.39 | 98.76 | 15.24 | 0.92 | 3270 | 82.28
P0000041O | Acuity Brands Lighting | Peerless Lighting | VMM9 HI 0/100 XFT R4 277 EZB SCT LP835 FX/XX CXXX XXX | Indoor Luminaires | Linear Ambient | Direct Linear Ambient Luminaires | Standard | FALSE | [9 empty] | 41842 | Not Yet Verified | Not Yet Verified | NotYetVerified |  | 3 | 4266 | 86.39 | 49.38 | 15.24 | 0.92 | 3270 | 82.28
P0000041P | Acuity Brands Lighting | Peerless Lighting | VMM9 HI 0/100 XFT R8 120 EZB SCT LP835 FX/XX CXXX XXX | Indoor Luminaires | Linear Ambient | Direct Linear Ambient Luminaires | Standard | FALSE | [9 empty] | 41842 | Not Yet Verified | Not Yet Verified | NotYetVerified |  | 3 | 8532 | 86.39 | 98.76 | 5.57 | 0.99 | 3270 | 82.28
P0000193H | Shenzhen Ruizi Light Electricity Technology Co. Ltd. | ERVAN | L07G 1500MM-A C 5000K | Indoor Luminaires | Linear Ambient | Direct Linear Ambient Luminaires | Standard | FALSE | [9 empty] | 41841 |  |  | NotYetVerified |  | 3 | 6825 | 105 | 65 | 20 | 0.93 | 5000 | 80
P00001L45 | Care Technology LLC | Care Technology | ENI-449-36ZWW [M Bracket Dial Tilt Angle zero degrees and 120v Only] | Indoor Luminaires | Linear Ambient | Direct Linear Ambient Luminaires | Standard | TRUE | 2582.56 | 87.98 | 29.36 | 7.8 | 0.9703 | 4911 | 85.9 | 5 | 77000 | 41837 |  |  | NotYetVerified |  | 3 |  |  |  |  | 0.97 | 5000
P00000WOY | Industrial Lighting Products | Industrial Lighting Products | F108-[Any Width Between 3.125-12'']-100WLED-UNIV-2700K-CHAN-[ALL OPTIONS EXCEPT FRLK and SD480] | Indoor Luminaires | Linear Ambient | Direct Linear Ambient Luminaires | Standard | TRUE | 11100 | 97.8 | 113.5 | 13.4 | 0.936 | 2800 | 82 | 5 |  | 41835 |  |  | NotYetVerified |  | 3 | 11100 | 97.8 | 113.5 | 13.4 | 0.936 | 2700 | 80
P00000WP1 | Industrial Lighting Products | Industrial Lighting Products | F108-[Any Width Between 3.5125'-12'']-100WLED-UNIV-4000K-CHAN-[ALL OPTIONS EXCEPT FRLK and SD480] | Indoor Luminaires | Linear Ambient | Direct Linear Ambient Luminaires | Standard | FALSE | [9 empty] | 41835 |  |  | NotYetVerified |  | 3 | 12890 | 114.68 | 112.4 | 13.4 | 0.936 | 4000 | 80
P00000WP0 | Industrial Lighting Products | Industrial Lighting Products | F108-[Any Width Between 3.125''-12'']-100WLED-UNIV-3500K-CHAN-[ALL OPTIONS EXCEPT FRLK and SD480] | Indoor Luminaires | Linear Ambient | Direct Linear Ambient Luminaires | Standard | FALSE | [9 empty] | 41835 |  |  | NotYetVerified |  | 3 | 12202 | 107.98 | 113 | 13.4 | 0.936 | 3500 | 80
P00000WOZ | Industrial Lighting Products | Industrial Lighting Products | F108-[Any Width Between 3.125''-12'']-100WLED-UNIV-3000K-CHAN-[ALL OPTIONS EXCEPT FRLK and SD480] | Indoor Luminaires | Linear Ambient | Direct Linear Ambient Luminaires | Standard | FALSE | [9 empty] | 41835 |  |  | NotYetVerified |  | 3 | 11513 | 101.89 | 113 | 13.4 | 0.936 | 3000 | 80
P00000WOU | Industrial Lighting Products | Industrial Lighting Products | F10X-[Any Width Between 2.5''-12'']-60WLED-UNIV-2700K-CHAN-[ALL OPTIONS EXCEPT FRLK and SD480] | Indoor Luminaires | Linear Ambient | Direct Linear Ambient Luminaires | Standard | TRUE | 5231 | 88.4 | 59.2 | 7.88 | 0.971 | 2792 | 82.3 | 5 |  | 41834 |  |  | NotYetVerified |  | 3 | 5231 | 88.36 | 59.2 | 5.46 | 0.971 | 2700 | 80
P00000WOX | Industrial Lighting Products | Industrial Lighting Products | F10X-[Any Width Between 2.5''-12'']-60WLED-UNIV-4000K-CHAN-[ALL OPTIONS EXCEPT FRLK and SD480] | Indoor Luminaires | Linear Ambient | Direct Linear Ambient Luminaires | Standard | FALSE | [9 empty] | 41834 |  |  | NotYetVerified |  | 3 | 6212 | 104.93 | 59.2 | 5.46 | 0.971 | 4000 | 80
P00000WOW | Industrial Lighting Products | Industrial Lighting Products | F10X-[Any Width Between 2.5''-12'']-60WLED-UNIV-3500K-CHAN-[ALL OPTIONS EXCEPT FRLK and SD480] | Indoor Luminaires | Linear Ambient | Direct Linear Ambient Luminaires | Standard | FALSE | [9 empty] | 41834 |  |  | NotYetVerified |  | 3 | 5835 | 98.56 | 59.2 | 5.46 | 0.971 | 3500 | 80
P00000WOV | Industrial Lighting Products | Industrial Lighting Products | F10X-[Any Width Between 2.5''-12'']-60WLED-UNIV-3000K-CHAN-[ALL OPTIONS EXCEPT FRLK and SD480] | Indoor Luminaires | Linear Ambient | Direct Linear Ambient Luminaires | Standard | FALSE | [9 empty] | 41834 |  |  | NotYetVerified |  | 3 | 5457 | 92.19 | 59.2 | 5.46 | 0.971 | 3000 | 80
P000018QN | Revolution Lighting Technologies | Seesmart | 110401-101 | Indoor Luminaires | Linear Ambient | Direct Linear Ambient Luminaires | Standard | TRUE | 5907.64 | 95.48 | 63.4 | 15.7 | 0.93 | 4398 | 86 | 5 | 50000 | 41830 |  |  | NotYetVerified |  | 3 | 5907 | 95.48 | 63.4 |  |  | 4500 | 86
P00001FOX | Mission LED Lighting Company Ltd. | Mission LED | MS-TF-022-BD | Indoor Luminaires | Linear Ambient | Direct Linear Ambient Luminaires | Standard | TRUE | 5907.64 | 95.48 | 63.4 | 15.7 | 0.93 | 4398 | 86 | 5 | 50000 | 41827 |  |  | NotYetVerified |  | 3 | 5907 | 95.48 | 63.4 |  |  | 4500 | 86
P00001IA0 | Shanghai Hongbao Lighting Co. Ltd. | HONGBAO | LS-4-1L/HL/DM-4000K [120-277V] | Indoor Luminaires | Linear Ambient | Direct Linear Ambient Luminaires | Standard | TRUE | 3024.3 | 84.76 | 35.68 | 18.4 | 0.913 | 4182 | 83.6 | 5 | 50000 | 41827 |  |  | NotYetVerified |  | 3 | 3000 | 84.76 | 36 |  | 0.996 | 4000 | 80
P00001I9Y | Shanghai Hongbao Lighting Co. Ltd. | HONGBAO | LS-4-1L/LW/DM-4000K [120-277V] | Indoor Luminaires | Linear Ambient | Direct Linear Ambient Luminaires | Standard | TRUE | 1958.7 | 83.9 | 23.35 | 18.64 | 0.885 | 4053 | 84.7 | 5 | 50000 | 41827 |  |  | NotYetVerified |  | 3 | 2000 | 83.9 | 24 |  | 0.991 | 4000 | 80
P00001IA1 | Shanghai Hongbao Lighting Co. Ltd. | HONGBAO | LS-4-1L/HL/DM-5000K [120-277V] | Indoor Luminaires | Linear Ambient | Direct Linear Ambient Luminaires | Standard | FALSE | [9 empty] | 41827 |  |  | NotYetVerified |  | 3 | 3000 | 89.19 | 36 |  | 0.996 | 5000 | 80
P00001I9Z | Shanghai Hongbao Lighting Co. Ltd. | HONGBAO | LS-4-1L/LW/DM-5000K [120-277V] | Indoor Luminaires | Linear Ambient | Direct Linear Ambient Luminaires | Standard | FALSE | [9 empty] | 41827 |  |  | NotYetVerified |  | 3 | 2000 | 89.06 | 24 |  | 0.991 | 5000 | 80
P00000TKV | GE Lighting Solutions | Lumination | EL-06-0-A4-[C G]-V-WHTE-XXX | Indoor Luminaires | Linear Ambient | Direct Linear Ambient Luminaires | Standard | TRUE | 8756.1 | 83.9 | 104.3 | 18.1 | 0.93 | 2674 | 83 | 5 | 50000 | 41820 |  |  | NotYetVerified |  | 3 | 8700 |  | 104 |  | 0.9 | 2700 | 80
P00000TL1 | GE Lighting Solutions | Lumination | EL-06-0-A3-[C G]-D-WHTE-XXX | Indoor Luminaires | Linear Ambient | Direct Linear Ambient Luminaires | Standard | FALSE | [9 empty] | 41820 |  |  | NotYetVerified |  | 3 | 9600 | 92 | 104 |  | 0.9 | 4000 | 80
P00000TKY | GE Lighting Solutions | Lumination | EL-06-0-A3-[C G]-V-WHTE-XXX | Indoor Luminaires | Linear Ambient | Direct Linear Ambient Luminaires | Standard | FALSE | [9 empty] | 41820 |  |  | NotYetVerified |  | 3 | 9600 | 92 | 104 |  | 0.9 | 4000 | 80
P00000TL0 | GE Lighting Solutions | Lumination | EL-06-0-A2-[C G]-D-WHTE-XXX | Indoor Luminaires | Linear Ambient | Direct Linear Ambient Luminaires | Standard | FALSE | [9 empty] | 41820 |  |  | NotYetVerified |  | 3 | 9300 | 89.4 | 104 | 20 | 0.9 | 3500 | 80
P00000TKX | GE Lighting Solutions | Lumination | EL-06-0-A2-[C G]-V-WHTE-XXX | Indoor Luminaires | Linear Ambient | Direct Linear Ambient Luminaires | Standard | FALSE | [9 empty] | 41820 |  |  | NotYetVerified |  | 3 | 9300 | 89.4 | 104 | 20 | 0.9 | 3500 | 80
P00000TKZ | GE Lighting Solutions | Lumination | EL-06-0-A1-[C G]-D-WHTE-XXX | Indoor Luminaires | Linear Ambient | Direct Linear Ambient Luminaires | Standard | FALSE | [9 empty] | 41820 |  |  | NotYetVerified |  | 3 | 9000 | 86.5 | 104 | 20 | 0.9 | 3000 | 80
P00000TKW | GE Lighting Solutions | Lumination | EL-06-0-A1-[C G]-V-WHTE-XXX | Indoor Luminaires | Linear Ambient | Direct Linear Ambient Luminaires | Standard | FALSE | [9 empty] | 41820 |  |  | NotYetVerified |  | 3 | 9000 | 86.5 | 104 | 20 | 0.9 | 3000 | 80
P00001EAC | Amerillum Brands | Alumen8E | E-CHP126L40LHUW-[All Mountings]-[OARM] | Indoor Luminaires | Linear Ambient | Direct Linear Ambient Luminaires | Standard | TRUE | 11747.58 | 104 | 113.16 | 8 | 0.98 | 4063 | 80 | 5 | 60000 | 41817 |  |  | NotYetVerified |  | 3 | 14400 | 120 | 120 |  |  | 4000 | 85
P00001KRY | Fluxwerx Illumination Inc | Fluxwerx | PR1xAB35x04x[S/D/B]M | Indoor Luminaires | Linear Ambient | Linear Ambient Luminaires w/ Indirect component | Standard | TRUE | 2612 | 89.8 | 29.1 | 17.3 | 0.93 | 3346 | 83.7 | 5 | 200000 | 41815 |  |  | NotYetVerified |  | 3 | 2700 | 92 | 29 | 20 | 0.9 | 3500 | 85
P00001KS6 | Fluxwerx Illumination Inc | Fluxwerx | PR1xAD40x04x[S/D/B]M | Indoor Luminaires | Linear Ambient | Linear Ambient Luminaires w/ Indirect component | Standard | TRUE | 4111 | 83.5 | 49.25 | 19.5 | 0.929 | 3879 | 84.6 | 5 | 200000 | 41815 |  |  | NotYetVerified |  | 3 | 4100 | 84 | 49 | 20 | 0.9 | 4000 | 85
P00001KRW | Fluxwerx Illumination Inc | Fluxwerx | VU1xAB35x04x[S/D/B]M | Indoor Luminaires | Linear Ambient | Linear Ambient Luminaires w/ Indirect component | Standard | TRUE | 2751 | 95.3 | 28.87 | 17.3 | 0.929 | 3403 | 84.1 | 5 | 200000 | 41815 |  |  | NotYetVerified |  | 3 | 2900 | 100 | 29 | 20 | 0.9 | 3500 | 83
P00001KS2 | Fluxwerx Illumination Inc | Fluxwerx | VU1xAD35x04x[S/D/B]M | Indoor Luminaires | Linear Ambient | Linear Ambient Luminaires w/ Indirect component | Standard | TRUE | 4292 | 88 | 48.79 | 19.7 | 0.927 | 3417 | 84.1 | 5 | 200000 | 41815 |  |  | NotYetVerified |  | 3 | 4500 | 92 | 49 | 20 | 0.9 | 3400 | 83
P00001KS4 | Fluxwerx Illumination Inc | Fluxwerx | PR1xAC35x04x[S/D/B]M | Indoor Luminaires | Linear Ambient | Linear Ambient Luminaires w/ Indirect component | Standard | TRUE | 3319 | 85.8 | 38.7 | 20.9 | 0.899 | 3348 | 83.7 | 5 | 200000 | 41815 |  |  | NotYetVerified |  | 3 | 3300 | 88 | 39 | 20 | 0.9 | 3500 | 85
P00001KS0 | Fluxwerx Illumination Inc | Fluxwerx | VU1xAC35x04x[S/D/B]M | Indoor Luminaires | Linear Ambient | Linear Ambient Luminaires w/ Indirect component | Standard | TRUE | 3513 | 91.7 | 38.32 | 21 | 0.898 | 3413 | 84.1 | 5 | 200000 | 41815 |  |  | NotYetVerified |  | 3 | 3700 | 95 | 39 | 20 | 0.9 | 3500 | 83
P00001KS5 | Fluxwerx Illumination Inc | Fluxwerx | PR1xAC40x04x[S/D/B]M | Indoor Luminaires | Linear Ambient | Linear Ambient Luminaires w/ Indirect component | Standard | FALSE | [9 empty] | 41815 |  |  | NotYetVerified |  | 3 | 3300 | 88 | 39 | 20 | 0.9 | 4000 | 85
P00001KRZ | Fluxwerx Illumination Inc | Fluxwerx | PR1xAB40x04x[S/D/B]M | Indoor Luminaires | Linear Ambient | Linear Ambient Luminaires w/ Indirect component | Standard | FALSE | [9 empty] | 41815 |  |  | NotYetVerified |  | 3 | 2700 | 92 | 29 | 20 | 0.9 | 4000 | 85
P00001KS3 | Fluxwerx Illumination Inc | Fluxwerx | VU1xAD40x04x[S/D/B]M | Indoor Luminaires | Linear Ambient | Linear Ambient Luminaires w/ Indirect component | Standard | FALSE | [9 empty] | 41815 |  |  | NotYetVerified |  | 3 | 4500 | 92 | 49 | 20 | 0.9 | 4000 | 83
P00001KS1 | Fluxwerx Illumination Inc | Fluxwerx | VU1xAC40x04x[S/D/B]M | Indoor Luminaires | Linear Ambient | Linear Ambient Luminaires w/ Indirect component | Standard | FALSE | [9 empty] | 41815 |  |  | NotYetVerified |  | 3 | 3700 | 95 | 39 | 20 | 0.9 | 4000 | 83
P00001KRX | Fluxwerx Illumination Inc | Fluxwerx | VU1xAB40x04x[S/D/B]M | Indoor Luminaires | Linear Ambient | Linear Ambient Luminaires w/ Indirect component | Standard | FALSE | [9 empty] | 41815 |  |  | NotYetVerified |  | 3 | 2900 | 100 | 29 | 20 | 0.9 | 4000 | 83
P00001FVC | Aimlite Lighting Products | AimLite | VWP4-LA12/35K | Indoor Luminaires | Linear Ambient | Direct Linear Ambient Luminaires | Standard | TRUE | 4210 | 107.6 | 39.1 | 8.74 | 0.969 | 3452 | 82.53 | 5 | 50000 | 41814 |  |  | NotYetVerified |  | 3 | 3850 | 100 | 38.5 | 10 | 0.93 | 3500 | 82.5
P00001FVA | Aimlite Lighting Products | AimLite | VWP4-LA18/35K | Indoor Luminaires | Linear Ambient | Direct Linear Ambient Luminaires | Standard | TRUE | 4302 | 102.4 | 42 | 10.19 | 0.929 | 3451 | 82.51 | 5 | 50000 | 41814 |  |  | NotYetVerified |  | 3 | 3850 | 100 | 38.5 | 10 | 0.93 | 3500 | 82.5
P0000110U | MaxLite Inc | MaxLite | LSV4806SU30DV40[EN.EN2EN3] | Indoor Luminaires | Linear Ambient | Direct Linear Ambient Luminaires | Standard | TRUE | 3937 | 126.87 | 31.03 | 6.27 | 0.902 | 4091 | 82.4 | 5 | 76000 | 41814 |  |  | NotYetVerified | Updated on 10/24/2016 | 3 | [5 empty] | 4000
P0000110Q | MaxLite Inc | MaxLite | LSV2406SU30DV40[EN.EN2EN3] | Indoor Luminaires | Linear Ambient | Direct Linear Ambient Luminaires | Standard | TRUE | 3082 | 95.86 | 32.15 | 11.7 | 0.89 | 3828 | 83.3 | 5 | 56000 | 41814 |  |  | NotYetVerified | Updated on 10/24/2016 | 3 | [5 empty] | 4000
P0000110X | MaxLite Inc | MaxLite | LSV4806SU3050[EN.EN2EN3] | Indoor Luminaires | Linear Ambient | Direct Linear Ambient Luminaires | Standard | FALSE | [9 empty] | 41814 |  |  | NotYetVerified | Updated on 10/24/2016 | 3 | 3506 | 112.8 | 31.07 | 6.35 | 0.9 | 5306 | 85.3
P0000110W | MaxLite Inc | MaxLite | LSV4806SU30DV50[EN.EN2EN3] | Indoor Luminaires | Linear Ambient | Direct Linear Ambient Luminaires | Standard | FALSE | [9 empty] | 41814 |  |  | NotYetVerified | Updated on 10/24/2016 | 3 | 3506 | 112.8 | 31.07 | 6.35 | 0.9 | 5306 | 85.3
P0000110V | MaxLite Inc | MaxLite | LSV4806SU3040[EN.EN2EN3] | Indoor Luminaires | Linear Ambient | Direct Linear Ambient Luminaires | Standard | FALSE | [9 empty] | 41814 |  |  | NotYetVerified | Updated on 10/24/2016 | 3 | 3937 | 126.8 | 31.03 | 6.27 | 0.9 | 4091 | 82.4
P0000110R | MaxLite Inc | MaxLite | LSV2406SU3040[EN.EN2EN3] | Indoor Luminaires | Linear Ambient | Direct Linear Ambient Luminaires | Standard | FALSE | [9 empty] | 41814 |  |  | NotYetVerified | Updated on 10/24/2016 | 3 | 3082 | 95.86 | 32.15 | 11.7 | 0.9 | 3828 | 83.3
P00001FVD | Aimlite Lighting Products | AimLite | VWP4-LA12/40K | Indoor Luminaires | Linear Ambient | Direct Linear Ambient Luminaires | Standard | FALSE | [9 empty] | 41814 | Not Yet Verified | Not Yet Verified | NotYetVerified |  | 3 | 3850 | 100 | 38.5 | 10 | 0.93 | 4000 | 82.5
P00001FVB | Aimlite Lighting Products | AimLite | VWP4-LA18/40K | Indoor Luminaires | Linear Ambient | Direct Linear Ambient Luminaires | Standard | FALSE | [9 empty] | 41814 | Not Yet Verified | Not Yet Verified | NotYetVerified |  | 3 | 3850 | 100 | 38.5 | 10 | 0.93 | 4000 | 82.5
P0000110Y | MaxLite Inc | MaxLite | LSU4806SU30DV40XX | Indoor Luminaires | Linear Ambient | Direct Linear Ambient Luminaires | Standard | TRUE | 3583 | 116.09 | 30.86 | 6.29 | 0.903 | 4162 | 82.7 | 5 |  | 41813 |  |  | NotYetVerified |  | 3 | [5 empty] | 4000
P0000110I | MaxLite Inc | MaxLite | LSU4806SU20DV40XX | Indoor Luminaires | Linear Ambient | Direct Linear Ambient Luminaires | Standard | TRUE | 2193 | 110.24 | 19.89 | 11.14 | 0.887 | 3838 | 82.9 | 5 | 50000 | 41813 |  |  | NotYetVerified |  | 3 | [5 empty] | 4000
P0000110L | MaxLite Inc | MaxLite | LSU4806SU2050XX | Indoor Luminaires | Linear Ambient | Direct Linear Ambient Luminaires | Standard | FALSE | [9 empty] | 41813 |  |  | NotYetVerified |  | 3 | 2170 | 107.79 | 20.13 | 11.19 | 0.98 | 5291 | 85.4
P0000110K | MaxLite Inc | MaxLite | LSU4806SU20DV50XX | Indoor Luminaires | Linear Ambient | Direct Linear Ambient Luminaires | Standard | FALSE | [9 empty] | 41813 |  |  | NotYetVerified |  | 3 | 2170 | 107.79 | 20.13 | 11.19 | 0.98 | 5291 | 85.4
P0000110Z | MaxLite Inc | MaxLite | LSU4806SU3040XX | Indoor Luminaires | Linear Ambient | Direct Linear Ambient Luminaires | Standard | FALSE | [9 empty] | 41813 |  |  | NotYetVerified |  | 3 | 3583 | 116.09 | 30.86 | 6.29 | 0.903 | 4162 | 82.7
P0000110J | MaxLite Inc | MaxLite | LSU4806SU2040XX | Indoor Luminaires | Linear Ambient | Direct Linear Ambient Luminaires | Standard | FALSE | [9 empty] | 41813 |  |  | NotYetVerified |  | 3 | 2193 | 110.24 | 19.89 | 11.14 | 0.98 | 3838 | 82.9
P000016U5 | Precision Paragon [P2] | Precision Paragon | SNL-1X4-XL-F-UL-40K | Indoor Luminaires | Linear Ambient | Direct Linear Ambient Luminaires | Standard | TRUE | 3180.6 | 99 | 32.17 | 17 | 0.94 | 4026 | 83 | 5 | 50000 | 41810 |  |  | NotYetVerified |  | 3 | 3180 | 100 | 32 | 17 | 0.94 | 4000 | 83
P00001KAT | Save Energy Lighting Ltd. | PargaDE | SE-IP67-5-25-175-841-3-C-X-Y | Indoor Luminaires | Linear Ambient | Direct Linear Ambient Luminaires | Standard | TRUE | 7288 | 112.6 | 64.7 | 11.83 | 0.894 | 4049 | 81.78 | 5 | 92000 | 41810 |  |  | NotYetVerified | X = Cord ConnectionY = Cord Length | 3 | 7400 | 112.1 | 66 | 15 | 0.95 | 4100 | 82
P000016U7 | Precision Paragon [P2] | Precision Paragon | SNL-1X4-XL-BL-UL-40K | Indoor Luminaires | Linear Ambient | Direct Linear Ambient Luminaires | Standard | FALSE | [9 empty] | 41810 |  |  | NotYetVerified |  | 3 | 3180.6 | 99 | 32 | 17 | 0.94 | 4000 | 83
P000016U6 | Precision Paragon [P2] | Precision Paragon | SNL-1X4-XL-DM-UL-40K | Indoor Luminaires | Linear Ambient | Direct Linear Ambient Luminaires | Standard | FALSE | [9 empty] | 41810 |  |  | NotYetVerified |  | 3 | 3180.6 | 99 | 32 | 17 | 0.94 | 4000 | 83
P000016TV | Precision Paragon [P2] | Precision Paragon | SNL-1X4-ML-F-UL-40K | Indoor Luminaires | Linear Ambient | Direct Linear Ambient Luminaires | Standard | TRUE | 6857.97 | 93.61 | 73.26 | 11.6 | 0.949 | 4107 | 83.3 | 5 | 50000 | 41807 |  |  | NotYetVerified |  | 3 | 6858 | 93.6 | 73 | 11.6 | 0.95 | 4000 | 83
P000016TY | Precision Paragon [P2] | Precision Paragon | SNL-1X4-LW-F-UL-40K | Indoor Luminaires | Linear Ambient | Direct Linear Ambient Luminaires | Standard | TRUE | 5270.46 | 100 | 52.48 | 19 | 0.93 | 4038 | 84 | 5 | 50000 | 41807 |  |  | NotYetVerified |  | 3 | 5270.5 | 100 | 52.5 | 19 | 0.93 | 4000 | 84
P000016TM | Precision Paragon [P2] | Precision Paragon | SNL-1X4-HL-F-UL-40K | Indoor Luminaires | Linear Ambient | Direct Linear Ambient Luminaires | Standard | TRUE | 8860.57 | 95 | 93.31 | 11 | 0.93 | 4070 | 84 | 5 | 50000 | 41807 |  |  | NotYetVerified |  | 3 | 8861 | 95 | 93 | 11 | 0.93 | 4000 | 84
P000016U0 | Precision Paragon [P2] | Precision Paragon | SNL-1X4-LW-BL-UL-40K | Indoor Luminaires | Linear Ambient | Direct Linear Ambient Luminaires | Standard | FALSE | [9 empty] | 41807 |  |  | NotYetVerified |  | 3 | 5270.5 | 100 | 52.5 | 19 | 0.93 | 4000 | 84
P000016TZ | Precision Paragon [P2] | Precision Paragon | SNL-1X4-LW-DM-UL-40K | Indoor Luminaires | Linear Ambient | Direct Linear Ambient Luminaires | Standard | FALSE | [9 empty] | 41807 |  |  | NotYetVerified |  | 3 | 5270.5 | 100 | 52.5 | 19 | 0.93 | 4000 | 84
P000016TO | Precision Paragon [P2] | Precision Paragon | SNL-1X4-HL-BL-UL-40K | Indoor Luminaires | Linear Ambient | Direct Linear Ambient Luminaires | Standard | FALSE | [9 empty] | 41807 |  |  | NotYetVerified |  | 3 | 8861 | 95 | 93 | 11 | 0.93 | 4000 | 84
P000016TN | Precision Paragon [P2] | Precision Paragon | SNL-1X4-HL-DM-UL-40K | Indoor Luminaires | Linear Ambient | Direct Linear Ambient Luminaires | Standard | FALSE | [9 empty] | 41807 |  |  | NotYetVerified |  | 3 | 8861 | 95 | 93 | 11 | 0.93 | 4000 | 84
P000016TX | Precision Paragon [P2] | Precision Paragon | SNL-1X4-ML-BL-UL-40K | Indoor Luminaires | Linear Ambient | Direct Linear Ambient Luminaires | Standard | FALSE | [9 empty] | 41807 |  |  | NotYetVerified |  | 3 | 6858 | 93.6 | 73 | 11.6 | 0.95 | 4000 | 83
P000016TW | Precision Paragon [P2] | Precision Paragon | SNL-1X4-ML-DM-UL-40K | Indoor Luminaires | Linear Ambient | Direct Linear Ambient Luminaires | Standard | FALSE | [9 empty] | 41807 |  |  | NotYetVerified |  | 3 | 6858 | 93.6 | 73 | 11.6 | 0.95 | 4000 | 83
P00000MF1 | Eaton (formerly Cooper Lighting) | Metalux | 8TSNLED-LD1-86-RM-UNV-L830-CD2-U | Indoor Luminaires | Linear Ambient | Direct Linear Ambient Luminaires | Standard | TRUE | 9456 | 94.52 | 99.62 | 7.16 | 0.996 | 3104 | 83.3 | 5 | 72000 | 41806 |  |  | NotYetVerified |  | 3
P00000MF2 | Eaton (formerly Cooper Lighting) | Metalux | SNLED-LD1-45-RW-UNV-850-CD1-U | Indoor Luminaires | Linear Ambient | Direct Linear Ambient Luminaires | Standard | TRUE | 4581 | 92.81 | 49.36 | 10.63 | 0.957 | 5246 | 85.1 | 5 | 72000 | 41806 |  |  | NotYetVerified |  | 3
P00000MEZ | Eaton (formerly Cooper Lighting) | Metalux | SN-LD1-22-LW-UNV-L835-CD1-U | Indoor Luminaires | Linear Ambient | Direct Linear Ambient Luminaires | Standard | TRUE | 2052 | 89.2 | 23 | 13.68 |  |  |  | 5 | 72000 | 41806 |  |  | NotYetVerified |  | 3
P00000MF0 | Eaton (formerly Cooper Lighting) | Metalux | SNLED -LD1-44-LW-UNV-L835-CD1-U | Indoor Luminaires | Linear Ambient | Direct Linear Ambient Luminaires | Standard | TRUE | 4421 | 89.1 | 49.58 | 6.49 |  |  |  | 5 | 72000 | 41806 |  |  | NotYetVerified |  | 3
P00000MFH | Eaton (formerly Cooper Lighting) | Metalux | 8TSNLED-LD1-68-[Voltages include 120 thru 277V]-[Options include EL7W and PI/CPI]-L850-CD1-[All Packaging] | Indoor Luminaires | Linear Ambient | Direct Linear Ambient Luminaires | Standard | FALSE | [9 empty] | 41806 |  |  | NotYetVerified |  | 3 | 7014 | 110.1 | 63.7 | 9 | 0.98 | 5000 | 85
P00000MG2 | Eaton (formerly Cooper Lighting) | Metalux | 8TSNLED-LD1-67-[Voltages include 120 thru 277V]-LC-[Options include EL7W and PI/CPI]-L850-CD1-[All Packaging] | Indoor Luminaires | Linear Ambient | Direct Linear Ambient Luminaires | Standard | FALSE | [9 empty] | 41806 |  |  | NotYetVerified |  | 3 | 6911 | 108.5 | 63.7 | 9 | 0.98 | 5000 | 85
P00000MHT | Eaton (formerly Cooper Lighting) | Metalux | 8TSNLED-LD1-59-[Voltages include 120 thru 277V]-RM-[Options include EL7W and PI/CPI]-L850-CD1-[All Packaging] | Indoor Luminaires | Linear Ambient | Direct Linear Ambient Luminaires | Standard | FALSE | [9 empty] | 41806 |  |  | NotYetVerified |  | 3 | 6830 | 107.2 | 63.7 | 9 | 0.98 | 5000 | 85
P00000MGN | Eaton (formerly Cooper Lighting) | Metalux | 8TSNLED-LD1-64-[Voltages include 120 thru 277V]-LN-[Options include EL7W and PI/CPI]-L850-CD1-[All Packaging] | Indoor Luminaires | Linear Ambient | Direct Linear Ambient Luminaires | Standard | FALSE | [9 empty] | 41806 |  |  | NotYetVerified |  | 3 | 6602 | 103.6 | 63.7 | 9 | 0.98 | 5000 | 85
P00000MIE | Eaton (formerly Cooper Lighting) | Metalux | 8TSNLED-LD1-59-[Voltages include 120 thru 277V]-RW-[Options include EL7W and PI/CPI]-L850-CD1-[All Packaging] | Indoor Luminaires | Linear Ambient | Direct Linear Ambient Luminaires | Standard | FALSE | [9 empty] | 41806 |  |  | NotYetVerified |  | 3 | 6384 | 100.2 | 63.7 | 9 | 0.98 | 5000 | 85
P00000MH8 | Eaton (formerly Cooper Lighting) | Metalux | 8TSNLED-LD1-60-[Voltages include 120 thru 277V]-LW-[Options include EL7W and PI/CPI]-L850-CD1-[All Packaging] | Indoor Luminaires | Linear Ambient | Direct Linear Ambient Luminaires | Standard | FALSE | [9 empty] | 41806 |  |  | NotYetVerified |  | 3 | 6189 | 97.2 | 63.7 | 9 | 0.98 | 5000 | 85
P00000MF5 | Eaton (formerly Cooper Lighting) | Metalux | 2SNLED-LD1-24-[Voltages include 120 thru 277V]-[Options include EL7W and PI/CPI]-L850-CD1-[All Packaging] | Indoor Luminaires | Linear Ambient | Direct Linear Ambient Luminaires | Standard | FALSE | [9 empty] | 41806 |  |  | NotYetVerified |  | 3 | 2492 | 107.9 | 23.1 | 9 | 0.99 | 5000 | 85
P00000MHH | Eaton (formerly Cooper Lighting) | Metalux | 2SNLED-LD1-22-[Voltages include 120 thru 277V]-RM-[Options include EL7W and PI/CPI]-L850-CD1-[All Packaging] | Indoor Luminaires | Linear Ambient | Direct Linear Ambient Luminaires | Standard | FALSE | [9 empty] | 41806 |  |  | NotYetVerified |  | 3 | 2358 | 102.1 | 23.1 | 9 | 0.99 | 5000 | 85
P00000MGB | Eaton (formerly Cooper Lighting) | Metalux | 2SNLED-LD1-23-[Voltages include 120 thru 277V]-LN-[Options include EL7W and PI/CPI]-L850-CD1-[All Packaging] | Indoor Luminaires | Linear Ambient | Direct Linear Ambient Luminaires | Standard | FALSE | [9 empty] | 41806 |  |  | NotYetVerified |  | 3 | 2327 | 100.7 | 23.1 | 9 | 0.99 | 5000 | 85
P00000MFQ | Eaton (formerly Cooper Lighting) | Metalux | 2SNLED-LD1-23-[Voltages include 120 thru 277V]-LC-[Options include EL7W and PI/CPI]-L850-CD1-[All Packaging] | Indoor Luminaires | Linear Ambient | Direct Linear Ambient Luminaires | Standard | FALSE | [9 empty] | 41806 |  |  | NotYetVerified |  | 3 | 2297 | 99.4 | 23.1 | 9 | 0.99 | 5000 | 85
P00000MI2 | Eaton (formerly Cooper Lighting) | Metalux | 2SNLED-LD1-22-[Voltages include 120 thru 277V]-RW-[Options include EL7W and PI/CPI]-L850-CD1-[All Packaging] | Indoor Luminaires | Linear Ambient | Direct Linear Ambient Luminaires | Standard | FALSE | [9 empty] | 41806 |  |  | NotYetVerified |  | 3 | 2214 | 95.8 | 23.1 | 9 | 0.99 | 5000 | 85
P00000MGW | Eaton (formerly Cooper Lighting) | Metalux | 2SNLED-LD1-21-[Voltages include 120 thru 277V]-LW-[Options include EL7W and PI/CPI]-L850-CD1-[All Packaging] | Indoor Luminaires | Linear Ambient | Direct Linear Ambient Luminaires | Standard | FALSE | [9 empty] | 41806 |  |  | NotYetVerified |  | 3 | 2117 | 91.6 | 23.1 | 9 | 0.99 | 5000 | 85
P00000MFN | Eaton (formerly Cooper Lighting) | Metalux | 8TSNLED-LD1-116-[Voltages include 120 thru 277V]-[Options include EL7W and PI/CPI]-L850-CD2-[All Packaging] | Indoor Luminaires | Linear Ambient | Direct Linear Ambient Luminaires | Standard | FALSE | [9 empty] | 41806 |  |  | NotYetVerified |  | 3 | 12669 | 113.8 | 111.4 | 8 | 0.99 | 5000 | 85
P00000MHZ | Eaton (formerly Cooper Lighting) | Metalux | 8TSNLED-LD1-110-[Voltages include 120 thru 277V]-RM-[Options include EL7W and PI/CPI]-L850-CD2-[All Packaging] | Indoor Luminaires | Linear Ambient | Direct Linear Ambient Luminaires | Standard | FALSE | [9 empty] | 41806 |  |  | NotYetVerified |  | 3 | 12324 | 110.7 | 111.4 | 8 | 0.99 | 5000 | 85
P00000MG8 | Eaton (formerly Cooper Lighting) | Metalux | 8TSNLED-LD1-115-[Voltages include 120 thru 277V]-LC-[Options include EL7W and PI/CPI]-L850-CD2-[All Packaging] | Indoor Luminaires | Linear Ambient | Direct Linear Ambient Luminaires | Standard | FALSE | [9 empty] | 41806 |  |  | NotYetVerified |  | 3 | 11994 | 107.7 | 111.4 | 8 | 0.99 | 5000 | 85
P00000MGT | Eaton (formerly Cooper Lighting) | Metalux | 8TSNLED-LD1-109-[Voltages include 120 thru 277V]-LN-[Options include EL7W and PI/CPI]-L850-CD2-[All Packaging] | Indoor Luminaires | Linear Ambient | Direct Linear Ambient Luminaires | Standard | FALSE | [9 empty] | 41806 |  |  | NotYetVerified |  | 3 | 11833 | 106.3 | 111.4 | 8 | 0.99 | 5000 | 85
P00000MIK | Eaton (formerly Cooper Lighting) | Metalux | 8TSNLED-LD1-110-[Voltages include 120 thru 277V]-RW-[Options include EL7W and PI/CPI]-L850-CD2-[All Packaging] | Indoor Luminaires | Linear Ambient | Direct Linear Ambient Luminaires | Standard | FALSE | [9 empty] | 41806 |  |  | NotYetVerified |  | 3 | 11318 | 101.6 | 111.4 | 8 | 0.99 | 5000 | 85
P00000MHE | Eaton (formerly Cooper Lighting) | Metalux | 8TSNLED-LD1-99-[Voltages include 120 thru 277V]-LW-[Options include EL7W and PI/CPI]-L850-CD2-[All Packaging] | Indoor Luminaires | Linear Ambient | Direct Linear Ambient Luminaires | Standard | FALSE | [9 empty] | 41806 |  |  | NotYetVerified |  | 3 | 10820 | 97.2 | 111.4 | 8 | 0.99 | 5000 | 85
P00000MFK | Eaton (formerly Cooper Lighting) | Metalux | 8TSNLED-LD1-96-[Voltages include 120 thru 277V]-[Options include EL7W and PI/CPI]-L850-CD2-[All Packaging] | Indoor Luminaires | Linear Ambient | Direct Linear Ambient Luminaires | Standard | FALSE | [9 empty] | 41806 |  |  | NotYetVerified |  | 3 | 10391 | 106 | 98 | 8 | 0.99 | 5000 | 85
P00000MG5 | Eaton (formerly Cooper Lighting) | Metalux | 8TSNLED-LD1-94-[Voltages include 120 thru 277V]-LC-[Options include EL7W and PI/CPI]-L850-CD2-[All Packaging] | Indoor Luminaires | Linear Ambient | Direct Linear Ambient Luminaires | Standard | FALSE | [9 empty] | 41806 |  |  | NotYetVerified |  | 3 | 10342 | 105.5 | 98 | 8 | 0.99 | 5000 | 85
P00000MHW | Eaton (formerly Cooper Lighting) | Metalux | 8TSNLED-LD1-86-[Voltages include 120 thru 277V]-RM-[Options include EL7W and PI/CPI]-L850-CD2-[All Packaging] | Indoor Luminaires | Linear Ambient | Direct Linear Ambient Luminaires | Standard | FALSE | [9 empty] | 41806 |  |  | NotYetVerified |  | 3 | 10091 | 102.9 | 98 | 8 | 0.99 | 5000 | 85
P00000MGQ | Eaton (formerly Cooper Lighting) | Metalux | 8TSNLED-LD1-90-[Voltages include 120 thru 277V]-LN-[Options include EL7W and PI/CPI]-L850-CD2-[All Packaging] | Indoor Luminaires | Linear Ambient | Direct Linear Ambient Luminaires | Standard | FALSE | [9 empty] | 41806 |  |  | NotYetVerified |  | 3 | 9888 | 100.9 | 98 | 8 | 0.99 | 5000 | 85
P00000MIH | Eaton (formerly Cooper Lighting) | Metalux | 8TSNLED-LD1-86-[Voltages include 120 thru 277V]-RW-[Options include EL7W and PI/CPI]-L850-CD2-[All Packaging] | Indoor Luminaires | Linear Ambient | Direct Linear Ambient Luminaires | Standard | FALSE | [9 empty] | 41806 |  |  | NotYetVerified |  | 3 | 9383 | 95.7 | 98 | 8 | 0.99 | 5000 | 85
P00000MHB | Eaton (formerly Cooper Lighting) | Metalux | 8TSNLED-LD1-85-[Voltages include 120 thru 277V]-LW-[Options include EL7W and PI/CPI]-L850-CD2-[All Packaging] | Indoor Luminaires | Linear Ambient | Direct Linear Ambient Luminaires | Standard | FALSE | [9 empty] | 41806 |  |  | NotYetVerified |  | 3 | 9365 | 95.5 | 98 | 8 | 0.99 | 5000 | 85
P00000MFE | Eaton (formerly Cooper Lighting) | Metalux | SNLED-LD1-61-[Voltages include 120 thru 277V]-[Options include EL7W and PI/CPI]-L850-CD1-[All Packaging] | Indoor Luminaires | Linear Ambient | Direct Linear Ambient Luminaires | Standard | FALSE | [9 empty] | 41806 |  |  | NotYetVerified |  | 3 | 6334 | 119.1 | 53.2 | 8 | 0.99 | 5000 | 85
P00000MHQ | Eaton (formerly Cooper Lighting) | Metalux | SNLED-LD1-57-[Voltages include 120 thru 277V]-RM-[Options include EL7W and PI/CPI]-L850-CD1-[All Packaging] | Indoor Luminaires | Linear Ambient | Direct Linear Ambient Luminaires | Standard | FALSE | [9 empty] | 41806 |  |  | NotYetVerified |  | 3 | 6028 | 113.3 | 53.2 | 8 | 0.99 | 5000 | 85
P00000MFZ | Eaton (formerly Cooper Lighting) | Metalux | SNLED-LD1-58-[Voltages include 120 thru 277V]-LC-[Options include EL7W and PI/CPI]-L850-CD1-[All Packaging] | Indoor Luminaires | Linear Ambient | Direct Linear Ambient Luminaires | Standard | FALSE | [9 empty] | 41806 |  |  | NotYetVerified |  | 3 | 5997 | 112.7 | 53.2 | 8 | 0.99 | 5000 | 85
P00000MGK | Eaton (formerly Cooper Lighting) | Metalux | SNLED-LD1-57-[Voltages include 120 thru 277V]-LN-[Options include EL7W and PI/CPI]-L850-CD1-[All Packaging] | Indoor Luminaires | Linear Ambient | Direct Linear Ambient Luminaires | Standard | FALSE | [9 empty] | 41806 |  |  | NotYetVerified |  | 3 | 5917 | 111.2 | 53.2 | 8 | 0.99 | 5000 | 85
P00000MIB | Eaton (formerly Cooper Lighting) | Metalux | SNLED-LD1-57-[Voltages include 120 thru 277V]-RW-[Options include EL7W and PI/CPI]-L850-CD1-[All Packaging] | Indoor Luminaires | Linear Ambient | Direct Linear Ambient Luminaires | Standard | FALSE | [9 empty] | 41806 |  |  | NotYetVerified |  | 3 | 5659 | 106.4 | 53.2 | 8 | 0.99 | 5000 | 85
P00000MH5 | Eaton (formerly Cooper Lighting) | Metalux | SNLED-LD1-52-[Voltages include 120 thru 277V]-LW-[Options include EL7W and PI/CPI]-L850-CD1-[All Packaging] | Indoor Luminaires | Linear Ambient | Direct Linear Ambient Luminaires | Standard | FALSE | [9 empty] | 41806 |  |  | NotYetVerified |  | 3 | 5410 | 101.7 | 53.2 | 8 | 0.99 | 5000 | 85
P00000MFB | Eaton (formerly Cooper Lighting) | Metalux | SNLED-LD1-50-[Voltages include 120 thru 277V]-[Options include EL7W and PI/CPI]-L850-CD1-[All Packaging] | Indoor Luminaires | Linear Ambient | Direct Linear Ambient Luminaires | Standard | FALSE | [9 empty] | 41806 |  |  | NotYetVerified |  | 3 | 5196 | 104.8 | 49.6 | 8 | 0.99 | 5000 | 85
P00000MFW | Eaton (formerly Cooper Lighting) | Metalux | SNLED-LD1-49-[Voltages include 120 thru 277V]-LC-[Options include EL7W and PI/CPI]-L850-CD1-[All Packaging] | Indoor Luminaires | Linear Ambient | Direct Linear Ambient Luminaires | Standard | FALSE | [9 empty] | 41806 |  |  | NotYetVerified |  | 3 | 5171 | 104.3 | 49.6 | 8 | 0.99 | 5000 | 85
P00000MGH | Eaton (formerly Cooper Lighting) | Metalux | SNLED-LD1-48-[Voltages include 120 thru 277V]-LN-[Options include EL7W and PI/CPI]-L850-CD1-[All Packaging] | Indoor Luminaires | Linear Ambient | Direct Linear Ambient Luminaires | Standard | FALSE | [9 empty] | 41806 |  |  | NotYetVerified |  | 3 | 4944 | 99.7 | 49.6 | 8 | 0.99 | 5000 | 85
P00000MHN | Eaton (formerly Cooper Lighting) | Metalux | SNLED-LD1-45-[Voltages include 120 thru 277V]-RM-[Options include EL7W and PI/CPI]-L850-CD1-[All Packaging] | Indoor Luminaires | Linear Ambient | Direct Linear Ambient Luminaires | Standard | FALSE | [9 empty] | 41806 |  |  | NotYetVerified |  | 3 | 4885 | 98.5 | 49.6 | 8 | 0.99 | 5000 | 85
P00000MI8 | Eaton (formerly Cooper Lighting) | Metalux | SNLED-LD1-45-[Voltages include 120 thru 277V]-RW-[Options include EL7W and PI/CPI]-L850-CD1-[All Packaging] | Indoor Luminaires | Linear Ambient | Direct Linear Ambient Luminaires | Standard | FALSE | [9 empty] | 41806 |  |  | NotYetVerified |  | 3 | 4569 | 92.1 | 49.6 | 8 | 0.99 | 5000 | 85
P00000MH2 | Eaton (formerly Cooper Lighting) | Metalux | SNLED-LD1-44-[Voltages include 120 thru 277V]-LW-[Options include EL7W and PI/CPI]-L850-CD1-[All Packaging] | Indoor Luminaires | Linear Ambient | Direct Linear Ambient Luminaires | Standard | FALSE | [9 empty] | 41806 |  |  | NotYetVerified |  | 3 | 4560 | 91.9 | 49.6 | 8 | 0.99 | 5000 | 85
P00000MF8 | Eaton (formerly Cooper Lighting) | Metalux | SNLED-LD1-32-[Voltages include 120 thru 277V]-[Options include EL7W and PI/CPI]-L850-CD1-[All Packaging] | Indoor Luminaires | Linear Ambient | Direct Linear Ambient Luminaires | Standard | FALSE | [9 empty] | 41806 |  |  | NotYetVerified |  | 3 | 3271 | 114.8 | 28.5 | 6 | 1 | 5000 | 85
P00000MFT | Eaton (formerly Cooper Lighting) | Metalux | SNLED-LD1-31-[Voltages include 120 thru 277V]-LC-[Options include EL7W and PI/CPI]-L850-CD1-[All Packaging] | Indoor Luminaires | Linear Ambient | Direct Linear Ambient Luminaires | Standard | FALSE | [9 empty] | 41806 |  |  | NotYetVerified |  | 3 | 3266 | 114.6 | 28.5 | 6 | 1 | 5000 | 85
P00000MGE | Eaton (formerly Cooper Lighting) | Metalux | SNLED-LD1-30-[Voltages include 120 thru 277V]-LN-[Options include EL7W and PI/CPI]-L850-CD1-[All Packaging] | Indoor Luminaires | Linear Ambient | Direct Linear Ambient Luminaires | Standard | FALSE | [9 empty] | 41806 |  |  | NotYetVerified |  | 3 | 3129 | 109.8 | 28.5 | 6 | 1 | 5000 | 85
P00000MHK | Eaton (formerly Cooper Lighting) | Metalux | SNLED-LD1-28-[Voltages include 120 thru 277V]-RM-[Options include EL7W and PI/CPI]-L850-CD1-[All Packaging] | Indoor Luminaires | Linear Ambient | Direct Linear Ambient Luminaires | Standard | FALSE | [9 empty] | 41806 |  |  | NotYetVerified |  | 3 | 3123 | 109.6 | 28.5 | 6 | 1 | 5000 | 85
P00000MI5 | Eaton (formerly Cooper Lighting) | Metalux | SNLED-LD1-28-[Voltages include 120 thru 277V]-RW-[Options include EL7W and PI/CPI]-L850-CD1-[All Packaging] | Indoor Luminaires | Linear Ambient | Direct Linear Ambient Luminaires | Standard | FALSE | [9 empty] | 41806 |  |  | NotYetVerified |  | 3 | 2934 | 102.9 | 28.5 | 6 | 1 | 5000 | 85
P00000MGZ | Eaton (formerly Cooper Lighting) | Metalux | SNLED-LD1-28-[Voltages include 120 thru 277V]-LW-[Options include EL7W and PI/CPI]-L850-CD1-[All Packaging] | Indoor Luminaires | Linear Ambient | Direct Linear Ambient Luminaires | Standard | FALSE | [9 empty] | 41806 |  |  | NotYetVerified |  | 3 | 2897 | 101.7 | 28.5 | 6 | 1 | 5000 | 85
P00000MFG | Eaton (formerly Cooper Lighting) | Metalux | 8TSNLED-LD1-68-[Voltages include 120 thru 277V]-[Options include EL7W and PI/CPI]-L840-CD1-[All Packaging] | Indoor Luminaires | Linear Ambient | Direct Linear Ambient Luminaires | Standard | FALSE | [9 empty] | 41806 |  |  | NotYetVerified |  | 3 | 6982 | 109.6 | 63.7 | 9 | 0.98 | 4000 | 85
P00000MG1 | Eaton (formerly Cooper Lighting) | Metalux | 8TSNLED-LD1-67-[Voltages include 120 thru 277V]-LC-[Options include EL7W and PI/CPI]-L840-CD1-[All Packaging] | Indoor Luminaires | Linear Ambient | Direct Linear Ambient Luminaires | Standard | FALSE | [9 empty] | 41806 |  |  | NotYetVerified |  | 3 | 6880 | 108 | 63.7 | 9 | 0.98 | 4000 | 85
P00000MHS | Eaton (formerly Cooper Lighting) | Metalux | 8TSNLED-LD1-59-[Voltages include 120 thru 277V]-RM-[Options include EL7W and PI/CPI]-L840-CD1-[All Packaging] | Indoor Luminaires | Linear Ambient | Direct Linear Ambient Luminaires | Standard | FALSE | [9 empty] | 41806 |  |  | NotYetVerified |  | 3 | 6799 | 106.7 | 63.7 | 9 | 0.98 | 4000 | 85
P00000MGM | Eaton (formerly Cooper Lighting) | Metalux | 8TSNLED-LD1-64-[Voltages include 120 thru 277V]-LN-[Options include EL7W and PI/CPI]-L840-CD1-[All Packaging] | Indoor Luminaires | Linear Ambient | Direct Linear Ambient Luminaires | Standard | FALSE | [9 empty] | 41806 |  |  | NotYetVerified |  | 3 | 6572 | 103.2 | 63.7 | 9 | 0.98 | 4000 | 85
P00000MID | Eaton (formerly Cooper Lighting) | Metalux | 8TSNLED-LD1-59-[Voltages include 120 thru 277V]-RW-[Options include EL7W and PI/CPI]-L840-CD1-[All Packaging] | Indoor Luminaires | Linear Ambient | Direct Linear Ambient Luminaires | Standard | FALSE | [9 empty] | 41806 |  |  | NotYetVerified |  | 3 | 6355 | 99.8 | 63.7 | 9 | 0.98 | 4000 | 85
P00000MH7 | Eaton (formerly Cooper Lighting) | Metalux | 8TSNLED-LD1-60-[Voltages include 120 thru 277V]-LW-[Options include EL7W and PI/CPI]-L840-CD1-[All Packaging] | Indoor Luminaires | Linear Ambient | Direct Linear Ambient Luminaires | Standard | FALSE | [9 empty] | 41806 |  |  | NotYetVerified |  | 3 | 6161 | 96.7 | 63.7 | 9 | 0.98 | 4000 | 85
P00000MF4 | Eaton (formerly Cooper Lighting) | Metalux | 2SNLED-LD1-24-[Voltages include 120 thru 277V]-[Options include EL7W and PI/CPI]-L840-CD1-[All Packaging] | Indoor Luminaires | Linear Ambient | Direct Linear Ambient Luminaires | Standard | FALSE | [9 empty] | 41806 |  |  | NotYetVerified |  | 3 | 2481 | 107.4 | 23.1 | 9 | 0.99 | 4000 | 85
P00000MHG | Eaton (formerly Cooper Lighting) | Metalux | 2SNLED-LD1-22-[Voltages include 120 thru 277V]-RM-[Options include EL7W and PI/CPI]-L840-CD1-[All Packaging] | Indoor Luminaires | Linear Ambient | Direct Linear Ambient Luminaires | Standard | FALSE | [9 empty] | 41806 |  |  | NotYetVerified |  | 3 | 2348 | 101.6 | 23.1 | 9 | 0.99 | 4000 | 85
P00000MGA | Eaton (formerly Cooper Lighting) | Metalux | 2SNLED-LD1-23-[Voltages include 120 thru 277V]-LN-[Options include EL7W and PI/CPI]-L840-CD1-[All Packaging] | Indoor Luminaires | Linear Ambient | Direct Linear Ambient Luminaires | Standard | FALSE | [9 empty] | 41806 |  |  | NotYetVerified |  | 3 | 2317 | 100.3 | 23.1 | 9 | 0.99 | 4000 | 85
P00000MFP | Eaton (formerly Cooper Lighting) | Metalux | 2SNLED-LD1-23-[Voltages include 120 thru 277V]-LC-[Options include EL7W and PI/CPI]-L840-CD1-[All Packaging] | Indoor Luminaires | Linear Ambient | Direct Linear Ambient Luminaires | Standard | FALSE | [9 empty] | 41806 |  |  | NotYetVerified |  | 3 | 2287 | 99 | 23.1 | 9 | 0.99 | 4000 | 85
P00000MGV | Eaton (formerly Cooper Lighting) | Metalux | 2SNLED-LD1-21-[Voltages include 120 thru 277V]-LW-[Options include EL7W and PI/CPI]-L840-CD1-[All Packaging] | Indoor Luminaires | Linear Ambient | Direct Linear Ambient Luminaires | Standard | FALSE | [9 empty] | 41806 |  |  | NotYetVerified |  | 3 | 2107 | 91.2 | 23.1 | 9 | 0.99 | 4000 | 85
P00000MFM | Eaton (formerly Cooper Lighting) | Metalux | 8TSNLED-LD1-116-[Voltages include 120 thru 277V]-[Options include EL7W and PI/CPI]-L840-CD2-[All Packaging] | Indoor Luminaires | Linear Ambient | Direct Linear Ambient Luminaires | Standard | FALSE | [9 empty] | 41806 |  |  | NotYetVerified |  | 3 | 12612 | 113.2 | 111.4 | 8 | 0.99 | 4000 | 85
P00000MHY | Eaton (formerly Cooper Lighting) | Metalux | 8TSNLED-LD1-110-[Voltages include 120 thru 277V]-RM-[Options include EL7W and PI/CPI]-L840-CD2-[All Packaging] | Indoor Luminaires | Linear Ambient | Direct Linear Ambient Luminaires | Standard | FALSE | [9 empty] | 41806 |  |  | NotYetVerified |  | 3 | 12002 | 107.8 | 111.4 | 8 | 0.99 | 4000 | 85
P00000MG7 | Eaton (formerly Cooper Lighting) | Metalux | 8TSNLED-LD1-115-[Voltages include 120 thru 277V]-LC-[Options include EL7W and PI/CPI]-L840-CD2-[All Packaging] | Indoor Luminaires | Linear Ambient | Direct Linear Ambient Luminaires | Standard | FALSE | [9 empty] | 41806 |  |  | NotYetVerified |  | 3 | 11940 | 107.2 | 111.4 | 8 | 0.99 | 4000 | 85
P00000MGS | Eaton (formerly Cooper Lighting) | Metalux | 8TSNLED-LD1-109-[Voltages include 120 thru 277V]-LN-[Options include EL7W and PI/CPI]-L840-CD2-[All Packaging] | Indoor Luminaires | Linear Ambient | Direct Linear Ambient Luminaires | Standard | FALSE | [9 empty] | 41806 |  |  | NotYetVerified |  | 3 | 11780 | 105.8 | 111.4 | 8 | 0.99 | 4000 | 85
P00000MIJ | Eaton (formerly Cooper Lighting) | Metalux | 8TSNLED-LD1-110-[Voltages include 120 thru 277V]-RW-[Options include EL7W and PI/CPI]-L840-CD2-[All Packaging] | Indoor Luminaires | Linear Ambient | Direct Linear Ambient Luminaires | Standard | FALSE | [9 empty] | 41806 |  |  | NotYetVerified |  | 3 | 11266 | 101.2 | 111.4 | 8 | 0.99 | 4000 | 85
P00000MHD | Eaton (formerly Cooper Lighting) | Metalux | 8TSNLED-LD1-99-[Voltages include 120 thru 277V]-LW-[Options include EL7W and PI/CPI]-L840-CD2-[All Packaging] | Indoor Luminaires | Linear Ambient | Direct Linear Ambient Luminaires | Standard | FALSE | [9 empty] | 41806 |  |  | NotYetVerified |  | 3 | 10772 | 96.7 | 111.4 | 8 | 0.99 | 4000 | 85
P00000MFJ | Eaton (formerly Cooper Lighting) | Metalux | 8TSNLED-LD1-96-[Voltages include 120 thru 277V]-[Options include EL7W and PI/CPI]-L840-CD2-[All Packaging] | Indoor Luminaires | Linear Ambient | Direct Linear Ambient Luminaires | Standard | FALSE | [9 empty] | 41806 |  |  | NotYetVerified |  | 3 | 10344 | 105.5 | 98 | 8 | 0.99 | 4000 | 85
P00000MG4 | Eaton (formerly Cooper Lighting) | Metalux | 8TSNLED-LD1-94-[Voltages include 120 thru 277V]-LC-[Options include EL7W and PI/CPI]-L840-CD2-[All Packaging] | Indoor Luminaires | Linear Ambient | Direct Linear Ambient Luminaires | Standard | FALSE | [9 empty] | 41806 |  |  | NotYetVerified |  | 3 | 10295 | 105 | 98 | 8 | 0.99 | 4000 | 85
P00000MHV | Eaton (formerly Cooper Lighting) | Metalux | 8TSNLED-LD1-86-[Voltages include 120 thru 277V]-RM-[Options include EL7W and PI/CPI]-L840-CD2-[All Packaging] | Indoor Luminaires | Linear Ambient | Direct Linear Ambient Luminaires | Standard | FALSE | [9 empty] | 41806 |  |  | NotYetVerified |  | 3 | 10046 | 102.5 | 98 | 8 | 0.99 | 4000 | 85
P00000MGP | Eaton (formerly Cooper Lighting) | Metalux | 8TSNLED-LD1-90-[Voltages include 120 thru 277V]-LN-[Options include EL7W and PI/CPI]-L840-CD2-[All Packaging] | Indoor Luminaires | Linear Ambient | Direct Linear Ambient Luminaires | Standard | FALSE | [9 empty] | 41806 |  |  | NotYetVerified |  | 3 | 9843 | 100.4 | 98 | 8 | 0.99 | 4000 | 85
P00000MIG | Eaton (formerly Cooper Lighting) | Metalux | 8TSNLED-LD1-86-[Voltages include 120 thru 277V]-RW-[Options include EL7W and PI/CPI]-L840-CD2-[All Packaging] | Indoor Luminaires | Linear Ambient | Direct Linear Ambient Luminaires | Standard | FALSE | [9 empty] | 41806 |  |  | NotYetVerified |  | 3 | 9340 | 95.3 | 98 | 8 | 0.99 | 4000 | 85
P00000MHA | Eaton (formerly Cooper Lighting) | Metalux | 8TSNLED-LD1-85-[Voltages include 120 thru 277V]-LW-[Options include EL7W and PI/CPI]-L840-CD2-[All Packaging] | Indoor Luminaires | Linear Ambient | Direct Linear Ambient Luminaires | Standard | FALSE | [9 empty] | 41806 |  |  | NotYetVerified |  | 3 | 9323 | 95.1 | 98 | 8 | 0.99 | 4000 | 85
P00000MFD | Eaton (formerly Cooper Lighting) | Metalux | SNLED-LD1-61-[Voltages include 120 thru 277V]-[Options include EL7W and PI/CPI]-L840-CD1-[All Packaging] | Indoor Luminaires | Linear Ambient | Direct Linear Ambient Luminaires | Standard | FALSE | [9 empty] | 41806 |  |  | NotYetVerified |  | 3 | 6306 | 118.5 | 53.2 | 8 | 0.99 | 4000 | 85
P00000MHP | Eaton (formerly Cooper Lighting) | Metalux | SNLED-LD1-57-[Voltages include 120 thru 277V]-RM-[Options include EL7W and PI/CPI]-L840-CD1-[All Packaging] | Indoor Luminaires | Linear Ambient | Direct Linear Ambient Luminaires | Standard | FALSE | [9 empty] | 41806 |  |  | NotYetVerified |  | 3 | 6001 | 112.8 | 53.2 | 8 | 0.99 | 4000 | 85
P00000MFY | Eaton (formerly Cooper Lighting) | Metalux | SNLED-LD1-58-[Voltages include 120 thru 277V]-LC-[Options include EL7W and PI/CPI]-L840-CD1-[All Packaging] | Indoor Luminaires | Linear Ambient | Direct Linear Ambient Luminaires | Standard | FALSE | [9 empty] | 41806 |  |  | NotYetVerified |  | 3 | 5970 | 112.2 | 53.2 | 8 | 0.99 | 4000 | 85
P00000MGJ | Eaton (formerly Cooper Lighting) | Metalux | SNLED-LD1-57-[Voltages include 120 thru 277V]-LN-[Options include EL7W and PI/CPI]-L840-CD1-[All Packaging] | Indoor Luminaires | Linear Ambient | Direct Linear Ambient Luminaires | Standard | FALSE | [9 empty] | 41806 |  |  | NotYetVerified |  | 3 | 5890 | 110.7 | 53.2 | 8 | 0.99 | 4000 | 85
P00000MIA | Eaton (formerly Cooper Lighting) | Metalux | SNLED-LD1-57-[Voltages include 120 thru 277V]-RW-[Options include EL7W and PI/CPI]-L840-CD1-[All Packaging] | Indoor Luminaires | Linear Ambient | Direct Linear Ambient Luminaires | Standard | FALSE | [9 empty] | 41806 |  |  | NotYetVerified |  | 3 | 5633 | 105.9 | 53.2 | 8 | 0.99 | 4000 | 85
P00000MH4 | Eaton (formerly Cooper Lighting) | Metalux | SNLED-LD1-52-[Voltages include 120 thru 277V]-LW-[Options include EL7W and PI/CPI]-L840-CD1-[All Packaging] | Indoor Luminaires | Linear Ambient | Direct Linear Ambient Luminaires | Standard | FALSE | [9 empty] | 41806 |  |  | NotYetVerified |  | 3 | 5386 | 101.2 | 53.2 | 8 | 0.99 | 4000 | 85
P00000MFA | Eaton (formerly Cooper Lighting) | Metalux | SNLED-LD1-50-[Voltages include 120 thru 277V]-[Options include EL7W and PI/CPI]-L840-CD1-[All Packaging] | Indoor Luminaires | Linear Ambient | Direct Linear Ambient Luminaires | Standard | FALSE | [9 empty] | 41806 |  |  | NotYetVerified |  | 3 | 5172 | 104.3 | 49.6 | 8 | 0.99 | 4000 | 85
P00000MFV | Eaton (formerly Cooper Lighting) | Metalux | SNLED-LD1-49-[Voltages include 120 thru 277V]-LC-[Options include EL7W and PI/CPI]-L840-CD1-[All Packaging] | Indoor Luminaires | Linear Ambient | Direct Linear Ambient Luminaires | Standard | FALSE | [9 empty] | 41806 |  |  | NotYetVerified |  | 3 | 5148 | 103.8 | 49.6 | 8 | 0.99 | 4000 | 85
P00000MGG | Eaton (formerly Cooper Lighting) | Metalux | SNLED-LD1-48-[Voltages include 120 thru 277V]-LN-[Options include EL7W and PI/CPI]-L840-CD1-[All Packaging] | Indoor Luminaires | Linear Ambient | Direct Linear Ambient Luminaires | Standard | FALSE | [9 empty] | 41806 |  |  | NotYetVerified |  | 3 | 4922 | 99.2 | 49.6 | 8 | 0.99 | 4000 | 85
P00000MHM | Eaton (formerly Cooper Lighting) | Metalux | SNLED-LD1-45-[Voltages include 120 thru 277V]-RM-[Options include EL7W and PI/CPI]-L840-CD1-[All Packaging] | Indoor Luminaires | Linear Ambient | Direct Linear Ambient Luminaires | Standard | FALSE | [9 empty] | 41806 |  |  | NotYetVerified |  | 3 | 4863 | 98 | 49.6 | 8 | 0.99 | 4000 | 85
P00000MI7 | Eaton (formerly Cooper Lighting) | Metalux | SNLED-LD1-45-[Voltages include 120 thru 277V]-RW-[Options include EL7W and PI/CPI]-L840-CD1-[All Packaging] | Indoor Luminaires | Linear Ambient | Direct Linear Ambient Luminaires | Standard | FALSE | [9 empty] | 41806 |  |  | NotYetVerified |  | 3 | 4548 | 91.7 | 49.6 | 8 | 0.99 | 4000 | 85
P00000MH1 | Eaton (formerly Cooper Lighting) | Metalux | SNLED-LD1-44-[Voltages include 120 thru 277V]-LW-[Options include EL7W and PI/CPI]-L840-CD1-[All Packaging] | Indoor Luminaires | Linear Ambient | Direct Linear Ambient Luminaires | Standard | FALSE | [9 empty] | 41806 |  |  | NotYetVerified |  | 3 | 4540 | 91.5 | 49.6 | 8 | 0.99 | 4000 | 85
P00000MI1 | Eaton (formerly Cooper Lighting) | Metalux | 2SNLED-LD1-22-[Voltages include 120 thru 277V]-RW-[Options include EL7W and PI/CPI]-L840-CD1-[All Packaging] | Indoor Luminaires | Linear Ambient | Direct Linear Ambient Luminaires | Standard | FALSE | [9 empty] | 41806 |  |  | NotYetVerified |  | 3 | 2204 | 95.4 | 23.1 | 8 | 0.99 | 4000 | 85
P00000MF7 | Eaton (formerly Cooper Lighting) | Metalux | SNLED-LD1-32-[Voltages include 120 thru 277V]-[Options include EL7W and PI/CPI]-L840-CD1-[All Packaging] | Indoor Luminaires | Linear Ambient | Direct Linear Ambient Luminaires | Standard | FALSE | [9 empty] | 41806 |  |  | NotYetVerified |  | 3 | 3256 | 114.2 | 28.5 | 6 | 1 | 4000 | 85
P00000MFS | Eaton (formerly Cooper Lighting) | Metalux | SNLED-LD1-31-[Voltages include 120 thru 277V]-LC-[Options include EL7W and PI/CPI]-L840-CD1-[All Packaging] | Indoor Luminaires | Linear Ambient | Direct Linear Ambient Luminaires | Standard | FALSE | [9 empty] | 41806 |  |  | NotYetVerified |  | 3 | 3251 | 114.1 | 28.5 | 6 | 1 | 4000 | 85
P00000MGD | Eaton (formerly Cooper Lighting) | Metalux | SNLED-LD1-30-[Voltages include 120 thru 277V]-LN-[Options include EL7W and PI/CPI]-L840-CD1-[All Packaging] | Indoor Luminaires | Linear Ambient | Direct Linear Ambient Luminaires | Standard | FALSE | [9 empty] | 41806 |  |  | NotYetVerified |  | 3 | 3115 | 109.3 | 28.5 | 6 | 1 | 4000 | 85
P00000MHJ | Eaton (formerly Cooper Lighting) | Metalux | SNLED-LD1-28-[Voltages include 120 thru 277V]-RM-[Options include EL7W and PI/CPI]-L840-CD1-[All Packaging] | Indoor Luminaires | Linear Ambient | Direct Linear Ambient Luminaires | Standard | FALSE | [9 empty] | 41806 |  |  | NotYetVerified |  | 3 | 3109 | 109.1 | 28.5 | 6 | 1 | 4000 | 85
P00000MI4 | Eaton (formerly Cooper Lighting) | Metalux | SNLED-LD1-28-[Voltages include 120 thru 277V]-RW-[Options include EL7W and PI/CPI]-L840-CD1-[All Packaging] | Indoor Luminaires | Linear Ambient | Direct Linear Ambient Luminaires | Standard | FALSE | [9 empty] | 41806 |  |  | NotYetVerified |  | 3 | 2920 | 102.5 | 28.5 | 6 | 1 | 4000 | 85
P00000MGY | Eaton (formerly Cooper Lighting) | Metalux | SNLED-LD1-28-[Voltages include 120 thru 277V]-LW-[Options include EL7W and PI/CPI]-L840-CD1-[All Packaging] | Indoor Luminaires | Linear Ambient | Direct Linear Ambient Luminaires | Standard | FALSE | [9 empty] | 41806 |  |  | NotYetVerified |  | 3 | 2884 | 101.2 | 28.5 | 6 | 1 | 4000 | 85
P00000MFF | Eaton (formerly Cooper Lighting) | Metalux | 8TSNLED-LD1-68-[Voltages include 120 thru 277V]-[Options include EL7W and PI/CPI]-L835-CD1-[All Packaging] | Indoor Luminaires | Linear Ambient | Direct Linear Ambient Luminaires | Standard | FALSE | [9 empty] | 41806 |  |  | NotYetVerified |  | 3 | 6800 | 106.8 | 63.7 | 9 | 0.98 | 3500 | 85
P00000MG0 | Eaton (formerly Cooper Lighting) | Metalux | 8TSNLED-LD1-67-[Voltages include 120 thru 277V]-LC-[Options include EL7W and PI/CPI]-L835-CD1-[All Packaging] | Indoor Luminaires | Linear Ambient | Direct Linear Ambient Luminaires | Standard | FALSE | [9 empty] | 41806 |  |  | NotYetVerified |  | 3 | 6700 | 105.2 | 63.7 | 9 | 0.98 | 3500 | 85
P00000MHR | Eaton (formerly Cooper Lighting) | Metalux | 8TSNLED-LD1-59-[Voltages include 120 thru 277V]-RM-[Options include EL7W and PI/CPI]-L835-CD1-[All Packaging] | Indoor Luminaires | Linear Ambient | Direct Linear Ambient Luminaires | Standard | FALSE | [9 empty] | 41806 |  |  | NotYetVerified |  | 3 | 6621 | 104 | 63.7 | 9 | 0.98 | 3500 | 85
P00000MGL | Eaton (formerly Cooper Lighting) | Metalux | 8TSNLED-LD1-64-[Voltages include 120 thru 277V]-LN-[Options include EL7W and PI/CPI]-L835-CD1-[All Packaging] | Indoor Luminaires | Linear Ambient | Direct Linear Ambient Luminaires | Standard | FALSE | [9 empty] | 41806 |  |  | NotYetVerified |  | 3 | 6400 | 100.5 | 63.7 | 9 | 0.98 | 3500 | 85
P00000MIC | Eaton (formerly Cooper Lighting) | Metalux | 8TSNLED-LD1-59-[Voltages include 120 thru 277V]-RW-[Options include EL7W and PI/CPI]-L835-CD1-[All Packaging] | Indoor Luminaires | Linear Ambient | Direct Linear Ambient Luminaires | Standard | FALSE | [9 empty] | 41806 |  |  | NotYetVerified |  | 3 | 6189 | 97.2 | 63.7 | 9 | 0.98 | 3500 | 85
P00000MH6 | Eaton (formerly Cooper Lighting) | Metalux | 8TSNLED-LD1-60-[Voltages include 120 thru 277V]-LW-[Options include EL7W and PI/CPI]-L835-CD1-[All Packaging] | Indoor Luminaires | Linear Ambient | Direct Linear Ambient Luminaires | Standard | FALSE | [9 empty] | 41806 |  |  | NotYetVerified |  | 3 | 6000 | 94.2 | 63.7 | 9 | 0.98 | 3500 | 85
P00000MF3 | Eaton (formerly Cooper Lighting) | Metalux | 2SNLED-LD1-24-[Voltages include 120 thru 277V]-[Options include EL7W and PI/CPI]-L835-CD1-[All Packaging] | Indoor Luminaires | Linear Ambient | Direct Linear Ambient Luminaires | Standard | FALSE | [9 empty] | 41806 |  |  | NotYetVerified |  | 3 | 2416 | 104.6 | 23.1 | 9 | 0.99 | 3500 | 85
P00000MHF | Eaton (formerly Cooper Lighting) | Metalux | 2SNLED-LD1-22-[Voltages include 120 thru 277V]-RM-[Options include EL7W and PI/CPI]-L835-CD1-[All Packaging] | Indoor Luminaires | Linear Ambient | Direct Linear Ambient Luminaires | Standard | FALSE | [9 empty] | 41806 |  |  | NotYetVerified |  | 3 | 2286 | 99 | 23.1 | 9 | 0.99 | 3500 | 85
P00000MG9 | Eaton (formerly Cooper Lighting) | Metalux | 2SNLED-LD1-23-[Voltages include 120 thru 277V]-LN-[Options include EL7W and PI/CPI]-L835-CD1-[All Packaging] | Indoor Luminaires | Linear Ambient | Direct Linear Ambient Luminaires | Standard | FALSE | [9 empty] | 41806 |  |  | NotYetVerified |  | 3 | 2256 | 97.7 | 23.1 | 9 | 0.99 | 3500 | 85
P00000MFO | Eaton (formerly Cooper Lighting) | Metalux | 2SNLED-LD1-23-[Voltages include 120 thru 277V]-LC-[Options include EL7W and PI/CPI]-L835-CD1-[All Packaging] | Indoor Luminaires | Linear Ambient | Direct Linear Ambient Luminaires | Standard | FALSE | [9 empty] | 41806 |  |  | NotYetVerified |  | 3 | 2227 | 96.4 | 23.1 | 9 | 0.99 | 3500 | 85
P00000MI0 | Eaton (formerly Cooper Lighting) | Metalux | 2SNLED-LD1-22-[Voltages include 120 thru 277V]-RW-[Options include EL7W and PI/CPI]-L835-CD1-[All Packaging] | Indoor Luminaires | Linear Ambient | Direct Linear Ambient Luminaires | Standard | FALSE | [9 empty] | 41806 |  |  | NotYetVerified |  | 3 | 2146 | 92.9 | 23.1 | 9 | 0.99 | 3500 | 85
P00000MGU | Eaton (formerly Cooper Lighting) | Metalux | 2SNLED-LD1-21-[Voltages include 120 thru 277V]-LW-[Options include EL7W and PI/CPI]-L835-CD1-[All Packaging] | Indoor Luminaires | Linear Ambient | Direct Linear Ambient Luminaires | Standard | FALSE | [9 empty] | 41806 |  |  | NotYetVerified |  | 3 | 2052 | 88.8 | 23.1 | 9 | 0.99 | 3500 | 85
P00000MFL | Eaton (formerly Cooper Lighting) | Metalux | 8TSNLED-LD1-116-[Voltages include 120 thru 277V]-[Options include EL7W and PI/CPI]-L835-CD2-[All Packaging] | Indoor Luminaires | Linear Ambient | Direct Linear Ambient Luminaires | Standard | FALSE | [9 empty] | 41806 |  |  | NotYetVerified |  | 3 | 12282 | 110.3 | 111.4 | 8 | 0.99 | 3500 | 85
P00000MHX | Eaton (formerly Cooper Lighting) | Metalux | 8TSNLED-LD1-110-[Voltages include 120 thru 277V]-RM-[Options include EL7W and PI/CPI]-L835-CD2-[All Packaging] | Indoor Luminaires | Linear Ambient | Direct Linear Ambient Luminaires | Standard | FALSE | [9 empty] | 41806 |  |  | NotYetVerified |  | 3 | 11688 | 104.9 | 111.4 | 8 | 0.99 | 3500 | 85
P00000MG6 | Eaton (formerly Cooper Lighting) | Metalux | 8TSNLED-LD1-115-[Voltages include 120 thru 277V]-LC-[Options include EL7W and PI/CPI]-L835-CD2-[All Packaging] | Indoor Luminaires | Linear Ambient | Direct Linear Ambient Luminaires | Standard | FALSE | [9 empty] | 41806 |  |  | NotYetVerified |  | 3 | 11628 | 104.4 | 111.4 | 8 | 0.99 | 3500 | 85
P00000MGR | Eaton (formerly Cooper Lighting) | Metalux | 8TSNLED-LD1-109-[Voltages include 120 thru 277V]-LN-[Options include EL7W and PI/CPI]-L835-CD2-[All Packaging] | Indoor Luminaires | Linear Ambient | Direct Linear Ambient Luminaires | Standard | FALSE | [9 empty] | 41806 |  |  | NotYetVerified |  | 3 | 11472 | 103 | 111.4 | 8 | 0.99 | 3500 | 85
P00000MII | Eaton (formerly Cooper Lighting) | Metalux | 8TSNLED-LD1-110-[Voltages include 120 thru 277V]-RW-[Options include EL7W and PI/CPI]-L835-CD2-[All Packaging] | Indoor Luminaires | Linear Ambient | Direct Linear Ambient Luminaires | Standard | FALSE | [9 empty] | 41806 |  |  | NotYetVerified |  | 3 | 10972 | 98.5 | 111.4 | 8 | 0.99 | 3500 | 85
P00000MHC | Eaton (formerly Cooper Lighting) | Metalux | 8TSNLED-LD1-99-[Voltages include 120 thru 277V]-LW-[Options include EL7W and PI/CPI]-L835-CD2-[All Packaging] | Indoor Luminaires | Linear Ambient | Direct Linear Ambient Luminaires | Standard | FALSE | [9 empty] | 41806 |  |  | NotYetVerified |  | 3 | 10490 | 94.2 | 111.4 | 8 | 0.99 | 3500 | 85
P00000MFI | Eaton (formerly Cooper Lighting) | Metalux | 8TSNLED-LD1-96-[Voltages include 120 thru 277V]-[Options include EL7W and PI/CPI]-L835-CD2-[All Packaging] | Indoor Luminaires | Linear Ambient | Direct Linear Ambient Luminaires | Standard | FALSE | [9 empty] | 41806 |  |  | NotYetVerified |  | 3 | 10074 | 102.8 | 98 | 8 | 0.99 | 3500 | 85
P00000MG3 | Eaton (formerly Cooper Lighting) | Metalux | 8TSNLED-LD1-94-[Voltages include 120 thru 277V]-LC-[Options include EL7W and PI/CPI]-L835-CD2-[All Packaging] | Indoor Luminaires | Linear Ambient | Direct Linear Ambient Luminaires | Standard | FALSE | [9 empty] | 41806 |  |  | NotYetVerified |  | 3 | 10026 | 102.3 | 98 | 8 | 0.99 | 3500 | 85
P00000MHU | Eaton (formerly Cooper Lighting) | Metalux | 8TSNLED-LD1-86-[Voltages include 120 thru 277V]-RM-[Options include EL7W and PI/CPI]-L835-CD2-[All Packaging] | Indoor Luminaires | Linear Ambient | Direct Linear Ambient Luminaires | Standard | FALSE | [9 empty] | 41806 |  |  | NotYetVerified |  | 3 | 9783 | 99.8 | 98 | 8 | 0.99 | 3500 | 85
P00000MGO | Eaton (formerly Cooper Lighting) | Metalux | 8TSNLED-LD1-90-[Voltages include 120 thru 277V]-LN-[Options include EL7W and PI/CPI]-L835-CD2-[All Packaging] | Indoor Luminaires | Linear Ambient | Direct Linear Ambient Luminaires | Standard | FALSE | [9 empty] | 41806 |  |  | NotYetVerified |  | 3 | 9586 | 97.8 | 98 | 8 | 0.99 | 3500 | 85
P00000MIF | Eaton (formerly Cooper Lighting) | Metalux | 8TSNLED-LD1-86-[Voltages include 120 thru 277V]-RW-[Options include EL7W and PI/CPI]-L835-CD2-[All Packaging] | Indoor Luminaires | Linear Ambient | Direct Linear Ambient Luminaires | Standard | FALSE | [9 empty] | 41806 |  |  | NotYetVerified |  | 3 | 9096 | 92.8 | 98 | 8 | 0.99 | 3500 | 85
P00000MH9 | Eaton (formerly Cooper Lighting) | Metalux | 8TSNLED-LD1-85-[Voltages include 120 thru 277V]-LW-[Options include EL7W and PI/CPI]-L835-CD2-[All Packaging] | Indoor Luminaires | Linear Ambient | Direct Linear Ambient Luminaires | Standard | FALSE | [9 empty] | 41806 |  |  | NotYetVerified |  | 3 | 9079 | 92.6 | 98 | 8 | 0.99 | 3500 | 85
P00000MFC | Eaton (formerly Cooper Lighting) | Metalux | SNLED-LD1-61-[Voltages include 120 thru 277V]-[Options include EL7W and PI/CPI]-L835-CD1-[All Packaging] | Indoor Luminaires | Linear Ambient | Direct Linear Ambient Luminaires | Standard | FALSE | [9 empty] | 41806 |  |  | NotYetVerified |  | 3 | 6141 | 115.4 | 53.2 | 8 | 0.99 | 3500 | 85
P00000MHO | Eaton (formerly Cooper Lighting) | Metalux | SNLED-LD1-57-[Voltages include 120 thru 277V]-RM-[Options include EL7W and PI/CPI]-L835-CD1-[All Packaging] | Indoor Luminaires | Linear Ambient | Direct Linear Ambient Luminaires | Standard | FALSE | [9 empty] | 41806 |  |  | NotYetVerified |  | 3 | 5844 | 109.8 | 53.2 | 8 | 0.99 | 3500 | 85
P00000MFX | Eaton (formerly Cooper Lighting) | Metalux | SNLED-LD1-58-[Voltages include 120 thru 277V]-LC-[Options include EL7W and PI/CPI]-L835-CD1-[All Packaging] | Indoor Luminaires | Linear Ambient | Direct Linear Ambient Luminaires | Standard | FALSE | [9 empty] | 41806 |  |  | NotYetVerified |  | 3 | 5814 | 109.3 | 53.2 | 8 | 0.99 | 3500 | 85
P00000MGI | Eaton (formerly Cooper Lighting) | Metalux | SNLED-LD1-57-[Voltages include 120 thru 277V]-LN-[Options include EL7W and PI/CPI]-L835-CD1-[All Packaging] | Indoor Luminaires | Linear Ambient | Direct Linear Ambient Luminaires | Standard | FALSE | [9 empty] | 41806 |  |  | NotYetVerified |  | 3 | 5736 | 107.8 | 53.2 | 8 | 0.99 | 3500 | 85
P00000MI9 | Eaton (formerly Cooper Lighting) | Metalux | SNLED-LD1-57-[Voltages include 120 thru 277V]-RW-[Options include EL7W and PI/CPI]-L835-CD1-[All Packaging] | Indoor Luminaires | Linear Ambient | Direct Linear Ambient Luminaires | Standard | FALSE | [9 empty] | 41806 |  |  | NotYetVerified |  | 3 | 5486 | 103.1 | 53.2 | 8 | 0.99 | 3500 | 85
P00000MH3 | Eaton (formerly Cooper Lighting) | Metalux | SNLED-LD1-52-[Voltages include 120 thru 277V]-LW-[Options include EL7W and PI/CPI]-L835-CD1-[All Packaging] | Indoor Luminaires | Linear Ambient | Direct Linear Ambient Luminaires | Standard | FALSE | [9 empty] | 41806 |  |  | NotYetVerified |  | 3 | 5245 | 98.6 | 53.2 | 8 | 0.99 | 3500 | 85
P00000MF9 | Eaton (formerly Cooper Lighting) | Metalux | SNLED-LD1-50-[Voltages include 120 thru 277V]-[Options include EL7W and PI/CPI]-L835-CD1-[All Packaging] | Indoor Luminaires | Linear Ambient | Direct Linear Ambient Luminaires | Standard | FALSE | [9 empty] | 41806 |  |  | NotYetVerified |  | 3 | 5037 | 101.6 | 49.6 | 8 | 0.99 | 3500 | 85
P00000MFU | Eaton (formerly Cooper Lighting) | Metalux | SNLED-LD1-49-[Voltages include 120 thru 277V]-LC-[Options include EL7W and PI/CPI]-L835-CD1-[All Packaging] | Indoor Luminaires | Linear Ambient | Direct Linear Ambient Luminaires | Standard | FALSE | [9 empty] | 41806 |  |  | NotYetVerified |  | 3 | 5013 | 101.1 | 49.6 | 8 | 0.99 | 3500 | 85
P00000MGF | Eaton (formerly Cooper Lighting) | Metalux | SNLED-LD1-48-[Voltages include 120 thru 277V]-LN-[Options include EL7W and PI/CPI]-L835-CD1-[All Packaging] | Indoor Luminaires | Linear Ambient | Direct Linear Ambient Luminaires | Standard | FALSE | [9 empty] | 41806 |  |  | NotYetVerified |  | 3 | 4793 | 96.6 | 49.6 | 8 | 0.99 | 3500 | 85
P00000MHL | Eaton (formerly Cooper Lighting) | Metalux | SNLED-LD1-45-[Voltages include 120 thru 277V]-RM-[Options include EL7W and PI/CPI]-L835-CD1-[All Packaging] | Indoor Luminaires | Linear Ambient | Direct Linear Ambient Luminaires | Standard | FALSE | [9 empty] | 41806 |  |  | NotYetVerified |  | 3 | 4736 | 95.5 | 49.6 | 8 | 0.99 | 3500 | 85
P00000MI6 | Eaton (formerly Cooper Lighting) | Metalux | SNLED-LD1-45-[Voltages include 120 thru 277V]-RW-[Options include EL7W and PI/CPI]-L835-CD1-[All Packaging] | Indoor Luminaires | Linear Ambient | Direct Linear Ambient Luminaires | Standard | FALSE | [9 empty] | 41806 |  |  | NotYetVerified |  | 3 | 4429 | 89.3 | 49.6 | 8 | 0.99 | 3500 | 85
P00000MH0 | Eaton (formerly Cooper Lighting) | Metalux | SNLED-LD1-44-[Voltages include 120 thru 277V]-LW-[Options include EL7W and PI/CPI]-L835-CD1-[All Packaging] | Indoor Luminaires | Linear Ambient | Direct Linear Ambient Luminaires | Standard | FALSE | [9 empty] | 41806 |  |  | NotYetVerified |  | 3 | 4421 | 89.1 | 49.6 | 8 | 0.99 | 3500 | 85
P00000MF6 | Eaton (formerly Cooper Lighting) | Metalux | SNLED-LD1-32-[Voltages include 120 thru 277V]-[Options include EL7W and PI/CPI]-L835-CD1-[All Packaging] | Indoor Luminaires | Linear Ambient | Direct Linear Ambient Luminaires | Standard | FALSE | [9 empty] | 41806 |  |  | NotYetVerified |  | 3 | 3171 | 111.3 | 28.5 | 6 | 1 | 3500 | 85
P00000MFR | Eaton (formerly Cooper Lighting) | Metalux | SNLED-LD1-31-[Voltages include 120 thru 277V]-LC-[Options include EL7W and PI/CPI]-L835-CD1-[All Packaging] | Indoor Luminaires | Linear Ambient | Direct Linear Ambient Luminaires | Standard | FALSE | [9 empty] | 41806 |  |  | NotYetVerified |  | 3 | 3166 | 111.1 | 28.5 | 6 | 1 | 3500 | 85
P00000MGC | Eaton (formerly Cooper Lighting) | Metalux | SNLED-LD1-30-[Voltages include 120 thru 277V]-LN-[Options include EL7W and PI/CPI]-L835-CD1-[All Packaging] | Indoor Luminaires | Linear Ambient | Direct Linear Ambient Luminaires | Standard | FALSE | [9 empty] | 41806 |  |  | NotYetVerified |  | 3 | 3034 | 106.4 | 28.5 | 6 | 1 | 3500 | 85
P00000MHI | Eaton (formerly Cooper Lighting) | Metalux | SNLED-LD1-28-[Voltages include 120 thru 277V]-RM-[Options include EL7W and PI/CPI]-L835-CD1-[All Packaging] | Indoor Luminaires | Linear Ambient | Direct Linear Ambient Luminaires | Standard | FALSE | [9 empty] | 41806 |  |  | NotYetVerified |  | 3 | 3028 | 106.2 | 28.5 | 6 | 1 | 3500 | 85
P00000MI3 | Eaton (formerly Cooper Lighting) | Metalux | SNLED-LD1-28-[Voltages include 120 thru 277V]-RW-[Options include EL7W and PI/CPI]-L835-CD1-[All Packaging] | Indoor Luminaires | Linear Ambient | Direct Linear Ambient Luminaires | Standard | FALSE | [9 empty] | 41806 |  |  | NotYetVerified |  | 3 | 2844 | 99.8 | 28.5 | 6 | 1 | 3500 | 85
P00000MGX | Eaton (formerly Cooper Lighting) | Metalux | SNLED-LD1-28-[Voltages include 120 thru 277V]-LW-[Options include EL7W and PI/CPI]-L835-CD1-[All Packaging] | Indoor Luminaires | Linear Ambient | Direct Linear Ambient Luminaires | Standard | FALSE | [9 empty] | 41806 |  |  | NotYetVerified |  | 3 | 2809 | 98.6 | 28.5 | 6 | 1 | 3500 | 85
P000005QI | BJ Take Inc. | BJ Take Inc. | BLSP-4'-4L-P1R840-37WUNV-L18 [120 V ONLY] | Indoor Luminaires | Linear Ambient | Direct Linear Ambient Luminaires | Standard | TRUE | 3597 | 100.8 | 35.7 | 14.8 | 0.988 | 4067 | 85.11 | 5 | 50000 | 41801 |  |  | NotYetVerified |  | 3 | 4400 |  | 36.9 |  |  | 4000
P000003OP | Acuity Brands Lighting | Holophane | HTZL1N L96 14000LM L/LENS XX 50K 80CRI XX XX (120-277V and 347V only) | Indoor Luminaires | Linear Ambient | Direct Linear Ambient Luminaires | Standard | FALSE | [9 empty] | 41801 | Not Yet Verified | Not Yet Verified | NotYetVerified |  | 3 | 16328.7 | 112.3 | 145.4 | 15.3 | 0.946 | 5275.5 | 85.1
P000003OQ | Acuity Brands Lighting | Holophane | HTZL1N L96 14000LM FST XX 50K 80CRI XX XX (120-277V and 347V only) | Indoor Luminaires | Linear Ambient | Direct Linear Ambient Luminaires | Standard | FALSE | [9 empty] | 41801 | Not Yet Verified | Not Yet Verified | NotYetVerified |  | 3 | 14462.2 | 99.9 | 144.8 | 15.3 | 0.946 | 5275.5 | 85.1
P000003ON | Acuity Brands Lighting | Holophane | HTZL1N L96 10000LM L/LENS XX 50K 80CRI XX XX (120-277V and 347V only) | Indoor Luminaires | Linear Ambient | Direct Linear Ambient Luminaires | Standard | FALSE | [9 empty] | 41801 | Not Yet Verified | Not Yet Verified | NotYetVerified |  | 3 | 10758.5 | 127.3 | 84.5 | 15.3 | 0.946 | 5275.5 | 85.1
P000003OO | Acuity Brands Lighting | Holophane | HTZL1N L96 10000LM FST XX 50K 80CRI XX XX (120-277V and 347V only) | Indoor Luminaires | Linear Ambient | Direct Linear Ambient Luminaires | Standard | FALSE | [9 empty] | 41801 | Not Yet Verified | Not Yet Verified | NotYetVerified |  | 3 | 9507.9 | 113.3 | 83.9 | 15.3 | 0.946 | 5275.5 | 85.1
P000003O3 | Acuity Brands Lighting | Holophane | HZL1N L48 7000LM L/LENS XX 50K 80CRI XX XX (120-277V and 347V only) | Indoor Luminaires | Linear Ambient | Direct Linear Ambient Luminaires | Standard | FALSE | [9 empty] | 41801 | Not Yet Verified | Not Yet Verified | NotYetVerified |  | 3 | 8164.4 | 112.3 | 72.7 | 15.3 | 0.946 | 5275.5 | 85.1
P000003NB | Acuity Brands Lighting | Holophane | HZL1N L48 7000LM FST XX 50K 80CRI XX XX (120-277V and 347V only) | Indoor Luminaires | Linear Ambient | Direct Linear Ambient Luminaires | Standard | FALSE | [9 empty] | 41801 | Not Yet Verified | Not Yet Verified | NotYetVerified |  | 3 | 7231.1 | 99.9 | 72.4 | 15.3 | 0.946 | 5275.5 | 85.1
P000003OL | Acuity Brands Lighting | Holophane | HTZL1N L96 6000LM L/LENS XX 50K 80CRI XX XX (120-277V and 347V only) | Indoor Luminaires | Linear Ambient | Direct Linear Ambient Luminaires | Standard | FALSE | [9 empty] | 41801 | Not Yet Verified | Not Yet Verified | NotYetVerified |  | 3 | 6943.5 | 107.5 | 64.6 | 15.3 | 0.946 | 5275.5 | 85.1
P000003OM | Acuity Brands Lighting | Holophane | HTZL1N L96 6000LM FST XX 50K 80CRI XX XX (120-277V and 347V only) | Indoor Luminaires | Linear Ambient | Direct Linear Ambient Luminaires | Standard | FALSE | [9 empty] | 41801 | Not Yet Verified | Not Yet Verified | NotYetVerified |  | 3 | 6136.3 | 95.6 | 64.2 | 15.3 | 0.946 | 5275.5 | 85.1
P000003O1 | Acuity Brands Lighting | Holophane | HZL1N L48 5000LM L/LENS XX 50K 80CRI XX XX (120-277V and 347V only) | Indoor Luminaires | Linear Ambient | Direct Linear Ambient Luminaires | Standard | FALSE | [9 empty] | 41801 | Not Yet Verified | Not Yet Verified | NotYetVerified |  | 3 | 5379.3 | 127.3 | 42.3 | 15.3 | 0.946 | 5275.5 | 85.1
P000003O2 | Acuity Brands Lighting | Holophane | HZL1N L48 5000LM FST XX 50K 80CRI XX XX (120-277V and 347V only) | Indoor Luminaires | Linear Ambient | Direct Linear Ambient Luminaires | Standard | FALSE | [9 empty] | 41801 | Not Yet Verified | Not Yet Verified | NotYetVerified |  | 3 | 4753.9 | 113.3 | 42 | 15.3 | 0.946 | 5275.5 | 85.1
P000003NI | Acuity Brands Lighting | Holophane | HZL1N L24 3000LM L/LENS XX 50K 80CRI XX XX (120-277V and 347V only) | Indoor Luminaires | Linear Ambient | Direct Linear Ambient Luminaires | Standard | FALSE | [9 empty] | 41801 | Not Yet Verified | Not Yet Verified | NotYetVerified |  | 3 | 3834.9 | 110.4 | 34.7 | 15.3 | 0.946 | 5275.5 | 85.1
P000003NZ | Acuity Brands Lighting | Holophane | HZL1N L48 3000LM L/LENS XX 50K 80CRI XX XX (120-277V and 347V only) | Indoor Luminaires | Linear Ambient | Direct Linear Ambient Luminaires | Standard | FALSE | [9 empty] | 41801 | Not Yet Verified | Not Yet Verified | NotYetVerified |  | 3 | 3471.8 | 107.5 | 32.3 | 15.3 | 0.946 | 5275.5 | 85.1
P000003NJ | Acuity Brands Lighting | Holophane | HZL1N L24 3000LM FST XX 50K 80CRI XX XX (120-277V and 347V only) | Indoor Luminaires | Linear Ambient | Direct Linear Ambient Luminaires | Standard | FALSE | [9 empty] | 41801 | Not Yet Verified | Not Yet Verified | NotYetVerified |  | 3 | 3399.6 | 98.4 | 34.6 | 15.3 | 0.946 | 5275.5 | 85.1
P000003O0 | Acuity Brands Lighting | Holophane | HZL1N L48 3000LM FST XX 50K 80CRI XX XX (120-277V and 347V only) | Indoor Luminaires | Linear Ambient | Direct Linear Ambient Luminaires | Standard | FALSE | [9 empty] | 41801 | Not Yet Verified | Not Yet Verified | NotYetVerified |  | 3 | 3068.2 | 95.6 | 32.1 | 15.3 | 0.946 | 5275.5 | 85.1
P000003OS | Acuity Brands Lighting | Holophane | HZL2N L48 3000LM XX 50K MDD | Indoor Luminaires | Linear Ambient | Direct Linear Ambient Luminaires | Standard | FALSE | [9 empty] | 41801 | Not Yet Verified | Not Yet Verified | NotYetVerified |  | 3 | 3909.4 | 87.8 | 44.6 | 20.39 | 0.99 | 5054 | 83.4
P000003OJ | Acuity Brands Lighting | Holophane | HTZL1N L96 14000LM L/LENS XX 40K 80CRI XX XX (120-277V and 347V only) | Indoor Luminaires | Linear Ambient | Direct Linear Ambient Luminaires | Standard | FALSE | [9 empty] | 41801 | Not Yet Verified | Not Yet Verified | NotYetVerified |  | 3 | 15081.6 | 103 | 146.4 | 15.3 | 0.946 | 4113 | 83.1
P000003OK | Acuity Brands Lighting | Holophane | HTZL1N L96 14000LM FST XX 40K 80CRI XX XX (120-277V and 347V only) | Indoor Luminaires | Linear Ambient | Direct Linear Ambient Luminaires | Standard | FALSE | [9 empty] | 41801 | Not Yet Verified | Not Yet Verified | NotYetVerified |  | 3 | 13238.6 | 91 | 145.5 | 15.3 | 0.946 | 4113 | 83.1
P000003OH | Acuity Brands Lighting | Holophane | HTZL1N L96 10000LM L/LENS XX 40K 80CRI XX XX (120-277V and 347V only) | Indoor Luminaires | Linear Ambient | Direct Linear Ambient Luminaires | Standard | FALSE | [9 empty] | 41801 | Not Yet Verified | Not Yet Verified | NotYetVerified |  | 3 | 9936.8 | 116.8 | 85.1 | 15.3 | 0.946 | 4113 | 83.1
P000003OI | Acuity Brands Lighting | Holophane | HTZL1N L96 10000LM FST XX 40K 80CRI XX XX (120-277V and 347V only) | Indoor Luminaires | Linear Ambient | Direct Linear Ambient Luminaires | Standard | FALSE | [9 empty] | 41801 | Not Yet Verified | Not Yet Verified | NotYetVerified |  | 3 | 8781.7 | 103.9 | 84.5 | 15.3 | 0.946 | 4113 | 83.1
P000003NX | Acuity Brands Lighting | Holophane | HZL1N L48 7000LM L/LENS XX 40K 80CRI XX XX (120-277V and 347V only) | Indoor Luminaires | Linear Ambient | Direct Linear Ambient Luminaires | Standard | FALSE | [9 empty] | 41801 | Not Yet Verified | Not Yet Verified | NotYetVerified |  | 3 | 7540.8 | 103 | 73.2 | 15.3 | 0.946 | 4113 | 83.1
P000003NY | Acuity Brands Lighting | Holophane | HZL1N L48 7000LM FST XX 40K 80CRI XX XX (120-277V and 347V only) | Indoor Luminaires | Linear Ambient | Direct Linear Ambient Luminaires | Standard | FALSE | [9 empty] | 41801 | Not Yet Verified | Not Yet Verified | NotYetVerified |  | 3 | 6619.3 | 91 | 72.8 | 15.3 | 0.946 | 4113 | 83.1
P000003OF | Acuity Brands Lighting | Holophane | HTZL1N L96 6000LM L/LENS XX 40K 80CRI XX XX (120-277V and 347V only) | Indoor Luminaires | Linear Ambient | Direct Linear Ambient Luminaires | Standard | FALSE | [9 empty] | 41801 | Not Yet Verified | Not Yet Verified | NotYetVerified |  | 3 | 6413.2 | 98.6 | 65 | 15.3 | 0.946 | 4113 | 83.1
P000003OG | Acuity Brands Lighting | Holophane | HTZL1N L96 6000LM FST XX 40K 80CRI XX XX (120-277V and 347V only) | Indoor Luminaires | Linear Ambient | Direct Linear Ambient Luminaires | Standard | FALSE | [9 empty] | 41801 | Not Yet Verified | Not Yet Verified | NotYetVerified |  | 3 | 5667.7 | 87.7 | 64.6 | 15.3 | 0.946 | 4113 | 83.1
P000003NV | Acuity Brands Lighting | Holophane | HZL1N L48 5000LM L/LENS XX 40K 80CRI XX XX (120-277V and 347V only) | Indoor Luminaires | Linear Ambient | Direct Linear Ambient Luminaires | Standard | FALSE | [9 empty] | 41801 | Not Yet Verified | Not Yet Verified | NotYetVerified |  | 3 | 4968.4 | 116.8 | 42.5 | 15.3 | 0.946 | 4113 | 83.1
P000003NW | Acuity Brands Lighting | Holophane | HZL1N L48 5000LM FST XX 40K 80CRI XX XX (120-277V and 347V only) | Indoor Luminaires | Linear Ambient | Direct Linear Ambient Luminaires | Standard | FALSE | [9 empty] | 41801 | Not Yet Verified | Not Yet Verified | NotYetVerified |  | 3 | 4390.9 | 103.9 | 42.2 | 15.3 | 0.946 | 4113 | 83.1
P000003NG | Acuity Brands Lighting | Holophane | HZL1N L24 3000LM L/LENS XX 40K 80CRI XX XX (120-277V and 347V only) | Indoor Luminaires | Linear Ambient | Direct Linear Ambient Luminaires | Standard | FALSE | [9 empty] | 41801 | Not Yet Verified | Not Yet Verified | NotYetVerified |  | 3 | 3581.8 | 100.7 | 35.6 | 15.3 | 0.946 | 4113 | 83.1
P000003NU | Acuity Brands Lighting | Holophane | HZL1N L48 3000LM L/LENS XX 40K 80CRI XX XX (120-277V and 347V only) | Indoor Luminaires | Linear Ambient | Direct Linear Ambient Luminaires | Standard | FALSE | [9 empty] | 41801 | Not Yet Verified | Not Yet Verified | NotYetVerified |  | 3 | 3206.6 | 98.6 | 32.5 | 15.3 | 0.946 | 4113 | 83.1
P000003NH | Acuity Brands Lighting | Holophane | HZL1N L24 3000LM FST XX 40K 80CRI XX XX (120-277V and 347V only) | Indoor Luminaires | Linear Ambient | Direct Linear Ambient Luminaires | Standard | FALSE | [9 empty] | 41801 | Not Yet Verified | Not Yet Verified | NotYetVerified |  | 3 | 3177.3 | 89.7 | 35.4 | 15.3 | 0.946 | 4113 | 83.1
P000003N9 | Acuity Brands Lighting | Holophane | HZL1N L48 3000LM FST XX 40K 80CRI XX XX (120-277V and 347V only) | Indoor Luminaires | Linear Ambient | Direct Linear Ambient Luminaires | Standard | FALSE | [9 empty] | 41801 | Not Yet Verified | Not Yet Verified | NotYetVerified |  | 3 | 2833.8 | 87.7 | 32.3 | 15.3 | 0.946 | 4113 | 83.1
P000003OR | Acuity Brands Lighting | Holophane | HZL2N L48 3000LM XX 40K MDD | Indoor Luminaires | Linear Ambient | Direct Linear Ambient Luminaires | Standard | FALSE | [9 empty] | 41801 | Not Yet Verified | Not Yet Verified | NotYetVerified |  | 3 | 3786.7 | 84.9 | 44.6 | 20.39 | 0.99 | 3974 | 81.9
P000003OD | Acuity Brands Lighting | Holophane | HTZL1N L96 14000LM L/LENS XX 35K 80CRI XX XX (120-277V and 347V only) | Indoor Luminaires | Linear Ambient | Direct Linear Ambient Luminaires | Standard | FALSE | [9 empty] | 41801 | Not Yet Verified | Not Yet Verified | NotYetVerified |  | 3 | 14030.6 | 97.6 | 143.8 | 15.3 | 0.946 | 3517.6 | 82.6
P000003OE | Acuity Brands Lighting | Holophane | HTZL1N L96 14000LM FST XX 35K 80CRI XX XX (120-277V and 347V only) | Indoor Luminaires | Linear Ambient | Direct Linear Ambient Luminaires | Standard | FALSE | [9 empty] | 41801 | Not Yet Verified | Not Yet Verified | NotYetVerified |  | 3 | 12316 | 86.2 | 142.9 | 15.3 | 0.946 | 3517.6 | 82.6
P000003OB | Acuity Brands Lighting | Holophane | HTZL1N L96 10000LM L/LENS XX 35K 80CRI XX XX (120-277V and 347V only) | Indoor Luminaires | Linear Ambient | Direct Linear Ambient Luminaires | Standard | FALSE | [9 empty] | 41801 | Not Yet Verified | Not Yet Verified | NotYetVerified |  | 3 | 9244.3 | 110.6 | 83.6 | 15.3 | 0.946 | 3517.6 | 82.6
P000003OC | Acuity Brands Lighting | Holophane | HTZL1N L96 10000LM FST XX 35K 80CRI XX XX (120-277V and 347V only) | Indoor Luminaires | Linear Ambient | Direct Linear Ambient Luminaires | Standard | FALSE | [9 empty] | 41801 | Not Yet Verified | Not Yet Verified | NotYetVerified |  | 3 | 8169.7 | 98.4 | 83 | 15.3 | 0.946 | 3517.6 | 82.6
P000003NS | Acuity Brands Lighting | Holophane | HZL1N L48 7000LM L/LENS XX 35K 80CRI XX XX (120-277V and 347V only) | Indoor Luminaires | Linear Ambient | Direct Linear Ambient Luminaires | Standard | FALSE | [9 empty] | 41801 | Not Yet Verified | Not Yet Verified | NotYetVerified |  | 3 | 7015.3 | 97.6 | 71.9 | 15.3 | 0.946 | 3517.6 | 82.6
P000003NT | Acuity Brands Lighting | Holophane | HZL1N L48 7000LM FST XX 35K 80CRI XX XX (120-277V and 347V only) | Indoor Luminaires | Linear Ambient | Direct Linear Ambient Luminaires | Standard | FALSE | [9 empty] | 41801 | Not Yet Verified | Not Yet Verified | NotYetVerified |  | 3 | 6158 | 86.2 | 71.5 | 15.3 | 0.946 | 3517.6 | 82.6
P000003O9 | Acuity Brands Lighting | Holophane | HTZL1N L96 6000LM L/LENS XX 35K 80CRI XX XX (120-277V and 347V only) | Indoor Luminaires | Linear Ambient | Direct Linear Ambient Luminaires | Standard | FALSE | [9 empty] | 41801 | Not Yet Verified | Not Yet Verified | NotYetVerified |  | 3 | 5966.3 | 93.4 | 63.9 | 15.3 | 0.946 | 3517.6 | 82.6
P000003OA | Acuity Brands Lighting | Holophane | HTZL1N L96 6000LM FST XX 35K 80CRI XX XX (120-277V and 347V only) | Indoor Luminaires | Linear Ambient | Direct Linear Ambient Luminaires | Standard | FALSE | [9 empty] | 41801 | Not Yet Verified | Not Yet Verified | NotYetVerified |  | 3 | 5272.7 | 83.1 | 63.4 | 15.3 | 0.946 | 3517.6 | 82.6
P000003NQ | Acuity Brands Lighting | Holophane | HZL1N L48 5000LM L/LENS XX 35K 80CRI XX XX (120-277V and 347V only) | Indoor Luminaires | Linear Ambient | Direct Linear Ambient Luminaires | Standard | FALSE | [9 empty] | 41801 | Not Yet Verified | Not Yet Verified | NotYetVerified |  | 3 | 4622.2 | 110.6 | 41.8 | 15.3 | 0.946 | 3517.6 | 82.6
P000003NR | Acuity Brands Lighting | Holophane | HZL1N L48 5000LM FST XX 35K 80CRI XX XX (120-277V and 347V only) | Indoor Luminaires | Linear Ambient | Direct Linear Ambient Luminaires | Standard | FALSE | [9 empty] | 41801 | Not Yet Verified | Not Yet Verified | NotYetVerified |  | 3 | 4084.9 | 98.4 | 41.5 | 15.3 | 0.946 | 3517.6 | 82.6
P000003NE | Acuity Brands Lighting | Holophane | HZL1N L24 3000LM L/LENS XX 35K 80CRI XX XX (120-277V and 347V only) | Indoor Luminaires | Linear Ambient | Direct Linear Ambient Luminaires | Standard | FALSE | [9 empty] | 41801 | Not Yet Verified | Not Yet Verified | NotYetVerified |  | 3 | 3295.2 | 97.1 | 33.9 | 15.3 | 0.946 | 3517.6 | 82.6
P000003NO | Acuity Brands Lighting | Holophane | HZL1N L48 3000LM L/LENS XX 35K 80CRI XX XX (120-277V and 347V only) | Indoor Luminaires | Linear Ambient | Direct Linear Ambient Luminaires | Standard | FALSE | [9 empty] | 41801 | Not Yet Verified | Not Yet Verified | NotYetVerified |  | 3 | 2983.1 | 93.4 | 31.9 | 15.3 | 0.946 | 3517.6 | 82.6
P000003NF | Acuity Brands Lighting | Holophane | HZL1N L24 3000LM FST XX 35K 80CRI XX XX (120-277V and 347V only) | Indoor Luminaires | Linear Ambient | Direct Linear Ambient Luminaires | Standard | FALSE | [9 empty] | 41801 | Not Yet Verified | Not Yet Verified | NotYetVerified |  | 3 | 2921.2 | 86.6 | 33.7 | 15.3 | 0.946 | 3517.6 | 82.6
P000003NP | Acuity Brands Lighting | Holophane | HZL1N L48 3000LM FST XX 35K 80CRI XX XX (120-277V and 347V only) | Indoor Luminaires | Linear Ambient | Direct Linear Ambient Luminaires | Standard | FALSE | [9 empty] | 41801 | Not Yet Verified | Not Yet Verified | NotYetVerified |  | 3 | 2636.4 | 83.1 | 31.7 | 15.3 | 0.946 | 3517.6 | 82.6
P000003O7 | Acuity Brands Lighting | Holophane | HTZL1N L96 14000LM L/LENS XX 30K 80CRI XX XX (120-277V and 347V only) | Indoor Luminaires | Linear Ambient | Direct Linear Ambient Luminaires | Standard | FALSE | [9 empty] | 41801 | Not Yet Verified | Not Yet Verified | NotYetVerified |  | 3 | 13474.3 | 94.9 | 142 | 15.3 | 0.946 | 3053.7 | 82.3
P000003O8 | Acuity Brands Lighting | Holophane | HTZL1N L96 14000LM FST XX 30K 80CRI XX XX (120-277V and 347V only) | Indoor Luminaires | Linear Ambient | Direct Linear Ambient Luminaires | Standard | FALSE | [9 empty] | 41801 | Not Yet Verified | Not Yet Verified | NotYetVerified |  | 3 | 11827.7 | 83.8 | 141.2 | 15.3 | 0.946 | 3053.7 | 82.3
P000003O5 | Acuity Brands Lighting | Holophane | HTZL1N L96 10000LM L/LENS XX 30K 80CRI XX XX (120-277V and 347V only) | Indoor Luminaires | Linear Ambient | Direct Linear Ambient Luminaires | Standard | FALSE | [9 empty] | 41801 | Not Yet Verified | Not Yet Verified | NotYetVerified |  | 3 | 8877.8 | 107.6 | 82.5 | 15.3 | 0.946 | 3053.7 | 82.3
P000003O6 | Acuity Brands Lighting | Holophane | HTZL1N L96 10000LM FST XX 30K 80CRI XX XX (120-277V and 347V only) | Indoor Luminaires | Linear Ambient | Direct Linear Ambient Luminaires | Standard | FALSE | [9 empty] | 41801 | Not Yet Verified | Not Yet Verified | NotYetVerified |  | 3 | 7845.8 | 95.7 | 82 | 15.3 | 0.946 | 3053.7 | 82.3
P000003NN | Acuity Brands Lighting | Holophane | HZL1N L48 7000LM L/LENS XX 30K 80CRI XX XX (120-277V and 347V only) | Indoor Luminaires | Linear Ambient | Direct Linear Ambient Luminaires | Standard | FALSE | [9 empty] | 41801 | Not Yet Verified | Not Yet Verified | NotYetVerified |  | 3 | 6737.1 | 94.9 | 71 | 15.3 | 0.946 | 3053.7 | 82.3
P000003NA | Acuity Brands Lighting | Holophane | HZL1N L48 7000LM FST XX 30K 80CRI XX XX (120-277V and 347V only) | Indoor Luminaires | Linear Ambient | Direct Linear Ambient Luminaires | Standard | FALSE | [9 empty] | 41801 | Not Yet Verified | Not Yet Verified | NotYetVerified |  | 3 | 5913.8 | 83.8 | 70.6 | 15.3 | 0.946 | 3053.7 | 82.3
P000003O4 | Acuity Brands Lighting | Holophane | HTZL1N L96 6000LM L/LENS XX 30K 80CRI XX XX (120-277V and 347V only) | Indoor Luminaires | Linear Ambient | Direct Linear Ambient Luminaires | Standard | FALSE | [9 empty] | 41801 | Not Yet Verified | Not Yet Verified | NotYetVerified |  | 3 | 5729.7 | 90.8 | 63.1 | 15.3 | 0.946 | 3053.7 | 82.3
P000003NL | Acuity Brands Lighting | Holophane | HZL1N L48 5000LM L/LENS XX 30K 80CRI XX XX (120-277V and 347V only) | Indoor Luminaires | Linear Ambient | Direct Linear Ambient Luminaires | Standard | FALSE | [9 empty] | 41801 | Not Yet Verified | Not Yet Verified | NotYetVerified |  | 3 | 4438.9 | 107.6 | 41.3 | 15.3 | 0.946 | 3053.7 | 82.3
P000003NM | Acuity Brands Lighting | Holophane | HZL1N L48 5000LM FST XX 30K 80CRI XX XX (120-277V and 347V only) | Indoor Luminaires | Linear Ambient | Direct Linear Ambient Luminaires | Standard | FALSE | [9 empty] | 41801 | Not Yet Verified | Not Yet Verified | NotYetVerified |  | 3 | 3922.9 | 95.7 | 41 | 15.3 | 0.946 | 3053.7 | 82.3
P000003NC | Acuity Brands Lighting | Holophane | HZL1N L24 3000LM L/LENS XX 30K 80CRI XX XX (120-277V and 347V only) | Indoor Luminaires | Linear Ambient | Direct Linear Ambient Luminaires | Standard | FALSE | [9 empty] | 41801 | Not Yet Verified | Not Yet Verified | NotYetVerified |  | 3 | 3164.5 | 93.3 | 33.9 | 15.3 | 0.946 | 3053.7 | 82.3
P000003NK | Acuity Brands Lighting | Holophane | HZL1N L48 3000LM L/LENS XX 30K 80CRI XX XX (120-277V and 347V only) | Indoor Luminaires | Linear Ambient | Direct Linear Ambient Luminaires | Standard | FALSE | [9 empty] | 41801 | Not Yet Verified | Not Yet Verified | NotYetVerified |  | 3 | 2864.9 | 90.8 | 31.6 | 15.3 | 0.946 | 3053.7 | 82.3
P000003ND | Acuity Brands Lighting | Holophane | HZL1N L24 3000LM FST XX 30K 80CRI XX XX (120-277V and 347V only) | Indoor Luminaires | Linear Ambient | Direct Linear Ambient Luminaires | Standard | FALSE | [9 empty] | 41801 | Not Yet Verified | Not Yet Verified | NotYetVerified |  | 3 | 2805.4 | 83.1 | 33.7 | 15.3 | 0.946 | 3053.7 | 82.3
P00001BTZ | US LED | DH1 | DH1-2-1-35-X-X-PUJ-UNV2-1050-X | Indoor Luminaires | Linear Ambient | Direct Linear Ambient Luminaires | Standard | TRUE | 4398 | 97.3 | 45.18 | 5.06 | 0.978 | 3370 | 82 | 5 | 50000 | 41800 |  |  | NotYetVerified |  | 3 | 4400 | 97 | 45 |  |  | 3500 | 80
P000015IB | Philips Optimum | Philips Optimum | SL 4FT 02L UV 840 | Indoor Luminaires | Linear Ambient | Direct Linear Ambient Luminaires | Standard | TRUE | 2016 | 124.4 | 16.23 | 16.1 | 0.894 | 4001 | 84.1 | 5 | 70000 | 41800 |  |  | NotYetVerified |  | 3 | 2000 |  |  |  |  | 4000 | 80
P000015IA | Philips Optimum | Philips Optimum | SL 3FT 02L UV 840 | Indoor Luminaires | Linear Ambient | Direct Linear Ambient Luminaires | Standard | TRUE | 1590 | 124 | 12.83 | 14.7 | 0.889 | 4003 | 84.2 | 5 | 70000 | 41800 |  |  | NotYetVerified |  | 3 | 2000 |  |  |  |  | 4000 | 80
P00001BU1 | US LED | DH1 | DH1-2-1-50-X-X-PUJ-UNV2-1050-X | Indoor Luminaires | Linear Ambient | Direct Linear Ambient Luminaires | Standard | TRUE | 4667 | 103.3 | 45.2 | 4.86 | 0.978 | 4900 | 82 | 5 | 50000 | 41800 |  |  | No | Updated on 3/14/17 | 4.1 | 4667 | 103.3 | 45.2 | 4.86 | 0.98 | 4900 | 82
P00001BU0 | US LED | DH1 | DH1-2-1-40-X-X-PUJ-UNV2-1050-X | Indoor Luminaires | Linear Ambient | Direct Linear Ambient Luminaires | Standard | FALSE | [9 empty] | 41800 |  |  | NotYetVerified |  | 3 | 4545 | 100 | 45 |  |  | 4000 | 80
P000003N4 | Acuity Brands Lighting | Lithonia Lighting | WL440LXXXXXXLP830XXXXXXXXXXXXXXXXXXXXXXXXXX | Indoor Luminaires | Linear Ambient | Direct Linear Ambient Luminaires | Standard | TRUE | 3927 | 99.47 | 39.48 | 18.61 | 0.924 | 3066 | 83.4 | 5 |  | 41792 |  |  | NotYetVerified |  | 3 | 3927 | 99.47 | 39.48 | 18.61 | 0.924 | 3066 | 83.4
P000003MY | Acuity Brands Lighting | Lithonia Lighting | WL430LXXXXXXLP850XXXXXXXXXXXXXXXXXXXXXXXXXX | Indoor Luminaires | Linear Ambient | Direct Linear Ambient Luminaires | Standard | TRUE | 3445 | 120.88 | 28.5 | 14.28 | 0.877 | 4967 | 81.94 | 5 |  | 41792 |  |  | NotYetVerified |  | 3 | 3445 | 120.88 | 28.5 | 14.28 | 0.877 | 4967 | 81.94
P000003MX | Acuity Brands Lighting | Lithonia Lighting | WL430LXXXXXXLP830XXXXXXXXXXXXXXXXXXXXXXXXXX | Indoor Luminaires | Linear Ambient | Direct Linear Ambient Luminaires | Standard | TRUE | 2949 | 104.61 | 28.19 | 14.28 | 0.877 | 3057 | 83.38 | 5 |  | 41792 |  |  | NotYetVerified |  | 3 | 2949 | 104.61 | 28.19 | 14.28 | 0.877 | 3057 | 83.38
P000003MW | Acuity Brands Lighting | Lithonia Lighting | WL420LXXXXXXLP830XXXXXXXXXXXXXXXXXXXXXXXXXX | Indoor Luminaires | Linear Ambient | Direct Linear Ambient Luminaires | Standard | TRUE | 2068 | 110.47 | 18.72 | 14.28 | 0.877 | 3047 | 83.44 | 5 |  | 41792 |  |  | NotYetVerified |  | 3 | 2068 | 110.47 | 18.72 | 14.28 | 0.877 | 3047 | 83.44
P000003N7 | Acuity Brands Lighting | Lithonia Lighting | WL440LXXXXXXLP850XXXXXXXXXXXXXXXXXXXXXXXXXX | Indoor Luminaires | Linear Ambient | Direct Linear Ambient Luminaires | Standard | FALSE | [9 empty] | 41792 | Not Yet Verified | Not Yet Verified | NotYetVerified |  | 3 | 4588 | 115.16 | 39.84 | 18.61 | 0.924 | 5006 | 82.02
P000003N1 | Acuity Brands Lighting | Lithonia Lighting | WL420LXXXXXXLP850XXXXXXXXXXXXXXXXXXXXXXXXXX | Indoor Luminaires | Linear Ambient | Direct Linear Ambient Luminaires | Standard | FALSE | [9 empty] | 41792 | Not Yet Verified | Not Yet Verified | NotYetVerified |  | 3 | 2411 | 127.84 | 18.86 | 14.28 | 0.877 | 4961 | 82.05
P000003N0 | Acuity Brands Lighting | Lithonia Lighting | WL420LXXXXXXLP840XXXXXXXXXXXXXXXXXXXXXXXXXX | Indoor Luminaires | Linear Ambient | Direct Linear Ambient Luminaires | Standard | FALSE | [9 empty] | 41792 | Not Yet Verified | Not Yet Verified | NotYetVerified |  | 3 | 2279.97 | 121.79 | 18.72 | 14.28 | 0.877 | 4000 | 83.44
P000003N6 | Acuity Brands Lighting | Lithonia Lighting | WL440LXXXXXXLP840XXXXXXXXXXXXXXXXXXXXXXXXXX | Indoor Luminaires | Linear Ambient | Direct Linear Ambient Luminaires | Standard | FALSE | [9 empty] | 41792 | Not Yet Verified | Not Yet Verified | NotYetVerified |  | 3 | 4330 | 109.67 | 39.48 | 18.61 | 0.924 | 4000 | 83.4
P000003N3 | Acuity Brands Lighting | Lithonia Lighting | WL430LXXXXXXLP840XXXXXXXXXXXXXXXXXXXXXXXXXX | Indoor Luminaires | Linear Ambient | Direct Linear Ambient Luminaires | Standard | FALSE | [9 empty] | 41792 | Not Yet Verified | Not Yet Verified | NotYetVerified |  | 3 | 3251.27 | 115.33 | 28.19 | 14.28 | 0.877 | 4000 | 83.38
P000003MZ | Acuity Brands Lighting | Lithonia Lighting | WL420LXXXXXXLP835XXXXXXXXXXXXXXXXXXXXXXXXXX | Indoor Luminaires | Linear Ambient | Direct Linear Ambient Luminaires | Standard | FALSE | [9 empty] | 41792 | Not Yet Verified | Not Yet Verified | NotYetVerified |  | 3 | 2171.4 | 115.99 | 18.72 | 14.28 | 0.877 | 3500 | 83.44
P000003N5 | Acuity Brands Lighting | Lithonia Lighting | WL440LXXXXXXLP835XXXXXXXXXXXXXXXXXXXXXXXXXX | Indoor Luminaires | Linear Ambient | Direct Linear Ambient Luminaires | Standard | FALSE | [9 empty] | 41792 | Not Yet Verified | Not Yet Verified | NotYetVerified |  | 3 | 4123 | 104.44 | 39.48 | 18.61 | 0.924 | 3500 | 83.4
P000003N2 | Acuity Brands Lighting | Lithonia Lighting | WL430LXXXXXXLP835XXXXXXXXXXXXXXXXXXXXXXXXXX | Indoor Luminaires | Linear Ambient | Direct Linear Ambient Luminaires | Standard | FALSE | [9 empty] | 41792 | Not Yet Verified | Not Yet Verified | NotYetVerified |  | 3 | 3096.45 | 109.84 | 28.19 | 14.28 | 0.877 | 3500 | 83.38
P00001EAB | Amerillum Brands | Alumen8E | E-CHP124L40LHUW[All Mountings][All Options] | Indoor Luminaires | Linear Ambient | Direct Linear Ambient Luminaires | Standard | TRUE | 4471.59 | 117 | 38.06 | 19 | 0.94 | 4024 | 81 | 5 | 60000 | 41788 |  |  | NotYetVerified |  | 3 | [5 empty] | 4000 | 85
P00001KAQ | Save Energy Lighting Ltd. | PargaDE | SE-IP67-4-24-140-841-U-C-X-Y | Indoor Luminaires | Linear Ambient | Direct Linear Ambient Luminaires | Standard | TRUE | 5881 | 113.7 | 51.72 | 8.57 | 0.91 | 4132 | 81.09 | 5 | 92000 | 41788 |  |  | NotYetVerified | X = Cord ConnectionY = Cord Length | 3 | 5900 | 113.5 | 52 | 15 | 0.95 | 4100 | 82
P00001KAS | Save Energy Lighting Ltd. | PargaDE | SE-IP67-5-25-175-841-U-C-X-Y | Indoor Luminaires | Linear Ambient | Direct Linear Ambient Luminaires | Standard | TRUE | 7371 | 112.4 | 65.55 | 8.9 | 0.9 | 4132 | 81.08 | 5 | 92000 | 41788 |  |  | NotYetVerified | X = Cord ConnectionY = Cord Length | 3 | 7400 | 112.1 | 66 | 15 | 0.95 | 4100 | 82
P00001IEG | StarTek Lighting America | StarTek Lighting America LLC | SB-N-4-5K-XX | Indoor Luminaires | Linear Ambient | Direct Linear Ambient Luminaires | Standard | TRUE | 5117 | 119 | 42.92 | 15.61 | 0.974 | 4978 | 81.1 | 5 |  | 41787 |  |  | NotYetVerified |  | 3 | 5267 | 122 | 43 |  | 0.99 | 5000 | 80
P00001IEF | StarTek Lighting America | StarTek Lighting America LLC | SB-N-4-4K-XX | Indoor Luminaires | Linear Ambient | Direct Linear Ambient Luminaires | Standard | TRUE | 4601 | 107.5 | 42.74 | 15.45 | 0.974 | 3922 | 83.6 | 5 |  | 41787 |  |  | NotYetVerified |  | 3 | 4701 | 109 | 43 |  | 0.9 | 4000 | 80
P00001IEH | StarTek Lighting America | StarTek Lighting America LLC | SB-N-8-5K-XX | Indoor Luminaires | Linear Ambient | Direct Linear Ambient Luminaires | Standard | TRUE | 8415 | 132.2 | 63.65 | 13.8 | 0.974 | 5033 | 81.2 | 5 |  | 41787 |  |  | NotYetVerified |  | 3 | 8415 | 131 | 64 |  | 0.99 | 5000 | 80
P00001IEJ | StarTek Lighting America | StarTek Lighting America LLC | SB-W-4-5K-XX | Indoor Luminaires | Linear Ambient | Direct Linear Ambient Luminaires | Standard | TRUE | 8347 | 130.1 | 64.15 | 13.66 | 0.974 | 4984 | 81.2 | 5 |  | 41787 |  |  | NotYetVerified |  | 3 | 8574 | 131 | 65 |  | 0.9 | 5000 | 80
P00001IEI | StarTek Lighting America | StarTek Lighting America LLC | SB-W-4-4K-XX | Indoor Luminaires | Linear Ambient | Direct Linear Ambient Luminaires | Standard | TRUE | 7550 | 117.5 | 64.16 | 13.54 | 0.973 | 3918 | 83.6 | 5 |  | 41787 |  |  | NotYetVerified |  | 3 | 7732 | 118 | 65 |  | 0.9 | 4000 | 80
P000019GY | Stanpro Lighting Systems Inc. | Stanpro | VN4-LS1W/35K | Indoor Luminaires | Linear Ambient | Direct Linear Ambient Luminaires | Standard | TRUE | 4210 | 107.6 | 39.1 | 8.74 | 0.969 | 3452 | 82.53 | 5 | 50000 | 41787 |  |  | NotYetVerified |  | 3 | 3850 | 100 | 38.5 | 10 | 0.93 | 3500 | 82.5
P00001IEK | StarTek Lighting America | StarTek Lighting America LLC | SB-W-8-5K-XX | Indoor Luminaires | Linear Ambient | Direct Linear Ambient Luminaires | Standard | TRUE | 13925 | 143.5 | 97.03 | 15.07 | 0.937 | 4964 | 81.3 | 5 |  | 41787 |  |  | NotYetVerified |  | 3 | 13925 | 142 | 98 |  | 0.9 | 5000 | 80
P000019GV | Stanpro Lighting Systems Inc. | Stanpro | VN4-LS1H/35K | Indoor Luminaires | Linear Ambient | Direct Linear Ambient Luminaires | Standard | TRUE | 4302 | 102.4 | 42 | 10.19 | 0.929 | 3451 | 82.51 | 5 | 50000 | 41787 |  |  | NotYetVerified |  | 3 | 3850 | 100 | 38.5 | 10 | 0.93 | 3500 | 82.5
P000019H0 | Stanpro Lighting Systems Inc. | Stanpro | VN4-LS1W/50K | Indoor Luminaires | Linear Ambient | Direct Linear Ambient Luminaires | Standard | FALSE | [9 empty] | 41787 |  |  | NotYetVerified |  | 3 | 3850 | 100 | 38.5 | 10 | 0.93 | 5000 | 82.5
P000019GX | Stanpro Lighting Systems Inc. | Stanpro | VN4-LS1H/50K | Indoor Luminaires | Linear Ambient | Direct Linear Ambient Luminaires | Standard | FALSE | [9 empty] | 41787 |  |  | NotYetVerified |  | 3 | 3850 | 100 | 38.5 | 10 | 0.93 | 5000 | 82.5
P000019GZ | Stanpro Lighting Systems Inc. | Stanpro | VN4-LS1W/40K | Indoor Luminaires | Linear Ambient | Direct Linear Ambient Luminaires | Standard | FALSE | [9 empty] | 41787 |  |  | NotYetVerified |  | 3 | 3850 | 100 | 38.5 | 10 | 0.93 | 4000 | 82.5
P000019GW | Stanpro Lighting Systems Inc. | Stanpro | VN4-LS1H/40K | Indoor Luminaires | Linear Ambient | Direct Linear Ambient Luminaires | Standard | FALSE | [9 empty] | 41787 |  |  | NotYetVerified |  | 3 | 3850 | 100 | 38.5 | 10 | 0.93 | 4000 | 82.5
P00001IDI | FSC Lighting | FSC Lighting | L85XX-1-25WT/2?/27K [XX = 48 or 96] | Indoor Luminaires | Linear Ambient | Direct Linear Ambient Luminaires | Standard | TRUE | 2466.7 | 89.28 | 27.63 | 7.65 | 0.98 | 2756 | 81.3 | 5 | 50000 | 41780 |  |  | NotYetVerified |  | 3 | 2466 | 88.07 | 25 |  |  | 2700 | 84
P00001IDS | FSC Lighting | FSC Lighting | L85XX-1-25WT/2?/27K/94% [XX = 48 or 96] | Indoor Luminaires | Linear Ambient | Direct Linear Ambient Luminaires | Standard | TRUE | 2876.2 | 102.32 | 28.11 | 7.06 | 0.98 | 2867 | 83.6 | 5 | 50000 | 41780 |  |  | NotYetVerified |  | 3 | 2876.2 | 102.32 | 25 |  |  | 2700 | 84
P00001FCC | Beghelli North America | Beghelli Systems | BS100LED4HT50WWT41120-277V (Previously BS100LED4HT50WWT41120/277VFL) | Indoor Luminaires | Linear Ambient | Direct Linear Ambient Luminaires | Standard | TRUE | 4404 | 95.22 | 46.253 | 9.48 | 0.9707 | 4002 | 85.4 | 5 | 100000 | 41780 |  |  | NotYetVerified |  | 3 | 4600 | 96 | 47.8 |  |  | 4100 | 80
P00001IE1 | FSC Lighting | Mirus lighting | L85XX-1-25WT/2?/50K/94% [XX = 48 or 96] | Indoor Luminaires | Linear Ambient | Direct Linear Ambient Luminaires | Standard | FALSE | [9 empty] | 41780 |  |  | NotYetVerified |  | 3 | 3178 | 113.5 | 25 |  |  | 5000 | 84
P00001IDW | FSC Lighting | FSC Lighting | L85XX-1-25WT/2?/50K/94% [XX = 48 or 96] | Indoor Luminaires | Linear Ambient | Direct Linear Ambient Luminaires | Standard | FALSE | [9 empty] | 41780 |  |  | NotYetVerified |  | 3 | 3178 | 113.5 | 25 |  |  | 5000 | 84
P00001IDQ | FSC Lighting | Mirus lighting | L85XX-1-25WT/2?/50K [XX = 48 or 96] | Indoor Luminaires | Linear Ambient | Direct Linear Ambient Luminaires | Standard | FALSE | [9 empty] | 41780 |  |  | NotYetVerified |  | 3 | 2916 | 104.14 | 25 |  |  | 5000 | 84
P00001IDM | FSC Lighting | FSC Lighting | L85XX-1-25WT/2?/50K [XX = 48 or 96] | Indoor Luminaires | Linear Ambient | Direct Linear Ambient Luminaires | Standard | FALSE | [9 empty] | 41780 |  |  | NotYetVerified |  | 3 | 2916 | 104.14 | 25 |  |  | 5000 | 84
P00001IE0 | FSC Lighting | Mirus lighting | L85XX-1-25WT/2?/40K/94% [XX = 48 or 96] | Indoor Luminaires | Linear Ambient | Direct Linear Ambient Luminaires | Standard | FALSE | [9 empty] | 41780 |  |  | NotYetVerified |  | 3 | 3027 | 108.1 | 25 |  |  | 4000 | 84
P00001IDV | FSC Lighting | FSC Lighting | L85XX-1-25WT/2?/40K/94% [XX = 48 or 96] | Indoor Luminaires | Linear Ambient | Direct Linear Ambient Luminaires | Standard | FALSE | [9 empty] | 41780 |  |  | NotYetVerified |  | 3 | 3027 | 108.1 | 25 |  |  | 4000 | 84
P00001IDP | FSC Lighting | Mirus lighting | L85XX-1-25WT/2?/40K [XX = 48 or 96] | Indoor Luminaires | Linear Ambient | Direct Linear Ambient Luminaires | Standard | FALSE | [9 empty] | 41780 |  |  | NotYetVerified |  | 3 | 2691 | 96.1 | 25 |  |  | 4000 | 84
P00001IDL | FSC Lighting | FSC Lighting | L85XX-1-25WT/2?/40K [XX = 48 or 96] | Indoor Luminaires | Linear Ambient | Direct Linear Ambient Luminaires | Standard | FALSE | [9 empty] | 41780 |  |  | NotYetVerified |  | 3 | 2691 | 96.1 | 25 |  |  | 4000 | 84
P00001IDZ | FSC Lighting | Mirus lighting | L85XX-1-25WT/2?/35K/94% [XX = 48 or 96] | Indoor Luminaires | Linear Ambient | Direct Linear Ambient Luminaires | Standard | FALSE | [9 empty] | 41780 |  |  | NotYetVerified |  | 3 | 2904 | 103.71 | 25 |  |  | 3500 | 84
P00001IDU | FSC Lighting | FSC Lighting | L85XX-1-25WT/2?/35K/94% [XX = 48 or 96] | Indoor Luminaires | Linear Ambient | Direct Linear Ambient Luminaires | Standard | FALSE | [9 empty] | 41780 |  |  | NotYetVerified |  | 3 | 2904 | 103.71 | 25 |  |  | 3500 | 84
P00001IDO | FSC Lighting | Mirus lighting | L85XX-1-25WT/2?/35K [XX = 48 or 96] | Indoor Luminaires | Linear Ambient | Direct Linear Ambient Luminaires | Standard | FALSE | [9 empty] | 41780 |  |  | NotYetVerified |  | 3 | 2516 | 89.85 | 25 |  |  | 3500 | 84
P00001IDK | FSC Lighting | FSC Lighting | L85XX-1-25WT/2?/35K [XX = 48 or 96] | Indoor Luminaires | Linear Ambient | Direct Linear Ambient Luminaires | Standard | FALSE | [9 empty] | 41780 |  |  | NotYetVerified |  | 3 | 2516 | 89.85 | 25 |  |  | 3500 | 84
P00001IDY | FSC Lighting | Mirus lighting | L85XX-1-25WT/2?/30K/94% [XX = 48 or 96] | Indoor Luminaires | Linear Ambient | Direct Linear Ambient Luminaires | Standard | FALSE | [9 empty] | 41780 |  |  | NotYetVerified |  | 3 | 2904 | 103.71 | 25 |  |  | 3000 | 84
P00001IDT | FSC Lighting | FSC Lighting | L85XX-1-25WT/2?/30K/94% [XX = 48 or 96] | Indoor Luminaires | Linear Ambient | Direct Linear Ambient Luminaires | Standard | FALSE | [9 empty] | 41780 |  |  | NotYetVerified |  | 3 | 2904 | 103.71 | 25 |  |  | 3000 | 84
P00001IDN | FSC Lighting | Mirus lighting | L85XX-1-25WT/2?/30K [XX = 48 or 96] | Indoor Luminaires | Linear Ambient | Direct Linear Ambient Luminaires | Standard | FALSE | [9 empty] | 41780 |  |  | NotYetVerified |  | 3 | 2516 | 89.85 | 25 |  |  | 3000 | 84
P00001IDJ | FSC Lighting | FSC Lighting | L85XX-1-25WT/2?/30K [XX = 48 or 96] | Indoor Luminaires | Linear Ambient | Direct Linear Ambient Luminaires | Standard | FALSE | [9 empty] | 41780 |  |  | NotYetVerified |  | 3 | 2516 | 89.85 | 25 |  |  | 3000 | 84
P00001IDX | FSC Lighting | Mirus lighting | L85XX-1-25WT/2?/27K/94% [XX = 48 or 96] | Indoor Luminaires | Linear Ambient | Direct Linear Ambient Luminaires | Standard | FALSE | [9 empty] | 41780 |  |  | NotYetVerified |  | 3 | 2876 | 102.71 | 25 |  |  | 2700 | 84
P00001IDR | FSC Lighting | Mirus lighting | L85XX-1-25WT/2?/27K [XX = 48 or 96] | Indoor Luminaires | Linear Ambient | Direct Linear Ambient Luminaires | Standard | FALSE | [9 empty] | 41780 |  |  | NotYetVerified |  | 3 | 2466 | 88.07 | 25 |  |  | 2700 | 84
P00001EBP | ShenZhen Crep Optoelectronics Co.Ltd | CREP | CPS486(4500K) | Indoor Luminaires | Linear Ambient | Direct Linear Ambient Luminaires | Standard | TRUE | 5907.64 | 95.48 | 63.4 | 15.7 | 0.93 | 4398 | 86 | 5 | 50000 | 41775 |  |  | NotYetVerified |  | 3 | 5907 | 95.48 | 63.4 |  |  | 4500 | 86
P00001IMN | New Star Lighting | New Star Lighting | VIC4N-L3401-RW-UN-WH | Indoor Luminaires | Linear Ambient | Direct Linear Ambient Luminaires | Standard | TRUE | 7226 | 90.47 | 79.87 | 16.16 | 0.946 | 4126 | 85.6 | 5 |  | 41774 |  |  | NotYetVerified |  | 3 |  |  | 75 |  |  | 4000
P000003KG | Acuity Brands Lighting | Lithonia Lighting | ZL1N L48 7000LM FST XX 50K 80CRI XX XX (120-277V and 347V only) | Indoor Luminaires | Linear Ambient | Direct Linear Ambient Luminaires | Standard | TRUE | 7162 | 99.17 | 72.22 | 12.874 | 0.946 | 5275.5 | 85.1 | 5 |  | 41772 |  |  | NotYetVerified |  | 3 | 7231.1 | 99.9 | 72.4 | 15.3 | 0.946 | 5275.5 | 85.1
P000003KE | Acuity Brands Lighting | Lithonia Lighting | ZL1N L48 3000LM FST XX 40K 80CRI XX XX (120-277V and 347V only) | Indoor Luminaires | Linear Ambient | Direct Linear Ambient Luminaires | Standard | TRUE | 2832 | 87.76 | 32.27 | 12.874 | 0.946 | 3958.1 | 83.2 | 5 |  | 41772 |  |  | NotYetVerified |  | 3 | 2833.8 | 87.7 | 32.3 | 15.3 | 0.946 | 4113 | 83.1
P000003KF | Acuity Brands Lighting | Lithonia Lighting | ZL1N L48 7000LM FST XX 30K 80CRI XX XX (120-277V and 347V only) | Indoor Luminaires | Linear Ambient | Direct Linear Ambient Luminaires | Standard | TRUE | 5910 | 83.79 | 70.53 | 12.874 | 0.946 | 3053.7 | 82.3 | 5 |  | 41772 |  |  | NotYetVerified |  | 3 | 5913.8 | 83.8 | 70.6 | 15.3 | 0.946 | 3053.7 | 82.3
P000003KD | Acuity Brands Lighting | Lithonia Lighting | ZL1N L48 3000LM FST XX 30K 80CRI XX XX (120-277V and 347V only) | Indoor Luminaires | Linear Ambient | Direct Linear Ambient Luminaires | Standard | TRUE | 3220.29 | 98.24 | 32.78 | 12.874 | 0.946 | 3033 | 82.3 | 5 |  | 41772 |  |  | NotYetVerified |  | 3
P00001EB0 | Coronet Inc. | Coronet Inc. | LS3 LED 4FT (5000K) | Indoor Luminaires | Linear Ambient | Direct Linear Ambient Luminaires | Standard | TRUE | 2319 | 86.59 | 26.78 | 12.26 | 0.936 | 5079 | 83.9 | 5 |  | 41772 |  |  | NotYetVerified |  | 3 | [5 empty] | 5000
P000003LU | Acuity Brands Lighting | Lithonia Lighting | TZL1N L96 14000LM L/LENS XX 50K 80CRI XX XX (120-277V and 347V only) | Indoor Luminaires | Linear Ambient | Direct Linear Ambient Luminaires | Standard | FALSE | [9 empty] | 41772 | Not Yet Verified | Not Yet Verified | NotYetVerified |  | 3 | 16328.7 | 112.3 | 145.4 | 15.3 | 0.946 | 5275.5 | 85.1
P000003LV | Acuity Brands Lighting | Lithonia Lighting | TZL1N L96 14000LM FST XX 50K 80CRI XX XX (120-277V and 347V only) | Indoor Luminaires | Linear Ambient | Direct Linear Ambient Luminaires | Standard | FALSE | [9 empty] | 41772 | Not Yet Verified | Not Yet Verified | NotYetVerified |  | 3 | 14462.2 | 99.9 | 144.8 | 15.3 | 0.946 | 5275.5 | 85.1
P000003LS | Acuity Brands Lighting | Lithonia Lighting | TZL1N L96 10000LM L/LENS XX 50K 80CRI XX XX (120-277V and 347V only) | Indoor Luminaires | Linear Ambient | Direct Linear Ambient Luminaires | Standard | FALSE | [9 empty] | 41772 | Not Yet Verified | Not Yet Verified | NotYetVerified |  | 3 | 10758.5 | 127.3 | 84.5 | 15.3 | 0.946 | 5275.5 | 85.1
P000003LT | Acuity Brands Lighting | Lithonia Lighting | TZL1N L96 10000LM FST XX 50K 80CRI XX XX (120-277V and 347V only) | Indoor Luminaires | Linear Ambient | Direct Linear Ambient Luminaires | Standard | FALSE | [9 empty] | 41772 | Not Yet Verified | Not Yet Verified | NotYetVerified |  | 3 | 9507.9 | 113.3 | 83.9 | 15.3 | 0.946 | 5275.5 | 85.1
P000003L8 | Acuity Brands Lighting | Lithonia Lighting | ZL1N L48 7000LM L/LENS XX 50K 80CRI XX XX (120-277V and 347V only) | Indoor Luminaires | Linear Ambient | Direct Linear Ambient Luminaires | Standard | FALSE | [9 empty] | 41772 | Not Yet Verified | Not Yet Verified | NotYetVerified |  | 3 | 8164.4 | 112.3 | 72.7 | 15.3 | 0.946 | 5275.5 | 85.1
P000003LQ | Acuity Brands Lighting | Lithonia Lighting | TZL1N L96 6000LM L/LENS XX 50K 80CRI XX XX (120-277V and 347V only) | Indoor Luminaires | Linear Ambient | Direct Linear Ambient Luminaires | Standard | FALSE | [9 empty] | 41772 | Not Yet Verified | Not Yet Verified | NotYetVerified |  | 3 | 6943.5 | 107.5 | 64.6 | 15.3 | 0.946 | 5275.5 | 85.1
P000003LR | Acuity Brands Lighting | Lithonia Lighting | TZL1N L96 6000LM FST XX 50K 80CRI XX XX (120-277V and 347V only) | Indoor Luminaires | Linear Ambient | Direct Linear Ambient Luminaires | Standard | FALSE | [9 empty] | 41772 | Not Yet Verified | Not Yet Verified | NotYetVerified |  | 3 | 6136.3 | 95.6 | 64.2 | 15.3 | 0.946 | 5275.5 | 85.1
P000003L6 | Acuity Brands Lighting | Lithonia Lighting | ZL1N L48 5000LM L/LENS XX 50K 80CRI XX XX (120-277V and 347V only) | Indoor Luminaires | Linear Ambient | Direct Linear Ambient Luminaires | Standard | FALSE | [9 empty] | 41772 | Not Yet Verified | Not Yet Verified | NotYetVerified |  | 3 | 5379.3 | 127.3 | 42.3 | 15.3 | 0.946 | 5275.5 | 85.1
P000003L7 | Acuity Brands Lighting | Lithonia Lighting | ZL1N L48 5000LM FST XX 50K 80CRI XX XX (120-277V and 347V only) | Indoor Luminaires | Linear Ambient | Direct Linear Ambient Luminaires | Standard | FALSE | [9 empty] | 41772 | Not Yet Verified | Not Yet Verified | NotYetVerified |  | 3 | 4753.9 | 113.3 | 42 | 15.3 | 0.946 | 5275.5 | 85.1
P000003KN | Acuity Brands Lighting | Lithonia Lighting | ZL1N L24 3000LM L/LENS XX 50K 80CRI XX XX (120-277V and 347V only) | Indoor Luminaires | Linear Ambient | Direct Linear Ambient Luminaires | Standard | FALSE | [9 empty] | 41772 | Not Yet Verified | Not Yet Verified | NotYetVerified |  | 3 | 3834.9 | 110.4 | 34.7 | 15.3 | 0.946 | 5275.5 | 85.1
P000003L4 | Acuity Brands Lighting | Lithonia Lighting | ZL1N L48 3000LM L/LENS XX 50K 80CRI XX XX (120-277V and 347V only) | Indoor Luminaires | Linear Ambient | Direct Linear Ambient Luminaires | Standard | FALSE | [9 empty] | 41772 | Not Yet Verified | Not Yet Verified | NotYetVerified |  | 3 | 3471.8 | 107.5 | 32.3 | 15.3 | 0.946 | 5275.5 | 85.1
P000003KO | Acuity Brands Lighting | Lithonia Lighting | ZL1N L24 3000LM FST XX 50K 80CRI XX XX (120-277V and 347V only) | Indoor Luminaires | Linear Ambient | Direct Linear Ambient Luminaires | Standard | FALSE | [9 empty] | 41772 | Not Yet Verified | Not Yet Verified | NotYetVerified |  | 3 | 3399.6 | 98.4 | 34.6 | 15.3 | 0.946 | 5275.5 | 85.1
P000003L5 | Acuity Brands Lighting | Lithonia Lighting | ZL1N L48 3000LM FST XX 50K 80CRI XX XX (120-277V and 347V only) | Indoor Luminaires | Linear Ambient | Direct Linear Ambient Luminaires | Standard | FALSE | [9 empty] | 41772 | Not Yet Verified | Not Yet Verified | NotYetVerified |  | 3 | 3068.2 | 95.6 | 32.1 | 15.3 | 0.946 | 5275.5 | 85.1
P000003LO | Acuity Brands Lighting | Lithonia Lighting | TZL1N L96 14000LM L/LENS XX 40K 80CRI XX XX (120-277V and 347V only) | Indoor Luminaires | Linear Ambient | Direct Linear Ambient Luminaires | Standard | FALSE | [9 empty] | 41772 | Not Yet Verified | Not Yet Verified | NotYetVerified |  | 3 | 15081.6 | 103 | 146.4 | 15.3 | 0.946 | 4113 | 83.1
P000003LP | Acuity Brands Lighting | Lithonia Lighting | TZL1N L96 14000LM FST XX 40K 80CRI XX XX (120-277V and 347V only) | Indoor Luminaires | Linear Ambient | Direct Linear Ambient Luminaires | Standard | FALSE | [9 empty] | 41772 | Not Yet Verified | Not Yet Verified | NotYetVerified |  | 3 | 13238.6 | 91 | 145.5 | 15.3 | 0.946 | 4113 | 83.1
P000003LM | Acuity Brands Lighting | Lithonia Lighting | TZL1N L96 10000LM L/LENS XX 40K 80CRI XX XX (120-277V and 347V only) | Indoor Luminaires | Linear Ambient | Direct Linear Ambient Luminaires | Standard | FALSE | [9 empty] | 41772 | Not Yet Verified | Not Yet Verified | NotYetVerified |  | 3 | 9936.8 | 116.8 | 85.1 | 15.3 | 0.946 | 4113 | 83.1
P000003LN | Acuity Brands Lighting | Lithonia Lighting | TZL1N L96 10000LM FST XX 40K 80CRI XX XX (120-277V and 347V only) | Indoor Luminaires | Linear Ambient | Direct Linear Ambient Luminaires | Standard | FALSE | [9 empty] | 41772 | Not Yet Verified | Not Yet Verified | NotYetVerified |  | 3 | 8781.7 | 103.9 | 84.5 | 15.3 | 0.946 | 4113 | 83.1
P000003L2 | Acuity Brands Lighting | Lithonia Lighting | ZL1N L48 7000LM L/LENS XX 40K 80CRI XX XX (120-277V and 347V only) | Indoor Luminaires | Linear Ambient | Direct Linear Ambient Luminaires | Standard | FALSE | [9 empty] | 41772 | Not Yet Verified | Not Yet Verified | NotYetVerified |  | 3 | 7540.8 | 103 | 73.2 | 15.3 | 0.946 | 4113 | 83.1
P000003L3 | Acuity Brands Lighting | Lithonia Lighting | ZL1N L48 7000LM FST XX 40K 80CRI XX XX (120-277V and 347V only) | Indoor Luminaires | Linear Ambient | Direct Linear Ambient Luminaires | Standard | FALSE | [9 empty] | 41772 | Not Yet Verified | Not Yet Verified | NotYetVerified |  | 3 | 6619.3 | 91 | 72.8 | 15.3 | 0.946 | 4113 | 83.1
P000003LK | Acuity Brands Lighting | Lithonia Lighting | TZL1N L96 6000LM L/LENS XX 40K 80CRI XX XX (120-277V and 347V only) | Indoor Luminaires | Linear Ambient | Direct Linear Ambient Luminaires | Standard | FALSE | [9 empty] | 41772 | Not Yet Verified | Not Yet Verified | NotYetVerified |  | 3 | 6413.2 | 98.6 | 65 | 15.3 | 0.946 | 4113 | 83.1
P000003LL | Acuity Brands Lighting | Lithonia Lighting | TZL1N L96 6000LM FST XX 40K 80CRI XX XX (120-277V and 347V only) | Indoor Luminaires | Linear Ambient | Direct Linear Ambient Luminaires | Standard | FALSE | [9 empty] | 41772 | Not Yet Verified | Not Yet Verified | NotYetVerified |  | 3 | 5667.7 | 87.7 | 64.6 | 15.3 | 0.946 | 4113 | 83.1
P000003L0 | Acuity Brands Lighting | Lithonia Lighting | ZL1N L48 5000LM L/LENS XX 40K 80CRI XX XX (120-277V and 347V only) | Indoor Luminaires | Linear Ambient | Direct Linear Ambient Luminaires | Standard | FALSE | [9 empty] | 41772 | Not Yet Verified | Not Yet Verified | NotYetVerified |  | 3 | 4968.4 | 116.8 | 42.5 | 15.3 | 0.946 | 4113 | 83.1
P000003L1 | Acuity Brands Lighting | Lithonia Lighting | ZL1N L48 5000LM FST XX 40K 80CRI XX XX (120-277V and 347V only) | Indoor Luminaires | Linear Ambient | Direct Linear Ambient Luminaires | Standard | FALSE | [9 empty] | 41772 | Not Yet Verified | Not Yet Verified | NotYetVerified |  | 3 | 4390.9 | 103.9 | 42.2 | 15.3 | 0.946 | 4113 | 83.1
P000003KL | Acuity Brands Lighting | Lithonia Lighting | ZL1N L24 3000LM L/LENS XX 40K 80CRI XX XX (120-277V and 347V only) | Indoor Luminaires | Linear Ambient | Direct Linear Ambient Luminaires | Standard | FALSE | [9 empty] | 41772 | Not Yet Verified | Not Yet Verified | NotYetVerified |  | 3 | 3581.8 | 100.7 | 35.6 | 15.3 | 0.946 | 4113 | 83.1
P000003KZ | Acuity Brands Lighting | Lithonia Lighting | ZL1N L48 3000LM L/LENS XX 40K 80CRI XX XX (120-277V and 347V only) | Indoor Luminaires | Linear Ambient | Direct Linear Ambient Luminaires | Standard | FALSE | [9 empty] | 41772 | Not Yet Verified | Not Yet Verified | NotYetVerified |  | 3 | 3206.6 | 98.6 | 32.5 | 15.3 | 0.946 | 4113 | 83.1
P000003KM | Acuity Brands Lighting | Lithonia Lighting | ZL1N L24 3000LM FST XX 40K 80CRI XX XX (120-277V and 347V only) | Indoor Luminaires | Linear Ambient | Direct Linear Ambient Luminaires | Standard | FALSE | [9 empty] | 41772 | Not Yet Verified | Not Yet Verified | NotYetVerified |  | 3 | 3177.3 | 89.7 | 35.4 | 15.3 | 0.946 | 4113 | 83.1
P000003LI | Acuity Brands Lighting | Lithonia Lighting | TZL1N L96 14000LM L/LENS XX 35K 80CRI XX XX (120-277V and 347V only) | Indoor Luminaires | Linear Ambient | Direct Linear Ambient Luminaires | Standard | FALSE | [9 empty] | 41772 | Not Yet Verified | Not Yet Verified | NotYetVerified |  | 3 | 14030.6 | 97.6 | 143.8 | 15.3 | 0.946 | 3517.6 | 82.6
P000003LJ | Acuity Brands Lighting | Lithonia Lighting | TZL1N L96 14000LM FST XX 35K 80CRI XX XX (120-277V and 347V only) | Indoor Luminaires | Linear Ambient | Direct Linear Ambient Luminaires | Standard | FALSE | [9 empty] | 41772 | Not Yet Verified | Not Yet Verified | NotYetVerified |  | 3 | 12316 | 86.2 | 142.9 | 15.3 | 0.946 | 3517.6 | 82.6
P000003LG | Acuity Brands Lighting | Lithonia Lighting | TZL1N L96 10000LM L/LENS XX 35K 80CRI XX XX (120-277V and 347V only) | Indoor Luminaires | Linear Ambient | Direct Linear Ambient Luminaires | Standard | FALSE | [9 empty] | 41772 | Not Yet Verified | Not Yet Verified | NotYetVerified |  | 3 | 9244.3 | 110.6 | 83.6 | 15.3 | 0.946 | 3517.6 | 82.6
P000003LH | Acuity Brands Lighting | Lithonia Lighting | TZL1N L96 10000LM FST XX 35K 80CRI XX XX (120-277V and 347V only) | Indoor Luminaires | Linear Ambient | Direct Linear Ambient Luminaires | Standard | FALSE | [9 empty] | 41772 | Not Yet Verified | Not Yet Verified | NotYetVerified |  | 3 | 8169.7 | 98.4 | 83 | 15.3 | 0.946 | 3517.6 | 82.6
P000003KX | Acuity Brands Lighting | Lithonia Lighting | ZL1N L48 7000LM L/LENS XX 35K 80CRI XX XX (120-277V and 347V only) | Indoor Luminaires | Linear Ambient | Direct Linear Ambient Luminaires | Standard | FALSE | [9 empty] | 41772 | Not Yet Verified | Not Yet Verified | NotYetVerified |  | 3 | 7015.3 | 97.6 | 71.9 | 15.3 | 0.946 | 3517.6 | 82.6
P000003KY | Acuity Brands Lighting | Lithonia Lighting | ZL1N L48 7000LM FST XX 35K 80CRI XX XX (120-277V and 347V only) | Indoor Luminaires | Linear Ambient | Direct Linear Ambient Luminaires | Standard | FALSE | [9 empty] | 41772 | Not Yet Verified | Not Yet Verified | NotYetVerified |  | 3 | 6158 | 86.2 | 71.5 | 15.3 | 0.946 | 3517.6 | 82.6
P000003LE | Acuity Brands Lighting | Lithonia Lighting | TZL1N L96 6000LM L/LENS XX 35K 80CRI XX XX (120-277V and 347V only) | Indoor Luminaires | Linear Ambient | Direct Linear Ambient Luminaires | Standard | FALSE | [9 empty] | 41772 | Not Yet Verified | Not Yet Verified | NotYetVerified |  | 3 | 5966.3 | 93.4 | 63.9 | 15.3 | 0.946 | 3517.6 | 82.6
P000003LF | Acuity Brands Lighting | Lithonia Lighting | TZL1N L96 6000LM FST XX 35K 80CRI XX XX (120-277V and 347V only) | Indoor Luminaires | Linear Ambient | Direct Linear Ambient Luminaires | Standard | FALSE | [9 empty] | 41772 | Not Yet Verified | Not Yet Verified | NotYetVerified |  | 3 | 5272.7 | 83.1 | 63.4 | 15.3 | 0.946 | 3517.6 | 82.6
P000003KV | Acuity Brands Lighting | Lithonia Lighting | ZL1N L48 5000LM L/LENS XX 35K 80CRI XX XX (120-277V and 347V only) | Indoor Luminaires | Linear Ambient | Direct Linear Ambient Luminaires | Standard | FALSE | [9 empty] | 41772 | Not Yet Verified | Not Yet Verified | NotYetVerified |  | 3 | 4622.2 | 110.6 | 41.8 | 15.3 | 0.946 | 3517.6 | 82.6
P000003KW | Acuity Brands Lighting | Lithonia Lighting | ZL1N L48 5000LM FST XX 35K 80CRI XX XX (120-277V and 347V only) | Indoor Luminaires | Linear Ambient | Direct Linear Ambient Luminaires | Standard | FALSE | [9 empty] | 41772 | Not Yet Verified | Not Yet Verified | NotYetVerified |  | 3 | 4084.9 | 98.4 | 41.5 | 15.3 | 0.946 | 3517.6 | 82.6
P000003KJ | Acuity Brands Lighting | Lithonia Lighting | ZL1N L24 3000LM L/LENS XX 35K 80CRI XX XX (120-277V and 347V only) | Indoor Luminaires | Linear Ambient | Direct Linear Ambient Luminaires | Standard | FALSE | [9 empty] | 41772 | Not Yet Verified | Not Yet Verified | NotYetVerified |  | 3 | 3295.2 | 97.1 | 33.9 | 15.3 | 0.946 | 3517.6 | 82.6
P000003KT | Acuity Brands Lighting | Lithonia Lighting | ZL1N L48 3000LM L/LENS XX 35K 80CRI XX XX (120-277V and 347V only) | Indoor Luminaires | Linear Ambient | Direct Linear Ambient Luminaires | Standard | FALSE | [9 empty] | 41772 | Not Yet Verified | Not Yet Verified | NotYetVerified |  | 3 | 2983.1 | 93.4 | 31.9 | 15.3 | 0.946 | 3517.6 | 82.6
P000003KK | Acuity Brands Lighting | Lithonia Lighting | ZL1N L24 3000LM FST XX 35K 80CRI XX XX (120-277V and 347V only) | Indoor Luminaires | Linear Ambient | Direct Linear Ambient Luminaires | Standard | FALSE | [9 empty] | 41772 | Not Yet Verified | Not Yet Verified | NotYetVerified |  | 3 | 2921.2 | 86.6 | 33.7 | 15.3 | 0.946 | 3517.6 | 82.6
P000003KU | Acuity Brands Lighting | Lithonia Lighting | ZL1N L48 3000LM FST XX 35K 80CRI XX XX (120-277V and 347V only) | Indoor Luminaires | Linear Ambient | Direct Linear Ambient Luminaires | Standard | FALSE | [9 empty] | 41772 | Not Yet Verified | Not Yet Verified | NotYetVerified |  | 3 | 2636.4 | 83.1 | 31.7 | 15.3 | 0.946 | 3517.6 | 82.6
P000003LC | Acuity Brands Lighting | Lithonia Lighting | TZL1N L96 14000LM L/LENS XX 30K 80CRI XX XX (120-277V and 347V only) | Indoor Luminaires | Linear Ambient | Direct Linear Ambient Luminaires | Standard | FALSE | [9 empty] | 41772 | Not Yet Verified | Not Yet Verified | NotYetVerified |  | 3 | 13474.3 | 94.9 | 142 | 15.3 | 0.946 | 3053.7 | 82.3
P000003LD | Acuity Brands Lighting | Lithonia Lighting | TZL1N L96 14000LM FST XX 30K 80CRI XX XX (120-277V and 347V only) | Indoor Luminaires | Linear Ambient | Direct Linear Ambient Luminaires | Standard | FALSE | [9 empty] | 41772 | Not Yet Verified | Not Yet Verified | NotYetVerified |  | 3 | 11827.7 | 83.8 | 141.2 | 15.3 | 0.946 | 3053.7 | 82.3
P000003LA | Acuity Brands Lighting | Lithonia Lighting | TZL1N L96 10000LM L/LENS XX 30K 80CRI XX XX (120-277V and 347V only) | Indoor Luminaires | Linear Ambient | Direct Linear Ambient Luminaires | Standard | FALSE | [9 empty] | 41772 | Not Yet Verified | Not Yet Verified | NotYetVerified |  | 3 | 8877.8 | 107.6 | 82.5 | 15.3 | 0.946 | 3053.7 | 82.3
P000003LB | Acuity Brands Lighting | Lithonia Lighting | TZL1N L96 10000LM FST XX 30K 80CRI XX XX (120-277V and 347V only) | Indoor Luminaires | Linear Ambient | Direct Linear Ambient Luminaires | Standard | FALSE | [9 empty] | 41772 | Not Yet Verified | Not Yet Verified | NotYetVerified |  | 3 | 7845.8 | 95.7 | 82 | 15.3 | 0.946 | 3053.7 | 82.3
P000003KS | Acuity Brands Lighting | Lithonia Lighting | ZL1N L48 7000LM L/LENS XX 30K 80CRI XX XX (120-277V and 347V only) | Indoor Luminaires | Linear Ambient | Direct Linear Ambient Luminaires | Standard | FALSE | [9 empty] | 41772 | Not Yet Verified | Not Yet Verified | NotYetVerified |  | 3 | 6737.1 | 94.9 | 71 | 15.3 | 0.946 | 3053.7 | 82.3
P000003L9 | Acuity Brands Lighting | Lithonia Lighting | TZL1N L96 6000LM L/LENS XX 30K 80CRI XX XX (120-277V and 347V only) | Indoor Luminaires | Linear Ambient | Direct Linear Ambient Luminaires | Standard | FALSE | [9 empty] | 41772 | Not Yet Verified | Not Yet Verified | NotYetVerified |  | 3 | 5729.7 | 90.8 | 63.1 | 15.3 | 0.946 | 3053.7 | 82.3
P000003KQ | Acuity Brands Lighting | Lithonia Lighting | ZL1N L48 5000LM L/LENS XX 30K 80CRI XX XX (120-277V and 347V only) | Indoor Luminaires | Linear Ambient | Direct Linear Ambient Luminaires | Standard | FALSE | [9 empty] | 41772 | Not Yet Verified | Not Yet Verified | NotYetVerified |  | 3 | 4438.9 | 107.6 | 41.3 | 15.3 | 0.946 | 3053.7 | 82.3
P000003KR | Acuity Brands Lighting | Lithonia Lighting | ZL1N L48 5000LM FST XX 30K 80CRI XX XX (120-277V and 347V only) | Indoor Luminaires | Linear Ambient | Direct Linear Ambient Luminaires | Standard | FALSE | [9 empty] | 41772 | Not Yet Verified | Not Yet Verified | NotYetVerified |  | 3 | 3922.9 | 95.7 | 41 | 15.3 | 0.946 | 3053.7 | 82.3
P000003KH | Acuity Brands Lighting | Lithonia Lighting | ZL1N L24 3000LM L/LENS XX 30K 80CRI XX XX (120-277V and 347V only) | Indoor Luminaires | Linear Ambient | Direct Linear Ambient Luminaires | Standard | FALSE | [9 empty] | 41772 | Not Yet Verified | Not Yet Verified | NotYetVerified |  | 3 | 3164.5 | 93.3 | 33.9 | 15.3 | 0.946 | 3053.7 | 82.3
P000003KP | Acuity Brands Lighting | Lithonia Lighting | ZL1N L48 3000LM L/LENS XX 30K 80CRI XX XX (120-277V and 347V only) | Indoor Luminaires | Linear Ambient | Direct Linear Ambient Luminaires | Standard | FALSE | [9 empty] | 41772 | Not Yet Verified | Not Yet Verified | NotYetVerified |  | 3 | 2864.9 | 90.8 | 31.6 | 15.3 | 0.946 | 3053.7 | 82.3
P000003KI | Acuity Brands Lighting | Lithonia Lighting | ZL1N L24 3000LM FST XX 30K 80CRI XX XX (120-277V and 347V only) | Indoor Luminaires | Linear Ambient | Direct Linear Ambient Luminaires | Standard | FALSE | [9 empty] | 41772 | Not Yet Verified | Not Yet Verified | NotYetVerified |  | 3 | 2805.4 | 83.1 | 33.7 | 15.3 | 0.946 | 3053.7 | 82.3
P000010ZZ | MaxLite Inc | MaxLite | LSV4806SU50DV40[EN.EN2EN3] | Indoor Luminaires | Linear Ambient | Direct Linear Ambient Luminaires | Standard | TRUE | 4988 | 105.52 | 47.37 | 14.13 | 0.909 | 3848 | 83.4 | 5 | 50000 | 41771 |  |  | Yes | Updated on 10/24/2016 | 3 | 4998 | 105.5 | 47.3 | 8.34 | 0.98 | 3848 | 83.4
P000010ZT | MaxLite Inc | MaxLite | LSU2406SU30DV40XX | Indoor Luminaires | Linear Ambient | Direct Linear Ambient Luminaires | Standard | TRUE | 2902 | 90.22 | 32.17 | 11.33 | 0.891 | 3895 | 83.3 | 5 |  | 41771 |  |  | NotYetVerified |  | 3 | [5 empty] | 4000
P000010ZW | MaxLite Inc | MaxLite | LSU2406SU3050XX | Indoor Luminaires | Linear Ambient | Direct Linear Ambient Luminaires | Standard | FALSE | [9 empty] | 41771 |  |  | NotYetVerified |  | 3 | 3233 | 103.14 | 31.3 | 6.41 | 0.9 | 5349 | 85.1
P000010ZU | MaxLite Inc | MaxLite | LSU2406SU30DV50XX | Indoor Luminaires | Linear Ambient | Direct Linear Ambient Luminaires | Standard | FALSE | [9 empty] | 41771 |  |  | NotYetVerified |  | 3 | 3233 | 103.14 | 31.3 | 6.41 | 0.9 | 5349 | 85.1
P00001102 | MaxLite Inc | MaxLite | LSV4806SU5050[EN.EN2EN3] | Indoor Luminaires | Linear Ambient | Direct Linear Ambient Luminaires | Standard | FALSE | [9 empty] | 41771 |  |  | NotYetVerified | Updated on 10/24/2016 | 3 | 5043 | 104.8 | 48.11 | 14.13 | 0.91 | 5082 | 83.4
P00001100 | MaxLite Inc | MaxLite | LSV4806SU50DV50[EN.EN2EN3] | Indoor Luminaires | Linear Ambient | Direct Linear Ambient Luminaires | Standard | FALSE | [9 empty] | 41771 |  |  | NotYetVerified | Updated on 10/24/2016 | 3 | 5043 | 104.8 | 48.11 | 14.13 | 0.91 | 5082 | 83.4
P000010ZV | MaxLite Inc | MaxLite | LSU2406SU3040XX | Indoor Luminaires | Linear Ambient | Direct Linear Ambient Luminaires | Standard | FALSE | [9 empty] | 41771 |  |  | NotYetVerified |  | 3 | 3583 | 116 | 30.8 | 6.29 | 0.9 | 4162 | 82.7
P00001101 | MaxLite Inc | MaxLite | LSV4806SU5040[EN.EN2EN3] | Indoor Luminaires | Linear Ambient | Direct Linear Ambient Luminaires | Standard | FALSE | [9 empty] | 41771 |  |  | NotYetVerified | Updated on 10/24/2016 | 3 | 4625 | 97.3 | 47.5 | 14.18 | 0.91 | 3864 | 83.2
P00001ID9 | FSC Lighting | FSC Lighting | L6048-L4600-30K | Indoor Luminaires | Linear Ambient | Direct Linear Ambient Luminaires | Standard | TRUE | 4973 | 93.44 | 53.22 | 7.55 | 0.958 | 3058 | 83 | 5 |  | 41768 |  |  | NotYetVerified |  | 3 | 4600 |  | 50 |  |  | 3000 | 82
P00001ID3 | FSC Lighting | FSC Lighting | L7648-L4600-30K | Indoor Luminaires | Linear Ambient | Direct Linear Ambient Luminaires | Standard | TRUE | 4988 | 91.36 | 54.6 | 7.45 | 0.956 | 3024 | 82 | 5 |  | 41768 |  |  | NotYetVerified |  | 3 | 4600 |  | 50 |  |  | 3000 | 82
P00001ID6 | FSC Lighting | FSC Lighting | L7648-L2150-30K | Indoor Luminaires | Linear Ambient | Direct Linear Ambient Luminaires | Standard | TRUE | 2584 | 92.42 | 27.96 | 11.01 | 0.929 | 3036 | 83 | 5 |  | 41768 |  |  | NotYetVerified |  | 3 | 2150 |  | 25 |  |  | 3000 | 82
P00001IDC | FSC Lighting | FSC Lighting | L6024-L2200-30K | Indoor Luminaires | Linear Ambient | Direct Linear Ambient Luminaires | Standard | TRUE | 2491 | 89.8 | 27.74 | 12.32 | 0.927 | 3031 | 83 | 5 |  | 41768 |  |  | NotYetVerified |  | 3 | 2200 |  | 25 |  |  | 3000 | 82
P00001IDB | FSC Lighting | FSC Lighting | L6048-L4600-50K | Indoor Luminaires | Linear Ambient | Direct Linear Ambient Luminaires | Standard | FALSE | [9 empty] | 41768 |  |  | NotYetVerified |  | 3 | 4600 | 92 | 50 |  |  | 5000 | 82
P00001ID5 | FSC Lighting | FSC Lighting | L7648-L4600-50K | Indoor Luminaires | Linear Ambient | Direct Linear Ambient Luminaires | Standard | FALSE | [9 empty] | 41768 |  |  | NotYetVerified |  | 3 | 4600 | 92 | 50 |  |  | 5000 | 82
P00001IDE | FSC Lighting | FSC Lighting | L6024-L2200-50K | Indoor Luminaires | Linear Ambient | Direct Linear Ambient Luminaires | Standard | FALSE | [9 empty] | 41768 |  |  | NotYetVerified |  | 3 | 2200 | 88 | 25 |  |  | 5000 | 82
P00001IDH | FSC Lighting | FSC Lighting | L6048-L2150-50K | Indoor Luminaires | Linear Ambient | Direct Linear Ambient Luminaires | Standard | FALSE | [9 empty] | 41768 |  |  | NotYetVerified |  | 3 | 2150 | 86 | 25 |  |  | 5000 | 82
P00001ID8 | FSC Lighting | FSC Lighting | L7648-L2150-50K | Indoor Luminaires | Linear Ambient | Direct Linear Ambient Luminaires | Standard | FALSE | [9 empty] | 41768 |  |  | NotYetVerified |  | 3 | 2150 | 86 | 25 |  |  | 5000 | 82
P00001IDA | FSC Lighting | FSC Lighting | L6048-L4600-40K | Indoor Luminaires | Linear Ambient | Direct Linear Ambient Luminaires | Standard | FALSE | [9 empty] | 41768 |  |  | NotYetVerified |  | 3 | 4600 | 92 | 50 |  |  | 4000 | 82
P00001ID4 | FSC Lighting | FSC Lighting | L7648-L4600-40K | Indoor Luminaires | Linear Ambient | Direct Linear Ambient Luminaires | Standard | FALSE | [9 empty] | 41768 |  |  | NotYetVerified |  | 3 | 4600 | 92 | 50 |  |  | 4000 | 82
P00001IDD | FSC Lighting | FSC Lighting | L6024-L2200-40K | Indoor Luminaires | Linear Ambient | Direct Linear Ambient Luminaires | Standard | FALSE | [9 empty] | 41768 |  |  | NotYetVerified |  | 3 | 2200 | 88 | 25 |  |  | 4000 | 82
P00001IDG | FSC Lighting | FSC Lighting | L6048-L2150-40K | Indoor Luminaires | Linear Ambient | Direct Linear Ambient Luminaires | Standard | FALSE | [9 empty] | 41768 |  |  | NotYetVerified |  | 3 | 2150 | 86 | 25 |  |  | 4000 | 82
P00001ID7 | FSC Lighting | FSC Lighting | L7648-L2150-40K | Indoor Luminaires | Linear Ambient | Direct Linear Ambient Luminaires | Standard | FALSE | [9 empty] | 41768 |  |  | NotYetVerified |  | 3 | 2150 | 86 | 25 |  |  | 4000 | 82
P00001IDF | FSC Lighting | FSC Lighting | L6048-L2150-30K | Indoor Luminaires | Linear Ambient | Direct Linear Ambient Luminaires | Standard | FALSE | [9 empty] | 41768 |  |  | NotYetVerified |  | 3 | 2150 | 86 | 25 |  |  | 3000 | 82
P000015B1 | Philips Ledalite | Philips Ledalite | 7505LCExN04x1 [Exclude Battery Pack Option] | Indoor Luminaires | Linear Ambient | Linear Ambient Luminaires w/ Indirect component | Standard | TRUE | 3201 | 101 | 31.7 | 15.7 | 0.985 | 3031 | 82 | 5 | 70000 | 41767 |  |  | NotYetVerified |  | 3 | 3201 | 101 | 31.7 | 15.7 | 0.985 | 3031 | 82
P00001FCA | Beghelli North America | Beghelli Systems | BS101LED4HT50WWT35120-277V (Previously BS101LED4HT50WWT35120/277VFL) | Indoor Luminaires | Linear Ambient | Direct Linear Ambient Luminaires | Standard | TRUE | 4243 | 93.85 | 45.21 | 9.06 | 0.97 | 3472 | 83.4 | 5 | 60000 | 41767 |  |  | NotYetVerified |  | 3 | 4200 | 94 | 50 | 9 | 0.97 | 3500 | 83
P000010ZN | MaxLite Inc | MaxLite | LSV4806SU40DV40[EN.EN2EN3] | Indoor Luminaires | Linear Ambient | Direct Linear Ambient Luminaires | Standard | TRUE | 4423 | 107.81 | 41.03 | 15.25 | 0.938 | 3848 | 83.4 | 5 | 62000 | 41767 |  |  | NotYetVerified | Updated on 10/24/2016 | 3 | [5 empty] | 3848
P000010Z2 | MaxLite Inc | MaxLite | LSU4806SU40DV40XX | Indoor Luminaires | Linear Ambient | Direct Linear Ambient Luminaires | Standard | TRUE | 4251 | 103.32 | 41.14 | 14.04 | 0.938 | 3887 | 83.3 | 5 | 62000 | 41767 |  |  | NotYetVerified |  | 3 | [5 empty] | 3887
P000015B2 | Philips Ledalite | Philips Ledalite | 7505LCCxN04xD [Exclude Battery Pack Option] | Indoor Luminaires | Linear Ambient | Linear Ambient Luminaires w/ Indirect component | Standard | TRUE | 4631 | 97.1 | 47.7 | 18.9 | 0.93 | 3017 | 81 | 5 | 70000 | 41767 |  |  | NotYetVerified |  | 3 | 4631 | 97.1 | 47.7 | 18.9 | 0.93 | 3031 | 82
P000010Z8 | MaxLite Inc | MaxLite | LSU4806SU50DV40XX | Indoor Luminaires | Linear Ambient | Direct Linear Ambient Luminaires | Standard | TRUE | 4625 | 97.28 | 47.54 | 14.18 | 0.91 | 3864 | 83.2 | 5 | 54000 | 41767 |  |  | NotYetVerified |  | 3 | [5 empty] | 4000
P000010YW | MaxLite Inc | MaxLite | LSU2406SU20DV40XX | Indoor Luminaires | Linear Ambient | Direct Linear Ambient Luminaires | Standard | TRUE | 2076 | 98.47 | 21.08 | 7.94 | 0.902 | 3876 | 83.9 | 5 | 62000 | 41767 |  |  | NotYetVerified |  | 3 | [5 empty] | 4000
P000010ZE | MaxLite Inc | MaxLite | LSV2406SU20DV40[EN.EN2EN3] | Indoor Luminaires | Linear Ambient | Direct Linear Ambient Luminaires | Standard | TRUE | 2203 | 104.91 | 21 | 8.1 | 0.901 | 3811 | 83.3 | 5 | 61000 | 41767 |  |  | NotYetVerified | Updated on 10/24/2016 | 3 | [5 empty] | 3811
P000010ZG | MaxLite Inc | MaxLite | LSV2406SU30DV40[EN.EN2EN3] | Indoor Luminaires | Linear Ambient | Direct Linear Ambient Luminaires | Standard | TRUE | 3082 | 95.86 | 32.15 | 11.7 | 0.89 | 3828 | 83.3 | 5 | 52000 | 41767 |  |  | NotYetVerified | Updated on 10/24/2016 | 3 | [5 empty] | 3828
P000010ZK | MaxLite Inc | MaxLite | LSV2406SU2050[EN.EN2EN3] | Indoor Luminaires | Linear Ambient | Direct Linear Ambient Luminaires | Standard | FALSE | [9 empty] | 41767 |  |  | NotYetVerified | Updated on 10/24/2016 | 3 | 2170 | 107.79 | 20.13 | 11.19 | 0.98 | 5291 | 85.4
P000010ZJ | MaxLite Inc | MaxLite | LSV2406SU20DV50[EN.EN2EN3] | Indoor Luminaires | Linear Ambient | Direct Linear Ambient Luminaires | Standard | FALSE | [9 empty] | 41767 |  |  | NotYetVerified | Updated on 10/24/2016 | 3 | 2170 | 107.79 | 20.13 | 11.19 | 0.98 | 5291 | 85.4
P000010YZ | MaxLite Inc | MaxLite | LSU2406SU2050XX | Indoor Luminaires | Linear Ambient | Direct Linear Ambient Luminaires | Standard | FALSE | [9 empty] | 41767 |  |  | NotYetVerified |  | 3 | 2170 | 107.79 | 20.13 | 11.19 | 0.98 | 5291 | 85.4
P000010YX | MaxLite Inc | MaxLite | LSU2406SU20DV50XX | Indoor Luminaires | Linear Ambient | Direct Linear Ambient Luminaires | Standard | FALSE | [9 empty] | 41767 |  |  | NotYetVerified |  | 3 | 2170 | 107.79 | 20.13 | 11.19 | 0.98 | 5291 | 85.4
P000010ZB | MaxLite Inc | MaxLite | LSU4806SU5050XX | Indoor Luminaires | Linear Ambient | Direct Linear Ambient Luminaires | Standard | FALSE | [9 empty] | 41767 |  |  | NotYetVerified |  | 3 | 4923 | 100.8 | 48.8 | 14.18 | 0.91 | 5248 | 83.3
P000010Z9 | MaxLite Inc | MaxLite | LSU4806SU50DV50XX | Indoor Luminaires | Linear Ambient | Direct Linear Ambient Luminaires | Standard | FALSE | [9 empty] | 41767 |  |  | NotYetVerified |  | 3 | 4923 | 100.8 | 48.8 | 14.18 | 0.91 | 5248 | 83.3
P000010ZO | MaxLite Inc | MaxLite | LSV4806SD40DV50[EN.EN2EN3] | Indoor Luminaires | Linear Ambient | Direct Linear Ambient Luminaires | Standard | FALSE | [9 empty] | 41767 |  |  | NotYetVerified | Updated on 10/24/2016 | 3 | 4270 | 102.8 | 41.54 | 14.04 | 0.93 | 5169 | 82.9
P000010Z5 | MaxLite Inc | MaxLite | LSU4806SU4050XX | Indoor Luminaires | Linear Ambient | Direct Linear Ambient Luminaires | Standard | FALSE | [9 empty] | 41767 |  |  | NotYetVerified |  | 3 | 4270 | 102.8 | 41.5 | 14 | 0.93 | 5169 | 82.9
P000010Z3 | MaxLite Inc | MaxLite | LSU4806SU40DV50XX | Indoor Luminaires | Linear Ambient | Direct Linear Ambient Luminaires | Standard | FALSE | [9 empty] | 41767 |  |  | NotYetVerified |  | 3 | 4270 | 102.8 | 41.5 | 14 | 0.93 | 5169 | 82.9
P000010ZQ | MaxLite Inc | MaxLite | LSV4806SD4050[EN.EN2EN3] | Indoor Luminaires | Linear Ambient | Direct Linear Ambient Luminaires | Standard | FALSE | [9 empty] | 41767 |  |  | NotYetVerified | Updated on 10/24/2016 | 3 | 4251 | 103.3 | 41.1 | 14.04 | 0.93 | 3887 | 83.3
P000010ZP | MaxLite Inc | MaxLite | LSV4806SD4040[EN.EN2EN3] | Indoor Luminaires | Linear Ambient | Direct Linear Ambient Luminaires | Standard | FALSE | [9 empty] | 41767 |  |  | NotYetVerified | Updated on 10/24/2016 | 3 | 4251 | 103.3 | 41.1 | 14.04 | 0.93 | 3887 | 83.3
P000010Z4 | MaxLite Inc | MaxLite | LSU4806SU4040XX | Indoor Luminaires | Linear Ambient | Direct Linear Ambient Luminaires | Standard | FALSE | [9 empty] | 41767 |  |  | NotYetVerified |  | 3 | 4251 | 103.2 | 41.1 | 14.04 | 0.93 | 3887 | 83.3
P000010ZA | MaxLite Inc | MaxLite | LSU4806SU5040XX | Indoor Luminaires | Linear Ambient | Direct Linear Ambient Luminaires | Standard | FALSE | [9 empty] | 41767 |  |  | NotYetVerified |  | 3 | 4625 | 97.3 | 47.5 | 14.18 | 0.91 | 3864 | 83.2
P000010YY | MaxLite Inc | MaxLite | LSU2406SU2040XX | Indoor Luminaires | Linear Ambient | Direct Linear Ambient Luminaires | Standard | FALSE | [9 empty] | 41767 |  |  | NotYetVerified |  | 3 | 2193 | 110.24 | 19.89 | 11.14 | 0.98 | 3838 | 82.9
P000010ZH | MaxLite Inc | MaxLite | LSV2406SU3040[EN.EN2EN3] | Indoor Luminaires | Linear Ambient | Direct Linear Ambient Luminaires | Standard | FALSE | [9 empty] | 41767 |  |  | NotYetVerified | Updated on 10/24/2016 | 3 | 3082 | 95.86 | 32.15 | 11.7 | 0.9 | 3828 | 83.3
P000010ZI | MaxLite Inc | MaxLite | LSV2406SU2040[EN.EN2EN3] | Indoor Luminaires | Linear Ambient | Direct Linear Ambient Luminaires | Standard | FALSE | [9 empty] | 41767 |  |  | NotYetVerified | Updated on 10/24/2016 | 3 | 2203 | 104.9 | 21 | 8.1 | 0.9 | 3811 | 83.3
P000015C6 | Philips Ledalite | Philips Ledalite | 7505LAExN08xD [Exclude Battery Pack Option] | Indoor Luminaires | Linear Ambient | Linear Ambient Luminaires w/ Indirect component | Standard | FALSE | [9 empty] | 41767 | Not Yet Verified | Not Yet Verified | NotYetVerified |  | 3 | 6890 | 108 | 63.8 | 20.2 | 0.887 | 3916 | 82
P000015C5 | Philips Ledalite | Philips Ledalite | 7505LAExN08x2 [Exclude Battery Pack Option] | Indoor Luminaires | Linear Ambient | Linear Ambient Luminaires w/ Indirect component | Standard | FALSE | [9 empty] | 41767 | Not Yet Verified | Not Yet Verified | NotYetVerified |  | 3 | 6890 | 108 | 63.8 | 20.2 | 0.887 | 3916 | 82
P000015BO | Philips Ledalite | Philips Ledalite | 7505LAExN06xD [Exclude Battery Pack Option] | Indoor Luminaires | Linear Ambient | Linear Ambient Luminaires w/ Indirect component | Standard | FALSE | [9 empty] | 41767 | Not Yet Verified | Not Yet Verified | NotYetVerified |  | 3 | 5168 | 108 | 47.9 | 20.2 | 0.887 | 3916 | 82
P000015BN | Philips Ledalite | Philips Ledalite | 7505LAExN06x2 [Exclude Battery Pack Option] | Indoor Luminaires | Linear Ambient | Linear Ambient Luminaires w/ Indirect component | Standard | FALSE | [9 empty] | 41767 | Not Yet Verified | Not Yet Verified | NotYetVerified |  | 3 | 5168 | 108 | 47.9 | 20.2 | 0.887 | 3916 | 82
P000015B8 | Philips Ledalite | Philips Ledalite | 7505LAExN04xD [Exclude Battery Pack Option] | Indoor Luminaires | Linear Ambient | Linear Ambient Luminaires w/ Indirect component | Standard | FALSE | [9 empty] | 41767 | Not Yet Verified | Not Yet Verified | NotYetVerified |  | 3 | 3445 | 108 | 31.9 | 20.2 | 0.887 | 3916 | 82
P000015B7 | Philips Ledalite | Philips Ledalite | 7505LAExN04x2 [Exclude Battery Pack Option] | Indoor Luminaires | Linear Ambient | Linear Ambient Luminaires w/ Indirect component | Standard | FALSE | [9 empty] | 41767 | Not Yet Verified | Not Yet Verified | NotYetVerified |  | 3 | 3445 | 108 | 31.9 | 20.2 | 0.887 | 3916 | 82
P000015C3 | Philips Ledalite | Philips Ledalite | 7505LACxN08xD [Exclude Battery Pack Option] | Indoor Luminaires | Linear Ambient | Linear Ambient Luminaires w/ Indirect component | Standard | FALSE | [9 empty] | 41767 | Not Yet Verified | Not Yet Verified | NotYetVerified |  | 3 | 9968 | 103.8 | 96 | 18.9 | 0.93 | 3916 | 82
P000015C2 | Philips Ledalite | Philips Ledalite | 7505LACxN08x2 [Exclude Battery Pack Option] | Indoor Luminaires | Linear Ambient | Linear Ambient Luminaires w/ Indirect component | Standard | FALSE | [9 empty] | 41767 | Not Yet Verified | Not Yet Verified | NotYetVerified |  | 3 | 9968 | 103.8 | 96 | 18.9 | 0.93 | 3916 | 82
P000015BL | Philips Ledalite | Philips Ledalite | 7505LACxN06xD [Exclude Battery Pack Option] | Indoor Luminaires | Linear Ambient | Linear Ambient Luminaires w/ Indirect component | Standard | FALSE | [9 empty] | 41767 | Not Yet Verified | Not Yet Verified | NotYetVerified |  | 3 | 7476 | 103.8 | 72 | 18.9 | 0.93 | 3916 | 82
P000015BK | Philips Ledalite | Philips Ledalite | 7505LACxN06x2 [Exclude Battery Pack Option] | Indoor Luminaires | Linear Ambient | Linear Ambient Luminaires w/ Indirect component | Standard | FALSE | [9 empty] | 41767 | Not Yet Verified | Not Yet Verified | NotYetVerified |  | 3 | 7476 | 103.8 | 72 | 18.9 | 0.93 | 3916 | 82
P000015B5 | Philips Ledalite | Philips Ledalite | 7505LACxN04xD [Exclude Battery Pack Option] | Indoor Luminaires | Linear Ambient | Linear Ambient Luminaires w/ Indirect component | Standard | FALSE | [9 empty] | 41767 | Not Yet Verified | Not Yet Verified | NotYetVerified |  | 3 | 4984 | 103.8 | 48 | 18.9 | 0.93 | 3916 | 82
P000015B4 | Philips Ledalite | Philips Ledalite | 7505LACxN04x2 [Exclude Battery Pack Option] | Indoor Luminaires | Linear Ambient | Linear Ambient Luminaires w/ Indirect component | Standard | FALSE | [9 empty] | 41767 | Not Yet Verified | Not Yet Verified | NotYetVerified |  | 3 | 4984 | 103.8 | 48 | 18.9 | 0.93 | 3916 | 82
P000015C4 | Philips Ledalite | Philips Ledalite | 7505LAExN08x1 [Exclude Battery Pack Option] | Indoor Luminaires | Linear Ambient | Linear Ambient Luminaires w/ Indirect component | Standard | FALSE | [9 empty] | 41767 | Not Yet Verified | Not Yet Verified | NotYetVerified |  | 3 | 6890 | 108 | 63.8 | 15.7 | 0.985 | 3916 | 82
P000015BM | Philips Ledalite | Philips Ledalite | 7505LAExN06x1 [Exclude Battery Pack Option] | Indoor Luminaires | Linear Ambient | Linear Ambient Luminaires w/ Indirect component | Standard | FALSE | [9 empty] | 41767 | Not Yet Verified | Not Yet Verified | NotYetVerified |  | 3 | 5168 | 108 | 47.9 | 15.7 | 0.985 | 3916 | 82
P000015B6 | Philips Ledalite | Philips Ledalite | 7505LAExN04x1 [Exclude Battery Pack Option] | Indoor Luminaires | Linear Ambient | Linear Ambient Luminaires w/ Indirect component | Standard | FALSE | [9 empty] | 41767 | Not Yet Verified | Not Yet Verified | NotYetVerified |  | 3 | 3445 | 108 | 31.9 | 15.7 | 0.985 | 3916 | 82
P000015C1 | Philips Ledalite | Philips Ledalite | 7505LACxN08x1 [Exclude Battery Pack Option] | Indoor Luminaires | Linear Ambient | Linear Ambient Luminaires w/ Indirect component | Standard | FALSE | [9 empty] | 41767 | Not Yet Verified | Not Yet Verified | NotYetVerified |  | 3 | 9968 | 103.8 | 96 | 13.2 | 0.988 | 3916 | 82
P000015BJ | Philips Ledalite | Philips Ledalite | 7505LACxN06x1 [Exclude Battery Pack Option] | Indoor Luminaires | Linear Ambient | Linear Ambient Luminaires w/ Indirect component | Standard | FALSE | [9 empty] | 41767 | Not Yet Verified | Not Yet Verified | NotYetVerified |  | 3 | 7476 | 103.8 | 72 | 13.2 | 0.988 | 3916 | 82
P000015B3 | Philips Ledalite | Philips Ledalite | 7505LACxN04x1 [Exclude Battery Pack Option] | Indoor Luminaires | Linear Ambient | Linear Ambient Luminaires w/ Indirect component | Standard | FALSE | [9 empty] | 41767 | Not Yet Verified | Not Yet Verified | NotYetVerified |  | 3 | 4984 | 103.8 | 48 | 13.2 | 0.988 | 3916 | 82
P000015CC | Philips Ledalite | Philips Ledalite | 7505LBExN08xD [Exclude Battery Pack Option] | Indoor Luminaires | Linear Ambient | Linear Ambient Luminaires w/ Indirect component | Standard | FALSE | [9 empty] | 41767 | Not Yet Verified | Not Yet Verified | NotYetVerified |  | 3 | 6702 | 105.4 | 63.6 | 20.2 | 0.887 | 3402 | 83
P000015CB | Philips Ledalite | Philips Ledalite | 7505LBExN08x2 [Exclude Battery Pack Option] | Indoor Luminaires | Linear Ambient | Linear Ambient Luminaires w/ Indirect component | Standard | FALSE | [9 empty] | 41767 | Not Yet Verified | Not Yet Verified | NotYetVerified |  | 3 | 6702 | 105.4 | 63.6 | 20.2 | 0.887 | 3402 | 83
P000015BU | Philips Ledalite | Philips Ledalite | 7505LBExN06xD [Exclude Battery Pack Option] | Indoor Luminaires | Linear Ambient | Linear Ambient Luminaires w/ Indirect component | Standard | FALSE | [9 empty] | 41767 | Not Yet Verified | Not Yet Verified | NotYetVerified |  | 3 | 5027 | 105.4 | 47.7 | 20.2 | 0.887 | 3402 | 83
P000015BT | Philips Ledalite | Philips Ledalite | 7505LBExN06x2 [Exclude Battery Pack Option] | Indoor Luminaires | Linear Ambient | Linear Ambient Luminaires w/ Indirect component | Standard | FALSE | [9 empty] | 41767 | Not Yet Verified | Not Yet Verified | NotYetVerified |  | 3 | 5027 | 105.4 | 47.7 | 20.2 | 0.887 | 3402 | 83
P000015BE | Philips Ledalite | Philips Ledalite | 7505LBExN04xD [Exclude Battery Pack Option] | Indoor Luminaires | Linear Ambient | Linear Ambient Luminaires w/ Indirect component | Standard | FALSE | [9 empty] | 41767 | Not Yet Verified | Not Yet Verified | NotYetVerified |  | 3 | 3351 | 105.4 | 31.8 | 20.2 | 0.887 | 3402 | 83
P000015BD | Philips Ledalite | Philips Ledalite | 7505LBExN04x2 [Exclude Battery Pack Option] | Indoor Luminaires | Linear Ambient | Linear Ambient Luminaires w/ Indirect component | Standard | FALSE | [9 empty] | 41767 | Not Yet Verified | Not Yet Verified | NotYetVerified |  | 3 | 3351 | 105.4 | 31.8 | 20.2 | 0.887 | 3402 | 83
P000015C9 | Philips Ledalite | Philips Ledalite | 7505LBCxN08xD [Exclude Battery Pack Option] | Indoor Luminaires | Linear Ambient | Linear Ambient Luminaires w/ Indirect component | Standard | FALSE | [9 empty] | 41767 | Not Yet Verified | Not Yet Verified | NotYetVerified |  | 3 | 9696 | 101.3 | 95.8 | 18.9 | 0.93 | 3402 | 83
P000015C8 | Philips Ledalite | Philips Ledalite | 7505LBCxN08x2 [Exclude Battery Pack Option] | Indoor Luminaires | Linear Ambient | Linear Ambient Luminaires w/ Indirect component | Standard | FALSE | [9 empty] | 41767 | Not Yet Verified | Not Yet Verified | NotYetVerified |  | 3 | 9696 | 101.3 | 95.8 | 18.9 | 0.93 | 3402 | 83
P000015BR | Philips Ledalite | Philips Ledalite | 7505LBCxN06xD [Exclude Battery Pack Option] | Indoor Luminaires | Linear Ambient | Linear Ambient Luminaires w/ Indirect component | Standard | FALSE | [9 empty] | 41767 | Not Yet Verified | Not Yet Verified | NotYetVerified |  | 3 | 7272 | 101.3 | 71.9 | 18.9 | 0.93 | 3402 | 83
P000015BQ | Philips Ledalite | Philips Ledalite | 7505LBCxN06x2 [Exclude Battery Pack Option] | Indoor Luminaires | Linear Ambient | Linear Ambient Luminaires w/ Indirect component | Standard | FALSE | [9 empty] | 41767 | Not Yet Verified | Not Yet Verified | NotYetVerified |  | 3 | 7272 | 101.3 | 71.9 | 18.9 | 0.93 | 3402 | 83
P000015BB | Philips Ledalite | Philips Ledalite | 7505LBCxN04xD [Exclude Battery Pack Option] | Indoor Luminaires | Linear Ambient | Linear Ambient Luminaires w/ Indirect component | Standard | FALSE | [9 empty] | 41767 | Not Yet Verified | Not Yet Verified | NotYetVerified |  | 3 | 4848 | 101.3 | 47.9 | 18.9 | 0.93 | 3402 | 83
P000015BA | Philips Ledalite | Philips Ledalite | 7505LBCxN04x2 [Exclude Battery Pack Option] | Indoor Luminaires | Linear Ambient | Linear Ambient Luminaires w/ Indirect component | Standard | FALSE | [9 empty] | 41767 | Not Yet Verified | Not Yet Verified | NotYetVerified |  | 3 | 4848 | 101.3 | 47.9 | 18.9 | 0.93 | 3402 | 83
P000015CA | Philips Ledalite | Philips Ledalite | 7505LBExN08x1 [Exclude Battery Pack Option] | Indoor Luminaires | Linear Ambient | Linear Ambient Luminaires w/ Indirect component | Standard | FALSE | [9 empty] | 41767 | Not Yet Verified | Not Yet Verified | NotYetVerified |  | 3 | 6702 | 105.4 | 63.6 | 15.7 | 0.985 | 3402 | 83
P000015BS | Philips Ledalite | Philips Ledalite | 7505LBExN06x1 [Exclude Battery Pack Option] | Indoor Luminaires | Linear Ambient | Linear Ambient Luminaires w/ Indirect component | Standard | FALSE | [9 empty] | 41767 | Not Yet Verified | Not Yet Verified | NotYetVerified |  | 3 | 5027 | 105.4 | 47.7 | 15.7 | 0.985 | 3402 | 83
P000015BC | Philips Ledalite | Philips Ledalite | 7505LBExN04x1 [Exclude Battery Pack Option] | Indoor Luminaires | Linear Ambient | Linear Ambient Luminaires w/ Indirect component | Standard | FALSE | [9 empty] | 41767 | Not Yet Verified | Not Yet Verified | NotYetVerified |  | 3 | 3351 | 105.4 | 31.8 | 15.7 | 0.985 | 3402 | 83
P000015C7 | Philips Ledalite | Philips Ledalite | 7505LBCxN08x1 [Exclude Battery Pack Option] | Indoor Luminaires | Linear Ambient | Linear Ambient Luminaires w/ Indirect component | Standard | FALSE | [9 empty] | 41767 | Not Yet Verified | Not Yet Verified | NotYetVerified |  | 3 | 9696 | 101.3 | 95.8 | 13.2 | 0.988 | 3402 | 83
P000015BP | Philips Ledalite | Philips Ledalite | 7505LBCxN06x1 [Exclude Battery Pack Option] | Indoor Luminaires | Linear Ambient | Linear Ambient Luminaires w/ Indirect component | Standard | FALSE | [9 empty] | 41767 | Not Yet Verified | Not Yet Verified | NotYetVerified |  | 3 | 7272 | 101.3 | 71.9 | 13.2 | 0.988 | 3402 | 83
P000015B9 | Philips Ledalite | Philips Ledalite | 7505LBCxN04x1 [Exclude Battery Pack Option] | Indoor Luminaires | Linear Ambient | Linear Ambient Luminaires w/ Indirect component | Standard | FALSE | [9 empty] | 41767 | Not Yet Verified | Not Yet Verified | NotYetVerified |  | 3 | 4848 | 101.3 | 47.9 | 13.2 | 0.988 | 3402 | 83
P000015CI | Philips Ledalite | Philips Ledalite | 7505LCExN08xD [Exclude Battery Pack Option] | Indoor Luminaires | Linear Ambient | Linear Ambient Luminaires w/ Indirect component | Standard | FALSE | [9 empty] | 41767 | Not Yet Verified | Not Yet Verified | NotYetVerified |  | 3 | 6402 | 101 | 63.4 | 20.2 | 0.887 | 3031 | 82
P000015CH | Philips Ledalite | Philips Ledalite | 7505LCExN08x2 [Exclude Battery Pack Option] | Indoor Luminaires | Linear Ambient | Linear Ambient Luminaires w/ Indirect component | Standard | FALSE | [9 empty] | 41767 | Not Yet Verified | Not Yet Verified | NotYetVerified |  | 3 | 6402 | 101 | 63.4 | 20.2 | 0.887 | 3031 | 82
P000015C0 | Philips Ledalite | Philips Ledalite | 7505LCExN06xD [Exclude Battery Pack Option] | Indoor Luminaires | Linear Ambient | Linear Ambient Luminaires w/ Indirect component | Standard | FALSE | [9 empty] | 41767 | Not Yet Verified | Not Yet Verified | NotYetVerified |  | 3 | 4802 | 101 | 47.6 | 20.2 | 0.887 | 3031 | 82
P000015BZ | Philips Ledalite | Philips Ledalite | 7505LCExN06x2 [Exclude Battery Pack Option] | Indoor Luminaires | Linear Ambient | Linear Ambient Luminaires w/ Indirect component | Standard | FALSE | [9 empty] | 41767 | Not Yet Verified | Not Yet Verified | NotYetVerified |  | 3 | 4802 | 101 | 47.6 | 20.2 | 0.887 | 3031 | 82
P000015BI | Philips Ledalite | Philips Ledalite | 7505LCExN04xD [Exclude Battery Pack Option] | Indoor Luminaires | Linear Ambient | Linear Ambient Luminaires w/ Indirect component | Standard | FALSE | [9 empty] | 41767 | Not Yet Verified | Not Yet Verified | NotYetVerified |  | 3 | 3201 | 101 | 31.7 | 20.2 | 0.887 | 3031 | 82
P000015BH | Philips Ledalite | Philips Ledalite | 7505LCExN04x2 [Exclude Battery Pack Option] | Indoor Luminaires | Linear Ambient | Linear Ambient Luminaires w/ Indirect component | Standard | FALSE | [9 empty] | 41767 | Not Yet Verified | Not Yet Verified | NotYetVerified |  | 3 | 3201 | 101 | 31.7 | 20.2 | 0.887 | 3031 | 82
P000015CF | Philips Ledalite | Philips Ledalite | 7505LCCxN08xD [Exclude Battery Pack Option] | Indoor Luminaires | Linear Ambient | Linear Ambient Luminaires w/ Indirect component | Standard | FALSE | [9 empty] | 41767 | Not Yet Verified | Not Yet Verified | NotYetVerified |  | 3 | 9262 | 97.1 | 95.4 | 18.9 | 0.93 | 3031 | 82
P000015CE | Philips Ledalite | Philips Ledalite | 7505LCCxN08x2 [Exclude Battery Pack Option] | Indoor Luminaires | Linear Ambient | Linear Ambient Luminaires w/ Indirect component | Standard | FALSE | [9 empty] | 41767 | Not Yet Verified | Not Yet Verified | NotYetVerified |  | 3 | 9262 | 97.1 | 95.4 | 18.9 | 0.93 | 3031 | 82
P000015BX | Philips Ledalite | Philips Ledalite | 7505LCCxN06xD [Exclude Battery Pack Option] | Indoor Luminaires | Linear Ambient | Linear Ambient Luminaires w/ Indirect component | Standard | FALSE | [9 empty] | 41767 | Not Yet Verified | Not Yet Verified | NotYetVerified |  | 3 | 6947 | 97.1 | 71.6 | 18.9 | 0.93 | 3031 | 82
P000015BW | Philips Ledalite | Philips Ledalite | 7505LCCxN06x2 [Exclude Battery Pack Option] | Indoor Luminaires | Linear Ambient | Linear Ambient Luminaires w/ Indirect component | Standard | FALSE | [9 empty] | 41767 | Not Yet Verified | Not Yet Verified | NotYetVerified |  | 3 | 6947 | 97.1 | 71.6 | 18.9 | 0.93 | 3031 | 82
P000015BG | Philips Ledalite | Philips Ledalite | 7505LCCxN04x2 [Exclude Battery Pack Option] | Indoor Luminaires | Linear Ambient | Linear Ambient Luminaires w/ Indirect component | Standard | FALSE | [9 empty] | 41767 | Not Yet Verified | Not Yet Verified | NotYetVerified |  | 3 | 4631 | 97.1 | 47.7 | 18.9 | 0.93 | 3031 | 82
P000015CG | Philips Ledalite | Philips Ledalite | 7505LCExN08x1 [Exclude Battery Pack Option] | Indoor Luminaires | Linear Ambient | Linear Ambient Luminaires w/ Indirect component | Standard | FALSE | [9 empty] | 41767 | Not Yet Verified | Not Yet Verified | NotYetVerified |  | 3 | 6402 | 101 | 63.4 | 15.7 | 0.985 | 3031 | 82
P000015BY | Philips Ledalite | Philips Ledalite | 7505LCExN06x1 [Exclude Battery Pack Option] | Indoor Luminaires | Linear Ambient | Linear Ambient Luminaires w/ Indirect component | Standard | FALSE | [9 empty] | 41767 | Not Yet Verified | Not Yet Verified | NotYetVerified |  | 3 | 4802 | 101 | 47.6 | 15.7 | 0.985 | 3031 | 82
P000015CD | Philips Ledalite | Philips Ledalite | 7505LCCxN08x1 [Exclude Battery Pack Option] | Indoor Luminaires | Linear Ambient | Linear Ambient Luminaires w/ Indirect component | Standard | FALSE | [9 empty] | 41767 | Not Yet Verified | Not Yet Verified | NotYetVerified |  | 3 | 9262 | 97.1 | 95.4 | 13.2 | 0.988 | 3031 | 82
P000015BV | Philips Ledalite | Philips Ledalite | 7505LCCxN06x1 [Exclude Battery Pack Option] | Indoor Luminaires | Linear Ambient | Linear Ambient Luminaires w/ Indirect component | Standard | FALSE | [9 empty] | 41767 | Not Yet Verified | Not Yet Verified | NotYetVerified |  | 3 | 6947 | 97.1 | 71.6 | 13.2 | 0.988 | 3031 | 82
P000015BF | Philips Ledalite | Philips Ledalite | 7505LCCxN04x1 [Exclude Battery Pack Option] | Indoor Luminaires | Linear Ambient | Linear Ambient Luminaires w/ Indirect component | Standard | FALSE | [9 empty] | 41767 | Not Yet Verified | Not Yet Verified | NotYetVerified |  | 3 | 4631 | 97.1 | 47.7 | 13.2 | 0.988 | 3031 | 82
P00001IMM | New Star Lighting | New Star Lighting | VIC2N-L3401-RC-UN-WH | Indoor Luminaires | Linear Ambient | Direct Linear Ambient Luminaires | Standard | TRUE | 3583 | 92.66 | 38.67 | 18.83 | 0.938 | 4305 | 86.2 | 5 |  | 41765 |  |  | NotYetVerified |  | 3 |  |  | 37.5 |  |  | 4000
P00001IMK | New Star Lighting | New Star Lighting | VIC4W-L4401-RC-UN-WH | Indoor Luminaires | Linear Ambient | Direct Linear Ambient Luminaires | Standard | TRUE | 2714.5 | 102.1 | 106.3 | 15.12 | 0.963 | 4126 | 85.6 | 5 | 36000 | 41758 |  |  | NotYetVerified |  | 3 |  |  | 100 |  |  | 4000
P00001IML | New Star Lighting | New Star Lighting | VIC4N-L3401-RC-UN-WH | Indoor Luminaires | Linear Ambient | Direct Linear Ambient Luminaires | Standard | TRUE | 2041 | 102.4 | 79.75 | 16.16 | 0.946 | 4118 | 85.1 | 5 | 36000 | 41758 |  |  | NotYetVerified |  | 3 |  |  | 75 |  |  | 4000
P00001H2V | National Lighting Company | SF10-LED D/ID LED | SF-10 LED | Indoor Luminaires | Linear Ambient | Linear Ambient Luminaires w/ Indirect component | Standard | TRUE | 3872.93 | 101 | 38.2 | 19 | 0.94 | 3449 | 83 | 5 | 60000 | 41757 |  |  | NotYetVerified |  | 3 | 3873 | 101 | 38.2 | 8 | 1 | 3500 | 83
P00001H2W | National Lighting Company | SF10-LED D/ID LED | VOYAGER-LED | Indoor Luminaires | Linear Ambient | Linear Ambient Luminaires w/ Indirect component | Standard | TRUE | 3757.19 | 98 | 38.31 | 19 | 0.94 | 3441 | 82 | 5 | 60000 | 41757 |  |  | NotYetVerified |  | 3 | 3757 | 98 | 38.31 | 8 | 1 | 3500 | 82
P00001ICC | SeeLuce | SKYLER | SLN4F38-5080N-I1 | Indoor Luminaires | Linear Ambient | Direct Linear Ambient Luminaires | Standard | TRUE | 4393 | 119.8 | 36.7 | 20.7 | 0.92 | 4826 | 84 | 5 | 50000 | 41754 |  |  | NotYetVerified |  | 3 | 4145 | 85 | 37 | 20 | 0.9 | 4900 | 80
P000018JP | Savenergy Inc | SavEnergy | SMHL-18S | Indoor Luminaires | Linear Ambient | Direct Linear Ambient Luminaires | Standard | TRUE | 2072 | 107.58 | 19.26 | 15.33 | 0.9475 | 4255 | 83.9 | 5 |  | 41753 |  |  | NotYetVerified |  | 3 | 2000 | 105 | 18 |  | 0.9 | 4000 | 80
P000003CT | Acuity Brands Lighting | Peerless Lighting | BRM9L HI SSH XFT R4 120 EZB SCT LP840 FX/XX CXXX XXX | Indoor Luminaires | Linear Ambient | Linear Ambient Luminaires w/ Indirect component | Standard | TRUE | 4771 | 110.18 | 43.3 | 14.88 | 0.91 | 3963 | 82.06 | 5 |  | 41753 |  |  | NotYetVerified |  | 3 | 4771 | 110.18 | 43.3 | 7.41 | 0.99 | 3963 | 82.06
P000003CS | Acuity Brands Lighting | Peerless Lighting | BRM9L LO SSH XFT R4 120 EZB SCT LP840 FX/XX CXXX XXX | Indoor Luminaires | Linear Ambient | Linear Ambient Luminaires w/ Indirect component | Standard | TRUE | 3514 | 111.56 | 31.5 | 14.88 | 0.91 | 3680 | 82.43 | 5 |  | 41753 |  |  | NotYetVerified |  | 3 | 3514 | 111.56 | 31.5 | 5.7 | 0.99 | 3680 | 82.43
P000003D0 | Acuity Brands Lighting | Peerless Lighting | BRM9L HI SSH XFT R8 277 EZB SCT LP840 FX/XX CXXX XXX | Indoor Luminaires | Linear Ambient | Linear Ambient Luminaires w/ Indirect component | Standard | FALSE | [9 empty] | 41753 | Not Yet Verified | Not Yet Verified | NotYetVerified |  | 3 | 9542 | 110.18 | 86.6 | 14.88 | 0.91 | 3963 | 82.06
P000003CW | Acuity Brands Lighting | Peerless Lighting | BRM9L HI SSH XFT R4 277 EZB SCT LP840 FX/XX CXXX XXX | Indoor Luminaires | Linear Ambient | Linear Ambient Luminaires w/ Indirect component | Standard | FALSE | [9 empty] | 41753 | Not Yet Verified | Not Yet Verified | NotYetVerified |  | 3 | 4771 | 110.18 | 43.3 | 14.88 | 0.91 | 3963 | 82.06
P000003CY | Acuity Brands Lighting | Peerless Lighting | BRM9L HI SSH XFT R8 120 EZB SCT LP840 FX/XX CXXX XXX | Indoor Luminaires | Linear Ambient | Linear Ambient Luminaires w/ Indirect component | Standard | FALSE | [9 empty] | 41753 | Not Yet Verified | Not Yet Verified | NotYetVerified |  | 3 | 9542 | 110.18 | 86.6 | 7.41 | 0.99 | 3963 | 82.06
P000003D3 | Acuity Brands Lighting | Peerless Lighting | BRM9L LO SSH XFT R8 120 EZB SCT LP840 FX/XX CXXX XXX | Indoor Luminaires | Linear Ambient | Linear Ambient Luminaires w/ Indirect component | Standard | FALSE | [9 empty] | 41753 | Not Yet Verified | Not Yet Verified | NotYetVerified |  | 3 | 7028 | 111.56 | 63 | 5.7 | 0.99 | 3680 | 82.43
P000003D2 | Acuity Brands Lighting | Peerless Lighting | BRM9L LO SSH XFT R8 120 EZB SCT LP835 FX/XX CXXX XXX | Indoor Luminaires | Linear Ambient | Linear Ambient Luminaires w/ Indirect component | Standard | FALSE | [9 empty] | 41753 | Not Yet Verified | Not Yet Verified | NotYetVerified |  | 3 | 7068 | 115.5 | 61.2 | 5.7 | 0.99 | 3411 | 82.6
P000003D1 | Acuity Brands Lighting | Peerless Lighting | BRM9L LO SSH XFT R4 120 EZB SCT LP835 FX/XX CXXX XXX | Indoor Luminaires | Linear Ambient | Linear Ambient Luminaires w/ Indirect component | Standard | FALSE | [9 empty] | 41753 | Not Yet Verified | Not Yet Verified | NotYetVerified |  | 3 | 3534 | 115.5 | 30.6 | 5.7 | 0.99 | 3411 | 82.6
P000003CZ | Acuity Brands Lighting | Peerless Lighting | BRM9L HI SSH XFT R8 277 EZB SCT LP835 FX/XX CXXX XXX | Indoor Luminaires | Linear Ambient | Linear Ambient Luminaires w/ Indirect component | Standard | FALSE | [9 empty] | 41753 | Not Yet Verified | Not Yet Verified | NotYetVerified |  | 3 | 9614 | 110.56 | 86.96 | 14.88 | 0.91 | 3411 | 82.39
P000003CV | Acuity Brands Lighting | Peerless Lighting | BRM9L HI SSH XFT R4 277 EZB SCT LP835 FX/XX CXXX XXX | Indoor Luminaires | Linear Ambient | Linear Ambient Luminaires w/ Indirect component | Standard | FALSE | [9 empty] | 41753 | Not Yet Verified | Not Yet Verified | NotYetVerified |  | 3 | 4807 | 110.56 | 43.48 | 14.88 | 0.91 | 3411 | 82.39
P000003CX | Acuity Brands Lighting | Peerless Lighting | BRM9L HI SSH XFT R8 120 EZB SCT LP835 FX/XX CXXX XXX | Indoor Luminaires | Linear Ambient | Linear Ambient Luminaires w/ Indirect component | Standard | FALSE | [9 empty] | 41753 | Not Yet Verified | Not Yet Verified | NotYetVerified |  | 3 | 9614 | 110.56 | 86.96 | 7.41 | 0.99 | 3411 | 82.39
P000003CU | Acuity Brands Lighting | Peerless Lighting | BRM9L HI SSH XFT R4 120 EZB SCT LP835 FX/XX CXXX XXX | Indoor Luminaires | Linear Ambient | Linear Ambient Luminaires w/ Indirect component | Standard | FALSE | [9 empty] | 41753 | Not Yet Verified | Not Yet Verified | NotYetVerified |  | 3 | 4807 | 110.56 | 43.48 | 7.41 | 0.99 | 3411 | 82.39
P0000151Q | Philips Ledalite | Philips Ledalite | 7606LCCQN04x1 [Exclude Battery Pack Option] | Indoor Luminaires | Linear Ambient | Linear Ambient Luminaires w/ Indirect component | Standard | TRUE | 4539 | 96.4 | 47.1 | 20.3 | 0.935 | 2982 | 82 | 5 | 60000 | 41750 |  |  | NotYetVerified |  | 3 | 4539 | 96.4 | 47.1 |  | 0.935 | 2982 | 82
P0000150Q | Philips Ledalite | Philips Ledalite | 7406LCCQN04x1 [Exclude Battery Pack Option] | Indoor Luminaires | Linear Ambient | Linear Ambient Luminaires w/ Indirect component | Standard | TRUE | 4539 | 96.4 | 47.1 | 20.3 | 0.935 | 2982 | 82 | 5 | 60000 | 41750 |  |  | NotYetVerified |  | 3 | 4539 | 96.4 | 47.1 |  | 0.935 | 2982 | 82
P000014ZQ | Philips Ledalite | Philips Ledalite | 7806LCCQN04x1 [Exclude Battery Pack Option] | Indoor Luminaires | Linear Ambient | Linear Ambient Luminaires w/ Indirect component | Standard | TRUE | 4539 | 96.4 | 47.1 | 18.8 | 0.935 | 2982 | 82 | 5 | 60000 | 41750 |  |  | NotYetVerified |  | 3 | 4539 | 96.4 | 47.1 |  | 0.935 | 2982 | 82
P0000151P | Philips Ledalite | Philips Ledalite | 7606LCEQN04x1 [Exclude Battery Pack Option] | Indoor Luminaires | Linear Ambient | Linear Ambient Luminaires w/ Indirect component | Standard | TRUE | 3233 | 100.4 | 32.2 | 20.3 | 0.897 | 2982 | 82 | 5 | 60000 | 41750 |  |  | NotYetVerified |  | 3 | 3233 | 100.4 | 32.2 |  | 0.897 | 2982 | 82
P0000150P | Philips Ledalite | Philips Ledalite | 7406LCEQN04x1 [Exclude Battery Pack Option] | Indoor Luminaires | Linear Ambient | Linear Ambient Luminaires w/ Indirect component | Standard | TRUE | 3233 | 100.4 | 32.2 | 20.3 | 0.897 | 2982 | 82 | 5 | 60000 | 41750 |  |  | NotYetVerified |  | 3 | 3233 | 100.4 | 32.2 |  | 0.897 | 2982 | 82
P000014ZP | Philips Ledalite | Philips Ledalite | 7806LCEQN04x1 [Exclude Battery Pack Option] | Indoor Luminaires | Linear Ambient | Linear Ambient Luminaires w/ Indirect component | Standard | TRUE | 3233 | 100.4 | 32.2 | 20.3 | 0.897 | 2982 | 82 | 5 | 60000 | 41750 |  |  | NotYetVerified |  | 3 | 3233 | 100.4 | 32.2 |  | 0.897 | 2982 | 82
P00001550 | Philips Ledalite | Philips Ledalite | 7606LAEQN08xD [Exclude Battery Pack Option] | Indoor Luminaires | Linear Ambient | Linear Ambient Luminaires w/ Indirect component | Standard | FALSE | [9 empty] | 41750 | Not Yet Verified | Not Yet Verified | NotYetVerified |  | 3 | 6798 | 105.6 | 64.4 | 20.3 | 0.897 | 3860 | 84
P0000154Z | Philips Ledalite | Philips Ledalite | 7606LAEQN08x2 [Exclude Battery Pack Option] | Indoor Luminaires | Linear Ambient | Linear Ambient Luminaires w/ Indirect component | Standard | FALSE | [9 empty] | 41750 | Not Yet Verified | Not Yet Verified | NotYetVerified |  | 3 | 6798 | 105.6 | 64.4 | 20.3 | 0.897 | 3860 | 84
P0000154Y | Philips Ledalite | Philips Ledalite | 7606LAEQN08x1 [Exclude Battery Pack Option] | Indoor Luminaires | Linear Ambient | Linear Ambient Luminaires w/ Indirect component | Standard | FALSE | [9 empty] | 41750 | Not Yet Verified | Not Yet Verified | NotYetVerified |  | 3 | 6798 | 105.6 | 64.4 | 20.3 | 0.897 | 3860 | 84
P0000151C | Philips Ledalite | Philips Ledalite | 7406LAEQN08xD [Exclude Battery Pack Option] | Indoor Luminaires | Linear Ambient | Linear Ambient Luminaires w/ Indirect component | Standard | FALSE | [9 empty] | 41750 | Not Yet Verified | Not Yet Verified | NotYetVerified |  | 3 | 6798 | 105.6 | 64.4 | 20.3 | 0.897 | 3860 | 84
P0000151B | Philips Ledalite | Philips Ledalite | 7406LAEQN08x2 [Exclude Battery Pack Option] | Indoor Luminaires | Linear Ambient | Linear Ambient Luminaires w/ Indirect component | Standard | FALSE | [9 empty] | 41750 | Not Yet Verified | Not Yet Verified | NotYetVerified |  | 3 | 6798 | 105.6 | 64.4 | 20.3 | 0.897 | 3860 | 84
P0000151A | Philips Ledalite | Philips Ledalite | 7406LAEQN08x1 [Exclude Battery Pack Option] | Indoor Luminaires | Linear Ambient | Linear Ambient Luminaires w/ Indirect component | Standard | FALSE | [9 empty] | 41750 | Not Yet Verified | Not Yet Verified | NotYetVerified |  | 3 | 6798 | 105.6 | 64.4 | 20.3 | 0.897 | 3860 | 84
P0000150C | Philips Ledalite | Philips Ledalite | 7806LAEQN08xD [Exclude Battery Pack Option] | Indoor Luminaires | Linear Ambient | Linear Ambient Luminaires w/ Indirect component | Standard | FALSE | [9 empty] | 41750 | Not Yet Verified | Not Yet Verified | NotYetVerified |  | 3 | 6798 | 105.6 | 64.4 | 20.3 | 0.897 | 3860 | 84
P0000150B | Philips Ledalite | Philips Ledalite | 7806LAEQN08x2 [Exclude Battery Pack Option] | Indoor Luminaires | Linear Ambient | Linear Ambient Luminaires w/ Indirect component | Standard | FALSE | [9 empty] | 41750 | Not Yet Verified | Not Yet Verified | NotYetVerified |  | 3 | 6798 | 105.6 | 64.4 | 20.3 | 0.897 | 3860 | 84
P0000150A | Philips Ledalite | Philips Ledalite | 7806LAEQN08x1 [Exclude Battery Pack Option] | Indoor Luminaires | Linear Ambient | Linear Ambient Luminaires w/ Indirect component | Standard | FALSE | [9 empty] | 41750 | Not Yet Verified | Not Yet Verified | NotYetVerified |  | 3 | 6798 | 105.6 | 64.4 | 20.3 | 0.897 | 3860 | 84
P0000154K | Philips Ledalite | Philips Ledalite | 7606LAEQN04xD [Exclude Battery Pack Option] | Indoor Luminaires | Linear Ambient | Linear Ambient Luminaires w/ Indirect component | Standard | FALSE | [9 empty] | 41750 | Not Yet Verified | Not Yet Verified | NotYetVerified |  | 3 | 3399 | 105.6 | 32.2 | 20.3 | 0.897 | 3860 | 84
P0000154J | Philips Ledalite | Philips Ledalite | 7606LAEQN04x2 [Exclude Battery Pack Option] | Indoor Luminaires | Linear Ambient | Linear Ambient Luminaires w/ Indirect component | Standard | FALSE | [9 empty] | 41750 | Not Yet Verified | Not Yet Verified | NotYetVerified |  | 3 | 3399 | 105.6 | 32.2 | 20.3 | 0.897 | 3860 | 84
P0000154I | Philips Ledalite | Philips Ledalite | 7606LAEQN04x1 [Exclude Battery Pack Option] | Indoor Luminaires | Linear Ambient | Linear Ambient Luminaires w/ Indirect component | Standard | FALSE | [9 empty] | 41750 | Not Yet Verified | Not Yet Verified | NotYetVerified |  | 3 | 3399 | 105.6 | 32.2 | 20.3 | 0.897 | 3860 | 84
P0000150W | Philips Ledalite | Philips Ledalite | 7406LAEQN04xD [Exclude Battery Pack Option] | Indoor Luminaires | Linear Ambient | Linear Ambient Luminaires w/ Indirect component | Standard | FALSE | [9 empty] | 41750 | Not Yet Verified | Not Yet Verified | NotYetVerified |  | 3 | 3399 | 105.6 | 32.2 | 20.3 | 0.897 | 3860 | 84
P0000150V | Philips Ledalite | Philips Ledalite | 7406LAEQN04x2 [Exclude Battery Pack Option] | Indoor Luminaires | Linear Ambient | Linear Ambient Luminaires w/ Indirect component | Standard | FALSE | [9 empty] | 41750 | Not Yet Verified | Not Yet Verified | NotYetVerified |  | 3 | 3399 | 105.6 | 32.2 | 20.3 | 0.897 | 3860 | 84
P0000150U | Philips Ledalite | Philips Ledalite | 7406LAEQN04x1 [Exclude Battery Pack Option] | Indoor Luminaires | Linear Ambient | Linear Ambient Luminaires w/ Indirect component | Standard | FALSE | [9 empty] | 41750 | Not Yet Verified | Not Yet Verified | NotYetVerified |  | 3 | 3399 | 105.6 | 32.2 | 20.3 | 0.897 | 3860 | 84
P000014ZW | Philips Ledalite | Philips Ledalite | 7806LAEQN04xD [Exclude Battery Pack Option] | Indoor Luminaires | Linear Ambient | Linear Ambient Luminaires w/ Indirect component | Standard | FALSE | [9 empty] | 41750 | Not Yet Verified | Not Yet Verified | NotYetVerified |  | 3 | 3399 | 105.6 | 32.2 | 20.3 | 0.897 | 3860 | 84
P000014ZV | Philips Ledalite | Philips Ledalite | 7806LAEQN04x2 [Exclude Battery Pack Option] | Indoor Luminaires | Linear Ambient | Linear Ambient Luminaires w/ Indirect component | Standard | FALSE | [9 empty] | 41750 | Not Yet Verified | Not Yet Verified | NotYetVerified |  | 3 | 3399 | 105.6 | 32.2 | 20.3 | 0.897 | 3860 | 84
P000014ZU | Philips Ledalite | Philips Ledalite | 7806LAEQN04x1 [Exclude Battery Pack Option] | Indoor Luminaires | Linear Ambient | Linear Ambient Luminaires w/ Indirect component | Standard | FALSE | [9 empty] | 41750 | Not Yet Verified | Not Yet Verified | NotYetVerified |  | 3 | 3399 | 105.6 | 32.2 | 20.3 | 0.897 | 3860 | 84
P0000154X | Philips Ledalite | Philips Ledalite | 7606LACQN08xD [Exclude Battery Pack Option] | Indoor Luminaires | Linear Ambient | Linear Ambient Luminaires w/ Indirect component | Standard | FALSE | [9 empty] | 41750 | Not Yet Verified | Not Yet Verified | NotYetVerified |  | 3 | 9544 | 101.3 | 94.2 | 18.8 | 0.935 | 3860 | 84
P0000154W | Philips Ledalite | Philips Ledalite | 7606LACQN08x2 [Exclude Battery Pack Option] | Indoor Luminaires | Linear Ambient | Linear Ambient Luminaires w/ Indirect component | Standard | FALSE | [9 empty] | 41750 | Not Yet Verified | Not Yet Verified | NotYetVerified |  | 3 | 9544 | 101.3 | 94.2 | 18.8 | 0.935 | 3860 | 84
P0000154V | Philips Ledalite | Philips Ledalite | 7606LACQN08x1 [Exclude Battery Pack Option] | Indoor Luminaires | Linear Ambient | Linear Ambient Luminaires w/ Indirect component | Standard | FALSE | [9 empty] | 41750 | Not Yet Verified | Not Yet Verified | NotYetVerified |  | 3 | 9544 | 101.3 | 94.2 | 18.8 | 0.935 | 3860 | 84
P00001519 | Philips Ledalite | Philips Ledalite | 7406LACQN08xD [Exclude Battery Pack Option] | Indoor Luminaires | Linear Ambient | Linear Ambient Luminaires w/ Indirect component | Standard | FALSE | [9 empty] | 41750 | Not Yet Verified | Not Yet Verified | NotYetVerified |  | 3 | 9544 | 101.3 | 94.2 | 18.8 | 0.935 | 3860 | 84
P00001518 | Philips Ledalite | Philips Ledalite | 7406LACQN08x2 [Exclude Battery Pack Option] | Indoor Luminaires | Linear Ambient | Linear Ambient Luminaires w/ Indirect component | Standard | FALSE | [9 empty] | 41750 | Not Yet Verified | Not Yet Verified | NotYetVerified |  | 3 | 9544 | 101.3 | 94.2 | 18.8 | 0.935 | 3860 | 84
P00001517 | Philips Ledalite | Philips Ledalite | 7406LACQN08x1 [Exclude Battery Pack Option] | Indoor Luminaires | Linear Ambient | Linear Ambient Luminaires w/ Indirect component | Standard | FALSE | [9 empty] | 41750 | Not Yet Verified | Not Yet Verified | NotYetVerified |  | 3 | 9544 | 101.3 | 94.2 | 18.8 | 0.935 | 3860 | 84
P00001509 | Philips Ledalite | Philips Ledalite | 7806LACQN08xD [Exclude Battery Pack Option] | Indoor Luminaires | Linear Ambient | Linear Ambient Luminaires w/ Indirect component | Standard | FALSE | [9 empty] | 41750 | Not Yet Verified | Not Yet Verified | NotYetVerified |  | 3 | 9544 | 101.3 | 94.2 | 18.8 | 0.935 | 3860 | 84
P00001508 | Philips Ledalite | Philips Ledalite | 7806LACQN08x2 [Exclude Battery Pack Option] | Indoor Luminaires | Linear Ambient | Linear Ambient Luminaires w/ Indirect component | Standard | FALSE | [9 empty] | 41750 | Not Yet Verified | Not Yet Verified | NotYetVerified |  | 3 | 9544 | 101.3 | 94.2 | 18.8 | 0.935 | 3860 | 84
P00001507 | Philips Ledalite | Philips Ledalite | 7806LACQN08x1 [Exclude Battery Pack Option] | Indoor Luminaires | Linear Ambient | Linear Ambient Luminaires w/ Indirect component | Standard | FALSE | [9 empty] | 41750 | Not Yet Verified | Not Yet Verified | NotYetVerified |  | 3 | 9544 | 101.3 | 94.2 | 18.8 | 0.935 | 3860 | 84
P0000154H | Philips Ledalite | Philips Ledalite | 7606LACQN04xD [Exclude Battery Pack Option] | Indoor Luminaires | Linear Ambient | Linear Ambient Luminaires w/ Indirect component | Standard | FALSE | [9 empty] | 41750 | Not Yet Verified | Not Yet Verified | NotYetVerified |  | 3 | 4772 | 101.3 | 47.1 | 18.8 | 0.935 | 3860 | 84
P0000154G | Philips Ledalite | Philips Ledalite | 7606LACQN04x2 [Exclude Battery Pack Option] | Indoor Luminaires | Linear Ambient | Linear Ambient Luminaires w/ Indirect component | Standard | FALSE | [9 empty] | 41750 | Not Yet Verified | Not Yet Verified | NotYetVerified |  | 3 | 4772 | 101.3 | 47.1 | 18.8 | 0.935 | 3860 | 84
P0000154F | Philips Ledalite | Philips Ledalite | 7606LACQN04x1 [Exclude Battery Pack Option] | Indoor Luminaires | Linear Ambient | Linear Ambient Luminaires w/ Indirect component | Standard | FALSE | [9 empty] | 41750 | Not Yet Verified | Not Yet Verified | NotYetVerified |  | 3 | 4772 | 101.3 | 47.1 | 18.8 | 0.935 | 3860 | 84
P0000150T | Philips Ledalite | Philips Ledalite | 7406LACQN04xD [Exclude Battery Pack Option] | Indoor Luminaires | Linear Ambient | Linear Ambient Luminaires w/ Indirect component | Standard | FALSE | [9 empty] | 41750 | Not Yet Verified | Not Yet Verified | NotYetVerified |  | 3 | 4772 | 101.3 | 47.1 | 18.8 | 0.935 | 3860 | 84
P0000150S | Philips Ledalite | Philips Ledalite | 7406LACQN04x2 [Exclude Battery Pack Option] | Indoor Luminaires | Linear Ambient | Linear Ambient Luminaires w/ Indirect component | Standard | FALSE | [9 empty] | 41750 | Not Yet Verified | Not Yet Verified | NotYetVerified |  | 3 | 4772 | 101.3 | 47.1 | 18.8 | 0.935 | 3860 | 84
P0000150R | Philips Ledalite | Philips Ledalite | 7406LACQN04x1 [Exclude Battery Pack Option] | Indoor Luminaires | Linear Ambient | Linear Ambient Luminaires w/ Indirect component | Standard | FALSE | [9 empty] | 41750 | Not Yet Verified | Not Yet Verified | NotYetVerified |  | 3 | 4772 | 101.3 | 47.1 | 18.8 | 0.935 | 3860 | 84
P000014ZT | Philips Ledalite | Philips Ledalite | 7806LACQN04xD [Exclude Battery Pack Option] | Indoor Luminaires | Linear Ambient | Linear Ambient Luminaires w/ Indirect component | Standard | FALSE | [9 empty] | 41750 | Not Yet Verified | Not Yet Verified | NotYetVerified |  | 3 | 4772 | 101.3 | 47.1 | 18.8 | 0.935 | 3860 | 84
P000014ZS | Philips Ledalite | Philips Ledalite | 7806LACQN04x2 [Exclude Battery Pack Option] | Indoor Luminaires | Linear Ambient | Linear Ambient Luminaires w/ Indirect component | Standard | FALSE | [9 empty] | 41750 | Not Yet Verified | Not Yet Verified | NotYetVerified |  | 3 | 4772 | 101.3 | 47.1 | 18.8 | 0.935 | 3860 | 84
P000014ZR | Philips Ledalite | Philips Ledalite | 7806LACQN04x1 [Exclude Battery Pack Option] | Indoor Luminaires | Linear Ambient | Linear Ambient Luminaires w/ Indirect component | Standard | FALSE | [9 empty] | 41750 | Not Yet Verified | Not Yet Verified | NotYetVerified |  | 3 | 4772 | 101.3 | 47.1 | 18.8 | 0.935 | 3860 | 84
P00001556 | Philips Ledalite | Philips Ledalite | 7606LBEQN08xD [Exclude Battery Pack Option] | Indoor Luminaires | Linear Ambient | Linear Ambient Luminaires w/ Indirect component | Standard | FALSE | [9 empty] | 41750 | Not Yet Verified | Not Yet Verified | NotYetVerified |  | 3 | 6528 | 101.7 | 64.2 | 20.3 | 0.897 | 3376 | 83
P00001555 | Philips Ledalite | Philips Ledalite | 7606LBEQN08x2 [Exclude Battery Pack Option] | Indoor Luminaires | Linear Ambient | Linear Ambient Luminaires w/ Indirect component | Standard | FALSE | [9 empty] | 41750 | Not Yet Verified | Not Yet Verified | NotYetVerified |  | 3 | 6528 | 101.7 | 64.2 | 20.3 | 0.897 | 3376 | 83
P00001554 | Philips Ledalite | Philips Ledalite | 7606LBEQN08x1 [Exclude Battery Pack Option] | Indoor Luminaires | Linear Ambient | Linear Ambient Luminaires w/ Indirect component | Standard | FALSE | [9 empty] | 41750 | Not Yet Verified | Not Yet Verified | NotYetVerified |  | 3 | 6528 | 101.7 | 64.2 | 20.3 | 0.897 | 3376 | 83
P0000151I | Philips Ledalite | Philips Ledalite | 7406LBEQN08xD [Exclude Battery Pack Option] | Indoor Luminaires | Linear Ambient | Linear Ambient Luminaires w/ Indirect component | Standard | FALSE | [9 empty] | 41750 | Not Yet Verified | Not Yet Verified | NotYetVerified |  | 3 | 6528 | 101.7 | 64.2 | 20.3 | 0.897 | 3376 | 83
P0000151H | Philips Ledalite | Philips Ledalite | 7406LBEQN08x2 [Exclude Battery Pack Option] | Indoor Luminaires | Linear Ambient | Linear Ambient Luminaires w/ Indirect component | Standard | FALSE | [9 empty] | 41750 | Not Yet Verified | Not Yet Verified | NotYetVerified |  | 3 | 6528 | 101.7 | 64.2 | 20.3 | 0.897 | 3376 | 83
P0000151G | Philips Ledalite | Philips Ledalite | 7406LBEQN08x1 [Exclude Battery Pack Option] | Indoor Luminaires | Linear Ambient | Linear Ambient Luminaires w/ Indirect component | Standard | FALSE | [9 empty] | 41750 | Not Yet Verified | Not Yet Verified | NotYetVerified |  | 3 | 6528 | 101.7 | 64.2 | 20.3 | 0.897 | 3376 | 83
P0000150I | Philips Ledalite | Philips Ledalite | 7806LBEQN08xD [Exclude Battery Pack Option] | Indoor Luminaires | Linear Ambient | Linear Ambient Luminaires w/ Indirect component | Standard | FALSE | [9 empty] | 41750 | Not Yet Verified | Not Yet Verified | NotYetVerified |  | 3 | 6528 | 101.7 | 64.2 | 20.3 | 0.897 | 3376 | 83
P0000150H | Philips Ledalite | Philips Ledalite | 7806LBEQN08x2 [Exclude Battery Pack Option] | Indoor Luminaires | Linear Ambient | Linear Ambient Luminaires w/ Indirect component | Standard | FALSE | [9 empty] | 41750 | Not Yet Verified | Not Yet Verified | NotYetVerified |  | 3 | 6528 | 101.7 | 64.2 | 20.3 | 0.897 | 3376 | 83
P0000150G | Philips Ledalite | Philips Ledalite | 7806LBEQN08x1 [Exclude Battery Pack Option] | Indoor Luminaires | Linear Ambient | Linear Ambient Luminaires w/ Indirect component | Standard | FALSE | [9 empty] | 41750 | Not Yet Verified | Not Yet Verified | NotYetVerified |  | 3 | 6528 | 101.7 | 64.2 | 20.3 | 0.897 | 3376 | 83
P0000154Q | Philips Ledalite | Philips Ledalite | 7606LBEQN04xD [Exclude Battery Pack Option] | Indoor Luminaires | Linear Ambient | Linear Ambient Luminaires w/ Indirect component | Standard | FALSE | [9 empty] | 41750 | Not Yet Verified | Not Yet Verified | NotYetVerified |  | 3 | 3264 | 101.7 | 32.1 | 20.3 | 0.897 | 3376 | 83
P0000154P | Philips Ledalite | Philips Ledalite | 7606LBEQN04x2 [Exclude Battery Pack Option] | Indoor Luminaires | Linear Ambient | Linear Ambient Luminaires w/ Indirect component | Standard | FALSE | [9 empty] | 41750 | Not Yet Verified | Not Yet Verified | NotYetVerified |  | 3 | 3264 | 101.7 | 32.1 | 20.3 | 0.897 | 3376 | 83
P0000154O | Philips Ledalite | Philips Ledalite | 7606LBEQN04x1 [Exclude Battery Pack Option] | Indoor Luminaires | Linear Ambient | Linear Ambient Luminaires w/ Indirect component | Standard | FALSE | [9 empty] | 41750 | Not Yet Verified | Not Yet Verified | NotYetVerified |  | 3 | 3264 | 101.7 | 32.1 | 20.3 | 0.897 | 3376 | 83
P00001512 | Philips Ledalite | Philips Ledalite | 7406LBEQN04xD [Exclude Battery Pack Option] | Indoor Luminaires | Linear Ambient | Linear Ambient Luminaires w/ Indirect component | Standard | FALSE | [9 empty] | 41750 | Not Yet Verified | Not Yet Verified | NotYetVerified |  | 3 | 3264 | 101.7 | 32.1 | 20.3 | 0.897 | 3376 | 83
P00001511 | Philips Ledalite | Philips Ledalite | 7406LBEQN04x2 [Exclude Battery Pack Option] | Indoor Luminaires | Linear Ambient | Linear Ambient Luminaires w/ Indirect component | Standard | FALSE | [9 empty] | 41750 | Not Yet Verified | Not Yet Verified | NotYetVerified |  | 3 | 3264 | 101.7 | 32.1 | 20.3 | 0.897 | 3376 | 83
P00001510 | Philips Ledalite | Philips Ledalite | 7406LBEQN04x1 [Exclude Battery Pack Option] | Indoor Luminaires | Linear Ambient | Linear Ambient Luminaires w/ Indirect component | Standard | FALSE | [9 empty] | 41750 | Not Yet Verified | Not Yet Verified | NotYetVerified |  | 3 | 3264 | 101.7 | 32.1 | 20.3 | 0.897 | 3376 | 83
P00001502 | Philips Ledalite | Philips Ledalite | 7806LBEQN04xD [Exclude Battery Pack Option] | Indoor Luminaires | Linear Ambient | Linear Ambient Luminaires w/ Indirect component | Standard | FALSE | [9 empty] | 41750 | Not Yet Verified | Not Yet Verified | NotYetVerified |  | 3 | 3264 | 101.7 | 32.1 | 20.3 | 0.897 | 3376 | 83
P00001501 | Philips Ledalite | Philips Ledalite | 7806LBEQN04x2 [Exclude Battery Pack Option] | Indoor Luminaires | Linear Ambient | Linear Ambient Luminaires w/ Indirect component | Standard | FALSE | [9 empty] | 41750 | Not Yet Verified | Not Yet Verified | NotYetVerified |  | 3 | 3264 | 101.7 | 32.1 | 20.3 | 0.897 | 3376 | 83
P00001500 | Philips Ledalite | Philips Ledalite | 7806LBEQN04x1 [Exclude Battery Pack Option] | Indoor Luminaires | Linear Ambient | Linear Ambient Luminaires w/ Indirect component | Standard | FALSE | [9 empty] | 41750 | Not Yet Verified | Not Yet Verified | NotYetVerified |  | 3 | 3264 | 101.7 | 32.1 | 20.3 | 0.897 | 3376 | 83
P00001553 | Philips Ledalite | Philips Ledalite | 7606LBCQN08xD [Exclude Battery Pack Option] | Indoor Luminaires | Linear Ambient | Linear Ambient Luminaires w/ Indirect component | Standard | FALSE | [9 empty] | 41750 | Not Yet Verified | Not Yet Verified | NotYetVerified |  | 3 | 9166 | 97.6 | 94 | 18.8 | 0.935 | 3376 | 83
P00001552 | Philips Ledalite | Philips Ledalite | 7606LBCQN08x2 [Exclude Battery Pack Option] | Indoor Luminaires | Linear Ambient | Linear Ambient Luminaires w/ Indirect component | Standard | FALSE | [9 empty] | 41750 | Not Yet Verified | Not Yet Verified | NotYetVerified |  | 3 | 9166 | 97.6 | 94 | 18.8 | 0.935 | 3376 | 83
P00001551 | Philips Ledalite | Philips Ledalite | 7606LBCQN08x1 [Exclude Battery Pack Option] | Indoor Luminaires | Linear Ambient | Linear Ambient Luminaires w/ Indirect component | Standard | FALSE | [9 empty] | 41750 | Not Yet Verified | Not Yet Verified | NotYetVerified |  | 3 | 9166 | 97.6 | 94 | 18.8 | 0.935 | 3376 | 83
P0000151F | Philips Ledalite | Philips Ledalite | 7406LBCQN08xD [Exclude Battery Pack Option] | Indoor Luminaires | Linear Ambient | Linear Ambient Luminaires w/ Indirect component | Standard | FALSE | [9 empty] | 41750 | Not Yet Verified | Not Yet Verified | NotYetVerified |  | 3 | 9166 | 97.6 | 94 | 18.8 | 0.935 | 3376 | 83
P0000151E | Philips Ledalite | Philips Ledalite | 7406LBCQN08x2 [Exclude Battery Pack Option] | Indoor Luminaires | Linear Ambient | Linear Ambient Luminaires w/ Indirect component | Standard | FALSE | [9 empty] | 41750 | Not Yet Verified | Not Yet Verified | NotYetVerified |  | 3 | 9166 | 97.6 | 94 | 18.8 | 0.935 | 3376 | 83
P0000151D | Philips Ledalite | Philips Ledalite | 7406LBCQN08x1 [Exclude Battery Pack Option] | Indoor Luminaires | Linear Ambient | Linear Ambient Luminaires w/ Indirect component | Standard | FALSE | [9 empty] | 41750 | Not Yet Verified | Not Yet Verified | NotYetVerified |  | 3 | 9166 | 97.6 | 94 | 18.8 | 0.935 | 3376 | 83
P0000150F | Philips Ledalite | Philips Ledalite | 7806LBCQN08xD [Exclude Battery Pack Option] | Indoor Luminaires | Linear Ambient | Linear Ambient Luminaires w/ Indirect component | Standard | FALSE | [9 empty] | 41750 | Not Yet Verified | Not Yet Verified | NotYetVerified |  | 3 | 9166 | 97.6 | 94 | 18.8 | 0.935 | 3376 | 83
P0000150E | Philips Ledalite | Philips Ledalite | 7806LBCQN08x2 [Exclude Battery Pack Option] | Indoor Luminaires | Linear Ambient | Linear Ambient Luminaires w/ Indirect component | Standard | FALSE | [9 empty] | 41750 | Not Yet Verified | Not Yet Verified | NotYetVerified |  | 3 | 9166 | 97.6 | 94 | 18.8 | 0.935 | 3376 | 83
P0000150D | Philips Ledalite | Philips Ledalite | 7806LBCQN08x1 [Exclude Battery Pack Option] | Indoor Luminaires | Linear Ambient | Linear Ambient Luminaires w/ Indirect component | Standard | FALSE | [9 empty] | 41750 | Not Yet Verified | Not Yet Verified | NotYetVerified |  | 3 | 9166 | 97.6 | 94 | 18.8 | 0.935 | 3376 | 83
P0000154N | Philips Ledalite | Philips Ledalite | 7606LBCQN04xD [Exclude Battery Pack Option] | Indoor Luminaires | Linear Ambient | Linear Ambient Luminaires w/ Indirect component | Standard | FALSE | [9 empty] | 41750 | Not Yet Verified | Not Yet Verified | NotYetVerified |  | 3 | 4583 | 97.6 | 47 | 18.8 | 0.935 | 3376 | 83
P0000154M | Philips Ledalite | Philips Ledalite | 7606LBCQN04x2 [Exclude Battery Pack Option] | Indoor Luminaires | Linear Ambient | Linear Ambient Luminaires w/ Indirect component | Standard | FALSE | [9 empty] | 41750 | Not Yet Verified | Not Yet Verified | NotYetVerified |  | 3 | 4583 | 97.6 | 47 | 18.8 | 0.935 | 3376 | 83
P0000154L | Philips Ledalite | Philips Ledalite | 7606LBCQN04x1 [Exclude Battery Pack Option] | Indoor Luminaires | Linear Ambient | Linear Ambient Luminaires w/ Indirect component | Standard | FALSE | [9 empty] | 41750 | Not Yet Verified | Not Yet Verified | NotYetVerified |  | 3 | 4583 | 97.6 | 47 | 18.8 | 0.935 | 3376 | 83
P0000150Z | Philips Ledalite | Philips Ledalite | 7406LBCQN04xD [Exclude Battery Pack Option] | Indoor Luminaires | Linear Ambient | Linear Ambient Luminaires w/ Indirect component | Standard | FALSE | [9 empty] | 41750 | Not Yet Verified | Not Yet Verified | NotYetVerified |  | 3 | 4583 | 97.6 | 47 | 18.8 | 0.935 | 3376 | 83
P0000150Y | Philips Ledalite | Philips Ledalite | 7406LBCQN04x2 [Exclude Battery Pack Option] | Indoor Luminaires | Linear Ambient | Linear Ambient Luminaires w/ Indirect component | Standard | FALSE | [9 empty] | 41750 | Not Yet Verified | Not Yet Verified | NotYetVerified |  | 3 | 4583 | 97.6 | 47 | 18.8 | 0.935 | 3376 | 83
P0000150X | Philips Ledalite | Philips Ledalite | 7406LBCQN04x1 [Exclude Battery Pack Option] | Indoor Luminaires | Linear Ambient | Linear Ambient Luminaires w/ Indirect component | Standard | FALSE | [9 empty] | 41750 | Not Yet Verified | Not Yet Verified | NotYetVerified |  | 3 | 4583 | 97.6 | 47 | 18.8 | 0.935 | 3376 | 83
P000014ZZ | Philips Ledalite | Philips Ledalite | 7806LBCQN04xD [Exclude Battery Pack Option] | Indoor Luminaires | Linear Ambient | Linear Ambient Luminaires w/ Indirect component | Standard | FALSE | [9 empty] | 41750 | Not Yet Verified | Not Yet Verified | NotYetVerified |  | 3 | 4583 | 97.6 | 47 | 18.8 | 0.935 | 3376 | 83
P000014ZY | Philips Ledalite | Philips Ledalite | 7806LBCQN04x2 [Exclude Battery Pack Option] | Indoor Luminaires | Linear Ambient | Linear Ambient Luminaires w/ Indirect component | Standard | FALSE | [9 empty] | 41750 | Not Yet Verified | Not Yet Verified | NotYetVerified |  | 3 | 4583 | 97.6 | 47 | 18.8 | 0.935 | 3376 | 83
P000014ZX | Philips Ledalite | Philips Ledalite | 7806LBCQN04x1 [Exclude Battery Pack Option] | Indoor Luminaires | Linear Ambient | Linear Ambient Luminaires w/ Indirect component | Standard | FALSE | [9 empty] | 41750 | Not Yet Verified | Not Yet Verified | NotYetVerified |  | 3 | 4583 | 97.6 | 47 | 18.8 | 0.935 | 3376 | 83
P0000155C | Philips Ledalite | Philips Ledalite | 7606LCEQN08xD [Exclude Battery Pack Option] | Indoor Luminaires | Linear Ambient | Linear Ambient Luminaires w/ Indirect component | Standard | FALSE | [9 empty] | 41750 | Not Yet Verified | Not Yet Verified | NotYetVerified |  | 3 | 6466 | 100.4 | 64.4 | 20.3 | 0.897 | 2982 | 82
P0000155B | Philips Ledalite | Philips Ledalite | 7606LCEQN08x2 [Exclude Battery Pack Option] | Indoor Luminaires | Linear Ambient | Linear Ambient Luminaires w/ Indirect component | Standard | FALSE | [9 empty] | 41750 | Not Yet Verified | Not Yet Verified | NotYetVerified |  | 3 | 6466 | 100.4 | 64.4 | 20.3 | 0.897 | 2982 | 82
P0000155A | Philips Ledalite | Philips Ledalite | 7606LCEQN08x1 [Exclude Battery Pack Option] | Indoor Luminaires | Linear Ambient | Linear Ambient Luminaires w/ Indirect component | Standard | FALSE | [9 empty] | 41750 | Not Yet Verified | Not Yet Verified | NotYetVerified |  | 3 | 6466 | 100.4 | 64.4 | 20.3 | 0.897 | 2982 | 82
P0000151O | Philips Ledalite | Philips Ledalite | 7406LCEQN08xD [Exclude Battery Pack Option] | Indoor Luminaires | Linear Ambient | Linear Ambient Luminaires w/ Indirect component | Standard | FALSE | [9 empty] | 41750 | Not Yet Verified | Not Yet Verified | NotYetVerified |  | 3 | 6466 | 100.4 | 64.4 | 20.3 | 0.897 | 2982 | 82
P0000151N | Philips Ledalite | Philips Ledalite | 7406LCEQN08x2 [Exclude Battery Pack Option] | Indoor Luminaires | Linear Ambient | Linear Ambient Luminaires w/ Indirect component | Standard | FALSE | [9 empty] | 41750 | Not Yet Verified | Not Yet Verified | NotYetVerified |  | 3 | 6466 | 100.4 | 64.4 | 20.3 | 0.897 | 2982 | 82
P0000151M | Philips Ledalite | Philips Ledalite | 7406LCEQN08x1 [Exclude Battery Pack Option] | Indoor Luminaires | Linear Ambient | Linear Ambient Luminaires w/ Indirect component | Standard | FALSE | [9 empty] | 41750 | Not Yet Verified | Not Yet Verified | NotYetVerified |  | 3 | 6466 | 100.4 | 64.4 | 20.3 | 0.897 | 2982 | 82
P0000150O | Philips Ledalite | Philips Ledalite | 7806LCEQN08xD [Exclude Battery Pack Option] | Indoor Luminaires | Linear Ambient | Linear Ambient Luminaires w/ Indirect component | Standard | FALSE | [9 empty] | 41750 | Not Yet Verified | Not Yet Verified | NotYetVerified |  | 3 | 6466 | 100.4 | 64.4 | 20.3 | 0.897 | 2982 | 82
P0000150N | Philips Ledalite | Philips Ledalite | 7806LCEQN08x2 [Exclude Battery Pack Option] | Indoor Luminaires | Linear Ambient | Linear Ambient Luminaires w/ Indirect component | Standard | FALSE | [9 empty] | 41750 | Not Yet Verified | Not Yet Verified | NotYetVerified |  | 3 | 6466 | 100.4 | 64.4 | 20.3 | 0.897 | 2982 | 82
P0000150M | Philips Ledalite | Philips Ledalite | 7806LCEQN08x1 [Exclude Battery Pack Option] | Indoor Luminaires | Linear Ambient | Linear Ambient Luminaires w/ Indirect component | Standard | FALSE | [9 empty] | 41750 | Not Yet Verified | Not Yet Verified | NotYetVerified |  | 3 | 6466 | 100.4 | 64.4 | 20.3 | 0.897 | 2982 | 82
P0000154U | Philips Ledalite | Philips Ledalite | 7606LCEQN04xD [Exclude Battery Pack Option] | Indoor Luminaires | Linear Ambient | Linear Ambient Luminaires w/ Indirect component | Standard | FALSE | [9 empty] | 41750 | Not Yet Verified | Not Yet Verified | NotYetVerified |  | 3 | 3233 | 100.4 | 32.2 | 20.3 | 0.897 | 2982 | 82
P0000154T | Philips Ledalite | Philips Ledalite | 7606LCEQN04x2 [Exclude Battery Pack Option] | Indoor Luminaires | Linear Ambient | Linear Ambient Luminaires w/ Indirect component | Standard | FALSE | [9 empty] | 41750 | Not Yet Verified | Not Yet Verified | NotYetVerified |  | 3 | 3233 | 100.4 | 32.2 | 20.3 | 0.897 | 2982 | 82
P00001516 | Philips Ledalite | Philips Ledalite | 7406LCEQN04xD [Exclude Battery Pack Option] | Indoor Luminaires | Linear Ambient | Linear Ambient Luminaires w/ Indirect component | Standard | FALSE | [9 empty] | 41750 | Not Yet Verified | Not Yet Verified | NotYetVerified |  | 3 | 3233 | 100.4 | 32.2 | 20.3 | 0.897 | 2982 | 82
P00001515 | Philips Ledalite | Philips Ledalite | 7406LCEQN04x2 [Exclude Battery Pack Option] | Indoor Luminaires | Linear Ambient | Linear Ambient Luminaires w/ Indirect component | Standard | FALSE | [9 empty] | 41750 | Not Yet Verified | Not Yet Verified | NotYetVerified |  | 3 | 3233 | 100.4 | 32.2 | 20.3 | 0.897 | 2982 | 82
P00001506 | Philips Ledalite | Philips Ledalite | 7806LCEQN04xD [Exclude Battery Pack Option] | Indoor Luminaires | Linear Ambient | Linear Ambient Luminaires w/ Indirect component | Standard | FALSE | [9 empty] | 41750 | Not Yet Verified | Not Yet Verified | NotYetVerified |  | 3 | 3233 | 100.4 | 32.2 | 20.3 | 0.897 | 2982 | 82
P00001505 | Philips Ledalite | Philips Ledalite | 7806LCEQN04x2 [Exclude Battery Pack Option] | Indoor Luminaires | Linear Ambient | Linear Ambient Luminaires w/ Indirect component | Standard | FALSE | [9 empty] | 41750 | Not Yet Verified | Not Yet Verified | NotYetVerified |  | 3 | 3233 | 100.4 | 32.2 | 20.3 | 0.897 | 2982 | 82
P00001559 | Philips Ledalite | Philips Ledalite | 7606LCCQN08xD [Exclude Battery Pack Option] | Indoor Luminaires | Linear Ambient | Linear Ambient Luminaires w/ Indirect component | Standard | FALSE | [9 empty] | 41750 | Not Yet Verified | Not Yet Verified | NotYetVerified |  | 3 | 9078 | 96.4 | 94.2 | 18.8 | 0.935 | 2982 | 82
P00001558 | Philips Ledalite | Philips Ledalite | 7606LCCQN08x2 [Exclude Battery Pack Option] | Indoor Luminaires | Linear Ambient | Linear Ambient Luminaires w/ Indirect component | Standard | FALSE | [9 empty] | 41750 | Not Yet Verified | Not Yet Verified | NotYetVerified |  | 3 | 9078 | 96.4 | 94.2 | 18.8 | 0.935 | 2982 | 82
P00001557 | Philips Ledalite | Philips Ledalite | 7606LCCQN08x1 [Exclude Battery Pack Option] | Indoor Luminaires | Linear Ambient | Linear Ambient Luminaires w/ Indirect component | Standard | FALSE | [9 empty] | 41750 | Not Yet Verified | Not Yet Verified | NotYetVerified |  | 3 | 9078 | 96.4 | 94.2 | 18.8 | 0.935 | 2982 | 82
P0000151L | Philips Ledalite | Philips Ledalite | 7406LCCQN08xD [Exclude Battery Pack Option] | Indoor Luminaires | Linear Ambient | Linear Ambient Luminaires w/ Indirect component | Standard | FALSE | [9 empty] | 41750 | Not Yet Verified | Not Yet Verified | NotYetVerified |  | 3 | 9078 | 96.4 | 94.2 | 18.8 | 0.935 | 2982 | 82
P0000151K | Philips Ledalite | Philips Ledalite | 7406LCCQN08x2 [Exclude Battery Pack Option] | Indoor Luminaires | Linear Ambient | Linear Ambient Luminaires w/ Indirect component | Standard | FALSE | [9 empty] | 41750 | Not Yet Verified | Not Yet Verified | NotYetVerified |  | 3 | 9078 | 96.4 | 94.2 | 18.8 | 0.935 | 2982 | 82
P0000151J | Philips Ledalite | Philips Ledalite | 7406LCCQN08x1 [Exclude Battery Pack Option] | Indoor Luminaires | Linear Ambient | Linear Ambient Luminaires w/ Indirect component | Standard | FALSE | [9 empty] | 41750 | Not Yet Verified | Not Yet Verified | NotYetVerified |  | 3 | 9078 | 96.4 | 94.2 | 18.8 | 0.935 | 2982 | 82
P0000150L | Philips Ledalite | Philips Ledalite | 7806LCCQN08xD [Exclude Battery Pack Option] | Indoor Luminaires | Linear Ambient | Linear Ambient Luminaires w/ Indirect component | Standard | FALSE | [9 empty] | 41750 | Not Yet Verified | Not Yet Verified | NotYetVerified |  | 3 | 9078 | 96.4 | 94.2 | 18.8 | 0.935 | 2982 | 82
P0000150K | Philips Ledalite | Philips Ledalite | 7806LCCQN08x2 [Exclude Battery Pack Option] | Indoor Luminaires | Linear Ambient | Linear Ambient Luminaires w/ Indirect component | Standard | FALSE | [9 empty] | 41750 | Not Yet Verified | Not Yet Verified | NotYetVerified |  | 3 | 9078 | 96.4 | 94.2 | 18.8 | 0.935 | 2982 | 82
P0000150J | Philips Ledalite | Philips Ledalite | 7806LCCQN08x1 [Exclude Battery Pack Option] | Indoor Luminaires | Linear Ambient | Linear Ambient Luminaires w/ Indirect component | Standard | FALSE | [9 empty] | 41750 | Not Yet Verified | Not Yet Verified | NotYetVerified |  | 3 | 9078 | 96.4 | 94.2 | 18.8 | 0.935 | 2982 | 82
P0000154S | Philips Ledalite | Philips Ledalite | 7606LCCQN04xD [Exclude Battery Pack Option] | Indoor Luminaires | Linear Ambient | Linear Ambient Luminaires w/ Indirect component | Standard | FALSE | [9 empty] | 41750 | Not Yet Verified | Not Yet Verified | NotYetVerified |  | 3 | 4539 | 96.4 | 47.1 | 18.8 | 0.935 | 2982 | 82
P0000154R | Philips Ledalite | Philips Ledalite | 7606LCCQN04x2 [Exclude Battery Pack Option] | Indoor Luminaires | Linear Ambient | Linear Ambient Luminaires w/ Indirect component | Standard | FALSE | [9 empty] | 41750 | Not Yet Verified | Not Yet Verified | NotYetVerified |  | 3 | 4539 | 96.4 | 47.1 | 18.8 | 0.935 | 2982 | 82
P00001514 | Philips Ledalite | Philips Ledalite | 7406LCCQN04xD [Exclude Battery Pack Option] | Indoor Luminaires | Linear Ambient | Linear Ambient Luminaires w/ Indirect component | Standard | FALSE | [9 empty] | 41750 | Not Yet Verified | Not Yet Verified | NotYetVerified |  | 3 | 4539 | 96.4 | 47.1 | 18.8 | 0.935 | 2982 | 82
P00001513 | Philips Ledalite | Philips Ledalite | 7406LCCQN04x2 [Exclude Battery Pack Option] | Indoor Luminaires | Linear Ambient | Linear Ambient Luminaires w/ Indirect component | Standard | FALSE | [9 empty] | 41750 | Not Yet Verified | Not Yet Verified | NotYetVerified |  | 3 | 4539 | 96.4 | 47.1 | 18.8 | 0.935 | 2982 | 82
P00001504 | Philips Ledalite | Philips Ledalite | 7806LCCQN04xD [Exclude Battery Pack Option] | Indoor Luminaires | Linear Ambient | Linear Ambient Luminaires w/ Indirect component | Standard | FALSE | [9 empty] | 41750 | Not Yet Verified | Not Yet Verified | NotYetVerified |  | 3 | 4539 | 96.4 | 47.1 | 18.8 | 0.935 | 2982 | 82
P00001503 | Philips Ledalite | Philips Ledalite | 7806LCCQN04x2 [Exclude Battery Pack Option] | Indoor Luminaires | Linear Ambient | Linear Ambient Luminaires w/ Indirect component | Standard | FALSE | [9 empty] | 41750 | Not Yet Verified | Not Yet Verified | NotYetVerified |  | 3 | 4539 | 96.4 | 47.1 | 18.8 | 0.935 | 2982 | 82
P00000KRM | Eaton (formerly Cooper Lighting) | Corelite | RZL-NB-3L35-1[Wiring includes A thru Z and DW]-[Voltage includes 120 thru 277V]-[All Suspension Power Feed and Suspension Length]-[All Ceiling Type]-[All Run Length in 4? increments] | Indoor Luminaires | Linear Ambient | Direct Linear Ambient Luminaires | Standard | TRUE | 4651.84 | 84.76 | 58.64 | 13.7 | 0.955 | 3481 | 85.9 |  |  | 41747 |  |  | NotYetVerified |  | 3 | 4630 | 85.7 | 54 | 12 | 0.99 | 3500 | 85
P00000KRN | Eaton (formerly Cooper Lighting) | Corelite | RZLR-NB-3L35-1[Wiring includes A thru Z and DW]-[Voltage includes 120 thru 277V]-[All Suspension Power Feed and Suspension Length]-[All Ceiling Type]-[All Run Length in 4? increments] | Indoor Luminaires | Linear Ambient | Direct Linear Ambient Luminaires | Standard | FALSE | [9 empty] | 41747 |  |  | NotYetVerified |  | 3 | 4630 | 85.7 | 54 | 12 | 0.99 | 3500 | 85
P000012ES | Orion Energy Systems Inc | Orion | 8VT80WLEDxxyyzz | Indoor Luminaires | Linear Ambient | Direct Linear Ambient Luminaires | Standard | TRUE | 10260 | 107 | 95.81 | 10 | 0.963 | 5095 | 83.3 | 5 |  | 41745 |  |  | NotYetVerified |  | 3 | 10260 | 107 | 95.81 | 7.39 | 0.996 | 5095 | 83.3
P000016SY | Precision Paragon [P2] | precision Paragon [P2] | VTL-1X4-XL-F-UL-40K | Indoor Luminaires | Linear Ambient | Direct Linear Ambient Luminaires | Standard | TRUE | 3238.45 | 101 | 32.02 | 17 | 0.94 | 3949 | 82 | 5 | 50000 | 41745 |  |  | NotYetVerified |  | 3 | 3238 | 101 | 32.02 | 17 | 0.94 | 3949 | 82
P000016T4 | Precision Paragon [P2] | precision Paragon [P2] | SIL-1X4-XL-F-UL-40K | Indoor Luminaires | Linear Ambient | Direct Linear Ambient Luminaires | Standard | TRUE | 3507.07 | 96.15 | 36.48 | 20 | 0.9 | 3820 | 83.9 | 5 | 50000 | 41745 |  |  | NotYetVerified |  | 3 | 3507 | 97.23 | 36.07 | 20 | 0.9 | 3820 | 84
P000016T3 | Precision Paragon [P2] | precision Paragon [P2] | VTL-1X4-XL-F-UL-50K | Indoor Luminaires | Linear Ambient | Direct Linear Ambient Luminaires | Standard | FALSE | [9 empty] | 41745 |  |  | NotYetVerified |  | 3 | 3238 | 101 | 32.02 | 17 | 0.94 | 3949 | 82
P000016T2 | Precision Paragon [P2] | precision Paragon [P2] | VTL-1X4-XL-DM-UL-50K | Indoor Luminaires | Linear Ambient | Direct Linear Ambient Luminaires | Standard | FALSE | [9 empty] | 41745 |  |  | NotYetVerified |  | 3 | 3238 | 101 | 32.02 | 17 | 0.94 | 3949 | 82
P000016T1 | Precision Paragon [P2] | precision Paragon [P2] | VTL-1X4-XL-BL-UL-50K | Indoor Luminaires | Linear Ambient | Direct Linear Ambient Luminaires | Standard | FALSE | [9 empty] | 41745 |  |  | NotYetVerified |  | 3 | 3238 | 101 | 32.02 | 17 | 0.94 | 3949 | 82
P000016T0 | Precision Paragon [P2] | precision Paragon [P2] | VTL-1X4-XL-DM-UL-40K | Indoor Luminaires | Linear Ambient | Direct Linear Ambient Luminaires | Standard | FALSE | [9 empty] | 41745 |  |  | NotYetVerified |  | 3 | 3238 | 101 | 32.02 | 17 | 0.94 | 3949 | 82
P000016SZ | Precision Paragon [P2] | precision Paragon [P2] | VTL-1X4-XL-BL-UL-40K | Indoor Luminaires | Linear Ambient | Direct Linear Ambient Luminaires | Standard | FALSE | [9 empty] | 41745 |  |  | NotYetVerified |  | 3 | 3238 | 101 | 32.02 | 17 | 0.94 | 3949 | 82
P000016T6 | Precision Paragon [P2] | precision Paragon [P2] | SIL-1X4-XL-BL-UL-40K | Indoor Luminaires | Linear Ambient | Direct Linear Ambient Luminaires | Standard | FALSE | [9 empty] | 41745 |  |  | NotYetVerified |  | 3 | 3507 | 97.23 | 36.07 | 20 | 0.9 | 3820 | 84
P000016T5 | Precision Paragon [P2] | precision Paragon [P2] | SIL-1X4-XL-DM-UL-40K | Indoor Luminaires | Linear Ambient | Direct Linear Ambient Luminaires | Standard | FALSE | [9 empty] | 41745 |  |  | NotYetVerified |  | 3 | 3507 | 97.23 | 36.07 | 20 | 0.9 | 3820 | 84
P00001BLE | US Global Glow | US Global Glow | USGG-48-PGF-5K | Indoor Luminaires | Linear Ambient | Direct Linear Ambient Luminaires | Standard | TRUE | 4011 | 99.4 | 40.35 | 9.91 | 0.877 | 5279 | 82.6 | 5 | 50000 | 41743 |  |  | NotYetVerified |  | 3
P00001BLF | US Global Glow | US Global Glow | USGG-48-PGF-4K | Indoor Luminaires | Linear Ambient | Direct Linear Ambient Luminaires | Standard | FALSE | [9 empty] | 41743 |  |  | NotYetVerified |  | 3 | 3800 | 95 | 40 |  |  | 4000 | 80
P00000P8C | Cree Inc. | Cree LS Series | LS8-80L-35K-xxx | Indoor Luminaires | Linear Ambient | Direct Linear Ambient Luminaires | Standard | TRUE | 8209.3 | 101.94 | 80.36 | 17.09 | 0.928 | 3488 | 90 | 5 | 50000 | 41740 |  |  | No | Updated on 3/23/2017 | 4.1 | 8400 | 105 | 80 | 20 | 0.9 | 3500 | 90
P00000P89 | Cree Inc. | Cree LS Series | LS4-40L-35K-xxx | Indoor Luminaires | Linear Ambient | Direct Linear Ambient Luminaires | Standard | TRUE | 4251.9 | 107.13 | 39.69 | 17.42 | 0.922 | 3498 | 91 | 5 | 50000 | 41740 |  |  | No | Updated on 3/23/2017 | 4.1 | 4200 | 105 | 40 | 20 | 0.9 | 3500 | 90
P00000P8B | Cree Inc. | Cree LS Series | LS4-40L-50K-xxx | Indoor Luminaires | Linear Ambient | Direct Linear Ambient Luminaires | Standard | FALSE | [9 empty] | 41740 |  |  | No | Updated on 3/23/2017 | 4.1 | 4200 | 105 | 40 | 20 | 0.9 | 5000 | 90
P00000P8E | Cree Inc. | Cree LS Series | LS8-80L-50K-xxx | Indoor Luminaires | Linear Ambient | Direct Linear Ambient Luminaires | Standard | FALSE | [9 empty] | 41740 |  |  | No | Updated on 3/23/2017 | 4.1 | 8400 | 105 | 80 | 20 | 0.9 | 5000 | 90
P00000P8D | Cree Inc. | Cree LS Series | LS8-80L-40K-xxx | Indoor Luminaires | Linear Ambient | Direct Linear Ambient Luminaires | Standard | FALSE | [9 empty] | 41740 |  |  | No | Updated on 3/23/2017 | 4.1 | 8400 | 105 | 80 | 20 | 0.9 | 4000 | 90
P00000P8A | Cree Inc. | Cree LS Series | LS4-40L-40K-xxx | Indoor Luminaires | Linear Ambient | Direct Linear Ambient Luminaires | Standard | FALSE | [9 empty] | 41739 |  |  | No | Updated on 3/23/2017 | 4.1 | 4200 | 105 | 40 | 20 | 0.9 | 4000 | 90
P00001JAR | HONG KONG VANAS INTERNATIONAL ILLUMINATION CO LTD | VANAS | MX438-LED | Indoor Luminaires | Linear Ambient | Direct Linear Ambient Luminaires | Standard | TRUE | 5165.22 | 117.26 | 44.05 | 12.68 | 0.968 | 4007 | 85 | 5 | 50000 | 41738 |  |  | No | Updated on 3/31/2017 | 4.1 | 5175 | 115 | 45 | 10 | 0.98 | 4000 | 80
P00001JAT | HONG KONG VANAS INTERNATIONAL ILLUMINATION CO LTD | VANAS | MX582-LED | Indoor Luminaires | Linear Ambient | Direct Linear Ambient Luminaires | Standard | TRUE | 3971.61 | 87.29 | 45.6 | 17.2 | 0.92 | 4010 | 85.7 | 5 | 50000 | 41738 |  |  | NotYetVerified |  | 3 | 3900 |  | 45 | 20 | 0.9 | 4000 | 80
P00001JAS | HONG KONG VANAS INTERNATIONAL ILLUMINATION CO LTD | VANAS | MX439-LED | Indoor Luminaires | Linear Ambient | Direct Linear Ambient Luminaires | Standard | TRUE | 4170.69 | 90.79 | 46.02 | 16.3 | 0.93 | 3994 | 85.7 | 5 | 50000 | 41737 |  |  | NotYetVerified |  | 3 | 4100 |  | 45 | 20 | 0.9 | 4000 | 80
P00001JAQ | HONG KONG VANAS INTERNATIONAL ILLUMINATION CO LTD | VANAS | MX436-LED | Indoor Luminaires | Linear Ambient | Direct Linear Ambient Luminaires | Standard | TRUE | 7635.05 | 84.49 | 90.47 | 16.7 | 0.93 | 4106 | 86.5 | 5 | 50000 | 41736 |  |  | NotYetVerified |  | 3 | 7600 |  | 90 | 20 | 0.9 | 4000 | 80
P00001JAO | HONG KONG VANAS INTERNATIONAL ILLUMINATION CO LTD | VANAS | MD936-LED | Indoor Luminaires | Linear Ambient | Direct Linear Ambient Luminaires | Standard | TRUE | 4257.56 | 93.51 | 45.56 | 15.9 | 0.93 | 4153 | 85.6 | 5 | 50000 | 41736 |  |  | NotYetVerified |  | 3 | 4200 |  | 45 | 20 |  | 4000 | 80
P00001JAP | HONG KONG VANAS INTERNATIONAL ILLUMINATION CO LTD | VANAS | MD993-LED | Indoor Luminaires | Linear Ambient | Direct Linear Ambient Luminaires | Standard | TRUE | 4058.49 | 89.83 | 45.38 | 16.2 | 0.92 | 4191 | 85.9 | 5 | 50000 | 41736 |  |  | NotYetVerified |  | 3 | 4000 |  | 45 | 2.1 | 0.9 | 4000
P00000QUN | ElectraLED Inc. | ElectraLED Inc. | VL14-4N40-NO14A | Indoor Luminaires | Linear Ambient | Direct Linear Ambient Luminaires | Standard | TRUE | 395.5 | 83.7 | 18.94 | 19.6 | 0.901 | 3830 | 81.5 | 5 | 64000 | 41730 |  |  | NotYetVerified |  | 3 |  |  | 19 |  |  | 4000 | 80
P00000QUO | ElectraLED Inc. | ElectraLED Inc. | VL14-4N50-NO14A | Indoor Luminaires | Linear Ambient | Direct Linear Ambient Luminaires | Standard | FALSE | [9 empty] | 41730 |  |  | NotYetVerified |  | 3 | 1610 | 84.7 | 19 |  |  | 5000 | 80
P000003AN | Acuity Brands Lighting | Lithonia Lighting | ZL2N L48 3000LM XX 40K MDD | Indoor Luminaires | Linear Ambient | Direct Linear Ambient Luminaires | Standard | TRUE | 3786.7 | 84.94 | 44.58 | 20.397 | 0.959 | 3974 | 81.9 | 5 |  | 41729 |  |  | NotYetVerified |  | 3 | 3786.7 | 84.9 | 44.6 | 20.39 | 0.99 | 3974 | 81.9
P00000QUP | ElectraLED Inc. | ElectraLED Inc. | VL22-2W40-NO14A | Indoor Luminaires | Linear Ambient | Direct Linear Ambient Luminaires | Standard | TRUE | 1558 | 82.8 | 18.83 | 20.3 | 0.889 | 3838 | 81.5 | 5 | 64000 | 41729 |  |  | NotYetVerified |  | 3 | 1558 | 82 | 19 | 13.4 | 0.99 | 4000 | 80
P00000QUQ | ElectraLED Inc. | ElectraLED Inc. | VL22-2W50-NO14A | Indoor Luminaires | Linear Ambient | Direct Linear Ambient Luminaires | Standard | FALSE | [9 empty] | 41729 |  |  | NotYetVerified |  | 3 | 1558 | 82 | 19 | 13.4 | 0.99 | 5000 | 80
P000003AO | Acuity Brands Lighting | Lithonia Lighting | ZL2N L48 3000LM XX 50K MDD | Indoor Luminaires | Linear Ambient | Direct Linear Ambient Luminaires | Standard | FALSE | [9 empty] | 41729 | Not Yet Verified | Not Yet Verified | NotYetVerified |  | 3 | 3909.4 | 87.8 | 44.6 | 20.39 | 0.99 | 5054 | 83.4
P00001BJE | UIC ENERGY LLC | UIC SURYA | UIC-486-60 | Indoor Luminaires | Linear Ambient | Direct Linear Ambient Luminaires | Standard | TRUE | 5907.64 | 95.48 | 63.4 | 15.7 | 0.93 | 4398 | 86 | 5 | 50000 | 41718 |  |  | NotYetVerified |  | 3 | 5907 | 95.48 | 63.4 |  |  | 4500 | 86
P000012EL | Orion Energy Systems Inc | Orion | 4VT40WLEDxxyyzz | Indoor Luminaires | Linear Ambient | Direct Linear Ambient Luminaires | Standard | TRUE | 4886 | 101.6 | 48.07 | 10.2 | 0.966 | 4984 | 82.4 | 5 | 50000 | 41717 |  |  | NotYetVerified |  | 3 | 4996 | 104 | 48.08 | 8.01 | 0.996 | 4984 | 82.4
P00000P71 | Cree Inc. | Cree CS Series | CS18-44L-35K-xxx | Indoor Luminaires | Linear Ambient | Direct Linear Ambient Luminaires | Standard | TRUE | 4216 | 103.89 | 40.47 | 11.79 | 0.955 | 3504 | 91.1 | 5 | 50000 | 41708 |  |  | NotYetVerified |  | 3 | 4400 | 104 | 40 |  |  | 3500 | 91.1
P00000P72 | Cree Inc. | Cree CS Series | CS18-44L-40K-xxx | Indoor Luminaires | Linear Ambient | Direct Linear Ambient Luminaires | Standard | FALSE | [9 empty] | 41708 |  |  | NotYetVerified |  | 3 | 4400 | 104 | 40 |  |  | 4000 | 91.1
P0000138L | Philips Day-Brite | Philips Day-Brite | LF4FR39353LAG | Indoor Luminaires | Linear Ambient | Direct Linear Ambient Luminaires | Standard | TRUE | 4118.01 | 92.96 | 44.3 | 21.1 | 0.883 | 3442 | 82.38 | 5 | 100000 | 41703 |  |  | NotYetVerified |  | 3 | 3797 | 91.2 | 41.6 |  | 0.94 | 3500 | 80
P0000138K | Philips Day-Brite | Philips Day-Brite | LF4FR3135ULAG | Indoor Luminaires | Linear Ambient | Direct Linear Ambient Luminaires | Standard | TRUE | 3356.42 | 103.91 | 32.3 | 21.1 | 0.883 | 3431 | 82.4 | 5 | 100000 | 41703 |  |  | NotYetVerified |  | 3 | 3072 | 99 | 30.1 |  | 0.9 | 3500 | 80
P000013A7 | Philips Day-Brite | Philips Day-Brite | LF8FR31403SZT | Indoor Luminaires | Linear Ambient | Direct Linear Ambient Luminaires | Standard | FALSE | [9 empty] | 41703 |  |  | NotYetVerified |  | 3 | 6270 | 94.5 | 66.3 | 17 | 0.935 | 4000 | 80
P000013A6 | Philips Day-Brite | Philips Day-Brite | LF8FR31403DZT | Indoor Luminaires | Linear Ambient | Direct Linear Ambient Luminaires | Standard | FALSE | [9 empty] | 41703 |  |  | NotYetVerified |  | 3 | 6270 | 94.5 | 66.3 | 17 | 0.92 | 4000 | 80
P000013A5 | Philips Day-Brite | Philips Day-Brite | LF8FR31403LAG | Indoor Luminaires | Linear Ambient | Direct Linear Ambient Luminaires | Standard | FALSE | [9 empty] | 41703 |  |  | NotYetVerified |  | 3 | 6270 | 94.5 | 66.3 | 17 | 0.92 | 4000 | 80
P00001398 | Philips Day-Brite | Philips Day-Brite | LF4FR31403SZT | Indoor Luminaires | Linear Ambient | Direct Linear Ambient Luminaires | Standard | FALSE | [9 empty] | 41703 |  |  | NotYetVerified |  | 3 | 3135 | 94.5 | 33.2 | 17 | 0.935 | 4000 | 80
P00001397 | Philips Day-Brite | Philips Day-Brite | LF4FR31403DZT | Indoor Luminaires | Linear Ambient | Direct Linear Ambient Luminaires | Standard | FALSE | [9 empty] | 41703 |  |  | NotYetVerified |  | 3 | 3135 | 94.5 | 33.2 | 17 | 0.92 | 4000 | 80
P00001396 | Philips Day-Brite | Philips Day-Brite | LF4FR31403LAG | Indoor Luminaires | Linear Ambient | Direct Linear Ambient Luminaires | Standard | FALSE | [9 empty] | 41703 |  |  | NotYetVerified |  | 3 | 3135 | 94.5 | 33.2 | 17 | 0.92 | 4000 | 80
P000013A1 | Philips Day-Brite | Philips Day-Brite | LF8104140USZT | Indoor Luminaires | Linear Ambient | Direct Linear Ambient Luminaires | Standard | FALSE | [9 empty] | 41703 |  |  | NotYetVerified |  | 3 | 8268 | 102 | 81 | 16 | 0.95 | 4000 | 80
P000013A0 | Philips Day-Brite | Philips Day-Brite | LF8104140UDZT | Indoor Luminaires | Linear Ambient | Direct Linear Ambient Luminaires | Standard | FALSE | [9 empty] | 41703 |  |  | NotYetVerified |  | 3 | 8268 | 102 | 81 | 16 | 0.94 | 4000 | 80
P0000139Z | Philips Day-Brite | Philips Day-Brite | LF8104140ULAG | Indoor Luminaires | Linear Ambient | Direct Linear Ambient Luminaires | Standard | FALSE | [9 empty] | 41703 |  |  | NotYetVerified |  | 3 | 8268 | 102 | 81 | 16 | 0.94 | 4000 | 80
P0000139V | Philips Day-Brite | Philips Day-Brite | LF8FR3940USZT | Indoor Luminaires | Linear Ambient | Direct Linear Ambient Luminaires | Standard | FALSE | [9 empty] | 41703 |  |  | NotYetVerified |  | 3 | 7748 | 97 | 80.2 | 16 | 0.95 | 4000 | 80
P0000139U | Philips Day-Brite | Philips Day-Brite | LF8FR3940UDZT | Indoor Luminaires | Linear Ambient | Direct Linear Ambient Luminaires | Standard | FALSE | [9 empty] | 41703 |  |  | NotYetVerified |  | 3 | 7748 | 97 | 80.2 | 16 | 0.94 | 4000 | 80
P0000139T | Philips Day-Brite | Philips Day-Brite | LF8FR3940ULAG | Indoor Luminaires | Linear Ambient | Direct Linear Ambient Luminaires | Standard | FALSE | [9 empty] | 41703 |  |  | NotYetVerified |  | 3 | 7748 | 97 | 80.2 | 16 | 0.94 | 4000 | 80
P0000139P | Philips Day-Brite | Philips Day-Brite | LF8FR3140USZT | Indoor Luminaires | Linear Ambient | Direct Linear Ambient Luminaires | Standard | FALSE | [9 empty] | 41703 |  |  | NotYetVerified |  | 3 | 6270 | 101 | 62 | 16 | 0.925 | 4000 | 80
P0000139O | Philips Day-Brite | Philips Day-Brite | LF8FR3140UDZT | Indoor Luminaires | Linear Ambient | Direct Linear Ambient Luminaires | Standard | FALSE | [9 empty] | 41703 |  |  | NotYetVerified |  | 3 | 6270 | 101 | 62 | 16 | 0.91 | 4000 | 80
P0000139N | Philips Day-Brite | Philips Day-Brite | LF8FR3140ULAG | Indoor Luminaires | Linear Ambient | Direct Linear Ambient Luminaires | Standard | FALSE | [9 empty] | 41703 |  |  | NotYetVerified |  | 3 | 6270 | 101 | 62 | 16 | 0.91 | 4000 | 80
P00001392 | Philips Day-Brite | Philips Day-Brite | LF4104140USZT | Indoor Luminaires | Linear Ambient | Direct Linear Ambient Luminaires | Standard | FALSE | [9 empty] | 41703 |  |  | NotYetVerified |  | 3 | 4134 | 102 | 40.5 | 16 | 0.95 | 4000 | 80
P00001391 | Philips Day-Brite | Philips Day-Brite | LF4104140UDZT | Indoor Luminaires | Linear Ambient | Direct Linear Ambient Luminaires | Standard | FALSE | [9 empty] | 41703 |  |  | NotYetVerified |  | 3 | 4134 | 102 | 40.5 | 16 | 0.94 | 4000 | 80
P00001390 | Philips Day-Brite | Philips Day-Brite | LF4104140ULAG | Indoor Luminaires | Linear Ambient | Direct Linear Ambient Luminaires | Standard | FALSE | [9 empty] | 41703 |  |  | NotYetVerified |  | 3 | 4134 | 102 | 40.5 | 16 | 0.94 | 4000 | 80
P0000138W | Philips Day-Brite | Philips Day-Brite | LF4FR3940USZT | Indoor Luminaires | Linear Ambient | Direct Linear Ambient Luminaires | Standard | FALSE | [9 empty] | 41703 |  |  | NotYetVerified |  | 3 | 3874 | 97 | 40.1 | 16 | 0.95 | 4000 | 80
P0000138V | Philips Day-Brite | Philips Day-Brite | LF4FR3940UDZT | Indoor Luminaires | Linear Ambient | Direct Linear Ambient Luminaires | Standard | FALSE | [9 empty] | 41703 |  |  | NotYetVerified |  | 3 | 3874 | 97 | 40.1 | 16 | 0.94 | 4000 | 80
P0000138U | Philips Day-Brite | Philips Day-Brite | LF4FR3940ULAG | Indoor Luminaires | Linear Ambient | Direct Linear Ambient Luminaires | Standard | FALSE | [9 empty] | 41703 |  |  | NotYetVerified |  | 3 | 3874 | 97 | 40.1 | 16 | 0.94 | 4000 | 80
P0000138Q | Philips Day-Brite | Philips Day-Brite | LF4FR3140USZT | Indoor Luminaires | Linear Ambient | Direct Linear Ambient Luminaires | Standard | FALSE | [9 empty] | 41703 |  |  | NotYetVerified |  | 3 | 3135 | 101 | 31 | 16 | 0.925 | 4000 | 80
P0000138P | Philips Day-Brite | Philips Day-Brite | LF4FR3140UDZT | Indoor Luminaires | Linear Ambient | Direct Linear Ambient Luminaires | Standard | FALSE | [9 empty] | 41703 |  |  | NotYetVerified |  | 3 | 3135 | 101 | 31 | 16 | 0.91 | 4000 | 80
P0000138O | Philips Day-Brite | Philips Day-Brite | LF4FR3140ULAG | Indoor Luminaires | Linear Ambient | Direct Linear Ambient Luminaires | Standard | FALSE | [9 empty] | 41703 |  |  | NotYetVerified |  | 3 | 3135 | 101 | 31 | 16 | 0.91 | 4000 | 80
P000013AJ | Philips Day-Brite | Philips Day-Brite | LF81041403SZT | Indoor Luminaires | Linear Ambient | Direct Linear Ambient Luminaires | Standard | FALSE | [9 empty] | 41703 |  |  | NotYetVerified |  | 3 | 8268 | 95.4 | 86.7 | 15 | 0.955 | 4000 | 80
P000013AI | Philips Day-Brite | Philips Day-Brite | LF81041403DZT | Indoor Luminaires | Linear Ambient | Direct Linear Ambient Luminaires | Standard | FALSE | [9 empty] | 41703 |  |  | NotYetVerified |  | 3 | 8268 | 95.4 | 86.7 | 15 | 0.95 | 4000 | 80
P000013AH | Philips Day-Brite | Philips Day-Brite | LF81041403LAG | Indoor Luminaires | Linear Ambient | Direct Linear Ambient Luminaires | Standard | FALSE | [9 empty] | 41703 |  |  | NotYetVerified |  | 3 | 8268 | 95.4 | 86.7 | 15 | 0.95 | 4000 | 80
P000013AD | Philips Day-Brite | Philips Day-Brite | LF8FR39403SZT | Indoor Luminaires | Linear Ambient | Direct Linear Ambient Luminaires | Standard | FALSE | [9 empty] | 41703 |  |  | NotYetVerified |  | 3 | 7748 | 90.3 | 85.8 | 15 | 0.955 | 4000 | 80
P000013AC | Philips Day-Brite | Philips Day-Brite | LF8FR39403DZT | Indoor Luminaires | Linear Ambient | Direct Linear Ambient Luminaires | Standard | FALSE | [9 empty] | 41703 |  |  | NotYetVerified |  | 3 | 7748 | 90.3 | 85.8 | 15 | 0.95 | 4000 | 80
P000013AB | Philips Day-Brite | Philips Day-Brite | LF8FR39403LAG | Indoor Luminaires | Linear Ambient | Direct Linear Ambient Luminaires | Standard | FALSE | [9 empty] | 41703 |  |  | NotYetVerified |  | 3 | 7748 | 90.3 | 85.8 | 15 | 0.95 | 4000 | 80
P0000139J | Philips Day-Brite | Philips Day-Brite | LF41041403SZT | Indoor Luminaires | Linear Ambient | Direct Linear Ambient Luminaires | Standard | FALSE | [9 empty] | 41703 |  |  | NotYetVerified |  | 3 | 4134 | 95.4 | 43.3 | 15 | 0.955 | 4000 | 80
P0000139I | Philips Day-Brite | Philips Day-Brite | LF41041403DZT | Indoor Luminaires | Linear Ambient | Direct Linear Ambient Luminaires | Standard | FALSE | [9 empty] | 41703 |  |  | NotYetVerified |  | 3 | 4134 | 95.4 | 43.3 | 15 | 0.95 | 4000 | 80
P0000139H | Philips Day-Brite | Philips Day-Brite | LF41041403LAG | Indoor Luminaires | Linear Ambient | Direct Linear Ambient Luminaires | Standard | FALSE | [9 empty] | 41703 |  |  | NotYetVerified |  | 3 | 4134 | 95.4 | 43.3 | 15 | 0.95 | 4000 | 80
P0000139D | Philips Day-Brite | Philips Day-Brite | LF4FR39403SZT | Indoor Luminaires | Linear Ambient | Direct Linear Ambient Luminaires | Standard | FALSE | [9 empty] | 41703 |  |  | NotYetVerified |  | 3 | 3874 | 90.3 | 42.9 | 15 | 0.955 | 4000 | 80
P0000139C | Philips Day-Brite | Philips Day-Brite | LF4FR39403DZT | Indoor Luminaires | Linear Ambient | Direct Linear Ambient Luminaires | Standard | FALSE | [9 empty] | 41703 |  |  | NotYetVerified |  | 3 | 3874 | 90.3 | 42.9 | 15 | 0.95 | 4000 | 80
P0000139B | Philips Day-Brite | Philips Day-Brite | LF4FR39403LAG | Indoor Luminaires | Linear Ambient | Direct Linear Ambient Luminaires | Standard | FALSE | [9 empty] | 41703 |  |  | NotYetVerified |  | 3 | 3874 | 90.3 | 42.9 | 15 | 0.95 | 4000 | 80
P000013A4 | Philips Day-Brite | Philips Day-Brite | LF8FR31353SZT | Indoor Luminaires | Linear Ambient | Direct Linear Ambient Luminaires | Standard | FALSE | [9 empty] | 41703 |  |  | NotYetVerified |  | 3 | 6145 | 95.5 | 64.3 | 17 | 0.93 | 3500 | 80
P000013A3 | Philips Day-Brite | Philips Day-Brite | LF8FR31353DZT | Indoor Luminaires | Linear Ambient | Direct Linear Ambient Luminaires | Standard | FALSE | [9 empty] | 41703 |  |  | NotYetVerified |  | 3 | 6145 | 95.5 | 64.3 | 17 | 0.91 | 3500 | 80
P000013A2 | Philips Day-Brite | Philips Day-Brite | LF8FR31353LAG | Indoor Luminaires | Linear Ambient | Direct Linear Ambient Luminaires | Standard | FALSE | [9 empty] | 41703 |  |  | NotYetVerified |  | 3 | 6145 | 95.5 | 64.3 | 17 | 0.91 | 3500 | 80
P0000139M | Philips Day-Brite | Philips Day-Brite | LF8FR3135USZT | Indoor Luminaires | Linear Ambient | Direct Linear Ambient Luminaires | Standard | FALSE | [9 empty] | 41703 |  |  | NotYetVerified |  | 3 | 6145 | 99 | 60.1 | 17 | 0.92 | 3500 | 80
P0000139L | Philips Day-Brite | Philips Day-Brite | LF8FR3135UDZT | Indoor Luminaires | Linear Ambient | Direct Linear Ambient Luminaires | Standard | FALSE | [9 empty] | 41703 |  |  | NotYetVerified |  | 3 | 6145 | 99 | 60.1 | 17 | 0.9 | 3500 | 80
P0000139K | Philips Day-Brite | Philips Day-Brite | LF8FR3135ULAG | Indoor Luminaires | Linear Ambient | Direct Linear Ambient Luminaires | Standard | FALSE | [9 empty] | 41703 |  |  | NotYetVerified |  | 3 | 6145 | 99 | 60.1 | 17 | 0.9 | 3500 | 80
P00001395 | Philips Day-Brite | Philips Day-Brite | LF4FR31353SZT | Indoor Luminaires | Linear Ambient | Direct Linear Ambient Luminaires | Standard | FALSE | [9 empty] | 41703 |  |  | NotYetVerified |  | 3 | 3072 | 95.5 | 32.2 | 17 | 0.93 | 3500 | 80
P00001394 | Philips Day-Brite | Philips Day-Brite | LF4FR31353DZT | Indoor Luminaires | Linear Ambient | Direct Linear Ambient Luminaires | Standard | FALSE | [9 empty] | 41703 |  |  | NotYetVerified |  | 3 | 3072 | 95.5 | 32.2 | 17 | 0.91 | 3500 | 80
P00001393 | Philips Day-Brite | Philips Day-Brite | LF4FR31353LAG | Indoor Luminaires | Linear Ambient | Direct Linear Ambient Luminaires | Standard | FALSE | [9 empty] | 41703 |  |  | NotYetVerified |  | 3 | 3072 | 95.5 | 32.2 | 17 | 0.91 | 3500 | 80
P0000138N | Philips Day-Brite | Philips Day-Brite | LF4FR3135USZT | Indoor Luminaires | Linear Ambient | Direct Linear Ambient Luminaires | Standard | FALSE | [9 empty] | 41703 |  |  | NotYetVerified |  | 3 | 3072 | 99 | 30.1 | 17 | 0.92 | 3500 | 80
P0000138M | Philips Day-Brite | Philips Day-Brite | LF4FR3135UDZT | Indoor Luminaires | Linear Ambient | Direct Linear Ambient Luminaires | Standard | FALSE | [9 empty] | 41703 |  |  | NotYetVerified |  | 3 | 3072 | 99 | 30.1 | 17 | 0.9 | 3500 | 80
P000013AG | Philips Day-Brite | Philips Day-Brite | LF81041353SZT | Indoor Luminaires | Linear Ambient | Direct Linear Ambient Luminaires | Standard | FALSE | [9 empty] | 41703 |  |  | NotYetVerified |  | 3 | 8103 | 96.4 | 84.1 | 16 | 0.95 | 3500 | 80
P000013AF | Philips Day-Brite | Philips Day-Brite | LF81041353DZT | Indoor Luminaires | Linear Ambient | Direct Linear Ambient Luminaires | Standard | FALSE | [9 empty] | 41703 |  |  | NotYetVerified |  | 3 | 8103 | 96.4 | 84.1 | 16 | 0.94 | 3500 | 80
P000013AE | Philips Day-Brite | Philips Day-Brite | LF81041353LAG | Indoor Luminaires | Linear Ambient | Direct Linear Ambient Luminaires | Standard | FALSE | [9 empty] | 41703 |  |  | NotYetVerified |  | 3 | 8103 | 96.4 | 84.1 | 16 | 0.94 | 3500 | 80
P0000139Y | Philips Day-Brite | Philips Day-Brite | LF8104135USZT | Indoor Luminaires | Linear Ambient | Direct Linear Ambient Luminaires | Standard | FALSE | [9 empty] | 41703 |  |  | NotYetVerified |  | 3 | 8103 | 100 | 78.6 | 16 | 0.945 | 3500 | 80
P0000139X | Philips Day-Brite | Philips Day-Brite | LF8104135UDZT | Indoor Luminaires | Linear Ambient | Direct Linear Ambient Luminaires | Standard | FALSE | [9 empty] | 41703 |  |  | NotYetVerified |  | 3 | 8103 | 100 | 78.6 | 16 | 0.93 | 3500 | 80
P0000139W | Philips Day-Brite | Philips Day-Brite | LF8104135ULAG | Indoor Luminaires | Linear Ambient | Direct Linear Ambient Luminaires | Standard | FALSE | [9 empty] | 41703 |  |  | NotYetVerified |  | 3 | 8103 | 100 | 78.6 | 16 | 0.93 | 3500 | 80
P000013AA | Philips Day-Brite | Philips Day-Brite | LF8FR39353SZT | Indoor Luminaires | Linear Ambient | Direct Linear Ambient Luminaires | Standard | FALSE | [9 empty] | 41703 |  |  | NotYetVerified |  | 3 | 7593 | 91.2 | 83.2 | 16 | 0.95 | 3500 | 80
P000013A9 | Philips Day-Brite | Philips Day-Brite | LF8FR39353DZT | Indoor Luminaires | Linear Ambient | Direct Linear Ambient Luminaires | Standard | FALSE | [9 empty] | 41703 |  |  | NotYetVerified |  | 3 | 7593 | 91.2 | 83.2 | 16 | 0.94 | 3500 | 80
P000013A8 | Philips Day-Brite | Philips Day-Brite | LF8FR39353LAG | Indoor Luminaires | Linear Ambient | Direct Linear Ambient Luminaires | Standard | FALSE | [9 empty] | 41703 |  |  | NotYetVerified |  | 3 | 7593 | 91.2 | 83.2 | 16 | 0.94 | 3500 | 80
P0000139S | Philips Day-Brite | Philips Day-Brite | LF8FR3935USZT | Indoor Luminaires | Linear Ambient | Direct Linear Ambient Luminaires | Standard | FALSE | [9 empty] | 41703 |  |  | NotYetVerified |  | 3 | 7593 | 95.1 | 77.8 | 16 | 0.945 | 3500 | 80
P0000139R | Philips Day-Brite | Philips Day-Brite | LF8FR3935UDZT | Indoor Luminaires | Linear Ambient | Direct Linear Ambient Luminaires | Standard | FALSE | [9 empty] | 41703 |  |  | NotYetVerified |  | 3 | 7593 | 95.1 | 77.8 | 16 | 0.93 | 3500 | 80
P0000139Q | Philips Day-Brite | Philips Day-Brite | LF8FR3935ULAG | Indoor Luminaires | Linear Ambient | Direct Linear Ambient Luminaires | Standard | FALSE | [9 empty] | 41703 |  |  | NotYetVerified |  | 3 | 7593 | 95.1 | 77.8 | 16 | 0.93 | 3500 | 80
P0000139G | Philips Day-Brite | Philips Day-Brite | LF41041353SZT | Indoor Luminaires | Linear Ambient | Direct Linear Ambient Luminaires | Standard | FALSE | [9 empty] | 41703 |  |  | NotYetVerified |  | 3 | 4051 | 96.4 | 42 | 16 | 0.95 | 3500 | 80
P0000139F | Philips Day-Brite | Philips Day-Brite | LF41041353DZT | Indoor Luminaires | Linear Ambient | Direct Linear Ambient Luminaires | Standard | FALSE | [9 empty] | 41703 |  |  | NotYetVerified |  | 3 | 4051 | 96.4 | 42 | 16 | 0.94 | 3500 | 80
P0000139E | Philips Day-Brite | Philips Day-Brite | LF41041353LAG | Indoor Luminaires | Linear Ambient | Direct Linear Ambient Luminaires | Standard | FALSE | [9 empty] | 41703 |  |  | NotYetVerified |  | 3 | 4051 | 96.4 | 42 | 16 | 0.94 | 3500 | 80
P0000138Z | Philips Day-Brite | Philips Day-Brite | LF4104135USZT | Indoor Luminaires | Linear Ambient | Direct Linear Ambient Luminaires | Standard | FALSE | [9 empty] | 41703 |  |  | NotYetVerified |  | 3 | 4051 | 100 | 39.3 | 16 | 0.945 | 3500 | 80
P0000138Y | Philips Day-Brite | Philips Day-Brite | LF4104135UDZT | Indoor Luminaires | Linear Ambient | Direct Linear Ambient Luminaires | Standard | FALSE | [9 empty] | 41703 |  |  | NotYetVerified |  | 3 | 4051 | 100 | 39.3 | 16 | 0.93 | 3500 | 80
P0000138X | Philips Day-Brite | Philips Day-Brite | LF4104135ULAG | Indoor Luminaires | Linear Ambient | Direct Linear Ambient Luminaires | Standard | FALSE | [9 empty] | 41703 |  |  | NotYetVerified |  | 3 | 4051 | 100 | 39.3 | 16 | 0.93 | 3500 | 80
P0000139A | Philips Day-Brite | Philips Day-Brite | LF4FR39353SZT | Indoor Luminaires | Linear Ambient | Direct Linear Ambient Luminaires | Standard | FALSE | [9 empty] | 41703 |  |  | NotYetVerified |  | 3 | 3797 | 91.2 | 41.6 | 16 | 0.95 | 3500 | 80
P00001399 | Philips Day-Brite | Philips Day-Brite | LF4FR39353DZT | Indoor Luminaires | Linear Ambient | Direct Linear Ambient Luminaires | Standard | FALSE | [9 empty] | 41703 |  |  | NotYetVerified |  | 3 | 3797 | 91.2 | 41.6 | 16 | 0.94 | 3500 | 80
P0000138T | Philips Day-Brite | Philips Day-Brite | LF4FR3935USZT | Indoor Luminaires | Linear Ambient | Direct Linear Ambient Luminaires | Standard | FALSE | [9 empty] | 41703 |  |  | NotYetVerified |  | 3 | 3797 | 95.1 | 38.9 | 16 | 0.945 | 3500 | 80
P0000138S | Philips Day-Brite | Philips Day-Brite | LF4FR3935UDZT | Indoor Luminaires | Linear Ambient | Direct Linear Ambient Luminaires | Standard | FALSE | [9 empty] | 41703 |  |  | NotYetVerified |  | 3 | 3797 | 95.1 | 38.9 | 16 | 0.93 | 3500 | 80
P0000138R | Philips Day-Brite | Philips Day-Brite | LF4FR3935ULAG | Indoor Luminaires | Linear Ambient | Direct Linear Ambient Luminaires | Standard | FALSE | [9 empty] | 41703 |  |  | NotYetVerified |  | 3 | 3797 | 95.1 | 38.9 | 16 | 0.93 | 3500 | 80
P00001ID2 | FSC Lighting | Mirus lighting | L85XX-1-50WT/4?/50K/94% | Indoor Luminaires | Linear Ambient | Direct Linear Ambient Luminaires | Standard | FALSE | [9 empty] | 41698 |  |  | NotYetVerified | XX =48 or 96 | 3 | 6355 | 117.68 | 50 |  |  | 5000 | 84
P00001ID1 | FSC Lighting | Mirus lighting | L85XX-1-50WT/4?/40K/94% | Indoor Luminaires | Linear Ambient | Direct Linear Ambient Luminaires | Standard | FALSE | [9 empty] | 41698 |  |  | NotYetVerified | XX =48 or 96 | 3 | 5997 | 111.05 | 50 |  |  | 4000 | 84
P00001ID0 | FSC Lighting | Mirus lighting | L85XX-1-50WT/4?/35K/94% | Indoor Luminaires | Linear Ambient | Direct Linear Ambient Luminaires | Standard | FALSE | [9 empty] | 41698 |  |  | NotYetVerified | XX =48 or 96 | 3 | 5695 | 105.46 | 50 |  |  | 3500 | 84
P00001ICZ | FSC Lighting | Mirus lighting | L85XX-1-50WT/4?/30K/94% | Indoor Luminaires | Linear Ambient | Direct Linear Ambient Luminaires | Standard | FALSE | [9 empty] | 41698 |  |  | NotYetVerified | XX =48 or 96 | 3 | 5695 | 105.46 | 50 |  |  | 3000 | 84
P00001ICY | FSC Lighting | Mirus lighting | L85XX-1-50WT/4?/27K/94% | Indoor Luminaires | Linear Ambient | Direct Linear Ambient Luminaires | Standard | FALSE | [9 empty] | 41698 |  |  | NotYetVerified | XX =48 or 96 | 3 | 5638 | 104.4 | 50 |  |  | 2700 | 84
P000010IB | LSI Industries | INTERIOR | DW LED SS WW [UE 347] [EM BOR EOR MOR] | Indoor Luminaires | Linear Ambient | Direct Linear Ambient Luminaires | Standard | TRUE | 4564 | 104 | 43.7 | 9.5 | 0.95 | 3251 | 85 | 5 | 50000 | 41697 |  |  | NotYetVerified |  | 3 | 4500 | 102 | 44 | 20 | 0.9 | 3500 | 80
P000010ID | LSI Industries | INTERIOR | DW LED HO WW [UE 347] [EM BOR EOR MOR] | Indoor Luminaires | Linear Ambient | Direct Linear Ambient Luminaires | Standard | TRUE | 5402 | 93 | 57.5 | 14.3 | 0.93 | 4035 | 83 | 5 | 50000 | 41697 |  |  | NotYetVerified |  | 3 | 5400 | 93 | 58 | 20 | 0.9 | 3500 | 80
P000010IE | LSI Industries | INTERIOR | DW LED HO NW [UE 347] [EM BOR EOR MOR] | Indoor Luminaires | Linear Ambient | Direct Linear Ambient Luminaires | Standard | FALSE | [9 empty] | 41697 |  |  | NotYetVerified |  | 3 | 5400 | 93 | 58 | 20 | 0.9 | 4000 | 80
P000010IC | LSI Industries | INTERIOR | DW LED SS NW [UE 347] [EM BOR EOR MOR] | Indoor Luminaires | Linear Ambient | Direct Linear Ambient Luminaires | Standard | FALSE | [9 empty] | 41697 |  |  | NotYetVerified |  | 3 | 4500 | 102 | 44 | 20 | 0.9 | 4000 | 80
P0000135Z | Philips Day-Brite | Philips Day-Brite | LF4EZ3830ULAG | Indoor Luminaires | Linear Ambient | Direct Linear Ambient Luminaires | Standard | TRUE | 3937.33 | 92.64 | 42.5 | 16.5 | 0.92 | 2981 | 80.99 | 5 | 50000 | 41688 |  |  | NotYetVerified | Alternative Part Number: BN140C LED38S/830 PSU L1200 | 3 | 3937 |  | 43 |  |  | 3000
P00001360 | Philips Day-Brite | Philips Day-Brite | LF4EZ3840ULAG | Indoor Luminaires | Linear Ambient | Direct Linear Ambient Luminaires | Standard | FALSE | [9 empty] | 41688 |  |  | NotYetVerified | Alternative Part Number: BN140C LED38S/840 PSU L1200 | 3 | 4042 | 96.2 | 42 | 20 | 0.9 | 4000 | 80
P00001ICP | FSC Lighting | FSC Lighting | L85XX-1-50WT/4?/27K/94% | Indoor Luminaires | Linear Ambient | Direct Linear Ambient Luminaires | Standard | TRUE | 5638.6 | 104.08 | 54.17 | 18.9 | 0.97 | 2788 | 81.4 | 5 | 50000 | 41681 |  |  | NotYetVerified | XX =48 or 96 | 3 | 5695 | 104.4 | 50 |  |  | 2700 | 84
P00001ICO | FSC Lighting | FSC Lighting | L85XX-1-50WT/4?/27K | Indoor Luminaires | Linear Ambient | Direct Linear Ambient Luminaires | Standard | TRUE | 5148.7 | 95.27 | 54.05 | 18.9 | 0.97 | 2817 | 83.8 | 5 | 50000 | 41681 |  |  | NotYetVerified | XX =48 or 96 | 3 | 5200 | 96.29 | 50 |  |  | 2700 | 84
P00001ESY | MHT Lighting | MHT Lighting | MHTL-CUBE-35E-4K-U-[All Options] | Indoor Luminaires | Linear Ambient | Direct Linear Ambient Luminaires | Standard | TRUE | 3569 | 102.8 | 34.71 | 9.03 | 0.95 | 3933 | 83.8 | 5 | 50000 | 41681 |  |  | NotYetVerified |  | 3 | 3637 | 105 | 34.65 | 9.03 | 0.952 | 3933 | 83.8
P00001ICX | FSC Lighting | FSC Lighting | L85XX-1-50WT/4?/50K/94% | Indoor Luminaires | Linear Ambient | Direct Linear Ambient Luminaires | Standard | FALSE | [9 empty] | 41681 |  |  | NotYetVerified | XX =48 or 96 | 3 | 6355 | 117.68 | 50 |  |  | 5000 | 84
P00001ICT | FSC Lighting | FSC Lighting | L85XX-1-50WT/4?/50K | Indoor Luminaires | Linear Ambient | Direct Linear Ambient Luminaires | Standard | FALSE | [9 empty] | 41681 |  |  | NotYetVerified | XX =48 or 96 | 3 | 5698 | 105.51 | 50 |  |  | 5000 | 84
P00001ICW | FSC Lighting | FSC Lighting | L85XX-1-50WT/4?/40K/94% | Indoor Luminaires | Linear Ambient | Direct Linear Ambient Luminaires | Standard | FALSE | [9 empty] | 41681 |  |  | NotYetVerified | XX =48 or 96 | 3 | 5997 | 111.05 | 50 |  |  | 4000 | 84
P00001ICS | FSC Lighting | FSC Lighting | L85XX-1-50WT/4?/40K | Indoor Luminaires | Linear Ambient | Direct Linear Ambient Luminaires | Standard | FALSE | [9 empty] | 41681 |  |  | NotYetVerified | XX =48 or 96 | 3 | 5423 | 100.42 | 50 |  |  | 4000 | 84
P00001ICV | FSC Lighting | FSC Lighting | L85XX-1-50WT/4?/35K/94% | Indoor Luminaires | Linear Ambient | Direct Linear Ambient Luminaires | Standard | FALSE | [9 empty] | 41681 |  |  | NotYetVerified | XX =48 or 96 | 3 | 5695 | 105.46 | 50 |  |  | 3500 | 84
P00001ICR | FSC Lighting | FSC Lighting | L85XX-1-50WT/4?/35K | Indoor Luminaires | Linear Ambient | Direct Linear Ambient Luminaires | Standard | FALSE | [9 empty] | 41681 |  |  | NotYetVerified | XX =48 or 96 | 3 | 5200 | 96.29 | 50 |  |  | 3500 | 84
P00001ICU | FSC Lighting | FSC Lighting | L85XX-1-50WT/4?/30K/94% | Indoor Luminaires | Linear Ambient | Direct Linear Ambient Luminaires | Standard | FALSE | [9 empty] | 41681 |  |  | NotYetVerified | XX =48 or 96 | 3 | 5695 | 105.46 | 50 |  |  | 3000 | 84
P00001ICQ | FSC Lighting | FSC Lighting | L85XX-1-50WT/4?/30K | Indoor Luminaires | Linear Ambient | Direct Linear Ambient Luminaires | Standard | FALSE | [9 empty] | 41681 |  |  | NotYetVerified | XX =48 or 96 | 3 | 5200 | 96.29 | 50 |  |  | 3000 | 84
P00001ICE | FSC Lighting | FSC / Mirus Lighting | L85XX-1-25WT/4?/27K | Indoor Luminaires | Linear Ambient | Direct Linear Ambient Luminaires | Standard | TRUE | 2650.6 | 94.8 | 27.96 | 17.7 | 0.92 | 2867 | 84.1 | 5 | 50000 | 41674 |  |  | NotYetVerified | XX =48 or 96 | 3 | 2677 | 95.6 | 28 |  |  | 2700 | 84
P00001ICJ | FSC Lighting | FSC / Mirus Lighting | L85XX-1-25WT/4?/27K/94% | Indoor Luminaires | Linear Ambient | Direct Linear Ambient Luminaires | Standard | TRUE | 2918.8 | 104.79 | 27.85 | 19.7 | 0.91 | 2811 | 83.1 | 5 | 50000 | 41674 |  |  | NotYetVerified | XX =48 or 96 | 3 | 2948 | 105.28 | 28 |  |  | 2700 | 84
P00001ICN | FSC Lighting | FSC / Mirus Lighting | L85XX-1-25WT/4?/50K/94% | Indoor Luminaires | Linear Ambient | Direct Linear Ambient Luminaires | Standard | FALSE | [9 empty] | 41674 |  |  | NotYetVerified | XX =48 or 96 | 3 | 3307 | 118.1 | 28 |  |  | 5000 | 84
P00001ICI | FSC Lighting | FSC / Mirus Lighting | L85XX-1-25WT/4?/50K | Indoor Luminaires | Linear Ambient | Direct Linear Ambient Luminaires | Standard | FALSE | [9 empty] | 41674 |  |  | NotYetVerified | XX =48 or 96 | 3 | 2884 | 103 | 28 |  |  | 5000 | 84
P00001ICM | FSC Lighting | FSC / Mirus Lighting | L85XX-1-25WT/4?/40K/94% | Indoor Luminaires | Linear Ambient | Direct Linear Ambient Luminaires | Standard | FALSE | [9 empty] | 41674 |  |  | NotYetVerified | XX =48 or 96 | 3 | 3113 | 111.17 | 28 |  |  | 4000 | 84
P00001ICH | FSC Lighting | FSC / Mirus Lighting | L85XX-1-25WT/4?/40K | Indoor Luminaires | Linear Ambient | Direct Linear Ambient Luminaires | Standard | FALSE | [9 empty] | 41674 |  |  | NotYetVerified | XX =48 or 96 | 3 | 2767 | 98.8 | 28 |  |  | 4000 | 84
P00001ICL | FSC Lighting | FSC / Mirus Lighting | L85XX-1-25WT/4?/35K/94% | Indoor Luminaires | Linear Ambient | Direct Linear Ambient Luminaires | Standard | FALSE | [9 empty] | 41674 |  |  | NotYetVerified | XX =48 or 96 | 3 | 2948 | 105.28 | 28 |  |  | 3500 | 84
P00001ICG | FSC Lighting | FSC / Mirus Lighting | L85XX-1-25WT/4?/35K | Indoor Luminaires | Linear Ambient | Direct Linear Ambient Luminaires | Standard | FALSE | [9 empty] | 41674 |  |  | NotYetVerified | XX =48 or 96 | 3 | 2677 | 95.6 | 28 |  |  | 3500 | 84
P00001ICK | FSC Lighting | FSC / Mirus Lighting | L85XX-1-25WT/4?/30K/94% | Indoor Luminaires | Linear Ambient | Direct Linear Ambient Luminaires | Standard | FALSE | [9 empty] | 41674 |  |  | NotYetVerified | XX =48 or 96 | 3 | 2948 | 105.28 | 28 |  |  | 3000 | 84
P00001ICF | FSC Lighting | FSC / Mirus Lighting | L85XX-1-25WT/4?/30K | Indoor Luminaires | Linear Ambient | Direct Linear Ambient Luminaires | Standard | FALSE | [9 empty] | 41674 |  |  | NotYetVerified | XX =48 or 96 | 3 | 2677 | 95.6 | 28 |  |  | 3000 | 84
P00000VNX | Hubbell Lighting | Columbia Lighting | LPT4-35VL-EU | Indoor Luminaires | Linear Ambient | Direct Linear Ambient Luminaires | Standard | TRUE | 9579 | 91.3 | 104.9 | 16.7 | 0.953 | 3457 | 84.46 | 5 | 50000 | 41673 |  |  | NotYetVerified |  | 3 | 9579 | 91.3 | 104.9 | 16.7 | 0.953 | 3500 | 84.46
P00000VNY | Hubbell Lighting | Columbia Lighting | LRO4-35LW-EU | Indoor Luminaires | Linear Ambient | Direct Linear Ambient Luminaires | Standard | TRUE | 2682 | 106 | 25.3 | 16.9 | 0.927 | 3466 | 84.11 | 5 | 50000 | 41673 |  |  | NotYetVerified |  | 3 | 2682 | 106 | 25.3 | 16.9 | 0.927 | 3466 | 84.11
P00000VOH | Hubbell Lighting | Columbia Lighting | LRO4-50ML-EU | Indoor Luminaires | Linear Ambient | Direct Linear Ambient Luminaires | Standard | FALSE | [9 empty] | 41673 |  |  | NotYetVerified |  | 3 | 5335 | 101 | 52.8 |  | 0.927 | 5175 | 83.04
P00000VO6 | Hubbell Lighting | Columbia Lighting | LPT4-50ML-EU | Indoor Luminaires | Linear Ambient | Direct Linear Ambient Luminaires | Standard | FALSE | [9 empty] | 41673 |  |  | NotYetVerified |  | 3 | 5329 | 100.9 | 52.8 | 16.7 | 0.953 | 5156 | 83.17
P00000VO9 | Hubbell Lighting | Columbia Lighting | LPT4-50VL-EU | Indoor Luminaires | Linear Ambient | Direct Linear Ambient Luminaires | Standard | FALSE | [9 empty] | 41673 |  |  | NotYetVerified |  | 3 | 10304 | 98.4 | 104.7 |  | 0.953 | 5000 | 83.17
P00000VO8 | Hubbell Lighting | Columbia Lighting | LPT4-50HL-EU | Indoor Luminaires | Linear Ambient | Direct Linear Ambient Luminaires | Standard | FALSE | [9 empty] | 41673 |  |  | NotYetVerified |  | 3 | 6379 | 101.6 | 62.8 |  | 0.953 | 5000 | 83.17
P00000VO7 | Hubbell Lighting | Columbia Lighting | LPT4-50LW-EU | Indoor Luminaires | Linear Ambient | Direct Linear Ambient Luminaires | Standard | FALSE | [9 empty] | 41673 |  |  | NotYetVerified |  | 3 | 2686 | 106.2 | 25.3 |  | 0.953 | 5000 | 83.17
P00000VOK | Hubbell Lighting | Columbia Lighting | LRO4-50VL-EU | Indoor Luminaires | Linear Ambient | Direct Linear Ambient Luminaires | Standard | FALSE | [9 empty] | 41673 |  |  | NotYetVerified |  | 3 | 10311 | 98.3 | 104.9 |  | 0.927 | 5000 | 83.04
P00000VOJ | Hubbell Lighting | Columbia Lighting | LRO4-50HL-EU | Indoor Luminaires | Linear Ambient | Direct Linear Ambient Luminaires | Standard | FALSE | [9 empty] | 41673 |  |  | NotYetVerified |  | 3 | 6506 | 104.1 | 62.5 |  | 0.927 | 5000 | 83.04
P00000VOI | Hubbell Lighting | Columbia Lighting | LRO4-50LW-EU | Indoor Luminaires | Linear Ambient | Direct Linear Ambient Luminaires | Standard | FALSE | [9 empty] | 41673 |  |  | NotYetVerified |  | 3 | 2686 | 106.2 | 25.3 |  | 0.927 | 5000 | 83.04
P00000VO3 | Hubbell Lighting | Columbia Lighting | LPT4-40LW-EU | Indoor Luminaires | Linear Ambient | Direct Linear Ambient Luminaires | Standard | FALSE | [9 empty] | 41673 |  |  | NotYetVerified |  | 3 | 2686 | 106.2 | 25.3 | 16.9 | 0.928 | 4000 | 84.46
P00000VO5 | Hubbell Lighting | Columbia Lighting | LPT4-40VL-EU | Indoor Luminaires | Linear Ambient | Direct Linear Ambient Luminaires | Standard | FALSE | [9 empty] | 41673 |  |  | NotYetVerified |  | 3 | 9579 | 91.3 | 104.9 |  | 0.928 | 4000 | 84.46
P00000VO2 | Hubbell Lighting | Columbia Lighting | LPT4-40HL-EU | Indoor Luminaires | Linear Ambient | Direct Linear Ambient Luminaires | Standard | FALSE | [9 empty] | 41673 |  |  | NotYetVerified |  | 3 | 6506 | 104.1 | 62.5 |  | 0.93 | 4000 | 84.46
P00000VO4 | Hubbell Lighting | Columbia Lighting | LPT4-40ML-EU | Indoor Luminaires | Linear Ambient | Direct Linear Ambient Luminaires | Standard | FALSE | [9 empty] | 41673 |  |  | NotYetVerified |  | 3 | 5058 | 96.3 | 52.5 |  | 0.928 | 4000 | 84.46
P00000VOG | Hubbell Lighting | Columbia Lighting | LRO4-40VL-EU | Indoor Luminaires | Linear Ambient | Direct Linear Ambient Luminaires | Standard | FALSE | [9 empty] | 41673 |  |  | NotYetVerified |  | 3 | 10526 | 101.2 | 104 |  | 0.927 | 4000 | 84.11
P00000VOD | Hubbell Lighting | Columbia Lighting | LRO4-40HL-EU | Indoor Luminaires | Linear Ambient | Direct Linear Ambient Luminaires | Standard | FALSE | [9 empty] | 41673 |  |  | NotYetVerified |  | 3 | 6487 | 103.5 | 62.7 |  | 0.927 | 4000 | 84.11
P00000VOF | Hubbell Lighting | Columbia Lighting | LRO4-40ML-EU | Indoor Luminaires | Linear Ambient | Direct Linear Ambient Luminaires | Standard | FALSE | [9 empty] | 41673 |  |  | NotYetVerified |  | 3 | 5058 | 96.3 | 52.5 |  | 0.927 | 4000 | 84.11
P00000VOE | Hubbell Lighting | Columbia Lighting | LRO4-40LW-EU | Indoor Luminaires | Linear Ambient | Direct Linear Ambient Luminaires | Standard | FALSE | [9 empty] | 41673 |  |  | NotYetVerified |  | 3 | 2686 | 106.2 | 25.3 |  | 0.927 | 4000 | 84.11
P00000VO1 | Hubbell Lighting | Columbia Lighting | LPT4-35HL-EU | Indoor Luminaires | Linear Ambient | Direct Linear Ambient Luminaires | Standard | FALSE | [9 empty] | 41673 |  |  | NotYetVerified |  | 3 | 6379 | 101.6 | 62.8 | 16.9 | 0.94 | 3500 | 84.46
P00000VNZ | Hubbell Lighting | Columbia Lighting | LPT4-35LW-EU | Indoor Luminaires | Linear Ambient | Direct Linear Ambient Luminaires | Standard | FALSE | [9 empty] | 41673 |  |  | NotYetVerified |  | 3 | 2686 | 106.2 | 25.3 | 16.9 | 0.928 | 3500 | 84.46
P00000VO0 | Hubbell Lighting | Columbia Lighting | LPT4-35ML-EU | Indoor Luminaires | Linear Ambient | Direct Linear Ambient Luminaires | Standard | FALSE | [9 empty] | 41673 |  |  | NotYetVerified |  | 3 | 5058 | 96.3 | 52.5 | 16.5 | 0.95 | 3500 | 84.46
P00000VOC | Hubbell Lighting | Columbia Lighting | LRO4-35VL-EU | Indoor Luminaires | Linear Ambient | Direct Linear Ambient Luminaires | Standard | FALSE | [9 empty] | 41673 |  |  | NotYetVerified |  | 3 | 9576 | 91.5 | 104.7 |  | 0.927 | 3500 | 84.11
P00000VOB | Hubbell Lighting | Columbia Lighting | LRO4-35HL-EU | Indoor Luminaires | Linear Ambient | Direct Linear Ambient Luminaires | Standard | FALSE | [9 empty] | 41673 |  |  | NotYetVerified |  | 3 | 6358 | 102.4 | 62.1 |  | 0.927 | 3500 | 84.11
P00000VOA | Hubbell Lighting | Columbia Lighting | LRO4-35ML-EU | Indoor Luminaires | Linear Ambient | Direct Linear Ambient Luminaires | Standard | FALSE | [9 empty] | 41673 |  |  | NotYetVerified |  | 3 | 5039 | 96 | 52.5 |  | 0.927 | 3500 | 84.11
P00000DKU | Eaton (formerly Cooper Lighting) | Metalux | 4WNLED-LD1-41F-UNV-L850-CD1-U | Indoor Luminaires | Linear Ambient | Direct Linear Ambient Luminaires | Standard | TRUE | 4288.87 | 87.76 | 48.87 | 6.43 | 0.996 | 4861 | 84.7 | 5 | 60000 | 41669 |  |  | NotYetVerified |  | 3
P00000DKT | Eaton (formerly Cooper Lighting) | Metalux | 4WNLED-LD1-41F-UNV-L835-CD1-U | Indoor Luminaires | Linear Ambient | Direct Linear Ambient Luminaires | Standard | TRUE | 4102 | 85.3 | 48.1 | 16 | 0.95 |  | 83.6 | 5 | 60000 | 41669 |  |  | NotYetVerified |  | 3
P00000DKZ | Eaton (formerly Cooper Lighting) | Metalux | 4WNLED-LD1-41-F-[Voltages 120V through 277V]-[Options include EL]L840-SD1-U | Indoor Luminaires | Linear Ambient | Direct Linear Ambient Luminaires | Standard | FALSE | [9 empty] | 41669 |  |  | NotYetVerified |  | 3 | 4138.53 | 86.04 | 48.1 | 14 | 0.973 | 4000 | 85
P00000DL0 | Eaton (formerly Cooper Lighting) | Metalux | 4WNLED-LD1-41-F-[Voltages 120V through 277V]-[Options include EL]L840-5LTD1-U | Indoor Luminaires | Linear Ambient | Direct Linear Ambient Luminaires | Standard | FALSE | [9 empty] | 41669 |  |  | NotYetVerified |  | 3 | 4138.53 | 86.04 | 48.1 | 10 | 0.97 | 4000 | 85
P00000DKY | Eaton (formerly Cooper Lighting) | Metalux | 4WNLED-LD1-41-F-[Voltages 120V through 277V]-[Options include EL]L840-CD1-U | Indoor Luminaires | Linear Ambient | Direct Linear Ambient Luminaires | Standard | FALSE | [9 empty] | 41669 |  |  | NotYetVerified |  | 3 | 4138.53 | 86.04 | 48.1 | 7.9 | 0.977 | 4000 | 85
P00000DKW | Eaton (formerly Cooper Lighting) | Metalux | 4WNLED-LD1-41-F-[Voltages 120V through 277V]-[Options include EL]L835-SD1-U | Indoor Luminaires | Linear Ambient | Direct Linear Ambient Luminaires | Standard | FALSE | [9 empty] | 41669 |  |  | NotYetVerified |  | 3 | 4100 | 85.24 | 48.1 | 14 | 0.973 | 3500 | 85
P00000DKX | Eaton (formerly Cooper Lighting) | Metalux | 4WNLED-LD1-41-F-[Voltages 120V through 277V]-[Options include EL]L835-5LTD1-U | Indoor Luminaires | Linear Ambient | Direct Linear Ambient Luminaires | Standard | FALSE | [9 empty] | 41669 |  |  | NotYetVerified |  | 3 | 4100 | 85.24 | 48.1 | 10 | 0.97 | 3500 | 85
P00000DKV | Eaton (formerly Cooper Lighting) | Metalux | 4WNLED-LD1-41-F-[Voltages 120V through 277V]-[Options include EL]L835-CD1-U | Indoor Luminaires | Linear Ambient | Direct Linear Ambient Luminaires | Standard | FALSE | [9 empty] | 41669 |  |  | NotYetVerified |  | 3 | 4100 | 85.24 | 48.1 | 7.9 | 0.977 | 3500 | 85
P00000T11 | GE Lighting Solutions | GE Luminations | IS-[1 C S]8-0-B2-M-[V D]-XXXX | Indoor Luminaires | Linear Ambient | Direct Linear Ambient Luminaires | Premium | TRUE | 9862.5 | 117.1 | 84.2 | 13.6 | 0.91 | 3425 | 83.6 | 5 | 75000 | 41667 | Dimmable | Continuous Below 10 | No |  | 3 | 9900 | 118 | 84 | 20 | 0.9 | 3500 | 83
P00000T0Q | GE Lighting Solutions | GE Luminations | IS-[1 C S]8-0-A2-M-[V D]-XXXX | Indoor Luminaires | Linear Ambient | Direct Linear Ambient Luminaires | Premium | TRUE | 7999.4 | 122.3 | 65.4 | 13.6 | 0.91 | 3417 | 83.7 | 5 | 75000 | 41667 | Dimmable | Continuous Below 10 | No |  | 3 | 8000 | 121 | 66 | 20 | 0.9 | 3500 | 83
P00000T0R | GE Lighting Solutions | GE Lighting | IS180A3M[DV]SLVR-EL | Indoor Luminaires | Linear Ambient | Direct Linear Ambient Luminaires | Standard | TRUE | 8374 | 110.2 | 76 | 23.4 | 0.87 | 3970 | 85 | 5 |  | 41667 |  |  | NotYetVerified |  | 3 | 8400 |  | 73 |  | 0.9 | 4000 | 80
P00000T17 | GE Lighting Solutions | GE Lighting | ISS80B3M[DV]SLVR-EL | Indoor Luminaires | Linear Ambient | Direct Linear Ambient Luminaires | Standard | FALSE | [9 empty] | 41667 |  |  | NotYetVerified |  | 3 | 10400 | 110 | 94.5 | 20 | 0.9 | 4000 | 80
P00000T15 | GE Lighting Solutions | GE Lighting | ISC80B3M[DV]SLVR-EL | Indoor Luminaires | Linear Ambient | Direct Linear Ambient Luminaires | Standard | FALSE | [9 empty] | 41667 |  |  | NotYetVerified |  | 3 | 10400 | 110 | 94.5 | 20 | 0.9 | 4000 | 80
P00000T13 | GE Lighting Solutions | GE Lighting | IS180B3M[DV]SLVR-EL | Indoor Luminaires | Linear Ambient | Direct Linear Ambient Luminaires | Standard | FALSE | [9 empty] | 41667 |  |  | NotYetVerified |  | 3 | 10400 | 110 | 94.5 | 20 | 0.9 | 4000 | 80
P00000T12 | GE Lighting Solutions | GE Luminations | IS-[1 C S]8-0-B3-M-[V D]-XXXX | Indoor Luminaires | Linear Ambient | Direct Linear Ambient Luminaires | Premium | FALSE | [9 empty] | 41667 | Dimmable | Continuous Below 10 | No |  | 3 | 10400 | 124 | 84 | 20 | 0.9 | 4000 | 83
P00000T0W | GE Lighting Solutions | GE Luminations | IS-[1 C S]8-0-A3-M-[V D]-XXXX | Indoor Luminaires | Linear Ambient | Direct Linear Ambient Luminaires | Premium | FALSE | [9 empty] | 41667 | Dimmable | Continuous Below 10 | No |  | 3 | 8400 | 127 | 66 | 20 | 0.9 | 4000 | 80
P00000T16 | GE Lighting Solutions | GE Lighting | ISS80A3M[DV]SLVR-EL | Indoor Luminaires | Linear Ambient | Direct Linear Ambient Luminaires | Standard | FALSE | [9 empty] | 41667 |  |  | NotYetVerified |  | 3 | 8400 | 108 | 77.5 | 20 | 0.9 | 3500 | 80
P00000T14 | GE Lighting Solutions | GE Lighting | ISC80A3M[DV]SLVR-EL | Indoor Luminaires | Linear Ambient | Direct Linear Ambient Luminaires | Standard | FALSE | [9 empty] | 41667 |  |  | NotYetVerified |  | 3 | 8400 | 108 | 77.5 | 20 | 0.9 | 3500 | 80
P00000SZT | GE Lighting Solutions | GE Lighting | IS140A3M[D V]SLVR-EL | Indoor Luminaires | Linear Ambient | Direct Linear Ambient Luminaires | Standard | TRUE | 4184 | 102.1 | 41 | 19 | 0.9 | 3998 | 85 | 5 | 50000 | 41663 |  |  | NotYetVerified |  | 3 |  |  |  |  | 0.9 | 4000 | 80
P00000SZZ | GE Lighting Solutions | GE Luminations | IS-[1 C S]4-0-B2-M-[V D]-XXXX | Indoor Luminaires | Linear Ambient | Direct Linear Ambient Luminaires | Standard | TRUE | 4808.4 | 111.5 | 43.1 | 11.9 | 0.9 | 3438 | 83.7 | 5 | 75000 | 41663 |  |  | NotYetVerified |  | 3 | 4950 | 118 | 42 | 20 | 0.9 | 3500 | 83
P00000SZS | GE Lighting Solutions | GE Luminations | IS-[1 C S]4-0-A2-M-[V D]-SLVR | Indoor Luminaires | Linear Ambient | Direct Linear Ambient Luminaires | Standard | TRUE | 3904.5 | 117 | 33.4 | 11.9 | 0.9 | 3419 | 83.7 | 5 | 75000 | 41663 |  |  | NotYetVerified |  | 3 | 4000 | 121 | 33 | 20 | 0.9 | 3500 | 83
P00000T09 | GE Lighting Solutions | GE Lighting | ISS40B3M[DV]SLVR-EL | Indoor Luminaires | Linear Ambient | Direct Linear Ambient Luminaires | Standard | FALSE | [9 empty] | 41663 |  |  | NotYetVerified |  | 3 | 5000 | 106 | 47 |  | 0.9 | 4000 | 80
P00000T07 | GE Lighting Solutions | GE Lighting | ISC40B3M[DV]SLVR-EL | Indoor Luminaires | Linear Ambient | Direct Linear Ambient Luminaires | Standard | FALSE | [9 empty] | 41663 |  |  | NotYetVerified |  | 3 | 5000 | 106 | 47 |  | 0.9 | 4000 | 80
P00000T05 | GE Lighting Solutions | GE Lighting | IS140B3M[DV]SLVR-EL | Indoor Luminaires | Linear Ambient | Direct Linear Ambient Luminaires | Standard | FALSE | [9 empty] | 41663 |  |  | NotYetVerified |  | 3 | 5000 | 106 | 47 |  | 0.9 | 4000 | 80
P00000T08 | GE Lighting Solutions | GE Lighting | ISS40A3M[DV]SLVR-EL | Indoor Luminaires | Linear Ambient | Direct Linear Ambient Luminaires | Standard | FALSE | [9 empty] | 41663 |  |  | NotYetVerified |  | 3 | 4050 | 107 | 38 |  | 0.9 | 4000 | 80
P00000T06 | GE Lighting Solutions | GE Lighting | ISC40A3M[DV]SLVR-EL | Indoor Luminaires | Linear Ambient | Direct Linear Ambient Luminaires | Standard | FALSE | [9 empty] | 41663 |  |  | NotYetVerified |  | 3 | 4050 | 107 | 38 |  | 0.9 | 4000 | 80
P00000T04 | GE Lighting Solutions | GE Luminations | IS-[1 C S]4-0-B3-M-[V D]-XXXX | Indoor Luminaires | Linear Ambient | Direct Linear Ambient Luminaires | Standard | FALSE | [9 empty] | 41663 |  |  | NotYetVerified |  | 3 | 5200 | 124 | 42 | 20 | 0.9 | 4000 | 83
P00000T02 | GE Lighting Solutions | GE Luminations | IS-[1 C S]4-0-A3-M-[V D]-SLVR | Indoor Luminaires | Linear Ambient | Direct Linear Ambient Luminaires | Standard | FALSE | [9 empty] | 41663 |  |  | NotYetVerified |  | 3 | 4200 | 127 | 33 | 20 | 0.9 | 4000 | 83
P00000ON0 | Cree Inc. | Cree CR Series | CR-LE-50L-50K-xxx | Indoor Luminaires | Linear Ambient | Direct Linear Ambient Luminaires | Standard | FALSE | [9 empty] | 41653 |  |  | NotYetVerified |  | 3 | 5258 | 107.7 | 48.8 |  |  | 5000 | 94
P00000OMY | Cree Inc. | Cree CR Series | CR-LE-50L-35K-xxx | Indoor Luminaires | Linear Ambient | Direct Linear Ambient Luminaires | Standard | FALSE | [9 empty] | 41653 |  |  | NotYetVerified |  | 3 | 5258 | 107.7 | 48.8 |  |  | 3500 | 94
P00000OMX | Cree Inc. | Cree CR Series | CR-LE-50L-30K-xxx | Indoor Luminaires | Linear Ambient | Direct Linear Ambient Luminaires | Standard | TRUE | 5258 | 107.7 | 48.8 | 14.8 | 0.94 | 2972 | 94 | 10 | 50000 | 41652 |  |  | NotYetVerified |  | 3 | 5258 | 107.7 | 48.8 |  |  | 3000 | 94
P000014WY | Philips Optimum | Philips Optimum | SRL 4FT 05L UV 840 | Indoor Luminaires | Linear Ambient | Direct Linear Ambient Luminaires | Standard | TRUE | 4745 | 116 | 40.74 | 20.5 | 0.918 | 4198 | 84.5 | 5 | 70000 | 41652 |  |  | NotYetVerified |  | 3 | 4656 | 116 | 40 |  |  | 4000 | 80
P00000OMZ | Cree Inc. | Cree CR Series | CR-LE-50L-40K-xxx | Indoor Luminaires | Linear Ambient | Direct Linear Ambient Luminaires | Standard | FALSE | [9 empty] | 41652 |  |  | NotYetVerified |  | 3 | 5258 | 107.7 | 48.8 |  |  | 4000 | 94
P7P7Z1MT | Jiangmen Brandon Lighting Co. Limited | Brandon Lighting | MX486-YLED | Indoor Luminaires | Linear Ambient | Direct Linear Ambient Luminaires | Standard | TRUE | 5907.64 | 95.48 | 63.4 | 15.7 | 0.93 | 4398 | 86 | 5 | 50000 | 41646 |  |  | NotYetVerified |  | 3 | 5907 | 95.48 | 63.4 |  |  | 4500 | 86
P00000VGQ | Hubbell Lighting | Columbia Lighting | LCS4-35LW-EU | Indoor Luminaires | Linear Ambient | Direct Linear Ambient Luminaires | Standard | TRUE | 2869 | 117.1 | 24.5 | 16.9 | 0.94 | 3659 | 84.1 | 5 | 50000 | 41626 |  |  | NotYetVerified |  | 3 | 2869 | 117.1 | 24.5 | 17.7 | 0.94 | 3659 | 84.07
P00000VH1 | Hubbell Lighting | Columbia Lighting | LCS4-50VL-EU | Indoor Luminaires | Linear Ambient | Direct Linear Ambient Luminaires | Standard | FALSE | [9 empty] | 41626 |  |  | NotYetVerified |  | 3 | 12000 | 106.5 | 105 |  | 0.94 | 5000 | 80
P00000VH0 | Hubbell Lighting | Columbia Lighting | LCS4-50HL-EU | Indoor Luminaires | Linear Ambient | Direct Linear Ambient Luminaires | Standard | FALSE | [9 empty] | 41626 |  |  | NotYetVerified |  | 3 | 6800 | 109.5 | 60 |  | 0.94 | 5000 | 80
P00000VGY | Hubbell Lighting | Columbia Lighting | LCS4-50ML-EU | Indoor Luminaires | Linear Ambient | Direct Linear Ambient Luminaires | Standard | FALSE | [9 empty] | 41626 |  |  | NotYetVerified |  | 3 | 5582 | 106.5 | 50 |  | 0.94 | 5000 | 80
P00000VGZ | Hubbell Lighting | Columbia Lighting | LCS4-50LW-EU | Indoor Luminaires | Linear Ambient | Direct Linear Ambient Luminaires | Standard | FALSE | [9 empty] | 41626 |  |  | NotYetVerified |  | 3 | 3000 | 113.1 | 25 |  | 0.94 | 5000 | 80
P00000VGX | Hubbell Lighting | Columbia Lighting | LCS4-40VL-EU | Indoor Luminaires | Linear Ambient | Direct Linear Ambient Luminaires | Standard | FALSE | [9 empty] | 41626 |  |  | NotYetVerified |  | 3 | 11410 | 109.5 | 105 |  | 0.94 | 4000 | 80
P00000VGU | Hubbell Lighting | Columbia Lighting | LCS4-40HL-EU | Indoor Luminaires | Linear Ambient | Direct Linear Ambient Luminaires | Standard | FALSE | [9 empty] | 41626 |  |  | NotYetVerified |  | 3 | 6756 | 112.4 | 60 |  | 0.94 | 4000 | 80
P00000VGW | Hubbell Lighting | Columbia Lighting | LCS4-40ML-EU | Indoor Luminaires | Linear Ambient | Direct Linear Ambient Luminaires | Standard | FALSE | [9 empty] | 41626 |  |  | NotYetVerified |  | 3 | 5880 | 113.1 | 50 |  | 0.94 | 4000 | 80
P00000VGV | Hubbell Lighting | Columbia Lighting | LCS4-40LW-EU | Indoor Luminaires | Linear Ambient | Direct Linear Ambient Luminaires | Standard | FALSE | [9 empty] | 41626 |  |  | NotYetVerified |  | 3 | 3070 | 124.3 | 25 |  | 0.94 | 4000 | 80
P00000VGT | Hubbell Lighting | Columbia Lighting | LCS4-35VL-EU | Indoor Luminaires | Linear Ambient | Direct Linear Ambient Luminaires | Standard | FALSE | [9 empty] | 41626 |  |  | NotYetVerified |  | 3 | 10911 | 104.8 | 105 |  | 0.94 | 3500 | 80
P00000VGS | Hubbell Lighting | Columbia Lighting | LCS4-35HL-EU | Indoor Luminaires | Linear Ambient | Direct Linear Ambient Luminaires | Standard | FALSE | [9 empty] | 41626 |  |  | NotYetVerified |  | 3 | 6051 | 101 | 60 |  | 0.94 | 3500 | 80
P00000VGR | Hubbell Lighting | Columbia Lighting | LCS4-35ML-EU | Indoor Luminaires | Linear Ambient | Direct Linear Ambient Luminaires | Standard | FALSE | [9 empty] | 41626 |  |  | NotYetVerified |  | 3 | 5662 | 107.6 | 50 |  | 0.94 | 3500 | 80
P00000VGO | Hubbell Lighting | Columbia Lighting | LWC4-35ML-EDU | Indoor Luminaires | Linear Ambient | Direct Linear Ambient Luminaires | Standard | TRUE | 4694 | 89.8 | 52.3 | 17.8 | 0.941 | 3793 | 84 | 5 | 50000 | 41625 |  |  | NotYetVerified |  | 3 | 4300 |  |  |  |  | 3500 | 84
P00000VGP | Hubbell Lighting | Columbia Lighting | LWC4-40ML-EDU | Indoor Luminaires | Linear Ambient | Direct Linear Ambient Luminaires | Standard | TRUE | 4839 | 93.4 | 51.8 | 17.9 | 0.94 | 4116 | 83 | 5 | 50000 | 41625 |  |  | NotYetVerified |  | 3 | 4300 |  |  |  |  | 4000 | 83
P00000VGM | Hubbell Lighting | Columbia Lighting | LWC4-35LW-EDU | Indoor Luminaires | Linear Ambient | Direct Linear Ambient Luminaires | Standard | TRUE | 2392 | 98.4 | 24.3 | 17.1 | 0.913 | 3771 | 84 | 5 | 50000 | 41625 |  |  | NotYetVerified |  | 3 | 2150 |  |  |  |  | 3500 | 84
P00000VGN | Hubbell Lighting | Columbia Lighting | LWC4-40LW-EDU | Indoor Luminaires | Linear Ambient | Direct Linear Ambient Luminaires | Standard | FALSE | [9 empty] | 41625 |  |  | NotYetVerified |  | 3 | 2500 | 103 | 24 |  |  | 4000 | 83
P00000OID | Cree Inc. | Cree CR Series | CR-LE-22L-30K-xxx | Indoor Luminaires | Linear Ambient | Direct Linear Ambient Luminaires | Standard | TRUE | 2348 | 106.25 | 22.16 | 17.41 | 0.93 | 3009 | 93 | 10 | 50000 | 41619 |  |  | NotYetVerified |  | 3 | 2200 | 100 | 22 |  | 0.95 | 3000 | 93
P00000OIG | Cree Inc. | Cree CR Series | CR-LE-22L-50K-xxx | Indoor Luminaires | Linear Ambient | Direct Linear Ambient Luminaires | Standard | FALSE | [9 empty] | 41619 |  |  | NotYetVerified |  | 3 | 2200 | 100 | 22 |  | 0.95 | 5000 | 93
P00000OIF | Cree Inc. | Cree CR Series | CR-LE-22L-40K-xxx | Indoor Luminaires | Linear Ambient | Direct Linear Ambient Luminaires | Standard | FALSE | [9 empty] | 41619 |  |  | NotYetVerified |  | 3 | 2200 | 100 | 22 |  | 0.95 | 4000 | 93
P00000OIE | Cree Inc. | Cree CR Series | CR-LE-22L-35K-xxx | Indoor Luminaires | Linear Ambient | Direct Linear Ambient Luminaires | Standard | FALSE | [9 empty] | 41619 |  |  | NotYetVerified |  | 3 | 2200 | 100 | 22 |  | 0.95 | 3500 | 93
P0000135O | Philips Day-Brite | Philips Day-Brite | DWAE27L835-2-UNV | Indoor Luminaires | Linear Ambient | Direct Linear Ambient Luminaires | Standard | FALSE | [9 empty] | 41617 |  |  | No | Product updated on 3/8/2017 | 4.1 | 2692.06 | 125.8 | 21.4 | 20 | 0.9 | 3500 | 80
P0000135R | Philips Day-Brite | Philips Day-Brite | V2WAX27L840-2-UNV | Indoor Luminaires | Linear Ambient | Direct Linear Ambient Luminaires | Standard | FALSE | [9 empty] | 41617 |  |  | No | Product updated on 3/8/2017 | 4.1 | 2747 | 128.36 | 21.4 | 20 | 0.9 | 4000 | 80
P0000135Q | Philips Day-Brite | Philips Day-Brite | DWAE27L840-2-UNV | Indoor Luminaires | Linear Ambient | Direct Linear Ambient Luminaires | Standard | FALSE | [9 empty] | 41617 |  |  | No | Product updated on 3/8/2017 | 4.1 | 2747 | 128.36 | 21.4 | 20 | 0.9 | 4000 | 80
P0000135P | Philips Day-Brite | Philips Day-Brite | V2WAX27L835-2-UNV | Indoor Luminaires | Linear Ambient | Direct Linear Ambient Luminaires | Standard | FALSE | [9 empty] | 41617 |  |  | No | Product updated on 3/8/2017 | 4.1 | 2692.06 | 125.8 | 21.4 | 20 | 0.9 | 3500 | 80
P00000OHZ | Cree Inc. | Cree CR Series | CR-LE-31L-30K-xxx | Indoor Luminaires | Linear Ambient | Direct Linear Ambient Luminaires | Standard | TRUE | 1005.75 | 99.4 | 33.7 | 15.5 | 0.94 | 2972 | 92 | 10 | 50000 | 41604 |  |  | NotYetVerified |  | 3 | 939.4 | 91.2 | 34 | 20 | 0.9 | 3000 | 90
P00000OI0 | Cree Inc. | Cree CR Series | CR-LE-31L-50K-xxx | Indoor Luminaires | Linear Ambient | Direct Linear Ambient Luminaires | Standard | FALSE | [9 empty] | 41604 |  |  | NotYetVerified |  | 3 | 939.4 | 91.2 | 34 | 20 | 0.9 | 5000 | 90
P00000OHJ | Cree Inc. | Cree WS Series | WS4-47L-35K-xxx-FD | Indoor Luminaires | Linear Ambient | Direct Linear Ambient Luminaires | Standard | TRUE | 1191.5 | 94.4 | 49.1 | 9.55 | 0.943 | 3434 | 82 | 10 | 50000 | 41598 |  |  | NotYetVerified |  | 3 | 1175 | 94 | 50 | 20 | 0.9 | 3500 | 80
P00000OHO | Cree Inc. | Cree WS Series | WS4-63L-50K-xxx-FD | Indoor Luminaires | Linear Ambient | Direct Linear Ambient Luminaires | Standard | FALSE | [9 empty] | 41598 |  |  | NotYetVerified |  | 3 | 6300 | 100 | 63 | 20 | 0.9 | 5000 | 80
P00000OHL | Cree Inc. | Cree WS Series | WS4-50L-50K-xxx-FD | Indoor Luminaires | Linear Ambient | Direct Linear Ambient Luminaires | Standard | FALSE | [9 empty] | 41598 |  |  | NotYetVerified |  | 3 | 5000 | 100 | 50 | 20 | 0.9 | 5000 | 80
P00000OHN | Cree Inc. | Cree WS Series | WS4-59L-40K-xxx-FD | Indoor Luminaires | Linear Ambient | Direct Linear Ambient Luminaires | Standard | FALSE | [9 empty] | 41598 |  |  | NotYetVerified |  | 3 | 5900 | 93.7 | 63 | 20 | 0.9 | 4000 | 80
P00000OHK | Cree Inc. | Cree WS Series | WS4-47L-40K-xxx-FD | Indoor Luminaires | Linear Ambient | Direct Linear Ambient Luminaires | Standard | FALSE | [9 empty] | 41598 |  |  | NotYetVerified |  | 3 | 1175 | 94 | 50 | 20 | 0.9 | 4000 | 80
P00000OHM | Cree Inc. | Cree WS Series | WS4-59L-35K-xxx-FD | Indoor Luminaires | Linear Ambient | Direct Linear Ambient Luminaires | Standard | FALSE | [9 empty] | 41598 |  |  | NotYetVerified |  | 3 | 5900 | 93.7 | 63 | 20 | 0.9 | 3500 | 80
P00000U0T | Global Energy Efficiency Holdings | G-Lite | LU-1G-484345.XX [120V] | Indoor Luminaires | Linear Ambient | Direct Linear Ambient Luminaires | Standard | TRUE | 4585 | 110 | 41.7 | 12.61 | 0.987 | 4726 | 83 | 5 | 50000 | 41597 |  |  | NotYetVerified |  | 3 | 4585 | 107 | 41.7 | 12.61 | 0.987 | 4726 | 83
P00000U0V | Global Energy Efficiency Holdings | G-Lite | LU-1G-482345.XX [120V] | Indoor Luminaires | Linear Ambient | Direct Linear Ambient Luminaires | Standard | TRUE | 2630 | 105.2 | 25 | 8.08 | 0.931 | 4718 | 82 | 5 | 50000 | 41597 |  |  | NotYetVerified |  | 3 | 2630 | 105 | 25 | 8 | 0.92 | 4718 | 82
P00000U0U | Global Energy Efficiency Holdings | G-Lite | LU-1G-483345.XX [120V] | Indoor Luminaires | Linear Ambient | Direct Linear Ambient Luminaires | Standard | TRUE | 3491 | 111.5 | 31.3 | 11.57 | 0.925 | 4639 | 82.5 | 5 | 50000 | 41597 |  |  | NotYetVerified |  | 3 | 3491 | 111 | 31.3 | 11 | 0.92 | 4639 | 83
P00001H2R | National Lighting Company | National Lighting Company | WMMS LED | Indoor Luminaires | Linear Ambient | Linear Ambient Luminaires w/ Indirect component | Standard | TRUE | 593.6 | 83 | 28.6 | 14 | 0.91 | 3648 | 86 | 5 | 50000 | 41592 |  |  | NotYetVerified |  | 3 | 600 | 80 | 28.6 |  |  | 3500
P000018K9 | Savenergy Inc | SavEnergy | SMHL-23SOI [Only 120V] | Indoor Luminaires | Linear Ambient | Direct Linear Ambient Luminaires | Standard | TRUE | 2503 | 110.3 | 22.69 | 17.3 | 0.96 | 3127 | 81 | 5 |  | 41570 |  |  | NotYetVerified |  | 3 | 2000 | 100 | 23 |  | 0.9 | 3000 | 80
P000018K7 | Savenergy Inc | SavEnergy | SMHL-23SO [Only 120V] | Indoor Luminaires | Linear Ambient | Direct Linear Ambient Luminaires | Standard | TRUE | 2151 | 90.64 | 23.73 | 15.74 | 0.95 | 3124 | 86 | 5 |  | 41570 |  |  | NotYetVerified |  | 3 | 2000 | 90 | 23 |  | 0.9 | 3000 | 80
P000018K8 | Savenergy Inc | SavEnergy | SMHL-18SOI [Only 120V] | Indoor Luminaires | Linear Ambient | Direct Linear Ambient Luminaires | Standard | TRUE | 2042 | 110.21 | 18.53 | 18.3 | 0.94 | 3130 | 81 | 5 |  | 41570 |  |  | NotYetVerified |  | 3 | 2000 | 100 | 18 |  | 0.9 | 3000 | 80
P000018K6 | Savenergy Inc | SavEnergy | SMHL-18SO [Only 120V] | Indoor Luminaires | Linear Ambient | Direct Linear Ambient Luminaires | Standard | TRUE | 1804 | 90.97 | 19.83 | 5.73 | 0.93 | 3120 | 86 | 5 |  | 41570 |  |  | NotYetVerified |  | 3 | 1800 | 90 | 19 |  | 0.9 | 3000 | 80
P00001FC8 | Beghelli North America | Beghelli Systems | BS101LED4HT80WWT41120/277V | Indoor Luminaires | Linear Ambient | Direct Linear Ambient Luminaires | Standard | TRUE | 5875 | 88.21 | 67.66 | 12.22 | 0.88 | 4297 | 83.02 | 5 | 60000 | 41570 |  |  | NotYetVerified |  | 3 | 5445 | 85.9 | 65.7 |  |  | 4100
P00000NWX | Cree Inc. | Cree CR Troffer | CR-LE-40LHE-30K-XXX | Indoor Luminaires | Linear Ambient | Direct Linear Ambient Luminaires | Standard | TRUE | 3915 | 131.68 | 29.73 | 17.31 | 0.928 | 3021 | 94 | 10 |  | 41394 |  |  | NotYetVerified |  | 3 | 4000 | 125 | 30.5 |  | 0.9 | 3000 | 80
P00000NX0 | Cree Inc. | Cree CR Troffer | CR-LE-40LHE-50K-XXX | Indoor Luminaires | Linear Ambient | Direct Linear Ambient Luminaires | Standard | FALSE | [9 empty] | 41394 |  |  | NotYetVerified |  | 3 | 4000 | 110 | 34.5 |  | 0.9 | 5000 | 80
P00000NWZ | Cree Inc. | Cree CR Troffer | CR-LE-40LHE-40K-XXX | Indoor Luminaires | Linear Ambient | Direct Linear Ambient Luminaires | Standard | FALSE | [9 empty] | 41394 |  |  | NotYetVerified |  | 3 | 4000 | 115 | 33 |  | 0.9 | 4000 | 80
P00000NWY | Cree Inc. | Cree CR Troffer | CR-LE-40LHE-35K-XXX | Indoor Luminaires | Linear Ambient | Direct Linear Ambient Luminaires | Standard | FALSE | [9 empty] | 41394 |  |  | NotYetVerified |  | 3 | 4000 | 120 | 32 |  | 0.9 | 3500 | 80
P00000NTH | Cree Inc. | Cree CR Troffer | CR-LE-40L-30K-XXX-HD | Indoor Luminaires | Linear Ambient | Direct Linear Ambient Luminaires | Standard | TRUE | 4220 | 94.34 | 44.73 | 14.24 | 0.944 | 2999 | 93 | 10 |  | 41371 |  |  | NotYetVerified |  | 3 | 4000 | 100 | 40 |  | 0.9 | 3000 | 90
P00000NT1 | Cree Inc. | Cree CR Troffer | CR-LE-40L-30K-XXX | Indoor Luminaires | Linear Ambient | Direct Linear Ambient Luminaires | Standard | TRUE | 4088 | 105.82 | 38.63 | 16.96 | 0.925 | 2999 | 91 | 5 |  | 41371 |  |  | NotYetVerified |  | 3 | 4000 | 100 | 40 |  | 0.9 | 3000 | 80
P00000NTK | Cree Inc. | Cree CR Troffer | CR-LE-40L-50K-XXX-HD | Indoor Luminaires | Linear Ambient | Direct Linear Ambient Luminaires | Standard | FALSE | [9 empty] | 41371 |  |  | NotYetVerified |  | 3 | 4000 | 100 | 40 |  | 0.9 | 5000 | 90
P00000NT4 | Cree Inc. | Cree CR Troffer | CR-LE-40L-50K-XXX | Indoor Luminaires | Linear Ambient | Direct Linear Ambient Luminaires | Standard | FALSE | [9 empty] | 41371 |  |  | NotYetVerified |  | 3 | 4000 | 100 | 40 |  | 0.9 | 5000 | 80
P00000NTJ | Cree Inc. | Cree CR Troffer | CR-LE-40L-40K-XXX-HD | Indoor Luminaires | Linear Ambient | Direct Linear Ambient Luminaires | Standard | FALSE | [9 empty] | 41371 |  |  | NotYetVerified |  | 3 | 4000 | 100 | 40 |  | 0.9 | 4000 | 90
P00000NT3 | Cree Inc. | Cree CR Troffer | CR-LE-40L-40K-XXX | Indoor Luminaires | Linear Ambient | Direct Linear Ambient Luminaires | Standard | FALSE | [9 empty] | 41371 |  |  | NotYetVerified |  | 3 | 4000 | 100 | 40 |  | 0.9 | 4000 | 80
P00000NTI | Cree Inc. | Cree CR Troffer | CR-LE-40L-35K-XXX-HD | Indoor Luminaires | Linear Ambient | Direct Linear Ambient Luminaires | Standard | FALSE | [9 empty] | 41371 |  |  | NotYetVerified |  | 3 | 4000 | 100 | 40 |  | 0.9 | 3500 | 90
P00000NT2 | Cree Inc. | Cree CR Troffer | CR-LE-40L-35K-XXX | Indoor Luminaires | Linear Ambient | Direct Linear Ambient Luminaires | Standard | FALSE | [9 empty] | 41371 |  |  | NotYetVerified |  | 3 | 4000 | 100 | 40 |  | 0.9 | 3500 | 80
P00000MRL | Cree Inc. | Cree LED Lighting | CS14-38L-35K-XX | Indoor Luminaires | Linear Ambient | Direct Linear Ambient Luminaires | Standard | TRUE | 3825 | 105 | 36.43 | 13.72 | 0.946 | 3451 | 94 | 5 | 50000 | 41264 |  |  | NotYetVerified |  | 3 | 3800 | 100 | 38 |  | 0.9 | 3500 | 90
P00000MRN | Cree Inc. | Cree LED Lighting | CS14-38LHE-35K-XX | Indoor Luminaires | Linear Ambient | Direct Linear Ambient Luminaires | Standard | TRUE | 3822 | 114.6 | 33.35 | 14.07 | 0.94 | 3504 | 92 | 5 | 50000 | 41264 |  |  | NotYetVerified |  | 3 | 3800 | 115 | 33 |  | 0.9 | 3500 | 90
P00000MRO | Cree Inc. | Cree LED Lighting | CS14-38LHE-40K-XX | Indoor Luminaires | Linear Ambient | Direct Linear Ambient Luminaires | Standard | FALSE | [9 empty] | 41264 |  |  | NotYetVerified |  | 3 | 3800 | 115 | 33 |  | 0.9 | 4000 | 90
P00000MRM | Cree Inc. | Cree LED Lighting | CS14-38L-40K-XX | Indoor Luminaires | Linear Ambient | Direct Linear Ambient Luminaires | Standard | FALSE | [9 empty] | 41264 |  |  | NotYetVerified |  | 3 | 3800 | 100 | 38 |  | 0.9 | 4000 | 90
P00000MRJ | Cree Inc. | Cree LED Lighting | CS14-22L-35K | Indoor Luminaires | Linear Ambient | Direct Linear Ambient Luminaires | Standard | TRUE | 2240 | 113.82 | 19.68 | 22.31 | 0.893 | 3405 | 94 | 5 | 50000 | 41255 |  |  | NotYetVerified |  | 3 | 2200 | 100 | 22 |  | 0.9 | 3500 | 90
P00000MRK | Cree Inc. | Cree LED Lighting | CS14-22L-40K | Indoor Luminaires | Linear Ambient | Direct Linear Ambient Luminaires | Standard | FALSE | [9 empty] | 41255 |  |  | NotYetVerified |  | 3 | 2200 | 100 | 22 |  | 0.9 | 4000 | 90
P00000MR1 | Cree Inc. | Cree LED Lighting | CR-LE-40L-50K-XXX-EB14 | Indoor Luminaires | Linear Ambient | Direct Linear Ambient Luminaires | Standard | FALSE | [9 empty] | 41226 |  |  | NotYetVerified |  | 3 | 4000 | 90 | 44 |  | 0.9 | 5000 | 90
P00000MR9 | Cree Inc. | Cree LED Lighting | CR-LE-50L-40K-XXX-EB14 | Indoor Luminaires | Linear Ambient | Direct Linear Ambient Luminaires | Standard | FALSE | [9 empty] | 41226 |  |  | NotYetVerified |  | 3 | 5000 | 100 | 50 |  | 0.9 | 4000 | 90
P00000MR5 | Cree Inc. | Cree LED Lighting | CR-LE-40LHE-40K-XXX-EB14 | Indoor Luminaires | Linear Ambient | Direct Linear Ambient Luminaires | Standard | FALSE | [9 empty] | 41226 |  |  | NotYetVerified |  | 3 | 4000 | 110 | 36 |  | 0.9 | 4000 | 90
P00000MR0 | Cree Inc. | Cree LED Lighting | CR-LE-40L-40K-XXX-EB14 | Indoor Luminaires | Linear Ambient | Direct Linear Ambient Luminaires | Standard | FALSE | [9 empty] | 41226 |  |  | NotYetVerified |  | 3 | 4000 | 90 | 44 |  | 0.9 | 4000 | 90
P00000MQJ | Cree Inc. | Cree LED Lighting | CR-LE-31L-40K-XXX-EB14 | Indoor Luminaires | Linear Ambient | Direct Linear Ambient Luminaires | Standard | FALSE | [9 empty] | 41226 |  |  | NotYetVerified |  | 3 | 3100 | 90 | 35 |  | 0.9 | 4000 | 90
P00000MQV | Cree Inc. | Cree LED Lighting | CR-LE-22L-40K-XXX-EB14 | Indoor Luminaires | Linear Ambient | Direct Linear Ambient Luminaires | Standard | FALSE | [9 empty] | 41226 |  |  | NotYetVerified |  | 3 | 2200 | 100 | 22 |  | 0.9 | 4000 | 90
P00000MR8 | Cree Inc. | Cree LED Lighting | CR-LE-50L-35K-XXX-EB14 | Indoor Luminaires | Linear Ambient | Direct Linear Ambient Luminaires | Standard | FALSE | [9 empty] | 41226 |  |  | NotYetVerified |  | 3 | 5000 | 100 | 50 |  | 0.9 | 3500 | 90
P00000MR4 | Cree Inc. | Cree LED Lighting | CR-LE-40LHE-35K-XXX-EB14 | Indoor Luminaires | Linear Ambient | Direct Linear Ambient Luminaires | Standard | FALSE | [9 empty] | 41226 |  |  | NotYetVerified |  | 3 | 4000 | 110 | 36 |  | 0.9 | 3500 | 90
P00000MQZ | Cree Inc. | Cree LED Lighting | CR-LE-40L-35K-XXX-EB14 | Indoor Luminaires | Linear Ambient | Direct Linear Ambient Luminaires | Standard | FALSE | [9 empty] | 41226 |  |  | NotYetVerified |  | 3 | 4000 | 90 | 44 |  | 0.9 | 3500 | 90
P00000MQI | Cree Inc. | Cree LED Lighting | CR-LE-31L-35K-XXX-EB14 | Indoor Luminaires | Linear Ambient | Direct Linear Ambient Luminaires | Standard | FALSE | [9 empty] | 41226 |  |  | NotYetVerified |  | 3 | 3100 | 90 | 35 |  | 0.9 | 3500 | 90
P00000MQU | Cree Inc. | Cree LED Lighting | CR-LE-22L-35K-XXX-EB14 | Indoor Luminaires | Linear Ambient | Direct Linear Ambient Luminaires | Standard | FALSE | [9 empty] | 41226 |  |  | NotYetVerified |  | 3 | 2200 | 100 | 22 |  | 0.9 | 3500 | 90
P000014QP | Philips Day-Brite | Philips Day-Brite | DWAE43L840-4-UNV-X | Indoor Luminaires | Linear Ambient | Direct Linear Ambient Luminaires | Premium | TRUE | 4321.7 | 134.22 | 32.2 | 20.7 | 0.918 | 3918 | 83.1 | 5 | 50000 | 41207 |  |  | No | Product updated on 3/8/2017 | 4.1 | 4322 | 135.06 | 32 | 20 | 0.9 | 4000 | 80
P000014QN | Philips Day-Brite | Philips Day-Brite | DWAE35L840-4-UNV-X | Indoor Luminaires | Linear Ambient | Direct Linear Ambient Luminaires | Premium | FALSE | [9 empty] | 41207 |  |  | No | Product updated on 3/8/2017 | 4.1 | 3588 | 136.43 | 26.3 | 20 | 0.9 | 4000 | 80
P000014QQ | Philips Day-Brite | Philips Day-Brite | V2WAX43L840-4-UNV-X | Indoor Luminaires | Linear Ambient | Direct Linear Ambient Luminaires | Standard | FALSE | [9 empty] | 41207 |  |  | No | Product updated on 3/8/2017 | 4.1 | 4322 | 134.22 | 32.2 | 20 | 0.9 | 4000 | 80
P000014QO | Philips Day-Brite | Philips Day-Brite | V2WAX35L840-4-UNV-X | Indoor Luminaires | Linear Ambient | Direct Linear Ambient Luminaires | Standard | FALSE | [9 empty] | 41207 |  |  | No | Product updated on 3/8/2017 | 4.1 | 3588 | 132.89 | 27 | 20 | 0.9 | 4000 | 80
P00000MRA | Cree Inc. | Cree LED Lighting | CS14-40LHE-35K-XX | Indoor Luminaires | Linear Ambient | Direct Linear Ambient Luminaires | Standard | TRUE | 4105 | 118.64 | 34.6 | 14.57 | 0.938 | 3453 | 92 | 5 | 75000 | 41183 |  |  | NotYetVerified |  | 3 | 4000 | 111 | 36 |  | 0.9 | 3500 | 90
P00000MRB | Cree Inc. | Cree LED Lighting | CS14-40LHE-40K-XX | Indoor Luminaires | Linear Ambient | Direct Linear Ambient Luminaires | Standard | FALSE | [9 empty] | 41183 |  |  | NotYetVerified |  | 3 | 4000 | 111 | 36 |  | 0.9 | 4000 | 90
P00000MR6 | Cree Inc. | Cree LED Lighting | CR-LE-50L-35K-XX | Indoor Luminaires | Linear Ambient | Direct Linear Ambient Luminaires | Standard | TRUE | 5243 | 103.91 | 50.456 | 13.3 | 0.959 | 3488.8 | 93.9 | 5 | 50000 | 41098 |  |  | NotYetVerified |  | 3 | 5000 | 100 | 50 |  | 0.9 | 3500 | 90
P00000MR2 | Cree Inc. | Cree LED Lighting | CR-LE-40LHE-35K-XX | Indoor Luminaires | Linear Ambient | Direct Linear Ambient Luminaires | Standard | TRUE | 4028 | 109.5 | 36.79 | 14.5 | 0.952 | 3381.8 | 92.4 | 5 | 50000 | 41098 |  |  | NotYetVerified |  | 3 | 4000 | 110 | 36 |  | 0.9 | 3500 | 90
P00000MQW | Cree Inc. | Cree LED Lighting | CR-LE-40L-35K-XX | Indoor Luminaires | Linear Ambient | Direct Linear Ambient Luminaires | Standard | TRUE | 4044 | 95.28 | 42.44 | 15 | 0.949 | 3419.3 | 92.3 | 5 | 50000 | 41098 |  |  | NotYetVerified |  | 3 | 4000 | 90 | 44 |  | 0.9 | 3500 | 90
P00000MQS | Cree Inc. | Cree LED Lighting | CR-LE-22L-35K-XX | Indoor Luminaires | Linear Ambient | Direct Linear Ambient Luminaires | Standard | TRUE | 2277 | 99.08 | 22.98 | 16.4 | 0.948 | 3377.5 | 91.9 | 5 | 50000 | 41098 |  |  | NotYetVerified |  | 3 | 2200 | 100 | 22 |  | 0.9 | 3500 | 90
P00000MQY | Cree Inc. | Cree LED Lighting | CR-LE-40L-50K-XX | Indoor Luminaires | Linear Ambient | Direct Linear Ambient Luminaires | Standard | FALSE | [9 empty] | 41098 |  |  | NotYetVerified |  | 3 | 4000 | 90 | 44 |  | 0.9 | 5000 | 90
P00000MR3 | Cree Inc. | Cree LED Lighting | CR-LE-40LHE-40K-XX | Indoor Luminaires | Linear Ambient | Direct Linear Ambient Luminaires | Standard | FALSE | [9 empty] | 41098 |  |  | NotYetVerified |  | 3 | 4000 | 110 | 36 |  | 0.9 | 4000 | 90
P00000MQX | Cree Inc. | Cree LED Lighting | CR-LE-40L-40K-XX | Indoor Luminaires | Linear Ambient | Direct Linear Ambient Luminaires | Standard | FALSE | [9 empty] | 41098 |  |  | NotYetVerified |  | 3 | 4000 | 90 | 44 |  | 0.9 | 4000 | 90
P00000MQT | Cree Inc. | Cree LED Lighting | CR-LE-22L-40K-XX | Indoor Luminaires | Linear Ambient | Direct Linear Ambient Luminaires | Standard | FALSE | [9 empty] | 41098 |  |  | NotYetVerified |  | 3 | 2200 | 100 | 22 |  | 0.9 | 4000 | 90
P00000MQH | Cree Inc. | Cree LED Lighting | CR-LE-31L-40K-XX | Indoor Luminaires | Linear Ambient | Direct Linear Ambient Luminaires | Standard | FALSE | [9 empty] | 41070 |  |  | NotYetVerified |  | 3 | 3100 | 90 | 35 |  | 0.9 | 4000 | 90
P00000MQG | Cree Inc. | Cree LED Lighting | CR-LE-31L-35K-XX | Indoor Luminaires | Linear Ambient | Direct Linear Ambient Luminaires | Standard | TRUE | 3434 | 101.96 | 33.68 | 11 | 0.932 | 3443.7 | 90.4 | 5 | 50000 | 41067 |  |  | NotYetVerified |  | 3 | 3100 | 90 | 35 |  | 0.9 | 3500 | 90