## QPL
DESIGNLIGHTS CONSORTIUM (DLC) |  |  |  | Language/Langue:
QUALIFED PRODUCTS LIST (QPL) |  |  |  | English
**This list is for the use of sponsors of the DesignLights Consortium (DLC) in operation of their commercial lighting programs. The QPL is updated regularly. Please refer to the date last updated, below, and check www.designlights.org to ensure you are using the most current version.
NOTES: (1) White rows represent product models that actual test reports were evaluated. Gray rows represent the corresponding family models, of a particular model number, which test reports were not evaluated. (2) "X" in the model number represents wildcard characters for multiple product variations. In these cases, all variations are considered approved. This is done to save space on the QPL.
Last Updated: | 2017-03-31 | By: www.designlights.org
DLC Product Code | Manufacturer Name | Brand Name | Model Number | Category | General Application | Primary Use | Classification | Parent Product | Tested Light Output (lm) | Tested Efficacy (lm/W) | Tested Wattage (W) | Tested Total Harmonic Distortion (THD) | Tested Power Factor | Tested CCT (K) | Tested CRI | Warranty (years) | Rated Lifetime (hours) | Date Qualified | Dimming Status | Dimming Type | Has Intergated Controls | Notes | Technical Requirements Version Number | Reported Light Output (lm) | Reported Luminaire Efficacy (lm/W) | Reported Wattage (W) | Reported Total Harmonic Distortion (THD) | Reported Power Factor | Reported CCT (K) | Reported CRI
P8QQC2UW | Shenzhen Fushi Xinke Lighting CO. LTD. | FOCUSONLED | L010900-30CO-WZ | Indoor Luminaires | Linear Ambient | Direct Linear Ambient Luminaires | Premium | TRUE | 3611.873 | 133.034 | 27.15 | 15.9 | 0.906 | 2930 | 82.6 | 5 | 50000 | 42825 |  |  | No |  | 4.1 | 3611.8 | 133 | 27.1 | 15.9 | 0.91 | 2930 | 82.6
PEFU1SR2 | Shenzhen Fushi Xinke Lighting CO. LTD. | FOCUSONLED | L010900-30CO-DZ | Indoor Luminaires | Linear Ambient | Direct Linear Ambient Luminaires | Premium | FALSE | [9 empty] | 42825 |  |  | No |  | 4.1 | 3739.1 | 138.1 | 27 | 16.8 | 0.92 | 4425 | 85.7
PSMUDTXS | Shenzhen Fushi Xinke Lighting CO. LTD. | FOCUSONLED | L010900-30CO-NZ | Indoor Luminaires | Linear Ambient | Direct Linear Ambient Luminaires | Premium | FALSE | [9 empty] | 42825 |  |  | No |  | 4.1 | 3611.8 | 133 | 27.1 | 15.9 | 0.91 | 4000 | 82.6
PMWEFZ3F | Shenzhen Fushi Xinke Lighting CO. LTD. | FOCUSONLED | L010900-30CO-MZ | Indoor Luminaires | Linear Ambient | Direct Linear Ambient Luminaires | Premium | FALSE | [9 empty] | 42825 |  |  | No |  | 4.1 | 3611.8 | 133 | 27.1 | 15.9 | 0.91 | 3500 | 82.6
PJGYE1NW | Shenzhen Fushi Xinke Lighting CO. LTD. | FOCUSONLED | L011200-40CO-WZ | Indoor Luminaires | Linear Ambient | Direct Linear Ambient Luminaires | Premium | TRUE | 5169.745 | 135.44 | 38.17 | 16.2 | 0.911 | 2926 | 82.7 | 5 | 50000 | 42825 |  |  | No |  | 4.1 | 5169.7 | 135.4 | 38.1 | 16.2 | 0.91 | 2926 | 82.7
PBM4UNEN | Shenzhen Fushi Xinke Lighting CO. LTD. | FOCUSONLED | L011200-40CO-DZ | Indoor Luminaires | Linear Ambient | Direct Linear Ambient Luminaires | Premium | FALSE | [9 empty] | 42825 |  |  | No |  | 4.1 | 5437.9 | 141 | 38.5 | 16.9 | 0.92 | 4420 | 85.8
PXMFH7U7 | Shenzhen Fushi Xinke Lighting CO. LTD. | FOCUSONLED | L011200-40CO-NZ | Indoor Luminaires | Linear Ambient | Direct Linear Ambient Luminaires | Premium | FALSE | [9 empty] | 42825 |  |  | No |  | 4.1 | 5169.7 | 135.4 | 38.1 | 16.2 | 0.91 | 4000 | 82.7
P7FJ53XD | Shenzhen Fushi Xinke Lighting CO. LTD. | FOCUSONLED | L011200-40CO-MZ | Indoor Luminaires | Linear Ambient | Direct Linear Ambient Luminaires | Premium | FALSE | [9 empty] | 42825 |  |  | No |  | 4.1 | 5169.7 | 135.4 | 38.1 | 16.2 | 0.91 | 3500 | 82.7
PUGX4C9U | Shenzhen Fushi Xinke Lighting CO. LTD. | FOCUSONLED | L011200-40MW-WZ | Indoor Luminaires | Linear Ambient | Direct Linear Ambient Luminaires | Premium | TRUE | 5145.52 | 130.85 | 39.3 | 15.8 | 0.912 | 2938 | 82.6 | 5 | 50000 | 42825 |  |  | Yes |  | 4.1 | 5079.4 | 131.2 | 38.7 | 15.8 | 0.91 | 2938 | 82.6
PJ512V3T | Shenzhen Fushi Xinke Lighting CO. LTD. | FOCUSONLED | L011200-40MW-DZ | Indoor Luminaires | Linear Ambient | Direct Linear Ambient Luminaires | Premium | FALSE | [9 empty] | 42825 |  |  | Yes |  | 4.1 | 5361.2 | 135.7 | 39.5 | 16.4 | 0.92 | 4418 | 85.7
PDCRWGXV | Shenzhen Fushi Xinke Lighting CO. LTD. | FOCUSONLED | L011200-40MW-NZ | Indoor Luminaires | Linear Ambient | Direct Linear Ambient Luminaires | Premium | FALSE | [9 empty] | 42825 |  |  | Yes |  | 4.1 | 5079.4 | 131.2 | 38.7 | 15.8 | 0.91 | 4000 | 82.6
PUZ6NVMH | Shenzhen Fushi Xinke Lighting CO. LTD. | FOCUSONLED | L011200-40MW-MZ | Indoor Luminaires | Linear Ambient | Direct Linear Ambient Luminaires | Premium | FALSE | [9 empty] | 42825 |  |  | Yes |  | 4.1 | 5079.4 | 131.2 | 38.7 | 15.8 | 0.91 | 3500 | 82.6
PKQUDM89 | Cyber Tech Lighting | Eco-Star | ST4840L-LED/840 | Indoor Luminaires | Linear Ambient | Direct Linear Ambient Luminaires | Standard | TRUE | 4375.3 | 115.74 | 37.8 | 8.49 | 0.9614 | 4139 | 84 | 5 | 50000 | 42824 |  |  | No |  | 4.1 | 4400 | 110 | 40 | 10 | 0.9 | 4000 | 80
P2GNZH6N | Cyber Tech Lighting | Eco-Star | ST4840L-LED/850 | Indoor Luminaires | Linear Ambient | Direct Linear Ambient Luminaires | Standard | FALSE | [9 empty] | 42824 |  |  | No |  | 4.1 | 4400 | 110 | 40 | 10 | 0.9 | 5000 | 80
PQA1FH7V | Cyber Tech Lighting | Eco-Star | ST4840L-LED/845 | Indoor Luminaires | Linear Ambient | Direct Linear Ambient Luminaires | Standard | FALSE | [9 empty] | 42824 |  |  | No |  | 4.1 | 4400 | 110 | 40 | 10 | 0.9 | 4500 | 80
PBN5HVST | Jiangsu Ever-Tie Lighting Co. Ltd | Ever-tie | ETLDP-4FT/1L/BL/35/YDM 3500K (A1A3+B3) | Indoor Luminaires | Linear Ambient | Direct Linear Ambient Luminaires | Premium | TRUE | 4243.5 | 126.36 | 33.58 | 9.79 | 0.9406 | 3376 | 85.4 | 5 | 50000 | 42824 |  |  | No |  | 4.1 | 4480 | 128 | 35 | 10 | 0.9 | 3500 | 80
PWNWEKT4 | Jiangsu Ever-Tie Lighting Co. Ltd | Ever-tie | ETLDP-4FT/1L/BL/35/YDM 5000K (A1A3+B3) | Indoor Luminaires | Linear Ambient | Direct Linear Ambient Luminaires | Premium | FALSE | [9 empty] | 42824 |  |  | No |  | 4.1 | 4585 | 131 | 35 | 10 | 0.9 | 5000 | 80
PEW47JVP | Jiangsu Ever-Tie Lighting Co. Ltd | Ever-tie | ETLDP-4FT/1L/BL/35/YDM 4000K (A1A3+B3) | Indoor Luminaires | Linear Ambient | Direct Linear Ambient Luminaires | Premium | FALSE | [9 empty] | 42824 |  |  | No |  | 4.1 | 4550 | 130 | 35 | 10 | 0.9 | 4000 | 80
PAVP8AUD | Sunpark Electronics Corp. | SUNPARK | BH24DX-VHO-5000K | Indoor Luminaires | Linear Ambient | Direct Linear Ambient Luminaires | Premium | TRUE | 1905.42 | 131.86 | 14.45 | 12.338 | 0.947 | 5032 | 81.9 | 5 | 50000 | 42824 |  |  | No |  | 4.1 | 1880 | 130.6 | 14.4 | 12.34 | 0.95 | 5000 | 81
PGW3KT23 | Sunpark Electronics Corp. | SUNPARK | BH24DX-VHO-4000K | Indoor Luminaires | Linear Ambient | Direct Linear Ambient Luminaires | Premium | TRUE | 1880.89 | 130.89 | 14.37 | 12.338 | 0.947 | 3932 | 81.4 | 5 | 50000 | 42824 |  |  | No |  | 4.1 | 1880 | 130.56 | 14.4 | 12.34 | 0.95 | 4000 | 81
PHVJMK7A | Sunpark Electronics Corp. | SUNPARK | BH48DX-VHO-5000K | Indoor Luminaires | Linear Ambient | Direct Linear Ambient Luminaires | Premium | FALSE | [9 empty] | 42824 |  |  | No |  | 4.1 | 3760 | 130.6 | 28.8 | 12.34 | 0.95 | 5000 | 81
P5DZGW6C | Sunpark Electronics Corp. | SUNPARK | BH48DX-VHO-4000K | Indoor Luminaires | Linear Ambient | Direct Linear Ambient Luminaires | Premium | FALSE | [9 empty] | 42824 |  |  | No |  | 4.1 | 3760 | 130.6 | 28.8 | 12.34 | 0.95 | 4000 | 81
PAE81RTJ | Stanpro Lighting Systems Inc. | Stanpro | VN4-LS4A-[W;H]/30K/[PC;XXX] | Indoor Luminaires | Linear Ambient | Direct Linear Ambient Luminaires | Standard | TRUE | 8490 | 108.3 | 78.42 | 9.57 | 0.98 | 3085 | 82 | 5 |  | 42823 |  |  | Yes |  | 4.1 | 8490 | 108.26 | 78.42 | 9.57 | 0.98 | 3101 | 82
PT85C37S | Stanpro Lighting Systems Inc. | Stanpro | VN4-LS4A-[W;H]/50K/[PC;XXX] | Indoor Luminaires | Linear Ambient | Direct Linear Ambient Luminaires | Standard | TRUE | 9249 | 119.2 | 77.62 | 9.46 | 0.98 | 5186 | 83 | 5 |  | 42823 |  |  | Yes |  | 4.1 | 9258.88 | 118.07 | 78.42 | 9.57 | 0.98 | 5101 | 82
PZRYBF77 | Stanpro Lighting Systems Inc. | Stanpro | VN4-LS1A-[W;H]/30K/[PCXXX] | Indoor Luminaires | Linear Ambient | Direct Linear Ambient Luminaires | Standard | TRUE | 3448 | 112.3 | 30.71 | 11.28 | 0.972 | 3066 | 83 | 5 |  | 42823 |  |  | Yes |  | 4.1 | 3499 | 114.12 | 30.66 | 11.28 | 0.97 | 3086 | 83
PC1EPC43 | Stanpro Lighting Systems Inc. | Stanpro | VN8-LS4A-[W;H]/50K/[SFPL;XXX] | Indoor Luminaires | Linear Ambient | Direct Linear Ambient Luminaires | Standard | FALSE | [9 empty] | 42823 |  |  | Yes |  | 4.1 | 20411.95 | 130.15 | 156.84 | 9.57 | 0.98 | 5101 | 82
P6PWBDBC | Stanpro Lighting Systems Inc. | Stanpro | VN8-LS4A-[W;H]/50K/[XXX] | Indoor Luminaires | Linear Ambient | Direct Linear Ambient Luminaires | Standard | FALSE | [9 empty] | 42823 |  |  | Yes |  | 4.1 | 20093.38 | 128.11 | 156.84 | 9.57 | 0.98 | 5101 | 82
PD6JPDVY | Stanpro Lighting Systems Inc. | Stanpro | VN8-LS4A-[W;H]/50K/[PC;XXX] | Indoor Luminaires | Linear Ambient | Direct Linear Ambient Luminaires | Standard | FALSE | [9 empty] | 42823 |  |  | Yes |  | 4.1 | 18517.77 | 118.07 | 156.84 | 9.57 | 0.98 | 5101 | 82
PVJ3Q8Y4 | Stanpro Lighting Systems Inc. | Stanpro | VN4-LS4A-[W;H]/50K/[SFPL;XXX] | Indoor Luminaires | Linear Ambient | Direct Linear Ambient Luminaires | Standard | FALSE | [9 empty] | 42823 |  |  | Yes |  | 4.1 | 10205.98 | 130.15 | 78.42 | 9.57 | 0.98 | 5101 | 82
P65GRTEP | Stanpro Lighting Systems Inc. | Stanpro | VN4-LS4A-[W;H]/50K/[XXX] | Indoor Luminaires | Linear Ambient | Direct Linear Ambient Luminaires | Standard | FALSE | [9 empty] | 42823 |  |  | Yes |  | 4.1 | 10046.69 | 128.11 | 78.42 | 9.57 | 0.98 | 5101 | 82
PYN5SN9B | Stanpro Lighting Systems Inc. | Stanpro | VN8-LS3A-[W;H]/50K/[SFPL;XXX] | Indoor Luminaires | Linear Ambient | Direct Linear Ambient Luminaires | Standard | FALSE | [9 empty] | 42823 |  |  | Yes |  | 4.1 | 16204.54 | 136.26 | 118.92 | 9.31 | 0.98 | 5093 | 83
PDGCCPDA | Stanpro Lighting Systems Inc. | Stanpro | VN8-LS3A-[W;H]/50K/[XXX] | Indoor Luminaires | Linear Ambient | Direct Linear Ambient Luminaires | Standard | FALSE | [9 empty] | 42823 |  |  | Yes |  | 4.1 | 15951.64 | 134.14 | 118.92 | 9.31 | 0.98 | 5093 | 83
P7Z38H1T | Stanpro Lighting Systems Inc. | Stanpro | VN8-LS3A-[W;H]/50K/[PC;XXX] | Indoor Luminaires | Linear Ambient | Direct Linear Ambient Luminaires | Standard | FALSE | [9 empty] | 42823 |  |  | Yes |  | 4.1 | 14700.8 | 123.62 | 118.92 | 9.31 | 0.98 | 5093 | 83
PD299M8A | Stanpro Lighting Systems Inc. | Stanpro | VN4-LS3A-[W;H]/50K/[SFPL;XXX] | Indoor Luminaires | Linear Ambient | Direct Linear Ambient Luminaires | Standard | FALSE | [9 empty] | 42823 |  |  | Yes |  | 4.1 | 8102.27 | 136.26 | 59.46 | 9.31 | 0.98 | 5093 | 83
P7822SHC | Stanpro Lighting Systems Inc. | Stanpro | VN4-LS3A-[W;H]/50K/[XXX] | Indoor Luminaires | Linear Ambient | Direct Linear Ambient Luminaires | Standard | FALSE | [9 empty] | 42823 |  |  | Yes |  | 4.1 | 7975.82 | 134.14 | 59.46 | 9.31 | 0.98 | 5093 | 83
PFBMYZD3 | Stanpro Lighting Systems Inc. | Stanpro | VN4-LS3A-[W;H]/50K/[PC;XXX] | Indoor Luminaires | Linear Ambient | Direct Linear Ambient Luminaires | Standard | FALSE | [9 empty] | 42823 |  |  | Yes |  | 4.1 | 7350.4 | 123.62 | 59.46 | 9.31 | 0.98 | 5093 | 83
PN42FE5G | Stanpro Lighting Systems Inc. | Stanpro | VN8-LS1A-[W;H]/50K/[SFPL;XXX] | Indoor Luminaires | Linear Ambient | Direct Linear Ambient Luminaires | Standard | FALSE | [9 empty] | 42823 |  |  | Yes |  | 4.1 | 8412.42 | 137.19 | 61.32 | 11.28 | 0.97 | 5086 | 83
PKMSUJK4 | Stanpro Lighting Systems Inc. | Stanpro | VN8-LS1A-[W;H]/50K/[XXX] | Indoor Luminaires | Linear Ambient | Direct Linear Ambient Luminaires | Standard | FALSE | [9 empty] | 42823 |  |  | Yes |  | 4.1 | 8281.12 | 135.05 | 61.32 | 11.28 | 0.97 | 5086 | 83
P6D86RTH | Stanpro Lighting Systems Inc. | Stanpro | VN8-LS1A-[W;H]/50K/[PC;XXX] | Indoor Luminaires | Linear Ambient | Direct Linear Ambient Luminaires | Standard | FALSE | [9 empty] | 42823 |  |  | Yes |  | 4.1 | 7631.76 | 124.46 | 61.32 | 11.28 | 0.97 | 5086 | 83
PQB28KJS | Stanpro Lighting Systems Inc. | Stanpro | VN4-LS1A-[W;H]/50K/[SFPL;XXX] | Indoor Luminaires | Linear Ambient | Direct Linear Ambient Luminaires | Standard | FALSE | [9 empty] | 42823 |  |  | Yes |  | 4.1 | 4206.21 | 137.19 | 30.66 | 11.28 | 0.97 | 5086 | 83
P8GQCN9W | Stanpro Lighting Systems Inc. | Stanpro | VN4-LS1A-[W;H]/50K/[XXX] | Indoor Luminaires | Linear Ambient | Direct Linear Ambient Luminaires | Standard | FALSE | [9 empty] | 42823 |  |  | Yes |  | 4.1 | 4140.56 | 135.05 | 30.66 | 11.28 | 0.97 | 5086 | 83
P23GZ621 | Stanpro Lighting Systems Inc. | Stanpro | VN4-LS1A-[W;H]/50K/[PC;XXX] | Indoor Luminaires | Linear Ambient | Direct Linear Ambient Luminaires | Standard | FALSE | [9 empty] | 42823 |  |  | Yes |  | 4.1 | 3815.88 | 124.46 | 30.66 | 11.28 | 0.97 | 5086 | 83
PJRZTRKD | Stanpro Lighting Systems Inc. | Stanpro | VN8-LS2A-[W;H]/50K/[SFPL;XXX] | Indoor Luminaires | Linear Ambient | Direct Linear Ambient Luminaires | Standard | FALSE | [9 empty] | 42823 |  |  | Yes |  | 4.1 | 11571.58 | 145.12 | 79.74 | 11.21 | 0.97 | 5085 | 83
PTN663TW | Stanpro Lighting Systems Inc. | Stanpro | VN8-LS2A-[W;H]/50K/[XXX] | Indoor Luminaires | Linear Ambient | Direct Linear Ambient Luminaires | Standard | FALSE | [9 empty] | 42823 |  |  | Yes |  | 4.1 | 11390.98 | 142.85 | 79.74 | 11.21 | 0.97 | 5085 | 83
P11WA7PV | Stanpro Lighting Systems Inc. | Stanpro | VN8-LS2A-[W;H]/50K/[PC;XXX] | Indoor Luminaires | Linear Ambient | Direct Linear Ambient Luminaires | Standard | FALSE | [9 empty] | 42823 |  |  | Yes |  | 4.1 | 10497.76 | 131.65 | 79.74 | 11.21 | 0.97 | 5085 | 83
PG75J8EA | Stanpro Lighting Systems Inc. | Stanpro | VN4-LS2A-[W;H]/50K/[SFPL;XXX] | Indoor Luminaires | Linear Ambient | Direct Linear Ambient Luminaires | Standard | FALSE | [9 empty] | 42823 |  |  | Yes |  | 4.1 | 5785.79 | 145.12 | 39.87 | 11.21 | 0.97 | 5085 | 83
PRTER79E | Stanpro Lighting Systems Inc. | Stanpro | VN4-LS2A-[W;H]/50K/[XXX] | Indoor Luminaires | Linear Ambient | Direct Linear Ambient Luminaires | Standard | FALSE | [9 empty] | 42823 |  |  | Yes |  | 4.1 | 5695.49 | 142.85 | 39.87 | 11.21 | 0.97 | 5085 | 83
PQQ449S7 | Stanpro Lighting Systems Inc. | Stanpro | VN4-LS2A-[W;H]/50K/[PC;XXX] | Indoor Luminaires | Linear Ambient | Direct Linear Ambient Luminaires | Standard | FALSE | [9 empty] | 42823 |  |  | Yes |  | 4.1 | 5248.88 | 131.65 | 39.87 | 11.21 | 0.97 | 5085 | 83
PPCT9311 | Stanpro Lighting Systems Inc. | Stanpro | VN8-LS4A-[W;H]/40K/[SFPL;XXX] | Indoor Luminaires | Linear Ambient | Direct Linear Ambient Luminaires | Standard | FALSE | [9 empty] | 42823 |  |  | Yes |  | 4.1 | 19712.7 | 125.69 | 156.84 | 9.57 | 0.98 | 4101 | 82
PBRY599R | Stanpro Lighting Systems Inc. | Stanpro | VN8-LS4A-[W;H]/40K/[XXX] | Indoor Luminaires | Linear Ambient | Direct Linear Ambient Luminaires | Standard | FALSE | [9 empty] | 42823 |  |  | Yes |  | 4.1 | 19405.05 | 123.73 | 156.84 | 9.57 | 0.98 | 4101 | 82
PVM8FBWX | Stanpro Lighting Systems Inc. | Stanpro | VN8-LS4A-[W;H]/40K/[PC;XXX] | Indoor Luminaires | Linear Ambient | Direct Linear Ambient Luminaires | Standard | FALSE | [9 empty] | 42823 |  |  | Yes |  | 4.1 | 17883.41 | 114.02 | 156.84 | 9.57 | 0.98 | 4101 | 82
PJ33UHVA | Stanpro Lighting Systems Inc. | Stanpro | VN4-LS4A-[W;H]/40K/[SFPL;XXX] | Indoor Luminaires | Linear Ambient | Direct Linear Ambient Luminaires | Standard | FALSE | [9 empty] | 42823 |  |  | Yes |  | 4.1 | 9856.35 | 125.69 | 78.42 | 9.57 | 0.98 | 4101 | 82
P8BX4V2V | Stanpro Lighting Systems Inc. | Stanpro | VN4-LS4A-[W;H]/40K/[XXX] | Indoor Luminaires | Linear Ambient | Direct Linear Ambient Luminaires | Standard | FALSE | [9 empty] | 42823 |  |  | Yes |  | 4.1 | 9702.52 | 123.73 | 78.42 | 9.57 | 0.98 | 4101 | 82
P4XK624T | Stanpro Lighting Systems Inc. | Stanpro | VN4-LS4A-[W;H]/40K/[PC;XXX] | Indoor Luminaires | Linear Ambient | Direct Linear Ambient Luminaires | Standard | FALSE | [9 empty] | 42823 |  |  | Yes |  | 4.1 | 8941.7 | 114.02 | 78.42 | 9.57 | 0.98 | 4101 | 82
PUP8NBHJ | Stanpro Lighting Systems Inc. | Stanpro | VN8-LS3A-[W;H]/40K/[SFPL;XXX] | Indoor Luminaires | Linear Ambient | Direct Linear Ambient Luminaires | Standard | FALSE | [9 empty] | 42823 |  |  | Yes |  | 4.1 | 15649.42 | 131.6 | 118.92 | 9.31 | 0.98 | 4093 | 83
PBSSK1QV | Stanpro Lighting Systems Inc. | Stanpro | VN8-LS3A-[W;H]/40K/[XXX] | Indoor Luminaires | Linear Ambient | Direct Linear Ambient Luminaires | Standard | FALSE | [9 empty] | 42823 |  |  | Yes |  | 4.1 | 15405.18 | 129.54 | 118.92 | 9.31 | 0.98 | 4093 | 83
PCX12TK9 | Stanpro Lighting Systems Inc. | Stanpro | VN8-LS3A-[W;H]/40K/[PC;XXX] | Indoor Luminaires | Linear Ambient | Direct Linear Ambient Luminaires | Standard | FALSE | [9 empty] | 42823 |  |  | Yes |  | 4.1 | 14197.19 | 119.38 | 118.92 | 9.31 | 0.98 | 4093 | 83
PGMWSUGN | Stanpro Lighting Systems Inc. | Stanpro | VN4-LS3A-[W;H]/40K/[SFPL;XXX] | Indoor Luminaires | Linear Ambient | Direct Linear Ambient Luminaires | Standard | FALSE | [9 empty] | 42823 |  |  | Yes |  | 4.1 | 7824.71 | 131.6 | 59.46 | 9.31 | 0.98 | 4093 | 83
P5WKHRS9 | Stanpro Lighting Systems Inc. | Stanpro | VN4-LS3A-[W;H]/40K/[XXX] | Indoor Luminaires | Linear Ambient | Direct Linear Ambient Luminaires | Standard | FALSE | [9 empty] | 42823 |  |  | Yes |  | 4.1 | 7702.59 | 129.54 | 59.46 | 9.31 | 0.98 | 4093 | 83
P67686ZA | Stanpro Lighting Systems Inc. | Stanpro | VN4-LS3A-[W;H]/40K/[PC;XXX] | Indoor Luminaires | Linear Ambient | Direct Linear Ambient Luminaires | Standard | FALSE | [9 empty] | 42823 |  |  | Yes |  | 4.1 | 7098.6 | 119.38 | 59.46 | 9.31 | 0.98 | 4093 | 83
P6W3YVEN | Stanpro Lighting Systems Inc. | Stanpro | VN8-LS1A-[W;H]/40K/[SFPL;XXX] | Indoor Luminaires | Linear Ambient | Direct Linear Ambient Luminaires | Standard | FALSE | [9 empty] | 42823 |  |  | Yes |  | 4.1 | 8124.23 | 132.49 | 61.32 | 11.28 | 0.97 | 4086 | 83
PMH3TGBK | Stanpro Lighting Systems Inc. | Stanpro | VN8-LS1A-[W;H]/40K/[XXX] | Indoor Luminaires | Linear Ambient | Direct Linear Ambient Luminaires | Standard | FALSE | [9 empty] | 42823 |  |  | Yes |  | 4.1 | 7997.44 | 130.42 | 61.32 | 11.28 | 0.97 | 4086 | 83
PPER5SG9 | Stanpro Lighting Systems Inc. | Stanpro | VN8-LS1A-[W;H]/40K/[PC;XXX] | Indoor Luminaires | Linear Ambient | Direct Linear Ambient Luminaires | Standard | FALSE | [9 empty] | 42823 |  |  | Yes |  | 4.1 | 7370.32 | 120.19 | 61.32 | 11.28 | 0.97 | 4086 | 83
P817GT8N | Stanpro Lighting Systems Inc. | Stanpro | VN4-LS1A-[W;H]/40K/[SFPL;XXX] | Indoor Luminaires | Linear Ambient | Direct Linear Ambient Luminaires | Standard | FALSE | [9 empty] | 42823 |  |  | Yes |  | 4.1 | 4062.12 | 132.49 | 30.66 | 11.28 | 0.97 | 4086 | 83
PG4JKS25 | Stanpro Lighting Systems Inc. | Stanpro | VN4-LS1A-[W;H]/40K/[XXX] | Indoor Luminaires | Linear Ambient | Direct Linear Ambient Luminaires | Standard | FALSE | [9 empty] | 42823 |  |  | Yes |  | 4.1 | 3998.72 | 130.42 | 30.66 | 11.28 | 0.97 | 4086 | 83
PYYFKE32 | Stanpro Lighting Systems Inc. | Stanpro | VN4-LS1A-[W;H]/40K/[PC;XXX] | Indoor Luminaires | Linear Ambient | Direct Linear Ambient Luminaires | Standard | FALSE | [9 empty] | 42823 |  |  | Yes |  | 4.1 | 3685.16 | 120.19 | 30.66 | 11.28 | 0.97 | 4086 | 83
PCFPMYTG | Stanpro Lighting Systems Inc. | Stanpro | VN8-LS2A-[W;H]/40K/[SFPL;XXX] | Indoor Luminaires | Linear Ambient | Direct Linear Ambient Luminaires | Standard | FALSE | [9 empty] | 42823 |  |  | Yes |  | 4.1 | 11175.17 | 140.15 | 79.74 | 11.21 | 0.97 | 4085 | 83
PZHKSG71 | Stanpro Lighting Systems Inc. | Stanpro | VN8-LS2A-[W;H]/40K/[XXX] | Indoor Luminaires | Linear Ambient | Direct Linear Ambient Luminaires | Standard | FALSE | [9 empty] | 42823 |  |  | Yes |  | 4.1 | 11000.76 | 137.96 | 79.74 | 11.21 | 0.97 | 4085 | 83
P7GHDTJS | Stanpro Lighting Systems Inc. | Stanpro | VN8-LS2A-[W;H]/40K/[PC;XXX] | Indoor Luminaires | Linear Ambient | Direct Linear Ambient Luminaires | Standard | FALSE | [9 empty] | 42823 |  |  | Yes |  | 4.1 | 10138.14 | 127.14 | 79.74 | 11.21 | 0.97 | 4085 | 83
PC8A9K8U | Stanpro Lighting Systems Inc. | Stanpro | VN4-LS2A-[W;H]/40K/[SFPL;XXX] | Indoor Luminaires | Linear Ambient | Direct Linear Ambient Luminaires | Standard | FALSE | [9 empty] | 42823 |  |  | Yes |  | 4.1 | 5587.59 | 140.15 | 39.87 | 11.21 | 0.97 | 4085 | 83
P9JRMWTN | Stanpro Lighting Systems Inc. | Stanpro | VN4-LS2A-[W;H]/40K/[XXX] | Indoor Luminaires | Linear Ambient | Direct Linear Ambient Luminaires | Standard | FALSE | [9 empty] | 42823 |  |  | Yes |  | 4.1 | 5500.38 | 137.96 | 39.87 | 11.21 | 0.97 | 4085 | 83
P2XEPHCW | Stanpro Lighting Systems Inc. | Stanpro | VN4-LS2A-[W;H]/40K/[PC;XXX] | Indoor Luminaires | Linear Ambient | Direct Linear Ambient Luminaires | Standard | FALSE | [9 empty] | 42823 |  |  | Yes |  | 4.1 | 5069.07 | 127.14 | 39.87 | 11.21 | 0.97 | 4085 | 83
P2B1VUAH | Stanpro Lighting Systems Inc. | Stanpro | VN8-LS4A-[W;H]/35K/[SFPL;XXX] | Indoor Luminaires | Linear Ambient | Direct Linear Ambient Luminaires | Standard | FALSE | [9 empty] | 42823 |  |  | Yes |  | 4.1 | 19169.89 | 122.23 | 156.84 | 9.57 | 0.98 | 3601 | 82
PFV1EG6E | Stanpro Lighting Systems Inc. | Stanpro | VN8-LS4A-[W;H]/35K/[XXX] | Indoor Luminaires | Linear Ambient | Direct Linear Ambient Luminaires | Standard | FALSE | [9 empty] | 42823 |  |  | Yes |  | 4.1 | 18870.71 | 120.32 | 156.84 | 9.57 | 0.98 | 3601 | 82
P71D84Z4 | Stanpro Lighting Systems Inc. | Stanpro | VN8-LS4A-[W;H]/35K/[PC;XXX] | Indoor Luminaires | Linear Ambient | Direct Linear Ambient Luminaires | Standard | FALSE | [9 empty] | 42823 |  |  | Yes |  | 4.1 | 17390.97 | 110.88 | 156.84 | 9.57 | 0.98 | 3601 | 82
PYD3GHZW | Stanpro Lighting Systems Inc. | Stanpro | VN4-LS4A-[W;H]/35K/[SFPL;XXX] | Indoor Luminaires | Linear Ambient | Direct Linear Ambient Luminaires | Standard | FALSE | [9 empty] | 42823 |  |  | Yes |  | 4.1 | 9584.94 | 122.23 | 78.42 | 9.57 | 0.98 | 3601 | 82
PUGE3W92 | Stanpro Lighting Systems Inc. | Stanpro | VN4-LS4A-[W;H]/35K/[XXX] | Indoor Luminaires | Linear Ambient | Direct Linear Ambient Luminaires | Standard | FALSE | [9 empty] | 42823 |  |  | Yes |  | 4.1 | 9435.35 | 120.32 | 78.42 | 9.57 | 0.98 | 3601 | 82
PK8EAZFC | Stanpro Lighting Systems Inc. | Stanpro | VN4-LS4A-[W;H]/35K/[PC;XXX] | Indoor Luminaires | Linear Ambient | Direct Linear Ambient Luminaires | Standard | FALSE | [9 empty] | 42823 |  |  | Yes |  | 4.1 | 8695.48 | 110.88 | 78.42 | 9.57 | 0.98 | 3601 | 82
P53M3YZS | Stanpro Lighting Systems Inc. | Stanpro | VN8-LS3A-[W;H]/35K/[SFPL;XXX] | Indoor Luminaires | Linear Ambient | Direct Linear Ambient Luminaires | Standard | FALSE | [9 empty] | 42823 |  |  | Yes |  | 4.1 | 15218.5 | 127.97 | 118.92 | 9.31 | 0.98 | 3593 | 83
PVG43N82 | Stanpro Lighting Systems Inc. | Stanpro | VN8-LS3A-[W;H]/35K/[XXX] | Indoor Luminaires | Linear Ambient | Direct Linear Ambient Luminaires | Standard | FALSE | [9 empty] | 42823 |  |  | Yes |  | 4.1 | 14980.98 | 125.98 | 118.92 | 9.31 | 0.98 | 3593 | 83
PCX6FMH6 | Stanpro Lighting Systems Inc. | Stanpro | VN8-LS3A-[W;H]/35K/[PC;XXX] | Indoor Luminaires | Linear Ambient | Direct Linear Ambient Luminaires | Standard | FALSE | [9 empty] | 42823 |  |  | Yes |  | 4.1 | 13806.26 | 116.1 | 118.92 | 9.31 | 0.98 | 3593 | 83
PSYHF119 | Stanpro Lighting Systems Inc. | Stanpro | VN4-LS3A-[W;H]/35K/[SFPL;XXX] | Indoor Luminaires | Linear Ambient | Direct Linear Ambient Luminaires | Standard | FALSE | [9 empty] | 42823 |  |  | Yes |  | 4.1 | 7609.25 | 127.97 | 59.46 | 9.31 | 0.98 | 3593 | 83
PGMPZ27V | Stanpro Lighting Systems Inc. | Stanpro | VN4-LS3A-[W;H]/35K/[XXX] | Indoor Luminaires | Linear Ambient | Direct Linear Ambient Luminaires | Standard | FALSE | [9 empty] | 42823 |  |  | Yes |  | 4.1 | 7490.49 | 125.98 | 59.46 | 9.31 | 0.98 | 3593 | 83
PY4TCMK2 | Stanpro Lighting Systems Inc. | Stanpro | VN4-LS3A-[W;H]/35K/[PC;XXX] | Indoor Luminaires | Linear Ambient | Direct Linear Ambient Luminaires | Standard | FALSE | [9 empty] | 42823 |  |  | Yes |  | 4.1 | 6903.13 | 116.1 | 59.46 | 9.31 | 0.98 | 3593 | 83
PQH2218E | Stanpro Lighting Systems Inc. | Stanpro | VN8-LS1A-[W;H]/35K/[SFPL;XXX] | Indoor Luminaires | Linear Ambient | Direct Linear Ambient Luminaires | Standard | FALSE | [9 empty] | 42823 |  |  | Yes |  | 4.1 | 7900.52 | 128.84 | 61.32 | 11.28 | 0.97 | 3586 | 83
PTPKZMT3 | Stanpro Lighting Systems Inc. | Stanpro | VN8-LS1A-[W;H]/35K/[XXX] | Indoor Luminaires | Linear Ambient | Direct Linear Ambient Luminaires | Standard | FALSE | [9 empty] | 42823 |  |  | Yes |  | 4.1 | 7777.22 | 126.83 | 61.32 | 11.28 | 0.97 | 3586 | 83
PHERVSJK | Stanpro Lighting Systems Inc. | Stanpro | VN8-LS1A-[W;H]/35K/[PC;XXX] | Indoor Luminaires | Linear Ambient | Direct Linear Ambient Luminaires | Standard | FALSE | [9 empty] | 42823 |  |  | Yes |  | 4.1 | 7167.37 | 116.88 | 61.32 | 11.28 | 0.97 | 3586 | 83
PYVN63TV | Stanpro Lighting Systems Inc. | Stanpro | VN4-LS1A-[W;H]/35K/[SFPL;XXX] | Indoor Luminaires | Linear Ambient | Direct Linear Ambient Luminaires | Standard | FALSE | [9 empty] | 42823 |  |  | Yes |  | 4.1 | 3950.26 | 128.84 | 30.66 | 11.28 | 0.97 | 3586 | 83
P64UD68T | Stanpro Lighting Systems Inc. | Stanpro | VN4-LS1A-[W;H]/35K/[XXX] | Indoor Luminaires | Linear Ambient | Direct Linear Ambient Luminaires | Standard | FALSE | [9 empty] | 42823 |  |  | Yes |  | 4.1 | 3888.61 | 126.83 | 30.66 | 11.28 | 0.97 | 3586 | 83
PDD3J3J2 | Stanpro Lighting Systems Inc. | Stanpro | VN4-LS1A-[W;H]/35K/[PC;XXX] | Indoor Luminaires | Linear Ambient | Direct Linear Ambient Luminaires | Standard | FALSE | [9 empty] | 42823 |  |  | Yes |  | 4.1 | 3583.69 | 116.88 | 30.66 | 11.28 | 0.97 | 3586 | 83
PQBQZGCE | Stanpro Lighting Systems Inc. | Stanpro | VN8-LS2A-[W;H]/35K/[SFPL;XXX] | Indoor Luminaires | Linear Ambient | Direct Linear Ambient Luminaires | Standard | FALSE | [9 empty] | 42823 |  |  | Yes |  | 4.1 | 10867.45 | 136.29 | 79.74 | 11.21 | 0.97 | 3585 | 83
PUGMA7K6 | Stanpro Lighting Systems Inc. | Stanpro | VN8-LS2A-[W;H]/35K/[XXX] | Indoor Luminaires | Linear Ambient | Direct Linear Ambient Luminaires | Standard | FALSE | [9 empty] | 42823 |  |  | Yes |  | 4.1 | 10697.85 | 134.16 | 79.74 | 11.21 | 0.97 | 3585 | 83
PTC4E1ZZ | Stanpro Lighting Systems Inc. | Stanpro | VN8-LS2A-[W;H]/35K/[PC;XXX] | Indoor Luminaires | Linear Ambient | Direct Linear Ambient Luminaires | Standard | FALSE | [9 empty] | 42823 |  |  | Yes |  | 4.1 | 9858.98 | 123.64 | 79.74 | 11.21 | 0.97 | 3585 | 83
P8UWWBQE | Stanpro Lighting Systems Inc. | Stanpro | VN4-LS2A-[W;H]/35K/[SFPL;XXX] | Indoor Luminaires | Linear Ambient | Direct Linear Ambient Luminaires | Standard | FALSE | [9 empty] | 42823 |  |  | Yes |  | 4.1 | 5433.73 | 136.29 | 39.87 | 11.21 | 0.97 | 3585 | 83
PX8YAJKN | Stanpro Lighting Systems Inc. | Stanpro | VN4-LS2A-[W;H]/35K/[XXX] | Indoor Luminaires | Linear Ambient | Direct Linear Ambient Luminaires | Standard | FALSE | [9 empty] | 42823 |  |  | Yes |  | 4.1 | 5348.92 | 134.16 | 39.87 | 11.21 | 0.97 | 3585 | 83
P62JQF6C | Stanpro Lighting Systems Inc. | Stanpro | VN4-LS2A-[W;H]/35K/[PC;XXX] | Indoor Luminaires | Linear Ambient | Direct Linear Ambient Luminaires | Standard | FALSE | [9 empty] | 42823 |  |  | Yes |  | 4.1 | 4929.49 | 123.64 | 39.87 | 11.21 | 0.97 | 3585 | 83
P7J8S8N8 | Stanpro Lighting Systems Inc. | Stanpro | VN8-LS4A-[W;H]/30K/[SFPL;XXX] | Indoor Luminaires | Linear Ambient | Direct Linear Ambient Luminaires | Standard | FALSE | [9 empty] | 42823 |  |  | Yes |  | 4.1 | 18716.88 | 119.34 | 156.84 | 9.57 | 0.98 | 3101 | 82
PRH91YHP | Stanpro Lighting Systems Inc. | Stanpro | VN8-LS4A-[W;H]/30K/[XXX] | Indoor Luminaires | Linear Ambient | Direct Linear Ambient Luminaires | Standard | FALSE | [9 empty] | 42823 |  |  | Yes |  | 4.1 | 18424.77 | 117.47 | 156.84 | 9.57 | 0.98 | 3101 | 82
PMGXPUT8 | Stanpro Lighting Systems Inc. | Stanpro | VN8-LS4A-[W;H]/30K/[PC;XXX] | Indoor Luminaires | Linear Ambient | Direct Linear Ambient Luminaires | Standard | FALSE | [9 empty] | 42823 |  |  | Yes |  | 4.1 | 16980 | 108.26 | 156.84 | 9.57 | 0.98 | 3101 | 82
PF3QXX4A | Stanpro Lighting Systems Inc. | Stanpro | VN4-LS4A-[W;H]/30K/[SFPL;XXX] | Indoor Luminaires | Linear Ambient | Direct Linear Ambient Luminaires | Standard | FALSE | [9 empty] | 42823 |  |  | Yes |  | 4.1 | 9358.44 | 119.34 | 78.42 | 9.57 | 0.98 | 3101 | 82
PDCJJGRM | Stanpro Lighting Systems Inc. | Stanpro | VN4-LS4A-[W;H]/30K/[XXX] | Indoor Luminaires | Linear Ambient | Direct Linear Ambient Luminaires | Standard | FALSE | [9 empty] | 42823 |  |  | Yes |  | 4.1 | 9212.39 | 117.47 | 78.42 | 9.57 | 0.98 | 3101 | 82
PRKN9XUD | Stanpro Lighting Systems Inc. | Stanpro | VN8-LS3A-[W;H]/30K/[SFPL;XXX] | Indoor Luminaires | Linear Ambient | Direct Linear Ambient Luminaires | Standard | FALSE | [9 empty] | 42823 |  |  | Yes |  | 4.1 | 14858.87 | 124.95 | 118.92 | 9.31 | 0.98 | 3093 | 83
PFB1J2D9 | Stanpro Lighting Systems Inc. | Stanpro | VN8-LS3A-[W;H]/30K/[XXX] | Indoor Luminaires | Linear Ambient | Direct Linear Ambient Luminaires | Standard | FALSE | [9 empty] | 42823 |  |  | Yes |  | 4.1 | 14626.97 | 123 | 118.92 | 9.31 | 0.98 | 3093 | 83
PVECA25A | Stanpro Lighting Systems Inc. | Stanpro | VN8-LS3A-[W;H]/30K/[PC;XXX] | Indoor Luminaires | Linear Ambient | Direct Linear Ambient Luminaires | Standard | FALSE | [9 empty] | 42823 |  |  | Yes |  | 4.1 | 13480 | 113.35 | 118.92 | 9.31 | 0.98 | 3093 | 83
P85S35FR | Stanpro Lighting Systems Inc. | Stanpro | VN4-LS3A-[W;H]/30K/[SFPL;XXX] | Indoor Luminaires | Linear Ambient | Direct Linear Ambient Luminaires | Standard | FALSE | [9 empty] | 42823 |  |  | Yes |  | 4.1 | 7429.43 | 124.95 | 59.46 | 9.31 | 0.98 | 3093 | 83
PKQR5RZN | Stanpro Lighting Systems Inc. | Stanpro | VN4-LS3A-[W;H]/30K/[XXX] | Indoor Luminaires | Linear Ambient | Direct Linear Ambient Luminaires | Standard | FALSE | [9 empty] | 42823 |  |  | Yes |  | 4.1 | 7313.48 | 123 | 59.46 | 9.31 | 0.98 | 3093 | 83
PXSMJEG7 | Stanpro Lighting Systems Inc. | Stanpro | VN4-LS3A-[W;H]/30K/[PC;XXX] | Indoor Luminaires | Linear Ambient | Direct Linear Ambient Luminaires | Standard | FALSE | [9 empty] | 42823 |  |  | Yes |  | 4.1 | 6740 | 113.35 | 59.46 | 9.31 | 0.98 | 3093 | 83
PRKCUDS2 | Stanpro Lighting Systems Inc. | Stanpro | VN8-LS1A-[W;H]/30K/[SFPL;XXX] | Indoor Luminaires | Linear Ambient | Direct Linear Ambient Luminaires | Standard | FALSE | [9 empty] | 42823 |  |  | Yes |  | 4.1 | 7713.82 | 125.8 | 61.32 | 11.28 | 0.97 | 3086 | 83
P7STJUC8 | Stanpro Lighting Systems Inc. | Stanpro | VN8-LS1A-[W;H]/30K/[XXX] | Indoor Luminaires | Linear Ambient | Direct Linear Ambient Luminaires | Standard | FALSE | [9 empty] | 42823 |  |  | Yes |  | 4.1 | 7593.44 | 123.83 | 61.32 | 11.28 | 0.97 | 3086 | 83
PRZC9SJC | Stanpro Lighting Systems Inc. | Stanpro | VN8-LS1A-[W;H]/30K/[PC;XXX] | Indoor Luminaires | Linear Ambient | Direct Linear Ambient Luminaires | Standard | FALSE | [9 empty] | 42823 |  |  | Yes |  | 4.1 | 6998 | 114.12 | 61.32 | 11.28 | 0.97 | 3086 | 83
PQ9WQCDY | Stanpro Lighting Systems Inc. | Stanpro | VN4-LS1A-[W;H]/30K/[SFPL;XXX] | Indoor Luminaires | Linear Ambient | Direct Linear Ambient Luminaires | Standard | FALSE | [9 empty] | 42823 |  |  | Yes |  | 4.1 | 3856.91 | 125.8 | 30.66 | 11.28 | 0.97 | 3086 | 83
PDS4UHRK | Stanpro Lighting Systems Inc. | Stanpro | VN4-LS1A-[W;H]/30K/[XXX] | Indoor Luminaires | Linear Ambient | Direct Linear Ambient Luminaires | Standard | FALSE | [9 empty] | 42823 |  |  | Yes |  | 4.1 | 3796.72 | 123.83 | 30.66 | 11.28 | 0.97 | 3086 | 83
PMP9R7JR | Stanpro Lighting Systems Inc. | Stanpro | VN8-LS2A-[W;H]/30K/[SFPL;XXX] | Indoor Luminaires | Linear Ambient | Direct Linear Ambient Luminaires | Standard | FALSE | [9 empty] | 42823 |  |  | Yes |  | 4.1 | 10610.64 | 133.07 | 79.74 | 11.21 | 0.97 | 3085 | 83
PT3D6UF5 | Stanpro Lighting Systems Inc. | Stanpro | VN8-LS2A-[W;H]/30K/[XXX] | Indoor Luminaires | Linear Ambient | Direct Linear Ambient Luminaires | Standard | FALSE | [9 empty] | 42823 |  |  | Yes |  | 4.1 | 10445.04 | 130.99 | 79.74 | 11.21 | 0.97 | 3085 | 83
PHC3YK8C | Stanpro Lighting Systems Inc. | Stanpro | VN8-LS2A-[W;H]/30K/[PC;XXX] | Indoor Luminaires | Linear Ambient | Direct Linear Ambient Luminaires | Standard | FALSE | [9 empty] | 42823 |  |  | Yes |  | 4.1 | 9626 | 120.72 | 79.74 | 11.21 | 0.97 | 3085 | 83
PGCYYW25 | Stanpro Lighting Systems Inc. | Stanpro | VN4-LS2A-[W;H]/30K/[SFPL;XXX] | Indoor Luminaires | Linear Ambient | Direct Linear Ambient Luminaires | Standard | FALSE | [9 empty] | 42823 |  |  | Yes |  | 4.1 | 5305.32 | 133.07 | 39.87 | 11.21 | 0.97 | 3085 | 83
PUWGZFFV | Stanpro Lighting Systems Inc. | Stanpro | VN4-LS2A-[W;H]/30K/[XXX] | Indoor Luminaires | Linear Ambient | Direct Linear Ambient Luminaires | Standard | FALSE | [9 empty] | 42823 |  |  | Yes |  | 4.1 | 5222.52 | 130.99 | 39.87 | 11.21 | 0.97 | 3085 | 83
PGQ9217R | Stanpro Lighting Systems Inc. | Stanpro | VN4-LS2A-[W;H]/30K/[PC;XXX] | Indoor Luminaires | Linear Ambient | Direct Linear Ambient Luminaires | Standard | FALSE | [9 empty] | 42823 |  |  | Yes |  | 4.1 | 4813 | 120.72 | 39.87 | 11.21 | 0.97 | 3085 | 83
PPQHNTGJ | Eaton (formerly Cooper Lighting) | Metalux | [All Rating]-14ENA-LD2-38HP-UNV-[All Emergency Options]-L850-[All Flex Options]-SD1-[Blank]-[All Packaging] | Indoor Luminaires | Linear Ambient | Direct Linear Ambient Luminaires | Standard | FALSE | [9 empty] | 42823 |  |  | No |  | 4.1 | 4023.81 | 120.69 | 33.34 | 13.73 | 0.99 | 5000 | 81.6
PZHAWTFM | Eaton (formerly Cooper Lighting) | Metalux | [All Rating]-14ENA-LD2-43HP-UNV-[All Emergency Options]-L850-[All Flex Options]-SD1-[Blank]-[All Packaging] | Indoor Luminaires | Linear Ambient | Direct Linear Ambient Luminaires | Standard | FALSE | [9 empty] | 42823 |  |  | No |  | 4.1 | 4454.39 | 120.67 | 36.91 | 12.93 | 0.99 | 5000 | 81.6
PGR96MJZ | Eaton (formerly Cooper Lighting) | Metalux | [All Rating]-14ENA-LD2-47HP-UNV-[All Emergency Options]-L850-[All Flex Options]-SD1-[Blank]-[All Packaging] | Indoor Luminaires | Linear Ambient | Direct Linear Ambient Luminaires | Standard | FALSE | [9 empty] | 42823 |  |  | No |  | 4.1 | 4879 | 120.95 | 40.34 | 12.04 | 0.99 | 5000 | 81.6
PNTN1K67 | Eaton (formerly Cooper Lighting) | Metalux | [All Rating]-14ENA-LD2-51HP-UNV-[All Emergency Options]-L850-[All Flex Options]-SD1-[Blank]-[All Packaging] | Indoor Luminaires | Linear Ambient | Direct Linear Ambient Luminaires | Standard | FALSE | [9 empty] | 42823 |  |  | No |  | 4.1 | 5302.99 | 120.43 | 44.03 | 11.56 | 0.99 | 5000 | 81.6
PR75PTF8 | Eaton (formerly Cooper Lighting) | Metalux | [All Rating]-14ENA-LD2-38HP-277V-[All Emergency Options]-L850-[All Flex Options]-[Driver Includes CD HCD & 5LTD]1-[Blank]-[All Packaging] | Indoor Luminaires | Linear Ambient | Direct Linear Ambient Luminaires | Standard | FALSE | [9 empty] | 42823 |  |  | No |  | 4.1 | 4023.81 | 120.28 | 33.45 | 18.51 | 0.93 | 5000 | 81.6
PBGZMDZB | Eaton (formerly Cooper Lighting) | Metalux | [All Rating]-14ENA-LD2-43HP-277V-[All Emergency Options]-L850-[All Flex Options]-[Driver Includes CD HCD & 5LTD]1-[Blank]-[All Packaging] | Indoor Luminaires | Linear Ambient | Direct Linear Ambient Luminaires | Standard | FALSE | [9 empty] | 42823 |  |  | No |  | 4.1 | 4454.39 | 120.72 | 36.9 | 17.83 | 0.94 | 5000 | 81.6
PA4ACJ9G | Eaton (formerly Cooper Lighting) | Metalux | [All Rating]-14ENA-LD2-47HP-277V-[All Emergency Options]-L850-[All Flex Options]-[Driver Includes CD HCD & 5LTD]1-[Blank]-[All Packaging] | Indoor Luminaires | Linear Ambient | Direct Linear Ambient Luminaires | Standard | FALSE | [9 empty] | 42823 |  |  | No |  | 4.1 | 4879 | 121.07 | 40.3 | 17.13 | 0.95 | 5000 | 81.6
PPNR3HR6 | Eaton (formerly Cooper Lighting) | Metalux | [All Rating]-14ENA-LD2-51HP-277V-[All Emergency Options]-L850-[All Flex Options]-[Driver Includes CD HCD & 5LTD]1-[Blank]-[All Packaging] | Indoor Luminaires | Linear Ambient | Direct Linear Ambient Luminaires | Standard | FALSE | [9 empty] | 42823 |  |  | No |  | 4.1 | 5302.99 | 120.8 | 43.9 | 16.76 | 0.95 | 5000 | 81.6
P273C6DN | Eaton (formerly Cooper Lighting) | Metalux | [All Rating]-14ENA-LD2-33HP-277V-[All Emergency Options]-L850-[All Flex Options]-[Driver Includes CD & HCD]1-[Blank]-[All Packaging] | Indoor Luminaires | Linear Ambient | Direct Linear Ambient Luminaires | Standard | FALSE | [9 empty] | 42823 |  |  | No |  | 4.1 | 3481.47 | 120.88 | 28.8 | 16.69 | 0.92 | 5000 | 81.6
PD37F2BH | Eaton (formerly Cooper Lighting) | Metalux | [All Rating]-14ENA-LD2-47HP-277V-[All Emergency Options]-L850-[All Flex Options]-5LTHD1-[Blank]-[All Packaging] | Indoor Luminaires | Linear Ambient | Direct Linear Ambient Luminaires | Standard | FALSE | [9 empty] | 42823 |  |  | No |  | 4.1 | 4879 | 108.42 | 45 | 13.17 | 0.9 | 5000 | 81.6
PP1YCVMA | Eaton (formerly Cooper Lighting) | Metalux | [All Rating]-14ENA-LD2-25HP-277V-[All Emergency Options]-L850-[All Flex Options]-CD1-Blank[All Packaging] | Indoor Luminaires | Linear Ambient | Direct Linear Ambient Luminaires | Standard | FALSE | [9 empty] | 42823 |  |  | No |  | 4.1 | 2599.53 | 114.01 | 22.8 | 11.49 | 0.92 | 5000 | 81.6
P516Q2KX | Eaton (formerly Cooper Lighting) | Metalux | [All Rating]-14ENA-LD2-51HP-UNV-[All Emergency Options]-L850-[All Flex Options]-5LTHD1-[Blank]-[All Packaging] | Indoor Luminaires | Linear Ambient | Direct Linear Ambient Luminaires | Standard | FALSE | [9 empty] | 42823 |  |  | No |  | 4.1 | 5302.99 | 122.51 | 43.28 | 7.06 | 0.99 | 5000 | 81.6
P3FPZ4B3 | Eaton (formerly Cooper Lighting) | Metalux | [All Rating]-14ENA-LD2-28HP-120V-[All Emergency Options]-L850-[All Flex Options]-5LTHD1-[Blank]-[All Packaging] | Indoor Luminaires | Linear Ambient | Direct Linear Ambient Luminaires | Standard | FALSE | [9 empty] | 42823 |  |  | No |  | 4.1 | 2929.87 | 122.57 | 23.9 | 6.54 | 0.98 | 5000 | 81.6
PYCHM5MS | Eaton (formerly Cooper Lighting) | Metalux | [All Rating]-14ENA-LD2-25HP-120V-[All Emergency Options]-L850-[All Flex Options]-5LTHD1-[Blank]-[All Packaging] | Indoor Luminaires | Linear Ambient | Direct Linear Ambient Luminaires | Standard | FALSE | [9 empty] | 42823 |  |  | No |  | 4.1 | 2599.53 | 118.99 | 21.85 | 6.37 | 0.98 | 5000 | 81.6
PSUKATK7 | Eaton (formerly Cooper Lighting) | Metalux | [All Rating]-14ENA-LD2-18HP-120V-[All Emergency Options]-L850-[All Flex Options]-5LTHD1-[Blank]-[All Packaging] | Indoor Luminaires | Linear Ambient | Direct Linear Ambient Luminaires | Standard | FALSE | [9 empty] | 42823 |  |  | No |  | 4.1 | 1916.2 | 118.46 | 16.18 | 5.88 | 0.97 | 5000 | 81.6
PHZHK3Y4 | Eaton (formerly Cooper Lighting) | Metalux | [All Rating]-14ENA-LD2-38HP-120V-[All Emergency Options]-L840-[All Flex Options]-SD1-[Blank]-[All Packaging] | Indoor Luminaires | Linear Ambient | Direct Linear Ambient Luminaires | Standard | FALSE | [9 empty] | 42823 |  |  | No |  | 4.1 | 3697.57 | 110.91 | 33.34 | 13.73 | 0.99 | 4000 | 81.6
PFT3K7NV | Eaton (formerly Cooper Lighting) | Metalux | [All Rating]-14ENA-LD2-43HP-120V-[All Emergency Options]-L840-[All Flex Options]-SD1-[Blank]-[All Packaging] | Indoor Luminaires | Linear Ambient | Direct Linear Ambient Luminaires | Standard | FALSE | [9 empty] | 42823 |  |  | No |  | 4.1 | 4093.24 | 110.89 | 36.91 | 12.93 | 0.99 | 4000 | 81.6
P21BP97B | Eaton (formerly Cooper Lighting) | Metalux | [All Rating]-14ENA-LD2-47HP-UNV-[All Emergency Options]-L840-[All Flex Options]-SD1-[Blank]-[All Packaging] | Indoor Luminaires | Linear Ambient | Direct Linear Ambient Luminaires | Standard | FALSE | [9 empty] | 42823 |  |  | No |  | 4.1 | 4483.42 | 111.14 | 40.34 | 12.04 | 0.99 | 4000 | 81.6
PJUH99KA | Eaton (formerly Cooper Lighting) | Metalux | [All Rating]-14ENA-LD2-51HP-UNV-[All Emergency Options]-L840-[All Flex Options]-SD1-[Blank]-[All Packaging] | Indoor Luminaires | Linear Ambient | Direct Linear Ambient Luminaires | Standard | FALSE | [9 empty] | 42823 |  |  | No |  | 4.1 | 4873.03 | 110.66 | 44.03 | 11.56 | 0.99 | 4000 | 81.6
PDCQXE39 | Eaton (formerly Cooper Lighting) | Metalux | [All Rating]-14ENA-LD2-38HP-UNV-[All Emergency Options]-L840-[All Flex Options]-[Driver Includes CD HCD & 5LTD]1-[Blank]-[All Packaging] | Indoor Luminaires | Linear Ambient | Direct Linear Ambient Luminaires | Standard | FALSE | [9 empty] | 42823 |  |  | No |  | 4.1 | 3697.57 | 115.78 | 31.94 | 10.15 | 0.99 | 4000 | 81.6
PH74HYKN | Eaton (formerly Cooper Lighting) | Metalux | [All Rating]-14ENA-LD2-43HP-UNV-[All Emergency Options]-L840-[All Flex Options]-[Driver Includes CD HCD & 5LTD]1-[Blank]-[All Packaging] | Indoor Luminaires | Linear Ambient | Direct Linear Ambient Luminaires | Standard | FALSE | [9 empty] | 42823 |  |  | No |  | 4.1 | 4093.24 | 114.68 | 35.69 | 9.92 | 0.99 | 4000 | 81.6
PYJXRA1K | Eaton (formerly Cooper Lighting) | Metalux | [All Rating]-14ENA-LD2-47HP-UNV-[All Emergency Options]-L840-[All Flex Options]-[Driver Includes CD HCD & 5LTD]1-[Blank]-[All Packaging] | Indoor Luminaires | Linear Ambient | Direct Linear Ambient Luminaires | Standard | FALSE | [9 empty] | 42823 |  |  | No |  | 4.1 | 4483.42 | 113.86 | 39.38 | 9.67 | 0.99 | 4000 | 81.6
PPZH515C | Eaton (formerly Cooper Lighting) | Metalux | [All Rating]-14ENA-LD2-51HP-UNV-[All Emergency Options]-L840-[All Flex Options]-[Driver Includes CD HCD & 5LTD]1-[Blank]-[All Packaging] | Indoor Luminaires | Linear Ambient | Direct Linear Ambient Luminaires | Standard | FALSE | [9 empty] | 42823 |  |  | No |  | 4.1 | 4873.03 | 112.86 | 43.18 | 9.53 | 0.99 | 4000 | 81.6
P4XQUM9R | Eaton (formerly Cooper Lighting) | Metalux | [All Rating]-14ENA-LD2-51HP-120V-[All Emergency Options]-L840-[All Flex Options]-5LTHD1-[Blank]-[All Packaging] | Indoor Luminaires | Linear Ambient | Direct Linear Ambient Luminaires | Standard | FALSE | [9 empty] | 42823 |  |  | No |  | 4.1 | 4873.03 | 112.58 | 43.28 | 7.06 | 0.99 | 4000 | 81.6
PHC4CXJC | Eaton (formerly Cooper Lighting) | Metalux | [All Rating]-14ENA-LD2-47HP-120V-[All Emergency Options]-L840-[All Flex Options]-5LTHD1-[Blank]-[All Packaging] | Indoor Luminaires | Linear Ambient | Direct Linear Ambient Luminaires | Standard | FALSE | [9 empty] | 42823 |  |  | No |  | 4.1 | 4483.42 | 113.23 | 39.59 | 7.03 | 0.99 | 4000 | 81.6
PY7V9CBN | Eaton (formerly Cooper Lighting) | Metalux | [All Rating]-14ENA-LD2-43HP-120V-[All Emergency Options]-L840-[All Flex Options]-5LTHD1-[Blank]-[All Packaging] | Indoor Luminaires | Linear Ambient | Direct Linear Ambient Luminaires | Standard | FALSE | [9 empty] | 42823 |  |  | No |  | 4.1 | 4093.24 | 113.45 | 36.08 | 6.96 | 0.99 | 4000 | 81.6
P7DTUZDQ | Eaton (formerly Cooper Lighting) | Metalux | [All Rating]-14ENA-LD2-38HP-120V-[All Emergency Options]-L840-[All Flex Options]-5LTHD1-[Blank]-[All Packaging] | Indoor Luminaires | Linear Ambient | Direct Linear Ambient Luminaires | Standard | FALSE | [9 empty] | 42823 |  |  | No |  | 4.1 | 3697.57 | 113.93 | 32.46 | 6.89 | 0.99 | 4000 | 81.6
PR3BMC3R | Eaton (formerly Cooper Lighting) | Metalux | [All Rating]-14ENA-LD2-33HP-120V-[All Emergency Options]-L840-[All Flex Options]-5LTHD1-[Blank]-[All Packaging] | Indoor Luminaires | Linear Ambient | Direct Linear Ambient Luminaires | Standard | FALSE | [9 empty] | 42823 |  |  | No |  | 4.1 | 3199.2 | 113.84 | 28.1 | 6.76 | 0.99 | 4000 | 81.6
PQH9GQU5 | Eaton (formerly Cooper Lighting) | Metalux | [All Rating]-14ENA-LD2-33HP-UNV-[All Emergency Options]-L840-[All Flex Options]-[Driver Includes CD & HCD]1-[Blank]-[All Packaging] | Indoor Luminaires | Linear Ambient | Direct Linear Ambient Luminaires | Standard | FALSE | [9 empty] | 42823 |  |  | No |  | 4.1 | 3199.2 | 116.76 | 27.4 | 6.55 | 0.99 | 4000 | 81.6
PHK6U1KD | Eaton (formerly Cooper Lighting) | Metalux | [All Rating]-14ENA-LD2-28HP-120V-[All Emergency Options]-L840-[All Flex Options]-5LTHD1-[Blank]-[All Packaging] | Indoor Luminaires | Linear Ambient | Direct Linear Ambient Luminaires | Standard | FALSE | [9 empty] | 42823 |  |  | No |  | 4.1 | 2692.32 | 112.63 | 23.9 | 6.54 | 0.98 | 4000 | 81.6
PUPWJ5HV | Eaton (formerly Cooper Lighting) | Metalux | [All Rating]-14ENA-LD2-25HP-120V-[All Emergency Options]-L840-[All Flex Options]-5LTHD1-[Blank]-[All Packaging] | Indoor Luminaires | Linear Ambient | Direct Linear Ambient Luminaires | Standard | FALSE | [9 empty] | 42823 |  |  | No |  | 4.1 | 2388.76 | 109.35 | 21.85 | 6.37 | 0.98 | 4000 | 81.6
PNUEJ6H4 | Eaton (formerly Cooper Lighting) | Metalux | [All Rating]-14ENA-LD2-28HP-UNV-[All Emergency Options]-L840-[All Flex Options]-[Driver Includes CD & HCD]1-[Blank]-[All Packaging] | Indoor Luminaires | Linear Ambient | Direct Linear Ambient Luminaires | Standard | FALSE | [9 empty] | 42823 |  |  | No |  | 4.1 | 2692.32 | 116.95 | 23.02 | 6.29 | 0.99 | 4000 | 81.6
PA6Q546U | Eaton (formerly Cooper Lighting) | Metalux | [All Rating]-14ENA-LD2-25HP-120V-[All Emergency Options]-L840-[All Flex Options]-[Driver Includes CD & HCD]1-[Blank]-[All Packaging] | Indoor Luminaires | Linear Ambient | Direct Linear Ambient Luminaires | Standard | FALSE | [9 empty] | 42823 |  |  | No |  | 4.1 | 2388.76 | 115.39 | 20.7 | 6.15 | 0.99 | 4000 | 81.6
PYF2XVCW | Eaton (formerly Cooper Lighting) | Metalux | [All Rating]-14ENA-LD2-18HP-120V-[All Emergency Options]-L840-[All Flex Options]-5LTHD1-[Blank]-[All Packaging] | Indoor Luminaires | Linear Ambient | Direct Linear Ambient Luminaires | Standard | FALSE | [9 empty] | 42823 |  |  | No |  | 4.1 | 1761 | 108.86 | 16.18 | 5.88 | 0.97 | 4000 | 81.6
PPAFNX72 | Eaton (formerly Cooper Lighting) | Metalux | [All Rating]-14ENA-LD2-18HP-120V-[All Emergency Options]-L840-[All Flex Options]-[Driver Includes CD & HCD]1-[Blank]-[All Packaging] | Indoor Luminaires | Linear Ambient | Direct Linear Ambient Luminaires | Standard | FALSE | [9 empty] | 42823 |  |  | No |  | 4.1 | 1761 | 115.86 | 15.2 | 4.58 | 0.99 | 4000 | 81.6
PFSXRB3M | Eaton (formerly Cooper Lighting) | Metalux | [All Rating]-14ENA-LD2-38HP-120V-[All Emergency Options]-L835-[All Flex Options]-SD1-[Blank]-[All Packaging] | Indoor Luminaires | Linear Ambient | Direct Linear Ambient Luminaires | Standard | FALSE | [9 empty] | 42823 |  |  | No |  | 4.1 | 3625.09 | 108.73 | 33.34 | 13.73 | 0.99 | 3500 | 81.6
PS16PX3P | Eaton (formerly Cooper Lighting) | Metalux | [All Rating]-14ENA-LD2-43HP-120V-[All Emergency Options]-L835-[All Flex Options]-SD1-[Blank]-[All Packaging] | Indoor Luminaires | Linear Ambient | Direct Linear Ambient Luminaires | Standard | FALSE | [9 empty] | 42823 |  |  | No |  | 4.1 | 4013 | 108.71 | 36.91 | 12.93 | 0.99 | 3500 | 81.6
PFEJ7FBY | Eaton (formerly Cooper Lighting) | Metalux | [All Rating]-14ENA-LD2-47HP-120V-[All Emergency Options]-L835-[All Flex Options]-SD1-[Blank]-[All Packaging] | Indoor Luminaires | Linear Ambient | Direct Linear Ambient Luminaires | Standard | FALSE | [9 empty] | 42823 |  |  | No |  | 4.1 | 4395.53 | 108.96 | 40.34 | 12.04 | 0.99 | 3500 | 81.6
PFH29A8A | Eaton (formerly Cooper Lighting) | Metalux | [All Rating]-14ENA-LD2-51HP-120V-[All Emergency Options]-L835-[All Flex Options]-SD1-[Blank]-[All Packaging] | Indoor Luminaires | Linear Ambient | Direct Linear Ambient Luminaires | Standard | FALSE | [9 empty] | 42823 |  |  | No |  | 4.1 | 4777.51 | 108.5 | 44.03 | 11.56 | 0.99 | 3500 | 81.6
PQGBEV6P | Eaton (formerly Cooper Lighting) | Metalux | [All Rating]-14ENA-LD2-38HP-120V-[All Emergency Options]-L835-[All Flex Options]-5LTD1-[Blank]-[All Packaging] | Indoor Luminaires | Linear Ambient | Direct Linear Ambient Luminaires | Standard | FALSE | [9 empty] | 42823 |  |  | No |  | 4.1 | 3625.09 | 113.25 | 32.01 | 10.15 | 0.99 | 3500 | 81.6
PETT717T | Eaton (formerly Cooper Lighting) | Metalux | [All Rating]-14ENA-LD2-43HP-UNV-[All Emergency Options]-L835-[All Flex Options]-[Driver Includes CD HCD & 5LTD]1-[Blank]-[All Packaging] | Indoor Luminaires | Linear Ambient | Direct Linear Ambient Luminaires | Standard | FALSE | [9 empty] | 42823 |  |  | No |  | 4.1 | 4013 | 112.43 | 35.69 | 9.92 | 0.99 | 3500 | 81.6
PCY4UF97 | Eaton (formerly Cooper Lighting) | Metalux | [All Rating]-14ENA-LD2-47HP-UNV-[All Emergency Options]-L835-[All Flex Options]-[Driver Includes CD HCD & 5LTD]1-[Blank]-[All Packaging] | Indoor Luminaires | Linear Ambient | Direct Linear Ambient Luminaires | Standard | FALSE | [9 empty] | 42823 |  |  | No |  | 4.1 | 4395.53 | 111.62 | 39.38 | 9.67 | 0.99 | 3500 | 81.6
PEWPSSWB | Eaton (formerly Cooper Lighting) | Metalux | [All Rating]-14ENA-LD2-51HP-UNV-[All Emergency Options]-L835-[All Flex Options]-[Driver Includes CD HCD & 5LTD]1-[Blank]-[All Packaging] | Indoor Luminaires | Linear Ambient | Direct Linear Ambient Luminaires | Standard | FALSE | [9 empty] | 42823 |  |  | No |  | 4.1 | 4777.51 | 110.64 | 43.18 | 9.53 | 0.99 | 3500 | 81.6
PSD623PB | Eaton (formerly Cooper Lighting) | Metalux | [All Rating]-14ENA-LD2-38HP-UNV-[All Emergency Options]-L835-[All Flex Options]-[Driver Includes CD & HCD]1-[Blank]-[All Packaging] | Indoor Luminaires | Linear Ambient | Direct Linear Ambient Luminaires | Standard | FALSE | [9 empty] | 42823 |  |  | No |  | 4.1 | 3625.09 | 113.64 | 31.9 | 7.41 | 0.99 | 3500 | 81.6
PVVJZA4Z | Eaton (formerly Cooper Lighting) | Metalux | [All Rating]-14ENA-LD2-51HP-120V-[All Emergency Options]-L835-[All Flex Options]-5LTHD1-[Blank]-[All Packaging] | Indoor Luminaires | Linear Ambient | Direct Linear Ambient Luminaires | Standard | FALSE | [9 empty] | 42823 |  |  | No |  | 4.1 | 4777.51 | 110.37 | 43.28 | 7.06 | 0.99 | 3500 | 81.6
PYT2NZAY | Eaton (formerly Cooper Lighting) | Metalux | [All Rating]-14ENA-LD2-47HP-120V-[All Emergency Options]-L835-[All Flex Options]-5LTHD1-[Blank]-[All Packaging] | Indoor Luminaires | Linear Ambient | Direct Linear Ambient Luminaires | Standard | FALSE | [9 empty] | 42823 |  |  | No |  | 4.1 | 4395.53 | 111.01 | 39.59 | 7.03 | 0.99 | 3500 | 81.6
PPMP2HNY | Eaton (formerly Cooper Lighting) | Metalux | [All Rating]-14ENA-LD2-43HP-120V-[All Emergency Options]-L835-[All Flex Options]-5LTHD1-[Blank]-[All Packaging] | Indoor Luminaires | Linear Ambient | Direct Linear Ambient Luminaires | Standard | FALSE | [9 empty] | 42823 |  |  | No |  | 4.1 | 4013 | 111.22 | 36.08 | 6.96 | 0.99 | 3500 | 81.6
PRRGZPDZ | Eaton (formerly Cooper Lighting) | Metalux | [All Rating]-14ENA-LD2-38HP-120V-[All Emergency Options]-L835-[All Flex Options]-5LTHD1-[Blank]-[All Packaging] | Indoor Luminaires | Linear Ambient | Direct Linear Ambient Luminaires | Standard | FALSE | [9 empty] | 42823 |  |  | No |  | 4.1 | 3625.09 | 111.69 | 32.46 | 6.89 | 0.99 | 3500 | 81.6
P3G24QNP | Eaton (formerly Cooper Lighting) | Metalux | [All Rating]-14ENA-LD2-33HP-120V-[All Emergency Options]-L835-[All Flex Options]-5LTHD1-[Blank]-[All Packaging] | Indoor Luminaires | Linear Ambient | Direct Linear Ambient Luminaires | Standard | FALSE | [9 empty] | 42823 |  |  | No |  | 4.1 | 3136.49 | 111.6 | 28.1 | 6.76 | 0.99 | 3500 | 81.6
PD1S4BHB | Eaton (formerly Cooper Lighting) | Metalux | [All Rating]-14ENA-LD2-33HP-UNV-[All Emergency Options]-L835-[All Flex Options]-[Driver Includes CD & HCD]1-[Blank]-[All Packaging] | Indoor Luminaires | Linear Ambient | Direct Linear Ambient Luminaires | Standard | FALSE | [9 empty] | 42823 |  |  | No |  | 4.1 | 3136.49 | 114.47 | 27.4 | 6.55 | 0.99 | 3500 | 81.6
PF84GUF2 | Eaton (formerly Cooper Lighting) | Metalux | [All Rating]-14ENA-LD2-28HP-120V-[All Emergency Options]-L835-[All Flex Options]-5LTHD1-[Blank]-[All Packaging] | Indoor Luminaires | Linear Ambient | Direct Linear Ambient Luminaires | Standard | FALSE | [9 empty] | 42823 |  |  | No |  | 4.1 | 2639.55 | 110.42 | 23.9 | 6.54 | 0.98 | 3500 | 81.6
PCQBYP5J | Eaton (formerly Cooper Lighting) | Metalux | [All Rating]-14ENA-LD2-25HP-120V-[All Emergency Options]-L835-[All Flex Options]-5LTHD1-[Blank]-[All Packaging] | Indoor Luminaires | Linear Ambient | Direct Linear Ambient Luminaires | Standard | FALSE | [9 empty] | 42823 |  |  | No |  | 4.1 | 2341.94 | 107.2 | 21.85 | 6.37 | 0.98 | 3500 | 81.6
PFUQTQ5S | Eaton (formerly Cooper Lighting) | Metalux | [All Rating]-14ENA-LD2-28HP-UNV-[All Emergency Options]-L835-[All Flex Options]-[Driver Includes CD & HCD]1-[Blank]-[All Packaging] | Indoor Luminaires | Linear Ambient | Direct Linear Ambient Luminaires | Standard | FALSE | [9 empty] | 42823 |  |  | No |  | 4.1 | 2639.55 | 114.66 | 23.02 | 6.29 | 0.99 | 3500 | 81.6
PAMNQU3A | Eaton (formerly Cooper Lighting) | Metalux | [All Rating]-14ENA-LD2-25HP-120V-[All Emergency Options]-L835-[All Flex Options]-[Driver Includes CD & HCD]1-[Blank]-[All Packaging] | Indoor Luminaires | Linear Ambient | Direct Linear Ambient Luminaires | Standard | FALSE | [9 empty] | 42823 |  |  | No |  | 4.1 | 2341.94 | 113.12 | 20.7 | 6.15 | 0.99 | 3500 | 81.6
P4YNU7WV | Eaton (formerly Cooper Lighting) | Metalux | [All Rating]-14ENA-LD2-18HP-120V-[All Emergency Options]-L835-[All Flex Options]-5LTHD1-[Blank]-[All Packaging] | Indoor Luminaires | Linear Ambient | Direct Linear Ambient Luminaires | Standard | FALSE | [9 empty] | 42823 |  |  | No |  | 4.1 | 1726.32 | 106.72 | 16.18 | 5.88 | 0.97 | 3500 | 81.6
P5CKGWYD | Eaton (formerly Cooper Lighting) | Metalux | [All Rating]-14ENA-LD2-18HP-120V-[All Emergency Options]-L835-[All Flex Options]-[Driver Includes CD & HCD]1-[Blank]-[All Packaging] | Indoor Luminaires | Linear Ambient | Direct Linear Ambient Luminaires | Standard | FALSE | [9 empty] | 42823 |  |  | No |  | 4.1 | 1726.32 | 113.57 | 15.2 | 4.58 | 0.99 | 3500 | 81.6
PRRMEY4C | Eaton (formerly Cooper Lighting) | Metalux | [All Rating]-14ENA-LD2-47HP-120V-[All Emergency Options]-L830-[All Flex Options]-SD1-[Blank]-[All Packaging] | Indoor Luminaires | Linear Ambient | Direct Linear Ambient Luminaires | Standard | FALSE | [9 empty] | 42823 |  |  | No |  | 4.1 | 4263.62 | 105.69 | 40.34 | 12.04 | 0.99 | 3000 | 81.6
P1G5RXKS | Eaton (formerly Cooper Lighting) | Metalux | [All Rating]-14ENA-LD2-38HP-120V-[All Emergency Options]-L830-[All Flex Options]-5LTD1-[Blank]-[All Packaging] | Indoor Luminaires | Linear Ambient | Direct Linear Ambient Luminaires | Standard | FALSE | [9 empty] | 42823 |  |  | No |  | 4.1 | 3516.29 | 109.88 | 32 | 15.64 | 0.98 | 3000 | 81.6
PUFZX8NX | Eaton (formerly Cooper Lighting) | Metalux | [All Rating]-14ENA-LD2-43HP-120V-[All Emergency Options]-L830-[All Flex Options]-5LTD1-[Blank]-[All Packaging] | Indoor Luminaires | Linear Ambient | Direct Linear Ambient Luminaires | Standard | FALSE | [9 empty] | 42823 |  |  | No |  | 4.1 | 3892.56 | 109.06 | 35.69 | 14.66 | 0.99 | 3000 | 81.6
PFGVS9BQ | Eaton (formerly Cooper Lighting) | Metalux | [All Rating]-14ENA-LD2-47HP-120V-[All Emergency Options]-L830-[All Flex Options]-5LTD1-[Blank]-[All Packaging] | Indoor Luminaires | Linear Ambient | Direct Linear Ambient Luminaires | Standard | FALSE | [9 empty] | 42823 |  |  | No |  | 4.1 | 4263.62 | 108.49 | 39.3 | 13.57 | 0.99 | 3000 | 81.6
PSVPXRNK | Eaton (formerly Cooper Lighting) | Metalux | [All Rating]-14ENA-LD2-51HP-120V-[All Emergency Options]-L830-[All Flex Options]-5LTD1-[Blank]-[All Packaging] | Indoor Luminaires | Linear Ambient | Direct Linear Ambient Luminaires | Standard | FALSE | [9 empty] | 42823 |  |  | No |  | 4.1 | 4634.13 | 107.77 | 43 | 12.98 | 0.99 | 3000 | 81.6
P8688V12 | Eaton (formerly Cooper Lighting) | Metalux | [All Rating]-14ENA-LD2-51HP-UNV-[All Emergency Options]-L830-[All Flex Options]-[Driver Includes CD & HCD]1-[Blank]-[All Packaging] | Indoor Luminaires | Linear Ambient | Direct Linear Ambient Luminaires | Standard | FALSE | [9 empty] | 42823 |  |  | No |  | 4.1 | 4634.13 | 107.02 | 43.3 | 7.81 | 1 | 3000 | 81.6
PKECRZ99 | Eaton (formerly Cooper Lighting) | Metalux | [All Rating]-14ENA-LD2-47HP-UNV-[All Emergency Options]-L830-[All Flex Options]-[Driver Includes CD & HCD]1-[Blank]-[All Packaging] | Indoor Luminaires | Linear Ambient | Direct Linear Ambient Luminaires | Standard | FALSE | [9 empty] | 42823 |  |  | No |  | 4.1 | 4263.62 | 108.21 | 39.4 | 7.71 | 1 | 3000 | 81.6
P37ZPWQ7 | Eaton (formerly Cooper Lighting) | Metalux | [All Rating]-14ENA-LD2-43HP-UNV-[All Emergency Options]-L830-[All Flex Options]-[Driver Includes CD & HCD]1-[Blank]-[All Packaging] | Indoor Luminaires | Linear Ambient | Direct Linear Ambient Luminaires | Standard | FALSE | [9 empty] | 42823 |  |  | No |  | 4.1 | 3892.56 | 109.04 | 35.7 | 7.55 | 1 | 3000 | 81.6
PNKV8XZ6 | Eaton (formerly Cooper Lighting) | Metalux | [All Rating]-14ENA-LD2-38HP-UNV-[All Emergency Options]-L830-[All Flex Options]-[Driver Includes CD & HCD]1-[Blank]-[All Packaging] | Indoor Luminaires | Linear Ambient | Direct Linear Ambient Luminaires | Standard | FALSE | [9 empty] | 42823 |  |  | No |  | 4.1 | 3516.29 | 110.23 | 31.9 | 7.41 | 0.99 | 3000 | 81.6
P386D7UX | Eaton (formerly Cooper Lighting) | Metalux | [All Rating]-14ENA-LD2-33HP-UNV-[All Emergency Options]-L830-[All Flex Options]-HCD1-[Blank]-[All Packaging] | Indoor Luminaires | Linear Ambient | Direct Linear Ambient Luminaires | Standard | FALSE | [9 empty] | 42823 |  |  | No |  | 4.1 | 3042.36 | 111.03 | 27.4 | 7.23 | 0.99 | 3000 | 81.6
PF8VXBCM | Eaton (formerly Cooper Lighting) | Metalux | [All Rating]-14ENA-LD2-51HP-120V-[All Emergency Options]-L830-[All Flex Options]-5LTHD1-[Blank]-[All Packaging] | Indoor Luminaires | Linear Ambient | Direct Linear Ambient Luminaires | Standard | FALSE | [9 empty] | 42823 |  |  | No |  | 4.1 | 4634.13 | 107.06 | 43.28 | 7.06 | 0.99 | 3000 | 81.6
P2UDAHZT | Eaton (formerly Cooper Lighting) | Metalux | [All Rating]-14ENA-LD2-47HP-120V-[All Emergency Options]-L830-[All Flex Options]-5LTHD1-[Blank]-[All Packaging] | Indoor Luminaires | Linear Ambient | Direct Linear Ambient Luminaires | Standard | FALSE | [9 empty] | 42823 |  |  | No |  | 4.1 | 4263.62 | 107.68 | 39.59 | 7.03 | 0.99 | 3000 | 81.6
PDEZK7ZN | Eaton (formerly Cooper Lighting) | Metalux | [All Rating]-14ENA-LD2-43HP-120V-[All Emergency Options]-L830-[All Flex Options]-5LTHD1-[Blank]-[All Packaging] | Indoor Luminaires | Linear Ambient | Direct Linear Ambient Luminaires | Standard | FALSE | [9 empty] | 42823 |  |  | No |  | 4.1 | 3892.56 | 107.89 | 36.08 | 6.96 | 0.99 | 3000 | 81.6
P2N2DANW | Eaton (formerly Cooper Lighting) | Metalux | [All Rating]-14ENA-LD2-38HP-120V-[All Emergency Options]-L830-[All Flex Options]-5LTHD1-[Blank]-[All Packaging] | Indoor Luminaires | Linear Ambient | Direct Linear Ambient Luminaires | Standard | FALSE | [9 empty] | 42823 |  |  | No |  | 4.1 | 3516.29 | 108.34 | 32.46 | 6.89 | 0.99 | 3000 | 81.6
PRBZY9RY | Eaton (formerly Cooper Lighting) | Metalux | [All Rating]-14ENA-LD2-33HP-120V-[All Emergency Options]-L830-[All Flex Options]-5LTHD1-[Blank]-[All Packaging] | Indoor Luminaires | Linear Ambient | Direct Linear Ambient Luminaires | Standard | FALSE | [9 empty] | 42823 |  |  | No |  | 4.1 | 3042.36 | 108.25 | 28.1 | 6.76 | 0.99 | 3000 | 81.6
PQW47UR7 | Eaton (formerly Cooper Lighting) | Metalux | [All Rating]-14ENA-LD2-28HP-120V-[All Emergency Options]-L830-[All Flex Options]-5LTHD1-[Blank]-[All Packaging] | Indoor Luminaires | Linear Ambient | Direct Linear Ambient Luminaires | Standard | FALSE | [9 empty] | 42823 |  |  | No |  | 4.1 | 2560.33 | 107.11 | 23.9 | 6.54 | 0.98 | 3000 | 81.6
PXP69Y62 | Eaton (formerly Cooper Lighting) | Metalux | [All Rating]-14ENA-LD2-28HP-UNV-[All Emergency Options]-L830-[All Flex Options]-[Driver Includes CD & HCD]1-[Blank]-[All Packaging] | Indoor Luminaires | Linear Ambient | Direct Linear Ambient Luminaires | Standard | FALSE | [9 empty] | 42823 |  |  | No |  | 4.1 | 2560.33 | 111.22 | 23.02 | 6.29 | 0.99 | 3000 | 81.6
PZ4E85MK | Eaton (formerly Cooper Lighting) | Metalux | [All Rating]-14ENA-LD2-25HP-120V-[All Emergency Options]-L830-[All Flex Options]-[Driver Includes CD & HCD]1-[Blank]-[All Packaging] | Indoor Luminaires | Linear Ambient | Direct Linear Ambient Luminaires | Standard | FALSE | [9 empty] | 42823 |  |  | No |  | 4.1 | 2271.65 | 109.73 | 20.7 | 6.15 | 0.99 | 3000 | 81.6
PEFZ2ENW | Eaton (formerly Cooper Lighting) | Metalux | [All Rating]-14ENA-LD2-33HP-120V-[All Emergency Options]-L830-[All Flex Options]-CD1-Blank[All Packaging] | Indoor Luminaires | Linear Ambient | Direct Linear Ambient Luminaires | Standard | FALSE | [9 empty] | 42823 |  |  | No |  | 4.1 | 3042.36 | 110.63 | 27.5 | 5.18 | 1 | 3000 | 81.6
PFGYCEGT | Eaton (formerly Cooper Lighting) | Metalux | [All Rating]-14ENA-LD2-18HP-120V-[All Emergency Options]-L830-[All Flex Options]-[Driver Includes CD & HCD]1-[Blank]-[All Packaging] | Indoor Luminaires | Linear Ambient | Direct Linear Ambient Luminaires | Standard | FALSE | [9 empty] | 42823 |  |  | No |  | 4.1 | 1674.51 | 110.17 | 15.2 | 4.58 | 0.99 | 3000 | 81.6
P27GTZWN | Shenzhen Vanplex Optoelectronics Co. Ltd | VANPLEX | VPL-TI-22WAD-30K | Indoor Luminaires | Linear Ambient | Direct Linear Ambient Luminaires | Standard | TRUE | 2685 | 122.1 | 21.99 | 14.59 | 0.9283 | 2953 | 82.1 | 5 | 50000 | 42823 |  |  | No |  | 4.1 | 2685 | 122.1 | 21.99 | 14.59 | 0.93 | 3000 | 82.1
PUV6THPZ | Shenzhen Vanplex Optoelectronics Co. Ltd | VANPLEX | VPL-TI-5WAD-30K | Indoor Luminaires | Linear Ambient | Direct Linear Ambient Luminaires | Standard | TRUE | 2247.5 | 123.69 | 18.17 | 14.19 | 0.9082 | 2950 | 82.2 | 5 | 50000 | 42823 |  |  | No |  | 4.1 | 574.78 | 127.28 | 4.52 | 15.59 | 0.9 | 3000 | 82.1
PRQJKXRX | Shenzhen Vanplex Optoelectronics Co. Ltd | VANPLEX | VPL-TI-9WAD-30K | Indoor Luminaires | Linear Ambient | Direct Linear Ambient Luminaires | Standard | TRUE | 1116.9 | 121.44 | 9.197 | 16.55 | 0.9048 | 2935 | 82.2 | 5 | 50000 | 42823 |  |  | No |  | 4.1 | 1013.3 | 123.62 | 8.2 | 16.55 | 0.9 | 3000 | 82.2
PPVEWJDK | Shenzhen Vanplex Optoelectronics Co. Ltd | VANPLEX | VPL-TI-5WAN-50K | Indoor Luminaires | Linear Ambient | Direct Linear Ambient Luminaires | Standard | FALSE | [9 empty] | 42823 |  |  | No |  | 4.1 | 619.9 | 130.25 | 4.76 | 16.28 | 0.9 | 5000 | 79.8
PR6UDWF7 | Shenzhen Vanplex Optoelectronics Co. Ltd | VANPLEX | VPL-TI-9WAN-50K | Indoor Luminaires | Linear Ambient | Direct Linear Ambient Luminaires | Standard | FALSE | [9 empty] | 42823 |  |  | No |  | 4.1 | 1088 | 126.59 | 8.59 | 17.36 | 0.9 | 5000 | 79.7
PD2MF4HR | Shenzhen Vanplex Optoelectronics Co. Ltd | VANPLEX | VPL-TI-22WAN-50K | Indoor Luminaires | Linear Ambient | Direct Linear Ambient Luminaires | Standard | FALSE | [9 empty] | 42823 |  |  | No |  | 4.1 | 2785 | 125.69 | 22.16 | 15.09 | 0.92 | 5000 | 79.6
PURFD9TD | Shenzhen Vanplex Optoelectronics Co. Ltd | VANPLEX | VPL-TI-5WAD-50K | Indoor Luminaires | Linear Ambient | Direct Linear Ambient Luminaires | Standard | FALSE | [9 empty] | 42823 |  |  | No |  | 4.1 | 619.9 | 130.25 | 4.76 | 16.28 | 0.9 | 5000 | 79.8
PDDVWUCR | Shenzhen Vanplex Optoelectronics Co. Ltd | VANPLEX | VPL-TI-9WAD-50K | Indoor Luminaires | Linear Ambient | Direct Linear Ambient Luminaires | Standard | FALSE | [9 empty] | 42823 |  |  | No |  | 4.1 | 1088 | 126.59 | 8.59 | 17.36 | 0.9 | 5000 | 79.7
P41F462Z | Shenzhen Vanplex Optoelectronics Co. Ltd | VANPLEX | VPL-TI-22WAD-50K | Indoor Luminaires | Linear Ambient | Direct Linear Ambient Luminaires | Standard | FALSE | [9 empty] | 42823 |  |  | No |  | 4.1 | 2785 | 125.69 | 22.16 | 15.09 | 0.92 | 5000 | 79.6
P5JMD5HM | Shenzhen Vanplex Optoelectronics Co. Ltd | VANPLEX | VPL-TI-9WAN-45K | Indoor Luminaires | Linear Ambient | Direct Linear Ambient Luminaires | Standard | FALSE | [9 empty] | 42823 |  |  | No |  | 4.1 | 1013.3 | 123.62 | 8.2 | 16.55 | 0.9 | 4500 | 82.2
PSC5GBXK | Shenzhen Vanplex Optoelectronics Co. Ltd | VANPLEX | VPL-TI-5WAN-45K | Indoor Luminaires | Linear Ambient | Direct Linear Ambient Luminaires | Standard | FALSE | [9 empty] | 42823 |  |  | No |  | 4.1 | 574.78 | 127.28 | 4.52 | 15.59 | 0.9 | 4500 | 82.1
P1VRT3X5 | Shenzhen Vanplex Optoelectronics Co. Ltd | VANPLEX | VPL-TI-22WAN-45K | Indoor Luminaires | Linear Ambient | Direct Linear Ambient Luminaires | Standard | FALSE | [9 empty] | 42823 |  |  | No |  | 4.1 | 2685 | 122.1 | 21.99 | 14.59 | 0.93 | 4500 | 82.1
PMVA9TWP | Shenzhen Vanplex Optoelectronics Co. Ltd | VANPLEX | VPL-TI-9WAD-45K | Indoor Luminaires | Linear Ambient | Direct Linear Ambient Luminaires | Standard | FALSE | [9 empty] | 42823 |  |  | No |  | 4.1 | 1013.3 | 123.62 | 8.2 | 16.55 | 0.9 | 4500 | 82.2
PPD4XBMC | Shenzhen Vanplex Optoelectronics Co. Ltd | VANPLEX | VPL-TI-5WAD-45K | Indoor Luminaires | Linear Ambient | Direct Linear Ambient Luminaires | Standard | FALSE | [9 empty] | 42823 |  |  | No |  | 4.1 | 574.78 | 127.28 | 4.52 | 15.59 | 0.9 | 4500 | 82.1
P6FWCF41 | Shenzhen Vanplex Optoelectronics Co. Ltd | VANPLEX | VPL-TI-22WAD-45K | Indoor Luminaires | Linear Ambient | Direct Linear Ambient Luminaires | Standard | FALSE | [9 empty] | 42823 |  |  | No |  | 4.1 | 2685 | 122.1 | 21.99 | 14.59 | 0.93 | 4500 | 82.1
PEUC4END | Shenzhen Vanplex Optoelectronics Co. Ltd | VANPLEX | VPL-TI-9WAN-40K | Indoor Luminaires | Linear Ambient | Direct Linear Ambient Luminaires | Standard | FALSE | [9 empty] | 42823 |  |  | No |  | 4.1 | 1013.3 | 123.62 | 8.2 | 16.55 | 0.9 | 4000 | 82.2
P7SZTQDE | Shenzhen Vanplex Optoelectronics Co. Ltd | VANPLEX | VPL-TI-5WAN-40K | Indoor Luminaires | Linear Ambient | Direct Linear Ambient Luminaires | Standard | FALSE | [9 empty] | 42823 |  |  | No |  | 4.1 | 574.78 | 127.28 | 4.52 | 15.59 | 0.9 | 4000 | 82.1
PX9K8QQ6 | Shenzhen Vanplex Optoelectronics Co. Ltd | VANPLEX | VPL-TI-22WAN-40K | Indoor Luminaires | Linear Ambient | Direct Linear Ambient Luminaires | Standard | FALSE | [9 empty] | 42823 |  |  | No |  | 4.1 | 2685 | 122.1 | 21.99 | 14.59 | 0.93 | 4000 | 82.1
P9RWUQ87 | Shenzhen Vanplex Optoelectronics Co. Ltd | VANPLEX | VPL-TI-9WAD-40K | Indoor Luminaires | Linear Ambient | Direct Linear Ambient Luminaires | Standard | FALSE | [9 empty] | 42823 |  |  | No |  | 4.1 | 1013.3 | 123.62 | 8.2 | 16.55 | 0.9 | 4000 | 82.2
P155RM3N | Shenzhen Vanplex Optoelectronics Co. Ltd | VANPLEX | VPL-TI-5WAD-40K | Indoor Luminaires | Linear Ambient | Direct Linear Ambient Luminaires | Standard | FALSE | [9 empty] | 42823 |  |  | No |  | 4.1 | 574.78 | 127.28 | 4.52 | 15.59 | 0.9 | 4000 | 82.1
PVUEH97V | Shenzhen Vanplex Optoelectronics Co. Ltd | VANPLEX | VPL-TI-22WAD-40K | Indoor Luminaires | Linear Ambient | Direct Linear Ambient Luminaires | Standard | FALSE | [9 empty] | 42823 |  |  | No |  | 4.1 | 2685 | 122.1 | 21.99 | 14.59 | 0.93 | 4000 | 82.1
PTQAP8YP | Shenzhen Vanplex Optoelectronics Co. Ltd | VANPLEX | VPL-TI-9WAN-35K | Indoor Luminaires | Linear Ambient | Direct Linear Ambient Luminaires | Standard | FALSE | [9 empty] | 42823 |  |  | No |  | 4.1 | 1013.3 | 123.62 | 8.2 | 16.55 | 0.9 | 3500 | 82.2
P2ZJG6YP | Shenzhen Vanplex Optoelectronics Co. Ltd | VANPLEX | VPL-TI-5WAN-35K | Indoor Luminaires | Linear Ambient | Direct Linear Ambient Luminaires | Standard | FALSE | [9 empty] | 42823 |  |  | No |  | 4.1 | 574.78 | 127.28 | 4.52 | 15.59 | 0.9 | 3500 | 82.1
PFM2M7H9 | Shenzhen Vanplex Optoelectronics Co. Ltd | VANPLEX | VPL-TI-22WAN-35K | Indoor Luminaires | Linear Ambient | Direct Linear Ambient Luminaires | Standard | FALSE | [9 empty] | 42823 |  |  | No |  | 4.1 | 2685 | 122.1 | 21.99 | 14.59 | 0.93 | 3500 | 82.1
PQURFYYX | Shenzhen Vanplex Optoelectronics Co. Ltd | VANPLEX | VPL-TI-9WAD-35K | Indoor Luminaires | Linear Ambient | Direct Linear Ambient Luminaires | Standard | FALSE | [9 empty] | 42823 |  |  | No |  | 4.1 | 1013.3 | 123.62 | 8.2 | 16.55 | 0.9 | 3500 | 82.2
P542HW2G | Shenzhen Vanplex Optoelectronics Co. Ltd | VANPLEX | VPL-TI-5WAD-35K | Indoor Luminaires | Linear Ambient | Direct Linear Ambient Luminaires | Standard | FALSE | [9 empty] | 42823 |  |  | No |  | 4.1 | 574.78 | 127.28 | 4.52 | 15.59 | 0.9 | 3500 | 82.1
PZ47EBV8 | Shenzhen Vanplex Optoelectronics Co. Ltd | VANPLEX | VPL-TI-22WAD-35K | Indoor Luminaires | Linear Ambient | Direct Linear Ambient Luminaires | Standard | FALSE | [9 empty] | 42823 |  |  | No |  | 4.1 | 2685 | 122.1 | 21.99 | 14.59 | 0.93 | 3500 | 82.1
PBRG3XTB | Shenzhen Vanplex Optoelectronics Co. Ltd | VANPLEX | VPL-TI-9WAN-30K | Indoor Luminaires | Linear Ambient | Direct Linear Ambient Luminaires | Standard | FALSE | [9 empty] | 42823 |  |  | No |  | 4.1 | 1013.3 | 123.62 | 8.2 | 16.55 | 0.9 | 3000 | 82.2
PQPRGBF6 | Shenzhen Vanplex Optoelectronics Co. Ltd | VANPLEX | VPL-TI-5WAN-30K | Indoor Luminaires | Linear Ambient | Direct Linear Ambient Luminaires | Standard | FALSE | [9 empty] | 42823 |  |  | No |  | 4.1 | 574.78 | 127.28 | 4.52 | 15.59 | 0.9 | 3000 | 82.1
PD9UMRYG | Shenzhen Vanplex Optoelectronics Co. Ltd | VANPLEX | VPL-TI-22WAN-30K | Indoor Luminaires | Linear Ambient | Direct Linear Ambient Luminaires | Standard | FALSE | [9 empty] | 42823 |  |  | No |  | 4.1 | 2685 | 122.1 | 21.99 | 14.59 | 0.93 | 3000 | 82.1
PPB8G72Q | Venture Lighting International | Venture Lighting International | SM1-40NFA-01 | Indoor Luminaires | Linear Ambient | Direct Linear Ambient Luminaires | Standard | TRUE | 4288.8 | 104.26 | 41.13 | 9.73 | 0.9545 | 3979 | 83.2 | 5 | 50000 | 42823 |  |  | No | 0 | 4.1 | 4410 | 105 | 42 | 10 | 0.9 | 4000 | 80
PRR2X7GQ | Venture Lighting International | Venture Lighting International | SM1-40CFA-01 | Indoor Luminaires | Linear Ambient | Direct Linear Ambient Luminaires | Standard | FALSE | [9 empty] | 42823 |  |  | No | 0 | 4.1 | 4452 | 106 | 42 | 10 | 0.9 | 5000 | 80
PUQFEXXZ | Jiangsu Ever-Tie Lighting Co. Ltd | Ever-tie | ETLWRAP03-4FT/HL/34/YDM 3500K(A1A3+B3) | Indoor Luminaires | Linear Ambient | Direct Linear Ambient Luminaires | Premium | TRUE | 4031.8 | 126.2 | 31.95 | 11.96 | 0.9188 | 3382 | 84.6 | 5 | 50000 | 42822 |  |  | No |  | 4.1 | 4352 | 128 | 34 | 10 | 0.9 | 3500 | 80
PMJR29DT | Jiangsu Ever-Tie Lighting Co. Ltd | Ever-tie | ETLWRAP03-4FT/HL/34/YDM 5000K(A1A3+B3) | Indoor Luminaires | Linear Ambient | Direct Linear Ambient Luminaires | Premium | FALSE | [9 empty] | 42822 |  |  | No |  | 4.1 | 4454 | 131 | 34 | 10 | 0.9 | 5000 | 80
PPR2MMFK | Jiangsu Ever-Tie Lighting Co. Ltd | Ever-tie | ETLWRAP03-4FT/HL/34/YDM 4000K(A1A3+B3) | Indoor Luminaires | Linear Ambient | Direct Linear Ambient Luminaires | Premium | FALSE | [9 empty] | 42822 |  |  | No |  | 4.1 | 4420 | 130 | 34 | 10 | 0.9 | 4000 | 80
PXXNGP8Z | ALPHA GREEN ENERGY GMBH | CVMORE | ULINEAR50W-30 | Indoor Luminaires | Linear Ambient | Direct Linear Ambient Luminaires | Standard | TRUE | 5372.6 | 103.12 | 52.1 | 17.6 | 0.935 | 2941 | 83.1 | 5 | 50000 | 42821 |  |  | No |  | 4.1 | 5372.6 | 103.1 | 52.1 | 11.7 | 0.94 | 2941 | 83.1
PS8CP581 | ALPHA GREEN ENERGY GMBH | CVMORE | ULINEAR45W-30 | Indoor Luminaires | Linear Ambient | Direct Linear Ambient Luminaires | Standard | TRUE | 4358.58 | 105.79 | 41.2 | 17.4 | 0.932 | 2971 | 83.1 | 5 | 50000 | 42821 |  |  | No |  | 4.1 | 4358.5 | 105.7 | 41.2 | 17.4 | 0.93 | 2971 | 83.1
P6GE89WG | ALPHA GREEN ENERGY GMBH | CVMORE | ULINEAR40W-30 | Indoor Luminaires | Linear Ambient | Direct Linear Ambient Luminaires | Standard | TRUE | 3907.52 | 105.32 | 37.1 | 16.8 | 0.922 | 2954 | 83.3 | 5 | 50000 | 42821 |  |  | No |  | 4.1 | 3907.5 | 105.3 | 37.1 | 16.8 | 0.92 | 2954 | 83.3
PBPCEA3K | ALPHA GREEN ENERGY GMBH | CVMORE | ULINEAR20W-30 | Indoor Luminaires | Linear Ambient | Direct Linear Ambient Luminaires | Standard | TRUE | 2010.43 | 107.5 | 18.7 | 15.8 | 0.916 | 2945 | 83.4 | 5 | 50000 | 42821 |  |  | No |  | 4.1 | 2010.4 | 107.51 | 18.7 | 15.8 | 0.92 | 2945 | 83.4
PQSQAB1H | ALPHA GREEN ENERGY GMBH | CVMORE | ULINEAR36W-30 | Indoor Luminaires | Linear Ambient | Direct Linear Ambient Luminaires | Standard | TRUE | 3534.88 | 104.27 | 33.9 | 15.3 | 0.915 | 2927 | 82.5 | 5 | 50000 | 42821 |  |  | No |  | 4.1 | 3534.8 | 104.2 | 33.9 | 15.3 | 0.92 | 2927 | 82.5
PM1V29HX | ALPHA GREEN ENERGY GMBH | CVMORE | ULINEAR18W-30 | Indoor Luminaires | Linear Ambient | Direct Linear Ambient Luminaires | Standard | TRUE | 1777.11 | 105.15 | 16.9 | 17.3 | 0.909 | 2939 | 92.7 | 5 | 50000 | 42821 |  |  | No |  | 4.1 | 1777.1 | 105.1 | 16.9 | 17.3 | 0.91 | 2939 | 82.7
P1V33567 | ALPHA GREEN ENERGY GMBH | CVMORE | ULINEAR18W-50 | Indoor Luminaires | Linear Ambient | Direct Linear Ambient Luminaires | Standard | FALSE | [9 empty] | 42821 |  |  | No |  | 4.1 | 1906.4 | 110.8 | 17.2 | 18.3 | 0.91 | 4969 | 86.5
PTMXF2T9 | ALPHA GREEN ENERGY GMBH | CVMORE | ULINEAR20W-50 | Indoor Luminaires | Linear Ambient | Direct Linear Ambient Luminaires | Standard | FALSE | [9 empty] | 42821 |  |  | No |  | 4.1 | 2064.8 | 111.6 | 18.5 | 17.1 | 0.92 | 4956 | 86.6
PHF28TPF | ALPHA GREEN ENERGY GMBH | CVMORE | ULINEAR45W-50 | Indoor Luminaires | Linear Ambient | Direct Linear Ambient Luminaires | Standard | FALSE | [9 empty] | 42821 |  |  | No |  | 4.1 | 4684.9 | 110.2 | 42.5 | 18.5 | 0.93 | 4929 | 85.3
PQX1ZACX | ALPHA GREEN ENERGY GMBH | CVMORE | ULINEAR36W-50 | Indoor Luminaires | Linear Ambient | Direct Linear Ambient Luminaires | Standard | FALSE | [9 empty] | 42821 |  |  | No |  | 4.1 | 3831 | 110.7 | 34.6 | 16.1 | 0.92 | 4897 | 86.9
PG7FAFCS | ALPHA GREEN ENERGY GMBH | CVMORE | ULINEAR50W-50 | Indoor Luminaires | Linear Ambient | Direct Linear Ambient Luminaires | Standard | FALSE | [9 empty] | 42821 |  |  | No |  | 4.1 | 5545 | 108.3 | 51.2 | 12.5 | 0.94 | 4877 | 85.7
PVAH5FRY | ALPHA GREEN ENERGY GMBH | CVMORE | ULINEAR40W-50 | Indoor Luminaires | Linear Ambient | Direct Linear Ambient Luminaires | Standard | FALSE | [9 empty] | 42821 |  |  | No |  | 4.1 | 4113.6 | 110.2 | 37.3 | 18.2 | 0.93 | 4874 | 85.3
P4D216FF | ALPHA GREEN ENERGY GMBH | CVMORE | ULINEAR50W-40 | Indoor Luminaires | Linear Ambient | Direct Linear Ambient Luminaires | Standard | FALSE | [9 empty] | 42821 |  |  | No |  | 4.1 | 5386.6 | 106 | 50.8 | 12.1 | 0.94 | 4089 | 84.1
PS92TYRQ | ALPHA GREEN ENERGY GMBH | CVMORE | ULINEAR40W-40 | Indoor Luminaires | Linear Ambient | Direct Linear Ambient Luminaires | Standard | FALSE | [9 empty] | 42821 |  |  | No |  | 4.1 | 4055.9 | 107.8 | 37.6 | 17.4 | 0.93 | 4088 | 84.3
P8BD43J8 | ALPHA GREEN ENERGY GMBH | CVMORE | ULINEAR20W-40 | Indoor Luminaires | Linear Ambient | Direct Linear Ambient Luminaires | Standard | FALSE | [9 empty] | 42821 |  |  | No |  | 4.1 | 2041.3 | 108.5 | 18.8 | 16.3 | 0.92 | 4076 | 84.7
PXZ1GAY7 | ALPHA GREEN ENERGY GMBH | CVMORE | ULINEAR45W-40 | Indoor Luminaires | Linear Ambient | Direct Linear Ambient Luminaires | Standard | FALSE | [9 empty] | 42821 |  |  | No |  | 4.1 | 4575.2 | 107.9 | 42.4 | 17.9 | 0.93 | 4038 | 84.3
P3XMPDYM | ALPHA GREEN ENERGY GMBH | CVMORE | ULINEAR18W-40 | Indoor Luminaires | Linear Ambient | Direct Linear Ambient Luminaires | Standard | FALSE | [9 empty] | 42821 |  |  | No |  | 4.1 | 1834.2 | 108.5 | 16.9 | 17.8 | 0.91 | 4035 | 84
PXV7M9YT | ALPHA GREEN ENERGY GMBH | CVMORE | ULINEAR36W-40 | Indoor Luminaires | Linear Ambient | Direct Linear Ambient Luminaires | Standard | FALSE | [9 empty] | 42821 |  |  | No |  | 4.1 | 3727.7 | 107.1 | 34.8 | 15.7 | 0.92 | 4000 | 83.5
PAUE29TV | ZhongShan Halcon Lighting & Electrical Co. Ltd | Halcon | HG-L206/DM-XY-4000K | Indoor Luminaires | Linear Ambient | Direct Linear Ambient Luminaires | Standard | TRUE | 7101.29 | 110.75 | 64.12 | 9.1 | 0.9671 | 4163 | 84 | 5 | 50000 | 42821 |  |  | No |  | 4.1 | 7200 | 114 | 63 | 10 | 0.9 | 4000 | 80
P26ES97K | ZhongShan Halcon Lighting & Electrical Co. Ltd | Halcon | HG-L206/DM-XY-5000K | Indoor Luminaires | Linear Ambient | Direct Linear Ambient Luminaires | Standard | FALSE | [9 empty] | 42821 |  |  | No |  | 4.1 | 7200 | 114 | 63 | 10 | 0.9 | 5000 | 80
PTBS7R1V | ZhongShan Halcon Lighting & Electrical Co. Ltd | Halcon | HG-L206/DM-XY-4500K | Indoor Luminaires | Linear Ambient | Direct Linear Ambient Luminaires | Standard | FALSE | [9 empty] | 42821 |  |  | No |  | 4.1 | 7200 | 114 | 63 | 10 | 0.9 | 4500 | 80
PHX3TWAT | SIMKAR Corporation | Simkar | LCH2FA3035U1 [Blank OS] | Indoor Luminaires | Linear Ambient | Direct Linear Ambient Luminaires | Standard | TRUE | 2998 | 112.7 | 26.6016 | 7.51 | 0.993 | 3499 | 84.1 | 5 | 50000 | 42821 |  |  | No |  | 4.1 | 2988 | 112.7 | 26.6 | 7.51 | 0.99 | 3500 | 84.1
PHBHTF48 | SIMKAR Corporation | Simkar | LCH4FA2535U1 [Blank OS] | Indoor Luminaires | Linear Ambient | Direct Linear Ambient Luminaires | Standard | TRUE | 2417 | 118.2 | 20.4484 | 12.3 | 0.985 | 3499 | 84.1 | 5 | 50000 | 42821 |  |  | No |  | 4.1 | 2417 | 119 | 20.45 | 23.9 | 0.9 | 3500 | 84.1
PVJHDGU5 | SIMKAR Corporation | Simkar | LCH8FA5050U1 [Blank OS] | Indoor Luminaires | Linear Ambient | Direct Linear Ambient Luminaires | Standard | FALSE | [9 empty] | 42821 |  |  | No |  | 4.1 | 5252.87 | 131.32 | 40 | 23.9 | 0.9 | 5000 | 84.1
P6S28RND | SIMKAR Corporation | Simkar | LCH4FA2550U1 [Blank OS] | Indoor Luminaires | Linear Ambient | Direct Linear Ambient Luminaires | Standard | FALSE | [9 empty] | 42821 |  |  | No |  | 4.1 | 2626.43 | 128.31 | 20.47 | 23.9 | 0.9 | 5000 | 84.1
PTAFNTA9 | SIMKAR Corporation | Simkar | LCH4FA5050U1 [Blank OS] | Indoor Luminaires | Linear Ambient | Direct Linear Ambient Luminaires | Standard | FALSE | [9 empty] | 42821 |  |  | No |  | 4.1 | 4795 | 130 | 36.81 | 23.6 | 0.88 | 5000 | 84.1
P8VB6ZT6 | SIMKAR Corporation | Simkar | LCH8FA18050U1 [Blank OS] | Indoor Luminaires | Linear Ambient | Direct Linear Ambient Luminaires | Standard | FALSE | [9 empty] | 42821 |  |  | No |  | 4.1 | 18722.98 | 133.74 | 140 | 22.7 | 0.88 | 5000 | 84.1
PZUMGJA2 | SIMKAR Corporation | Simkar | LCH8FA9050U1 [Blank OS] | Indoor Luminaires | Linear Ambient | Direct Linear Ambient Luminaires | Standard | FALSE | [9 empty] | 42821 |  |  | No |  | 4.1 | 9599.47 | 137.14 | 70 | 22.7 | 0.88 | 5000 | 84.1
PW8GJY29 | SIMKAR Corporation | Simkar | LCH4FA9050U1 [Blank OS] | Indoor Luminaires | Linear Ambient | Direct Linear Ambient Luminaires | Standard | FALSE | [9 empty] | 42821 |  |  | No |  | 4.1 | 9361.49 | 127.98 | 73.15 | 22.7 | 0.88 | 5000 | 84.1
P67YBKVQ | SIMKAR Corporation | Simkar | LCH2FA2550U1 [Blank OS] | Indoor Luminaires | Linear Ambient | Direct Linear Ambient Luminaires | Standard | FALSE | [9 empty] | 42821 |  |  | No |  | 4.1 | 2477.56 | 126.54 | 19.58 | 21.7 | 0.9 | 5000 | 84.1
P2GMKYXD | SIMKAR Corporation | Simkar | LCH8FA12050U1 [Blank OS] | Indoor Luminaires | Linear Ambient | Direct Linear Ambient Luminaires | Standard | FALSE | [9 empty] | 42821 |  |  | No |  | 4.1 | 13963.45 | 126.94 | 110 | 10.9 | 0.95 | 5000 | 84.1
PVC5VMF8 | SIMKAR Corporation | Simkar | LCH4FA7050U1 [Blank OS] | Indoor Luminaires | Linear Ambient | Direct Linear Ambient Luminaires | Standard | FALSE | [9 empty] | 42821 |  |  | No |  | 4.1 | 6981.73 | 126.07 | 55.38 | 10.9 | 0.95 | 5000 | 84.1
PZ9G9ENN | SIMKAR Corporation | Simkar | LCH2FA3050U1 [Blank OS] | Indoor Luminaires | Linear Ambient | Direct Linear Ambient Luminaires | Standard | FALSE | [9 empty] | 42821 |  |  | No |  | 4.1 | 3246.91 | 122.06 | 26.6 | 7.51 | 0.99 | 5000 | 84.1
P53E3JB3 | SIMKAR Corporation | Simkar | LCH8FA5040U1 [Blank OS] | Indoor Luminaires | Linear Ambient | Direct Linear Ambient Luminaires | Standard | FALSE | [9 empty] | 42821 |  |  | No |  | 4.1 | 4979.02 | 124.48 | 40 | 23.9 | 0.9 | 4000 | 84.1
PMVMEV1Q | SIMKAR Corporation | Simkar | LCH4FA2540U1 [Blank OS] | Indoor Luminaires | Linear Ambient | Direct Linear Ambient Luminaires | Standard | FALSE | [9 empty] | 42821 |  |  | No |  | 4.1 | 2489.51 | 121.62 | 20.47 | 23.9 | 0.9 | 4000 | 84.1
P7MP3FP6 | SIMKAR Corporation | Simkar | LCH4FA5040U1 [Blank OS] | Indoor Luminaires | Linear Ambient | Direct Linear Ambient Luminaires | Standard | FALSE | [9 empty] | 42821 |  |  | No |  | 4.1 | 4536 | 127 | 35.92 | 23.6 | 0.88 | 4000 | 84.1
PR72KUSS | SIMKAR Corporation | Simkar | LCH8FA18040U1 [Blank OS] | Indoor Luminaires | Linear Ambient | Direct Linear Ambient Luminaires | Standard | FALSE | [9 empty] | 42821 |  |  | No |  | 4.1 | 17746.9 | 126.76 | 140 | 22.7 | 0.88 | 4000 | 84.1
PECJ3ZR7 | SIMKAR Corporation | Simkar | LCH8FA9040U1 [Blank OS] | Indoor Luminaires | Linear Ambient | Direct Linear Ambient Luminaires | Standard | FALSE | [9 empty] | 42821 |  |  | No |  | 4.1 | 9099.02 | 129.99 | 70 | 22.7 | 0.88 | 4000 | 84.1
PA2GRWNP | SIMKAR Corporation | Simkar | LCH4FA9040U1 [Blank OS] | Indoor Luminaires | Linear Ambient | Direct Linear Ambient Luminaires | Standard | FALSE | [9 empty] | 42821 |  |  | No |  | 4.1 | 8873.45 | 121.3 | 73.15 | 22.7 | 0.88 | 4000 | 84.1
P2Z73979 | SIMKAR Corporation | Simkar | LCH2FA2540U1 [Blank OS] | Indoor Luminaires | Linear Ambient | Direct Linear Ambient Luminaires | Standard | FALSE | [9 empty] | 42821 |  |  | No |  | 4.1 | 2348.4 | 119.94 | 19.58 | 21.7 | 0.9 | 4000 | 84.1
P3MJMGZV | SIMKAR Corporation | Simkar | LCH8FA12040U1 [Blank OS] | Indoor Luminaires | Linear Ambient | Direct Linear Ambient Luminaires | Standard | FALSE | [9 empty] | 42821 |  |  | No |  | 4.1 | 13235.5 | 120.32 | 110 | 10.9 | 0.95 | 4000 | 84.1
PX4M21CP | SIMKAR Corporation | Simkar | LCH4FA7040U1 [Blank OS] | Indoor Luminaires | Linear Ambient | Direct Linear Ambient Luminaires | Standard | FALSE | [9 empty] | 42821 |  |  | No |  | 4.1 | 6617.75 | 119.5 | 55.38 | 10.9 | 0.95 | 4000 | 84.1
PUXRHT6R | SIMKAR Corporation | Simkar | LCH2FA3040U1 [Blank OS] | Indoor Luminaires | Linear Ambient | Direct Linear Ambient Luminaires | Standard | FALSE | [9 empty] | 42821 |  |  | No |  | 4.1 | 3077.64 | 115.7 | 26.6 | 7.51 | 0.99 | 4000 | 84.1
PKJBRB2V | SIMKAR Corporation | Simkar | LCH8FA5035U1 [Blank OS] | Indoor Luminaires | Linear Ambient | Direct Linear Ambient Luminaires | Standard | FALSE | [9 empty] | 42821 |  |  | No |  | 4.1 | 4834 | 120.85 | 40 | 23.9 | 0.9 | 3500 | 84.1
P55DXFY7 | SIMKAR Corporation | Simkar | LCH4FA5035U1 [Blank OS] | Indoor Luminaires | Linear Ambient | Direct Linear Ambient Luminaires | Standard | FALSE | [9 empty] | 42821 |  |  | No |  | 4.1 | 4417 | 121 | 36.5 | 23.6 | 0.88 | 3500 | 84.1
PVKKZK47 | SIMKAR Corporation | Simkar | LCH8FA18035U1 [Blank OS] | Indoor Luminaires | Linear Ambient | Direct Linear Ambient Luminaires | Standard | FALSE | [9 empty] | 42821 |  |  | No |  | 4.1 | 17230 | 123.07 | 140 | 22.7 | 0.88 | 3500 | 84.1
PZZMSBFE | SIMKAR Corporation | Simkar | LCH8FA9035U1 [Blank OS] | Indoor Luminaires | Linear Ambient | Direct Linear Ambient Luminaires | Standard | FALSE | [9 empty] | 42821 |  |  | No |  | 4.1 | 8834 | 126.2 | 70 | 22.7 | 0.88 | 3500 | 84.1
PFBSEDSZ | SIMKAR Corporation | Simkar | LCH4FA9035U1 [Blank OS] | Indoor Luminaires | Linear Ambient | Direct Linear Ambient Luminaires | Standard | FALSE | [9 empty] | 42821 |  |  | No |  | 4.1 | 8615 | 118 | 72.81 | 22.7 | 0.88 | 3500 | 84.1
PV4D8GZ2 | SIMKAR Corporation | Simkar | LCH2FA2535U1 [Blank OS] | Indoor Luminaires | Linear Ambient | Direct Linear Ambient Luminaires | Standard | FALSE | [9 empty] | 42821 |  |  | No |  | 4.1 | 2280 | 116.92 | 19.5 | 21.7 | 0.9 | 3500 | 84.1
P46DW4AW | SIMKAR Corporation | Simkar | LCH8FA12035U1 [Blank OS] | Indoor Luminaires | Linear Ambient | Direct Linear Ambient Luminaires | Standard | FALSE | [9 empty] | 42821 |  |  | No |  | 4.1 | 12850 | 116.82 | 110 | 10.9 | 0.95 | 3500 | 84.1
P1M2FVTS | SIMKAR Corporation | Simkar | LCH4FA7035U1 [Blank OS] | Indoor Luminaires | Linear Ambient | Direct Linear Ambient Luminaires | Standard | FALSE | [9 empty] | 42821 |  |  | No |  | 4.1 | 6425 | 116 | 55.28 | 10.9 | 0.95 | 3500 | 84.1
PA54Q5Z2 | ByDesignLEDInc |  | BDL-ST4FT24-30K | Indoor Luminaires | Linear Ambient | Direct Linear Ambient Luminaires | Premium | TRUE | 3143 | 128.97 | 24.37 | 18.75 | 0.9145 | 2982 | 83.1 | 5 | 50000 | 42821 |  |  | No |  | 4.1 | 3151.9 | 130.84 | 24.09 | 18.75 | 0.91 | 3000 | 83.1
PE5Z2HX6 | ByDesignLEDInc |  | BDL-ST8FT40-30K | Indoor Luminaires | Linear Ambient | Direct Linear Ambient Luminaires | Premium | TRUE | 5314 | 129.7 | 40.97 | 19.01 | 0.9115 | 2987 | 83.1 | 5 | 50000 | 42821 |  |  | No |  | 4.1 | 5317 | 130.93 | 40.61 | 19.01 | 0.91 | 3000 | 83.1
PEYJ3KF5 | ByDesignLEDInc |  | BDL-ST8FT64-30K | Indoor Luminaires | Linear Ambient | Direct Linear Ambient Luminaires | Premium | TRUE | 8397 | 128.26 | 65.47 | 18.63 | 0.9087 | 2976 | 82.9 | 5 | 50000 | 42821 |  |  | No |  | 4.1 | 8397 | 128.26 | 65.47 | 18.63 | 0.91 | 3000 | 82.9
P6KETB23 | ByDesignLEDInc |  | BDL-ST4FT40-30K | Indoor Luminaires | Linear Ambient | Direct Linear Ambient Luminaires | Premium | TRUE | 5235.4 | 130.04 | 40.26 | 16.53 | 0.9014 | 2981 | 83 | 5 | 50000 | 42821 |  |  | No |  | 4.1 | 5205.1 | 131.28 | 39.65 | 16.53 | 0.9 | 3000 | 83
PKFAZWJT | ByDesignLEDInc |  | BDL-ST4FT40-50K | Indoor Luminaires | Linear Ambient | Direct Linear Ambient Luminaires | Premium | FALSE | [9 empty] | 42821 |  |  | No |  | 4.1 | 5324 | 133.67 | 39.83 | 16.46 | 0.9 | 5000 | 83.1
PE4DQAJ6 | ByDesignLEDInc |  | BDL-ST8FT40-50K | Indoor Luminaires | Linear Ambient | Direct Linear Ambient Luminaires | Premium | FALSE | [9 empty] | 42821 |  |  | No |  | 4.1 | 5423 | 134.8 | 40.23 | 19.05 | 0.91 | 5000 | 83
PYYMG2XA | ByDesignLEDInc |  | BDL-ST4FT24-50K | Indoor Luminaires | Linear Ambient | Direct Linear Ambient Luminaires | Premium | FALSE | [9 empty] | 42821 |  |  | No |  | 4.1 | 3382 | 139.69 | 24.21 | 18.71 | 0.91 | 5000 | 83
PW1G742U | ByDesignLEDInc |  | BDL-ST8FT64-50K | Indoor Luminaires | Linear Ambient | Direct Linear Ambient Luminaires | Premium | FALSE | [9 empty] | 42821 |  |  | No |  | 4.1 | 8654 | 133.08 | 65.03 | 18.57 | 0.91 | 5000 | 83
P1PNV6U1 | ByDesignLEDInc |  | BDL-ST8FT40-45K | Indoor Luminaires | Linear Ambient | Direct Linear Ambient Luminaires | Premium | FALSE | [9 empty] | 42821 |  |  | No |  | 4.1 | 5396.5 | 133.51 | 40.42 | 19.01 | 0.91 | 4500 | 83.1
P8EJXYH6 | ByDesignLEDInc |  | BDL-ST4FT24-45K | Indoor Luminaires | Linear Ambient | Direct Linear Ambient Luminaires | Premium | FALSE | [9 empty] | 42821 |  |  | No |  | 4.1 | 3324.48 | 137.66 | 24.15 | 18.75 | 0.91 | 4500 | 83.1
PZU2FS5H | ByDesignLEDInc |  | BDL-ST4FT40-45K | Indoor Luminaires | Linear Ambient | Direct Linear Ambient Luminaires | Premium | FALSE | [9 empty] | 42821 |  |  | No |  | 4.1 | 5294.28 | 133.22 | 39.74 | 16.53 | 0.9 | 4500 | 83
PSNGMCEZ | ByDesignLEDInc |  | BDL-ST8FT64-45K | Indoor Luminaires | Linear Ambient | Direct Linear Ambient Luminaires | Premium | FALSE | [9 empty] | 42821 |  |  | No |  | 4.1 | 8589.75 | 131.64 | 65.25 | 18.63 | 0.91 | 4500 | 82.9
PY8F2Y8F | ByDesignLEDInc |  | BDL-ST8FT40-40K | Indoor Luminaires | Linear Ambient | Direct Linear Ambient Luminaires | Premium | FALSE | [9 empty] | 42821 |  |  | No |  | 4.1 | 5370 | 132.86 | 40.42 | 19.01 | 0.91 | 4000 | 83.1
PQQAH49Q | ByDesignLEDInc |  | BDL-ST4FT24-40K | Indoor Luminaires | Linear Ambient | Direct Linear Ambient Luminaires | Premium | FALSE | [9 empty] | 42821 |  |  | No |  | 4.1 | 3266.95 | 135.28 | 24.15 | 18.75 | 0.91 | 4000 | 83.1
PAANAA8C | ByDesignLEDInc |  | BDL-ST4FT40-40K | Indoor Luminaires | Linear Ambient | Direct Linear Ambient Luminaires | Premium | FALSE | [9 empty] | 42821 |  |  | No |  | 4.1 | 5264.55 | 132.47 | 39.74 | 16.53 | 0.9 | 4000 | 83
PH477KNP | ByDesignLEDInc |  | BDL-ST8FT64-40K | Indoor Luminaires | Linear Ambient | Direct Linear Ambient Luminaires | Premium | FALSE | [9 empty] | 42821 |  |  | No |  | 4.1 | 8525.5 | 130.66 | 65.25 | 18.63 | 0.91 | 4000 | 82.9
P4Q4X8CX | ByDesignLEDInc |  | BDL-ST8FT40-35K | Indoor Luminaires | Linear Ambient | Direct Linear Ambient Luminaires | Premium | FALSE | [9 empty] | 42821 |  |  | No |  | 4.1 | 5343.5 | 132.2 | 40.42 | 19.01 | 0.91 | 3500 | 83.1
P78SHSHK | ByDesignLEDInc |  | BDL-ST4FT24-35K | Indoor Luminaires | Linear Ambient | Direct Linear Ambient Luminaires | Premium | FALSE | [9 empty] | 42821 |  |  | No |  | 4.1 | 3209.43 | 132.9 | 24.15 | 18.75 | 0.91 | 3500 | 83.1
PBK53AK3 | ByDesignLEDInc |  | BDL-ST4FT40-35K | Indoor Luminaires | Linear Ambient | Direct Linear Ambient Luminaires | Premium | FALSE | [9 empty] | 42821 |  |  | No |  | 4.1 | 5234.83 | 131.73 | 39.74 | 16.53 | 0.9 | 3500 | 83
PD8TU2VX | ByDesignLEDInc |  | BDL-ST8FT64-35K | Indoor Luminaires | Linear Ambient | Direct Linear Ambient Luminaires | Premium | FALSE | [9 empty] | 42821 |  |  | No |  | 4.1 | 8461.25 | 129.67 | 65.25 | 18.63 | 0.91 | 3500 | 82.9
PGUCMZS5 | LSI Industries | LSI Industries | SDL 4 LED 41L 35 UE [Control Options] HL | Indoor Luminaires | Linear Ambient | Direct Linear Ambient Luminaires | Standard | TRUE | 4123 | 113 | 36.5 | 6.3 | 0.985 | 3435 | 82 | 5 | 50000 | 42818 | Dimmable | Continuous Below 10 | Yes |  | 4.1 | 4123 | 112.96 | 36.5 | 5.55 | 1 | 3435 | 82
PPSGV4D9 | LSI Industries | LSI Industries | SDL 4 LED 39L 40 UE [Control Options] OR | Indoor Luminaires | Linear Ambient | Direct Linear Ambient Luminaires | Standard | FALSE | [9 empty] | 42818 | Dimmable | Continuous Below 10 | Yes |  | 4.1 | 3929 | 116.59 | 33.7 | 7.26 | 1 | 4068 | 83
PBSJBHZG | LSI Industries | LSI Industries | SDL 8 LED 78L 40 UE [Control Options] OR | Indoor Luminaires | Linear Ambient | Direct Linear Ambient Luminaires | Standard | FALSE | [9 empty] | 42818 | Dimmable | Continuous Below 10 | Yes |  | 4.1 | 8348 | 123.31 | 67.7 | 5.18 | 1 | 4068 | 83
PPWGMT3D | LSI Industries | LSI Industries | SDL 8 LED 83L 35 UE [Control Options] HL | Indoor Luminaires | Linear Ambient | Direct Linear Ambient Luminaires | Standard | TRUE | 8882 | 124 | 71.4 | 10.7 | 0.98 | 3435 | 82 | 5 | 50000 | 42818 | Dimmable | Continuous Below 10 | Yes |  | 4.1 | 8882 | 124.4 | 71.4 | 5.52 | 1 | 3435 | 82
P1YZ3VWW | Stanpro Lighting Systems Inc. | Stanpro | VT4-LS4A-[WH]/30K/XXX | Indoor Luminaires | Linear Ambient | Direct Linear Ambient Luminaires | Standard | TRUE | 7319 | 115.8 | 63.2 | 9.86 | 0.974 | 3066 | 82 | 5 |  | 42818 | Dimmable | Continuous Below 10 | Yes |  | 4.1 | 7319 | 115.81 | 63.2 | 9.86 | 0.97 | 3101 | 82
PF9N5WJB | Stanpro Lighting Systems Inc. | Stanpro | VT4-LS1A-[WH]/30K/XXX | Indoor Luminaires | Linear Ambient | Direct Linear Ambient Luminaires | Standard | TRUE | 3280 | 116.1 | 28.25 | 12.23 | 0.969 | 3057 | 83 | 5 |  | 42818 | Dimmable | Continuous Below 10 | Yes |  | 4.1 | 3310 | 117.42 | 28.19 | 12.23 | 0.97 | 3086 | 83
PGVWVR5B | Stanpro Lighting Systems Inc. | Stanpro | VT4-LS4A-[WH]/50K/XXX | Indoor Luminaires | Linear Ambient | Direct Linear Ambient Luminaires | Standard | FALSE | [9 empty] | 42818 | Dimmable | Continuous Below 10 | Yes |  | 4.1 | 7981.83 | 126.29 | 63.2 | 9.86 | 0.97 | 5101 | 82
PHBK4THA | Stanpro Lighting Systems Inc. | Stanpro | VT4-LS3A-[WH]/50K/XXX | Indoor Luminaires | Linear Ambient | Direct Linear Ambient Luminaires | Standard | FALSE | [9 empty] | 42818 | Dimmable | Continuous Below 10 | Yes |  | 4.1 | 5111.47 | 130.33 | 39.22 | 10.96 | 0.97 | 5093 | 83
PCYEZTXU | Stanpro Lighting Systems Inc. | Stanpro | VT4-LS1A-[WH]/50K/XXX | Indoor Luminaires | Linear Ambient | Direct Linear Ambient Luminaires | Standard | FALSE | [9 empty] | 42818 | Dimmable | Continuous Below 10 | Yes |  | 4.1 | 3609.77 | 128.05 | 28.19 | 12.23 | 0.97 | 5086 | 83
PF1SRC6C | Stanpro Lighting Systems Inc. | Stanpro | VT4-LS2A-[WH]/50K/XXX | Indoor Luminaires | Linear Ambient | Direct Linear Ambient Luminaires | Standard | FALSE | [9 empty] | 42818 | Dimmable | Continuous Below 10 | Yes |  | 4.1 | 4493.12 | 135.54 | 33.15 | 11.75 | 0.98 | 5085 | 83
P4737BEM | Stanpro Lighting Systems Inc. | Stanpro | VT4-LS4A-[WH]/40K/XXX | Indoor Luminaires | Linear Ambient | Direct Linear Ambient Luminaires | Standard | FALSE | [9 empty] | 42818 | Dimmable | Continuous Below 10 | Yes |  | 4.1 | 7708.4 | 121.97 | 63.2 | 9.86 | 0.97 | 4101 | 82
P5U64SRH | Stanpro Lighting Systems Inc. | Stanpro | VT4-LS3A-[WH]/40K/XXX | Indoor Luminaires | Linear Ambient | Direct Linear Ambient Luminaires | Standard | FALSE | [9 empty] | 42818 | Dimmable | Continuous Below 10 | Yes |  | 4.1 | 4936.37 | 125.86 | 39.22 | 10.96 | 0.97 | 4093 | 83
PB5S34PH | Stanpro Lighting Systems Inc. | Stanpro | VT4-LS1A-[WH]/40K/XXX | Indoor Luminaires | Linear Ambient | Direct Linear Ambient Luminaires | Standard | FALSE | [9 empty] | 42818 | Dimmable | Continuous Below 10 | Yes |  | 4.1 | 3486.11 | 123.66 | 28.19 | 12.23 | 0.97 | 4086 | 83
P5QDPZEK | Stanpro Lighting Systems Inc. | Stanpro | VT4-LS2A-[WH]/40K/XXX | Indoor Luminaires | Linear Ambient | Direct Linear Ambient Luminaires | Standard | FALSE | [9 empty] | 42818 | Dimmable | Continuous Below 10 | Yes |  | 4.1 | 4339.2 | 130.9 | 33.15 | 11.75 | 0.98 | 4085 | 83
P333PP5H | Stanpro Lighting Systems Inc. | Stanpro | VT4-LS4A-[WH]/35K/XXX | Indoor Luminaires | Linear Ambient | Direct Linear Ambient Luminaires | Standard | FALSE | [9 empty] | 42818 | Dimmable | Continuous Below 10 | Yes |  | 4.1 | 7496.14 | 118.61 | 63.2 | 9.86 | 0.97 | 3601 | 82
PXWFV2CE | Stanpro Lighting Systems Inc. | Stanpro | VT4-LS3A-[WH]/35K/XXX | Indoor Luminaires | Linear Ambient | Direct Linear Ambient Luminaires | Standard | FALSE | [9 empty] | 42818 | Dimmable | Continuous Below 10 | Yes |  | 4.1 | 4800.44 | 122.4 | 39.22 | 10.96 | 0.97 | 3593 | 83
PDD1MSJ2 | Stanpro Lighting Systems Inc. | Stanpro | VT4-LS1A-[WH]/35K/XXX | Indoor Luminaires | Linear Ambient | Direct Linear Ambient Luminaires | Standard | FALSE | [9 empty] | 42818 | Dimmable | Continuous Below 10 | Yes |  | 4.1 | 3390.11 | 120.26 | 28.19 | 12.23 | 0.97 | 3586 | 83
P6A76A63 | Stanpro Lighting Systems Inc. | Stanpro | VT4-LS2A-[WH]/35K/XXX | Indoor Luminaires | Linear Ambient | Direct Linear Ambient Luminaires | Standard | FALSE | [9 empty] | 42818 | Dimmable | Continuous Below 10 | Yes |  | 4.1 | 4219.72 | 127.29 | 33.15 | 11.75 | 0.98 | 3585 | 83
PKHECWT7 | Stanpro Lighting Systems Inc. | Stanpro | VT4-LS3A-[WH]/30K/XXX | Indoor Luminaires | Linear Ambient | Direct Linear Ambient Luminaires | Standard | FALSE | [9 empty] | 42818 | Dimmable | Continuous Below 10 | Yes |  | 4.1 | 4687 | 119.51 | 39.22 | 10.96 | 0.97 | 3093 | 83
PGSEE6SY | Stanpro Lighting Systems Inc. | Stanpro | VT4-LS2A-[WH]/30K/XXX | Indoor Luminaires | Linear Ambient | Direct Linear Ambient Luminaires | Standard | FALSE | [9 empty] | 42818 | Dimmable | Continuous Below 10 | Yes |  | 4.1 | 4120 | 124.28 | 33.15 | 11.75 | 0.98 | 3085 | 83
PJT381DS | Bravoled Lighting Manufacturing Co. Ltd. | Bravoled | BL-WR-486-48W-XTTN(4000K) | Indoor Luminaires | Linear Ambient | Direct Linear Ambient Luminaires | Standard | TRUE | 5042.643 | 106.385 | 47.4 | 15.3 | 0.927 | 3955 | 83.8 | 5 | 50000 | 42818 | Not Dimmable | Not Dimmable | No |  | 4.1 | 5042.6 | 106.3 | 47.4 | 15.3 | 0.93 | 3955 | 83.8
P7A534HJ | Bravoled Lighting Manufacturing Co. Ltd. | Bravoled | BL-WR-486-48W-XTTN(5000K) | Indoor Luminaires | Linear Ambient | Direct Linear Ambient Luminaires | Standard | FALSE | [9 empty] | 42818 | Not Dimmable | Not Dimmable | No |  | 4.1 | 5158.7 | 108.2 | 47.6 | 16.2 | 0.93 | 5140 | 86.1
PU6AUAEZ | Bravoled Lighting Manufacturing Co. Ltd. | Bravoled | BL-WR-486-48W-XTTN(4500K) | Indoor Luminaires | Linear Ambient | Direct Linear Ambient Luminaires | Standard | FALSE | [9 empty] | 42818 | Not Dimmable | Not Dimmable | No |  | 4.1 | 5042.6 | 106.3 | 47.4 | 15.3 | 0.93 | 4500 | 83.8
PKNYQ6C5 | Texas Fluorescents | Texas Fluorescents | 209A24LF12W1600LDMV30K | Indoor Luminaires | Linear Ambient | Direct Linear Ambient Luminaires | Standard | TRUE | 1587.1 | 127 | 12.496 | 13.1 | 0.976 | 3105 | 84 | 5 | 50000 | 42818 | Dimmable | Continuous Below 10 | Yes |  | 4.1 | 1587.1 | 126.97 | 12.5 | 13.1 | 0.98 | 3000 | 84
PSW33QRB | Texas Fluorescents | Texas Fluorescents | C24LFRF18W2300LDMV30K | Indoor Luminaires | Linear Ambient | Direct Linear Ambient Luminaires | Standard | TRUE | 2193.5 | 117.9 | 18.6 | 11.7 | 0.949 | 3119 | 84 | 5 | 50000 | 42818 | Dimmable | Continuous Below 10 | Yes |  | 4.1 | 2193.5 | 117.68 | 18.64 | 10.5 | 0.99 | 3000 | 83
PE85ZBXF | Texas Fluorescents | Texas Fluorescents | 209A24LF18W2400LDMV50K | Indoor Luminaires | Linear Ambient | Direct Linear Ambient Luminaires | Standard | FALSE | [9 empty] | 42818 | Dimmable | Continuous Below 10 | Yes |  | 4.1 | 2495 | 138.61 | 18 | 13.1 | 0.98 | 5000 | 83
PD35UZKS | Texas Fluorescents | Texas Fluorescents | 209A24LF12W1600LDMV50K | Indoor Luminaires | Linear Ambient | Direct Linear Ambient Luminaires | Standard | FALSE | [9 empty] | 42818 | Dimmable | Continuous Below 10 | Yes |  | 4.1 | 1715 | 137.2 | 12.5 | 13.1 | 0.98 | 5000 | 83
PK9UGMUJ | Texas Fluorescents | Texas Fluorescents | 209A24LF28W3400LDMV50K | Indoor Luminaires | Linear Ambient | Direct Linear Ambient Luminaires | Standard | FALSE | [9 empty] | 42818 | Dimmable | Continuous Below 10 | Yes |  | 4.1 | 3570 | 127.5 | 28 | 11.1 | 0.96 | 5000 | 83
PKS2RSHV | Texas Fluorescents | Texas Fluorescents | 209A24LF24W3100LDMV50K | Indoor Luminaires | Linear Ambient | Direct Linear Ambient Luminaires | Standard | FALSE | [9 empty] | 42818 | Dimmable | Continuous Below 10 | Yes |  | 4.1 | 3230 | 134.58 | 24 | 11.1 | 0.91 | 5000 | 83
PKPXRK61 | Texas Fluorescents | Texas Fluorescents | C24LFRF24W3000LDMV50K | Indoor Luminaires | Linear Ambient | Direct Linear Ambient Luminaires | Standard | FALSE | [9 empty] | 42818 | Dimmable | Continuous Below 10 | Yes |  | 4.1 | 3070 | 127.92 | 24 | 10.5 | 0.99 | 5000 | 83
P2DQAP4V | Texas Fluorescents | Texas Fluorescents | C24LFRF18W2300LDMV50K | Indoor Luminaires | Linear Ambient | Direct Linear Ambient Luminaires | Standard | FALSE | [9 empty] | 42818 | Dimmable | Continuous Below 10 | Yes |  | 4.1 | 2370 | 127.15 | 18.64 | 10.5 | 0.99 | 5000 | 83
PUW58VF1 | Texas Fluorescents | Texas Fluorescents | C24LF24W3350LDMV50K | Indoor Luminaires | Linear Ambient | Direct Linear Ambient Luminaires | Standard | FALSE | [9 empty] | 42818 | Dimmable | Continuous Below 10 | Yes |  | 4.1 | 3455 | 143.96 | 24 | 10.4 | 0.99 | 5000 | 83
P2VT4HB9 | Texas Fluorescents | Texas Fluorescents | C24LF18W2500LDMV50K | Indoor Luminaires | Linear Ambient | Direct Linear Ambient Luminaires | Standard | FALSE | [9 empty] | 42818 | Dimmable | Continuous Below 10 | Yes |  | 4.1 | 2670 | 143.24 | 18.64 | 10.4 | 0.99 | 5000 | 83
PUPA89VF | Texas Fluorescents | Texas Fluorescents | C24LF30W8100LDMV50K | Indoor Luminaires | Linear Ambient | Direct Linear Ambient Luminaires | Standard | FALSE | [9 empty] | 42818 | Dimmable | Continuous Below 10 | Yes |  | 4.1 | 4040 | 129.07 | 31.3 | 7.84 | 1 | 5000 | 83
PJRHQCXG | Texas Fluorescents | Texas Fluorescents | C24LF28W3700LDMV50K | Indoor Luminaires | Linear Ambient | Direct Linear Ambient Luminaires | Standard | FALSE | [9 empty] | 42818 | Dimmable | Continuous Below 10 | Yes |  | 4.1 | 3815 | 136.25 | 28 | 7.84 | 1 | 5000 | 83
PDC5CU78 | Texas Fluorescents | Texas Fluorescents | 209A24LF30W3600LDMV50K | Indoor Luminaires | Linear Ambient | Direct Linear Ambient Luminaires | Standard | FALSE | [9 empty] | 42818 | Dimmable | Continuous Below 10 | Yes |  | 4.1 | 3742 | 118.79 | 31.5 | 7.84 | 1 | 5000 | 83
PMSVWZ8G | Texas Fluorescents | Texas Fluorescents | C24LFRF30W3400LDMV50K | Indoor Luminaires | Linear Ambient | Direct Linear Ambient Luminaires | Standard | FALSE | [9 empty] | 42818 | Dimmable | Continuous Below 10 | Yes |  | 4.1 | 3458 | 110.8 | 31.21 | 7.65 | 1 | 5000 | 83
P4MPUEXZ | Texas Fluorescents | Texas Fluorescents | C24LFRF28W3300LDMV50K | Indoor Luminaires | Linear Ambient | Direct Linear Ambient Luminaires | Standard | FALSE | [9 empty] | 42818 | Dimmable | Continuous Below 10 | Yes |  | 4.1 | 3395 | 121.25 | 28 | 7.65 | 1 | 5000 | 83
PSTP2J4H | Texas Fluorescents | Texas Fluorescents | 209A24LF18W2400LDMV40K | Indoor Luminaires | Linear Ambient | Direct Linear Ambient Luminaires | Standard | FALSE | [9 empty] | 42818 | Dimmable | Continuous Below 10 | Yes |  | 4.1 | 2420 | 134.44 | 18 | 13.1 | 0.98 | 4000 | 84
PDNW296V | Texas Fluorescents | Texas Fluorescents | 209A24LF12W1600LDMV40K | Indoor Luminaires | Linear Ambient | Direct Linear Ambient Luminaires | Standard | FALSE | [9 empty] | 42818 | Dimmable | Continuous Below 10 | Yes |  | 4.1 | 1665 | 133.2 | 12.5 | 13.1 | 0.98 | 4000 | 84
PXNZVPYY | Texas Fluorescents | Texas Fluorescents | 209A24LF28W3400LDMV40K | Indoor Luminaires | Linear Ambient | Direct Linear Ambient Luminaires | Standard | FALSE | [9 empty] | 42818 | Dimmable | Continuous Below 10 | Yes |  | 4.1 | 3465 | 123.75 | 28 | 11.1 | 0.96 | 4000 | 84
PSY6E5MX | Texas Fluorescents | Texas Fluorescents | 209A24LF24W3100LDMV40K | Indoor Luminaires | Linear Ambient | Direct Linear Ambient Luminaires | Standard | FALSE | [9 empty] | 42818 | Dimmable | Continuous Below 10 | Yes |  | 4.1 | 3135 | 130.63 | 24 | 11.1 | 0.91 | 4000 | 84
PX3AP7UY | Texas Fluorescents | Texas Fluorescents | C24LF24W3350LDMV40K | Indoor Luminaires | Linear Ambient | Direct Linear Ambient Luminaires | Standard | FALSE | [9 empty] | 42818 | Dimmable | Continuous Below 10 | Yes |  | 4.1 | 3355 | 139.79 | 24 | 10.4 | 0.99 | 4000 | 84
PZQBN5ZD | Texas Fluorescents | Texas Fluorescents | C24LF18W2500LDMV40K | Indoor Luminaires | Linear Ambient | Direct Linear Ambient Luminaires | Standard | FALSE | [9 empty] | 42818 | Dimmable | Continuous Below 10 | Yes |  | 4.1 | 2590 | 138.95 | 18.64 | 10.4 | 0.99 | 4000 | 84
P8A69T81 | Texas Fluorescents | Texas Fluorescents | C24LF30W8100LDMV40K | Indoor Luminaires | Linear Ambient | Direct Linear Ambient Luminaires | Standard | FALSE | [9 empty] | 42818 | Dimmable | Continuous Below 10 | Yes |  | 4.1 | 3925 | 125.4 | 31.3 | 7.84 | 1 | 4000 | 84
PYUKB12D | Texas Fluorescents | Texas Fluorescents | C24LF28W3700LDMV40K | Indoor Luminaires | Linear Ambient | Direct Linear Ambient Luminaires | Standard | FALSE | [9 empty] | 42818 | Dimmable | Continuous Below 10 | Yes |  | 4.1 | 3705 | 132.32 | 28 | 7.84 | 1 | 4000 | 84
PWFCGBYY | Texas Fluorescents | Texas Fluorescents | 209A24LF30W3600LDMV40K | Indoor Luminaires | Linear Ambient | Direct Linear Ambient Luminaires | Standard | FALSE | [9 empty] | 42818 | Dimmable | Continuous Below 10 | Yes |  | 4.1 | 3630 | 115.24 | 31.5 | 7.84 | 1 | 4000 | 84
PQMP1FDD | Texas Fluorescents | Texas Fluorescents | C24LFRF24W3000LDMV40K | Indoor Luminaires | Linear Ambient | Direct Linear Ambient Luminaires | Standard | FALSE | [9 empty] | 42818 | Dimmable | Continuous Below 10 | Yes |  | 4.1 | 2980 | 124.17 | 24 | 10.5 | 0.99 | 4000 | 83
PDB68KR3 | Texas Fluorescents | Texas Fluorescents | C24LFRF18W2300LDMV40K | Indoor Luminaires | Linear Ambient | Direct Linear Ambient Luminaires | Standard | FALSE | [9 empty] | 42818 | Dimmable | Continuous Below 10 | Yes |  | 4.1 | 2300 | 123.39 | 18.64 | 10.5 | 0.99 | 4000 | 83
P9JGCR65 | Texas Fluorescents | Texas Fluorescents | C24LFRF30W3400LDMV40K | Indoor Luminaires | Linear Ambient | Direct Linear Ambient Luminaires | Standard | FALSE | [9 empty] | 42818 | Dimmable | Continuous Below 10 | Yes |  | 4.1 | 3433 | 110 | 31.21 | 7.65 | 1 | 4000 | 83
PT64PDXX | Texas Fluorescents | Texas Fluorescents | C24LFRF28W3300LDMV40K | Indoor Luminaires | Linear Ambient | Direct Linear Ambient Luminaires | Standard | FALSE | [9 empty] | 42818 | Dimmable | Continuous Below 10 | Yes |  | 4.1 | 3295 | 117.68 | 28 | 7.65 | 1 | 4000 | 83
PU5865AJ | Texas Fluorescents | Texas Fluorescents | 209A24LF18W2400LDMV35K | Indoor Luminaires | Linear Ambient | Direct Linear Ambient Luminaires | Standard | FALSE | [9 empty] | 42818 | Dimmable | Continuous Below 10 | Yes |  | 4.1 | 2345 | 130.28 | 18 | 13.1 | 0.98 | 3500 | 84
PZ2ZZYWB | Texas Fluorescents | Texas Fluorescents | 209A24LF12W1600LDMV35K | Indoor Luminaires | Linear Ambient | Direct Linear Ambient Luminaires | Standard | FALSE | [9 empty] | 42818 | Dimmable | Continuous Below 10 | Yes |  | 4.1 | 1615 | 129.2 | 12.5 | 13.1 | 0.98 | 3500 | 84
PCCZCXJ8 | Texas Fluorescents | Texas Fluorescents | 209A24LF28W3400LDMV35K | Indoor Luminaires | Linear Ambient | Direct Linear Ambient Luminaires | Standard | FALSE | [9 empty] | 42818 | Dimmable | Continuous Below 10 | Yes |  | 4.1 | 3355 | 119.82 | 28 | 11.1 | 0.96 | 3500 | 84
PU5BBZQV | Texas Fluorescents | Texas Fluorescents | 209A24LF24W3100LDMV35K | Indoor Luminaires | Linear Ambient | Direct Linear Ambient Luminaires | Standard | FALSE | [9 empty] | 42818 | Dimmable | Continuous Below 10 | Yes |  | 4.1 | 3035 | 126.46 | 24 | 11.1 | 0.91 | 3500 | 84
PFWVUUKZ | Texas Fluorescents | Texas Fluorescents | C24LF24W3350LDMV35K | Indoor Luminaires | Linear Ambient | Direct Linear Ambient Luminaires | Standard | FALSE | [9 empty] | 42818 | Dimmable | Continuous Below 10 | Yes |  | 4.1 | 3245 | 135.21 | 24 | 10.4 | 0.99 | 3500 | 84
PJ2QN8AM | Texas Fluorescents | Texas Fluorescents | C24LF18W2500LDMV35K | Indoor Luminaires | Linear Ambient | Direct Linear Ambient Luminaires | Standard | FALSE | [9 empty] | 42818 | Dimmable | Continuous Below 10 | Yes |  | 4.1 | 2505 | 134.39 | 18.64 | 10.4 | 0.99 | 3500 | 84
PY7VFAG2 | Texas Fluorescents | Texas Fluorescents | C24LF30W8100LDMV35K | Indoor Luminaires | Linear Ambient | Direct Linear Ambient Luminaires | Standard | FALSE | [9 empty] | 42818 | Dimmable | Continuous Below 10 | Yes |  | 4.1 | 3800 | 121.41 | 31.3 | 7.84 | 1 | 3500 | 84
P6CTP8VQ | Texas Fluorescents | Texas Fluorescents | 209A24LF30W3600LDMV35K | Indoor Luminaires | Linear Ambient | Direct Linear Ambient Luminaires | Standard | FALSE | [9 empty] | 42818 | Dimmable | Continuous Below 10 | Yes |  | 4.1 | 3600 | 114.29 | 31.5 | 7.84 | 1 | 3500 | 84
PH3T739R | Texas Fluorescents | Texas Fluorescents | C24LF28W3700LDMV35K | Indoor Luminaires | Linear Ambient | Direct Linear Ambient Luminaires | Standard | FALSE | [9 empty] | 42818 | Dimmable | Continuous Below 10 | Yes |  | 4.1 | 3585 | 128.04 | 28 | 7.84 | 1 | 3500 | 84
PGESC537 | Texas Fluorescents | Texas Fluorescents | C24LFRF24W3000LDMV35K | Indoor Luminaires | Linear Ambient | Direct Linear Ambient Luminaires | Standard | FALSE | [9 empty] | 42818 | Dimmable | Continuous Below 10 | Yes |  | 4.1 | 2885 | 120.21 | 24 | 10.5 | 0.99 | 3500 | 83
PA2HMS2V | Texas Fluorescents | Texas Fluorescents | C24LFRF18W2300LDMV35K | Indoor Luminaires | Linear Ambient | Direct Linear Ambient Luminaires | Standard | FALSE | [9 empty] | 42818 | Dimmable | Continuous Below 10 | Yes |  | 4.1 | 2230 | 119.64 | 18.64 | 10.5 | 0.99 | 3500 | 83
P76UN285 | Texas Fluorescents | Texas Fluorescents | C24LFRF30W3400LDMV35K | Indoor Luminaires | Linear Ambient | Direct Linear Ambient Luminaires | Standard | FALSE | [9 empty] | 42818 | Dimmable | Continuous Below 10 | Yes |  | 4.1 | 3355 | 107.5 | 31.21 | 7.65 | 1 | 3500 | 83
P7VKF2HF | Texas Fluorescents | Texas Fluorescents | C24LFRF28W3300LDMV35K | Indoor Luminaires | Linear Ambient | Direct Linear Ambient Luminaires | Standard | FALSE | [9 empty] | 42818 | Dimmable | Continuous Below 10 | Yes |  | 4.1 | 3190 | 113.93 | 28 | 7.65 | 1 | 3500 | 83
PZG5XW7X | Texas Fluorescents | Texas Fluorescents | 209A24LF18W2400LDMV30K | Indoor Luminaires | Linear Ambient | Direct Linear Ambient Luminaires | Standard | FALSE | [9 empty] | 42818 | Dimmable | Continuous Below 10 | Yes |  | 4.1 | 2305 | 128.06 | 18 | 13.1 | 0.98 | 3000 | 84
PJ98UKS9 | Texas Fluorescents | Texas Fluorescents | 209A24LF28W3400LDMV30K | Indoor Luminaires | Linear Ambient | Direct Linear Ambient Luminaires | Standard | FALSE | [9 empty] | 42818 | Dimmable | Continuous Below 10 | Yes |  | 4.1 | 3300 | 117.86 | 28 | 11.1 | 0.96 | 3000 | 84
PV36F3P9 | Texas Fluorescents | Texas Fluorescents | 209A24LF24W3100LDMV30K | Indoor Luminaires | Linear Ambient | Direct Linear Ambient Luminaires | Standard | FALSE | [9 empty] | 42818 | Dimmable | Continuous Below 10 | Yes |  | 4.1 | 2985 | 124.38 | 24 | 11.1 | 0.91 | 3000 | 84
PKVC5P62 | Texas Fluorescents | Texas Fluorescents | C24LF24W3350LDMV30K | Indoor Luminaires | Linear Ambient | Direct Linear Ambient Luminaires | Standard | FALSE | [9 empty] | 42818 | Dimmable | Continuous Below 10 | Yes |  | 4.1 | 3195 | 133.13 | 24 | 10.4 | 0.99 | 3000 | 84
PN6C6DR5 | Texas Fluorescents | Texas Fluorescents | C24LF18W2500LDMV30K | Indoor Luminaires | Linear Ambient | Direct Linear Ambient Luminaires | Standard | FALSE | [9 empty] | 42818 | Dimmable | Continuous Below 10 | Yes |  | 4.1 | 2467.8 | 132.39 | 18.64 | 10.4 | 0.99 | 3000 | 84
P2YPXPSH | Texas Fluorescents | Texas Fluorescents | C24LF30W8100LDMV30K | Indoor Luminaires | Linear Ambient | Direct Linear Ambient Luminaires | Standard | FALSE | [9 empty] | 42818 | Dimmable | Continuous Below 10 | Yes |  | 4.1 | 3735 | 119.33 | 31.3 | 7.84 | 1 | 3000 | 84
PMD1MEQK | Texas Fluorescents | Texas Fluorescents | 209A24LF30W3600LDMV30K | Indoor Luminaires | Linear Ambient | Direct Linear Ambient Luminaires | Standard | FALSE | [9 empty] | 42818 | Dimmable | Continuous Below 10 | Yes |  | 4.1 | 3569 | 113.3 | 31.5 | 7.84 | 1 | 3000 | 84
P8H63ZBY | Texas Fluorescents | Texas Fluorescents | C24LF28W3700LDMV30K | Indoor Luminaires | Linear Ambient | Direct Linear Ambient Luminaires | Standard | FALSE | [9 empty] | 42818 | Dimmable | Continuous Below 10 | Yes |  | 4.1 | 3530 | 126.07 | 28 | 7.84 | 1 | 3000 | 84
PTP2BXSZ | Texas Fluorescents | Texas Fluorescents | C24LFRF24W3000LDMV30K | Indoor Luminaires | Linear Ambient | Direct Linear Ambient Luminaires | Standard | FALSE | [9 empty] | 42818 | Dimmable | Continuous Below 10 | Yes |  | 4.1 | 2840 | 118.33 | 24 | 10.5 | 0.99 | 3000 | 83
P3G3RMUE | Texas Fluorescents | Texas Fluorescents | C24LFRF30W3400LDMV30K | Indoor Luminaires | Linear Ambient | Direct Linear Ambient Luminaires | Standard | FALSE | [9 empty] | 42818 | Dimmable | Continuous Below 10 | Yes |  | 4.1 | 3301 | 105.77 | 31.21 | 7.65 | 1 | 3000 | 83
P9EVNW8H | Texas Fluorescents | Texas Fluorescents | C24LFRF28W3300LDMV30K | Indoor Luminaires | Linear Ambient | Direct Linear Ambient Luminaires | Standard | FALSE | [9 empty] | 42818 | Dimmable | Continuous Below 10 | Yes |  | 4.1 | 3140 | 112.14 | 28 | 7.65 | 1 | 3000 | 83
PRYBW29N | Shenzhen CoreShine Optoelectronics Co. Ltd | CoreShine | CSLS-1565-cd-ef-gh10 (2700) | Indoor Luminaires | Linear Ambient | Direct Linear Ambient Luminaires | Standard | TRUE | 7945.8 | 124.46 | 63.84 | 13.16 | 0.9467 | 2747 | 82.3 | 5 | 50000 | 42818 | Dimmable | Continuous Below 10 | No |  | 4.1 | 7800 | 120 | 65 | 20 | 0.9 | 2700 | 80
PJZ385K6 | Shenzhen CoreShine Optoelectronics Co. Ltd | CoreShine | CSLS-1565-cd-ef-gh10 (5000) | Indoor Luminaires | Linear Ambient | Direct Linear Ambient Luminaires | Standard | FALSE | [9 empty] | 42818 | Dimmable | Continuous Below 10 | No |  | 4.1 | 7800 | 120 | 65 | 20 | 0.9 | 5000 | 80
PPHUTD6F | Shenzhen CoreShine Optoelectronics Co. Ltd | CoreShine | CSLS-1565-cd-ef-gh10 (4000) | Indoor Luminaires | Linear Ambient | Direct Linear Ambient Luminaires | Standard | FALSE | [9 empty] | 42818 | Dimmable | Continuous Below 10 | No |  | 4.1 | 7800 | 120 | 65 | 20 | 0.9 | 4000 | 80
PVUCKT4S | Shenzhen CoreShine Optoelectronics Co. Ltd | CoreShine | CSLS-1565-cd-ef-gh10 (3500) | Indoor Luminaires | Linear Ambient | Direct Linear Ambient Luminaires | Standard | FALSE | [9 empty] | 42818 | Dimmable | Continuous Below 10 | No |  | 4.1 | 7800 | 120 | 65 | 20 | 0.9 | 3500 | 80
PQP5RVM8 | Shenzhen CoreShine Optoelectronics Co. Ltd | CoreShine | CSLS-1565-cd-ef-gh10 (3000) | Indoor Luminaires | Linear Ambient | Direct Linear Ambient Luminaires | Standard | FALSE | [9 empty] | 42818 | Dimmable | Continuous Below 10 | No |  | 4.1 | 7800 | 120 | 65 | 20 | 0.9 | 3000 | 80
PJJ4QTXD | Shenzhen CoreShine Optoelectronics Co. Ltd | CoreShine | CSLS-1540-cd-ef-ghDA (2700) | Indoor Luminaires | Linear Ambient | Direct Linear Ambient Luminaires | Standard | TRUE | 4922.6 | 122.82 | 40.08 | 12.27 | 0.9427 | 2763 | 82.6 | 5 | 50000 | 42818 | Dimmable | Continuous Below 10 | No |  | 4.1 | 4800 | 120 | 40 | 20 | 0.9 | 2700 | 80
PHD43GTY | Shenzhen CoreShine Optoelectronics Co. Ltd | CoreShine | CSLS-1540-cd-ef-ghDA (5000) | Indoor Luminaires | Linear Ambient | Direct Linear Ambient Luminaires | Standard | FALSE | [9 empty] | 42818 | Dimmable | Continuous Below 10 | No |  | 4.1 | 4800 | 120 | 40 | 20 | 0.9 | 5000 | 80
PAE9P9G8 | Shenzhen CoreShine Optoelectronics Co. Ltd | CoreShine | CSLS-1540-cd-ef-ghDA (4000) | Indoor Luminaires | Linear Ambient | Direct Linear Ambient Luminaires | Standard | FALSE | [9 empty] | 42818 | Dimmable | Continuous Below 10 | No |  | 4.1 | 4800 | 120 | 40 | 20 | 0.9 | 4000 | 80
P11ZQP8A | Shenzhen CoreShine Optoelectronics Co. Ltd | CoreShine | CSLS-1540-cd-ef-ghDA (3500) | Indoor Luminaires | Linear Ambient | Direct Linear Ambient Luminaires | Standard | FALSE | [9 empty] | 42818 | Dimmable | Continuous Below 10 | No |  | 4.1 | 4800 | 120 | 40 | 20 | 0.9 | 3500 | 80
PCKB3WWT | Shenzhen CoreShine Optoelectronics Co. Ltd | CoreShine | CSLS-1540-cd-ef-ghDA (3000) | Indoor Luminaires | Linear Ambient | Direct Linear Ambient Luminaires | Standard | FALSE | [9 empty] | 42818 | Dimmable | Continuous Below 10 | No |  | 4.1 | 4800 | 120 | 40 | 20 | 0.9 | 3000 | 80
PHHZUTM3 | GE Lighting Solutions | Lumination | LISx8C0B4D1850xxxxxxxxxx | Indoor Luminaires | Linear Ambient | Direct Linear Ambient Luminaires | Premium | FALSE | [9 empty] | 42817 |  |  | No |  | 4.1 | 25000 | 137 | 182 | 20 | 0.9 | 5000 | 80
PEGRK5QQ | GE Lighting Solutions | Lumination | LISx8C0B1D1850xxxxxxxxxx | Indoor Luminaires | Linear Ambient | Direct Linear Ambient Luminaires | Premium | FALSE | [9 empty] | 42817 |  |  | No |  | 4.1 | 21600 | 144 | 150 | 20 | 0.9 | 5000 | 80
PV31FC73 | GE Lighting Solutions | Lumination | LISx8C0A7D1850xxxxxxxxxx | Indoor Luminaires | Linear Ambient | Direct Linear Ambient Luminaires | Premium | FALSE | [9 empty] | 42817 |  |  | No |  | 4.1 | 17300 | 152.42 | 113.5 | 20 | 0.9 | 5000 | 80
PQR599MD | GE Lighting Solutions | Lumination | LISx8CDA7D1850xxxxxxxxxx | Indoor Luminaires | Linear Ambient | Direct Linear Ambient Luminaires | Premium | FALSE | [9 empty] | 42817 |  |  | No |  | 4.1 | 17300 | 149.13 | 116 | 20 | 0.9 | 5000 | 80
PVSH6K4K | GE Lighting Solutions | Lumination | LISx8C0A3D1850xxxxxxxxxx | Indoor Luminaires | Linear Ambient | Direct Linear Ambient Luminaires | Premium | FALSE | [9 empty] | 42817 |  |  | No |  | 4.1 | 13250 | 153.17 | 86.5 | 20 | 0.9 | 5000 | 80
P1NR2RT7 | GE Lighting Solutions | Lumination | LISx8CDA3D1850xxxxxxxxxx | Indoor Luminaires | Linear Ambient | Direct Linear Ambient Luminaires | Premium | FALSE | [9 empty] | 42817 |  |  | No |  | 4.1 | 13250 | 151.77 | 87.3 | 20 | 0.9 | 5000 | 80
PZTHPUBC | GE Lighting Solutions | Lumination | LISx8C0A2D1850xxxxxxxxxx | Indoor Luminaires | Linear Ambient | Direct Linear Ambient Luminaires | Premium | FALSE | [9 empty] | 42817 |  |  | No |  | 4.1 | 12750 | 142.14 | 89.7 | 20 | 0.9 | 5000 | 80
PBUS6CSX | GE Lighting Solutions | Lumination | LISx8CDA2D1850xxxxxxxxxx | Indoor Luminaires | Linear Ambient | Direct Linear Ambient Luminaires | Premium | FALSE | [9 empty] | 42817 |  |  | No |  | 4.1 | 12750 | 134.21 | 95 | 20 | 0.9 | 5000 | 80
P892QQ7Y | GE Lighting Solutions | Lumination | LISx4C0A2D1850xxxxxxxxxx | Indoor Luminaires | Linear Ambient | Direct Linear Ambient Luminaires | Premium | FALSE | [9 empty] | 42817 |  |  | No |  | 4.1 | 12600 | 140.62 | 89.6 | 20 | 0.9 | 5000 | 80
P4GNSTTS | GE Lighting Solutions | Lumination | LISx4CDA2D1850xxxxxxxxxx | Indoor Luminaires | Linear Ambient | Direct Linear Ambient Luminaires | Premium | FALSE | [9 empty] | 42817 |  |  | No |  | 4.1 | 12600 | 135.48 | 93 | 20 | 0.9 | 5000 | 80
PU22JW3W | GE Lighting Solutions | Lumination | LISx4CDA1D1850xxxxxxxxxx | Indoor Luminaires | Linear Ambient | Direct Linear Ambient Luminaires | Premium | FALSE | [9 empty] | 42817 |  |  | No |  | 4.1 | 10800 | 134 | 80.3 | 20 | 0.9 | 5000 | 80
PFPNPT7X | GE Lighting Solutions | Lumination | LISx4C0A1D1850xxxxxxxxxx | Indoor Luminaires | Linear Ambient | Direct Linear Ambient Luminaires | Premium | FALSE | [9 empty] | 42817 |  |  | No |  | 4.1 | 10800 | 135 | 80 | 20 | 0.9 | 5000 | 80
PQWV3WSN | GE Lighting Solutions | Lumination | LISx8CDA0D1850xxxxxxxxxx | Indoor Luminaires | Linear Ambient | Direct Linear Ambient Luminaires | Premium | FALSE | [9 empty] | 42817 |  |  | No |  | 4.1 | 10600 | 137.66 | 77 | 20 | 0.9 | 5000 | 80
PDSY98N5 | GE Lighting Solutions | Lumination | LISx8C0A0D1850xxxxxxxxxx | Indoor Luminaires | Linear Ambient | Direct Linear Ambient Luminaires | Premium | FALSE | [9 empty] | 42817 |  |  | No |  | 4.1 | 10600 | 145.8 | 72.7 | 20 | 0.9 | 5000 | 80
PPT2CHRC | GE Lighting Solutions | Lumination | LISx8C084D1850xxxxxxxxxx | Indoor Luminaires | Linear Ambient | Direct Linear Ambient Luminaires | Premium | FALSE | [9 empty] | 42817 |  |  | No |  | 4.1 | 8600 | 148.02 | 58.1 | 20 | 0.9 | 5000 | 80
PPH9MEA5 | GE Lighting Solutions | Lumination | LISx8CD84D1850xxxxxxxxxx | Indoor Luminaires | Linear Ambient | Direct Linear Ambient Luminaires | Premium | FALSE | [9 empty] | 42817 |  |  | No |  | 4.1 | 8600 | 138.93 | 61.9 | 20 | 0.9 | 5000 | 80
PVPF76SW | GE Lighting Solutions | Lumination | LISx4CD65D1850xxxxxxxxxx | Indoor Luminaires | Linear Ambient | Direct Linear Ambient Luminaires | Premium | FALSE | [9 empty] | 42817 |  |  | No |  | 4.1 | 6600 | 143.47 | 46 | 20 | 0.9 | 5000 | 80
P8QM4KF5 | GE Lighting Solutions | Lumination | LISx4C065D1850xxxxxxxxxx | Indoor Luminaires | Linear Ambient | Direct Linear Ambient Luminaires | Premium | FALSE | [9 empty] | 42817 |  |  | No |  | 4.1 | 6600 | 152.77 | 43.2 | 20 | 0.9 | 5000 | 80
PSPDKN2U | GE Lighting Solutions | Lumination | LISx4CD62D1850xxxxxxxxxx | Indoor Luminaires | Linear Ambient | Direct Linear Ambient Luminaires | Premium | FALSE | [9 empty] | 42817 |  |  | No |  | 4.1 | 6375 | 131.44 | 48.5 | 20 | 0.9 | 5000 | 80
PQ5H9QYH | GE Lighting Solutions | Lumination | LISx4C062D1850xxxxxxxxxx | Indoor Luminaires | Linear Ambient | Direct Linear Ambient Luminaires | Premium | FALSE | [9 empty] | 42817 |  |  | No |  | 4.1 | 6375 | 141.66 | 45 | 20 | 0.9 | 5000 | 80
P9BVSWFW | GE Lighting Solutions | Lumination | LISx8C0B4D1840xxxxxxxxxx | Indoor Luminaires | Linear Ambient | Direct Linear Ambient Luminaires | Premium | FALSE | [9 empty] | 42817 |  |  | No |  | 4.1 | 24500 | 135 | 182 | 20 | 0.9 | 4000 | 80
PNY2VRAQ | GE Lighting Solutions | Lumination | LISx8C0B1D1840xxxxxxxxxx | Indoor Luminaires | Linear Ambient | Direct Linear Ambient Luminaires | Premium | FALSE | [9 empty] | 42817 |  |  | No |  | 4.1 | 21100 | 140.66 | 150 | 20 | 0.9 | 4000 | 80
PHW3ZEJK | GE Lighting Solutions | Lumination | LISx8CDA7D1840xxxxxxxxxx | Indoor Luminaires | Linear Ambient | Direct Linear Ambient Luminaires | Premium | FALSE | [9 empty] | 42817 |  |  | No |  | 4.1 | 17000 | 146.55 | 116 | 20 | 0.9 | 4000 | 80
PHFXYKDB | GE Lighting Solutions | Lumination | LISx8C0A7D1840xxxxxxxxxx | Indoor Luminaires | Linear Ambient | Direct Linear Ambient Luminaires | Premium | FALSE | [9 empty] | 42817 |  |  | No |  | 4.1 | 17000 | 149.77 | 113.5 | 20 | 0.9 | 4000 | 80
PV7URWMZ | GE Lighting Solutions | Lumination | LISx8CDA3D1840xxxxxxxxxx | Indoor Luminaires | Linear Ambient | Direct Linear Ambient Luminaires | Premium | FALSE | [9 empty] | 42817 |  |  | No |  | 4.1 | 13000 | 148.91 | 87.3 | 20 | 0.9 | 4000 | 80
PUYQYM3H | GE Lighting Solutions | Lumination | LISx8C0A3D1840xxxxxxxxxx | Indoor Luminaires | Linear Ambient | Direct Linear Ambient Luminaires | Premium | FALSE | [9 empty] | 42817 |  |  | No |  | 4.1 | 13000 | 150.28 | 86.5 | 20 | 0.9 | 4000 | 80
PVCG2DEN | GE Lighting Solutions | Lumination | LISx8C0A2D1840xxxxxxxxxx | Indoor Luminaires | Linear Ambient | Direct Linear Ambient Luminaires | Premium | FALSE | [9 empty] | 42817 |  |  | No |  | 4.1 | 12500 | 139.35 | 89.7 | 20 | 0.9 | 4000 | 80
PPCWS53X | GE Lighting Solutions | Lumination | LISx8CDA2D1840xxxxxxxxxx | Indoor Luminaires | Linear Ambient | Direct Linear Ambient Luminaires | Premium | FALSE | [9 empty] | 42817 |  |  | No |  | 4.1 | 12500 | 131.57 | 95 | 20 | 0.9 | 4000 | 80
PQ6HT1WN | GE Lighting Solutions | Lumination | LISx4C0A2D1840xxxxxxxxxx | Indoor Luminaires | Linear Ambient | Direct Linear Ambient Luminaires | Premium | FALSE | [9 empty] | 42817 |  |  | No |  | 4.1 | 12300 | 137.27 | 89.6 | 20 | 0.9 | 4000 | 80
PDDM1SYH | GE Lighting Solutions | Lumination | LISx4CDA2D1840xxxxxxxxxx | Indoor Luminaires | Linear Ambient | Direct Linear Ambient Luminaires | Premium | FALSE | [9 empty] | 42817 |  |  | No |  | 4.1 | 12300 | 132.25 | 93 | 20 | 0.9 | 4000 | 80
PHVSZPC7 | GE Lighting Solutions | Lumination | LISx4C0A1D1840xxxxxxxxxx | Indoor Luminaires | Linear Ambient | Direct Linear Ambient Luminaires | Premium | FALSE | [9 empty] | 42817 |  |  | No |  | 4.1 | 10500 | 131 | 80 | 20 | 0.9 | 4000 | 80
PADK29RP | GE Lighting Solutions | Lumination | LISx4CDA1D1840xxxxxxxxxx | Indoor Luminaires | Linear Ambient | Direct Linear Ambient Luminaires | Premium | FALSE | [9 empty] | 42817 |  |  | No |  | 4.1 | 10500 | 131 | 80.3 | 20 | 0.9 | 4000 | 80
PNA1GA26 | GE Lighting Solutions | Lumination | LISx8CDA0D1840xxxxxxxxxx | Indoor Luminaires | Linear Ambient | Direct Linear Ambient Luminaires | Premium | FALSE | [9 empty] | 42817 |  |  | No |  | 4.1 | 10400 | 135.06 | 77 | 20 | 0.9 | 4000 | 80
P3BQ9Y72 | GE Lighting Solutions | Lumination | LISx8C0A0D1840xxxxxxxxxx | Indoor Luminaires | Linear Ambient | Direct Linear Ambient Luminaires | Premium | FALSE | [9 empty] | 42817 |  |  | No |  | 4.1 | 10400 | 143.05 | 72.7 | 20 | 0.9 | 4000 | 80
PZ6AQT8R | GE Lighting Solutions | Lumination | LISx8C084D1840xxxxxxxxxx | Indoor Luminaires | Linear Ambient | Direct Linear Ambient Luminaires | Premium | FALSE | [9 empty] | 42817 |  |  | No |  | 4.1 | 8400 | 144.57 | 58.1 | 20 | 0.9 | 4000 | 80
PJKYZRRM | GE Lighting Solutions | Lumination | LISx8CD84D1840xxxxxxxxxx | Indoor Luminaires | Linear Ambient | Direct Linear Ambient Luminaires | Premium | FALSE | [9 empty] | 42817 |  |  | No |  | 4.1 | 8400 | 135.7 | 61.9 | 20 | 0.9 | 4000 | 80
PYZ3J4M4 | GE Lighting Solutions | Lumination | LISx4CD65D1840xxxxxxxxxx | Indoor Luminaires | Linear Ambient | Direct Linear Ambient Luminaires | Premium | FALSE | [9 empty] | 42817 |  |  | No |  | 4.1 | 6500 | 141.3 | 46 | 20 | 0.9 | 4000 | 80
PWQM56RS | GE Lighting Solutions | Lumination | LISx4C065D1840xxxxxxxxxx | Indoor Luminaires | Linear Ambient | Direct Linear Ambient Luminaires | Premium | FALSE | [9 empty] | 42817 |  |  | No |  | 4.1 | 6500 | 150.46 | 43.2 | 20 | 0.9 | 4000 | 80
PKWTN6GM | GE Lighting Solutions | Lumination | LISx4CD62D1840xxxxxxxxxx | Indoor Luminaires | Linear Ambient | Direct Linear Ambient Luminaires | Standard | FALSE | [9 empty] | 42817 |  |  | No |  | 4.1 | 6250 | 128.86 | 48.5 | 20 | 0.9 | 4000 | 80
PJKUNQ91 | GE Lighting Solutions | Lumination | LISx4C062D1840xxxxxxxxxx | Indoor Luminaires | Linear Ambient | Direct Linear Ambient Luminaires | Premium | FALSE | [9 empty] | 42817 |  |  | No |  | 4.1 | 6250 | 138.88 | 45 | 20 | 0.9 | 4000 | 80
PQAM2B9W | GE Lighting Solutions | Lumination | LISx8C0B4D1835xxxxxxxxxx | Indoor Luminaires | Linear Ambient | Direct Linear Ambient Luminaires | Premium | FALSE | [9 empty] | 42817 |  |  | No |  | 4.1 | 23800 | 131 | 182 | 20 | 0.9 | 3500 | 80
PPY6PW63 | GE Lighting Solutions | Lumination | LISx8C0B1D1835xxxxxxxxxx | Indoor Luminaires | Linear Ambient | Direct Linear Ambient Luminaires | Premium | FALSE | [9 empty] | 42817 |  |  | No |  | 4.1 | 20600 | 137.33 | 150 | 20 | 0.9 | 3500 | 80
PR1WJGKW | GE Lighting Solutions | Lumination | LISx8C0A7D1835xxxxxxxxxx | Indoor Luminaires | Linear Ambient | Direct Linear Ambient Luminaires | Premium | FALSE | [9 empty] | 42817 |  |  | No |  | 4.1 | 16450 | 144.93 | 113.5 | 20 | 0.9 | 3500 | 80
PJYA8UEF | GE Lighting Solutions | Lumination | LISx8CDA7D1835xxxxxxxxxx | Indoor Luminaires | Linear Ambient | Direct Linear Ambient Luminaires | Premium | FALSE | [9 empty] | 42817 |  |  | No |  | 4.1 | 16450 | 141.81 | 116 | 20 | 0.9 | 3500 | 80
PDE93KV2 | GE Lighting Solutions | Lumination | LISx8CDA3D1835xxxxxxxxxx | Indoor Luminaires | Linear Ambient | Direct Linear Ambient Luminaires | Premium | FALSE | [9 empty] | 42817 |  |  | No |  | 4.1 | 12600 | 144.32 | 87.3 | 20 | 0.9 | 3500 | 80
PCMWFJKC | GE Lighting Solutions | Lumination | LISx8C0A3D1835xxxxxxxxxx | Indoor Luminaires | Linear Ambient | Direct Linear Ambient Luminaires | Premium | FALSE | [9 empty] | 42817 |  |  | No |  | 4.1 | 12600 | 145.66 | 86.5 | 20 | 0.9 | 3500 | 80
PTGT8UDC | GE Lighting Solutions | Lumination | LISx8CDA2D1835xxxxxxxxxx | Indoor Luminaires | Linear Ambient | Direct Linear Ambient Luminaires | Standard | FALSE | [9 empty] | 42817 |  |  | No |  | 4.1 | 12150 | 127.89 | 95 | 20 | 0.9 | 3500 | 80
P88DFRUR | GE Lighting Solutions | Lumination | LISx8C0A2D1835xxxxxxxxxx | Indoor Luminaires | Linear Ambient | Direct Linear Ambient Luminaires | Premium | FALSE | [9 empty] | 42817 |  |  | No |  | 4.1 | 12150 | 135.45 | 89.7 | 20 | 0.9 | 3500 | 80
PQHKUABP | GE Lighting Solutions | Lumination | LISx4C0A2D1835xxxxxxxxxx | Indoor Luminaires | Linear Ambient | Direct Linear Ambient Luminaires | Premium | FALSE | [9 empty] | 42817 |  |  | No |  | 4.1 | 12000 | 133.92 | 89.6 | 20 | 0.9 | 3500 | 80
P1YECPK8 | GE Lighting Solutions | Lumination | LISx4CDA2D1835xxxxxxxxxx | Indoor Luminaires | Linear Ambient | Direct Linear Ambient Luminaires | Standard | FALSE | [9 empty] | 42817 |  |  | No |  | 4.1 | 12000 | 129.03 | 93 | 20 | 0.9 | 3500 | 80
PU67SB3C | GE Lighting Solutions | Lumination | LISx4C0A1D1835xxxxxxxxxx | Indoor Luminaires | Linear Ambient | Direct Linear Ambient Luminaires | Standard | FALSE | [9 empty] | 42817 |  |  | No |  | 4.1 | 10200 | 128 | 80 | 20 | 0.9 | 3500 | 80
PHJGY8YB | GE Lighting Solutions | Lumination | LISx4CDA1D1835xxxxxxxxxx | Indoor Luminaires | Linear Ambient | Direct Linear Ambient Luminaires | Standard | FALSE | [9 empty] | 42817 |  |  | No |  | 4.1 | 10200 | 127 | 80.3 | 20 | 0.9 | 3500 | 80
PQ8GDRM4 | GE Lighting Solutions | Lumination | LISx8C0A0D1835xxxxxxxxxx | Indoor Luminaires | Linear Ambient | Direct Linear Ambient Luminaires | Premium | FALSE | [9 empty] | 42817 |  |  | No |  | 4.1 | 10100 | 138.92 | 72.7 | 20 | 0.9 | 3500 | 80
P7K7Y4WM | GE Lighting Solutions | Lumination | LISx8CDA0D1835xxxxxxxxxx | Indoor Luminaires | Linear Ambient | Direct Linear Ambient Luminaires | Premium | FALSE | [9 empty] | 42817 |  |  | No |  | 4.1 | 10100 | 131.16 | 77 | 20 | 0.9 | 3500 | 80
PQWXWQKG | GE Lighting Solutions | Lumination | LISx8CD84D1835xxxxxxxxxx | Indoor Luminaires | Linear Ambient | Direct Linear Ambient Luminaires | Premium | FALSE | [9 empty] | 42817 |  |  | No |  | 4.1 | 8100 | 130.85 | 61.9 | 20 | 0.9 | 3500 | 80
PGT5XK3Z | GE Lighting Solutions | Lumination | LISx8C084D1835xxxxxxxxxx | Indoor Luminaires | Linear Ambient | Direct Linear Ambient Luminaires | Premium | FALSE | [9 empty] | 42817 |  |  | No |  | 4.1 | 8100 | 139.41 | 58.1 | 20 | 0.9 | 3500 | 80
PFSCNT23 | GE Lighting Solutions | Lumination | LISx4CD65D1835xxxxxxxxxx | Indoor Luminaires | Linear Ambient | Direct Linear Ambient Luminaires | Premium | FALSE | [9 empty] | 42817 |  |  | No |  | 4.1 | 6300 | 136.95 | 46 | 20 | 0.9 | 3500 | 80
P99DMYY4 | GE Lighting Solutions | Lumination | LISx4C065D1835xxxxxxxxxx | Indoor Luminaires | Linear Ambient | Direct Linear Ambient Luminaires | Premium | FALSE | [9 empty] | 42817 |  |  | No |  | 4.1 | 6300 | 145.83 | 43.2 | 20 | 0.9 | 3500 | 80
PBJKAFMF | GE Lighting Solutions | Lumination | LISx4CD62D1835xxxxxxxxxx | Indoor Luminaires | Linear Ambient | Direct Linear Ambient Luminaires | Standard | FALSE | [9 empty] | 42817 |  |  | No |  | 4.1 | 6050 | 124.74 | 48.5 | 20 | 0.9 | 3500 | 80
P14VWYCW | GE Lighting Solutions | Lumination | LISx4C062D1835xxxxxxxxxx | Indoor Luminaires | Linear Ambient | Direct Linear Ambient Luminaires | Premium | FALSE | [9 empty] | 42817 |  |  | No |  | 4.1 | 6050 | 134.44 | 45 | 20 | 0.9 | 3500 | 80
P3EU6Y6Z | FSC Lighting | FSC Lighting | L28548-40W-35K | Indoor Luminaires | Linear Ambient | Direct Linear Ambient Luminaires | Premium | TRUE | 4927.56 | 129.62 | 38.015 | 3.6 | 0.9512 | 3455 | 84.06 | 5 | 50000 | 42817 |  |  | No |  | 4.1 | 5120 | 128 | 40 | 10 | 0.9 | 3500 | 80
P9UEE25J | FSC Lighting | FSC Lighting | L28596-38W-35K | Indoor Luminaires | Linear Ambient | Direct Linear Ambient Luminaires | Premium | TRUE | 4741.5 | 128.89 | 36.79 | 9.7 | 0.9312 | 3436 | 84 | 5 | 50000 | 42817 |  |  | No |  | 4.1 | 4864 | 128 | 38 | 10 | 0.9 | 3500 | 80
PRG2JB9K | FSC Lighting | FSC Lighting | L28548-18W-50K | Indoor Luminaires | Linear Ambient | Direct Linear Ambient Luminaires | Premium | TRUE | 2342.36 | 131.43 | 17.822 | 11.2 | 0.9174 | 5118 | 84.44 | 5 | 50000 | 42817 |  |  | No |  | 4.1 | 2358 | 131 | 18 | 10 | 0.9 | 5000 | 80
PFYUBV5Z | FSC Lighting | FSC Lighting | L28548-18W-35K | Indoor Luminaires | Linear Ambient | Direct Linear Ambient Luminaires | Premium | TRUE | 2293.2 | 127.57 | 17.98 | 11.2 | 0.9174 | 3437 | 84 | 5 | 50000 | 42817 |  |  | No |  | 4.1 | 2304 | 128 | 18 | 10 | 0.9 | 3500 | 80
PWQ16BQ5 | FSC Lighting | FSC Lighting | L28596-75W-50K | Indoor Luminaires | Linear Ambient | Direct Linear Ambient Luminaires | Premium | FALSE | [9 empty] | 42817 |  |  | No |  | 4.1 | 9825 | 131 | 75 | 10 | 0.9 | 5000 | 80
PEXMWPE3 | FSC Lighting | FSC Lighting | L28548-40W-50K | Indoor Luminaires | Linear Ambient | Direct Linear Ambient Luminaires | Premium | FALSE | [9 empty] | 42817 |  |  | No |  | 4.1 | 5240 | 131 | 40 | 10 | 0.9 | 5000 | 80
PT9F6896 | FSC Lighting | FSC Lighting | L28596-38W-50K | Indoor Luminaires | Linear Ambient | Direct Linear Ambient Luminaires | Premium | FALSE | [9 empty] | 42817 |  |  | No |  | 4.1 | 4978 | 131 | 38 | 10 | 0.9 | 5000 | 80
PVQXY4S4 | FSC Lighting | FSC Lighting | L28596-75W-40K | Indoor Luminaires | Linear Ambient | Direct Linear Ambient Luminaires | Premium | FALSE | [9 empty] | 42817 |  |  | No |  | 4.1 | 9750 | 130 | 75 | 10 | 0.9 | 4000 | 80
PH3H8ME5 | FSC Lighting | FSC Lighting | L28548-40W-40K | Indoor Luminaires | Linear Ambient | Direct Linear Ambient Luminaires | Premium | FALSE | [9 empty] | 42817 |  |  | No |  | 4.1 | 5200 | 130 | 40 | 10 | 0.9 | 4000 | 80
PNKBGN4N | FSC Lighting | FSC Lighting | L28596-38W-40K | Indoor Luminaires | Linear Ambient | Direct Linear Ambient Luminaires | Premium | FALSE | [9 empty] | 42817 |  |  | No |  | 4.1 | 4940 | 130 | 38 | 10 | 0.9 | 4000 | 80
PE5FCUQC | FSC Lighting | FSC Lighting | L28548-18W-40K | Indoor Luminaires | Linear Ambient | Direct Linear Ambient Luminaires | Premium | FALSE | [9 empty] | 42817 |  |  | No |  | 4.1 | 2340 | 130 | 18 | 10 | 0.9 | 4000 | 80
PB7DHJHK | FSC Lighting | FSC Lighting | L28596-75W-35K | Indoor Luminaires | Linear Ambient | Direct Linear Ambient Luminaires | Premium | FALSE | [9 empty] | 42817 |  |  | No |  | 4.1 | 9600 | 128 | 75 | 10 | 0.9 | 3500 | 80
P9G8U5E9 | Eaton (formerly Cooper Lighting) | Fail-Safe | HVL8-Blank-4-LD4-1LO-30-UNV-C-EDC[All Circuits]-[All End Caps]-[All Options]-[All Finish] | Indoor Luminaires | Linear Ambient | Direct Linear Ambient Luminaires | Standard | TRUE | 2647 | 107 | 24.7 | 7.6 | 0.995 | 3085 | 84 | 5 | 50000 | 42817 |  |  | Yes |  | 4.1 | 2647 | 107.36 | 24.66 | 7.17 | 0.99 | 3000 | 82.4
PP3BY496 | Eaton (formerly Cooper Lighting) | Fail-Safe | HVL8-Blank-4-LD4-2LO-30-UNV-C-EDC[All Circuits]-[All End Caps]-[All Options]-[All Finish] | Indoor Luminaires | Linear Ambient | Direct Linear Ambient Luminaires | Standard | TRUE | 5105 | 103 | 49.4 | 18 | 0.94 | 3085 | 84 | 5 | 50000 | 42817 |  |  | Yes |  | 4.1 | 5105 | 103.53 | 49.31 | 7.17 | 0.99 | 3000 | 82.4
P1U7JDYV | Eaton (formerly Cooper Lighting) | Fail-Safe | HVL8-Blank-4-LD4-1HI-50-UNV-C-EDC[All Circuits]-[All End Caps]-[All Options]-[All Finish] | Indoor Luminaires | Linear Ambient | Direct Linear Ambient Luminaires | Standard | FALSE | [9 empty] | 42817 |  |  | Yes |  | 4.1 | 4635 | 104.39 | 44.4 | 8.3 | 0.99 | 5000 | 82.4
PH3J7184 | Eaton (formerly Cooper Lighting) | Fail-Safe | HVL8-Blank-4-LD4-2STD-50-UNV-C-EDC[All Circuits]-[All End Caps]-[All Options]-[All Finish] | Indoor Luminaires | Linear Ambient | Direct Linear Ambient Luminaires | Standard | FALSE | [9 empty] | 42817 |  |  | Yes |  | 4.1 | 7403 | 107.83 | 68.65 | 7.7 | 0.99 | 5000 | 82.4
P9FXWFMY | Eaton (formerly Cooper Lighting) | Fail-Safe | HVL8-Blank-4-LD4-1STD-50-UNV-C-EDC[All Circuits]-[All End Caps]-[All Options]-[All Finish] | Indoor Luminaires | Linear Ambient | Direct Linear Ambient Luminaires | Standard | FALSE | [9 empty] | 42817 |  |  | Yes |  | 4.1 | 3793 | 110.5 | 34.33 | 7.7 | 0.99 | 5000 | 82.4
PR31MBGH | Eaton (formerly Cooper Lighting) | Fail-Safe | HVL8-Blank-4-LD4-2LO-50-UNV-C-EDC[All Circuits]-[All End Caps]-[All Options]-[All Finish] | Indoor Luminaires | Linear Ambient | Direct Linear Ambient Luminaires | Standard | FALSE | [9 empty] | 42817 |  |  | Yes |  | 4.1 | 5605 | 113.67 | 49.31 | 7.17 | 0.99 | 5000 | 82.4
PSRJEMY3 | Eaton (formerly Cooper Lighting) | Fail-Safe | HVL8-Blank-4-LD4-1LO-50-UNV-C-EDC[All Circuits]-[All End Caps]-[All Options]-[All Finish] | Indoor Luminaires | Linear Ambient | Direct Linear Ambient Luminaires | Standard | FALSE | [9 empty] | 42817 |  |  | Yes |  | 4.1 | 2844 | 115.35 | 24.66 | 7.17 | 0.99 | 5000 | 82.4
PC1WDBKS | Eaton (formerly Cooper Lighting) | Fail-Safe | HVL8-Blank-4-LD4-1HI-50-UNV-C-[Driver Includes EDD & ED1D][All Circuits]-[All End Caps]-[All Options]-[All Finish] | Indoor Luminaires | Linear Ambient | Direct Linear Ambient Luminaires | Standard | FALSE | [9 empty] | 42817 |  |  | Yes |  | 4.1 | 4635 | 104.39 | 44.4 | 8.3 | 0.99 | 5000 | 82.4
PZ37V8E6 | Eaton (formerly Cooper Lighting) | Fail-Safe | HVL8-Blank-4-LD4-2STD-50-UNV-C-[Driver Includes EDD & ED1D][All Circuits]-[All End Caps]-[All Options]-[All Finish] | Indoor Luminaires | Linear Ambient | Direct Linear Ambient Luminaires | Standard | FALSE | [9 empty] | 42817 |  |  | Yes |  | 4.1 | 7403 | 107.83 | 68.65 | 7.7 | 0.99 | 5000 | 82.4
PBK7Z4M8 | Eaton (formerly Cooper Lighting) | Fail-Safe | HVL8-Blank-4-LD4-1STD-50-UNV-C-[Driver Includes EDD & ED1D][All Circuits]-[All End Caps]-[All Options]-[All Finish] | Indoor Luminaires | Linear Ambient | Direct Linear Ambient Luminaires | Standard | FALSE | [9 empty] | 42817 |  |  | Yes |  | 4.1 | 3793 | 110.5 | 34.33 | 7.7 | 0.99 | 5000 | 82.4
PE3FC5XD | Eaton (formerly Cooper Lighting) | Fail-Safe | HVL8-Blank-4-LD4-2LO-50-UNV-C-[Driver Includes EDD & ED1D][All Circuits]-[All End Caps]-[All Options]-[All Finish] | Indoor Luminaires | Linear Ambient | Direct Linear Ambient Luminaires | Standard | FALSE | [9 empty] | 42817 |  |  | Yes |  | 4.1 | 5605 | 113.67 | 49.31 | 7.17 | 0.99 | 5000 | 82.4
P3342BSR | Eaton (formerly Cooper Lighting) | Fail-Safe | HVL8-Blank-4-LD4-1LO-50-UNV-C-[Driver Includes EDD & ED1D][All Circuits]-[All End Caps]-[All Options]-[All Finish] | Indoor Luminaires | Linear Ambient | Direct Linear Ambient Luminaires | Standard | FALSE | [9 empty] | 42817 |  |  | Yes |  | 4.1 | 2844 | 115.35 | 24.66 | 7.17 | 0.99 | 5000 | 82.4
PCC4E1XX | Eaton (formerly Cooper Lighting) | Fail-Safe | HVL8-Blank-4-LD4-1STD-40-UNV-C-EDC[All Circuits]-[All End Caps]-[All Options]-[All Finish] | Indoor Luminaires | Linear Ambient | Direct Linear Ambient Luminaires | Standard | FALSE | [9 empty] | 42817 |  |  | Yes |  | 4.1 | 3595 | 104.73 | 34.33 | 7.7 | 0.99 | 4000 | 82.4
PP35TZAS | Eaton (formerly Cooper Lighting) | Fail-Safe | HVL8-Blank-4-LD4-2LO-40-UNV-C-EDC[All Circuits]-[All End Caps]-[All Options]-[All Finish] | Indoor Luminaires | Linear Ambient | Direct Linear Ambient Luminaires | Standard | FALSE | [9 empty] | 42817 |  |  | Yes |  | 4.1 | 5199 | 105.44 | 49.31 | 7.17 | 0.99 | 4000 | 82.4
PKVG9Z3S | Eaton (formerly Cooper Lighting) | Fail-Safe | HVL8-Blank-4-LD4-1LO-40-UNV-C-EDC[All Circuits]-[All End Caps]-[All Options]-[All Finish] | Indoor Luminaires | Linear Ambient | Direct Linear Ambient Luminaires | Standard | FALSE | [9 empty] | 42817 |  |  | Yes |  | 4.1 | 2696 | 109.35 | 24.66 | 7.17 | 0.99 | 4000 | 82.4
PFDH83JA | Eaton (formerly Cooper Lighting) | Fail-Safe | HVL8-Blank-4-LD4-1STD-40-UNV-C-[Driver Includes EDD & ED1D][All Circuits]-[All End Caps]-[All Options]-[All Finish] | Indoor Luminaires | Linear Ambient | Direct Linear Ambient Luminaires | Standard | FALSE | [9 empty] | 42817 |  |  | Yes |  | 4.1 | 3595 | 104.73 | 34.33 | 7.7 | 0.99 | 4000 | 82.4
P2NGXMAM | Eaton (formerly Cooper Lighting) | Fail-Safe | HVL8-Blank-4-LD4-2LO-40-UNV-C-[Driver Includes EDD & ED1D][All Circuits]-[All End Caps]-[All Options]-[All Finish] | Indoor Luminaires | Linear Ambient | Direct Linear Ambient Luminaires | Standard | FALSE | [9 empty] | 42817 |  |  | Yes |  | 4.1 | 5199 | 105.44 | 49.31 | 7.17 | 0.99 | 4000 | 82.4
PKKP5DD9 | Eaton (formerly Cooper Lighting) | Fail-Safe | HVL8-Blank-4-LD4-1LO-40-UNV-C-[Driver Includes EDD & ED1D][All Circuits]-[All End Caps]-[All Options]-[All Finish] | Indoor Luminaires | Linear Ambient | Direct Linear Ambient Luminaires | Standard | FALSE | [9 empty] | 42817 |  |  | Yes |  | 4.1 | 2696 | 109.35 | 24.66 | 7.17 | 0.99 | 4000 | 82.4
PRUHQ6H7 | Eaton (formerly Cooper Lighting) | Fail-Safe | HVL8-Blank-4-LD4-1STD-35-UNV-C-EDC[All Circuits]-[All End Caps]-[All Options]-[All Finish] | Indoor Luminaires | Linear Ambient | Direct Linear Ambient Luminaires | Standard | FALSE | [9 empty] | 42817 |  |  | Yes |  | 4.1 | 3564 | 103.83 | 34.33 | 7.7 | 0.99 | 3500 | 82.4
PHKR9H3F | Eaton (formerly Cooper Lighting) | Fail-Safe | HVL8-Blank-4-LD4-2LO-35-UNV-C-EDC[All Circuits]-[All End Caps]-[All Options]-[All Finish] | Indoor Luminaires | Linear Ambient | Direct Linear Ambient Luminaires | Standard | FALSE | [9 empty] | 42817 |  |  | Yes |  | 4.1 | 5154 | 104.52 | 49.31 | 7.17 | 0.99 | 3500 | 82.4
PRARD97N | Eaton (formerly Cooper Lighting) | Fail-Safe | HVL8-Blank-4-LD4-1LO-35-UNV-C-EDC[All Circuits]-[All End Caps]-[All Options]-[All Finish] | Indoor Luminaires | Linear Ambient | Direct Linear Ambient Luminaires | Standard | FALSE | [9 empty] | 42817 |  |  | Yes |  | 4.1 | 2673 | 108.42 | 24.66 | 7.17 | 0.99 | 3500 | 82.4
PQU213FK | Eaton (formerly Cooper Lighting) | Fail-Safe | HVL8-Blank-4-LD4-1STD-35-UNV-C-[Driver Includes EDD & ED1D][All Circuits]-[All End Caps]-[All Options]-[All Finish] | Indoor Luminaires | Linear Ambient | Direct Linear Ambient Luminaires | Standard | FALSE | [9 empty] | 42817 |  |  | Yes |  | 4.1 | 3564 | 103.83 | 34.33 | 7.7 | 0.99 | 3500 | 82.4
PZCJ53N2 | Eaton (formerly Cooper Lighting) | Fail-Safe | HVL8-Blank-4-LD4-2LO-35-UNV-C-[Driver Includes EDD & ED1D][All Circuits]-[All End Caps]-[All Options]-[All Finish] | Indoor Luminaires | Linear Ambient | Direct Linear Ambient Luminaires | Standard | FALSE | [9 empty] | 42817 |  |  | Yes |  | 4.1 | 5154 | 104.52 | 49.31 | 7.17 | 0.99 | 3500 | 82.4
PJ4B94N4 | Eaton (formerly Cooper Lighting) | Fail-Safe | HVL8-Blank-4-LD4-1LO-35-UNV-C-[Driver Includes EDD & ED1D][All Circuits]-[All End Caps]-[All Options]-[All Finish] | Indoor Luminaires | Linear Ambient | Direct Linear Ambient Luminaires | Standard | FALSE | [9 empty] | 42817 |  |  | Yes |  | 4.1 | 2673 | 108.42 | 24.66 | 7.17 | 0.99 | 3500 | 82.4
P85VD3C3 | Eaton (formerly Cooper Lighting) | Fail-Safe | HVL8-Blank-4-LD4-2LO-30-UNV-C-[Driver Includes EDD & ED1D][All Circuits]-[All End Caps]-[All Options]-[All Finish] | Indoor Luminaires | Linear Ambient | Direct Linear Ambient Luminaires | Standard | FALSE | [9 empty] | 42817 |  |  | Yes |  | 4.1 | 5105 | 103.53 | 49.31 | 7.17 | 0.99 | 3000 | 82.4
PC3SRYAJ | Eaton (formerly Cooper Lighting) | Fail-Safe | HVL8-Blank-4-LD4-1LO-30-UNV-C-[Driver Includes EDD & ED1D][All Circuits]-[All End Caps]-[All Options]-[All Finish] | Indoor Luminaires | Linear Ambient | Direct Linear Ambient Luminaires | Standard | FALSE | [9 empty] | 42817 |  |  | Yes |  | 4.1 | 2647 | 107.36 | 24.66 | 7.17 | 0.99 | 3000 | 82.4
P2MTR4UY | Jiangsu Ever-Tie Lighting Co. Ltd | Ever-tie | ETLSRK-4FT/VH/32/YDM 5000K(A1A3+B3) | Indoor Retrofit Kit | Linear Ambient | Retrofit Kits for Direct Linear Ambient Luminaires | Premium | TRUE | 4179.65 | 133.06 | 31.412 | 3.2 | 0.9988 | 5136 | 84.4 | 5 | 50000 | 42816 |  |  | No |  | 4.1 | 4256 | 133 | 32 | 10 | 0.9 | 5000 | 80
PZYBZFAU | Jiangsu Ever-Tie Lighting Co. Ltd | Ever-tie | ETLSRK-4FT/VH/32/YDM 3500K(A1A3+B3) | Indoor Retrofit Kit | Linear Ambient | Retrofit Kits for Direct Linear Ambient Luminaires | Premium | TRUE | 3858.6 | 129.04 | 29.9 | 9.7 | 0.962 | 3445 | 84 | 5 | 50000 | 42816 |  |  | No |  | 4.1 | 4160 | 130 | 32 | 10 | 0.9 | 3500 | 80
P9NA8V6F | Jiangsu Ever-Tie Lighting Co. Ltd | Ever-tie | ETLSRK-8FT/VH/65/YDM 3500K(A1A3+B3) | Indoor Retrofit Kit | Linear Ambient | Retrofit Kits for Direct Linear Ambient Luminaires | Premium | TRUE | 8047.9 | 128.27 | 62.74 | 13.8 | 0.9485 | 3449 | 84.1 | 5 | 50000 | 42816 |  |  | No |  | 4.1 | 8450 | 130 | 65 | 10 | 0.9 | 3500 | 80
PD9TWHSC | Jiangsu Ever-Tie Lighting Co. Ltd | Ever-tie | ETLSRK-8FT/VH/65/YDM 5000K(A1A3+B3) | Indoor Retrofit Kit | Linear Ambient | Retrofit Kits for Direct Linear Ambient Luminaires | Premium | FALSE | [9 empty] | 42816 |  |  | No |  | 4.1 | 8580 | 132 | 65 | 10 | 0.9 | 5000 | 80
P3147GYA | Jiangsu Ever-Tie Lighting Co. Ltd | Ever-tie | ETLSRK-8FT/VH/65/YDM 4000K(A1A3+B3) | Indoor Retrofit Kit | Linear Ambient | Retrofit Kits for Direct Linear Ambient Luminaires | Premium | FALSE | [9 empty] | 42816 |  |  | No |  | 4.1 | 8515 | 131 | 65 | 10 | 0.9 | 4000 | 80
PZC1S5HW | Jiangsu Ever-Tie Lighting Co. Ltd | Ever-tie | ETLSRK-4FT/VH/32/YDM 4000K(A1A3+B3) | Indoor Retrofit Kit | Linear Ambient | Retrofit Kits for Direct Linear Ambient Luminaires | Premium | FALSE | [9 empty] | 42816 |  |  | No |  | 4.1 | 4224 | 132 | 32 | 10 | 0.9 | 4000 | 80
PJQGAT4F | Hess Lighting Inc | Hess Lighting Inc | BL 9 3000K UNV DF2 5.5 [All Housing Colors] | Indoor Luminaires | Linear Ambient | Direct Linear Ambient Luminaires | Standard | TRUE | 7260 | 102.8 | 70.72 | 10 | 0.98 | 3101 | 82.2 | 5 | 50000 | 42816 |  |  | No |  | 4.1 | 7260 | 102.8 | 70.65 | 5.16 | 0.99 | 3101 | 86.2
PYP3FCWV | Hess Lighting Inc | Hess Viking Series | VIKING VK4-UNV-4000K-4FT-PC-DF | Indoor Luminaires | Linear Ambient | Direct Linear Ambient Luminaires | Standard | TRUE | 4222 | 115.1 | 36.69 | 13.1 | 0.961 | 4071 | 83.8 | 5 | 50000 | 42816 |  |  | Yes |  | 4.1 | 4222 | 115.1 | 36.69 | 13.1 | 0.96 | 4071 | 83.8
PECEXZ75 | Hess Lighting Inc | Hess Lighting Inc | BL 4 4000K UNV DF2 3.7 [All Housing Colors] | Indoor Luminaires | Linear Ambient | Direct Linear Ambient Luminaires | Standard | TRUE | 4036 | 104.7 | 38.56 | 20.1 | 0.913 | 3990 | 85.2 | 5 | 50000 | 42816 |  |  | No |  | 4.1 | 4036 | 104.7 | 38.56 | 14.4 | 0.98 | 3990 | 85.2
PT93R82A | Hess Lighting Inc | Hess Viking Series | VIKING HO VK-HO-6-UNV-4000K-4FT-PC-DF | Indoor Luminaires | Linear Ambient | Direct Linear Ambient Luminaires | Standard | FALSE | [9 empty] | 42816 |  |  | Yes |  | 4.1 | 5688 | 119.7 | 47.54 | 14.7 | 0.96 | 4048 | 83
PRBT3ZB1 | Hess Lighting Inc | Hess Lighting Inc | BL 6 4000K UNV DF2 3.7 [All Housing Colors] | Indoor Luminaires | Linear Ambient | Direct Linear Ambient Luminaires | Standard | FALSE | [9 empty] | 42816 |  |  | No |  | 4.1 | 6122 | 112.4 | 54.48 | 12.5 | 0.99 | 4032 | 83.8
PZ4PMGST | Hess Lighting Inc | Hess Lighting Inc | BL 6 4000K UNV DF2 5.5 [All Housing Colors] | Indoor Luminaires | Linear Ambient | Direct Linear Ambient Luminaires | Standard | FALSE | [9 empty] | 42816 |  |  | No |  | 4.1 | 6018 | 108.4 | 55.53 | 12.3 | 0.99 | 4026 | 84.3
PF61MSY5 | Hess Lighting Inc | Hess Lighting Inc | BL 9 4000K UNV MB 5.5 [All Housing Colors] | Indoor Luminaires | Linear Ambient | Direct Linear Ambient Luminaires | Standard | FALSE | [9 empty] | 42816 |  |  | No |  | 4.1 | 10966.49 | 152.16 | 72.07 | 5.16 | 0.99 | 4000 | 86.2
PGYECN5M | Hess Lighting Inc | Hess Lighting Inc | BL 9 4000K UNV DA20 5.5 [All Housing Colors] | Indoor Luminaires | Linear Ambient | Direct Linear Ambient Luminaires | Standard | FALSE | [9 empty] | 42816 |  |  | No |  | 4.1 | 10847.72 | 150.52 | 72.07 | 5.16 | 0.99 | 4000 | 86.2
PNR3VR9Y | Hess Lighting Inc | Hess Lighting Inc | BL 9 4000K UNV WW 5.5 [All Housing Colors] | Indoor Luminaires | Linear Ambient | Direct Linear Ambient Luminaires | Standard | FALSE | [9 empty] | 42816 |  |  | No |  | 4.1 | 10070.76 | 139.74 | 72.07 | 5.16 | 0.99 | 4000 | 86.2
PF1TR7HN | Hess Lighting Inc | Hess Lighting Inc | BL 4 4000K UNV MB 3.7 [All Housing Colors] | Indoor Luminaires | Linear Ambient | Direct Linear Ambient Luminaires | Standard | FALSE | [9 empty] | 42816 |  |  | No |  | 4.1 | 5056.02 | 131.12 | 38.56 | 14.6 | 0.98 | 4000 | 85.2
PGQBCGDC | Hess Lighting Inc | Hess Lighting Inc | BL 4 4000K UNV WW 3.7 [All Housing Colors] | Indoor Luminaires | Linear Ambient | Direct Linear Ambient Luminaires | Standard | FALSE | [9 empty] | 42816 |  |  | No |  | 4.1 | 4263.81 | 110.58 | 38.56 | 14.3 | 0.98 | 4000 | 85.2
PZZUTDN8 | Hess Lighting Inc | Hess Lighting Inc | BL 4 4000K UNV DA20 3.7 [All Housing Colors] | Indoor Luminaires | Linear Ambient | Direct Linear Ambient Luminaires | Standard | FALSE | [9 empty] | 42816 |  |  | No |  | 4.1 | 4947.09 | 128.3 | 38.56 | 14.2 | 0.98 | 4000 | 85.2
PCEKFYKK | Hess Lighting Inc | Hess Lighting Inc | BL 6 4000K UNV MB 5.5 [All Housing Colors] | Indoor Luminaires | Linear Ambient | Direct Linear Ambient Luminaires | Standard | FALSE | [9 empty] | 42816 |  |  | No |  | 4.1 | 6865.32 | 123.63 | 55.53 | 12.3 | 0.99 | 4000 | 84.3
P7KBJTCC | Hess Lighting Inc | Hess Lighting Inc | BL 6 4000K UNV DA20 5.5 [All Housing Colors] | Indoor Luminaires | Linear Ambient | Direct Linear Ambient Luminaires | Standard | FALSE | [9 empty] | 42816 |  |  | No |  | 4.1 | 6790.97 | 122.29 | 55.53 | 12.3 | 0.99 | 4000 | 84.3
PPDPED4T | Hess Lighting Inc | Hess Lighting Inc | BL 6 4000K UNV WW 5.5 [All Housing Colors] | Indoor Luminaires | Linear Ambient | Direct Linear Ambient Luminaires | Standard | FALSE | [9 empty] | 42816 |  |  | No |  | 4.1 | 6304.57 | 113.53 | 55.53 | 12.3 | 0.99 | 4000 | 84.3
PYDG2RUY | Hess Lighting Inc | Hess Lighting Inc | BL 6 4000K UNV MB 3.7 [All Housing Colors] | Indoor Luminaires | Linear Ambient | Direct Linear Ambient Luminaires | Standard | FALSE | [9 empty] | 42816 |  |  | No |  | 4.1 | 6983.96 | 128.19 | 54.48 | 13 | 0.99 | 4000 | 82.1
PCS4B2UA | Hess Lighting Inc | Hess Lighting Inc | BL 6 4000K UNV DA20 3.7 [All Housing Colors] | Indoor Luminaires | Linear Ambient | Direct Linear Ambient Luminaires | Standard | FALSE | [9 empty] | 42816 |  |  | No |  | 4.1 | 6908.33 | 126.8 | 54.48 | 13 | 0.99 | 4000 | 82.1
PHBCRK5N | Hess Lighting Inc | Hess Lighting Inc | BL 6 4000K UNV WW 3.7 [All Housing Colors] | Indoor Luminaires | Linear Ambient | Direct Linear Ambient Luminaires | Standard | FALSE | [9 empty] | 42816 |  |  | No |  | 4.1 | 6413.52 | 117.72 | 54.48 | 13 | 0.99 | 4000 | 82.1
P19FDY97 | Hess Lighting Inc | Hess Lighting Inc | BL 9 4000K UNV DF2 5.5 [All Housing Colors] | Indoor Luminaires | Linear Ambient | Direct Linear Ambient Luminaires | Standard | FALSE | [9 empty] | 42816 |  |  | No |  | 4.1 | 9613 | 133.4 | 72.07 | 5.16 | 0.99 | 3855 | 86.2
PRECMR86 | Hess Lighting Inc | Hess Lighting Inc | BL 9 3500K UNV MB 5.5 [All Housing Colors] | Indoor Luminaires | Linear Ambient | Direct Linear Ambient Luminaires | Standard | FALSE | [9 empty] | 42816 |  |  | No |  | 4.1 | 9624.34 | 134.87 | 71.36 | 5.16 | 0.99 | 3500 | 86.2
PAG3AG4T | Hess Lighting Inc | Hess Lighting Inc | BL 9 3500K UNV DA20 5.5 [All Housing Colors] | Indoor Luminaires | Linear Ambient | Direct Linear Ambient Luminaires | Standard | FALSE | [9 empty] | 42816 |  |  | No |  | 4.1 | 9520.11 | 133.41 | 71.36 | 5.16 | 0.99 | 3500 | 86.2
PY89Z5Q6 | Hess Lighting Inc | Hess Lighting Inc | BL 9 3500K UNV WW 5.5 [All Housing Colors] | Indoor Luminaires | Linear Ambient | Direct Linear Ambient Luminaires | Standard | FALSE | [9 empty] | 42816 |  |  | No |  | 4.1 | 8838.24 | 123.85 | 71.36 | 5.16 | 0.99 | 3500 | 86.2
PE2C423K | Hess Lighting Inc | Hess Lighting Inc | BL 9 3500K UNV DF2 5.5 [All Housing Colors] | Indoor Luminaires | Linear Ambient | Direct Linear Ambient Luminaires | Standard | FALSE | [9 empty] | 42816 |  |  | No |  | 4.1 | 8505.16 | 119.19 | 71.36 | 5.16 | 0.99 | 3500 | 86.2
P1GD16NN | Hess Lighting Inc | Hess Lighting Inc | BL 4 3500K UNV MB 3.7 [All Housing Colors] | Indoor Luminaires | Linear Ambient | Direct Linear Ambient Luminaires | Standard | FALSE | [9 empty] | 42816 |  |  | No |  | 4.1 | 4744.01 | 122.84 | 38.62 | 14.6 | 0.98 | 3500 | 85.2
PZYSQRH6 | Hess Lighting Inc | Hess Lighting Inc | BL 4 3500K UNV WW 3.7 [All Housing Colors] | Indoor Luminaires | Linear Ambient | Direct Linear Ambient Luminaires | Standard | FALSE | [9 empty] | 42816 |  |  | No |  | 4.1 | 4166.9 | 107.89 | 38.62 | 14.3 | 0.98 | 3500 | 85.2
P32PFUHJ | Hess Lighting Inc | Hess Lighting Inc | BL 4 3500K UNV DA20 3.7 [All Housing Colors] | Indoor Luminaires | Linear Ambient | Direct Linear Ambient Luminaires | Standard | FALSE | [9 empty] | 42816 |  |  | No |  | 4.1 | 4665.55 | 120.81 | 38.62 | 14.2 | 0.98 | 3500 | 85.2
P73NB3BQ | Hess Lighting Inc | Hess Lighting Inc | BL 6 3500K UNV MB 5.5 [All Housing Colors] | Indoor Luminaires | Linear Ambient | Direct Linear Ambient Luminaires | Standard | FALSE | [9 empty] | 42816 |  |  | No |  | 4.1 | 6577.27 | 116.19 | 56.61 | 12.3 | 0.99 | 3500 | 84.3
P8HBQVC9 | Hess Lighting Inc | Hess Lighting Inc | BL 6 3500K UNV MB 3.7 [All Housing Colors] | Indoor Luminaires | Linear Ambient | Direct Linear Ambient Luminaires | Standard | FALSE | [9 empty] | 42816 |  |  | No |  | 4.1 | 6703.9 | 124.27 | 53.95 | 13 | 0.99 | 3500 | 82.1
P9ACFDW1 | Hess Lighting Inc | Hess Lighting Inc | BL 6 3500K UNV DA20 3.7 [All Housing Colors] | Indoor Luminaires | Linear Ambient | Direct Linear Ambient Luminaires | Standard | FALSE | [9 empty] | 42816 |  |  | No |  | 4.1 | 6631.29 | 122.93 | 53.95 | 13 | 0.99 | 3500 | 82.1
PRKHBTJ7 | Hess Lighting Inc | Hess Lighting Inc | BL 6 3500K UNV WW 3.7 [All Housing Colors] | Indoor Luminaires | Linear Ambient | Direct Linear Ambient Luminaires | Standard | FALSE | [9 empty] | 42816 |  |  | No |  | 4.1 | 6156.33 | 114.12 | 53.95 | 13 | 0.99 | 3500 | 82.1
PMSN1EJ3 | Hess Lighting Inc | Hess Lighting Inc | BL 6 3500K UNV DF2 3.7 [All Housing Colors] | Indoor Luminaires | Linear Ambient | Direct Linear Ambient Luminaires | Standard | FALSE | [9 empty] | 42816 |  |  | No |  | 4.1 | 5838.69 | 108.23 | 53.95 | 13 | 0.99 | 3500 | 82.1
PJMKVG43 | Hess Lighting Inc | Hess Lighting Inc | BL 6 3500K UNV DA20 5.5 [All Housing Colors] | Indoor Luminaires | Linear Ambient | Direct Linear Ambient Luminaires | Standard | FALSE | [9 empty] | 42816 |  |  | No |  | 4.1 | 6141 | 108.5 | 56.61 | 12.3 | 0.99 | 3398 | 84.3
PUXKQDR9 | Hess Lighting Inc | Hess Lighting Inc | BL 6 3000K UNV DF2 3.7 [All Housing Colors] | Indoor Luminaires | Linear Ambient | Direct Linear Ambient Luminaires | Standard | FALSE | [9 empty] | 42816 |  |  | No |  | 4.1 | 5631 | 105.4 | 53.41 | 13 | 0.99 | 3110 | 82.1
PWVBWG65 | Hess Lighting Inc | Hess Lighting Inc | BL 9 3000K UNV MB 5.5 [All Housing Colors] | Indoor Luminaires | Linear Ambient | Direct Linear Ambient Luminaires | Standard | FALSE | [9 empty] | 42816 |  |  | No |  | 4.1 | 8282.19 | 117.23 | 70.65 | 5.16 | 0.99 | 3000 | 86.2
PT7TP3N5 | Hess Lighting Inc | Hess Lighting Inc | BL 9 3000K UNV DA20 5.5 [All Housing Colors] | Indoor Luminaires | Linear Ambient | Direct Linear Ambient Luminaires | Standard | FALSE | [9 empty] | 42816 |  |  | No |  | 4.1 | 8192.49 | 115.96 | 70.65 | 5.16 | 0.99 | 3000 | 86.2
PRZFQBHS | Hess Lighting Inc | Hess Lighting Inc | BL 9 3000K UNV WW 5.5 [All Housing Colors] | Indoor Luminaires | Linear Ambient | Direct Linear Ambient Luminaires | Standard | FALSE | [9 empty] | 42816 |  |  | No |  | 4.1 | 7605.71 | 107.65 | 70.65 | 5.16 | 0.99 | 3000 | 86.2
PC4891PD | Hess Lighting Inc | Hess Lighting Inc | BL 4 3000K UNV MB 3.7 [All Housing Colors] | Indoor Luminaires | Linear Ambient | Direct Linear Ambient Luminaires | Standard | FALSE | [9 empty] | 42816 |  |  | No |  | 4.1 | 4432 | 117 | 37.88 | 14.6 | 0.98 | 3000 | 85.2
PM1RFYWU | Hess Lighting Inc | Hess Lighting Inc | BL 4 3000K UNV WW 3.7 [All Housing Colors] | Indoor Luminaires | Linear Ambient | Direct Linear Ambient Luminaires | Standard | FALSE | [9 empty] | 42816 |  |  | No |  | 4.1 | 4070 | 107.3 | 37.92 | 14.3 | 0.98 | 3000 | 85.2
P9ANA4VG | Hess Lighting Inc | Hess Lighting Inc | BL 4 3000K UNV DA20 3.7 [All Housing Colors] | Indoor Luminaires | Linear Ambient | Direct Linear Ambient Luminaires | Standard | FALSE | [9 empty] | 42816 |  |  | No |  | 4.1 | 4384 | 115 | 38.13 | 14.2 | 0.98 | 3000 | 85.2
PXQJNXED | Hess Lighting Inc | Hess Lighting Inc | BL 6 3000K UNV MB 3.7 [All Housing Colors] | Indoor Luminaires | Linear Ambient | Direct Linear Ambient Luminaires | Standard | FALSE | [9 empty] | 42816 |  |  | No |  | 4.1 | 6423.83 | 120.27 | 53.41 | 13 | 0.99 | 3000 | 82.1
PUKQX66T | Hess Lighting Inc | Hess Lighting Inc | BL 6 3000K UNV DA20 3.7 [All Housing Colors] | Indoor Luminaires | Linear Ambient | Direct Linear Ambient Luminaires | Standard | FALSE | [9 empty] | 42816 |  |  | No |  | 4.1 | 6354.26 | 118.97 | 53.41 | 13 | 0.99 | 3000 | 82.1
PUZQ9M8X | Hess Lighting Inc | Hess Lighting Inc | BL 6 3000K UNV WW 3.7 [All Housing Colors] | Indoor Luminaires | Linear Ambient | Direct Linear Ambient Luminaires | Standard | FALSE | [9 empty] | 42816 |  |  | No |  | 4.1 | 5899.14 | 110.45 | 53.41 | 13 | 0.99 | 3000 | 82.1
P61QM5QD | NICOR Inc. | NICOR LED | LS1-10H-UNV-30 | Indoor Luminaires | Linear Ambient | Direct Linear Ambient Luminaires | Standard | TRUE | 5557 | 117.8 | 47.16 | 10.5 | 0.942 | 3020 | 83.4 | 5 | 54000 | 42816 |  |  | No |  | 4.1 | 5557 | 117.8 | 47.16 | 10.5 | 0.94 | 3020 | 83
PQ8TUKSH | NICOR Inc. | NICOR LED | LS1-10H-UNV-50 | Indoor Luminaires | Linear Ambient | Direct Linear Ambient Luminaires | Standard | FALSE | [9 empty] | 42816 |  |  | No |  | 4.1 | 5692 | 124.2 | 45.84 | 7.57 | 0.99 | 5251 | 86
P5XUWXJJ | Samjin Lnd Co. Ltd. | SAMJIN | FETH4-020ZT40SUS | Indoor Luminaires | Linear Ambient | Direct Linear Ambient Luminaires | Standard | TRUE | 2052.73 | 105.27 | 19.5 | 15.3 | 0.9005 | 4122 | 83 | 5 | 50000 | 42816 |  |  | No |  | 4.1 | 2052.73 | 105.27 | 19.5 | 15.3 | 0.9 | 4000 | 83
PBUEBTV2 | ARVA LLC | HyLite | HL-XPL-4-70W-30K | Indoor Luminaires | Linear Ambient | Direct Linear Ambient Luminaires | Standard | TRUE | 6939.51 | 105.44 | 65.813 | 14.3 | 0.929 | 2917 | 82.9 | 5 | 50000 | 42816 |  |  | No | Product updated on 12/22/2016 | 4.1 | 7046.1 | 106.1 | 66.4 | 14.3 | 0.93 | 2917 | 82.9
PHZBF2KT | ARVA LLC | HyLite | HL-XPL-2-30W-30K | Indoor Luminaires | Linear Ambient | Direct Linear Ambient Luminaires | Standard | TRUE | 3061.608 | 105.938 | 28.9 | 14.3 | 0.923 | 2941 | 83.3 | 5 | 50000 | 42816 |  |  | No | Product updated on 12/22/2016 | 4.1 | 3061.6 | 105.9 | 28.9 | 14.3 | 0.92 | 2941 | 83.3
P2HMCQQH | ARVA LLC | HyLite | HL-XPL-2-30W-50K | Indoor Luminaires | Linear Ambient | Direct Linear Ambient Luminaires | Standard | FALSE | [9 empty] | 42816 |  |  | No | Product updated on 12/22/2016 | 4.1 | 3303.4 | 110.8 | 29.8 | 15.1 | 0.93 | 5102 | 84.7
PJ1NWXFS | ARVA LLC | HyLite | HL-XPL-4-70W-50K | Indoor Luminaires | Linear Ambient | Direct Linear Ambient Luminaires | Standard | FALSE | [9 empty] | 42816 |  |  | No | Product updated on 12/22/2016 | 4.1 | 7431.8 | 110.4 | 67.3 | 15.8 | 0.93 | 4934 | 83.6
PTSB7X25 | ARVA LLC | HyLite | HL-XPL-2-30W-40K | Indoor Luminaires | Linear Ambient | Direct Linear Ambient Luminaires | Standard | FALSE | [9 empty] | 42816 |  |  | No | Product updated on 12/22/2016 | 4.1 | 3182.5 | 108.4 | 29.3 | 14.3 | 0.92 | 4000 | 83.3
PJG1EX7F | ARVA LLC | HyLite | HL-XPL-4-70W-40K | Indoor Luminaires | Linear Ambient | Direct Linear Ambient Luminaires | Standard | FALSE | [9 empty] | 42816 |  |  | No | Product updated on 12/22/2016 | 4.1 | 7238.9 | 108.2 | 66.9 | 14.3 | 0.93 | 4000 | 82.9
P6P1HAYT | ZhongShan Halcon Lighting & Electrical Co. Ltd | Halcon | HG-L206/DM-XXE-4000K | Indoor Luminaires | Linear Ambient | Direct Linear Ambient Luminaires | Standard | TRUE | 8828.11 | 107.03 | 82.48 | 6.65 | 0.9687 | 4170 | 84.1 | 5 | 50000 | 42816 |  |  | No |  | 4.1 | 9350 | 110 | 85 | 10 | 0.9 | 4000 | 80
PDH87GM9 | ZhongShan Halcon Lighting & Electrical Co. Ltd | Halcon | HG-L206/DM-XXE-5000K | Indoor Luminaires | Linear Ambient | Direct Linear Ambient Luminaires | Standard | FALSE | [9 empty] | 42816 |  |  | No |  | 4.1 | 9350 | 110 | 85 | 10 | 0.9 | 5000 | 80
PRF7PWBF | ZhongShan Halcon Lighting & Electrical Co. Ltd | Halcon | HG-L206/DM-XXE-4500K | Indoor Luminaires | Linear Ambient | Direct Linear Ambient Luminaires | Standard | FALSE | [9 empty] | 42816 |  |  | No |  | 4.1 | 9350 | 110 | 85 | 10 | 0.9 | 4500 | 80
PPC4JNFX | Star Mount Enterprise Limited | Star Mount | EWA-ST096-3500K | Indoor Luminaires | Linear Ambient | Direct Linear Ambient Luminaires | Standard | TRUE | 8064 | 106.5 | 75.7 | 7.27 | 0.963 | 3598 | 84 | 5 | 50000 | 42816 |  |  | No |  | 4.1 | 8000 | 106 | 76 | 7.3 | 0.96 | 3500 | 84
P35S6FRF | Star Mount Enterprise Limited | Star Mount | EWA-ST096-4000K | Indoor Luminaires | Linear Ambient | Direct Linear Ambient Luminaires | Standard | FALSE | [9 empty] | 42816 |  |  | No |  | 4.1 | 8000 | 106 | 76 | 7.3 | 0.96 | 4000 | 84
PVUH1XPG | Star Mount Enterprise Limited | Star Mount | EWA-ST024-3500K | Indoor Luminaires | Linear Ambient | Direct Linear Ambient Luminaires | Standard | TRUE | 1945 | 106.8 | 18.2 | 11.59 | 0.92 | 3609 | 84 | 5 | 50000 | 42816 |  |  | No |  | 4.1 | 1900 | 104.4 | 18.2 | 11.6 | 0.92 | 3500 | 84
PD4APB8T | Star Mount Enterprise Limited | Star Mount | EWA-ST024-4000K | Indoor Luminaires | Linear Ambient | Direct Linear Ambient Luminaires | Standard | FALSE | [9 empty] | 42816 |  |  | No |  | 4.1 | 1900 | 104.4 | 18.2 | 11.6 | 0.92 | 4000 | 84
P2DDNWE9 | Star Mount Enterprise Limited | Star Mount | EWA-ST048-3500K | Indoor Luminaires | Linear Ambient | Direct Linear Ambient Luminaires | Standard | TRUE | 4242 | 105.5 | 40.3 | 8.56 | 0.962 | 3540 | 85.7 | 5 | 50000 | 42816 |  |  | No |  | 4.1 | 4200 | 106 | 40 | 8.6 | 0.96 | 3500 | 86
PV143EYP | Star Mount Enterprise Limited | Star Mount | EWA-ST048-4000K | Indoor Luminaires | Linear Ambient | Direct Linear Ambient Luminaires | Standard | FALSE | [9 empty] | 42816 |  |  | No |  | 4.1 | 4200 | 106 | 40 | 8.6 | 0.96 | 4000 | 86
PERDNG6P | Eaton (formerly Cooper Lighting) | Metalux | [All Rating]-14EN[Blank]-LD2-18HP-120V-[All Emergency Options]-L827-[All Flex Options]-5LTHD1-[Blank]-[All Packaging] | Indoor Luminaires | Linear Ambient | Direct Linear Ambient Luminaires | Standard | TRUE | 1654.9 | 109.6 | 15.1 | 5.64 | 0.9935 | 2658 | 81.8 | 5 | 100000 | 42815 | Dimmable | Continuous Below 10 | No |  | 4.1 | 1654.9 | 109.6 | 15.1 | 5.64 | 0.99 | 2700 | 80
P98JKYYS | Eaton (formerly Cooper Lighting) | Metalux | [All Rating]-14EN[Blank]-LD2-38HP-UNV-[All Emergency Options]-L840-[All Flex Options]-SD1-[Blank]-[All Packaging] | Indoor Luminaires | Linear Ambient | Direct Linear Ambient Luminaires | Standard | FALSE | [9 empty] | 42815 | Dimmable | Stepped | No |  | 4.1 | 3842.87 | 115.27 | 33.34 | 13.73 | 0.99 | 4000 | 81.6
P8Q6JCJR | Eaton (formerly Cooper Lighting) | Metalux | [All Rating]-14EN[Blank]-LD2-43HP-UNV-[All Emergency Options]-L840-[All Flex Options]-SD1-[Blank]-[All Packaging] | Indoor Luminaires | Linear Ambient | Direct Linear Ambient Luminaires | Standard | FALSE | [9 empty] | 42815 | Dimmable | Stepped | No |  | 4.1 | 4254.09 | 115.25 | 36.91 | 12.93 | 0.99 | 4000 | 81.6
PKVB7YM1 | Eaton (formerly Cooper Lighting) | Metalux | [All Rating]-14EN[Blank]-LD2-47HP-UNV-[All Emergency Options]-L840-[All Flex Options]-SD1-[Blank]-[All Packaging] | Indoor Luminaires | Linear Ambient | Direct Linear Ambient Luminaires | Standard | FALSE | [9 empty] | 42815 | Dimmable | Stepped | No |  | 4.1 | 4659.61 | 115.51 | 40.34 | 12.04 | 0.99 | 4000 | 81.6
PXTCM785 | Eaton (formerly Cooper Lighting) | Metalux | [All Rating]-14EN[Blank]-LD2-51HP-UNV-[All Emergency Options]-L840-[All Flex Options]-SD1-[Blank]-[All Packaging] | Indoor Luminaires | Linear Ambient | Direct Linear Ambient Luminaires | Standard | FALSE | [9 empty] | 42815 | Dimmable | Stepped | No |  | 4.1 | 5064.53 | 115.01 | 44.03 | 11.56 | 0.99 | 4000 | 81.6
P24KZ3ZG | Eaton (formerly Cooper Lighting) | Metalux | [All Rating]-14EN[Blank]-LD2-38HP-UNV-[All Emergency Options]-L840-[All Flex Options]-[Driver Includes CD HCD & 5LTD]1-[Blank or SVPD1]-[All Packaging] | Indoor Luminaires | Linear Ambient | Direct Linear Ambient Luminaires | Standard | FALSE | [9 empty] | 42815 | Dimmable | Continuous Below 10 | Yes |  | 4.1 | 3866.28 | 121.06 | 31.94 | 10.15 | 0.99 | 4000 | 81.6
PG71T1DJ | Eaton (formerly Cooper Lighting) | Metalux | [All Rating]-14EN[Blank]-LD2-43HP-UNV-[All Emergency Options]-L840-[All Flex Options]-[Driver Includes CD HCD & 5LTD]1-[Blank or SVPD1]-[All Packaging] | Indoor Luminaires | Linear Ambient | Direct Linear Ambient Luminaires | Standard | FALSE | [9 empty] | 42815 | Dimmable | Continuous Below 10 | Yes |  | 4.1 | 4280 | 119.91 | 35.69 | 9.92 | 0.99 | 4000 | 81.6
P63Q1RCV | Eaton (formerly Cooper Lighting) | Metalux | [All Rating]-14EN[Blank]-LD2-47HP-UNV-[All Emergency Options]-L840-[All Flex Options]-[Driver Includes CD HCD & 5LTD]1-[Blank or SVPD1]-[All Packaging] | Indoor Luminaires | Linear Ambient | Direct Linear Ambient Luminaires | Standard | FALSE | [9 empty] | 42815 | Dimmable | Continuous Below 10 | Yes |  | 4.1 | 4687.99 | 119.05 | 39.38 | 9.67 | 0.99 | 4000 | 81.6
PDSV4SER | Eaton (formerly Cooper Lighting) | Metalux | [All Rating]-14EN[Blank]-LD2-51HP-UNV-[All Emergency Options]-L840-[All Flex Options]-[Driver Includes CD HCD & 5LTD]1-[Blank or SVPD1]-[All Packaging] | Indoor Luminaires | Linear Ambient | Direct Linear Ambient Luminaires | Standard | FALSE | [9 empty] | 42815 | Dimmable | Continuous Below 10 | Yes |  | 4.1 | 5095.38 | 118.01 | 43.18 | 9.53 | 0.99 | 4000 | 81.6
P1NJ77AX | Eaton (formerly Cooper Lighting) | Metalux | [All Rating]-14EN[Blank]-LD2-51HP-120V-[All Emergency Options]-L840-[All Flex Options]-5LTHD1-[Blank]-[All Packaging] | Indoor Luminaires | Linear Ambient | Direct Linear Ambient Luminaires | Standard | FALSE | [9 empty] | 42815 | Dimmable | Continuous Below 10 | No |  | 4.1 | 5064.53 | 117 | 43.28 | 7.06 | 0.99 | 4000 | 81.6
PQXKYFWV | Eaton (formerly Cooper Lighting) | Metalux | [All Rating]-14EN[Blank]-LD2-47HP-120V-[All Emergency Options]-L840-[All Flex Options]-5LTHD1-[Blank]-[All Packaging] | Indoor Luminaires | Linear Ambient | Direct Linear Ambient Luminaires | Standard | FALSE | [9 empty] | 42815 | Dimmable | Continuous Below 10 | No |  | 4.1 | 4659.61 | 117.68 | 39.59 | 7.03 | 0.99 | 4000 | 81.6
PQXM6YHK | Eaton (formerly Cooper Lighting) | Metalux | [All Rating]-14EN[Blank]-LD2-43HP-120V-[All Emergency Options]-L840-[All Flex Options]-5LTHD1-[Blank]-[All Packaging] | Indoor Luminaires | Linear Ambient | Direct Linear Ambient Luminaires | Standard | FALSE | [9 empty] | 42815 | Dimmable | Continuous Below 10 | No |  | 4.1 | 4254.09 | 117.91 | 36.08 | 6.96 | 0.99 | 4000 | 81.6
P1DZC272 | Eaton (formerly Cooper Lighting) | Metalux | [All Rating]-14EN[Blank]-LD2-38HP-120V-[All Emergency Options]-L840-[All Flex Options]-5LTHD1-[Blank]-[All Packaging] | Indoor Luminaires | Linear Ambient | Direct Linear Ambient Luminaires | Standard | FALSE | [9 empty] | 42815 | Dimmable | Continuous Below 10 | No |  | 4.1 | 3842.87 | 118.4 | 32.46 | 6.89 | 0.99 | 4000 | 81.6
PZBR593K | Eaton (formerly Cooper Lighting) | Metalux | [All Rating]-14EN[Blank]-LD2-33HP-120V-[All Emergency Options]-L840-[All Flex Options]-5LTHD1-[Blank]-[All Packaging] | Indoor Luminaires | Linear Ambient | Direct Linear Ambient Luminaires | Standard | FALSE | [9 empty] | 42815 | Dimmable | Continuous Below 10 | No |  | 4.1 | 3324.92 | 118.31 | 28.1 | 6.76 | 0.99 | 4000 | 81.6
PWJRGV8N | Eaton (formerly Cooper Lighting) | Metalux | [All Rating]-14EN[Blank]-LD2-33HP-UNV-[All Emergency Options]-L840-[All Flex Options]-[Driver Includes CD & HCD]1-[Blank or SVPD1]-[All Packaging] | Indoor Luminaires | Linear Ambient | Direct Linear Ambient Luminaires | Standard | FALSE | [9 empty] | 42815 | Dimmable | Continuous Below 10 | Yes |  | 4.1 | 3345.17 | 122.08 | 27.4 | 6.55 | 0.99 | 4000 | 81.6
PZYNT664 | Eaton (formerly Cooper Lighting) | Metalux | [All Rating]-14EN[Blank]-LD2-28HP-120V-[All Emergency Options]-L840-[All Flex Options]-5LTHD1-[Blank]-[All Packaging] | Indoor Luminaires | Linear Ambient | Direct Linear Ambient Luminaires | Standard | FALSE | [9 empty] | 42815 | Dimmable | Continuous Below 10 | No |  | 4.1 | 2798.12 | 117.06 | 23.9 | 6.54 | 0.98 | 4000 | 81.6
PK4697DX | Eaton (formerly Cooper Lighting) | Metalux | [All Rating]-14EN[Blank]-LD2-25HP-120V-[All Emergency Options]-L840-[All Flex Options]-5LTHD1-[Blank]-[All Packaging] | Indoor Luminaires | Linear Ambient | Direct Linear Ambient Luminaires | Standard | FALSE | [9 empty] | 42815 | Dimmable | Continuous Below 10 | No |  | 4.1 | 2482.63 | 113.64 | 21.85 | 6.37 | 0.98 | 4000 | 81.6
PWG9PTXA | Eaton (formerly Cooper Lighting) | Metalux | [All Rating]-14EN[Blank]-LD2-28HP-UNV-[All Emergency Options]-L840-[All Flex Options]-[Driver Includes CD & HCD]1-[Blank or SVPD1]-[All Packaging] | Indoor Luminaires | Linear Ambient | Direct Linear Ambient Luminaires | Standard | FALSE | [9 empty] | 42815 | Dimmable | Continuous Below 10 | Yes |  | 4.1 | 2815.17 | 122.29 | 23.02 | 6.29 | 0.99 | 4000 | 81.6
PZZUHWVE | Eaton (formerly Cooper Lighting) | Metalux | [All Rating]-14EN[Blank]-LD2-25HP-120V-[All Emergency Options]-L840-[All Flex Options]-[Driver Includes CD & HCD]1-[Blank or SVPD1]-[All Packaging] | Indoor Luminaires | Linear Ambient | Direct Linear Ambient Luminaires | Standard | FALSE | [9 empty] | 42815 | Dimmable | Continuous Below 10 | Yes |  | 4.1 | 2497.76 | 120.65 | 20.7 | 6.15 | 0.99 | 4000 | 81.6
PEM3JAZ8 | Eaton (formerly Cooper Lighting) | Metalux | [All Rating]-14EN[Blank]-LD2-18HP-120V-[All Emergency Options]-L840-[All Flex Options]-5LTHD1-[Blank]-[All Packaging] | Indoor Luminaires | Linear Ambient | Direct Linear Ambient Luminaires | Standard | FALSE | [9 empty] | 42815 | Dimmable | Continuous Below 10 | No |  | 4.1 | 1830.03 | 113.13 | 16.18 | 5.88 | 0.97 | 4000 | 81.6
P5RC31YJ | Eaton (formerly Cooper Lighting) | Metalux | [All Rating]-14EN[Blank]-LD2-18HP-120V-[All Emergency Options]-L840-[All Flex Options]-[Driver Includes CD & HCD]1-[Blank or SVPD1]-[All Packaging] | Indoor Luminaires | Linear Ambient | Direct Linear Ambient Luminaires | Standard | FALSE | [9 empty] | 42815 | Dimmable | Continuous Below 10 | Yes |  | 4.1 | 1841.18 | 121.13 | 15.2 | 4.58 | 0.99 | 4000 | 81.6
PABHTW11 | Eaton (formerly Cooper Lighting) | Metalux | [All Rating]-14EN[Blank]-LD2-38HP-UNV-[All Emergency Options]-L835-[All Flex Options]-SD1-[Blank]-[All Packaging] | Indoor Luminaires | Linear Ambient | Direct Linear Ambient Luminaires | Standard | FALSE | [9 empty] | 42815 | Dimmable | Stepped | No |  | 4.1 | 3767.54 | 113.01 | 33.34 | 13.73 | 0.99 | 3500 | 81.6
PJA2HW7R | Eaton (formerly Cooper Lighting) | Metalux | [All Rating]-14EN[Blank]-LD2-43HP-UNV-[All Emergency Options]-L835-[All Flex Options]-SD1-[Blank]-[All Packaging] | Indoor Luminaires | Linear Ambient | Direct Linear Ambient Luminaires | Standard | FALSE | [9 empty] | 42815 | Dimmable | Stepped | No |  | 4.1 | 4170.7 | 112.99 | 36.91 | 12.93 | 0.99 | 3500 | 81.6
PQAXJNE2 | Eaton (formerly Cooper Lighting) | Metalux | [All Rating]-14EN[Blank]-LD2-47HP-UNV-[All Emergency Options]-L835-[All Flex Options]-SD1-[Blank]-[All Packaging] | Indoor Luminaires | Linear Ambient | Direct Linear Ambient Luminaires | Standard | FALSE | [9 empty] | 42815 | Dimmable | Stepped | No |  | 4.1 | 4568.27 | 113.25 | 40.34 | 12.04 | 0.99 | 3500 | 81.6
PUPAVPBC | Eaton (formerly Cooper Lighting) | Metalux | [All Rating]-14EN[Blank]-LD2-51HP-UNV-[All Emergency Options]-L835-[All Flex Options]-SD1-[Blank]-[All Packaging] | Indoor Luminaires | Linear Ambient | Direct Linear Ambient Luminaires | Standard | FALSE | [9 empty] | 42815 | Dimmable | Stepped | No |  | 4.1 | 4965.26 | 112.76 | 44.03 | 11.56 | 0.99 | 3500 | 81.6
PSU4D7EZ | Eaton (formerly Cooper Lighting) | Metalux | [All Rating]-14EN[Blank]-LD2-38HP-UNV-[All Emergency Options]-L835-[All Flex Options]-5LTD1-[Blank]-[All Packaging] | Indoor Luminaires | Linear Ambient | Direct Linear Ambient Luminaires | Standard | FALSE | [9 empty] | 42815 | Dimmable | Continuous Below 10 | Yes |  | 4.1 | 3767.54 | 117.7 | 32.01 | 10.15 | 0.99 | 3500 | 81.6
P7UG7YXX | Eaton (formerly Cooper Lighting) | Metalux | [All Rating]-14EN[Blank]-LD2-43HP-UNV-[All Emergency Options]-L835-[All Flex Options]-[Driver Includes CD HCD & 5LTD]1-[Blank or SVPD1]-[All Packaging] | Indoor Luminaires | Linear Ambient | Direct Linear Ambient Luminaires | Standard | FALSE | [9 empty] | 42815 | Dimmable | Continuous Below 10 | Yes |  | 4.1 | 4196.11 | 117.56 | 35.69 | 9.92 | 0.99 | 3500 | 81.6
PRET3JEZ | Eaton (formerly Cooper Lighting) | Metalux | [All Rating]-14EN[Blank]-LD2-47HP-UNV-[All Emergency Options]-L835-[All Flex Options]-[Driver Includes CD HCD & 5LTD]1-[Blank or SVPD1]-[All Packaging] | Indoor Luminaires | Linear Ambient | Direct Linear Ambient Luminaires | Standard | FALSE | [9 empty] | 42815 | Dimmable | Continuous Below 10 | Yes |  | 4.1 | 4596.1 | 116.72 | 39.38 | 9.67 | 0.99 | 3500 | 81.6
P6VFCW82 | Eaton (formerly Cooper Lighting) | Metalux | [All Rating]-14EN[Blank]-LD2-51HP-UNV-[All Emergency Options]-L835-[All Flex Options]-[Driver Includes CD HCD & 5LTD]1-[Blank or SVPD1]-[All Packaging] | Indoor Luminaires | Linear Ambient | Direct Linear Ambient Luminaires | Standard | FALSE | [9 empty] | 42815 | Dimmable | Continuous Below 10 | Yes |  | 4.1 | 4995.5 | 115.69 | 43.18 | 9.53 | 0.99 | 3500 | 81.6
PRNFDZRE | Eaton (formerly Cooper Lighting) | Metalux | [All Rating]-14EN[Blank]-LD2-51HP-120V-[All Emergency Options]-L835-[All Flex Options]-5LTHD1-[Blank]-[All Packaging] | Indoor Luminaires | Linear Ambient | Direct Linear Ambient Luminaires | Standard | FALSE | [9 empty] | 42815 | Dimmable | Continuous Below 10 | No |  | 4.1 | 4965.26 | 114.71 | 43.28 | 7.06 | 0.99 | 3500 | 81.6
P822G6TR | Eaton (formerly Cooper Lighting) | Metalux | [All Rating]-14EN[Blank]-LD2-47HP-120V-[All Emergency Options]-L835-[All Flex Options]-5LTHD1-[Blank]-[All Packaging] | Indoor Luminaires | Linear Ambient | Direct Linear Ambient Luminaires | Standard | FALSE | [9 empty] | 42815 | Dimmable | Continuous Below 10 | No |  | 4.1 | 4568.27 | 115.38 | 39.59 | 7.03 | 0.99 | 3500 | 81.6
PW7X7DTR | Eaton (formerly Cooper Lighting) | Metalux | [All Rating]-14EN[Blank]-LD2-43HP-120V-[All Emergency Options]-L835-[All Flex Options]-5LTHD1-[Blank]-[All Packaging] | Indoor Luminaires | Linear Ambient | Direct Linear Ambient Luminaires | Standard | FALSE | [9 empty] | 42815 | Dimmable | Continuous Below 10 | No |  | 4.1 | 4170.7 | 115.6 | 36.08 | 6.96 | 0.99 | 3500 | 81.6
PFUSAG3T | Eaton (formerly Cooper Lighting) | Metalux | [All Rating]-14EN[Blank]-LD2-38HP-120V-[All Emergency Options]-L835-[All Flex Options]-5LTHD1-[Blank]-[All Packaging] | Indoor Luminaires | Linear Ambient | Direct Linear Ambient Luminaires | Standard | FALSE | [9 empty] | 42815 | Dimmable | Continuous Below 10 | No |  | 4.1 | 3767.54 | 116.08 | 32.46 | 6.89 | 0.99 | 3500 | 81.6
PS6JDVMJ | Eaton (formerly Cooper Lighting) | Metalux | [All Rating]-14EN[Blank]-LD2-33HP-120V-[All Emergency Options]-L835-[All Flex Options]-5LTHD1-[Blank]-[All Packaging] | Indoor Luminaires | Linear Ambient | Direct Linear Ambient Luminaires | Standard | FALSE | [9 empty] | 42815 | Dimmable | Continuous Below 10 | No |  | 4.1 | 3259.74 | 115.99 | 28.1 | 6.76 | 0.99 | 3500 | 81.6
P2UVDDD1 | Eaton (formerly Cooper Lighting) | Metalux | [All Rating]-14EN[Blank]-LD2-33HP-UNV-[All Emergency Options]-L835-[All Flex Options]-[Driver Includes CD & HCD]1-[Blank or SVPD1]-[All Packaging] | Indoor Luminaires | Linear Ambient | Direct Linear Ambient Luminaires | Standard | FALSE | [9 empty] | 42815 | Dimmable | Continuous Below 10 | Yes |  | 4.1 | 3279.6 | 119.69 | 27.4 | 6.55 | 0.99 | 3500 | 81.6
PJP3VH38 | Eaton (formerly Cooper Lighting) | Metalux | [All Rating]-14EN[Blank]-LD2-28HP-120V-[All Emergency Options]-L835-[All Flex Options]-5LTHD1-[Blank]-[All Packaging] | Indoor Luminaires | Linear Ambient | Direct Linear Ambient Luminaires | Standard | FALSE | [9 empty] | 42815 | Dimmable | Continuous Below 10 | No |  | 4.1 | 2743.27 | 114.76 | 23.9 | 6.54 | 0.98 | 3500 | 81.6
PUM1YG73 | Eaton (formerly Cooper Lighting) | Metalux | [All Rating]-14EN[Blank]-LD2-25HP-120V-[All Emergency Options]-L835-[All Flex Options]-5LTHD1-[Blank]-[All Packaging] | Indoor Luminaires | Linear Ambient | Direct Linear Ambient Luminaires | Standard | FALSE | [9 empty] | 42815 | Dimmable | Continuous Below 10 | No |  | 4.1 | 2433.97 | 111.42 | 21.85 | 6.37 | 0.98 | 3500 | 81.6
P8KRW45H | Eaton (formerly Cooper Lighting) | Metalux | [All Rating]-14EN[Blank]-LD2-28HP-UNV-[All Emergency Options]-L835-[All Flex Options]-[Driver Includes CD & HCD]1-[Blank or SVPD1]-[All Packaging] | Indoor Luminaires | Linear Ambient | Direct Linear Ambient Luminaires | Standard | FALSE | [9 empty] | 42815 | Dimmable | Continuous Below 10 | Yes |  | 4.1 | 2759.98 | 119.89 | 23.02 | 6.29 | 0.99 | 3500 | 81.6
PK2G69MG | Eaton (formerly Cooper Lighting) | Metalux | [All Rating]-14EN[Blank]-LD2-25HP-120V-[All Emergency Options]-L835-[All Flex Options]-[Driver Includes CD & HCD]1-[Blank or SVPD1]-[All Packaging] | Indoor Luminaires | Linear Ambient | Direct Linear Ambient Luminaires | Standard | FALSE | [9 empty] | 42815 | Dimmable | Continuous Below 10 | Yes |  | 4.1 | 2448.8 | 118.29 | 20.7 | 6.15 | 0.99 | 3500 | 81.6
PPZDQT8K | Eaton (formerly Cooper Lighting) | Metalux | [All Rating]-14EN[Blank]-LD2-18HP-120V-[All Emergency Options]-L835-[All Flex Options]-5LTHD1-[Blank]-[All Packaging] | Indoor Luminaires | Linear Ambient | Direct Linear Ambient Luminaires | Standard | FALSE | [9 empty] | 42815 | Dimmable | Continuous Below 10 | No |  | 4.1 | 1794.16 | 110.91 | 16.18 | 5.88 | 0.97 | 3500 | 81.6
PK4FD5M6 | Eaton (formerly Cooper Lighting) | Metalux | [All Rating]-14EN[Blank]-LD2-18HP-120V-[All Emergency Options]-L835-[All Flex Options]-[Driver Includes CD & HCD]1-[Blank or SVPD1]-[All Packaging] | Indoor Luminaires | Linear Ambient | Direct Linear Ambient Luminaires | Standard | FALSE | [9 empty] | 42815 | Dimmable | Continuous Below 10 | Yes |  | 4.1 | 1805.09 | 118.76 | 15.2 | 4.58 | 0.99 | 3500 | 81.6
PF6ZG99A | Eaton (formerly Cooper Lighting) | Metalux | [All Rating]-14EN[Blank]-LD2-38HP-UNV-[All Emergency Options]-L830-[All Flex Options]-SD1-[Blank]-[All Packaging] | Indoor Luminaires | Linear Ambient | Direct Linear Ambient Luminaires | Standard | FALSE | [9 empty] | 42815 | Dimmable | Stepped | No |  | 4.1 | 3654.47 | 109.61 | 33.34 | 13.73 | 0.99 | 3000 | 81.6
PPVDFCMY | Eaton (formerly Cooper Lighting) | Metalux | [All Rating]-14EN[Blank]-LD2-43HP-UNV-[All Emergency Options]-L830-[All Flex Options]-SD1-[Blank]-[All Packaging] | Indoor Luminaires | Linear Ambient | Direct Linear Ambient Luminaires | Standard | FALSE | [9 empty] | 42815 | Dimmable | Stepped | No |  | 4.1 | 4045.53 | 109.6 | 36.91 | 12.93 | 0.99 | 3000 | 81.6
PM8VD1P1 | Eaton (formerly Cooper Lighting) | Metalux | [All Rating]-14EN[Blank]-LD2-47HP-UNV-[All Emergency Options]-L830-[All Flex Options]-SD1-[Blank]-[All Packaging] | Indoor Luminaires | Linear Ambient | Direct Linear Ambient Luminaires | Standard | FALSE | [9 empty] | 42815 | Dimmable | Stepped | No |  | 4.1 | 4431.17 | 109.85 | 40.34 | 12.04 | 0.99 | 3000 | 81.6
PASKA4KB | Eaton (formerly Cooper Lighting) | Metalux | [All Rating]-14EN[Blank]-LD2-51HP-UNV-[All Emergency Options]-L830-[All Flex Options]-SD1-[Blank]-[All Packaging] | Indoor Luminaires | Linear Ambient | Direct Linear Ambient Luminaires | Standard | FALSE | [9 empty] | 42815 | Dimmable | Stepped | No |  | 4.1 | 4816.24 | 109.37 | 44.03 | 11.56 | 0.99 | 3000 | 81.6
PR2KES8C | Eaton (formerly Cooper Lighting) | Metalux | [All Rating]-14EN[Blank]-LD2-38HP-UNV-[All Emergency Options]-L830-[All Flex Options]-[Driver Includes CD HCD & 5LTD]1-[Blank or SVPD1]-[All Packaging] | Indoor Luminaires | Linear Ambient | Direct Linear Ambient Luminaires | Standard | FALSE | [9 empty] | 42815 | Dimmable | Continuous Below 10 | Yes |  | 4.1 | 3676.74 | 115.12 | 31.94 | 10.15 | 0.99 | 3000 | 81.6
P25S12T9 | Eaton (formerly Cooper Lighting) | Metalux | [All Rating]-14EN[Blank]-LD2-43HP-UNV-[All Emergency Options]-L830-[All Flex Options]-[Driver Includes CD HCD & 5LTD]1-[Blank or SVPD1]-[All Packaging] | Indoor Luminaires | Linear Ambient | Direct Linear Ambient Luminaires | Standard | FALSE | [9 empty] | 42815 | Dimmable | Continuous Below 10 | Yes |  | 4.1 | 4070.18 | 114.03 | 35.69 | 9.92 | 0.99 | 3000 | 81.6
P92AF8A5 | Eaton (formerly Cooper Lighting) | Metalux | [All Rating]-14EN[Blank]-LD2-47HP-UNV-[All Emergency Options]-L830-[All Flex Options]-[Driver Includes CD HCD & 5LTD]1-[Blank or SVPD1]-[All Packaging] | Indoor Luminaires | Linear Ambient | Direct Linear Ambient Luminaires | Standard | FALSE | [9 empty] | 42815 | Dimmable | Continuous Below 10 | Yes |  | 4.1 | 4458.16 | 113.21 | 39.38 | 9.67 | 0.99 | 3000 | 81.6
PAWGJSBV | Eaton (formerly Cooper Lighting) | Metalux | [All Rating]-14EN[Blank]-LD2-51HP-UNV-[All Emergency Options]-L830-[All Flex Options]-[Driver Includes CD HCD & 5LTD]1-[Blank or SVPD1]-[All Packaging] | Indoor Luminaires | Linear Ambient | Direct Linear Ambient Luminaires | Standard | FALSE | [9 empty] | 42815 | Dimmable | Continuous Below 10 | Yes |  | 4.1 | 4845.58 | 112.22 | 43.18 | 9.53 | 0.99 | 3000 | 81.6
PW4DDJCK | Eaton (formerly Cooper Lighting) | Metalux | [All Rating]-14EN[Blank]-LD2-51HP-120V-[All Emergency Options]-L830-[All Flex Options]-5LTHD1-[Blank]-[All Packaging] | Indoor Luminaires | Linear Ambient | Direct Linear Ambient Luminaires | Standard | FALSE | [9 empty] | 42815 | Dimmable | Continuous Below 10 | No |  | 4.1 | 4816.24 | 111.27 | 43.28 | 7.06 | 0.99 | 3000 | 81.6
PN3CPU19 | Eaton (formerly Cooper Lighting) | Metalux | [All Rating]-14EN[Blank]-LD2-47HP-120V-[All Emergency Options]-L830-[All Flex Options]-5LTHD1-[Blank]-[All Packaging] | Indoor Luminaires | Linear Ambient | Direct Linear Ambient Luminaires | Standard | FALSE | [9 empty] | 42815 | Dimmable | Continuous Below 10 | No |  | 4.1 | 4431.17 | 111.91 | 39.59 | 7.03 | 0.99 | 3000 | 81.6
PSTRYRY9 | Eaton (formerly Cooper Lighting) | Metalux | [All Rating]-14EN[Blank]-LD2-43HP-120V-[All Emergency Options]-L830-[All Flex Options]-5LTHD1-[Blank]-[All Packaging] | Indoor Luminaires | Linear Ambient | Direct Linear Ambient Luminaires | Standard | FALSE | [9 empty] | 42815 | Dimmable | Continuous Below 10 | No |  | 4.1 | 4045.53 | 112.13 | 36.08 | 6.96 | 0.99 | 3000 | 81.6
P87D8D4W | Eaton (formerly Cooper Lighting) | Metalux | [All Rating]-14EN[Blank]-LD2-38HP-120V-[All Emergency Options]-L830-[All Flex Options]-5LTHD1-[Blank]-[All Packaging] | Indoor Luminaires | Linear Ambient | Direct Linear Ambient Luminaires | Standard | FALSE | [9 empty] | 42815 | Dimmable | Continuous Below 10 | No |  | 4.1 | 3654.47 | 112.6 | 32.46 | 6.89 | 0.99 | 3000 | 81.6
PPN1KAT4 | Eaton (formerly Cooper Lighting) | Metalux | [All Rating]-14EN[Blank]-LD2-33HP-120V-[All Emergency Options]-L830-[All Flex Options]-5LTHD1-[Blank]-[All Packaging] | Indoor Luminaires | Linear Ambient | Direct Linear Ambient Luminaires | Standard | FALSE | [9 empty] | 42815 | Dimmable | Continuous Below 10 | No |  | 4.1 | 3161.91 | 112.51 | 28.1 | 6.76 | 0.99 | 3000 | 81.6
PC8G59YF | Eaton (formerly Cooper Lighting) | Metalux | [All Rating]-14EN[Blank]-LD2-33HP-UNV-[All Emergency Options]-L830-[All Flex Options]-[Driver Includes CD & HCD]1-[Blank or SVPD1]-[All Packaging] | Indoor Luminaires | Linear Ambient | Direct Linear Ambient Luminaires | Standard | FALSE | [9 empty] | 42815 | Dimmable | Continuous Below 10 | Yes |  | 4.1 | 3181.18 | 116.1 | 27.4 | 6.55 | 0.99 | 3000 | 81.6
P6D59DK2 | Eaton (formerly Cooper Lighting) | Metalux | [All Rating]-14EN[Blank]-LD2-28HP-120V-[All Emergency Options]-L830-[All Flex Options]-5LTHD1-[Blank]-[All Packaging] | Indoor Luminaires | Linear Ambient | Direct Linear Ambient Luminaires | Standard | FALSE | [9 empty] | 42815 | Dimmable | Continuous Below 10 | No |  | 4.1 | 2660.94 | 111.32 | 23.9 | 6.54 | 0.98 | 3000 | 81.6
PF36R9JV | Eaton (formerly Cooper Lighting) | Metalux | [All Rating]-14EN[Blank]-LD2-25HP-120V-[All Emergency Options]-L830-[All Flex Options]-5LTHD1-[Blank]-[All Packaging] | Indoor Luminaires | Linear Ambient | Direct Linear Ambient Luminaires | Standard | FALSE | [9 empty] | 42815 | Dimmable | Continuous Below 10 | No |  | 4.1 | 2360.92 | 108.07 | 21.85 | 6.37 | 0.98 | 3000 | 81.6
P21BFYR5 | Eaton (formerly Cooper Lighting) | Metalux | [All Rating]-14EN[Blank]-LD2-28HP-UNV-[All Emergency Options]-L830-[All Flex Options]-[Driver Includes CD & HCD]1-[Blank or SVPD1]-[All Packaging] | Indoor Luminaires | Linear Ambient | Direct Linear Ambient Luminaires | Standard | FALSE | [9 empty] | 42815 | Dimmable | Continuous Below 10 | Yes |  | 4.1 | 2677.15 | 116.29 | 23.02 | 6.29 | 0.99 | 3000 | 81.6
PTNMW6B4 | Eaton (formerly Cooper Lighting) | Metalux | [All Rating]-14EN[Blank]-LD2-25HP-120V-[All Emergency Options]-L830-[All Flex Options]-[Driver Includes CD & HCD]1-[Blank or SVPD1]-[All Packaging] | Indoor Luminaires | Linear Ambient | Direct Linear Ambient Luminaires | Standard | FALSE | [9 empty] | 42815 | Dimmable | Continuous Below 10 | Yes |  | 4.1 | 2375.3 | 114.74 | 20.7 | 6.15 | 0.99 | 3000 | 81.6
P19TWJUS | Eaton (formerly Cooper Lighting) | Metalux | [All Rating]-14EN[Blank]-LD2-18HP-120V-[All Emergency Options]-L830-[All Flex Options]-[Driver Includes CD & HCD]1-[Blank or SVPD1]-[All Packaging] | Indoor Luminaires | Linear Ambient | Direct Linear Ambient Luminaires | Standard | FALSE | [9 empty] | 42815 | Dimmable | Continuous Below 10 | Yes |  | 4.1 | 1750.92 | 115.19 | 15.2 | 4.58 | 0.99 | 3000 | 81.6
P83HFH8C | NINGBO TOP OPTOELECTRONIC TECHNOLOGY CO.LTD | DP | TOPA212-LED-U-4000K-W | Indoor Luminaires | Linear Ambient | Direct Linear Ambient Luminaires | Standard | TRUE | 2783.56 | 121.02 | 23 | 10.2 | 0.9511 | 4049 | 80.1 | 5 | 50000 | 42815 | Dimmable | Continuous Below 10 | No |  | 4.1 | 2760 | 115 | 24 | 20 | 0.9 | 4000 | 80
PTU37KJJ | NINGBO TOP OPTOELECTRONIC TECHNOLOGY CO.LTD | DP | TOPA212-LED-U-4000K | Indoor Luminaires | Linear Ambient | Direct Linear Ambient Luminaires | Standard | TRUE | 3085.53 | 134.19 | 22.99 | 10.1 | 0.9511 | 4099 | 80.1 | 5 | 50000 | 42815 | Dimmable | Continuous Below 10 | No |  | 4.1 | 3120 | 130 | 24 | 20 | 0.9 | 4000 | 80
PPUB9569 | NINGBO TOP OPTOELECTRONIC TECHNOLOGY CO.LTD | DP | TOPA212-LED-U-5000K | Indoor Luminaires | Linear Ambient | Direct Linear Ambient Luminaires | Standard | FALSE | [9 empty] | 42815 | Dimmable | Continuous Below 10 | No |  | 4.1 | 3120 | 130 | 24 | 20 | 0.9 | 5000 | 80
PWVT9CSB | NINGBO TOP OPTOELECTRONIC TECHNOLOGY CO.LTD | DP | TOPA212-LED-U-5000K-W | Indoor Luminaires | Linear Ambient | Direct Linear Ambient Luminaires | Standard | FALSE | [9 empty] | 42815 | Dimmable | Continuous Below 10 | No |  | 4.1 | 2760 | 115 | 24 | 20 | 0.9 | 5000 | 80
PCWA2MU5 | Signcomplex Limited | Signcomplex | TP-050-AW-WW-B-DYY | Indoor Luminaires | Linear Ambient | Direct Linear Ambient Luminaires | Standard | TRUE | 5150.01 | 108.26 | 47.57 | 14.6 | 0.922 | 2886 | 83.9 | 5 | 50000 | 42814 | Dimmable | Continuous Below 10 | No |  | 4.1 | 5228.1 | 109.3 | 47.8 | 14.6 | 0.92 | 2886 | 83.9
PQTK25PE | Signcomplex Limited | Signcomplex | TP-050-AW-WW-B-[S11S21Blank]YY | Indoor Luminaires | Linear Ambient | Direct Linear Ambient Luminaires | Standard | FALSE | [9 empty] | 42814 | Not Dimmable | Not Dimmable | Yes |  | 4.1 | 5228.1 | 109.3 | 47.8 | 14.6 | 0.92 | 2886 | 83.9
PEPVNXU4 | Signcomplex Limited | Signcomplex | TP-040-AW-WW-B-DYY | Indoor Luminaires | Linear Ambient | Direct Linear Ambient Luminaires | Standard | TRUE | 4059.76 | 111.69 | 36.335 | 14.2 | 0.917 | 2887 | 83.6 | 5 | 50000 | 42814 | Dimmable | Continuous Below 10 | No |  | 4.1 | 4073.6 | 112.5 | 36.2 | 14.2 | 0.92 | 2887 | 83.6
PWNT9V12 | Signcomplex Limited | Signcomplex | TP-040-AW-WW-B-[S11S21Blank]YY | Indoor Luminaires | Linear Ambient | Direct Linear Ambient Luminaires | Standard | FALSE | [9 empty] | 42814 | Not Dimmable | Not Dimmable | Yes |  | 4.1 | 4073.6 | 112.5 | 36.2 | 14.2 | 0.92 | 2887 | 83.6
PQWPJKSR | Signcomplex Limited | Signcomplex | TP-020-AW-WW-B-DYY | Indoor Luminaires | Linear Ambient | Direct Linear Ambient Luminaires | Standard | TRUE | 1982.41 | 109.4 | 18.12 | 14.7 | 0.923 | 2922 | 84.6 | 5 | 50000 | 42814 | Dimmable | Continuous Below 10 | No |  | 4.1 | 1998.1 | 110.3 | 18.1 | 14.7 | 0.92 | 2922 | 84.6
P1UHE3SV | Signcomplex Limited | Signcomplex | TP-020-AW-WW-B-[S11S21Blank]YY | Indoor Luminaires | Linear Ambient | Direct Linear Ambient Luminaires | Standard | FALSE | [9 empty] | 42814 | Not Dimmable | Not Dimmable | Yes |  | 4.1 | 1998.1 | 110.3 | 18.1 | 14.7 | 0.92 | 2922 | 84.6
PYGU6DPD | Sunshine Lighting | Sunlite | LFX/EC/8'/80W/DIM/MV/35K | Indoor Luminaires | Linear Ambient | Direct Linear Ambient Luminaires | Premium | TRUE | 9703.2 | 126.82 | 76.5 | 17.1 | 0.9677 | 3457 | 82.2 | 5 | 50000 | 42814 | Dimmable | Continuous Below 10 | No |  | 4 | 9984 | 128 | 78 | 10 | 0.9 | 3500 | 80
PNZAZE7A | Sunshine Lighting | Sunlite | LFX/EC/4'/26W/DIM/MV/35K | Indoor Luminaires | Linear Ambient | Direct Linear Ambient Luminaires | Premium | TRUE | 3231.4 | 126.6 | 25.61 | 9.9 | 0.9545 | 3577 | 82.6 | 5 | 50000 | 42814 | Dimmable | Continuous Below 10 | No |  | 4 | 3302 | 127 | 26 | 10 | 0.9 | 3500 | 80
PS16BKFX | Sunshine Lighting | Sunlite | LFX/EC/4'/41W/DIM/MV/35K | Indoor Luminaires | Linear Ambient | Direct Linear Ambient Luminaires | Premium | TRUE | 4827.5 | 129.44 | 37.3 | 7.7 | 0.9514 | 3454 | 82.3 | 5 | 50000 | 42814 | Dimmable | Continuous Below 10 | No |  | 4 | 5248 | 128 | 41 | 10 | 0.9 | 3500 | 80
P1YUQXCH | Sunshine Lighting | Sunlite | LFX/EC/8'/80W/DIM/MV/40K | Indoor Luminaires | Linear Ambient | Direct Linear Ambient Luminaires | Premium | FALSE | [9 empty] | 42814 | Dimmable | Continuous Below 10 | No |  | 4 | 10140 | 130 | 78 | 10 | 0.9 | 4000 | 80
P3PXEHWM | Sunshine Lighting | Sunlite | LFX/EC/4'/41W/DIM/MV/40K | Indoor Luminaires | Linear Ambient | Direct Linear Ambient Luminaires | Premium | FALSE | [9 empty] | 42814 | Dimmable | Continuous Below 10 | No |  | 4 | 5330 | 130 | 41 | 10 | 0.9 | 4000 | 80
PF4YBN4D | Sunshine Lighting | Sunlite | LFX/EC/4'/26W/DIM/MV/40K | Indoor Luminaires | Linear Ambient | Direct Linear Ambient Luminaires | Premium | FALSE | [9 empty] | 42814 | Dimmable | Continuous Below 10 | No |  | 4 | 3432 | 132 | 26 | 10 | 0.9 | 4000 | 80
PJURSUTF | Sunpark Electronics Corp. | SUNPARK | 648STD1-VHO-36W-4000K | Indoor Luminaires | Linear Ambient | Direct Linear Ambient Luminaires | Premium | TRUE | 4159.31 | 130.14 | 31.96 | 9.337 | 0.951 | 4021 | 82.2 | 5 | 50000 | 42814 | Not Dimmable | Not Dimmable | No | 0 | 4.1 | 4159 | 129.97 | 32 | 9.34 | 0.95 | 4000 | 82
PBM1TSUV | Sunpark Electronics Corp. | SUNPARK | 624STD1-VHO-4000K | Indoor Luminaires | Linear Ambient | Direct Linear Ambient Luminaires | Premium | TRUE | 1854.14 | 129.21 | 14.35 | 12.602 | 0.915 | 3997 | 81.7 | 5 | 500000 | 42814 | Not Dimmable | Not Dimmable | No | 0 | 4.1 | 1854 | 128.75 | 14.4 | 12.6 | 0.91 | 4000 | 81
PK6XU1MZ | Sunpark Electronics Corp. | SUNPARK | 648STD1-VHO-36W-5000K | Indoor Luminaires | Linear Ambient | Direct Linear Ambient Luminaires | Premium | FALSE | [9 empty] | 42814 | Not Dimmable | Not Dimmable | No | 0 | 4.1 | 4218 | 131.81 | 32 | 9.34 | 0.95 | 5000 | 82
P1FQUWFK | Sunpark Electronics Corp. | SUNPARK | 624STD1-VHO-5000K | Indoor Luminaires | Linear Ambient | Direct Linear Ambient Luminaires | Premium | FALSE | [9 empty] | 42814 | Not Dimmable | Not Dimmable | No | 0 | 4.1 | 1903 | 131.24 | 14.5 | 12.6 | 0.91 | 5000 | 81
PYZSH6JZ | Jiangsu Ever-Tie Lighting Co. Ltd | Ever-tie | ETLSN-3FT/VH/25/YDM 5000K(A1A3+B3) | Indoor Luminaires | Linear Ambient | Direct Linear Ambient Luminaires | Premium | TRUE | 3333.95 | 132.71 | 25.123 | 2.8 | 0.9983 | 5035 | 82.33 | 5 | 50000 | 42814 | Dimmable | Continuous Below 10 | No |  | 4.1 | 3300 | 132 | 25 | 10 | 0.9 | 5000 | 80
PNE3KHDP | Jiangsu Ever-Tie Lighting Co. Ltd | Ever-tie | ETLSN-3FT/VH/25/YDM 3500K(A1A3+B3) | Indoor Luminaires | Linear Ambient | Direct Linear Ambient Luminaires | Premium | TRUE | 3129.4 | 126.22 | 24.793 | 9.4 | 0.9502 | 3521 | 83.71 | 5 | 50000 | 42814 | Dimmable | Continuous Below 10 | No |  | 4.1 | 3200 | 128 | 25 | 10 | 0.9 | 3500 | 80
PA2Y388K | Jiangsu Ever-Tie Lighting Co. Ltd | Ever-tie | ETLSN-3FT/VH/25/YDM 4000K(A1A3+B3) | Indoor Luminaires | Linear Ambient | Direct Linear Ambient Luminaires | Premium | FALSE | [9 empty] | 42814 | Dimmable | Continuous Below 10 | No |  | 4.1 | 3250 | 130 | 25 | 10 | 0.9 | 4000 | 80
PW8PN1UG | Verbatim Americas LLC | Verbatim | LN-8FT-W68-C50 | Indoor Luminaires | Linear Ambient | Direct Linear Ambient Luminaires | Premium | FALSE | [9 empty] | 42814 | Dimmable | Continuous Below 10 | No |  | 4 | 8704 | 128 | 68 | 10 | 0.9 | 5000 | 80
PGCBUS3J | Verbatim Americas LLC | Verbatim | LN-8FT-W68-C40 | Indoor Luminaires | Linear Ambient | Direct Linear Ambient Luminaires | Premium | FALSE | [9 empty] | 42814 | Dimmable | Continuous Below 10 | No |  | 4 | 8636 | 127 | 68 | 10 | 0.9 | 4000 | 80
PX6NYDR8 | Signcomplex Limited | Signcomplex | TP-050-AW-NW-B-YY | Indoor Luminaires | Linear Ambient | Direct Linear Ambient Luminaires | Premium | TRUE | 6605.551 | 128.089 | 51.57 | 15.4 | 0.922 | 3970 | 82.5 | 5 | 50000 | 42811 |  |  | No |  | 4.1 | 6605.55 | 128.09 | 51.57 | 15.4 | 0.92 | 3970 | 82.5
PZK3SMJ5 | Signcomplex Limited | Signcomplex | TP-050-AW-W-B-S21YY | Indoor Luminaires | Linear Ambient | Direct Linear Ambient Luminaires | Premium | FALSE | [9 empty] | 42811 |  |  | Yes |  | 4.1 | 6749.43 | 132.03 | 51.12 | 16.8 | 0.93 | 4975 | 81.6
PFYSGPYS | Signcomplex Limited | Signcomplex | TP-050-AW-W-B-S11YY | Indoor Luminaires | Linear Ambient | Direct Linear Ambient Luminaires | Premium | FALSE | [9 empty] | 42811 |  |  | Yes |  | 4.1 | 6749.43 | 132.03 | 51.12 | 16.8 | 0.93 | 4975 | 81.6
PE2MQ896 | Signcomplex Limited | Signcomplex | TP-050-AW-W-B-YY | Indoor Luminaires | Linear Ambient | Direct Linear Ambient Luminaires | Premium | FALSE | [9 empty] | 42811 |  |  | No |  | 4.1 | 6749.43 | 132.03 | 51.12 | 16.8 | 0.93 | 4975 | 81.6
PZH5HTP7 | Signcomplex Limited | Signcomplex | TP-050-AW-W-B-DYY | Indoor Luminaires | Linear Ambient | Direct Linear Ambient Luminaires | Premium | FALSE | [9 empty] | 42811 |  |  | No |  | 4.1 | 6749.43 | 132.03 | 51.12 | 16.8 | 0.93 | 4975 | 81.6
PU52M2RK | Signcomplex Limited | Signcomplex | TP-050-AW-NW-B-S11YY | Indoor Luminaires | Linear Ambient | Direct Linear Ambient Luminaires | Premium | FALSE | [9 empty] | 42811 |  |  | Yes |  | 4.1 | 6605.55 | 128.09 | 51.57 | 15.4 | 0.92 | 3970 | 82.5
PSJ5Q47Q | Signcomplex Limited | Signcomplex | TP-050-AW-NW-B-S21YY | Indoor Luminaires | Linear Ambient | Direct Linear Ambient Luminaires | Premium | FALSE | [9 empty] | 42811 |  |  | Yes |  | 4.1 | 6605.55 | 128.09 | 51.57 | 15.4 | 0.92 | 3970 | 82.5
P81XE8RG | Signcomplex Limited | Signcomplex | TP-050-AW-NW-B-DYY | Indoor Luminaires | Linear Ambient | Direct Linear Ambient Luminaires | Premium | FALSE | [9 empty] | 42811 |  |  | No |  | 4.1 | 6605.55 | 128.09 | 51.57 | 15.4 | 0.92 | 3970 | 82.5
PZ2DA8U9 | Jiangmen Brandon Lighting Co. Limited | Brandon | MX455ELM02514B30[ABCD] | Indoor Retrofit Kit | Linear Ambient | Retrofit Kits for Direct Linear Ambient Luminaires | Premium | TRUE | 3016.9 | 127.51 | 23.66 | 19.38 | 0.8961 | 2933 | 81.6 | 5 | 50000 | 42811 |  |  | Yes |  | 4.1 | 3250 | 130 | 25 | 20 | 0.95 | 3000 | 80
P3NWAJ8A | Jiangmen Brandon Lighting Co. Limited | Brandon | MX455ELM02514B50[ABCD] | Indoor Retrofit Kit | Linear Ambient | Retrofit Kits for Direct Linear Ambient Luminaires | Premium | FALSE | [9 empty] | 42811 |  |  | Yes |  | 4.1 | 3250 | 130 | 25 | 20 | 0.95 | 5000 | 80
PDHQFXWZ | Jiangmen Brandon Lighting Co. Limited | Brandon | MX455ELM02514B45[ABCD] | Indoor Retrofit Kit | Linear Ambient | Retrofit Kits for Direct Linear Ambient Luminaires | Premium | FALSE | [9 empty] | 42811 |  |  | Yes |  | 4.1 | 3250 | 130 | 25 | 20 | 0.95 | 4500 | 80
PPECC4MS | Jiangmen Brandon Lighting Co. Limited | Brandon | MX455ELM02514B40[ABCD] | Indoor Retrofit Kit | Linear Ambient | Retrofit Kits for Direct Linear Ambient Luminaires | Premium | FALSE | [9 empty] | 42811 |  |  | Yes |  | 4.1 | 3250 | 130 | 25 | 20 | 0.95 | 4000 | 80
PSW5R8F6 | Jiangmen Brandon Lighting Co. Limited | Brandon | MX455ELM02514B35[ABCD] | Indoor Retrofit Kit | Linear Ambient | Retrofit Kits for Direct Linear Ambient Luminaires | Premium | FALSE | [9 empty] | 42811 |  |  | Yes |  | 4.1 | 3250 | 130 | 25 | 20 | 0.95 | 3500 | 80
PADUXHJS | Los Angeles Lighting Mfg. Co. | Los Angeles Lighting Mfg.Co. | CIT200-8K-4L-DRFA-xxx-xxxxx-DRDMxx(XXX)-UNV-840 | Indoor Luminaires | Linear Ambient | Direct Linear Ambient Luminaires | Premium | TRUE | 7372 | 129.8 | 56.81 | 8.45 | 0.98 | 4200 | 83.9 | 5 | 50000 | 42811 |  |  | Yes |  | 4.1 | 7372 | 129.8 | 56.81 | 8.45 | 0.98 | 4200 | 83.9
PPJ4B52X | Los Angeles Lighting Mfg. Co. | Los Angeles Lighting Mfg.Co. | CIT200-12K-4L-DRFA-xxx-xxxxx-DRDMxx(XXX)-UNV-840HT | Indoor Luminaires | Linear Ambient | Direct Linear Ambient Luminaires | Premium | TRUE | 12290 | 133.8 | 91.88 | 8.2 | 0.976 | 4029 | 83.1 | 5 | 50000 | 42811 |  |  | Yes |  | 4.1 | 12600 | 137.4 | 91.69 | 8.2 | 0.98 | 4029 | 83.1
P4DX5Z75 | Los Angeles Lighting Mfg. Co. | Los Angeles Lighting Mfg.Co. | CIT200-4HE-4L-DRFA-xxx-xxxxx-DRDMxx(XXX)-UNV-840 | Indoor Luminaires | Linear Ambient | Direct Linear Ambient Luminaires | Premium | TRUE | 3748 | 139.6 | 26.86 | 11.4 | 0.954 | 4101 | 83.9 | 5 | 50000 | 42811 |  |  | Yes |  | 4.1 | 3883 | 144.7 | 26.84 | 11.4 | 0.95 | 4101 | 83.9
PNCFXAAG | Los Angeles Lighting Mfg. Co. | Los Angeles Lighting Mfg.Co. | CIT200-8K-4L-DRFA-xxx-xxxxx-DRSDMxx(XXX)-UNV-840 | Indoor Luminaires | Linear Ambient | Direct Linear Ambient Luminaires | Premium | FALSE | [9 empty] | 42811 |  |  | Yes |  | 4.1 | 7372 | 129.8 | 56.81 | 8.45 | 0.98 | 4200 | 83.9
PQDG7NZT | Los Angeles Lighting Mfg. Co. | Los Angeles Lighting Mfg.Co. | CIT200-6HE-4L-DRFA-xxx-xxxxx-DRSDMxx(XXX)-UNV-840 | Indoor Luminaires | Linear Ambient | Direct Linear Ambient Luminaires | Premium | FALSE | [9 empty] | 42811 |  |  | Yes |  | 4.1 | 5726 | 143.2 | 40 | 8.22 | 0.98 | 4125 | 84.4
PTCA8CX6 | Los Angeles Lighting Mfg. Co. | Los Angeles Lighting Mfg.Co. | CIT200-6HE-4L-DRFA-xxx-xxxxx-DRDMxx(XXX)-UNV-840 | Indoor Luminaires | Linear Ambient | Direct Linear Ambient Luminaires | Premium | FALSE | [9 empty] | 42811 |  |  | Yes |  | 4.1 | 5726 | 143.2 | 40 | 8.22 | 0.98 | 4125 | 84.4
PT2YRNVJ | Los Angeles Lighting Mfg. Co. | Los Angeles Lighting Mfg.Co. | CIT200-4HE-4L-DRFA-xxx-xxxxx-DRSDMxx(XXX)-UNV-840 | Indoor Luminaires | Linear Ambient | Direct Linear Ambient Luminaires | Premium | FALSE | [9 empty] | 42811 |  |  | Yes |  | 4.1 | 3883 | 144.7 | 26.84 | 11.4 | 0.95 | 4101 | 83.9
PW13A3VP | Los Angeles Lighting Mfg. Co. | Los Angeles Lighting Mfg.Co. | CIT200-12K-4L-DRFA-xxx-xxxxx-DRSDMxx(XXX)-UNV-840HT | Indoor Luminaires | Linear Ambient | Direct Linear Ambient Luminaires | Premium | FALSE | [9 empty] | 42811 |  |  | Yes |  | 4.1 | 12600 | 137.4 | 91.69 | 8.2 | 0.98 | 4029 | 83.1
PRTWHNSD | Jiangsu Ever-Tie Lighting Co. Ltd | Ever-tie | ETLSRK-4FT/BL/35/YDM 3500K (A1A3+B3) | Indoor Retrofit Kit | Linear Ambient | Retrofit Kits for Direct Linear Ambient Luminaires | Premium | TRUE | 4501.75 | 134.4 | 32.863 | 4.5 | 0.9605 | 3479 | 84.1 | 5 | 50000 | 42811 | Dimmable | Continuous Below 10 | No |  | 4.1 | 4550 | 130 | 35 | 10 | 0.9 | 3500 | 80
P3AERM2N | Jiangsu Ever-Tie Lighting Co. Ltd | Ever-tie | ETLSN-4FT/BL/35/YDM 3500K?A1A3+B3? | Indoor Luminaires | Linear Ambient | Direct Linear Ambient Luminaires | Premium | TRUE | 4405.35 | 129.32 | 34.6 | 5 | 0.9599 | 3444 | 84.09 | 5 | 50000 | 42811 | Dimmable | Continuous Below 10 | No |  | 4.1 | 4550 | 130 | 35 | 10 | 0.9 | 3500 | 80
PFUH4AQV | Jiangsu Ever-Tie Lighting Co. Ltd | Ever-tie | ETLSRK-4FT/BL/35/YDM 5000K (A1A3+B3) | Indoor Retrofit Kit | Linear Ambient | Retrofit Kits for Direct Linear Ambient Luminaires | Premium | FALSE | [9 empty] | 42811 | Dimmable | Continuous Below 10 | No |  | 4.1 | 4960 | 134 | 35 | 10 | 0.9 | 5000 | 80
PZ9FDQFD | Jiangsu Ever-Tie Lighting Co. Ltd | Ever-tie | ETLSRK-4FT/BL/35/YDM 4000K (A1A3+B3) | Indoor Retrofit Kit | Linear Ambient | Retrofit Kits for Direct Linear Ambient Luminaires | Premium | FALSE | [9 empty] | 42811 | Dimmable | Continuous Below 10 | No |  | 4.1 | 4620 | 132 | 35 | 10 | 0.9 | 4000 | 80
PTRJJCMU | Jiangsu Ever-Tie Lighting Co. Ltd | Ever-tie | ETLSN-4FT/BL/35/YDM 5000K?A1A3+B3? | Indoor Luminaires | Linear Ambient | Direct Linear Ambient Luminaires | Premium | FALSE | [9 empty] | 42811 | Dimmable | Continuous Below 10 | No |  | 4.1 | 4690 | 134 | 35 | 10 | 0.9 | 5000 | 80
PDKYYKFY | Jiangsu Ever-Tie Lighting Co. Ltd | Ever-tie | ETLSN-4FT/BL/35/YDM 4000K?A1A3+B3? | Indoor Luminaires | Linear Ambient | Direct Linear Ambient Luminaires | Premium | FALSE | [9 empty] | 42811 | Dimmable | Continuous Below 10 | No |  | 4.1 | 4620 | 132 | 35 | 10 | 0.9 | 4000 | 80
PJG7CZW4 | Tamlite Lighting | Tamlite Lighting | TLWR46030K-UNV[NoneEMOCEMOC] | Indoor Luminaires | Linear Ambient | Direct Linear Ambient Luminaires | Standard | TRUE | 8231.5 | 136.17 | 60.45 | 7.78 | 0.9461 | 2971 | 81.3 | 5 | 50000 | 42810 | Dimmable | Continuous Above 10 | No |  | 4.1 | 8000 | 135 | 60 | 10 | 0.95 | 3000 | 80
P8TW1Z22 | Tamlite Lighting | Tamlite Lighting | TLWR46050K-UNV[NoneEMOCEMOC] | Indoor Luminaires | Linear Ambient | Direct Linear Ambient Luminaires | Standard | FALSE | [9 empty] | 42810 | Dimmable | Continuous Above 10 | No |  | 4.1 | 8000 | 135 | 60 | 10 | 0.95 | 5000 | 80
PJZN7896 | Tamlite Lighting | Tamlite Lighting | TLWR46045K-UNV[NoneEMOCEMOC] | Indoor Luminaires | Linear Ambient | Direct Linear Ambient Luminaires | Standard | FALSE | [9 empty] | 42810 | Dimmable | Continuous Above 10 | No |  | 4.1 | 8000 | 135 | 60 | 10 | 0.95 | 4500 | 80
PF18RVGJ | Tamlite Lighting | Tamlite Lighting | TLWR46040K-UNV[NoneEMOCEMOC] | Indoor Luminaires | Linear Ambient | Direct Linear Ambient Luminaires | Standard | FALSE | [9 empty] | 42810 | Dimmable | Continuous Above 10 | No |  | 4.1 | 8000 | 135 | 60 | 10 | 0.95 | 4000 | 80
PG1SWHW8 | Tamlite Lighting | Tamlite Lighting | TLWR46035K-UNV[NoneEMOCEMOC] | Indoor Luminaires | Linear Ambient | Direct Linear Ambient Luminaires | Standard | FALSE | [9 empty] | 42810 | Dimmable | Continuous Above 10 | No |  | 4.1 | 8000 | 135 | 60 | 10 | 0.95 | 3500 | 80
PZAFRNDV | SIMKAR Corporation | Simkar Corp | CHLED23035U1 [Blank OS] | Indoor Luminaires | Linear Ambient | Direct Linear Ambient Luminaires | Standard | TRUE | 3288 | 123.3 | 26.6667 | 7.5 | 0.993 | 3499 | 84.1 | 5 | 50000 | 42810 | Dimmable | Continuous Below 10 | No |  | 4.1 | 3288 | 123.3 | 26.66 | 7.5 | 0.99 | 3500 | 84.1
P4XRJ7EM | SIMKAR Corporation | Simkar Corp | CHLED42535U1 [Blank OS] | Indoor Luminaires | Linear Ambient | Direct Linear Ambient Luminaires | Standard | TRUE | 2587 | 126.4 | 20.4668 | 12.3 | 0.985 | 3499 | 84.1 | 5 | 50000 | 42810 | Dimmable | Continuous Below 10 | No |  | 4.1 | 2587 | 126 | 20.47 | 23.9 | 0.9 | 3500 | 84.1
PC6RK8XZ | SIMKAR Corporation | Simkar Corp | CHLED85550U1 [Blank OS] | Indoor Luminaires | Linear Ambient | Direct Linear Ambient Luminaires | Standard | FALSE | [9 empty] | 42810 | Dimmable | Continuous Below 10 | No |  | 4.1 | 5628.48 | 140.71 | 40 | 23.9 | 0.9 | 5000 | 84.1
PU45WW17 | SIMKAR Corporation | Simkar Corp | CHLED42550U1 [Blank OS] | Indoor Luminaires | Linear Ambient | Direct Linear Ambient Luminaires | Standard | FALSE | [9 empty] | 42810 | Dimmable | Continuous Below 10 | No |  | 4.1 | 2814.24 | 137.48 | 20.47 | 23.9 | 0.9 | 5000 | 84.1
P54FXCZF | SIMKAR Corporation | Simkar Corp | CHLED45050U1 [Blank OS] | Indoor Luminaires | Linear Ambient | Direct Linear Ambient Luminaires | Standard | FALSE | [9 empty] | 42810 | Dimmable | Continuous Below 10 | No |  | 4.1 | 5156 | 140 | 36.84 | 23.6 | 0.88 | 5000 | 84.1
PEAVWD5Q | SIMKAR Corporation | Simkar Corp | CHLED820050U1 [Blank OS] | Indoor Luminaires | Linear Ambient | Direct Linear Ambient Luminaires | Standard | FALSE | [9 empty] | 42810 | Dimmable | Continuous Below 10 | No |  | 4.1 | 20634.15 | 147.39 | 140 | 22.7 | 0.88 | 5000 | 84.1
PPEDSFEM | SIMKAR Corporation | Simkar Corp | CHLED810050U1 [Blank OS] | Indoor Luminaires | Linear Ambient | Direct Linear Ambient Luminaires | Standard | FALSE | [9 empty] | 42810 | Dimmable | Continuous Below 10 | No |  | 4.1 | 10317.07 | 147.39 | 70 | 22.7 | 0.88 | 5000 | 84.1
P6RZSDU2 | SIMKAR Corporation | Simkar Corp | CHLED49550U1 [Blank OS] | Indoor Luminaires | Linear Ambient | Direct Linear Ambient Luminaires | Standard | FALSE | [9 empty] | 42810 | Dimmable | Continuous Below 10 | No |  | 4.1 | 10246.36 | 140.07 | 73.15 | 22.7 | 0.88 | 5000 | 84.1
PQJWEE36 | SIMKAR Corporation | Simkar Corp | CHLED22550U1 [Blank OS] | Indoor Luminaires | Linear Ambient | Direct Linear Ambient Luminaires | Standard | FALSE | [9 empty] | 42810 | Dimmable | Continuous Below 10 | No |  | 4.1 | 2757.67 | 140.84 | 19.58 | 21.7 | 0.9 | 5000 | 84.1
PPBS6U1U | SIMKAR Corporation | Simkar Corp | CHLED815050U1 [Blank OS] | Indoor Luminaires | Linear Ambient | Direct Linear Ambient Luminaires | Standard | FALSE | [9 empty] | 42810 | Dimmable | Continuous Below 10 | No |  | 4.1 | 15142.73 | 137.66 | 110 | 10.9 | 0.95 | 5000 | 84.1
PRYJ7KK5 | SIMKAR Corporation | Simkar Corp | CHLED47050U1 [Blank OS] | Indoor Luminaires | Linear Ambient | Direct Linear Ambient Luminaires | Standard | FALSE | [9 empty] | 42810 | Dimmable | Continuous Below 10 | No |  | 4.1 | 7571.37 | 136.72 | 55.38 | 10.9 | 0.95 | 5000 | 84.1
PEEG5R2H | SIMKAR Corporation | Simkar Corp | CHLED23050U1 [Blank OS] | Indoor Luminaires | Linear Ambient | Direct Linear Ambient Luminaires | Standard | FALSE | [9 empty] | 42810 | Dimmable | Continuous Below 10 | No |  | 4.1 | 3576.82 | 134.16 | 26.66 | 7.5 | 0.99 | 5000 | 84.1
P4D8QQ7P | SIMKAR Corporation | Simkar Corp | CHLED85540U1 [Blank OS] | Indoor Luminaires | Linear Ambient | Direct Linear Ambient Luminaires | Standard | FALSE | [9 empty] | 42810 | Dimmable | Continuous Below 10 | No |  | 4.1 | 5380.96 | 134.52 | 40 | 23.9 | 0.9 | 4000 | 84.1
P4RSB12R | SIMKAR Corporation | Simkar Corp | CHLED42540U1 [Blank OS] | Indoor Luminaires | Linear Ambient | Direct Linear Ambient Luminaires | Standard | FALSE | [9 empty] | 42810 | Dimmable | Continuous Below 10 | No |  | 4.1 | 2690.48 | 131.44 | 20.47 | 23.9 | 0.9 | 4000 | 84.1
PKJFKAHX | SIMKAR Corporation | Simkar Corp | CHLED45040U1 [Blank OS] | Indoor Luminaires | Linear Ambient | Direct Linear Ambient Luminaires | Standard | FALSE | [9 empty] | 42810 | Dimmable | Continuous Below 10 | No |  | 4.1 | 4928 | 136 | 36.36 | 23.6 | 0.88 | 4000 | 84.1
P4CKGVZY | SIMKAR Corporation | Simkar Corp | CHLED820040U1 [Blank OS] | Indoor Luminaires | Linear Ambient | Direct Linear Ambient Luminaires | Standard | FALSE | [9 empty] | 42810 | Dimmable | Continuous Below 10 | No |  | 4.1 | 19726.72 | 140.91 | 140 | 22.7 | 0.88 | 4000 | 84.1
PHZQRSCV | SIMKAR Corporation | Simkar Corp | CHLED810040U1 [Blank OS] | Indoor Luminaires | Linear Ambient | Direct Linear Ambient Luminaires | Standard | FALSE | [9 empty] | 42810 | Dimmable | Continuous Below 10 | No |  | 4.1 | 9863.36 | 140.91 | 70 | 22.7 | 0.88 | 4000 | 84.1
PMZR4C97 | SIMKAR Corporation | Simkar Corp | CHLED49540U1 [Blank OS] | Indoor Luminaires | Linear Ambient | Direct Linear Ambient Luminaires | Standard | FALSE | [9 empty] | 42810 | Dimmable | Continuous Below 10 | No |  | 4.1 | 9795.76 | 133.91 | 73.15 | 22.7 | 0.88 | 4000 | 84.1
PSEW9SNG | SIMKAR Corporation | Simkar Corp | CHLED22540U1 [Blank OS] | Indoor Luminaires | Linear Ambient | Direct Linear Ambient Luminaires | Standard | FALSE | [9 empty] | 42810 | Dimmable | Continuous Below 10 | No |  | 4.1 | 2636.4 | 134.65 | 19.58 | 21.7 | 0.9 | 4000 | 84.1
PRVWYNGZ | SIMKAR Corporation | Simkar Corp | CHLED815040U1 [Blank OS] | Indoor Luminaires | Linear Ambient | Direct Linear Ambient Luminaires | Standard | FALSE | [9 empty] | 42810 | Dimmable | Continuous Below 10 | No |  | 4.1 | 14476.8 | 131.61 | 110 | 10.9 | 0.95 | 4000 | 84.1
P4918K12 | SIMKAR Corporation | Simkar Corp | CHLED47040U1 [Blank OS] | Indoor Luminaires | Linear Ambient | Direct Linear Ambient Luminaires | Standard | FALSE | [9 empty] | 42810 | Dimmable | Continuous Below 10 | No |  | 4.1 | 7238.4 | 130.7 | 55.38 | 10.9 | 0.95 | 4000 | 84.1
PB356ZEZ | SIMKAR Corporation | Simkar Corp | CHLED85535U1 [Blank OS] | Indoor Luminaires | Linear Ambient | Direct Linear Ambient Luminaires | Standard | FALSE | [9 empty] | 42810 | Dimmable | Continuous Below 10 | No |  | 4.1 | 5174 | 129.35 | 40 | 23.9 | 0.9 | 3500 | 84.1
PY3N5138 | SIMKAR Corporation | Simkar Corp | CHLED45035U1 [Blank OS] | Indoor Luminaires | Linear Ambient | Direct Linear Ambient Luminaires | Standard | FALSE | [9 empty] | 42810 | Dimmable | Continuous Below 10 | No |  | 4.1 | 4742 | 130 | 36.59 | 23.6 | 0.88 | 3500 | 84.1
PJJDH25Z | SIMKAR Corporation | Simkar Corp | CHLED820035U1 [Blank OS] | Indoor Luminaires | Linear Ambient | Direct Linear Ambient Luminaires | Standard | FALSE | [9 empty] | 42810 | Dimmable | Continuous Below 10 | No |  | 4.1 | 18968 | 135.49 | 140 | 22.7 | 0.88 | 3500 | 84.1
PH1FPVHS | SIMKAR Corporation | Simkar Corp | CHLED810035U1 [Blank OS] | Indoor Luminaires | Linear Ambient | Direct Linear Ambient Luminaires | Standard | FALSE | [9 empty] | 42810 | Dimmable | Continuous Below 10 | No |  | 4.1 | 9484 | 135.49 | 70 | 22.7 | 0.88 | 3500 | 84.1
PV7SCVHZ | SIMKAR Corporation | Simkar Corp | CHLED49535U1 [Blank OS] | Indoor Luminaires | Linear Ambient | Direct Linear Ambient Luminaires | Standard | FALSE | [9 empty] | 42810 | Dimmable | Continuous Below 10 | No |  | 4.1 | 9419 | 129 | 73.15 | 22.7 | 0.88 | 3500 | 84.1
PH7XY1J4 | SIMKAR Corporation | Simkar Corp | CHLED22535U1 [Blank OS] | Indoor Luminaires | Linear Ambient | Direct Linear Ambient Luminaires | Standard | FALSE | [9 empty] | 42810 | Dimmable | Continuous Below 10 | No |  | 4.1 | 2535 | 129.5 | 19.58 | 21.7 | 0.9 | 3500 | 84.1
PSA2JVMS | SIMKAR Corporation | Simkar Corp | CHLED815035U1 [Blank OS] | Indoor Luminaires | Linear Ambient | Direct Linear Ambient Luminaires | Standard | FALSE | [9 empty] | 42810 | Dimmable | Continuous Below 10 | No |  | 4.1 | 13920 | 126.55 | 110 | 10.9 | 0.95 | 3500 | 84.1
PZRT1FG7 | SIMKAR Corporation | Simkar Corp | CHLED47035U1 [Blank OS] | Indoor Luminaires | Linear Ambient | Direct Linear Ambient Luminaires | Standard | FALSE | [9 empty] | 42810 | Dimmable | Continuous Below 10 | No |  | 4.1 | 6960 | 126 | 55.38 | 10.9 | 0.95 | 3500 | 84.1
P7HNDVN3 | SIMKAR Corporation | Simkar Corp | CHLED23040U1 [Blank OS] | Indoor Luminaires | Linear Ambient | Direct Linear Ambient Luminaires | Standard | FALSE | [9 empty] | 42810 | Dimmable | Continuous Below 10 | No |  | 4.1 | 3419.52 | 128.26 | 26.66 | 7.5 | 0.99 | 3500 | 84.1
PDX6TSRW | YANKON LIGHTING INC. |  | MXL2002-LED2/20K835 | Indoor Luminaires | Linear Ambient | Direct Linear Ambient Luminaires | Standard | TRUE | 4272.7 | 107.14 | 39.88 | 10.19 | 0.9285 | 3460 | 84.6 | 5 | 50000 | 42809 |  |  | No |  | 4.1 | 4267.1 | 108.38 | 39.37 | 10.19 | 0.93 | 3500 | 84.6
P126ZZ4S | YANKON LIGHTING INC. |  | MXL2002-LED2/20K850 | Indoor Luminaires | Linear Ambient | Direct Linear Ambient Luminaires | Standard | FALSE | [9 empty] | 42809 |  |  | No |  | 4.1 | 4425 | 110.91 | 39.9 | 11.21 | 0.92 | 5000 | 85.3
PXN1MTA7 | Tamlite Lighting | Tamlite Lighting | TLWR46030K-UN4 | Indoor Luminaires | Linear Ambient | Direct Linear Ambient Luminaires | Standard | TRUE | 7764.1 | 135.07 | 57.48 | 10.44 | 0.9618 | 2973 | 81.3 | 5 | 50000 | 42809 | Dimmable | Continuous Above 10 | No |  | 4.1 | 8000 | 135 | 60 | 10 | 0.95 | 3000 | 80
P3G14ZM2 | Tamlite Lighting | Tamlite Lighting | TLWR46050K-UN4 | Indoor Luminaires | Linear Ambient | Direct Linear Ambient Luminaires | Standard | FALSE | [9 empty] | 42809 | Dimmable | Continuous Above 10 | No |  | 4.1 | 8000 | 135 | 60 | 10 | 0.95 | 5000 | 80
PNPMGEJZ | Tamlite Lighting | Tamlite Lighting | TLWR46045K-UN4 | Indoor Luminaires | Linear Ambient | Direct Linear Ambient Luminaires | Standard | FALSE | [9 empty] | 42809 | Dimmable | Continuous Above 10 | No |  | 4.1 | 8000 | 135 | 60 | 10 | 0.95 | 4500 | 80
PAP31YYF | Tamlite Lighting | Tamlite Lighting | TLWR46040K-UN4 | Indoor Luminaires | Linear Ambient | Direct Linear Ambient Luminaires | Standard | FALSE | [9 empty] | 42809 | Dimmable | Continuous Above 10 | No |  | 4.1 | 8000 | 135 | 60 | 10 | 0.95 | 4000 | 80
PVHC5YNX | Tamlite Lighting | Tamlite Lighting | TLWR46035K-UN4 | Indoor Luminaires | Linear Ambient | Direct Linear Ambient Luminaires | Standard | FALSE | [9 empty] | 42809 | Dimmable | Continuous Above 10 | No |  | 4.1 | 8000 | 135 | 60 | 10 | 0.95 | 3500 | 80
PJ6J3V6X | Lumax Lighting | Lumax Lighting | WNLED63L5K48-9FA {DM1} | Indoor Luminaires | Linear Ambient | Direct Linear Ambient Luminaires | Standard | TRUE | 7091 | 120.1 | 59.02 | 6.37 | 0.972 | 5255 | 82.7 | 5 | 50000 | 42808 | Dimmable | Continuous Below 10 | Yes |  | 4.1 | 7091 | 120.1 | 59 | 6.61 | 0.99 | 5000 | 80
PM2BEWPB | Signcomplex Limited | Signcomplex | TP-020-AW-NW-B-YY | Indoor Luminaires | Linear Ambient | Direct Linear Ambient Luminaires | Premium | TRUE | 2762.341 | 127.473 | 21.67 | 15.7 | 0.926 | 3981 | 82.5 | 5 | 50000 | 42808 | Not Dimmable | Not Dimmable | No |  | 4.1 | 2762.34 | 127.47 | 21.67 | 15.7 | 0.93 | 3981 | 82.5
PTNHXZTH | Signcomplex Limited | Signcomplex | TP-020-AW-W-B-S11YY | Indoor Luminaires | Linear Ambient | Direct Linear Ambient Luminaires | Premium | FALSE | [9 empty] | 42808 | Not Dimmable | Not Dimmable | Yes |  | 4.1 | 2830.22 | 132.87 | 21.3 | 16.6 | 0.93 | 4987 | 83.4
PK5SFVQ4 | Signcomplex Limited | Signcomplex | TP-020-AW-W-B-S21YY | Indoor Luminaires | Linear Ambient | Direct Linear Ambient Luminaires | Premium | FALSE | [9 empty] | 42808 | Not Dimmable | Not Dimmable | Yes |  | 4.1 | 2830.22 | 132.87 | 21.3 | 16.6 | 0.93 | 4987 | 83.4
PQTT4GD7 | Signcomplex Limited | Signcomplex | TP-020-AW-W-B-YY | Indoor Luminaires | Linear Ambient | Direct Linear Ambient Luminaires | Premium | FALSE | [9 empty] | 42808 | Not Dimmable | Not Dimmable | No |  | 4.1 | 2830.22 | 132.87 | 21.3 | 16.6 | 0.93 | 4987 | 83.4
PT6WCY96 | Signcomplex Limited | Signcomplex | TP-020-AW-W-B-DYY | Indoor Luminaires | Linear Ambient | Direct Linear Ambient Luminaires | Premium | FALSE | [9 empty] | 42808 | Dimmable | Continuous Below 10 | No |  | 4.1 | 2830.22 | 132.87 | 21.3 | 16.6 | 0.93 | 4987 | 83.4
PH55BV9Z | Signcomplex Limited | Signcomplex | TP-020-AW-NW-B-S11YY | Indoor Luminaires | Linear Ambient | Direct Linear Ambient Luminaires | Premium | FALSE | [9 empty] | 42808 | Not Dimmable | Not Dimmable | Yes |  | 4.1 | 2762.34 | 127.47 | 21.67 | 15.7 | 0.93 | 3981 | 82.5
PEYJK1MU | Signcomplex Limited | Signcomplex | TP-020-AW-NW-B-S21YY | Indoor Luminaires | Linear Ambient | Direct Linear Ambient Luminaires | Premium | FALSE | [9 empty] | 42808 | Not Dimmable | Not Dimmable | Yes |  | 4.1 | 2762.34 | 127.47 | 21.67 | 15.7 | 0.93 | 3981 | 82.5
P6GHE395 | Signcomplex Limited | Signcomplex | TP-020-AW-NW-B-DYY | Indoor Luminaires | Linear Ambient | Direct Linear Ambient Luminaires | Premium | FALSE | [9 empty] | 42808 | Dimmable | Continuous Below 10 | No |  | 4.1 | 2762.34 | 127.47 | 21.67 | 15.7 | 0.93 | 3981 | 82.5
P25DBX3K | Suzhou RUNLUX Electric Ltd. | RUNLUX | RL1-4VTM42W-40K | Indoor Luminaires | Linear Ambient | Direct Linear Ambient Luminaires | Standard | TRUE | 4974.4 | 120.3 | 41.35 | 12.51 | 0.937 | 3981 | 85.1 | 5 | 50000 | 42807 |  |  | No |  | 4.1 | 4900 | 117 | 42 | 18 | 0.95 | 4000 | 80
PQH4N5P5 | Shenzhen Fushi Xinke Lighting CO. LTD. | FOCUSONLED | L021200-40CO-WZ | Indoor Luminaires | Linear Ambient | Direct Linear Ambient Luminaires | Standard | TRUE | 4395.084 | 118.084 | 37.22 | 16.4 | 0.922 | 2920 | 82.6 | 5 | 50000 | 42807 |  |  | No |  | 4.1 | 4395 | 118 | 37.2 | 16.4 | 0.92 | 2920 | 82.6
PS99W2PK | Shenzhen Fushi Xinke Lighting CO. LTD. | FOCUSONLED | L020900-20CO-WZ | Indoor Luminaires | Linear Ambient | Direct Linear Ambient Luminaires | Standard | TRUE | 2296.683 | 123.015 | 18.67 | 17.2 | 0.919 | 2927 | 82.8 | 5 | 50000 | 42807 |  |  | No |  | 4.1 | 2296.6 | 123 | 18.6 | 17.2 | 0.92 | 2927 | 82.8
PMWDHJKV | Shenzhen Fushi Xinke Lighting CO. LTD. | FOCUSONLED | L020600-15CO-WZ | Indoor Luminaires | Linear Ambient | Direct Linear Ambient Luminaires | Standard | TRUE | 1569.894 | 119.657 | 13.12 | 16.8 | 0.917 | 2926 | 82.8 | 5 | 50000 | 42807 |  |  | No |  | 4.1 | 1569.8 | 119.6 | 13.1 | 16.8 | 0.92 | 2926 | 82.8
PV7UQQZK | Shenzhen Fushi Xinke Lighting CO. LTD. | FOCUSONLED | L021200-30CO-WZ | Indoor Luminaires | Linear Ambient | Direct Linear Ambient Luminaires | Standard | TRUE | 3208.517 | 124.845 | 25.7 | 17.7 | 0.913 | 2917 | 82.7 | 5 | 50000 | 42807 |  |  | No |  | 4.1 | 3208.5 | 124.8 | 25.7 | 17.7 | 0.91 | 2917 | 82.7
PQ14PHXR | Shenzhen Fushi Xinke Lighting CO. LTD. | FOCUSONLED | L021200-40CO-DZ | Indoor Luminaires | Linear Ambient | Direct Linear Ambient Luminaires | Standard | FALSE | [9 empty] | 42807 |  |  | No |  | 4.1 | 4746.6 | 124.8 | 38 | 17.1 | 0.93 | 4432 | 85.8
PCV8MGR9 | Shenzhen Fushi Xinke Lighting CO. LTD. | FOCUSONLED | L021200-30CO-DZ | Indoor Luminaires | Linear Ambient | Direct Linear Ambient Luminaires | Standard | FALSE | [9 empty] | 42807 |  |  | No |  | 4.1 | 3392.2 | 128.9 | 26.3 | 18.5 | 0.92 | 4424 | 85.8
PY1FJ2ZT | Shenzhen Fushi Xinke Lighting CO. LTD. | FOCUSONLED | L020900-20CO-DZ | Indoor Luminaires | Linear Ambient | Direct Linear Ambient Luminaires | Standard | FALSE | [9 empty] | 42807 |  |  | No |  | 4.1 | 2456.1 | 130.4 | 18.8 | 17.9 | 0.93 | 4423 | 85.8
PV357TF4 | Shenzhen Fushi Xinke Lighting CO. LTD. | FOCUSONLED | L020600-15CO-DZ | Indoor Luminaires | Linear Ambient | Direct Linear Ambient Luminaires | Standard | FALSE | [9 empty] | 42807 |  |  | No |  | 4.1 | 1661.3 | 123.9 | 13.4 | 17.6 | 0.92 | 4406 | 85.7
PKAERJ74 | Shenzhen Fushi Xinke Lighting CO. LTD. | FOCUSONLED | L020900-20CO-NZ | Indoor Luminaires | Linear Ambient | Direct Linear Ambient Luminaires | Standard | FALSE | [9 empty] | 42807 |  |  | No |  | 4.1 | 2296.6 | 123 | 18.6 | 17.2 | 0.92 | 4000 | 82.8
P6R51AU2 | Shenzhen Fushi Xinke Lighting CO. LTD. | FOCUSONLED | L020600-15CO-NZ | Indoor Luminaires | Linear Ambient | Direct Linear Ambient Luminaires | Standard | FALSE | [9 empty] | 42807 |  |  | No |  | 4.1 | 1569.8 | 119.6 | 13.1 | 16.8 | 0.92 | 4000 | 82.8
PWBDG961 | Shenzhen Fushi Xinke Lighting CO. LTD. | FOCUSONLED | L021200-30CO-NZ | Indoor Luminaires | Linear Ambient | Direct Linear Ambient Luminaires | Standard | FALSE | [9 empty] | 42807 |  |  | No |  | 4.1 | 3208.5 | 124.8 | 25.7 | 17.7 | 0.91 | 4000 | 82.7
PK74ATX7 | Shenzhen Fushi Xinke Lighting CO. LTD. | FOCUSONLED | L021200-40CO-NZ | Indoor Luminaires | Linear Ambient | Direct Linear Ambient Luminaires | Standard | FALSE | [9 empty] | 42807 |  |  | No |  | 4.1 | 4395 | 118 | 37.2 | 16.4 | 0.92 | 4000 | 82.6
PVFYNJ5G | Shenzhen Fushi Xinke Lighting CO. LTD. | FOCUSONLED | L020900-20CO-MZ | Indoor Luminaires | Linear Ambient | Direct Linear Ambient Luminaires | Standard | FALSE | [9 empty] | 42807 |  |  | No |  | 4.1 | 2296.6 | 123 | 18.6 | 17.2 | 0.92 | 3500 | 82.8
PX5JK9ZB | Shenzhen Fushi Xinke Lighting CO. LTD. | FOCUSONLED | L020600-15CO-MZ | Indoor Luminaires | Linear Ambient | Direct Linear Ambient Luminaires | Standard | FALSE | [9 empty] | 42807 |  |  | No |  | 4.1 | 1569.8 | 119.6 | 13.1 | 16.8 | 0.92 | 3500 | 82.8
PCX45BN9 | Shenzhen Fushi Xinke Lighting CO. LTD. | FOCUSONLED | L021200-30CO-MZ | Indoor Luminaires | Linear Ambient | Direct Linear Ambient Luminaires | Standard | FALSE | [9 empty] | 42807 |  |  | No |  | 4.1 | 3208.5 | 124.8 | 25.7 | 17.7 | 0.91 | 3500 | 82.7
P5SZC38E | Shenzhen Fushi Xinke Lighting CO. LTD. | FOCUSONLED | L021200-40CO-MZ | Indoor Luminaires | Linear Ambient | Direct Linear Ambient Luminaires | Standard | FALSE | [9 empty] | 42807 |  |  | No |  | 4.1 | 4395 | 118 | 37.2 | 16.4 | 0.92 | 3500 | 82.6
P74SYS5K | Suzhou RUNLUX Electric Ltd. | RUNLUX | RL1-4VTM42W-50K | Indoor Luminaires | Linear Ambient | Direct Linear Ambient Luminaires | Standard | FALSE | [9 empty] | 42807 |  |  | No |  | 4.1 | 5000 | 119 | 42 | 18 | 0.95 | 5000 | 80
P1R2HYM7 | Suzhou RUNLUX Electric Ltd. | RUNLUX | RL1-4VTM42W-45K | Indoor Luminaires | Linear Ambient | Direct Linear Ambient Luminaires | Standard | FALSE | [9 empty] | 42807 |  |  | No |  | 4.1 | 4950 | 118 | 42 | 18 | 0.95 | 4500 | 80
PTVMTHJC | Eiko Global LLC | EIKO | STR-4C-35K-U | Indoor Luminaires | Linear Ambient | Direct Linear Ambient Luminaires | Premium | TRUE | 5678.65 | 127.07 | 44.689 | 4 | 0.9745 | 3463 | 83.98 | 5 | 50000 | 42807 |  |  | No |  | 4.1 | 5888 | 128 | 46 | 10 | 0.9 | 3500 | 80
P5XPA185 | Eiko Global LLC | EIKO | STR-3C-35K-U | Indoor Luminaires | Linear Ambient | Direct Linear Ambient Luminaires | Premium | TRUE | 3811 | 128.28 | 29.71 | 9.7 | 0.9616 | 3448 | 84.1 | 5 | 50000 | 42807 |  |  | No |  | 4.1 | 4160 | 130 | 32 | 10 | 0.9 | 3500 | 80
PD8151BB | Eiko Global LLC | EIKO | STR-2C-35K-U | Indoor Luminaires | Linear Ambient | Direct Linear Ambient Luminaires | Premium | TRUE | 2745.6 | 126.88 | 21.64 | 10.6 | 0.9361 | 3443 | 84 | 5 | 50000 | 42807 |  |  | No |  | 4.1 | 2921 | 127 | 23 | 10 | 0.9 | 3500 | 80
PZMRFZRH | Eiko Global LLC | EIKO | STR-4C-40K-U | Indoor Luminaires | Linear Ambient | Direct Linear Ambient Luminaires | Premium | FALSE | [9 empty] | 42807 |  |  | No |  | 4.1 | 5980 | 130 | 46 | 10 | 0.9 | 4000 | 80
P2UTAPFX | Eiko Global LLC | EIKO | STR-3C-40K-U | Indoor Luminaires | Linear Ambient | Direct Linear Ambient Luminaires | Premium | FALSE | [9 empty] | 42807 |  |  | No |  | 4.1 | 4224 | 132 | 32 | 10 | 0.9 | 4000 | 80
PPR4GKCA | Eiko Global LLC | EIKO | STR-2C-40K-U | Indoor Luminaires | Linear Ambient | Direct Linear Ambient Luminaires | Premium | FALSE | [9 empty] | 42807 |  |  | No |  | 4.1 | 2990 | 130 | 23 | 10 | 0.9 | 4000 | 80
PZJADD7T | Neptun Light Inc. | Neptun Light | LED-VPT48-040-UNV-841 | Indoor Luminaires | Linear Ambient | Direct Linear Ambient Luminaires | Standard | TRUE | 4206.14 | 105.1 | 40.02 | 14.36 | 0.926 | 4238 | 86.1 | 5 | 50000 | 42807 |  |  | No |  | 4 | 4200 | 105 | 40 | 15 | 0.9 | 4000 | 83
P6QDK2M5 | Neptun Light Inc. | Neptun Light | LED-VPT48-060-UNV-841 | Indoor Luminaires | Linear Ambient | Direct Linear Ambient Luminaires | Standard | TRUE | 6594.969 | 117.223 | 56.26 | 15.62 | 0.9118 | 4057 | 85.1 | 5 | 50000 | 42807 |  |  | No |  | 4.1 | 6600 | 110 | 60 | 16 | 0.9 | 4000 | 83
PJ6D6TMH | Neptun Light Inc. | Neptun Light | LED-VPT48-060-UNV-850 | Indoor Luminaires | Linear Ambient | Direct Linear Ambient Luminaires | Standard | FALSE | [9 empty] | 42807 |  |  | No |  | 4.1 | 6600 | 110 | 60 | 16 | 0.9 | 5000 | 83
PXWQ3NXU | Neptun Light Inc. | Neptun Light | LED-VPT48-060-UNV-BL-DIM-850-MD | Indoor Luminaires | Linear Ambient | Direct Linear Ambient Luminaires | Standard | FALSE | [9 empty] | 42807 |  |  | Yes |  | 4.1 | 6600 | 110 | 60 | 16 | 0.9 | 5000 | 83
PTURP17R | Neptun Light Inc. | Neptun Light | LED-VPT48-060-UNV-0-10VDIM-850 | Indoor Luminaires | Linear Ambient | Direct Linear Ambient Luminaires | Standard | FALSE | [9 empty] | 42807 |  |  | No |  | 4.1 | 6600 | 110 | 60 | 16 | 0.9 | 5000 | 83
PP1FN8PC | Neptun Light Inc. | Neptun Light | LED-VPT48-040-UNV-BL-DIM-850-MD | Indoor Luminaires | Linear Ambient | Direct Linear Ambient Luminaires | Standard | FALSE | [9 empty] | 42807 |  |  | Yes |  | 4.1 | 4200 | 105 | 40 | 15 | 0.9 | 5000 | 83
P4GWBZJS | Neptun Light Inc. | Neptun Light | LED-VPT48-040-UNV-0-10VDIM-850 | Indoor Luminaires | Linear Ambient | Direct Linear Ambient Luminaires | Standard | FALSE | [9 empty] | 42807 |  |  | No |  | 4.1 | 4200 | 105 | 40 | 15 | 0.9 | 5000 | 83
PHTHCCNN | Neptun Light Inc. | Neptun Light | LED-VPT48-060-UNV-BL-DIM-841-MD | Indoor Luminaires | Linear Ambient | Direct Linear Ambient Luminaires | Standard | FALSE | [9 empty] | 42807 |  |  | Yes |  | 4.1 | 6600 | 110 | 60 | 16 | 0.9 | 4000 | 83
P6JTS18W | Neptun Light Inc. | Neptun Light | LED-VPT48-060-UNV-0-10VDIM-841 | Indoor Luminaires | Linear Ambient | Direct Linear Ambient Luminaires | Standard | FALSE | [9 empty] | 42807 |  |  | No |  | 4.1 | 6600 | 110 | 60 | 16 | 0.9 | 4000 | 83
PN6GVVJW | Neptun Light Inc. | Neptun Light | LED-VPT48-040-UNV-BL-DIM-841-MD | Indoor Luminaires | Linear Ambient | Direct Linear Ambient Luminaires | Standard | FALSE | [9 empty] | 42807 |  |  | Yes |  | 4.1 | 4200 | 105 | 40 | 15 | 0.9 | 4000 | 83
PCZTWBR3 | Neptun Light Inc. | Neptun Light | LED-VPT48-040-UNV-0-10VDIM-841 | Indoor Luminaires | Linear Ambient | Direct Linear Ambient Luminaires | Standard | FALSE | [9 empty] | 42807 |  |  | No |  | 4.1 | 4200 | 105 | 40 | 15 | 0.9 | 4000 | 83
PYCH3PPF | Neptun Light Inc. | Neptun Light | LED-VPT48-040-UNV-850 | Indoor Luminaires | Linear Ambient | Direct Linear Ambient Luminaires | Standard | FALSE | [9 empty] | 42807 |  |  | No |  | 4 | 4200 | 105 | 40 | 15 | 0.9 | 5000 | 83
PGA1ME7P | Lumax Lighting | Lumax Lighting | WNLED77L5K48-9FA {DM1} | Indoor Luminaires | Linear Ambient | Direct Linear Ambient Luminaires | Premium | TRUE | 8426 | 126.1 | 66.8 | 10.7 | 0.969 | 5203 | 82.4 | 5 | 50000 | 42807 | Dimmable | Continuous Below 10 | Yes |  | 4.1 | 8426 | 126.1 | 66.66 | 10.7 | 0.97 | 5000 | 80
PWDQHS81 | Litetronics International | LITETRONICS | RF32UHT130DL | Indoor Retrofit Kit | Linear Ambient | Retrofit Kits for Direct Linear Ambient Luminaires | Standard | TRUE | 4516.2 | 143.36 | 31.5 | 11.1 | 0.95 | 3047 | 82.9 | 5 | 50000 | 42804 | Dimmable | Continuous Below 10 | No |  | 4.1 | 4400 | 137.5 | 32 | 11.9 | 0.95 | 3000 | 83
P7T6EGXM | Litetronics International | LITETRONICS | RF32UQT130DL | Indoor Retrofit Kit | Linear Ambient | Retrofit Kits for Direct Linear Ambient Luminaires | Standard | TRUE | 4311.75 | 137.87 | 31.27 | 11.6 | 0.941 | 2947 | 81.4 | 5 | 50000 | 42804 | Dimmable | Continuous Below 10 | No |  | 4.1 | 4400 | 137.5 | 32 | 11.6 | 0.94 | 3000 | 83
PKZNHKKV | Litetronics International | LITETRONICS | RF32UHT150DL | Indoor Retrofit Kit | Linear Ambient | Retrofit Kits for Direct Linear Ambient Luminaires | Standard | FALSE | [9 empty] | 42804 | Dimmable | Continuous Below 10 | No |  | 4.1 | 4400 | 137.5 | 32 | 11.9 | 0.95 | 5000 | 83
PM6TG56K | Litetronics International | LITETRONICS | RF32UQT150DL | Indoor Retrofit Kit | Linear Ambient | Retrofit Kits for Direct Linear Ambient Luminaires | Standard | FALSE | [9 empty] | 42804 | Dimmable | Continuous Below 10 | No |  | 4.1 | 4400 | 137.5 | 32 | 11.6 | 0.94 | 5000 | 83
PVNYFBPK | Litetronics International | LITETRONICS | RF32UHT140DL | Indoor Retrofit Kit | Linear Ambient | Retrofit Kits for Direct Linear Ambient Luminaires | Standard | FALSE | [9 empty] | 42804 | Dimmable | Continuous Below 10 | No |  | 4.1 | 4400 | 137.5 | 32 | 11.9 | 0.95 | 4000 | 83
PPDRH5VP | Litetronics International | LITETRONICS | RF32UQT140DL | Indoor Retrofit Kit | Linear Ambient | Retrofit Kits for Direct Linear Ambient Luminaires | Standard | FALSE | [9 empty] | 42804 | Dimmable | Continuous Below 10 | No |  | 4.1 | 4400 | 137.5 | 32 | 11.6 | 0.94 | 4000 | 83
PKCYCDBU | Litetronics International | LITETRONICS | RF32UHT135DL | Indoor Retrofit Kit | Linear Ambient | Retrofit Kits for Direct Linear Ambient Luminaires | Standard | FALSE | [9 empty] | 42804 | Dimmable | Continuous Below 10 | No |  | 4.1 | 4400 | 137.5 | 32 | 11.9 | 0.95 | 3500 | 83
P3Q9PDR6 | Litetronics International | LITETRONICS | RF32UQT135DL | Indoor Retrofit Kit | Linear Ambient | Retrofit Kits for Direct Linear Ambient Luminaires | Standard | FALSE | [9 empty] | 42804 | Dimmable | Continuous Below 10 | No |  | 4.1 | 4400 | 137.5 | 32 | 11.6 | 0.94 | 3500 | 83
P9FJMCV9 | Signcomplex Limited | Signcomplex | TP-040-AW-NW-B-YY | Indoor Luminaires | Linear Ambient | Direct Linear Ambient Luminaires | Premium | TRUE | 5376.498 | 128.44 | 41.86 | 15.2 | 0.921 | 3961 | 82.5 | 5 | 50000 | 42804 | Not Dimmable | Not Dimmable | No |  | 4.1 | 5376.5 | 128.44 | 41.86 | 15.2 | 0.92 | 3961 | 82.5
PA92P5TJ | Signcomplex Limited | Signcomplex | TP-040-AW-W-B-S21YY | Indoor Luminaires | Linear Ambient | Direct Linear Ambient Luminaires | Premium | FALSE | [9 empty] | 42804 | Not Dimmable | Not Dimmable | Yes |  | 4.1 | 5476.88 | 133.91 | 40.9 | 16.5 | 0.93 | 4949 | 81.6
P2XMGJ59 | Signcomplex Limited | Signcomplex | TP-040-AW-W-B-S11YY | Indoor Luminaires | Linear Ambient | Direct Linear Ambient Luminaires | Premium | FALSE | [9 empty] | 42804 | Not Dimmable | Not Dimmable | Yes |  | 4.1 | 5476.88 | 133.91 | 40.9 | 16.5 | 0.93 | 4949 | 81.6
PQJ6Z9NG | Signcomplex Limited | Signcomplex | TP-040-AW-W-B-YY | Indoor Luminaires | Linear Ambient | Direct Linear Ambient Luminaires | Premium | FALSE | [9 empty] | 42804 | Not Dimmable | Not Dimmable | No |  | 4.1 | 5476.88 | 133.91 | 40.9 | 16.5 | 0.93 | 4949 | 81.6
P3UWZP7B | Signcomplex Limited | Signcomplex | TP-040-AW-W-B-DYY | Indoor Luminaires | Linear Ambient | Direct Linear Ambient Luminaires | Premium | FALSE | [9 empty] | 42804 | Dimmable | Continuous Below 10 | No |  | 4.1 | 5476.88 | 133.91 | 40.9 | 16.5 | 0.93 | 4949 | 81.6
PM5M2CYJ | Signcomplex Limited | Signcomplex | TP-040-AW-NW-B-S21YY | Indoor Luminaires | Linear Ambient | Direct Linear Ambient Luminaires | Premium | FALSE | [9 empty] | 42804 | Not Dimmable | Not Dimmable | Yes |  | 4.1 | 5376.5 | 128.44 | 41.86 | 15.2 | 0.92 | 3961 | 82.5
PG2H36CF | Signcomplex Limited | Signcomplex | TP-040-AW-NW-B-S11YY | Indoor Luminaires | Linear Ambient | Direct Linear Ambient Luminaires | Premium | FALSE | [9 empty] | 42804 | Not Dimmable | Not Dimmable | Yes |  | 4.1 | 5376.5 | 128.44 | 41.86 | 15.2 | 0.92 | 3961 | 82.5
PGCE4GS9 | Signcomplex Limited | Signcomplex | TP-040-AW-NW-B-DYY | Indoor Luminaires | Linear Ambient | Direct Linear Ambient Luminaires | Premium | FALSE | [9 empty] | 42804 | Dimmable | Continuous Below 10 | No |  | 4.1 | 5376.5 | 128.44 | 41.86 | 15.2 | 0.92 | 3961 | 82.5
P6PUTUT1 | Universal Lighting Technologies | Everline | STRP448-57W830-U + STRP4-ACC-LEN4 | Indoor Luminaires | Linear Ambient | Direct Linear Ambient Luminaires | Standard | TRUE | 6778 | 115.3 | 58.8 | 7.9 | 0.922 | 5257 | 83 | 5 | 50000 | 42802 |  |  | Yes |  | 4.1 | 6778 | 115.17 | 58.85 | 5.14 | 1 | 3000 | 84
PZB1AD2M | Universal Lighting Technologies | Everline | STRP448-24W830-U + STRP4-ACC-LEN4 | Indoor Luminaires | Linear Ambient | Direct Linear Ambient Luminaires | Standard | TRUE | 3046.5 | 127.7 | 23.86 | 7.9 | 0.922 | 3097 | 84 | 5 | 50000 | 42802 |  |  | Yes |  | 4.1 | 3046.5 | 127.74 | 23.85 | 7.9 | 0.92 | 3000 | 84
PYXT6MNA | Universal Lighting Technologies | Everline | STRP496-114W850-U + STRP4-ACC-LEN8 | Indoor Luminaires | Linear Ambient | Direct Linear Ambient Luminaires | Standard | FALSE | [9 empty] | 42802 |  |  | Yes |  | 4.1 | 14665 | 124.6 | 117.7 | 5.14 | 1 | 5000 | 83
PGQRSCB4 | Universal Lighting Technologies | Everline | STRP496-97W850-U + STRP4-ACC-LEN8 | Indoor Luminaires | Linear Ambient | Direct Linear Ambient Luminaires | Standard | FALSE | [9 empty] | 42802 |  |  | Yes |  | 4.1 | 12265 | 126.44 | 97 | 5.14 | 1 | 5000 | 83
PMMD3K1C | Universal Lighting Technologies | Everline | STRP496-48W850-U + STRP4-ACC-LEN8 | Indoor Luminaires | Linear Ambient | Direct Linear Ambient Luminaires | Standard | FALSE | [9 empty] | 42802 |  |  | Yes |  | 4.1 | 6130 | 127.71 | 48 | 5.14 | 1 | 5000 | 83
PH3HP16E | Universal Lighting Technologies | Everline | STRP496-114W850-U | Indoor Luminaires | Linear Ambient | Direct Linear Ambient Luminaires | Standard | FALSE | [9 empty] | 42802 |  |  | Yes |  | 4.1 | 15975 | 135.38 | 118 | 5.07 | 1 | 5000 | 83
P1VSWPEW | Universal Lighting Technologies | Everline | STRP496-97W850-U | Indoor Luminaires | Linear Ambient | Direct Linear Ambient Luminaires | Standard | FALSE | [9 empty] | 42802 |  |  | Yes |  | 4.1 | 13335 | 137.47 | 97 | 5.07 | 1 | 5000 | 83
P5K11BEB | Universal Lighting Technologies | Everline | STRP496-48W850-U | Indoor Luminaires | Linear Ambient | Direct Linear Ambient Luminaires | Standard | FALSE | [9 empty] | 42802 |  |  | Yes |  | 4.1 | 6665 | 138.85 | 48 | 5.07 | 1 | 5000 | 83
PXMMBWAZ | Universal Lighting Technologies | Everline | STRP496-114W840-U + STRP4-ACC-LEN8 | Indoor Luminaires | Linear Ambient | Direct Linear Ambient Luminaires | Standard | FALSE | [9 empty] | 42802 |  |  | Yes |  | 4.1 | 14235 | 120.94 | 117.7 | 5.14 | 1 | 4000 | 84
PXYSJQQZ | Universal Lighting Technologies | Everline | STRP496-97W840-U + STRP4-ACC-LEN8 | Indoor Luminaires | Linear Ambient | Direct Linear Ambient Luminaires | Standard | FALSE | [9 empty] | 42802 |  |  | Yes |  | 4.1 | 11910 | 122.78 | 97 | 5.14 | 1 | 4000 | 84
PTW37J3D | Universal Lighting Technologies | Everline | STRP496-48W840-U + STRP4-ACC-LEN8 | Indoor Luminaires | Linear Ambient | Direct Linear Ambient Luminaires | Standard | FALSE | [9 empty] | 42802 |  |  | Yes |  | 4.1 | 5955 | 124.06 | 48 | 5.14 | 1 | 4000 | 84
PWJESV46 | Universal Lighting Technologies | Everline | STRP496-114W840-U | Indoor Luminaires | Linear Ambient | Direct Linear Ambient Luminaires | Standard | FALSE | [9 empty] | 42802 |  |  | Yes |  | 4.1 | 15510 | 131.44 | 118 | 5.07 | 1 | 4000 | 84
P9B8TYPF | Universal Lighting Technologies | Everline | STRP496-97W840-U | Indoor Luminaires | Linear Ambient | Direct Linear Ambient Luminaires | Standard | FALSE | [9 empty] | 42802 |  |  | Yes |  | 4.1 | 12950 | 133.51 | 97 | 5.07 | 1 | 4000 | 84
P5EQ5KP9 | Universal Lighting Technologies | Everline | STRP496-48W840-U | Indoor Luminaires | Linear Ambient | Direct Linear Ambient Luminaires | Standard | FALSE | [9 empty] | 42802 |  |  | Yes |  | 4.1 | 6475 | 134.9 | 48 | 5.07 | 1 | 4000 | 84
PKYA14EV | Universal Lighting Technologies | Everline | STRP496-114W835-U + STRP4-ACC-LEN8 | Indoor Luminaires | Linear Ambient | Direct Linear Ambient Luminaires | Standard | FALSE | [9 empty] | 42802 |  |  | Yes |  | 4.1 | 13780 | 117.08 | 117.7 | 5.14 | 1 | 3500 | 84
P88SVGGC | Universal Lighting Technologies | Everline | STRP496-97W835-U + STRP4-ACC-LEN8 | Indoor Luminaires | Linear Ambient | Direct Linear Ambient Luminaires | Standard | FALSE | [9 empty] | 42802 |  |  | Yes |  | 4.1 | 11530 | 118.87 | 97 | 5.14 | 1 | 3500 | 84
PTWSAMQS | Universal Lighting Technologies | Everline | STRP496-48W835-U + STRP4-ACC-LEN8 | Indoor Luminaires | Linear Ambient | Direct Linear Ambient Luminaires | Standard | FALSE | [9 empty] | 42802 |  |  | Yes |  | 4.1 | 5765 | 120.1 | 48 | 5.14 | 1 | 3500 | 84
PTUMZ2EN | Universal Lighting Technologies | Everline | STRP496-114W835-U | Indoor Luminaires | Linear Ambient | Direct Linear Ambient Luminaires | Standard | FALSE | [9 empty] | 42802 |  |  | Yes |  | 4.1 | 15015 | 127.25 | 118 | 5.07 | 1 | 3500 | 84
PSTFZ33E | Universal Lighting Technologies | Everline | STRP496-97W835-U | Indoor Luminaires | Linear Ambient | Direct Linear Ambient Luminaires | Standard | FALSE | [9 empty] | 42802 |  |  | Yes |  | 4.1 | 12535 | 129.23 | 97 | 5.07 | 1 | 3500 | 84
PWJWJNBY | Universal Lighting Technologies | Everline | STRP496-48W835-U | Indoor Luminaires | Linear Ambient | Direct Linear Ambient Luminaires | Standard | FALSE | [9 empty] | 42802 |  |  | Yes |  | 4.1 | 6265 | 130.52 | 48 | 5.07 | 1 | 3500 | 84
PHJQ5FCM | Universal Lighting Technologies | Everline | STRP496-114W830-U + STRP4-ACC-LEN8 | Indoor Luminaires | Linear Ambient | Direct Linear Ambient Luminaires | Standard | FALSE | [9 empty] | 42802 |  |  | Yes |  | 4.1 | 13556 | 115.17 | 117.7 | 5.14 | 1 | 3000 | 84
PGM4AVVM | Universal Lighting Technologies | Everline | STRP496-97W830-U + STRP4-ACC-LEN8 | Indoor Luminaires | Linear Ambient | Direct Linear Ambient Luminaires | Standard | FALSE | [9 empty] | 42802 |  |  | Yes |  | 4.1 | 11335 | 116.86 | 97 | 5.14 | 1 | 3000 | 84
PFVNHF7F | Universal Lighting Technologies | Everline | STRP496-48W830-U + STRP4-ACC-LEN8 | Indoor Luminaires | Linear Ambient | Direct Linear Ambient Luminaires | Standard | FALSE | [9 empty] | 42802 |  |  | Yes |  | 4.1 | 5670 | 118.13 | 48 | 5.14 | 1 | 3000 | 84
PM9UG2S1 | Universal Lighting Technologies | Everline | STRP496-114W830-U | Indoor Luminaires | Linear Ambient | Direct Linear Ambient Luminaires | Standard | FALSE | [9 empty] | 42802 |  |  | Yes |  | 4.1 | 14768 | 125.15 | 118 | 5.07 | 1 | 3000 | 84
P52C8XKU | Universal Lighting Technologies | Everline | STRP496-97W830-U | Indoor Luminaires | Linear Ambient | Direct Linear Ambient Luminaires | Standard | FALSE | [9 empty] | 42802 |  |  | Yes |  | 4.1 | 12325 | 127.06 | 97 | 5.07 | 1 | 3000 | 84
PSX1JJ6T | Universal Lighting Technologies | Everline | STRP496-48W830-U | Indoor Luminaires | Linear Ambient | Direct Linear Ambient Luminaires | Standard | FALSE | [9 empty] | 42802 |  |  | Yes |  | 4.1 | 6160 | 128.33 | 48 | 5.07 | 1 | 3000 | 84
P63JVC24 | Energy Solutions International | Energy Solutions International | K-14LF-F4V9-50 | Indoor Retrofit Kit | Linear Ambient | Retrofit Kits for Direct Linear Ambient Luminaires | Premium | TRUE | 8656 | 128.3 | 67.48 | 5.44 | 0.9973 | 5090 | 82.06 | 5 | 50000 | 42802 |  |  | No | H.E. Williams Inc. - AV12-4-232-CPC | 4.1 | 8588 | 126.85 | 67.7 | 4.56 | 1 | 3992 | 83.04
PAUBG72F | Energy Solutions International | Energy Solutions International | K-14LF-F4V9-40 | Indoor Retrofit Kit | Linear Ambient | Retrofit Kits for Direct Linear Ambient Luminaires | Premium | TRUE | 8588 | 126.8 | 67.7 | 10.846 | 0.9776 | 3992 | 83.04 | 5 | 50000 | 42802 |  |  | No | H.E. Williams Inc. - AV12-4-232-CPC | 4.1 | 8588 | 126.85 | 67.7 | 4.56 | 1 | 3992 | 83.04
PNK34TYF | Energy Solutions International | Energy Solutions International | K-14LF-F4Z0-40 | Indoor Retrofit Kit | Linear Ambient | Retrofit Kits for Direct Linear Ambient Luminaires | Premium | FALSE | [9 empty] | 42802 |  |  | No | H.E. Williams Inc. - AV12-4-232-CPC | 4.1 | 9688 | 126.48 | 76.6 | 4.56 | 1 | 5090 | 82.06
PC19CRVA | Energy Solutions International | Energy Solutions International | K-14LF-F4Z0-50 | Indoor Retrofit Kit | Linear Ambient | Retrofit Kits for Direct Linear Ambient Luminaires | Premium | FALSE | [9 empty] | 42802 |  |  | No | H.E. Williams Inc. - AV12-4-232-CPC | 4.1 | 9688 | 126.48 | 76.6 | 4.56 | 1 | 5090 | 82.06
PW34KD4G | Zhongshan Luxmode Industrial CO. LTD. | Luxmode | LO085W020E130 50K | Indoor Luminaires | Linear Ambient | Direct Linear Ambient Luminaires | Premium | TRUE | 1905.42 | 131.86 | 14.45 | 12.338 | 0.947 | 5032 | 81.9 | 5 | 50000 | 42801 |  |  | No |  | 4.1 | 1880 | 130.6 | 14.4 | 12.34 | 0.95 | 5000 | 81
P3SNMUFX | Zhongshan Luxmode Industrial CO. LTD. | Luxmode | LO085W020E130 40K | Indoor Luminaires | Linear Ambient | Direct Linear Ambient Luminaires | Premium | TRUE | 1880.89 | 130.89 | 14.37 | 12.338 | 0.947 | 3932 | 81.4 | 5 | 50000 | 42801 |  |  | No |  | 4.1 | 1880 | 130.56 | 14.4 | 12.34 | 0.95 | 4000 | 81
PHAKSW41 | Zhongshan Luxmode Industrial CO. LTD. |  | LO080W035E130 50K | Indoor Luminaires | Linear Ambient | Direct Linear Ambient Luminaires | Premium | FALSE | [9 empty] | 42801 |  |  | No |  | 4.1 | 3760 | 130.6 | 28.8 | 12.34 | 0.95 | 5000 | 81
PHDGQHQT | Zhongshan Luxmode Industrial CO. LTD. |  | LO080W035E130 40K | Indoor Luminaires | Linear Ambient | Direct Linear Ambient Luminaires | Premium | FALSE | [9 empty] | 42801 |  |  | No |  | 4.1 | 3760 | 130.6 | 28.8 | 12.34 | 0.95 | 4000 | 81
PKSE72B4 | ZhongShan Halcon Lighting & Electrical Co. Ltd | Halcon? | HG-L206/DM-XE-4000K | Indoor Luminaires | Linear Ambient | Direct Linear Ambient Luminaires | Standard | TRUE | 4375.3 | 115.74 | 37.8 | 8.49 | 0.9614 | 4139 | 84 | 5 | 50000 | 42801 |  |  | No |  | 4.1 | 4400 | 110 | 40 | 10 | 0.9 | 4000 | 80
P7VGVFT2 | ZhongShan Halcon Lighting & Electrical Co. Ltd | Halcon? | HG-L206/DM-XE-5000K | Indoor Luminaires | Linear Ambient | Direct Linear Ambient Luminaires | Standard | FALSE | [9 empty] | 42801 |  |  | No |  | 4.1 | 4400 | 110 | 40 | 10 | 0.9 | 5000 | 80
PJ56PGQ4 | ZhongShan Halcon Lighting & Electrical Co. Ltd | Halcon? | HG-L206/DM-XE-4500K | Indoor Luminaires | Linear Ambient | Direct Linear Ambient Luminaires | Standard | FALSE | [9 empty] | 42801 |  |  | No |  | 4.1 | 4400 | 110 | 40 | 10 | 0.9 | 4500 | 80
PDMTCXN7 | ShenZhen Ruizi Light Electricity Technology Co.Ltd. | ERVAN | [TL]20G 1200MM H(4000K) | Indoor Luminaires | Linear Ambient | Direct Linear Ambient Luminaires | Premium | TRUE | 11476 | 141.09 | 81.34 | 14.29 | 0.9081 | 4080 | 83.3 | 5 | 50000 | 42801 |  |  | No |  | 4.1 | 11476 | 141.09 | 81.34 | 14.29 | 0.91 | 4000 | 83.3
P5ST2E8B | ShenZhen Ruizi Light Electricity Technology Co.Ltd. | ERVAN | [TL]20G 1200MM H(5000K) | Indoor Luminaires | Linear Ambient | Direct Linear Ambient Luminaires | Premium | FALSE | [9 empty] | 42801 |  |  | No |  | 4.1 | 11604 | 142.63 | 80.95 | 14.28 | 0.91 | 5000 | 84.6
PXRR9CCJ | ShenZhen Ruizi Light Electricity Technology Co.Ltd. | ERVAN | [TL]20G-ZT 1200MM H(5000K) | Indoor Luminaires | Linear Ambient | Direct Linear Ambient Luminaires | Premium | FALSE | [9 empty] | 42801 |  |  | No |  | 4.1 | 11604 | 142.63 | 80.95 | 14.28 | 0.91 | 5000 | 84.6
P52ZU4AS | ShenZhen Ruizi Light Electricity Technology Co.Ltd. | ERVAN | [TL]20G-ZT 1200MM H(4000K) | Indoor Luminaires | Linear Ambient | Direct Linear Ambient Luminaires | Premium | FALSE | [9 empty] | 42801 |  |  | No |  | 4.1 | 11476 | 141.09 | 81.34 | 14.29 | 0.91 | 4000 | 83.3
PGWZ2KYD | Litetronics International | LITETRONICS | SF40UQS430DL | Indoor Luminaires | Linear Ambient | Direct Linear Ambient Luminaires | Premium | TRUE | 4987.2 | 128.3 | 38.87 | 16.72 | 0.9046 | 2985 | 82.9 | 10 | 50000 | 42800 | Dimmable | Continuous Below 10 | No |  | 4.1 | 5200 | 130 | 40 | 16 | 0.91 | 3000 | 83
PDGBQF48 | Litetronics International | LITETRONICS | SF40UQS450DL | Indoor Luminaires | Linear Ambient | Direct Linear Ambient Luminaires | Premium | FALSE | [9 empty] | 42800 | Dimmable | Continuous Below 10 | No |  | 4.1 | 5200 | 130 | 40 | 16 | 0.91 | 5000 | 83
PSA9KA1Q | Litetronics International | LITETRONICS | SF40UQS440DL | Indoor Luminaires | Linear Ambient | Direct Linear Ambient Luminaires | Premium | FALSE | [9 empty] | 42800 | Dimmable | Continuous Below 10 | No |  | 4.1 | 5200 | 130 | 40 | 16 | 0.91 | 4000 | 83
P52VT8XQ | Litetronics International | LITETRONICS | SF40UQS435DL | Indoor Luminaires | Linear Ambient | Direct Linear Ambient Luminaires | Premium | FALSE | [9 empty] | 42800 | Dimmable | Continuous Below 10 | No |  | 4.1 | 5200 | 130 | 40 | 16 | 0.91 | 3500 | 83
PKP8CPNA | NINGBO TOP OPTOELECTRONIC TECHNOLOGY CO.LTD | DP | TOPA220-LED-U-4000K-[blank sensor]-[blank EM]-W | Indoor Luminaires | Linear Ambient | Direct Linear Ambient Luminaires | Standard | TRUE | 4872.27 | 120.66 | 40.38 | 9.6 | 0.8965 | 4170 | 84.37 | 5 | 50000 | 42800 | Dimmable | Continuous Below 10 | No |  | 4.1 | 4600 | 115 | 40 | 9.6 | 0.9 | 4000 | 80
PUJV7YT6 | NINGBO TOP OPTOELECTRONIC TECHNOLOGY CO.LTD | DP | TOPA220-LED-U-5000K-[blank sensor]-[blank EM]-W | Indoor Luminaires | Linear Ambient | Direct Linear Ambient Luminaires | Standard | FALSE | [9 empty] | 42800 | Dimmable | Continuous Below 10 | No |  | 4.1 | 4600 | 115 | 40 | 9.6 | 0.9 | 5000 | 80
PYDBPN32 | Litetronics International | LITETRONICS | SF64UQS830DL | Indoor Luminaires | Linear Ambient | Direct Linear Ambient Luminaires | Premium | TRUE | 7882 | 129.36 | 60.93 | 18.95 | 0.9096 | 2970 | 82.8 | 10 | 50000 | 42800 | Dimmable | Continuous Below 10 | No |  | 4.1 | 7800 | 130 | 60 | 18 | 0.91 | 3000 | 84
PQUFH97T | Litetronics International | LITETRONICS | SF64UQS850DL | Indoor Luminaires | Linear Ambient | Direct Linear Ambient Luminaires | Premium | FALSE | [9 empty] | 42800 | Dimmable | Continuous Below 10 | No |  | 4.1 | 7800 | 130 | 60 | 18 | 0.91 | 5000 | 84
P37A4GX3 | Litetronics International | LITETRONICS | SF64UQS840DL | Indoor Luminaires | Linear Ambient | Direct Linear Ambient Luminaires | Premium | FALSE | [9 empty] | 42800 | Dimmable | Continuous Below 10 | No |  | 4.1 | 7800 | 130 | 60 | 18 | 0.91 | 4000 | 84
PF5RUZQT | Litetronics International | LITETRONICS | SF64UQS835DL | Indoor Luminaires | Linear Ambient | Direct Linear Ambient Luminaires | Premium | FALSE | [9 empty] | 42800 | Dimmable | Continuous Below 10 | No |  | 4.1 | 7800 | 130 | 60 | 18 | 0.91 | 3500 | 84
PF6JH798 | Kimin Electronic Co. Ltd. | LUMITAS | ST4B3208DU50-L10 [120 Beam Angle] | Indoor Luminaires | Linear Ambient | Direct Linear Ambient Luminaires | Standard | FALSE | [9 empty] | 42797 |  |  | No |  | 4 | 3517 | 132.44 | 26.56 | 10.83 | 0.89 | 5000 | 82.8
PZ3Y9WNY | Kimin Electronic Co. Ltd. | LUMITAS | ST8B3215DU50-L9 [120 Beam Angle] | Indoor Luminaires | Linear Ambient | Direct Linear Ambient Luminaires | Standard | FALSE | [9 empty] | 42797 |  |  | No |  | 4 | 6345.8 | 113.16 | 56 | 13.95 | 0.94 | 5000 | 82
P5SFPT35 | Sunpark Electronics Corp. | SUNPARK | 622STD-HO-5000K | Indoor Luminaires | Linear Ambient | Direct Linear Ambient Luminaires | Standard | TRUE | 1023.14 | 107.81 | 9.49 | 12.684 | 0.995 | 5132 | 84.8 | 5 | 90000 | 42797 |  |  | No |  | 4.1 | 1026 | 108 | 9.5 | 12.68 | 0.99 | 5000 | 84
PY41R6Y3 | Sunpark Electronics Corp. | SUNPARK | RT-48ST-VHO-36W-4000K | Indoor Retrofit Kit | Linear Ambient | Retrofit Kits for Direct Linear Ambient Luminaires | Premium | TRUE | 3978.74 | 128.6 | 30.94 | 10.248 | 0.955 | 4011 | 82.2 | 5 | 50000 | 42797 |  |  | No |  | 4.1 | 3978 | 128.3 | 31 | 10.25 | 0.95 | 4000 | 82
PRXEDS58 | Sunpark Electronics Corp. | SUNPARK | 622STD-HO-4000K | Indoor Luminaires | Linear Ambient | Direct Linear Ambient Luminaires | Standard | TRUE | 982 | 105.16 | 9.34 | 12.684 | 0.952 | 4017 | 84.5 | 5 | 90000 | 42797 |  |  | No |  | 4.1 | 982 | 103.37 | 9.5 | 12.68 | 0.99 | 4000 | 84
P5BTAD5Q | Sunpark Electronics Corp. | SUNPARK | RT-48ST-VHO-36W-5000K | Indoor Retrofit Kit | Linear Ambient | Retrofit Kits for Direct Linear Ambient Luminaires | Premium | FALSE | [9 empty] | 42797 |  |  | No |  | 4.1 | 4011 | 129.3 | 31 | 10.25 | 0.95 | 5000 | 82
PTTHFYF1 | Sunpark Electronics Corp. | SUNPARK | 646STD-HO-5000K | Indoor Luminaires | Linear Ambient | Direct Linear Ambient Luminaires | Standard | FALSE | [9 empty] | 42797 |  |  | No |  | 4.1 | 2052 | 108 | 19 | 12.68 | 0.99 | 5000 | 84
P58XWYWR | Sunpark Electronics Corp. | SUNPARK | 634STD-HO-5000K | Indoor Luminaires | Linear Ambient | Direct Linear Ambient Luminaires | Standard | FALSE | [9 empty] | 42797 |  |  | No |  | 4.1 | 1566 | 108 | 14.5 | 12.68 | 0.99 | 5000 | 84
PZHUVCF5 | Sunpark Electronics Corp. | SUNPARK | 646STD-HO-4000K | Indoor Luminaires | Linear Ambient | Direct Linear Ambient Luminaires | Standard | FALSE | [9 empty] | 42797 |  |  | No |  | 4.1 | 1957 | 103 | 19 | 12.68 | 0.99 | 4000 | 84
PBV7TTWW | Sunpark Electronics Corp. | SUNPARK | 634STD-HO-4000K | Indoor Luminaires | Linear Ambient | Direct Linear Ambient Luminaires | Standard | FALSE | [9 empty] | 42797 |  |  | No |  | 4.1 | 1493.5 | 103 | 14.5 | 12.68 | 0.99 | 4000 | 84
PNTWGK2P | US Energy Sciences INC | N/A | FSX-05X04-WAN-50K | Indoor Luminaires | Linear Ambient | Direct Linear Ambient Luminaires | Standard | TRUE | 9721 | 138.1 | 70.4 | 3.1 | 0.998 | 5061 | 83 | 5 | 50000 | 42797 |  |  | No |  | 4.1 | 7788 | 111 | 70 | 20 | 0.9 | 5000 | 82
PFXAZQN3 | US Energy Sciences INC | N/A | FSX-01X04-WAN-35K | Indoor Luminaires | Linear Ambient | Direct Linear Ambient Luminaires | Standard | TRUE | 1943 | 102.8 | 18.9 | 5.3 | 0.991 | 3462 | 82 | 5 | 50000 | 42797 |  |  | No |  | 4.1 | 1943 | 102 | 19 | 20 | 0.9 | 3500 | 82
PZN58YAS | US Energy Sciences INC | N/A | KSN-06X08-WAH-50K | Indoor Retrofit Kit | Linear Ambient | Retrofit Kits for Direct Linear Ambient Luminaires | Standard | FALSE | [9 empty] | 42797 |  |  | No |  | 4.1 | 14482 | 132 | 110 | 20 | 0.9 | 5000 | 82
PHX4QWQA | US Energy Sciences INC | N/A | KSN-06X08-WAN-50K | Indoor Retrofit Kit | Linear Ambient | Retrofit Kits for Direct Linear Ambient Luminaires | Standard | FALSE | [9 empty] | 42797 |  |  | No |  | 4.1 | 12797 | 132 | 97 | 20 | 0.9 | 5000 | 82
PM414ETJ | US Energy Sciences INC | N/A | KSX-06X08-WAH-50K | Indoor Retrofit Kit | Linear Ambient | Retrofit Kits for Direct Linear Ambient Luminaires | Standard | FALSE | [9 empty] | 42797 |  |  | No |  | 4.1 | 11570 | 105 | 110 | 20 | 0.9 | 5000 | 82
P3XP8GX7 | US Energy Sciences INC | N/A | KSX-06X08-WAN-50K | Indoor Retrofit Kit | Linear Ambient | Retrofit Kits for Direct Linear Ambient Luminaires | Standard | FALSE | [9 empty] | 42797 |  |  | No |  | 4.1 | 10224 | 105 | 97 | 20 | 0.9 | 5000 | 82
PP297HHD | US Energy Sciences INC | N/A | KSN-05X04-WAN-50K | Indoor Retrofit Kit | Linear Ambient | Retrofit Kits for Direct Linear Ambient Luminaires | Standard | FALSE | [9 empty] | 42797 |  |  | No |  | 4.1 | 9747 | 138 | 70 | 20 | 0.9 | 5000 | 82
P87DPXV5 | US Energy Sciences INC | N/A | KSN-05X08-WAN-50K | Indoor Retrofit Kit | Linear Ambient | Retrofit Kits for Direct Linear Ambient Luminaires | Standard | FALSE | [9 empty] | 42797 |  |  | No |  | 4.1 | 9721 | 138 | 70 | 20 | 0.9 | 5000 | 82
PXY8K3YJ | US Energy Sciences INC | N/A | KSX-05X08-WAN-50K | Indoor Retrofit Kit | Linear Ambient | Retrofit Kits for Direct Linear Ambient Luminaires | Standard | FALSE | [9 empty] | 42797 |  |  | No |  | 4.1 | 7788 | 111 | 70 | 20 | 0.9 | 5000 | 82
P5JWQSA5 | US Energy Sciences INC | N/A | KSX-05X04-WAN-50K | Indoor Retrofit Kit | Linear Ambient | Retrofit Kits for Direct Linear Ambient Luminaires | Standard | FALSE | [9 empty] | 42797 |  |  | No |  | 4.1 | 7788 | 111 | 70 | 20 | 0.9 | 5000 | 82
PZJ9MPDP | US Energy Sciences INC | N/A | KSN-04X08-WAN-50K | Indoor Retrofit Kit | Linear Ambient | Retrofit Kits for Direct Linear Ambient Luminaires | Standard | FALSE | [9 empty] | 42797 |  |  | No |  | 4.1 | 7241 | 132 | 55 | 20 | 0.9 | 5000 | 82
P46HMS6E | US Energy Sciences INC | N/A | KSN-04X04-WAN-50K | Indoor Retrofit Kit | Linear Ambient | Retrofit Kits for Direct Linear Ambient Luminaires | Standard | FALSE | [9 empty] | 42797 |  |  | No |  | 4.1 | 7241 | 132 | 55 | 20 | 0.9 | 5000 | 82
PQYGFVGB | US Energy Sciences INC | N/A | KSX-04X04-WAN-50K | Indoor Retrofit Kit | Linear Ambient | Retrofit Kits for Direct Linear Ambient Luminaires | Standard | FALSE | [9 empty] | 42797 |  |  | No |  | 4.1 | 5785 | 105 | 55 | 20 | 0.9 | 5000 | 82
PBZ1GZEE | US Energy Sciences INC | N/A | KSX-04X08-WAN-50K | Indoor Retrofit Kit | Linear Ambient | Retrofit Kits for Direct Linear Ambient Luminaires | Standard | FALSE | [9 empty] | 42797 |  |  | No |  | 4.1 | 5785 | 106 | 55 | 20 | 0.9 | 5000 | 82
PQ1VAQWC | US Energy Sciences INC | N/A | KSN-03X04-WAN-50K | Indoor Retrofit Kit | Linear Ambient | Retrofit Kits for Direct Linear Ambient Luminaires | Standard | FALSE | [9 empty] | 42797 |  |  | No |  | 4.1 | 5746 | 140 | 41 | 20 | 0.9 | 5000 | 82
P55UC5Z1 | US Energy Sciences INC | N/A | KSN-03X08-WAN-50K | Indoor Retrofit Kit | Linear Ambient | Retrofit Kits for Direct Linear Ambient Luminaires | Standard | FALSE | [9 empty] | 42797 |  |  | No |  | 4.1 | 5746 | 140 | 41 | 20 | 0.9 | 5000 | 82
P7N4C5JN | US Energy Sciences INC | N/A | KSN-02X04-WAH-50K | Indoor Retrofit Kit | Linear Ambient | Retrofit Kits for Direct Linear Ambient Luminaires | Standard | FALSE | [9 empty] | 42797 |  |  | No |  | 4.1 | 4874 | 139 | 35 | 20 | 0.9 | 5000 | 82
P669ZV83 | US Energy Sciences INC | N/A | KSN-02X08-WAH-50K | Indoor Retrofit Kit | Linear Ambient | Retrofit Kits for Direct Linear Ambient Luminaires | Standard | FALSE | [9 empty] | 42797 |  |  | No |  | 4.1 | 4874 | 139 | 35 | 20 | 0.9 | 5000 | 82
PDHKZPM8 | US Energy Sciences INC | N/A | KSX-03X08-WAN-50K | Indoor Retrofit Kit | Linear Ambient | Retrofit Kits for Direct Linear Ambient Luminaires | Standard | FALSE | [9 empty] | 42797 |  |  | No |  | 4.1 | 4591 | 112 | 41 | 20 | 0.9 | 5000 | 82
P57358WX | US Energy Sciences INC | N/A | KSX-03X04-WAN-50K | Indoor Retrofit Kit | Linear Ambient | Retrofit Kits for Direct Linear Ambient Luminaires | Standard | FALSE | [9 empty] | 42797 |  |  | No |  | 4.1 | 4591 | 112 | 41 | 20 | 0.9 | 5000 | 82
PEPD4CXB | US Energy Sciences INC | N/A | KSN-02X04-WAN-50K | Indoor Retrofit Kit | Linear Ambient | Retrofit Kits for Direct Linear Ambient Luminaires | Standard | FALSE | [9 empty] | 42797 |  |  | No |  | 4.1 | 3954 | 141 | 28 | 20 | 0.9 | 5000 | 82
P9SZKMWW | US Energy Sciences INC | N/A | KSN-02X08-WAN-50K | Indoor Retrofit Kit | Linear Ambient | Retrofit Kits for Direct Linear Ambient Luminaires | Standard | FALSE | [9 empty] | 42797 |  |  | No |  | 4.1 | 3954 | 141 | 28 | 20 | 0.9 | 5000 | 82
PPZ8BTJK | US Energy Sciences INC | N/A | KSX-02X04-WAH-50K | Indoor Retrofit Kit | Linear Ambient | Retrofit Kits for Direct Linear Ambient Luminaires | Standard | FALSE | [9 empty] | 42797 |  |  | No |  | 4.1 | 3894 | 111 | 35 | 20 | 0.9 | 5000 | 82
PCNECA29 | US Energy Sciences INC | N/A | KSX-02X08-WAH-50K | Indoor Retrofit Kit | Linear Ambient | Retrofit Kits for Direct Linear Ambient Luminaires | Standard | FALSE | [9 empty] | 42797 |  |  | No |  | 4.1 | 3894 | 111 | 35 | 20 | 0.9 | 5000 | 82
PCUXT1DK | US Energy Sciences INC | N/A | KSX-02X04-WAN-50K | Indoor Retrofit Kit | Linear Ambient | Retrofit Kits for Direct Linear Ambient Luminaires | Standard | FALSE | [9 empty] | 42797 |  |  | No |  | 4.1 | 3159 | 113 | 28 | 20 | 0.9 | 5000 | 82
PA2FF658 | US Energy Sciences INC | N/A | KSX-02X08-WAN-50K | Indoor Retrofit Kit | Linear Ambient | Retrofit Kits for Direct Linear Ambient Luminaires | Standard | FALSE | [9 empty] | 42797 |  |  | No |  | 4.1 | 3159 | 113 | 28 | 20 | 0.9 | 5000 | 82
PUUYUTSN | US Energy Sciences INC | N/A | KSN-01X04-WAN-50K | Indoor Retrofit Kit | Linear Ambient | Retrofit Kits for Direct Linear Ambient Luminaires | Standard | FALSE | [9 empty] | 42797 |  |  | No |  | 4.1 | 2627 | 131 | 20 | 20 | 0.9 | 5000 | 82
PTMWBWHG | US Energy Sciences INC | N/A | KSX-01X04-WAN-50K | Indoor Retrofit Kit | Linear Ambient | Retrofit Kits for Direct Linear Ambient Luminaires | Standard | FALSE | [9 empty] | 42797 |  |  | No |  | 4.1 | 2099 | 113 | 19 | 20 | 0.9 | 5000 | 82
P9XN5VAQ | US Energy Sciences INC | N/A | KSN-06X08-WAH-40K | Indoor Retrofit Kit | Linear Ambient | Retrofit Kits for Direct Linear Ambient Luminaires | Standard | FALSE | [9 empty] | 42797 |  |  | No |  | 4.1 | 13604 | 124 | 110 | 20 | 0.9 | 4000 | 82
PGGHUWNW | US Energy Sciences INC | N/A | KSN-06X08-WAN-40K | Indoor Retrofit Kit | Linear Ambient | Retrofit Kits for Direct Linear Ambient Luminaires | Standard | FALSE | [9 empty] | 42797 |  |  | No |  | 4.1 | 12021 | 124 | 97 | 20 | 0.9 | 4000 | 82
PU13KFAS | US Energy Sciences INC | N/A | KSN-05X04-WAN-40K | Indoor Retrofit Kit | Linear Ambient | Retrofit Kits for Direct Linear Ambient Luminaires | Standard | FALSE | [9 empty] | 42797 |  |  | No |  | 4.1 | 9156 | 131 | 70 | 20 | 0.9 | 4000 | 82
PFZZ3AX9 | US Energy Sciences INC | N/A | KSN-05X08-WAN-40K | Indoor Retrofit Kit | Linear Ambient | Retrofit Kits for Direct Linear Ambient Luminaires | Standard | FALSE | [9 empty] | 42797 |  |  | No |  | 4.1 | 9156 | 131 | 70 | 20 | 0.9 | 4000 | 82
PKVA3EXF | US Energy Sciences INC | N/A | KSX-05X04-WAN-40K | Indoor Retrofit Kit | Linear Ambient | Retrofit Kits for Direct Linear Ambient Luminaires | Standard | FALSE | [9 empty] | 42797 |  |  | No |  | 4.1 | 7316 | 105 | 70 | 20 | 0.9 | 4000 | 82
P917727G | US Energy Sciences INC | N/A | KSX-05X08-WAN-40K | Indoor Retrofit Kit | Linear Ambient | Retrofit Kits for Direct Linear Ambient Luminaires | Standard | FALSE | [9 empty] | 42797 |  |  | No |  | 4.1 | 7316 | 105 | 70 | 20 | 0.9 | 4000 | 82
PDP7VHZW | US Energy Sciences INC | N/A | KSN-04X04-WAN-40K | Indoor Retrofit Kit | Linear Ambient | Retrofit Kits for Direct Linear Ambient Luminaires | Standard | FALSE | [9 empty] | 42797 |  |  | No |  | 4.1 | 6802 | 124 | 55 | 20 | 0.9 | 4000 | 82
PD4A8UF1 | US Energy Sciences INC | N/A | KSN-04X08-WAN-40K | Indoor Retrofit Kit | Linear Ambient | Retrofit Kits for Direct Linear Ambient Luminaires | Standard | FALSE | [9 empty] | 42797 |  |  | No |  | 4.1 | 6802 | 124 | 55 | 20 | 0.9 | 4000 | 82
PYW2U9CW | US Energy Sciences INC | N/A | KSN-03X08-WAN-40K | Indoor Retrofit Kit | Linear Ambient | Retrofit Kits for Direct Linear Ambient Luminaires | Standard | FALSE | [9 empty] | 42797 |  |  | No |  | 4.1 | 5398 | 132 | 41 | 20 | 0.9 | 4000 | 82
P4H27PVR | US Energy Sciences INC | N/A | KSN-03X04-WAN-40K | Indoor Retrofit Kit | Linear Ambient | Retrofit Kits for Direct Linear Ambient Luminaires | Standard | FALSE | [9 empty] | 42797 |  |  | No |  | 4.1 | 5398 | 132 | 41 | 20 | 0.9 | 4000 | 82
PX8NWRHQ | US Energy Sciences INC | N/A | KSN-02X08-WAH-40K | Indoor Retrofit Kit | Linear Ambient | Retrofit Kits for Direct Linear Ambient Luminaires | Standard | FALSE | [9 empty] | 42797 |  |  | No |  | 4.1 | 4578 | 131 | 35 | 20 | 0.9 | 4000 | 82
P4KDQ72W | US Energy Sciences INC | N/A | KSN-02X04-WAH-40K | Indoor Retrofit Kit | Linear Ambient | Retrofit Kits for Direct Linear Ambient Luminaires | Standard | FALSE | [9 empty] | 42797 |  |  | No |  | 4.1 | 4578 | 131 | 35 | 20 | 0.9 | 4000 | 82
PW5GWJ5H | US Energy Sciences INC | N/A | KSX-03X08-WAN-40K | Indoor Retrofit Kit | Linear Ambient | Retrofit Kits for Direct Linear Ambient Luminaires | Standard | FALSE | [9 empty] | 42797 |  |  | No |  | 4.1 | 4313 | 105 | 41 | 20 | 0.9 | 4000 | 82
PRQ7DBMU | US Energy Sciences INC | N/A | KSX-03X04-WAN-40K | Indoor Retrofit Kit | Linear Ambient | Retrofit Kits for Direct Linear Ambient Luminaires | Standard | FALSE | [9 empty] | 42797 |  |  | No |  | 4.1 | 4313 | 105 | 41 | 20 | 0.9 | 4000 | 82
PSAN3QAR | US Energy Sciences INC | N/A | KSN-02X04-WAN-40K | Indoor Retrofit Kit | Linear Ambient | Retrofit Kits for Direct Linear Ambient Luminaires | Standard | FALSE | [9 empty] | 42797 |  |  | No |  | 4.1 | 3714 | 133 | 28 | 20 | 0.9 | 4000 | 82
PR1RWTV1 | US Energy Sciences INC | N/A | KSN-02X08-WAN-40K | Indoor Retrofit Kit | Linear Ambient | Retrofit Kits for Direct Linear Ambient Luminaires | Standard | FALSE | [9 empty] | 42797 |  |  | No |  | 4.1 | 3714 | 133 | 28 | 20 | 0.9 | 4000 | 82
PVZVACTX | US Energy Sciences INC | N/A | KSX-02X04-WAH-40K | Indoor Retrofit Kit | Linear Ambient | Retrofit Kits for Direct Linear Ambient Luminaires | Standard | FALSE | [9 empty] | 42797 |  |  | No |  | 4.1 | 3658 | 105 | 35 | 20 | 0.9 | 4000 | 82
PHAS7VB4 | US Energy Sciences INC | N/A | KSX-02X08-WAH-40K | Indoor Retrofit Kit | Linear Ambient | Retrofit Kits for Direct Linear Ambient Luminaires | Standard | FALSE | [9 empty] | 42797 |  |  | No |  | 4.1 | 3658 | 105 | 35 | 20 | 0.9 | 4000 | 82
PVFJ64KS | US Energy Sciences INC | N/A | KSX-02X04-WAN-40K | Indoor Retrofit Kit | Linear Ambient | Retrofit Kits for Direct Linear Ambient Luminaires | Standard | FALSE | [9 empty] | 42797 |  |  | No |  | 4.1 | 2968 | 106 | 28 | 20 | 0.9 | 4000 | 82
PRJSGUY3 | US Energy Sciences INC | N/A | KSX-02X08-WAN-40K | Indoor Retrofit Kit | Linear Ambient | Retrofit Kits for Direct Linear Ambient Luminaires | Standard | FALSE | [9 empty] | 42797 |  |  | No |  | 4.1 | 2968 | 106 | 28 | 20 | 0.9 | 4000 | 82
P6YY2D12 | US Energy Sciences INC | N/A | KSN-01X04-WAN-40K | Indoor Retrofit Kit | Linear Ambient | Retrofit Kits for Direct Linear Ambient Luminaires | Standard | FALSE | [9 empty] | 42797 |  |  | No |  | 4.1 | 2467 | 122 | 20 | 20 | 0.9 | 4000 | 82
PBGB651V | US Energy Sciences INC | N/A | KSX-01X04-WAN-40K | Indoor Retrofit Kit | Linear Ambient | Retrofit Kits for Direct Linear Ambient Luminaires | Standard | FALSE | [9 empty] | 42797 |  |  | No |  | 4.1 | 1972 | 106 | 19 | 20 | 0.9 | 4000 | 82
PSRJWF6V | US Energy Sciences INC | N/A | KSN-06X08-WAH-35K | Indoor Retrofit Kit | Linear Ambient | Retrofit Kits for Direct Linear Ambient Luminaires | Standard | FALSE | [9 empty] | 42797 |  |  | No |  | 4.1 | 13352 | 121 | 110 | 20 | 0.9 | 3500 | 82
PNFNHSNT | US Energy Sciences INC | N/A | KSN-06X08-WAN-35K | Indoor Retrofit Kit | Linear Ambient | Retrofit Kits for Direct Linear Ambient Luminaires | Standard | FALSE | [9 empty] | 42797 |  |  | No |  | 4.1 | 11799 | 122 | 97 | 20 | 0.9 | 3500 | 82
PWHYXZ5Z | US Energy Sciences INC | N/A | KSN-05X08-WAN-35K | Indoor Retrofit Kit | Linear Ambient | Retrofit Kits for Direct Linear Ambient Luminaires | Standard | FALSE | [9 empty] | 42797 |  |  | No |  | 4.1 | 8987 | 128 | 70 | 20 | 0.9 | 3500 | 82
P2RXHX7E | US Energy Sciences INC | N/A | KSN-05X04-WAN-35K | Indoor Retrofit Kit | Linear Ambient | Retrofit Kits for Direct Linear Ambient Luminaires | Standard | FALSE | [9 empty] | 42797 |  |  | No |  | 4.1 | 8987 | 128 | 70 | 20 | 0.9 | 3500 | 82
PSYME8M2 | US Energy Sciences INC | N/A | KSN-04X08-WAN-35K | Indoor Retrofit Kit | Linear Ambient | Retrofit Kits for Direct Linear Ambient Luminaires | Standard | FALSE | [9 empty] | 42797 |  |  | No |  | 4.1 | 6676 | 121 | 55 | 20 | 0.9 | 3500 | 82
P2EQ4CW5 | US Energy Sciences INC | N/A | KSN-04X04-WAN-35K | Indoor Retrofit Kit | Linear Ambient | Retrofit Kits for Direct Linear Ambient Luminaires | Standard | FALSE | [9 empty] | 42797 |  |  | No |  | 4.1 | 6676 | 121 | 55 | 20 | 0.9 | 3500 | 82
PGYD8FMG | US Energy Sciences INC | N/A | KSN-03X08-WAN-35K | Indoor Retrofit Kit | Linear Ambient | Retrofit Kits for Direct Linear Ambient Luminaires | Standard | FALSE | [9 empty] | 42797 |  |  | No |  | 4.1 | 5298 | 129 | 41 | 20 | 0.9 | 3500 | 82
PDW8N9HS | US Energy Sciences INC | N/A | KSN-03X04-WAN-35K | Indoor Retrofit Kit | Linear Ambient | Retrofit Kits for Direct Linear Ambient Luminaires | Standard | FALSE | [9 empty] | 42797 |  |  | No |  | 4.1 | 5298 | 129 | 41 | 20 | 0.9 | 3500 | 82
PSRHSPFJ | US Energy Sciences INC | N/A | KSN-02X04-WAH-35K | Indoor Retrofit Kit | Linear Ambient | Retrofit Kits for Direct Linear Ambient Luminaires | Standard | FALSE | [9 empty] | 42797 |  |  | No |  | 4.1 | 4494 | 128 | 35 | 20 | 0.9 | 3500 | 82
P9CWWJNP | US Energy Sciences INC | N/A | KSN-02X08-WAH-35K | Indoor Retrofit Kit | Linear Ambient | Retrofit Kits for Direct Linear Ambient Luminaires | Standard | FALSE | [9 empty] | 42797 |  |  | No |  | 4.1 | 4494 | 128 | 35 | 20 | 0.9 | 3500 | 82
PUK53QRQ | US Energy Sciences INC | N/A | KSX-03X04-WAN-35K | Indoor Retrofit Kit | Linear Ambient | Retrofit Kits for Direct Linear Ambient Luminaires | Standard | FALSE | [9 empty] | 42797 |  |  | No |  | 4.1 | 4233 | 102 | 41 | 20 | 0.9 | 3500 | 82
P4R5YAZS | US Energy Sciences INC | N/A | KSX-03X08-WAN-35K | Indoor Retrofit Kit | Linear Ambient | Retrofit Kits for Direct Linear Ambient Luminaires | Standard | FALSE | [9 empty] | 42797 |  |  | No |  | 4.1 | 4233 | 102 | 41 | 20 | 0.9 | 3500 | 82
PGDNF5EG | US Energy Sciences INC | N/A | KSN-02X04-WAN-35K | Indoor Retrofit Kit | Linear Ambient | Retrofit Kits for Direct Linear Ambient Luminaires | Standard | FALSE | [9 empty] | 42797 |  |  | No |  | 4.1 | 3646 | 130 | 28 | 20 | 0.9 | 3500 | 82
PFJ8U56S | US Energy Sciences INC | N/A | KSN-02X08-WAN-35K | Indoor Retrofit Kit | Linear Ambient | Retrofit Kits for Direct Linear Ambient Luminaires | Standard | FALSE | [9 empty] | 42797 |  |  | No |  | 4.1 | 3646 | 130 | 28 | 20 | 0.9 | 3500 | 82
PAP46UM9 | US Energy Sciences INC | N/A | KSX-02X08-WAH-35K | Indoor Retrofit Kit | Linear Ambient | Retrofit Kits for Direct Linear Ambient Luminaires | Standard | FALSE | [9 empty] | 42797 |  |  | No |  | 4.1 | 3590 | 102 | 35 | 20 | 0.9 | 3500 | 82
P24EMTHS | US Energy Sciences INC | N/A | KSX-02X04-WAH-35K | Indoor Retrofit Kit | Linear Ambient | Retrofit Kits for Direct Linear Ambient Luminaires | Standard | FALSE | [9 empty] | 42797 |  |  | No |  | 4.1 | 3590 | 102 | 35 | 20 | 0.9 | 3500 | 82
PYC15X8N | US Energy Sciences INC | N/A | KSX-02X08-WAN-35K | Indoor Retrofit Kit | Linear Ambient | Retrofit Kits for Direct Linear Ambient Luminaires | Standard | FALSE | [9 empty] | 42797 |  |  | No |  | 4.1 | 2913 | 102 | 28 | 20 | 0.9 | 3500 | 82
PXAQ17XE | US Energy Sciences INC | N/A | KSX-02X04-WAN-35K | Indoor Retrofit Kit | Linear Ambient | Retrofit Kits for Direct Linear Ambient Luminaires | Standard | FALSE | [9 empty] | 42797 |  |  | No |  | 4.1 | 2913 | 104 | 28 | 20 | 0.9 | 3500 | 82
PGJV1NGN | US Energy Sciences INC | N/A | KSX-01X04-WAN-35K | Indoor Retrofit Kit | Linear Ambient | Retrofit Kits for Direct Linear Ambient Luminaires | Standard | FALSE | [9 empty] | 42797 |  |  | No |  | 4.1 | 1943 | 102 | 19 | 20 | 0.9 | 3500 | 82
PKG3KN9X | US Energy Sciences INC | N/A | FSN-06X08-WAH-50K | Indoor Luminaires | Linear Ambient | Direct Linear Ambient Luminaires | Standard | FALSE | [9 empty] | 42797 |  |  | No |  | 4.1 | 14482 | 132 | 110 | 20 | 0.9 | 5000 | 82
PMWSHZHC | US Energy Sciences INC | N/A | FSN-06X08-WAN-50K | Indoor Luminaires | Linear Ambient | Direct Linear Ambient Luminaires | Standard | FALSE | [9 empty] | 42797 |  |  | No |  | 4.1 | 12797 | 132 | 97 | 20 | 0.9 | 5000 | 82
P27RM1ZB | US Energy Sciences INC | N/A | FSX-06X08-WAH-50K | Indoor Luminaires | Linear Ambient | Direct Linear Ambient Luminaires | Standard | FALSE | [9 empty] | 42797 |  |  | No |  | 4.1 | 11570 | 105 | 110 | 20 | 0.9 | 5000 | 82
PK6ZQW1S | US Energy Sciences INC | N/A | FSX-06X08-WAN-50K | Indoor Luminaires | Linear Ambient | Direct Linear Ambient Luminaires | Standard | FALSE | [9 empty] | 42797 |  |  | No |  | 4.1 | 10224 | 105 | 97 | 20 | 0.9 | 5000 | 82
P5WQU7D4 | US Energy Sciences INC | N/A | FSN-05X04-WAN-50K | Indoor Luminaires | Linear Ambient | Direct Linear Ambient Luminaires | Standard | FALSE | [9 empty] | 42797 |  |  | No |  | 4.1 | 9747 | 138 | 70 | 20 | 0.9 | 5000 | 82
PMKAS21K | US Energy Sciences INC | N/A | FSN-05X08-WAN-50K | Indoor Luminaires | Linear Ambient | Direct Linear Ambient Luminaires | Standard | FALSE | [9 empty] | 42797 |  |  | No |  | 4.1 | 9721 | 138 | 70 | 20 | 0.9 | 5000 | 82
P9UNKPNE | US Energy Sciences INC | N/A | FSX-05X08-WAN-50K | Indoor Luminaires | Linear Ambient | Direct Linear Ambient Luminaires | Standard | FALSE | [9 empty] | 42797 |  |  | No |  | 4.1 | 7788 | 111 | 70 | 20 | 0.9 | 5000 | 82
PV8P8HGS | US Energy Sciences INC | N/A | FSN-04X08-WAN-50K | Indoor Luminaires | Linear Ambient | Direct Linear Ambient Luminaires | Standard | FALSE | [9 empty] | 42797 |  |  | No |  | 4.1 | 7241 | 132 | 55 | 20 | 0.9 | 5000 | 82
PJC3UYJP | US Energy Sciences INC | N/A | FSN-04X04-WAN-50K | Indoor Luminaires | Linear Ambient | Direct Linear Ambient Luminaires | Standard | FALSE | [9 empty] | 42797 |  |  | No |  | 4.1 | 7241 | 132 | 55 | 20 | 0.9 | 5000 | 82
PWWHFB78 | US Energy Sciences INC | N/A | FSX-04X08-WAN-50K | Indoor Luminaires | Linear Ambient | Direct Linear Ambient Luminaires | Standard | FALSE | [9 empty] | 42797 |  |  | No |  | 4.1 | 5785 | 106 | 55 | 20 | 0.9 | 5000 | 82
PBVBDVGJ | US Energy Sciences INC | N/A | FSX-04X04-WAN-50K | Indoor Luminaires | Linear Ambient | Direct Linear Ambient Luminaires | Standard | FALSE | [9 empty] | 42797 |  |  | No |  | 4.1 | 5785 | 105 | 55 | 20 | 0.9 | 5000 | 82
P724VHN2 | US Energy Sciences INC | N/A | FSN-03X04-WAN-50K | Indoor Luminaires | Linear Ambient | Direct Linear Ambient Luminaires | Standard | FALSE | [9 empty] | 42797 |  |  | No |  | 4.1 | 5746 | 140 | 41 | 20 | 0.9 | 5000 | 82
P6FBUD99 | US Energy Sciences INC | N/A | FSN-03X08-WAN-50K | Indoor Luminaires | Linear Ambient | Direct Linear Ambient Luminaires | Standard | FALSE | [9 empty] | 42797 |  |  | No |  | 4.1 | 5746 | 140 | 41 | 20 | 0.9 | 5000 | 82
PDK1CEFU | US Energy Sciences INC | N/A | FSN-02X04-WAH-50K | Indoor Luminaires | Linear Ambient | Direct Linear Ambient Luminaires | Standard | FALSE | [9 empty] | 42797 |  |  | No |  | 4.1 | 4874 | 139 | 35 | 20 | 0.9 | 5000 | 82
P81TAEPZ | US Energy Sciences INC | N/A | FSN-02X08-WAH-50K | Indoor Luminaires | Linear Ambient | Direct Linear Ambient Luminaires | Standard | FALSE | [9 empty] | 42797 |  |  | No |  | 4.1 | 4874 | 139 | 35 | 20 | 0.9 | 5000 | 82
PKHEY2CH | US Energy Sciences INC | N/A | FSX-03X08-WAN-50K | Indoor Luminaires | Linear Ambient | Direct Linear Ambient Luminaires | Standard | FALSE | [9 empty] | 42797 |  |  | No |  | 4.1 | 4591 | 112 | 41 | 20 | 0.9 | 5000 | 82
P27RG3SN | US Energy Sciences INC | N/A | FSX-03X04-WAN-50K | Indoor Luminaires | Linear Ambient | Direct Linear Ambient Luminaires | Standard | FALSE | [9 empty] | 42797 |  |  | No |  | 4.1 | 4591 | 112 | 41 | 20 | 0.9 | 5000 | 82
PSCS91ZG | US Energy Sciences INC | N/A | FSN-02X04-WAN-50K | Indoor Luminaires | Linear Ambient | Direct Linear Ambient Luminaires | Standard | FALSE | [9 empty] | 42797 |  |  | No |  | 4.1 | 3954 | 141 | 28 | 20 | 0.9 | 5000 | 82
P737Y9C2 | US Energy Sciences INC | N/A | FSN-02X08-WAN-50K | Indoor Luminaires | Linear Ambient | Direct Linear Ambient Luminaires | Standard | FALSE | [9 empty] | 42797 |  |  | No |  | 4.1 | 3954 | 141 | 28 | 20 | 0.9 | 5000 | 82
PVW7RE4B | US Energy Sciences INC | N/A | FSX-02X08-WAH-50K | Indoor Luminaires | Linear Ambient | Direct Linear Ambient Luminaires | Standard | FALSE | [9 empty] | 42797 |  |  | No |  | 4.1 | 3894 | 111 | 35 | 20 | 0.9 | 5000 | 82
PVP5ASWD | US Energy Sciences INC | N/A | FSX-02X04-WAH-50K | Indoor Luminaires | Linear Ambient | Direct Linear Ambient Luminaires | Standard | FALSE | [9 empty] | 42797 |  |  | No |  | 4.1 | 3894 | 111 | 35 | 20 | 0.9 | 5000 | 82
P9VKDA4B | US Energy Sciences INC | N/A | FSX-02X08-WAN-50K | Indoor Luminaires | Linear Ambient | Direct Linear Ambient Luminaires | Standard | FALSE | [9 empty] | 42797 |  |  | No |  | 4.1 | 3159 | 113 | 28 | 20 | 0.9 | 5000 | 82
P9A49CHJ | US Energy Sciences INC | N/A | FSX-02X04-WAN-50K | Indoor Luminaires | Linear Ambient | Direct Linear Ambient Luminaires | Standard | FALSE | [9 empty] | 42797 |  |  | No |  | 4.1 | 3159 | 113 | 28 | 20 | 0.9 | 5000 | 82
PEF3HQ6R | US Energy Sciences INC | N/A | FSN-01X04-WAN-50K | Indoor Luminaires | Linear Ambient | Direct Linear Ambient Luminaires | Standard | FALSE | [9 empty] | 42797 |  |  | No |  | 4.1 | 2627 | 131 | 20 | 20 | 0.9 | 5000 | 82
PGNFVM5A | US Energy Sciences INC | N/A | FSX-01X04-WAN-50K | Indoor Luminaires | Linear Ambient | Direct Linear Ambient Luminaires | Standard | FALSE | [9 empty] | 42797 |  |  | No |  | 4.1 | 2099 | 113 | 19 | 20 | 0.9 | 5000 | 82
PTRET4P7 | US Energy Sciences INC | N/A | FSN-06X08-WAH-40K | Indoor Luminaires | Linear Ambient | Direct Linear Ambient Luminaires | Standard | FALSE | [9 empty] | 42797 |  |  | No |  | 4.1 | 13604 | 124 | 110 | 20 | 0.9 | 4000 | 82
P2X7UX9V | US Energy Sciences INC | N/A | FSN-06X08-WAN-40K | Indoor Luminaires | Linear Ambient | Direct Linear Ambient Luminaires | Standard | FALSE | [9 empty] | 42797 |  |  | No |  | 4.1 | 12021 | 124 | 97 | 20 | 0.9 | 4000 | 82
PGV7F13V | US Energy Sciences INC | N/A | FSN-05X08-WAN-40K | Indoor Luminaires | Linear Ambient | Direct Linear Ambient Luminaires | Standard | FALSE | [9 empty] | 42797 |  |  | No |  | 4.1 | 9156 | 131 | 70 | 20 | 0.9 | 4000 | 82
PC61R6HF | US Energy Sciences INC | N/A | FSN-05X04-WAN-40K | Indoor Luminaires | Linear Ambient | Direct Linear Ambient Luminaires | Standard | FALSE | [9 empty] | 42797 |  |  | No |  | 4.1 | 9156 | 131 | 70 | 20 | 0.9 | 4000 | 82
PRB4MJHX | US Energy Sciences INC | N/A | FSX-05X04-WAN-40K | Indoor Luminaires | Linear Ambient | Direct Linear Ambient Luminaires | Standard | FALSE | [9 empty] | 42797 |  |  | No |  | 4.1 | 7316 | 105 | 70 | 20 | 0.9 | 4000 | 82
P9WVSYVZ | US Energy Sciences INC | N/A | FSX-05X08-WAN-40K | Indoor Luminaires | Linear Ambient | Direct Linear Ambient Luminaires | Standard | FALSE | [9 empty] | 42797 |  |  | No |  | 4.1 | 7316 | 105 | 70 | 20 | 0.9 | 4000 | 82
P8XWUEEU | US Energy Sciences INC | N/A | FSN-04X08-WAN-40K | Indoor Luminaires | Linear Ambient | Direct Linear Ambient Luminaires | Standard | FALSE | [9 empty] | 42797 |  |  | No |  | 4.1 | 6802 | 124 | 55 | 20 | 0.9 | 4000 | 82
P3V75WRF | US Energy Sciences INC | N/A | FSN-04X04-WAN-40K | Indoor Luminaires | Linear Ambient | Direct Linear Ambient Luminaires | Standard | FALSE | [9 empty] | 42797 |  |  | No |  | 4.1 | 6802 | 124 | 55 | 20 | 0.9 | 4000 | 82
PEFT4PDB | US Energy Sciences INC | N/A | FSN-03X04-WAN-40K | Indoor Luminaires | Linear Ambient | Direct Linear Ambient Luminaires | Standard | FALSE | [9 empty] | 42797 |  |  | No |  | 4.1 | 5398 | 132 | 41 | 20 | 0.9 | 4000 | 82
P182JFA4 | US Energy Sciences INC | N/A | FSN-03X08-WAN-40K | Indoor Luminaires | Linear Ambient | Direct Linear Ambient Luminaires | Standard | FALSE | [9 empty] | 42797 |  |  | No |  | 4.1 | 5398 | 132 | 41 | 20 | 0.9 | 4000 | 82
PJ7TX8S3 | US Energy Sciences INC | N/A | FSN-02X08-WAH-40K | Indoor Luminaires | Linear Ambient | Direct Linear Ambient Luminaires | Standard | FALSE | [9 empty] | 42797 |  |  | No |  | 4.1 | 4578 | 131 | 35 | 20 | 0.9 | 4000 | 82
PEJ8BRN3 | US Energy Sciences INC | N/A | FSN-02X04-WAH-40K | Indoor Luminaires | Linear Ambient | Direct Linear Ambient Luminaires | Standard | FALSE | [9 empty] | 42797 |  |  | No |  | 4.1 | 4578 | 131 | 35 | 20 | 0.9 | 4000 | 82
PESCHF55 | US Energy Sciences INC | N/A | FSX-03X04-WAN-40K | Indoor Luminaires | Linear Ambient | Direct Linear Ambient Luminaires | Standard | FALSE | [9 empty] | 42797 |  |  | No |  | 4.1 | 4313 | 105 | 41 | 20 | 0.9 | 4000 | 82
P9QY17DY | US Energy Sciences INC | N/A | FSX-03X08-WAN-40K | Indoor Luminaires | Linear Ambient | Direct Linear Ambient Luminaires | Standard | FALSE | [9 empty] | 42797 |  |  | No |  | 4.1 | 4313 | 105 | 41 | 20 | 0.9 | 4000 | 82
PXTGSWC7 | US Energy Sciences INC | N/A | FSN-02X08-WAN-40K | Indoor Luminaires | Linear Ambient | Direct Linear Ambient Luminaires | Standard | FALSE | [9 empty] | 42797 |  |  | No |  | 4.1 | 3714 | 133 | 28 | 20 | 0.9 | 4000 | 82
P1GWSEEP | US Energy Sciences INC | N/A | FSN-02X04-WAN-40K | Indoor Luminaires | Linear Ambient | Direct Linear Ambient Luminaires | Standard | FALSE | [9 empty] | 42797 |  |  | No |  | 4.1 | 3714 | 133 | 28 | 20 | 0.9 | 4000 | 82
PFTKX23P | US Energy Sciences INC | N/A | FSX-02X04-WAH-40K | Indoor Luminaires | Linear Ambient | Direct Linear Ambient Luminaires | Standard | FALSE | [9 empty] | 42797 |  |  | No |  | 4.1 | 3658 | 105 | 35 | 20 | 0.9 | 4000 | 82
PB463HE9 | US Energy Sciences INC | N/A | FSX-02X08-WAH-40K | Indoor Luminaires | Linear Ambient | Direct Linear Ambient Luminaires | Standard | FALSE | [9 empty] | 42797 |  |  | No |  | 4.1 | 3658 | 105 | 35 | 20 | 0.9 | 4000 | 82
PHMKUVJ5 | US Energy Sciences INC | N/A | FSX-02X08-WAN-40K | Indoor Luminaires | Linear Ambient | Direct Linear Ambient Luminaires | Standard | FALSE | [9 empty] | 42797 |  |  | No |  | 4.1 | 2968 | 106 | 28 | 20 | 0.9 | 4000 | 82
PAUPDNRN | US Energy Sciences INC | N/A | FSX-02X04-WAN-40K | Indoor Luminaires | Linear Ambient | Direct Linear Ambient Luminaires | Standard | FALSE | [9 empty] | 42797 |  |  | No |  | 4.1 | 2968 | 106 | 28 | 20 | 0.9 | 4000 | 82
P4U1JAJZ | US Energy Sciences INC | N/A | FSN-01X04-WAN-40K | Indoor Luminaires | Linear Ambient | Direct Linear Ambient Luminaires | Standard | FALSE | [9 empty] | 42797 |  |  | No |  | 4.1 | 2467 | 122 | 20 | 20 | 0.9 | 4000 | 82
P8VS2J46 | US Energy Sciences INC | N/A | FSX-01X04-WAN-40K | Indoor Luminaires | Linear Ambient | Direct Linear Ambient Luminaires | Standard | FALSE | [9 empty] | 42797 |  |  | No |  | 4.1 | 1972 | 106 | 19 | 20 | 0.9 | 4000 | 82
P6XH1JDV | US Energy Sciences INC | N/A | FSN-06X08-WAH-35K | Indoor Luminaires | Linear Ambient | Direct Linear Ambient Luminaires | Standard | FALSE | [9 empty] | 42797 |  |  | No |  | 4.1 | 13352 | 121 | 110 | 20 | 0.9 | 3500 | 82
P8M6GE9A | US Energy Sciences INC | N/A | FSN-06X08-WAN-35K | Indoor Luminaires | Linear Ambient | Direct Linear Ambient Luminaires | Standard | FALSE | [9 empty] | 42797 |  |  | No |  | 4.1 | 11799 | 122 | 97 | 20 | 0.9 | 3500 | 82
P9WGD9BB | US Energy Sciences INC | N/A | FSN-05X08-WAN-35K | Indoor Luminaires | Linear Ambient | Direct Linear Ambient Luminaires | Standard | FALSE | [9 empty] | 42797 |  |  | No |  | 4.1 | 8987 | 128 | 70 | 20 | 0.9 | 3500 | 82
P28MUU5R | US Energy Sciences INC | N/A | FSN-05X04-WAN-35K | Indoor Luminaires | Linear Ambient | Direct Linear Ambient Luminaires | Standard | FALSE | [9 empty] | 42797 |  |  | No |  | 4.1 | 8987 | 128 | 70 | 20 | 0.9 | 3500 | 82
P9BFPUCD | US Energy Sciences INC | N/A | FSN-04X08-WAN-35K | Indoor Luminaires | Linear Ambient | Direct Linear Ambient Luminaires | Standard | FALSE | [9 empty] | 42797 |  |  | No |  | 4.1 | 6676 | 121 | 55 | 20 | 0.9 | 3500 | 82
P59DRGG3 | US Energy Sciences INC | N/A | FSN-04X04-WAN-35K | Indoor Luminaires | Linear Ambient | Direct Linear Ambient Luminaires | Standard | FALSE | [9 empty] | 42797 |  |  | No |  | 4.1 | 6676 | 121 | 55 | 20 | 0.9 | 3500 | 82
PRYSQGY3 | US Energy Sciences INC | N/A | FSN-03X04-WAN-35K | Indoor Luminaires | Linear Ambient | Direct Linear Ambient Luminaires | Standard | FALSE | [9 empty] | 42797 |  |  | No |  | 4.1 | 5298 | 129 | 41 | 20 | 0.9 | 3500 | 82
PGSAK1WE | US Energy Sciences INC | N/A | FSN-03X08-WAN-35K | Indoor Luminaires | Linear Ambient | Direct Linear Ambient Luminaires | Standard | FALSE | [9 empty] | 42797 |  |  | No |  | 4.1 | 5298 | 129 | 41 | 20 | 0.9 | 3500 | 82
PXGJCG37 | US Energy Sciences INC | N/A | FSN-02X08-WAH-35K | Indoor Luminaires | Linear Ambient | Direct Linear Ambient Luminaires | Standard | FALSE | [9 empty] | 42797 |  |  | No |  | 4.1 | 4494 | 128 | 35 | 20 | 0.9 | 3500 | 82
P631PJDF | US Energy Sciences INC | N/A | FSN-02X04-WAH-35K | Indoor Luminaires | Linear Ambient | Direct Linear Ambient Luminaires | Standard | FALSE | [9 empty] | 42797 |  |  | No |  | 4.1 | 4494 | 128 | 35 | 20 | 0.9 | 3500 | 82
PSRH3BY6 | US Energy Sciences INC | N/A | FSX-03X04-WAN-35K | Indoor Luminaires | Linear Ambient | Direct Linear Ambient Luminaires | Standard | FALSE | [9 empty] | 42797 |  |  | No |  | 4.1 | 4233 | 102 | 41 | 20 | 0.9 | 3500 | 82
PEPYFM18 | US Energy Sciences INC | N/A | FSX-03X08-WAN-35K | Indoor Luminaires | Linear Ambient | Direct Linear Ambient Luminaires | Standard | FALSE | [9 empty] | 42797 |  |  | No |  | 4.1 | 4233 | 102 | 41 | 20 | 0.9 | 3500 | 82
PXPEVK16 | US Energy Sciences INC | N/A | FSN-02X04-WAN-35K | Indoor Luminaires | Linear Ambient | Direct Linear Ambient Luminaires | Standard | FALSE | [9 empty] | 42797 |  |  | No |  | 4.1 | 3646 | 130 | 28 | 20 | 0.9 | 3500 | 82
P812XPEX | US Energy Sciences INC | N/A | FSN-02X08-WAN-35K | Indoor Luminaires | Linear Ambient | Direct Linear Ambient Luminaires | Standard | FALSE | [9 empty] | 42797 |  |  | No |  | 4.1 | 3646 | 130 | 28 | 20 | 0.9 | 3500 | 82
P6R5PUNR | US Energy Sciences INC | N/A | FSX-02X08-WAH-35K | Indoor Luminaires | Linear Ambient | Direct Linear Ambient Luminaires | Standard | FALSE | [9 empty] | 42797 |  |  | No |  | 4.1 | 3590 | 102 | 35 | 20 | 0.9 | 3500 | 82
P6E3TY11 | US Energy Sciences INC | N/A | FSX-02X04-WAH-35K | Indoor Luminaires | Linear Ambient | Direct Linear Ambient Luminaires | Standard | FALSE | [9 empty] | 42797 |  |  | No |  | 4.1 | 3590 | 102 | 35 | 20 | 0.9 | 3500 | 82
PUKK3MTT | US Energy Sciences INC | N/A | FSX-02X08-WAN-35K | Indoor Luminaires | Linear Ambient | Direct Linear Ambient Luminaires | Standard | FALSE | [9 empty] | 42797 |  |  | No |  | 4.1 | 2913 | 102 | 28 | 20 | 0.9 | 3500 | 82
PRJGDDUD | US Energy Sciences INC | N/A | FSX-02X04-WAN-35K | Indoor Luminaires | Linear Ambient | Direct Linear Ambient Luminaires | Standard | FALSE | [9 empty] | 42797 |  |  | No |  | 4.1 | 2913 | 104 | 28 | 20 | 0.9 | 3500 | 82
PSQ4YD1A | US Energy Sciences INC | N/A | KSN-01X04-WAN-35K | Indoor Luminaires | Linear Ambient | Direct Linear Ambient Luminaires | Standard | FALSE | [9 empty] | 42797 |  |  | No |  | 4.1 | 2422 | 120 | 20 | 20 | 0.9 | 3500 | 82
PP22P143 | US Energy Sciences INC | N/A | FSN-01X04-WAN-35K | Indoor Luminaires | Linear Ambient | Direct Linear Ambient Luminaires | Standard | FALSE | [9 empty] | 42797 |  |  | No |  | 4.1 | 2422 | 120 | 20 | 20 | 0.9 | 3500 | 82
PWSRN114 | Mercury Lighting Products Co. Inc. | MERCURY LIGHTING | LS2-8-8400-40K-[A40A401A40SR]-UNI-2D-XXXX | Indoor Luminaires | Linear Ambient | Direct Linear Ambient Luminaires | Premium | FALSE | [9 empty] | 42797 |  |  | No |  | 4.1 | 8575.9 | 134.24 | 63.89 | 14 | 0.97 | 4000 | 80
P5UPSBHZ | Mercury Lighting Products Co. Inc. | MERCURY LIGHTING | LS2-8-4200-40K-[A20A201]-UNI-2D-XXXX | Indoor Luminaires | Linear Ambient | Direct Linear Ambient Luminaires | Premium | FALSE | [9 empty] | 42797 |  |  | No |  | 4.1 | 4256.27 | 139.84 | 30.44 | 9.68 | 0.97 | 4000 | 80
PQ8P7MX1 | Mercury Lighting Products Co. Inc. | MERCURY LIGHTING | LS2-8-8400-35K-[A40A401A40SR]-UNI-2D-XXXX | Indoor Luminaires | Linear Ambient | Direct Linear Ambient Luminaires | Premium | FALSE | [9 empty] | 42797 |  |  | No |  | 4.1 | 8257.29 | 129.25 | 63.89 | 14 | 0.97 | 3500 | 80
PM1R5994 | Mercury Lighting Products Co. Inc. | MERCURY LIGHTING | LS2-8-4200-35K-[A20A201]-UNI-2D-XXXX | Indoor Luminaires | Linear Ambient | Direct Linear Ambient Luminaires | Premium | FALSE | [9 empty] | 42797 |  |  | No |  | 4.1 | 4098.14 | 134.64 | 30.44 | 9.68 | 0.97 | 3500 | 80
PT4WAUR4 | Mercury Lighting Products Co. Inc. | MERCURY LIGHTING | LS2-8-8400-30K-[A40A401A40SR]-UNI-2D-XXXX | Indoor Luminaires | Linear Ambient | Direct Linear Ambient Luminaires | Premium | FALSE | [9 empty] | 42797 |  |  | No |  | 4.1 | 8257.29 | 129.25 | 63.89 | 14 | 0.97 | 3000 | 80
P6YXGB1M | Mercury Lighting Products Co. Inc. | MERCURY LIGHTING | LS2-8-4200-30K-[A20A201]-UNI-2D-XXXX | Indoor Luminaires | Linear Ambient | Direct Linear Ambient Luminaires | Premium | FALSE | [9 empty] | 42797 |  |  | No |  | 4.1 | 4098.14 | 134.64 | 30.44 | 9.68 | 0.97 | 3000 | 80
PB8UH29Z | Eaton (formerly Cooper Lighting) | Metalux | 8LBLED-LD4-12-SYMF-347-L850-CD2-[All Wiring]-U | Indoor Luminaires | Linear Ambient | Direct Linear Ambient Luminaires | Premium | FALSE | [9 empty] | 42797 |  |  | No |  | 4.1 | 13452.77 | 156.41 | 86.01 | 13.83 | 0.97 | 5000 | 83.5
PU19GEWQ | Eaton (formerly Cooper Lighting) | Metalux | 4LBLED-LD4-10-SYMF-347-L850-CD2-[All Wiring]-U | Indoor Luminaires | Linear Ambient | Direct Linear Ambient Luminaires | Premium | FALSE | [9 empty] | 42797 |  |  | No |  | 4.1 | 11167.94 | 141.55 | 78.9 | 13.82 | 0.96 | 5000 | 83.5
PRHMHX3H | Eaton (formerly Cooper Lighting) | Metalux | 4LBLED-LD4-9-SYMF-347-L850-CD2-[All Wiring]-U | Indoor Luminaires | Linear Ambient | Direct Linear Ambient Luminaires | Premium | FALSE | [9 empty] | 42797 |  |  | No |  | 4.1 | 10044.34 | 148.17 | 67.79 | 13.77 | 0.96 | 5000 | 83.5
PD8AR4RW | Eaton (formerly Cooper Lighting) | Metalux | 8LBLED-LD4-16-SYMF-347-L850-CD4-[All Wiring]-U | Indoor Luminaires | Linear Ambient | Direct Linear Ambient Luminaires | Premium | FALSE | [9 empty] | 42797 |  |  | No |  | 4.1 | 17603.79 | 150.13 | 117.26 | 13.67 | 0.95 | 5000 | 83.5
P18C5WJV | Eaton (formerly Cooper Lighting) | Metalux | 4LBLED-LD4-11-SYMF-347-L850-CD2-[All Wiring]-U | Indoor Luminaires | Linear Ambient | Direct Linear Ambient Luminaires | Premium | FALSE | [9 empty] | 42797 |  |  | No |  | 4.1 | 12285.36 | 139.1 | 88.32 | 13.63 | 0.97 | 5000 | 83.5
PH6UU797 | Eaton (formerly Cooper Lighting) | Metalux | 8LBLED-LD4-22-SYMF-347-L850-CD4-[All Wiring]-U | Indoor Luminaires | Linear Ambient | Direct Linear Ambient Luminaires | Premium | FALSE | [9 empty] | 42797 |  |  | No |  | 4.1 | 24570.72 | 139.5 | 176.13 | 13.52 | 0.97 | 5000 | 83.5
P2CD7EG9 | Eaton (formerly Cooper Lighting) | Metalux | 8LBLED-LD4-14-SYMF-347-L850-CD2-[All Wiring]-U | Indoor Luminaires | Linear Ambient | Direct Linear Ambient Luminaires | Premium | FALSE | [9 empty] | 42797 |  |  | No |  | 4.1 | 15529.38 | 154.2 | 100.71 | 13.42 | 0.98 | 5000 | 83.5
PMMK5WEE | Eaton (formerly Cooper Lighting) | Metalux | 4LBLED-LD4-8-SYMF-347-L850-CD2-[All Wiring]-U | Indoor Luminaires | Linear Ambient | Direct Linear Ambient Luminaires | Premium | FALSE | [9 empty] | 42797 |  |  | No |  | 4.1 | 8801.9 | 151.37 | 58.15 | 12.93 | 0.95 | 5000 | 83.5
P9AYEYXJ | Eaton (formerly Cooper Lighting) | Metalux | 4LBLED-LD4-6-SYMF-[Voltage Includes UNV & 347]-L850-CD1-[All Wiring]-U | Indoor Luminaires | Linear Ambient | Direct Linear Ambient Luminaires | Premium | FALSE | [9 empty] | 42797 |  |  | No |  | 4.1 | 6726.38 | 154.63 | 43.5 | 10.79 | 0.98 | 5000 | 83.5
PTECRP99 | Eaton (formerly Cooper Lighting) | Metalux | 4LBLED-LD4-7-SYMF-[Voltage Includes UNV & 347]-L850-CD1-[All Wiring]-U | Indoor Luminaires | Linear Ambient | Direct Linear Ambient Luminaires | Premium | FALSE | [9 empty] | 42797 |  |  | No |  | 4.1 | 7764.69 | 151.4 | 51.29 | 10.59 | 0.99 | 5000 | 83.5
PDG1RUY1 | Eaton (formerly Cooper Lighting) | Metalux | 4LBLED-LD4-8-SYMF-UNV-L850-CD1-[All Wiring]-U | Indoor Luminaires | Linear Ambient | Direct Linear Ambient Luminaires | Premium | FALSE | [9 empty] | 42797 |  |  | No |  | 4.1 | 8801.9 | 155.92 | 56.45 | 10.48 | 0.99 | 5000 | 83.5
PEWK9FH3 | Eaton (formerly Cooper Lighting) | Metalux | 8LBLED-LD4-16-SYMF-UNV-L850-CD2-[All Wiring]-U | Indoor Luminaires | Linear Ambient | Direct Linear Ambient Luminaires | Premium | FALSE | [9 empty] | 42797 |  |  | No |  | 4.1 | 17603.79 | 154.47 | 113.96 | 10.35 | 0.99 | 5000 | 83.5
PDHDDEWS | Eaton (formerly Cooper Lighting) | Metalux | 4LBLED-LD4-9-SYMF-UNV-L850-CD1-[All Wiring]-U | Indoor Luminaires | Linear Ambient | Direct Linear Ambient Luminaires | Premium | FALSE | [9 empty] | 42797 |  |  | No |  | 4.1 | 10044.34 | 153.63 | 65.38 | 9.38 | 0.99 | 5000 | 83.5
PEUN2NTQ | Eaton (formerly Cooper Lighting) | Metalux | 4LBLED-LD4-10-SYMF-UNV-L850-CD1-[All Wiring]-U | Indoor Luminaires | Linear Ambient | Direct Linear Ambient Luminaires | Premium | FALSE | [9 empty] | 42797 |  |  | No |  | 4.1 | 11167.94 | 146.26 | 76.36 | 8.62 | 1 | 5000 | 83.5
PWQ5N1MD | Eaton (formerly Cooper Lighting) | Metalux | 8LBLED-LD4-12-SYMF-UNV-L850-CD1-[All Wiring]-U | Indoor Luminaires | Linear Ambient | Direct Linear Ambient Luminaires | Premium | FALSE | [9 empty] | 42797 |  |  | No |  | 4.1 | 13452.77 | 161.34 | 83.38 | 8.13 | 1 | 5000 | 83.5
PC2RC1GJ | Eaton (formerly Cooper Lighting) | Metalux | 4LBLED-LD4-11-SYMF-UNV-L850-CD1-[All Wiring]-U | Indoor Luminaires | Linear Ambient | Direct Linear Ambient Luminaires | Premium | FALSE | [9 empty] | 42797 |  |  | No |  | 4.1 | 12285.36 | 143.19 | 85.8 | 8.05 | 1 | 5000 | 83.5
PMBF2EWW | Eaton (formerly Cooper Lighting) | Metalux | 8LBLED-LD4-22-SYMF-UNV-L850-CD2-[All Wiring]-U | Indoor Luminaires | Linear Ambient | Direct Linear Ambient Luminaires | Premium | FALSE | [9 empty] | 42797 |  |  | No |  | 4.1 | 24570.72 | 141.17 | 174.05 | 7.9 | 1 | 5000 | 83.5
P4G14T8E | Eaton (formerly Cooper Lighting) | Metalux | 8LBLED-LD4-14-SYMF-UNV-L850-CD2-[All Wiring]-U | Indoor Luminaires | Linear Ambient | Direct Linear Ambient Luminaires | Premium | FALSE | [9 empty] | 42797 |  |  | No |  | 4.1 | 15529.38 | 153.57 | 101.12 | 7.43 | 1 | 5000 | 83.5
PMEDETXX | Eaton (formerly Cooper Lighting) | Metalux | 8LBLED-LD4-12-SYMF-347-L840-CD2-[All Wiring]-U | Indoor Luminaires | Linear Ambient | Direct Linear Ambient Luminaires | Premium | FALSE | [9 empty] | 42797 |  |  | No |  | 4.1 | 12897.2 | 149.95 | 86.01 | 13.83 | 0.97 | 4000 | 83.5
P2PUEBVB | Eaton (formerly Cooper Lighting) | Metalux | 4LBLED-LD4-10-SYMF-347-L840-CD2-[All Wiring]-U | Indoor Luminaires | Linear Ambient | Direct Linear Ambient Luminaires | Premium | FALSE | [9 empty] | 42797 |  |  | No |  | 4.1 | 10706.72 | 135.7 | 78.9 | 13.82 | 0.96 | 4000 | 83.5
PZGQUTPU | Eaton (formerly Cooper Lighting) | Metalux | 4LBLED-LD4-9-SYMF-347-L840-CD2-[All Wiring]-U | Indoor Luminaires | Linear Ambient | Direct Linear Ambient Luminaires | Premium | FALSE | [9 empty] | 42797 |  |  | No |  | 4.1 | 9629.53 | 142.05 | 67.79 | 13.77 | 0.96 | 4000 | 83.5
PT9WDWEG | Eaton (formerly Cooper Lighting) | Metalux | 8LBLED-LD4-16-SYMF-347-L840-CD4-[All Wiring]-U | Indoor Luminaires | Linear Ambient | Direct Linear Ambient Luminaires | Premium | FALSE | [9 empty] | 42797 |  |  | No |  | 4.1 | 16876.79 | 143.93 | 117.26 | 13.67 | 0.95 | 4000 | 83.5
P91WM31Y | Eaton (formerly Cooper Lighting) | Metalux | 4LBLED-LD4-11-SYMF-347-L840-CD2-[All Wiring]-U | Indoor Luminaires | Linear Ambient | Direct Linear Ambient Luminaires | Premium | FALSE | [9 empty] | 42797 |  |  | No |  | 4.1 | 11778 | 133.36 | 88.32 | 13.63 | 0.97 | 4000 | 83.5
P85UNW6G | Eaton (formerly Cooper Lighting) | Metalux | 8LBLED-LD4-22-SYMF-347-L840-CD4-[All Wiring]-U | Indoor Luminaires | Linear Ambient | Direct Linear Ambient Luminaires | Premium | FALSE | [9 empty] | 42797 |  |  | No |  | 4.1 | 23556 | 133.74 | 176.13 | 13.52 | 0.97 | 4000 | 83.5
P1HHYG93 | Eaton (formerly Cooper Lighting) | Metalux | 8LBLED-LD4-14-SYMF-347-L840-CD2-[All Wiring]-U | Indoor Luminaires | Linear Ambient | Direct Linear Ambient Luminaires | Premium | FALSE | [9 empty] | 42797 |  |  | No |  | 4.1 | 14888.05 | 147.83 | 100.71 | 13.42 | 0.98 | 4000 | 83.5
PF929RPQ | Eaton (formerly Cooper Lighting) | Metalux | 4LBLED-LD4-8-SYMF-347-L840-CD2-[All Wiring]-U | Indoor Luminaires | Linear Ambient | Direct Linear Ambient Luminaires | Premium | FALSE | [9 empty] | 42797 |  |  | No |  | 4.1 | 8438.4 | 145.11 | 58.15 | 12.93 | 0.95 | 4000 | 83.5
PV1CV1W4 | Eaton (formerly Cooper Lighting) | Metalux | 4LBLED-LD4-6-SYMF-[Voltage Includes UNV & 347]-L840-CD1-[All Wiring]-U | Indoor Luminaires | Linear Ambient | Direct Linear Ambient Luminaires | Premium | FALSE | [9 empty] | 42797 |  |  | No |  | 4.1 | 6448.6 | 148.24 | 43.5 | 10.79 | 0.98 | 4000 | 83.5
P66DRX9Z | Eaton (formerly Cooper Lighting) | Metalux | 4LBLED-LD4-7-SYMF-[Voltage Includes UNV & 347]-L840-CD1-[All Wiring]-U | Indoor Luminaires | Linear Ambient | Direct Linear Ambient Luminaires | Premium | FALSE | [9 empty] | 42797 |  |  | No |  | 4.1 | 7444.03 | 145.15 | 51.29 | 10.59 | 0.99 | 4000 | 83.5
PMR6FVMP | Eaton (formerly Cooper Lighting) | Metalux | 4LBLED-LD4-8-SYMF-UNV-L840-CD1-[All Wiring]-U | Indoor Luminaires | Linear Ambient | Direct Linear Ambient Luminaires | Premium | FALSE | [9 empty] | 42797 |  |  | No |  | 4.1 | 8438.4 | 149.48 | 56.45 | 10.48 | 0.99 | 4000 | 83.5
PMKD6Q4N | Eaton (formerly Cooper Lighting) | Metalux | 8LBLED-LD4-16-SYMF-UNV-L840-CD2-[All Wiring]-U | Indoor Luminaires | Linear Ambient | Direct Linear Ambient Luminaires | Premium | FALSE | [9 empty] | 42797 |  |  | No |  | 4.1 | 16876.79 | 148.09 | 113.96 | 10.35 | 0.99 | 4000 | 83.5
PCVXUSPP | Eaton (formerly Cooper Lighting) | Metalux | 4LBLED-LD4-9-SYMF-UNV-L840-CD1-[All Wiring]-U | Indoor Luminaires | Linear Ambient | Direct Linear Ambient Luminaires | Premium | FALSE | [9 empty] | 42797 |  |  | No |  | 4.1 | 9629.53 | 147.29 | 65.38 | 9.38 | 0.99 | 4000 | 83.5
PEE3VQKG | Eaton (formerly Cooper Lighting) | Metalux | 4LBLED-LD4-10-SYMF-UNV-L840-CD1-[All Wiring]-U | Indoor Luminaires | Linear Ambient | Direct Linear Ambient Luminaires | Premium | FALSE | [9 empty] | 42797 |  |  | No |  | 4.1 | 10706.72 | 140.22 | 76.36 | 8.62 | 1 | 4000 | 83.5
P1JWKSSG | Eaton (formerly Cooper Lighting) | Metalux | 8LBLED-LD4-12-SYMF-UNV-L840-CD1-[All Wiring]-U | Indoor Luminaires | Linear Ambient | Direct Linear Ambient Luminaires | Premium | FALSE | [9 empty] | 42797 |  |  | No |  | 4.1 | 12897.2 | 154.68 | 83.38 | 8.13 | 1 | 4000 | 83.5
PMM3NP2W | Eaton (formerly Cooper Lighting) | Metalux | 4LBLED-LD4-11-SYMF-UNV-L840-CD1-[All Wiring]-U | Indoor Luminaires | Linear Ambient | Direct Linear Ambient Luminaires | Premium | FALSE | [9 empty] | 42797 |  |  | No |  | 4.1 | 11778 | 137.27 | 85.8 | 8.05 | 1 | 4000 | 83.5
PFXKJF39 | Eaton (formerly Cooper Lighting) | Metalux | 8LBLED-LD4-22-SYMF-UNV-L840-CD2-[All Wiring]-U | Indoor Luminaires | Linear Ambient | Direct Linear Ambient Luminaires | Premium | FALSE | [9 empty] | 42797 |  |  | No |  | 4.1 | 23556 | 135.34 | 174.05 | 7.9 | 1 | 4000 | 83.5
P8PB66X4 | Eaton (formerly Cooper Lighting) | Metalux | 8LBLED-LD4-14-SYMF-UNV-L840-CD2-[All Wiring]-U | Indoor Luminaires | Linear Ambient | Direct Linear Ambient Luminaires | Premium | FALSE | [9 empty] | 42797 |  |  | No |  | 4.1 | 14888.05 | 147.23 | 101.12 | 7.43 | 1 | 4000 | 83.5
PSJRNN6S | Visioneering Corp | Visioneering | LMPRE-VL.75X4-LED835K050LXXX [ All Emergency Finish Packaging and Wiring Options] | Indoor Luminaires | Linear Ambient | Direct Linear Ambient Luminaires | Standard | TRUE | 5123 | 113 | 45.33 | 8.17 | 0.9964 | 3436 | 83.3 | 5 | 50000 | 42797 |  |  | Yes |  | 4.1 | 5083 | 111.7 | 45.5 | 8.2 | 0.99 | 3500 | 80
PEA72TDM | Visioneering Corp | Visioneering | LBL-VL48-LED835K028LXXX [ All Emergency Finish Packaging and Wiring Options] | Indoor Luminaires | Linear Ambient | Direct Linear Ambient Luminaires | Standard | TRUE | 2790 | 124.9 | 22.33 | 6.26 | 0.995 | 3419 | 83.89 | 5 | 50000 | 42797 |  |  | Yes |  | 4.1 | 2766 | 122.9 | 22.5 | 8.2 | 0.99 | 3500 | 80
P8UA9J8X | Visioneering Corp | Visioneering | LMNE-VL48-LED850K052LXXX [ All Emergency Finish Packaging and Wiring Options] | Indoor Luminaires | Linear Ambient | Direct Linear Ambient Luminaires | Standard | TRUE | 5574 | 123 | 45.31 | 14.77 | 0.9734 | 4877 | 82.95 | 5 | 50000 | 42797 |  |  | Yes |  | 4.1 | 5353 | 117.6 | 45.5 | 8.2 | 0.99 | 5000 | 80
PENXP8BS | Visioneering Corp | Visioneering | LBL-VL48-LED850K052LXXX [ All Emergency Finish Packaging and Wiring Options] | Indoor Luminaires | Linear Ambient | Direct Linear Ambient Luminaires | Standard | FALSE | [9 empty] | 42797 |  |  | Yes |  | 4.1 | 5199 | 114.3 | 45.5 | 8.2 | 0.99 | 5000 | 80
PAJNSGZT | Visioneering Corp | Visioneering | LMPRE-VL.75X4-LED850K050LXXX [ All Emergency Finish Packaging and Wiring Options] | Indoor Luminaires | Linear Ambient | Direct Linear Ambient Luminaires | Standard | FALSE | [9 empty] | 42797 |  |  | Yes |  | 4.1 | 5192 | 114.1 | 45.5 | 8.2 | 0.99 | 5000 | 80
PXPDEMAE | Visioneering Corp | Visioneering | LMNE-VL48-LED850K045LXXX [ All Emergency Finish Packaging and Wiring Options] | Indoor Luminaires | Linear Ambient | Direct Linear Ambient Luminaires | Standard | FALSE | [9 empty] | 42797 |  |  | Yes |  | 4.1 | 4617 | 124.8 | 37 | 8.2 | 0.99 | 5000 | 80
P9XVEF5Y | Visioneering Corp | Visioneering | LBL-VL48-LED850K045LXXX [ All Emergency Finish Packaging and Wiring Options] | Indoor Luminaires | Linear Ambient | Direct Linear Ambient Luminaires | Standard | FALSE | [9 empty] | 42797 |  |  | Yes |  | 4.1 | 4472 | 120.9 | 37 | 8.2 | 0.99 | 5000 | 80
PS9C5R1C | Visioneering Corp | Visioneering | LMNE-VL24-LED850K037LXXX [ All Emergency Finish Packaging and Wiring Options] | Indoor Luminaires | Linear Ambient | Direct Linear Ambient Luminaires | Standard | FALSE | [9 empty] | 42797 |  |  | Yes |  | 4.1 | 3801 | 129.7 | 29.3 | 8.2 | 0.99 | 5000 | 80
PB1Z8VAB | Visioneering Corp | Visioneering | LMNE-VL48-LED850K037LXXX [ All Emergency Finish Packaging and Wiring Options] | Indoor Luminaires | Linear Ambient | Direct Linear Ambient Luminaires | Standard | FALSE | [9 empty] | 42797 |  |  | Yes |  | 4.1 | 3763 | 128.4 | 29.3 | 8.2 | 0.99 | 5000 | 80
PUUZEB14 | Visioneering Corp | Visioneering | LBL-VL24-LED850K037LXXX [ All Emergency Finish Packaging and Wiring Options] | Indoor Luminaires | Linear Ambient | Direct Linear Ambient Luminaires | Standard | FALSE | [9 empty] | 42797 |  |  | Yes |  | 4.1 | 3700 | 126.3 | 29.3 | 8.2 | 0.99 | 5000 | 80
PFJ7ZW6Q | Visioneering Corp | Visioneering | LBL-VL48-LED850K037LXXX [ All Emergency Finish Packaging and Wiring Options] | Indoor Luminaires | Linear Ambient | Direct Linear Ambient Luminaires | Standard | FALSE | [9 empty] | 42797 |  |  | Yes |  | 4.1 | 3663 | 125 | 29.3 | 8.2 | 0.99 | 5000 | 80
PRAPY2KZ | Visioneering Corp | Visioneering | LMPRE-VL.75X2-LED850K035LXXX [ All Emergency Finish Packaging and Wiring Options] | Indoor Luminaires | Linear Ambient | Direct Linear Ambient Luminaires | Standard | FALSE | [9 empty] | 42797 |  |  | Yes |  | 4.1 | 3660 | 124.9 | 29.3 | 8.2 | 0.99 | 5000 | 80
PW6R6VFQ | Visioneering Corp | Visioneering | LMPRE-VL.75X4-LED850K035LXXX [ All Emergency Finish Packaging and Wiring Options] | Indoor Luminaires | Linear Ambient | Direct Linear Ambient Luminaires | Standard | FALSE | [9 empty] | 42797 |  |  | Yes |  | 4.1 | 3624 | 123.7 | 29.3 | 8.2 | 0.99 | 5000 | 80
PKDYRNS5 | Visioneering Corp | Visioneering | LMNE-VL24-LED850K028LXXX [ All Emergency Finish Packaging and Wiring Options] | Indoor Luminaires | Linear Ambient | Direct Linear Ambient Luminaires | Standard | FALSE | [9 empty] | 42797 |  |  | Yes |  | 4.1 | 2978 | 132.4 | 22.5 | 8.2 | 0.99 | 5000 | 80
PWT2BJNM | Visioneering Corp | Visioneering | LMNE-VL48-LED850K028LXXX [ All Emergency Finish Packaging and Wiring Options] | Indoor Luminaires | Linear Ambient | Direct Linear Ambient Luminaires | Standard | FALSE | [9 empty] | 42797 |  |  | Yes |  | 4.1 | 2949 | 131.1 | 22.5 | 8.2 | 0.99 | 5000 | 80
P9WDYJAT | Visioneering Corp | Visioneering | LBL-VL24-LED850K028LXXX [ All Emergency Finish Packaging and Wiring Options] | Indoor Luminaires | Linear Ambient | Direct Linear Ambient Luminaires | Standard | FALSE | [9 empty] | 42797 |  |  | Yes |  | 4.1 | 2890 | 128.4 | 22.5 | 8.2 | 0.99 | 5000 | 80
PE9KYYK4 | Visioneering Corp | Visioneering | LBL-VL48-LED850K028LXXX [ All Emergency Finish Packaging and Wiring Options] | Indoor Luminaires | Linear Ambient | Direct Linear Ambient Luminaires | Standard | FALSE | [9 empty] | 42797 |  |  | Yes |  | 4.1 | 2869 | 127.5 | 22.5 | 8.2 | 0.99 | 5000 | 80
P2CCYNJR | Visioneering Corp | Visioneering | LMNE-VL48-LED840K052LXXX [ All Emergency Finish Packaging and Wiring Options] | Indoor Luminaires | Linear Ambient | Direct Linear Ambient Luminaires | Standard | FALSE | [9 empty] | 42797 |  |  | Yes |  | 4.1 | 5353 | 117.6 | 45.5 | 8.2 | 0.99 | 4000 | 80
PZN9BPP8 | Visioneering Corp | Visioneering | LBL-VL48-LED840K052LXXX [ All Emergency Finish Packaging and Wiring Options] | Indoor Luminaires | Linear Ambient | Direct Linear Ambient Luminaires | Standard | FALSE | [9 empty] | 42797 |  |  | Yes |  | 4.1 | 5199 | 114.3 | 45.5 | 8.2 | 0.99 | 4000 | 80
PUWMSY7A | Visioneering Corp | Visioneering | LMPRE-VL.75X4-LED840K050LXXX [ All Emergency Finish Packaging and Wiring Options] | Indoor Luminaires | Linear Ambient | Direct Linear Ambient Luminaires | Standard | FALSE | [9 empty] | 42797 |  |  | Yes |  | 4.1 | 5192 | 114.1 | 45.5 | 8.2 | 0.99 | 4000 | 80
PSK4FN2W | Visioneering Corp | Visioneering | LMNE-VL48-LED840K045LXXX [ All Emergency Finish Packaging and Wiring Options] | Indoor Luminaires | Linear Ambient | Direct Linear Ambient Luminaires | Standard | FALSE | [9 empty] | 42797 |  |  | Yes |  | 4.1 | 4617 | 124.8 | 37 | 8.2 | 0.99 | 4000 | 80
PUQRPRA5 | Visioneering Corp | Visioneering | LBL-VL48-LED840K045LXXX [ All Emergency Finish Packaging and Wiring Options] | Indoor Luminaires | Linear Ambient | Direct Linear Ambient Luminaires | Standard | FALSE | [9 empty] | 42797 |  |  | Yes |  | 4.1 | 4472 | 120.9 | 37 | 8.2 | 0.99 | 4000 | 80
PK72H3GY | Visioneering Corp | Visioneering | LMNE-VL24-LED840K037LXXX [ All Emergency Finish Packaging and Wiring Options] | Indoor Luminaires | Linear Ambient | Direct Linear Ambient Luminaires | Standard | FALSE | [9 empty] | 42797 |  |  | Yes |  | 4.1 | 3801 | 129.7 | 29.3 | 8.2 | 0.99 | 4000 | 80
PDVV712A | Visioneering Corp | Visioneering | LMNE-VL48-LED840K037LXXX [ All Emergency Finish Packaging and Wiring Options] | Indoor Luminaires | Linear Ambient | Direct Linear Ambient Luminaires | Standard | FALSE | [9 empty] | 42797 |  |  | Yes |  | 4.1 | 3763 | 128.4 | 29.3 | 8.2 | 0.99 | 4000 | 80
PEPA82FX | Visioneering Corp | Visioneering | LBL-VL24-LED840K037LXXX [ All Emergency Finish Packaging and Wiring Options] | Indoor Luminaires | Linear Ambient | Direct Linear Ambient Luminaires | Standard | FALSE | [9 empty] | 42797 |  |  | Yes |  | 4.1 | 3700 | 126.3 | 29.3 | 8.2 | 0.99 | 4000 | 80
PBPUGJYA | Visioneering Corp | Visioneering | LBL-VL48-LED840K037LXXX [ All Emergency Finish Packaging and Wiring Options] | Indoor Luminaires | Linear Ambient | Direct Linear Ambient Luminaires | Standard | FALSE | [9 empty] | 42797 |  |  | Yes |  | 4.1 | 3663 | 125 | 29.3 | 8.2 | 0.99 | 4000 | 80
PNV4H97V | Visioneering Corp | Visioneering | LMPRE-VL.75X2-LED840K035LXXX [ All Emergency Finish Packaging and Wiring Options] | Indoor Luminaires | Linear Ambient | Direct Linear Ambient Luminaires | Standard | FALSE | [9 empty] | 42797 |  |  | Yes |  | 4.1 | 3660 | 124.9 | 29.3 | 8.2 | 0.99 | 4000 | 80
P4DECBSE | Visioneering Corp | Visioneering | LMPRE-VL.75X4-LED840K035LXXX [ All Emergency Finish Packaging and Wiring Options] | Indoor Luminaires | Linear Ambient | Direct Linear Ambient Luminaires | Standard | FALSE | [9 empty] | 42797 |  |  | Yes |  | 4.1 | 3624 | 123.7 | 29.3 | 8.2 | 0.99 | 4000 | 80
PXNURB1X | Visioneering Corp | Visioneering | LMNE-VL24-LED840K028LXXX [ All Emergency Finish Packaging and Wiring Options] | Indoor Luminaires | Linear Ambient | Direct Linear Ambient Luminaires | Standard | FALSE | [9 empty] | 42797 |  |  | Yes |  | 4.1 | 2978 | 132.4 | 22.5 | 8.2 | 0.99 | 4000 | 80
PJ98VVX8 | Visioneering Corp | Visioneering | LMNE-VL48-LED840K028LXXX [ All Emergency Finish Packaging and Wiring Options] | Indoor Luminaires | Linear Ambient | Direct Linear Ambient Luminaires | Standard | FALSE | [9 empty] | 42797 |  |  | Yes |  | 4.1 | 2949 | 131.1 | 22.5 | 8.2 | 0.99 | 4000 | 80
P8YAG8TV | Visioneering Corp | Visioneering | LBL-VL24-LED840K028LXXX [ All Emergency Finish Packaging and Wiring Options] | Indoor Luminaires | Linear Ambient | Direct Linear Ambient Luminaires | Standard | FALSE | [9 empty] | 42797 |  |  | Yes |  | 4.1 | 2890 | 128.4 | 22.5 | 8.2 | 0.99 | 4000 | 80
P1CDBFGX | Visioneering Corp | Visioneering | LBL-VL48-LED840K028LXXX [ All Emergency Finish Packaging and Wiring Options] | Indoor Luminaires | Linear Ambient | Direct Linear Ambient Luminaires | Standard | FALSE | [9 empty] | 42797 |  |  | Yes |  | 4.1 | 2869 | 127.5 | 22.5 | 8.2 | 0.99 | 4000 | 80
PPNX468V | Visioneering Corp | Visioneering | LMNE-VL48-LED835K052LXXX [ All Emergency Finish Packaging and Wiring Options] | Indoor Luminaires | Linear Ambient | Direct Linear Ambient Luminaires | Standard | FALSE | [9 empty] | 42797 |  |  | Yes |  | 4.1 | 5241 | 115.2 | 45.5 | 8.2 | 0.99 | 3500 | 80
PYV47TW8 | Visioneering Corp | Visioneering | LBL-VL48-LED835K052LXXX [ All Emergency Finish Packaging and Wiring Options] | Indoor Luminaires | Linear Ambient | Direct Linear Ambient Luminaires | Standard | FALSE | [9 empty] | 42797 |  |  | Yes |  | 4.1 | 5090 | 111.9 | 45.5 | 8.2 | 0.99 | 3500 | 80
P84YHU15 | Visioneering Corp | Visioneering | LMNE-VL48-LED835K045LXXX [ All Emergency Finish Packaging and Wiring Options] | Indoor Luminaires | Linear Ambient | Direct Linear Ambient Luminaires | Standard | FALSE | [9 empty] | 42797 |  |  | Yes |  | 4.1 | 4520 | 122.2 | 37 | 8.2 | 0.99 | 3500 | 80
PM67V89Q | Visioneering Corp | Visioneering | LBL-VL48-LED835K045LXXX [ All Emergency Finish Packaging and Wiring Options] | Indoor Luminaires | Linear Ambient | Direct Linear Ambient Luminaires | Standard | FALSE | [9 empty] | 42797 |  |  | Yes |  | 4.1 | 4378 | 118.3 | 37 | 8.2 | 0.99 | 3500 | 80
PQ2GHU94 | Visioneering Corp | Visioneering | LMNE-VL48-LED835K037LXXX [ All Emergency Finish Packaging and Wiring Options] | Indoor Luminaires | Linear Ambient | Direct Linear Ambient Luminaires | Standard | FALSE | [9 empty] | 42797 |  |  | Yes |  | 4.1 | 3684 | 125.7 | 29.3 | 8.2 | 0.99 | 3500 | 80
PBSMBW64 | Visioneering Corp | Visioneering | LMNE-VL24-LED835K037LXXX [ All Emergency Finish Packaging and Wiring Options] | Indoor Luminaires | Linear Ambient | Direct Linear Ambient Luminaires | Standard | FALSE | [9 empty] | 42797 |  |  | Yes |  | 4.1 | 3660 | 124.9 | 29.3 | 8.2 | 0.99 | 3500 | 80
PJAJGN7R | Visioneering Corp | Visioneering | LBL-VL48-LED835K037LXXX [ All Emergency Finish Packaging and Wiring Options] | Indoor Luminaires | Linear Ambient | Direct Linear Ambient Luminaires | Standard | FALSE | [9 empty] | 42797 |  |  | Yes |  | 4.1 | 3586 | 122.4 | 29.3 | 8.2 | 0.99 | 3500 | 80
PFGGZG1G | Visioneering Corp | Visioneering | LBL-VL24-LED835K037LXXX [ All Emergency Finish Packaging and Wiring Options] | Indoor Luminaires | Linear Ambient | Direct Linear Ambient Luminaires | Standard | FALSE | [9 empty] | 42797 |  |  | Yes |  | 4.1 | 3563 | 121.6 | 29.3 | 8.2 | 0.99 | 3500 | 80
PH1SATFZ | Visioneering Corp | Visioneering | LMPRE-VL.75X4-LED835K035LXXX [ All Emergency Finish Packaging and Wiring Options] | Indoor Luminaires | Linear Ambient | Direct Linear Ambient Luminaires | Standard | FALSE | [9 empty] | 42797 |  |  | Yes |  | 4.1 | 3548 | 121.1 | 29.3 | 8.2 | 0.99 | 3500 | 80
PJ11P9PP | Visioneering Corp | Visioneering | LMPRE-VL.75X2-LED835K035LXXX [ All Emergency Finish Packaging and Wiring Options] | Indoor Luminaires | Linear Ambient | Direct Linear Ambient Luminaires | Standard | FALSE | [9 empty] | 42797 |  |  | Yes |  | 4.1 | 3525 | 120.3 | 29.3 | 8.2 | 0.99 | 3500 | 80
PAQWNYM4 | Visioneering Corp | Visioneering | LMNE-VL48-LED835K028LXXX [ All Emergency Finish Packaging and Wiring Options] | Indoor Luminaires | Linear Ambient | Direct Linear Ambient Luminaires | Standard | FALSE | [9 empty] | 42797 |  |  | Yes |  | 4.1 | 2887 | 128.3 | 22.5 | 8.2 | 0.99 | 3500 | 80
P9C44XFG | Visioneering Corp | Visioneering | LMNE-VL24-LED835K028LXXX [ All Emergency Finish Packaging and Wiring Options] | Indoor Luminaires | Linear Ambient | Direct Linear Ambient Luminaires | Standard | FALSE | [9 empty] | 42797 |  |  | Yes |  | 4.1 | 2868 | 127.5 | 22.5 | 8.2 | 0.99 | 3500 | 80
P3MG96QT | Visioneering Corp | Visioneering | LBL-VL24-LED835K028LXXX [ All Emergency Finish Packaging and Wiring Options] | Indoor Luminaires | Linear Ambient | Direct Linear Ambient Luminaires | Standard | FALSE | [9 empty] | 42797 |  |  | Yes |  | 4.1 | 2783 | 123.7 | 22.5 | 8.2 | 0.99 | 3500 | 80
PEMS6AYH | Etlin Daniels & Electrical Devices | ETLIN DANIELS | STL4-55U40-WH | Indoor Luminaires | Linear Ambient | Direct Linear Ambient Luminaires | Standard | TRUE | 5693.63 | 103.03 | 55.26 | 7.71 | 0.996 | 4095 | 83.5 | 5 | 50000 | 42796 |  |  | No |  | 4.1 | 5600 | 112 | 50 | 15 | 0.9 | 4000 | 80
PWTD2V87 | Etlin Daniels & Electrical Devices | ETLIN DANIELS | STL4-40U40-WH | Indoor Luminaires | Linear Ambient | Direct Linear Ambient Luminaires | Standard | TRUE | 4245.04 | 104.28 | 40.71 | 10.3 | 0.993 | 4092 | 84.2 | 5 | 50000 | 42796 |  |  | No |  | 4.1 | 4300 | 107.5 | 40 | 15 | 0.9 | 4000 | 80
PGHC3GB9 | Etlin Daniels & Electrical Devices | ETLIN DANIELS | STL4-50340-WH | Indoor Luminaires | Linear Ambient | Direct Linear Ambient Luminaires | Standard | TRUE | 5494.98 | 108.55 | 50.62 | 18.21 | 0.953 | 4069 | 84.1 | 5 | 50000 | 42796 |  |  | No |  | 4.1 | 5600 | 112 | 50 | 15 | 0.9 | 4000 | 80
P9TN2KEK | Etlin Daniels & Electrical Devices | ETLIN DANIELS | STL4-40340-WH | Indoor Luminaires | Linear Ambient | Direct Linear Ambient Luminaires | Standard | TRUE | 4344.31 | 108.61 | 40 | 15.27 | 0.94 | 4069 | 84.1 | 5 | 50000 | 42796 |  |  | No |  | 4.1 | 4300 | 107.5 | 40 | 15 | 0.9 | 4000 | 80
PWSS45JV | Etlin Daniels & Electrical Devices | ETLIN DANIELS | STL4-50U50-WH | Indoor Luminaires | Linear Ambient | Direct Linear Ambient Luminaires | Standard | FALSE | [9 empty] | 42796 |  |  | No |  | 4.1 | 5600 | 112 | 50 | 15 | 0.9 | 5000 | 80
PMWR1UP9 | Etlin Daniels & Electrical Devices | ETLIN DANIELS | STL4-50350-WH | Indoor Luminaires | Linear Ambient | Direct Linear Ambient Luminaires | Standard | FALSE | [9 empty] | 42796 |  |  | No |  | 4.1 | 5600 | 112 | 50 | 15 | 0.9 | 5000 | 80
PYPNPAZC | Etlin Daniels & Electrical Devices | ETLIN DANIELS | STL4-40U50-WH | Indoor Luminaires | Linear Ambient | Direct Linear Ambient Luminaires | Standard | FALSE | [9 empty] | 42796 |  |  | No |  | 4.1 | 4300 | 107.5 | 40 | 15 | 0.9 | 5000 | 80
PBW4WST6 | Etlin Daniels & Electrical Devices | ETLIN DANIELS | STL4-40350-WH | Indoor Luminaires | Linear Ambient | Direct Linear Ambient Luminaires | Standard | FALSE | [9 empty] | 42796 |  |  | No |  | 4.1 | 4300 | 107.5 | 40 | 15 | 0.9 | 5000 | 80
PQ6DDA5H | Aimlite Lighting Products | AimLite | RETVP-40W-[MC PC]-8/30K | Indoor Retrofit Kit | Linear Ambient | Retrofit Kits for Direct Linear Ambient Luminaires | Standard | TRUE | 4505.1 | 112.77 | 39.95 | 4.87 | 0.9549 | 3063 | 82.6 | 5 | 50000 | 42796 |  |  | Yes | Tested in Brandon housing model MX486 | 4.1 | 4505.2 | 112.6 | 40 | 10 | 0.95 | 3000 | 80
P1PH5DJ3 | Aimlite Lighting Products | AimLite | RETVP-40W-[MC PC]-2/30K | Indoor Retrofit Kit | Linear Ambient | Retrofit Kits for Direct Linear Ambient Luminaires | Standard | TRUE | 4813.6 | 118.07 | 40.77 | 17.77 | 0.9502 | 3070 | 82.7 | 5 | 50000 | 42796 |  |  | Yes |  | 4.1 | 4813.6 | 120.3 | 40 | 10 | 0.95 | 3000 | 80
PC5USADG | Aimlite Lighting Products | AimLite | RETVP-40W-[MC PC]-2/50K | Indoor Retrofit Kit | Linear Ambient | Retrofit Kits for Direct Linear Ambient Luminaires | Standard | FALSE | [9 empty] | 42796 |  |  | Yes |  | 4.1 | 5220.1 | 130.5 | 40 | 10 | 0.95 | 5000 | 80
PBQMW8AY | Aimlite Lighting Products | AimLite | RETVP-40W-[MC PC]-8/50K | Indoor Retrofit Kit | Linear Ambient | Retrofit Kits for Direct Linear Ambient Luminaires | Standard | FALSE | [9 empty] | 42796 |  |  | Yes | Tested in Brandon housing model MX486 | 4.1 | 4853.2 | 121.3 | 40 | 10 | 0.95 | 5000 | 80
PYVVEP6D | Aimlite Lighting Products | AimLite | RETVP-40W-[MC PC]-2/40K | Indoor Retrofit Kit | Linear Ambient | Retrofit Kits for Direct Linear Ambient Luminaires | Standard | FALSE | [9 empty] | 42796 |  |  | Yes |  | 4.1 | 5000 | 125 | 40 | 10 | 0.95 | 4000 | 80
P77DK8UC | Aimlite Lighting Products | AimLite | RETVP-40W-[MC PC]-8/40K | Indoor Retrofit Kit | Linear Ambient | Retrofit Kits for Direct Linear Ambient Luminaires | Standard | FALSE | [9 empty] | 42796 |  |  | Yes | Tested in Brandon housing model MX486 | 4.1 | 4700 | 117.5 | 40 | 10 | 0.95 | 4000 | 80
PVNNDHHT | Stanpro Lighting Systems Inc. | Stanpro | RKTVT-40W-[MC PC]-H/30K | Indoor Retrofit Kit | Linear Ambient | Retrofit Kits for Direct Linear Ambient Luminaires | Standard | TRUE | 4505.1 | 112.77 | 39.95 | 4.87 | 0.9549 | 3063 | 82.6 | 5 | 50000 | 42796 |  |  | Yes | Tested in Brandon housing model MX486 | 4.1 | 4505.2 | 112.6 | 40 | 10 | 0.95 | 3000 | 80
PCRDPNTD | Stanpro Lighting Systems Inc. | Stanpro | RKTVT-40W-[MC PC]W/30K | Indoor Retrofit Kit | Linear Ambient | Retrofit Kits for Direct Linear Ambient Luminaires | Standard | TRUE | 4813.6 | 118.07 | 40.77 | 17.77 | 0.9502 | 3070 | 82.7 | 5 | 50000 | 42796 |  |  | Yes |  | 4.1 | 4813.6 | 120.3 | 40 | 10 | 0.95 | 3000 | 80
PY2PT5H4 | Stanpro Lighting Systems Inc. | Stanpro | RKTVT-40W-[MC PC]-W/50K | Indoor Retrofit Kit | Linear Ambient | Retrofit Kits for Direct Linear Ambient Luminaires | Standard | FALSE | [9 empty] | 42796 |  |  | Yes |  | 4.1 | 5220.1 | 130.5 | 40 | 10 | 0.95 | 5000 | 80
P6Q5ZQ9D | Stanpro Lighting Systems Inc. | Stanpro | RKTVT-40W-[MC PC]-H/50K | Indoor Retrofit Kit | Linear Ambient | Retrofit Kits for Direct Linear Ambient Luminaires | Standard | FALSE | [9 empty] | 42796 |  |  | Yes | Tested in Brandon housing model MX486 | 4.1 | 4853.2 | 121.3 | 40 | 10 | 0.95 | 5000 | 80
PQTTPQW9 | Stanpro Lighting Systems Inc. | Stanpro | RKTVT-40W-[MC PC]-W/40K | Indoor Retrofit Kit | Linear Ambient | Retrofit Kits for Direct Linear Ambient Luminaires | Standard | FALSE | [9 empty] | 42796 |  |  | Yes |  | 4.1 | 5000 | 125 | 40 | 10 | 0.95 | 4000 | 80
PGYD2H52 | Stanpro Lighting Systems Inc. | Stanpro | RKTVT-40W-[MC PC]-H/40K | Indoor Retrofit Kit | Linear Ambient | Retrofit Kits for Direct Linear Ambient Luminaires | Standard | FALSE | [9 empty] | 42796 |  |  | Yes | Tested in Brandon housing model MX486 | 4.1 | 4700 | 117.5 | 40 | 10 | 0.95 | 4000 | 80
PJ7EUVB3 | Eaton (formerly Cooper Lighting) | Corelite | RZL-NN-3L35-1[All Wiring]-UNV-[All Suspension][All Power Feed][All Suspension Length]-[All Ceiling Type]-4-STD-[Blank or SV]-[All Finish] | Indoor Luminaires | Linear Ambient | Direct Linear Ambient Luminaires | Standard | TRUE | 5493 | 106 | 51.8 | 15.7 | 0.963 | 3893 | 82.4 | 5 | 50000 | 42796 |  |  | Yes |  | 4.1 | 5493 | 106 | 51.8 | 0.08 | 1 | 3500 | 82.1
P51GPBMD | Cyber Tech Lighting | Eco-Star | C4804-LED/830 | Indoor Luminaires | Linear Ambient | Direct Linear Ambient Luminaires | Premium | TRUE | 4757.2 | 127.15 | 37.41 | 19.58 | 0.9654 | 3051 | 85 | 5 | 50000 | 42794 | Dimmable | Continuous Below 10 | No |  | 4.1 | 4680 | 130 | 36 | 10 | 0.9 | 3000 | 80
P6DWJVF2 | Cyber Tech Lighting | Eco-Star | C4804-LED/850 | Indoor Luminaires | Linear Ambient | Direct Linear Ambient Luminaires | Premium | FALSE | [9 empty] | 42794 | Dimmable | Continuous Below 10 | No |  | 4.1 | 4680 | 130 | 36 | 10 | 0.9 | 5000 | 80
PC36WSG2 | Cyber Tech Lighting | Eco-Star | C4804-LED/840 | Indoor Luminaires | Linear Ambient | Direct Linear Ambient Luminaires | Premium | FALSE | [9 empty] | 42794 | Dimmable | Continuous Below 10 | No |  | 4.1 | 4680 | 130 | 36 | 10 | 0.9 | 4000 | 80
PHK2CGCZ | Aleo Lighting Inc. | Aleo Lighting Inc | LLS-4HE-25/850 G3 | Indoor Luminaires | Linear Ambient | Direct Linear Ambient Luminaires | Premium | TRUE | 3320.81 | 133.96 | 24.79 | 9.5 | 0.998 | 5166 | 84.61 | 5 | 50000 | 42794 | Dimmable | Continuous Below 10 | No |  | 4.1 | 3350 | 134 | 25 | 10 | 0.9 | 5000 | 80
PCAW7JA9 | Aleo Lighting Inc. | Aleo Lighting Inc | LLS-4HE-25/835 G3 | Indoor Luminaires | Linear Ambient | Direct Linear Ambient Luminaires | Premium | TRUE | 3232 | 131.93 | 24.498 | 9.5 | 0.9508 | 3453 | 84.1 | 5 | 50000 | 42794 | Dimmable | Continuous Below 10 | No |  | 4.1 | 3300 | 132 | 25 | 10 | 0.9 | 3500 | 80
PWDHCKQA | Aleo Lighting Inc. | Aleo Lighting Inc | LLS-8HE-52/850 XE G3 | Indoor Luminaires | Linear Ambient | Direct Linear Ambient Luminaires | Premium | FALSE | [9 empty] | 42794 | Dimmable | Continuous Below 10 | No |  | 4.1 | 6968 | 134 | 52 | 10 | 0.9 | 5000 | 80
PYWAPQ83 | Aleo Lighting Inc. | Aleo Lighting Inc | LLS-4HE-25/850 XE G3 | Indoor Luminaires | Linear Ambient | Direct Linear Ambient Luminaires | Premium | FALSE | [9 empty] | 42794 | Dimmable | Continuous Below 10 | No |  | 4.1 | 3350 | 134 | 25 | 10 | 0.9 | 5000 | 80
P64ZDJZZ | Aleo Lighting Inc. | Aleo Lighting Inc | LLS-8HE-52/840 XE G3 | Indoor Luminaires | Linear Ambient | Direct Linear Ambient Luminaires | Premium | FALSE | [9 empty] | 42794 | Dimmable | Continuous Below 10 | No |  | 4.1 | 6916 | 133 | 52 | 10 | 0.9 | 4000 | 80
PKAWQTMQ | Aleo Lighting Inc. | Aleo Lighting Inc | LLS-4HE-25/840 XE G3 | Indoor Luminaires | Linear Ambient | Direct Linear Ambient Luminaires | Premium | FALSE | [9 empty] | 42794 | Dimmable | Continuous Below 10 | No |  | 4.1 | 3325 | 133 | 25 | 10 | 0.9 | 4000 | 80
PHTPA3A4 | Aleo Lighting Inc. | Aleo Lighting Inc | LLS-8HE-52/835 XE G3 | Indoor Luminaires | Linear Ambient | Direct Linear Ambient Luminaires | Premium | FALSE | [9 empty] | 42794 | Dimmable | Continuous Below 10 | No |  | 4.1 | 6864 | 132 | 52 | 10 | 0.9 | 3500 | 80
PZ7PH3AD | Aleo Lighting Inc. | Aleo Lighting Inc | LLS-4HE-25/835 XE G3 | Indoor Luminaires | Linear Ambient | Direct Linear Ambient Luminaires | Premium | FALSE | [9 empty] | 42794 | Dimmable | Continuous Below 10 | No |  | 4.1 | 3300 | 132 | 25 | 10 | 0.9 | 3500 | 80
P5UKPWRT | Philips Day-Brite | Philips Day-Brite | FSSEZ440L835-UNV | Indoor Luminaires | Linear Ambient | Direct Linear Ambient Luminaires | Standard | TRUE | 3541.4 | 111.02 | 31.9 | 19.38 | 0.8774 | 3481 | 82.5 | 5 | 50000 | 42793 | Not Dimmable | Not Dimmable | No |  | 4.1 | 3578.96 | 111.49 | 32.1 | 20 | 0.87 | 3500 | 80
PVX217M4 | Philips Day-Brite | Philips Day-Brite | FSSEZ440L840-UNV | Indoor Luminaires | Linear Ambient | Direct Linear Ambient Luminaires | Standard | FALSE | [9 empty] | 42793 | Not Dimmable | Not Dimmable | No |  | 4.1 | 3652 | 113.77 | 32.1 | 20 | 0.87 | 4000 | 80
P4SYSSJR | Litetronics International | LITETRONICS | RF16UQT130CDL | Indoor Retrofit Kit | Linear Ambient | Retrofit Kits for Direct Linear Ambient Luminaires | Standard | TRUE | 2296.24 | 144.47 | 15.89 | 9.4 | 0.955 | 3049 | 82.9 | 5 | 50000 | 42793 | Dimmable | Continuous Below 10 | No |  | 4.1 | 2200 | 137.5 | 16 | 9.4 | 0.95 | 3000 | 83
PZ69QYJB | Litetronics International | LITETRONICS | RF32UQT130CDL | Indoor Retrofit Kit | Linear Ambient | Retrofit Kits for Direct Linear Ambient Luminaires | Standard | TRUE | 4521.05 | 143.93 | 31.41 | 11.9 | 0.951 | 3050 | 82.9 | 5 | 50000 | 42793 | Dimmable | Continuous Below 10 | No |  | 4.1 | 4400 | 137.5 | 32 | 11.9 | 0.95 | 3000 | 83
P68V4HW7 | Litetronics International | LITETRONICS | RF32UQT150CDL | Indoor Retrofit Kit | Linear Ambient | Retrofit Kits for Direct Linear Ambient Luminaires | Standard | FALSE | [9 empty] | 42793 | Dimmable | Continuous Below 10 | No |  | 4.1 | 4400 | 137.5 | 32 | 11.9 | 0.95 | 5000 | 83
PT1Q4V64 | Litetronics International | LITETRONICS | RF16UQT150CDL | Indoor Retrofit Kit | Linear Ambient | Retrofit Kits for Direct Linear Ambient Luminaires | Standard | FALSE | [9 empty] | 42793 | Dimmable | Continuous Below 10 | No |  | 4.1 | 2200 | 137.5 | 16 | 9.4 | 0.95 | 5000 | 83
P2N9A18Q | Litetronics International | LITETRONICS | RF32UQT140CDL | Indoor Retrofit Kit | Linear Ambient | Retrofit Kits for Direct Linear Ambient Luminaires | Standard | FALSE | [9 empty] | 42793 | Dimmable | Continuous Below 10 | No |  | 4.1 | 4400 | 137.5 | 32 | 11.9 | 0.95 | 4000 | 83
PM89WASP | Litetronics International | LITETRONICS | RF16UQT140CDL | Indoor Retrofit Kit | Linear Ambient | Retrofit Kits for Direct Linear Ambient Luminaires | Standard | FALSE | [9 empty] | 42793 | Dimmable | Continuous Below 10 | No |  | 4.1 | 2200 | 137.5 | 16 | 9.4 | 0.95 | 4000 | 83
PDEBCPM4 | Litetronics International | LITETRONICS | RF32UQT135CDL | Indoor Retrofit Kit | Linear Ambient | Retrofit Kits for Direct Linear Ambient Luminaires | Standard | FALSE | [9 empty] | 42793 | Dimmable | Continuous Below 10 | No |  | 4.1 | 4400 | 137.5 | 32 | 11.9 | 0.95 | 3500 | 83
PE6WXEKG | Litetronics International | LITETRONICS | RF16UQT135CDL | Indoor Retrofit Kit | Linear Ambient | Retrofit Kits for Direct Linear Ambient Luminaires | Standard | FALSE | [9 empty] | 42793 | Dimmable | Continuous Below 10 | No |  | 4.1 | 2200 | 137.5 | 16 | 9.4 | 0.95 | 3500 | 83
PK4FZXN8 | Stanpro Lighting Systems Inc. | Stanpro | VTE4-LS3-H/30K | Indoor Luminaires | Linear Ambient | Direct Linear Ambient Luminaires | Standard | TRUE | 4978.7 | 126.14 | 39.47 | 4.21 | 0.9654 | 3079 | 83.1 | 5 | 50000 | 42793 | Dimmable | Continuous Below 10 | Yes |  | 4.1 | 4978.7 | 124.46 | 40 | 10 | 0.95 | 3000 | 80
PXNDSZ3E | Stanpro Lighting Systems Inc. | Stanpro | VTE4-LS4-H/30K | Indoor Luminaires | Linear Ambient | Direct Linear Ambient Luminaires | Standard | TRUE | 7715.4 | 128.33 | 60.12 | 11.62 | 0.9619 | 3087 | 83.1 | 5 | 50000 | 42793 | Dimmable | Continuous Below 10 | Yes |  | 4.1 | 7715.4 | 128.59 | 60 | 10 | 0.95 | 3000 | 80
PR5NU3T3 | Stanpro Lighting Systems Inc. | Stanpro | VTE4-LS4-H/50K | Indoor Luminaires | Linear Ambient | Direct Linear Ambient Luminaires | Standard | FALSE | [9 empty] | 42793 | Dimmable | Continuous Below 10 | Yes |  | 4.1 | 8175.6 | 136.26 | 60 | 10 | 0.95 | 5000 | 80
P2K6N868 | Stanpro Lighting Systems Inc. | Stanpro | VTE4-LS3-H/50K | Indoor Luminaires | Linear Ambient | Direct Linear Ambient Luminaires | Standard | FALSE | [9 empty] | 42793 | Dimmable | Continuous Below 10 | Yes |  | 4.1 | 5459.8 | 136.49 | 40 | 10 | 0.95 | 5000 | 80
PUVDHJA2 | Stanpro Lighting Systems Inc. | Stanpro | VTE4-LS4-H/40K | Indoor Luminaires | Linear Ambient | Direct Linear Ambient Luminaires | Standard | FALSE | [9 empty] | 42793 | Dimmable | Continuous Below 10 | Yes |  | 4.1 | 7900 | 131.66 | 60 | 10 | 0.95 | 4000 | 80
P8YGJQJV | Stanpro Lighting Systems Inc. | Stanpro | VTE4-LS3-H/40K | Indoor Luminaires | Linear Ambient | Direct Linear Ambient Luminaires | Standard | FALSE | [9 empty] | 42793 | Dimmable | Continuous Below 10 | Yes |  | 4.1 | 5200 | 130 | 40 | 10 | 0.95 | 4000 | 80
P8B8V99Z | Vastino LED Lighting(Shenzhen)Co.Ltd | Vastino | YRSL-5012130-001 | Indoor Luminaires | Linear Ambient | Direct Linear Ambient Luminaires | Premium | TRUE | 6503 | 129.54 | 50.2007 | 11.59 | 0.9586 | 2907 | 80.7 | 5 | 50000 | 42793 | Not Dimmable | Not Dimmable | No |  | 4.1 | 6503 | 129.54 | 50.2 | 11.59 | 0.96 | 3000 | 80.7
PJS6BUZY | Vastino LED Lighting(Shenzhen)Co.Ltd | Vastino | YRSL-4012130-001 | Indoor Luminaires | Linear Ambient | Direct Linear Ambient Luminaires | Premium | TRUE | 5243.2 | 133.65 | 39.23 | 10.59 | 0.9524 | 2954 | 81.8 | 5 | 50000 | 42793 | Not Dimmable | Not Dimmable | No |  | 4.1 | 5243.2 | 133.65 | 39.23 | 10.59 | 0.95 | 3000 | 81.8
PSGEYC93 | Vastino LED Lighting(Shenzhen)Co.Ltd | Vastino | YRSL-4012150-001 | Indoor Luminaires | Linear Ambient | Direct Linear Ambient Luminaires | Premium | FALSE | [9 empty] | 42793 | Not Dimmable | Not Dimmable | No |  | 4.1 | 5447 | 136.78 | 39.82 | 11.61 | 0.95 | 5000 | 84.4
P75AZFYC | Vastino LED Lighting(Shenzhen)Co.Ltd | Vastino | YRSL-5012150-001 | Indoor Luminaires | Linear Ambient | Direct Linear Ambient Luminaires | Premium | FALSE | [9 empty] | 42793 | Not Dimmable | Not Dimmable | No |  | 4.1 | 6708 | 132.59 | 50.59 | 11.99 | 0.95 | 5000 | 81.2
P9QDMKYS | Vastino LED Lighting(Shenzhen)Co.Ltd | Vastino | YRSL-5012145-001 | Indoor Luminaires | Linear Ambient | Direct Linear Ambient Luminaires | Premium | FALSE | [9 empty] | 42793 | Not Dimmable | Not Dimmable | No |  | 4.1 | 6656.75 | 132.08 | 50.4 | 11.59 | 0.97 | 4500 | 81.8
PBTS7HQA | Vastino LED Lighting(Shenzhen)Co.Ltd | Vastino | YRSL-4012145-001 | Indoor Luminaires | Linear Ambient | Direct Linear Ambient Luminaires | Premium | FALSE | [9 empty] | 42793 | Not Dimmable | Not Dimmable | No |  | 4.1 | 5396.05 | 136.51 | 39.53 | 10.59 | 0.97 | 4500 | 81.8
PABNRRPH | Vastino LED Lighting(Shenzhen)Co.Ltd | Vastino | YRSL-5012140-001 | Indoor Luminaires | Linear Ambient | Direct Linear Ambient Luminaires | Premium | FALSE | [9 empty] | 42793 | Not Dimmable | Not Dimmable | No |  | 4.1 | 6605.5 | 131.06 | 50.4 | 11.59 | 0.97 | 4000 | 81.8
PB7CJ756 | Vastino LED Lighting(Shenzhen)Co.Ltd | Vastino | YRSL-4012140-001 | Indoor Luminaires | Linear Ambient | Direct Linear Ambient Luminaires | Premium | FALSE | [9 empty] | 42793 | Not Dimmable | Not Dimmable | No |  | 4.1 | 5345.1 | 135.22 | 39.53 | 10.59 | 0.97 | 4000 | 81.8
P7EKTJKK | Vastino LED Lighting(Shenzhen)Co.Ltd | Vastino | YRSL-5012135-001 | Indoor Luminaires | Linear Ambient | Direct Linear Ambient Luminaires | Premium | FALSE | [9 empty] | 42793 | Not Dimmable | Not Dimmable | No |  | 4.1 | 6554.25 | 130.06 | 50.4 | 11.59 | 0.97 | 3500 | 81.8
P8E9Y2FS | Vastino LED Lighting(Shenzhen)Co.Ltd | Vastino | YRSL-4012135-001 | Indoor Luminaires | Linear Ambient | Direct Linear Ambient Luminaires | Premium | FALSE | [9 empty] | 42793 | Not Dimmable | Not Dimmable | No |  | 4.1 | 5294.15 | 133.94 | 39.53 | 10.59 | 0.97 | 3500 | 81.8
PCQ9PN31 | Philips Day-Brite | Philips Day-Brite | FSW440L850-UNV-DIM-(_LSXR10 DAYOCC) | Indoor Luminaires | Linear Ambient | Direct Linear Ambient Luminaires | Standard | TRUE | 3847.3 | 124.51 | 30.9 | 22.2 | 0.942 | 5082 | 82.88 | 5 | 50000 | 42790 |  |  | Yes |  | 4.1 | 3903.65 | 121.99 | 32 | 20 | 0.9 | 5000 | 80
PF8SW6MQ | Philips Day-Brite | Philips Day-Brite | FSW455L830-UNV-DIM-EMLED | Indoor Luminaires | Linear Ambient | Direct Linear Ambient Luminaires | Standard | TRUE | 5178.2 | 110.41 | 46.9 | 22.2 | 0.942 | 3018 | 81.53 | 5 | 50000 | 42790 |  |  | No |  | 4.1 | 5072.05 | 105.01 | 48.3 | 20 | 0.9 | 3000 | 80
PDXYR18A | Philips Day-Brite | Philips Day-Brite | FSW440L830-UNV-DIM-(_LSXR10 DAYOCC) | Indoor Luminaires | Linear Ambient | Direct Linear Ambient Luminaires | Standard | TRUE | 3715.1 | 118.69 | 31.3 | 22.2 | 0.942 | 3107 | 82.14 | 5 | 50000 | 42790 |  |  | Yes |  | 4.1 | 3671.75 | 114.74 | 32 | 20 | 0.9 | 3000 | 80
PK87DHSY | Philips Day-Brite | Philips Day-Brite | FSW8140L850-UNV-(DIMDALI)-(_LSXR10 DAYOCC) | Indoor Luminaires | Linear Ambient | Direct Linear Ambient Luminaires | Standard | FALSE | [9 empty] | 42790 |  |  | Yes |  | 4.1 | 13558.24 | 113.74 | 119.2 | 20 | 0.9 | 5000 | 80
PVB1RDZE | Philips Day-Brite | Philips Day-Brite | FSW8140L850-347-(DIMDALI)-(_LSXR10 DAYOCC) | Indoor Luminaires | Linear Ambient | Direct Linear Ambient Luminaires | Standard | FALSE | [9 empty] | 42790 |  |  | Yes |  | 4.1 | 13558 | 105.92 | 128 | 20 | 0.9 | 5000 | 80
PJB9W248 | Philips Day-Brite | Philips Day-Brite | FSW8110L850-UNV-(DIMDALISDIM)-(_LSXR10 DAYOCC) | Indoor Luminaires | Linear Ambient | Direct Linear Ambient Luminaires | Standard | FALSE | [9 empty] | 42790 |  |  | Yes |  | 4.1 | 10784.78 | 119.83 | 90 | 20 | 0.9 | 5000 | 80
P84Z9HSU | Philips Day-Brite | Philips Day-Brite | FSW8110L850-347-(DIMDALIXDIM)-(_LSXR10 DAYOCC) | Indoor Luminaires | Linear Ambient | Direct Linear Ambient Luminaires | Standard | FALSE | [9 empty] | 42790 |  |  | Yes |  | 4.1 | 10784.78 | 110.27 | 97.8 | 20 | 0.9 | 5000 | 80
PZVQSFKG | Philips Day-Brite | Philips Day-Brite | FSW880L850-347-DIM-(_LSXR10 DAYOCC) | Indoor Luminaires | Linear Ambient | Direct Linear Ambient Luminaires | Standard | FALSE | [9 empty] | 42790 |  |  | Yes |  | 4.1 | 7807.3 | 114.81 | 68 | 20 | 0.9 | 5000 | 80
PMTQA1ZP | Philips Day-Brite | Philips Day-Brite | FSW880L850-UNV-DIM-(_LSXR10 DAYOCC) | Indoor Luminaires | Linear Ambient | Direct Linear Ambient Luminaires | Standard | FALSE | [9 empty] | 42790 |  |  | Yes |  | 4.1 | 7807.3 | 121.99 | 64 | 20 | 0.9 | 5000 | 80
P34FDH9D | Philips Day-Brite | Philips Day-Brite | FSW470L850-UNV-(DIMDALI)-(_LSXR10 DAYOCC) | Indoor Luminaires | Linear Ambient | Direct Linear Ambient Luminaires | Standard | FALSE | [9 empty] | 42790 |  |  | Yes |  | 4.1 | 6779.12 | 113.74 | 59.6 | 20 | 0.9 | 5000 | 80
P589TMA5 | Philips Day-Brite | Philips Day-Brite | FSW470L850-347-(DIMDALI)-(_LSXR10 DAYOCC) | Indoor Luminaires | Linear Ambient | Direct Linear Ambient Luminaires | Standard | FALSE | [9 empty] | 42790 |  |  | Yes |  | 4.1 | 6779 | 105.92 | 64 | 20 | 0.9 | 5000 | 80
PTHT3YPD | Philips Day-Brite | Philips Day-Brite | FSW455L850-UNV-(DIMDALISDIM)-(_LSXR10 DAYOCC) | Indoor Luminaires | Linear Ambient | Direct Linear Ambient Luminaires | Standard | FALSE | [9 empty] | 42790 |  |  | Yes |  | 4.1 | 5392.39 | 119.83 | 45 | 20 | 0.9 | 5000 | 80
PQGRYVA9 | Philips Day-Brite | Philips Day-Brite | FSW455L850-347-(DIMDALIXDIM)-(_LSXR10 DAYOCC) | Indoor Luminaires | Linear Ambient | Direct Linear Ambient Luminaires | Standard | FALSE | [9 empty] | 42790 |  |  | Yes |  | 4.1 | 5392.39 | 110.27 | 48.9 | 20 | 0.9 | 5000 | 80
PXPUTRNY | Philips Day-Brite | Philips Day-Brite | FSW440L850-347-DIM-(_LSXR10 DAYOCC) | Indoor Luminaires | Linear Ambient | Direct Linear Ambient Luminaires | Standard | FALSE | [9 empty] | 42790 |  |  | Yes |  | 4.1 | 3903.65 | 114.81 | 34 | 20 | 0.9 | 5000 | 80
PT4BK7H7 | Philips Day-Brite | Philips Day-Brite | FSW220L850-UNV-DIM-(_LSXR10) | Indoor Luminaires | Linear Ambient | Direct Linear Ambient Luminaires | Standard | FALSE | [9 empty] | 42790 |  |  | Yes |  | 4.1 | 1922.03 | 111.1 | 17.3 | 20 | 0.9 | 5000 | 80
PP25JT71 | Philips Day-Brite | Philips Day-Brite | FSW8140L850-UNV-DIM-EMLED | Indoor Luminaires | Linear Ambient | Direct Linear Ambient Luminaires | Standard | FALSE | [9 empty] | 42790 |  |  | No |  | 4.1 | 13558.24 | 107.26 | 126.4 | 20 | 0.9 | 5000 | 80
PSMHVHME | Philips Day-Brite | Philips Day-Brite | FSW8110L850-UNV-DIM-EMLED | Indoor Luminaires | Linear Ambient | Direct Linear Ambient Luminaires | Standard | FALSE | [9 empty] | 42790 |  |  | No |  | 4.1 | 10784.78 | 111.64 | 96.6 | 20 | 0.9 | 5000 | 80
PF3KHAVC | Philips Day-Brite | Philips Day-Brite | FSW880L850-UNV-DIM-EMLED | Indoor Luminaires | Linear Ambient | Direct Linear Ambient Luminaires | Standard | FALSE | [9 empty] | 42790 |  |  | No |  | 4.1 | 7807.3 | 111.53 | 70 | 20 | 0.9 | 5000 | 80
PGN8T7Y8 | Philips Day-Brite | Philips Day-Brite | FSW470L850-UNV-DIM-EMLED | Indoor Luminaires | Linear Ambient | Direct Linear Ambient Luminaires | Standard | FALSE | [9 empty] | 42790 |  |  | No |  | 4.1 | 6779.12 | 107.26 | 63.2 | 20 | 0.9 | 5000 | 80
PUER7RRK | Philips Day-Brite | Philips Day-Brite | FSW455L850-UNV-DIM-EMLED | Indoor Luminaires | Linear Ambient | Direct Linear Ambient Luminaires | Standard | FALSE | [9 empty] | 42790 |  |  | No |  | 4.1 | 5392.39 | 111.64 | 48.3 | 20 | 0.9 | 5000 | 80
P9VF1832 | Philips Day-Brite | Philips Day-Brite | FSW440L850-UNV-DIM-EMLED | Indoor Luminaires | Linear Ambient | Direct Linear Ambient Luminaires | Standard | FALSE | [9 empty] | 42790 |  |  | No |  | 4.1 | 3903.65 | 111.53 | 35 | 20 | 0.9 | 5000 | 80
P1CMQ2AQ | Philips Day-Brite | Philips Day-Brite | FSW8140L840-UNV-(DIMDALI)-(_LSXR10 DAYOCC) | Indoor Luminaires | Linear Ambient | Direct Linear Ambient Luminaires | Standard | FALSE | [9 empty] | 42790 |  |  | Yes |  | 4.1 | 13424 | 112.62 | 119.2 | 20 | 0.9 | 4000 | 80
PP4DU2AC | Philips Day-Brite | Philips Day-Brite | FSW8110L840-347-(DIMDALIXDIM)-(_LSXR10 DAYOCC) | Indoor Luminaires | Linear Ambient | Direct Linear Ambient Luminaires | Standard | FALSE | [9 empty] | 42790 |  |  | Yes |  | 4.1 | 10678 | 109.18 | 97.8 | 20 | 0.9 | 4000 | 80
P73B7GW9 | Philips Day-Brite | Philips Day-Brite | FSW8110L840-UNV-(DIMDALISDIM)-(_LSXR10 DAYOCC) | Indoor Luminaires | Linear Ambient | Direct Linear Ambient Luminaires | Standard | FALSE | [9 empty] | 42790 |  |  | Yes |  | 4.1 | 10678 | 118.64 | 90 | 20 | 0.9 | 4000 | 80
P8Z4T6FF | Philips Day-Brite | Philips Day-Brite | FSW880L840-UNV-DIM-(_LSXR10 DAYOCC) | Indoor Luminaires | Linear Ambient | Direct Linear Ambient Luminaires | Standard | FALSE | [9 empty] | 42790 |  |  | Yes |  | 4.1 | 7730 | 120.78 | 64 | 20 | 0.9 | 4000 | 80
P3BY5NCB | Philips Day-Brite | Philips Day-Brite | FSW880L840-347-DIM-(_LSXR10 DAYOCC) | Indoor Luminaires | Linear Ambient | Direct Linear Ambient Luminaires | Standard | FALSE | [9 empty] | 42790 |  |  | Yes |  | 4.1 | 7730 | 113.68 | 68 | 20 | 0.9 | 4000 | 80
PW5URF1G | Philips Day-Brite | Philips Day-Brite | FSW470L840-UNV-(DIMDALI)-(_LSXR10 DAYOCC) | Indoor Luminaires | Linear Ambient | Direct Linear Ambient Luminaires | Standard | FALSE | [9 empty] | 42790 |  |  | Yes |  | 4.1 | 6712 | 112.62 | 59.6 | 20 | 0.9 | 4000 | 80
PXYDBRNW | Philips Day-Brite | Philips Day-Brite | FSW455L840-347-(DIMDALIXDIM)-(_LSXR10 DAYOCC) | Indoor Luminaires | Linear Ambient | Direct Linear Ambient Luminaires | Standard | FALSE | [9 empty] | 42790 |  |  | Yes |  | 4.1 | 5339 | 109.18 | 48.9 | 20 | 0.9 | 4000 | 80
P34PNEV4 | Philips Day-Brite | Philips Day-Brite | FSW455L840-UNV-(DIMDALISDIM)-(_LSXR10 DAYOCC) | Indoor Luminaires | Linear Ambient | Direct Linear Ambient Luminaires | Standard | FALSE | [9 empty] | 42790 |  |  | Yes |  | 4.1 | 5339 | 118.64 | 45 | 20 | 0.9 | 4000 | 80
PFV768ZC | Philips Day-Brite | Philips Day-Brite | FSW440L840-UNV-DIM-(_LSXR10 DAYOCC) | Indoor Luminaires | Linear Ambient | Direct Linear Ambient Luminaires | Standard | FALSE | [9 empty] | 42790 |  |  | Yes |  | 4.1 | 3865 | 120.78 | 32 | 20 | 0.9 | 4000 | 80
PBF7BHQY | Philips Day-Brite | Philips Day-Brite | FSW440L840-347-DIM-(_LSXR10 DAYOCC) | Indoor Luminaires | Linear Ambient | Direct Linear Ambient Luminaires | Standard | FALSE | [9 empty] | 42790 |  |  | Yes |  | 4.1 | 3865 | 113.68 | 34 | 20 | 0.9 | 4000 | 80
PCQQPJ5K | Philips Day-Brite | Philips Day-Brite | FSW220L840-UNV-DIM-(_LSXR10) | Indoor Luminaires | Linear Ambient | Direct Linear Ambient Luminaires | Standard | FALSE | [9 empty] | 42790 |  |  | Yes |  | 4.1 | 1903 | 110 | 17.3 | 20 | 0.9 | 4000 | 80
P9QVTTTT | Philips Day-Brite | Philips Day-Brite | FSW8140L840-UNV-DIM-EMLED | Indoor Luminaires | Linear Ambient | Direct Linear Ambient Luminaires | Standard | FALSE | [9 empty] | 42790 |  |  | No |  | 4.1 | 13424 | 106.2 | 126.4 | 20 | 0.9 | 4000 | 80
P9WGTNUW | Philips Day-Brite | Philips Day-Brite | FSW8110L840-UNV-DIM-EMLED | Indoor Luminaires | Linear Ambient | Direct Linear Ambient Luminaires | Standard | FALSE | [9 empty] | 42790 |  |  | No |  | 4.1 | 10678 | 110.54 | 96.6 | 20 | 0.9 | 4000 | 80
PRMZ3TGQ | Philips Day-Brite | Philips Day-Brite | FSW880L840-UNV-DIM-EMLED | Indoor Luminaires | Linear Ambient | Direct Linear Ambient Luminaires | Standard | FALSE | [9 empty] | 42790 |  |  | No |  | 4.1 | 7730 | 110.43 | 70 | 20 | 0.9 | 4000 | 80
PRYP6MXQ | Philips Day-Brite | Philips Day-Brite | FSW470L840-UNV-DIM-EMLED | Indoor Luminaires | Linear Ambient | Direct Linear Ambient Luminaires | Standard | FALSE | [9 empty] | 42790 |  |  | No |  | 4.1 | 6712 | 106.2 | 63.2 | 20 | 0.9 | 4000 | 80
P98KDUZK | Philips Day-Brite | Philips Day-Brite | FSW455L840-UNV-DIM-EMLED | Indoor Luminaires | Linear Ambient | Direct Linear Ambient Luminaires | Standard | FALSE | [9 empty] | 42790 |  |  | No |  | 4.1 | 5339 | 110.54 | 48.3 | 20 | 0.9 | 4000 | 80
PJTHGVCK | Philips Day-Brite | Philips Day-Brite | FSW440L840-UNV-DIM-EMLED | Indoor Luminaires | Linear Ambient | Direct Linear Ambient Luminaires | Standard | FALSE | [9 empty] | 42790 |  |  | No |  | 4.1 | 3865 | 110.43 | 35 | 20 | 0.9 | 4000 | 80
P4R8D99X | Philips Day-Brite | Philips Day-Brite | FSW8140L835-UNV-(DIMDALI)-(_LSXR10 DAYOCC) | Indoor Luminaires | Linear Ambient | Direct Linear Ambient Luminaires | Standard | FALSE | [9 empty] | 42790 |  |  | Yes |  | 4.1 | 13155.52 | 110.37 | 119.2 | 20 | 0.9 | 3500 | 80
PTPVSXM3 | Philips Day-Brite | Philips Day-Brite | FSW8110L835-347-(DIMDALIXDIM)-(_LSXR10 DAYOCC) | Indoor Luminaires | Linear Ambient | Direct Linear Ambient Luminaires | Standard | FALSE | [9 empty] | 42790 |  |  | Yes |  | 4.1 | 10464.44 | 107 | 97.8 | 20 | 0.9 | 3500 | 80
PRJNF24K | Philips Day-Brite | Philips Day-Brite | FSW8110L835-UNV-(DIMDALISDIM)-(_LSXR10 DAYOCC) | Indoor Luminaires | Linear Ambient | Direct Linear Ambient Luminaires | Standard | FALSE | [9 empty] | 42790 |  |  | Yes |  | 4.1 | 10464.44 | 116.27 | 90 | 20 | 0.9 | 3500 | 80
PE6W4DF1 | Philips Day-Brite | Philips Day-Brite | FSW880L835-UNV-DIM-(_LSXR10 DAYOCC) | Indoor Luminaires | Linear Ambient | Direct Linear Ambient Luminaires | Standard | FALSE | [9 empty] | 42790 |  |  | Yes |  | 4.1 | 7575.4 | 118.37 | 64 | 20 | 0.9 | 3500 | 80
P6V85ZNJ | Philips Day-Brite | Philips Day-Brite | FSW880L835-347-DIM-(_LSXR10 DAYOCC) | Indoor Luminaires | Linear Ambient | Direct Linear Ambient Luminaires | Standard | FALSE | [9 empty] | 42790 |  |  | Yes |  | 4.1 | 7575.4 | 111.4 | 68 | 20 | 0.9 | 3500 | 80
PV9CZBDK | Philips Day-Brite | Philips Day-Brite | FSW470L835-UNV-(DIMDALI)-(_LSXR10 DAYOCC) | Indoor Luminaires | Linear Ambient | Direct Linear Ambient Luminaires | Standard | FALSE | [9 empty] | 42790 |  |  | Yes |  | 4.1 | 6577.76 | 110.37 | 59.6 | 20 | 0.9 | 3500 | 80
P8CSWKTZ | Philips Day-Brite | Philips Day-Brite | FSW455L835-347-(DIMDALIXDIM)-(_LSXR10 DAYOCC) | Indoor Luminaires | Linear Ambient | Direct Linear Ambient Luminaires | Standard | FALSE | [9 empty] | 42790 |  |  | Yes |  | 4.1 | 5232.22 | 107 | 48.9 | 20 | 0.9 | 3500 | 80
P2PT3CAK | Philips Day-Brite | Philips Day-Brite | FSW455L835-UNV-(DIMDALISDIM)-(_LSXR10 DAYOCC) | Indoor Luminaires | Linear Ambient | Direct Linear Ambient Luminaires | Standard | FALSE | [9 empty] | 42790 |  |  | Yes |  | 4.1 | 5232.22 | 116.27 | 45 | 20 | 0.9 | 3500 | 80
P5VTBZX5 | Philips Day-Brite | Philips Day-Brite | FSW440L835-UNV-DIM-(_LSXR10 DAYOCC) | Indoor Luminaires | Linear Ambient | Direct Linear Ambient Luminaires | Standard | FALSE | [9 empty] | 42790 |  |  | Yes |  | 4.1 | 3787.7 | 118.37 | 32 | 20 | 0.9 | 3500 | 80
P3UJSMWG | Philips Day-Brite | Philips Day-Brite | FSW440L835-347-DIM-(_LSXR10 DAYOCC) | Indoor Luminaires | Linear Ambient | Direct Linear Ambient Luminaires | Standard | FALSE | [9 empty] | 42790 |  |  | Yes |  | 4.1 | 3787.7 | 111.4 | 34 | 20 | 0.9 | 3500 | 80
PW4JPW7Z | Philips Day-Brite | Philips Day-Brite | FSW220L835-UNV-DIM-(_LSXR10) | Indoor Luminaires | Linear Ambient | Direct Linear Ambient Luminaires | Standard | FALSE | [9 empty] | 42790 |  |  | Yes |  | 4.1 | 1864.94 | 107.8 | 17.3 | 20 | 0.9 | 3500 | 80
PJRXRSUV | Philips Day-Brite | Philips Day-Brite | FSW8110L835-UNV-DIM-EMLED | Indoor Luminaires | Linear Ambient | Direct Linear Ambient Luminaires | Standard | FALSE | [9 empty] | 42790 |  |  | No |  | 4.1 | 10464.44 | 108.33 | 96.6 | 20 | 0.9 | 3500 | 80
PKRNQ8ST | Philips Day-Brite | Philips Day-Brite | FSW880L835-UNV-DIM-EMLED | Indoor Luminaires | Linear Ambient | Direct Linear Ambient Luminaires | Standard | FALSE | [9 empty] | 42790 |  |  | No |  | 4.1 | 7575.4 | 108.22 | 70 | 20 | 0.9 | 3500 | 80
PCTKFH2P | Philips Day-Brite | Philips Day-Brite | FSW455L835-UNV-DIM-EMLED | Indoor Luminaires | Linear Ambient | Direct Linear Ambient Luminaires | Standard | FALSE | [9 empty] | 42790 |  |  | No |  | 4.1 | 5232.22 | 108.33 | 48.3 | 20 | 0.9 | 3500 | 80
PJ247ZFT | Philips Day-Brite | Philips Day-Brite | FSW440L835-UNV-DIM-EMLED | Indoor Luminaires | Linear Ambient | Direct Linear Ambient Luminaires | Standard | FALSE | [9 empty] | 42790 |  |  | No |  | 4.1 | 3787.7 | 108.22 | 35 | 20 | 0.9 | 3500 | 80
PVS75MZJ | Philips Day-Brite | Philips Day-Brite | FSW8140L830-UNV-(DIMDALI)-(_LSXR10 DAYOCC) | Indoor Luminaires | Linear Ambient | Direct Linear Ambient Luminaires | Standard | FALSE | [9 empty] | 42790 |  |  | Yes |  | 4.1 | 12752.8 | 106.99 | 119.2 | 20 | 0.9 | 3000 | 80
PUJ9NKG5 | Philips Day-Brite | Philips Day-Brite | FSW8110L830-UNV-(DIMDALISDIM)-(_LSXR10 DAYOCC) | Indoor Luminaires | Linear Ambient | Direct Linear Ambient Luminaires | Standard | FALSE | [9 empty] | 42790 |  |  | Yes |  | 4.1 | 10144.1 | 112.71 | 90 | 20 | 0.9 | 3000 | 80
PEYWRJCW | Philips Day-Brite | Philips Day-Brite | FSW8110L830-347-(DIM)-(_LSXR10 DAYOCC) | Indoor Luminaires | Linear Ambient | Direct Linear Ambient Luminaires | Standard | FALSE | [9 empty] | 42790 |  |  | Yes |  | 4.1 | 10144.1 | 107.92 | 94 | 20 | 0.9 | 3000 | 80
PZF84RY3 | Philips Day-Brite | Philips Day-Brite | FSW880L830-347-DIM-(_LSXR10 DAYOCC) | Indoor Luminaires | Linear Ambient | Direct Linear Ambient Luminaires | Standard | FALSE | [9 empty] | 42790 |  |  | Yes |  | 4.1 | 7343.5 | 107.99 | 68 | 20 | 0.9 | 3000 | 80
PK6RJ1D8 | Philips Day-Brite | Philips Day-Brite | FSW880L830-UNV-DIM-(_LSXR10 DAYOCC) | Indoor Luminaires | Linear Ambient | Direct Linear Ambient Luminaires | Standard | FALSE | [9 empty] | 42790 |  |  | Yes |  | 4.1 | 7343.5 | 114.74 | 64 | 20 | 0.9 | 3000 | 80
PQNV4FCC | Philips Day-Brite | Philips Day-Brite | FSW470L830-UNV-(DIMDALI)-(_LSXR10 DAYOCC) | Indoor Luminaires | Linear Ambient | Direct Linear Ambient Luminaires | Standard | FALSE | [9 empty] | 42790 |  |  | Yes |  | 4.1 | 6376.4 | 106.99 | 59.6 | 20 | 0.9 | 3000 | 80
PPNRDFU9 | Philips Day-Brite | Philips Day-Brite | FSW455L830-UNV-(DIMDALISDIM)-(_LSXR10 DAYOCC) | Indoor Luminaires | Linear Ambient | Direct Linear Ambient Luminaires | Standard | FALSE | [9 empty] | 42790 |  |  | Yes |  | 4.1 | 5072.05 | 112.71 | 45 | 20 | 0.9 | 3000 | 80
PHWZECGD | Philips Day-Brite | Philips Day-Brite | FSW455L830-347-(DIM)-(_LSXR10 DAYOCC) | Indoor Luminaires | Linear Ambient | Direct Linear Ambient Luminaires | Standard | FALSE | [9 empty] | 42790 |  |  | Yes |  | 4.1 | 5072.05 | 107.92 | 47 | 20 | 0.9 | 3000 | 80
P9PHRHW5 | Philips Day-Brite | Philips Day-Brite | FSW440L830-347-DIM-(_LSXR10 DAYOCC) | Indoor Luminaires | Linear Ambient | Direct Linear Ambient Luminaires | Standard | FALSE | [9 empty] | 42790 |  |  | Yes |  | 4.1 | 3671.75 | 107.99 | 34 | 20 | 0.9 | 3000 | 80
PGPSER3C | Philips Day-Brite | Philips Day-Brite | FSW8110L830-UNV-DIM-EMLED | Indoor Luminaires | Linear Ambient | Direct Linear Ambient Luminaires | Standard | FALSE | [9 empty] | 42790 |  |  | No |  | 4.1 | 10144.1 | 105.01 | 96.6 | 20 | 0.9 | 3000 | 80
PFH9MGD9 | Aimlite Lighting Products | AimLite | VPE4-LA3-8/30K | Indoor Luminaires | Linear Ambient | Direct Linear Ambient Luminaires | Standard | TRUE | 4978.7 | 126.14 | 39.47 | 4.21 | 0.9654 | 3079 | 83.1 | 5 | 50000 | 42790 | Dimmable | Continuous Below 10 | Yes |  | 4.1 | 4978.7 | 124.46 | 40 | 10 | 0.95 | 3000 | 80
P53S1KDF | Aimlite Lighting Products | AimLite | VPE4-LA4-8/30K | Indoor Luminaires | Linear Ambient | Direct Linear Ambient Luminaires | Standard | TRUE | 7715.4 | 128.33 | 60.12 | 11.62 | 0.9619 | 3087 | 83.1 | 5 | 50000 | 42790 | Dimmable | Continuous Below 10 | Yes |  | 4.1 | 7715.4 | 128.59 | 60 | 10 | 0.95 | 3000 | 80
PCWAE7JV | Aimlite Lighting Products | AimLite | VPE4-LA4-8/50K | Indoor Luminaires | Linear Ambient | Direct Linear Ambient Luminaires | Standard | FALSE | [9 empty] | 42790 | Dimmable | Continuous Below 10 | Yes |  | 4.1 | 8175.6 | 136.26 | 60 | 10 | 0.95 | 5000 | 80
PS7J7T4H | Aimlite Lighting Products | AimLite | VPE4-LA3-8/50K | Indoor Luminaires | Linear Ambient | Direct Linear Ambient Luminaires | Standard | FALSE | [9 empty] | 42790 | Dimmable | Continuous Below 10 | Yes |  | 4.1 | 5459.8 | 136.49 | 40 | 10 | 0.95 | 5000 | 80
PK562KTU | Aimlite Lighting Products | AimLite | VPE4-LA4-8/40K | Indoor Luminaires | Linear Ambient | Direct Linear Ambient Luminaires | Standard | FALSE | [9 empty] | 42790 | Dimmable | Continuous Below 10 | Yes |  | 4.1 | 7900 | 131.66 | 60 | 10 | 0.95 | 4000 | 80
P1644SVT | Aimlite Lighting Products | AimLite | VPE4-LA3-8/40K | Indoor Luminaires | Linear Ambient | Direct Linear Ambient Luminaires | Standard | FALSE | [9 empty] | 42790 | Dimmable | Continuous Below 10 | Yes |  | 4.1 | 5200 | 130 | 40 | 10 | 0.95 | 4000 | 80
PA8BGB9K | Acuity Brands Lighting | Lithonia Lighting | CDS L48 MVOLT DM 50K 80CRI XXXXXXX XX XXXX | Indoor Luminaires | Linear Ambient | Direct Linear Ambient Luminaires | Standard | TRUE | 4541 | 119.03 | 38.15 | 12.05 | 0.989 | 5154 | 86.28 | 5 | 50000 | 42790 | Dimmable | Continuous Below 10 | No |  | 4.1 | 4365.57 | 114.94 | 37.98 | 12.05 | 0.99 | 5000 | 80
PRTV693P | Acuity Brands Lighting | Lithonia Lighting | CDS L48 347V DM 35K 80CRI XXXXXXX XX XXXX | Indoor Luminaires | Linear Ambient | Direct Linear Ambient Luminaires | Standard | TRUE | 4245 | 104.43 | 40.65 | 12.05 | 0.989 | 3619 | 87.89 | 5 | 50000 | 42790 | Dimmable | Continuous Below 10 | No |  | 4.1 | 4146 | 101.99 | 40.65 | 12.05 | 0.99 | 3500 | 80
PWX82X89 | Acuity Brands Lighting | Lithonia Lighting | CDS L48 MVOLT DM 35K 80CRI XXXXXXX XX XXXX | Indoor Luminaires | Linear Ambient | Direct Linear Ambient Luminaires | Standard | TRUE | 4146 | 109.16 | 37.98 | 12.05 | 0.989 | 3612 | 87.87 | 5 | 50000 | 42790 | Dimmable | Continuous Below 10 | No |  | 4.1 | 4146 | 109.16 | 37.98 | 12.05 | 0.99 | 3500 | 80
PG7AXVV6 | Acuity Brands Lighting | Lithonia Lighting | CDS L48 347V DM 50K 80CRI XXXXXXX XX XXXX | Indoor Luminaires | Linear Ambient | Direct Linear Ambient Luminaires | Standard | FALSE | [9 empty] | 42790 | Dimmable | Continuous Below 10 | No |  | 4.1 | 4365.57 | 107.39 | 40.65 | 12.05 | 0.99 | 5000 | 80
PMJ2VUXZ | Acuity Brands Lighting | Lithonia Lighting | CDS L48 347V DM 40K 80CRI XXXXXXX XX XXXX | Indoor Luminaires | Linear Ambient | Direct Linear Ambient Luminaires | Standard | FALSE | [9 empty] | 42790 | Dimmable | Continuous Below 10 | No |  | 4.1 | 4210.58 | 103.58 | 40.65 | 12.05 | 0.99 | 4000 | 80
P989C25Q | Acuity Brands Lighting | Lithonia Lighting | CDS L48 MVOLT DM 40K 80CRI XXXXXXX XX XXXX | Indoor Luminaires | Linear Ambient | Direct Linear Ambient Luminaires | Standard | FALSE | [9 empty] | 42790 | Dimmable | Continuous Below 10 | No |  | 4.1 | 4210.58 | 110.86 | 37.98 | 12.05 | 0.99 | 4000 | 80
P96DQNPR | Jiangsu Ever-Tie Lighting Co. Ltd | Ever-tie | ETLSN-4FT/HL/23/YDM 5000K(A1A3+B3) | Indoor Luminaires | Linear Ambient | Direct Linear Ambient Luminaires | Premium | TRUE | 2988.57 | 130.2 | 22.954 | 10.6 | 0.9361 | 5156 | 84.51 | 5 | 50000 | 42790 | Dimmable | Continuous Below 10 | No |  | 4.1 | 3013 | 131 | 23 | 10 | 0.9 | 5000 | 80
PXV98U82 | Jiangsu Ever-Tie Lighting Co. Ltd | Ever-tie | ETLSN-4FT/HL/23/YDM 3500K(A1A3+B3) | Indoor Luminaires | Linear Ambient | Direct Linear Ambient Luminaires | Premium | TRUE | 2745.6 | 126.88 | 21.64 | 10.6 | 0.9361 | 3443 | 84 | 5 | 50000 | 42790 | Dimmable | Continuous Below 10 | No |  | 4.1 | 2921 | 127 | 23 | 10 | 0.9 | 3500 | 80
P3FF8MC9 | Jiangsu Ever-Tie Lighting Co. Ltd | Ever-tie | ETLSN-8FT/HL/46/YDM 5000K(A1A3+B3) | Indoor Luminaires | Linear Ambient | Direct Linear Ambient Luminaires | Premium | FALSE | [9 empty] | 42790 | Dimmable | Continuous Below 10 | No |  | 4.1 | 6026 | 131 | 46 | 10 | 0.9 | 5000 | 80
P8TB9KBM | Jiangsu Ever-Tie Lighting Co. Ltd | Ever-tie | ETLSN-8FT/HL/46/YDM 4000K(A1A3+B3) | Indoor Luminaires | Linear Ambient | Direct Linear Ambient Luminaires | Premium | FALSE | [9 empty] | 42790 | Dimmable | Continuous Below 10 | No |  | 4.1 | 5980 | 130 | 46 | 10 | 0.9 | 4000 | 80
PRRYKQNC | Jiangsu Ever-Tie Lighting Co. Ltd | Ever-tie | ETLSN-4FT/HL/23/YDM 4000K(A1A3+B3) | Indoor Luminaires | Linear Ambient | Direct Linear Ambient Luminaires | Premium | FALSE | [9 empty] | 42790 | Dimmable | Continuous Below 10 | No |  | 4.1 | 2990 | 130 | 23 | 10 | 0.9 | 4000 | 80
PW79U5ZU | Jiangsu Ever-Tie Lighting Co. Ltd | Ever-tie | ETLSN-8FT/HL/46/YDM 3500K(A1A3+B3) | Indoor Luminaires | Linear Ambient | Direct Linear Ambient Luminaires | Premium | FALSE | [9 empty] | 42790 | Dimmable | Continuous Below 10 | No |  | 4.1 | 5842 | 127 | 46 | 10 | 0.9 | 3500 | 80
PP7GYFCN | Jiangsu Ever-Tie Lighting Co. Ltd | Ever-tie | ETLSN-4FT/VH/32/YDM 3500K?A1A3+B3? | Indoor Luminaires | Linear Ambient | Direct Linear Ambient Luminaires | Premium | TRUE | 3811 | 128.28 | 29.71 | 9.7 | 0.9616 | 3448 | 84.1 | 5 | 50000 | 42789 | Dimmable | Continuous Below 10 | No |  | 4.1 | 4160 | 130 | 32 | 10 | 0.9 | 3500 | 80
PV2FRFYJ | Jiangsu Ever-Tie Lighting Co. Ltd | Ever-tie | ETLSN-8FT/VH/65/YDM 5000K?A1A3+B3? | Indoor Luminaires | Linear Ambient | Direct Linear Ambient Luminaires | Premium | FALSE | [8 empty] | 50000 | 42789 | Dimmable | Continuous Below 10 | No |  | 4.1 | 8645 | 133 | 65 | 10 | 0.9 | 5000 | 80
PFSGWJS1 | Jiangsu Ever-Tie Lighting Co. Ltd | Ever-tie | ETLSN-4FT/VH/32/YDM 5000K?A1A3+B3? | Indoor Luminaires | Linear Ambient | Direct Linear Ambient Luminaires | Premium | FALSE | [8 empty] | 50000 | 42789 | Dimmable | Continuous Below 10 | No |  | 4.1 | 4256 | 133 | 32 | 10 | 0.9 | 5000 | 80
PG9H97EH | Jiangsu Ever-Tie Lighting Co. Ltd | Ever-tie | ETLSN-8FT/VH/65/YDM 4000K?A1A3+B3? | Indoor Luminaires | Linear Ambient | Direct Linear Ambient Luminaires | Premium | FALSE | [8 empty] | 50000 | 42789 | Dimmable | Continuous Below 10 | No |  | 4.1 | 8580 | 132 | 65 | 10 | 0.9 | 4000 | 80
PHB51UUF | Jiangsu Ever-Tie Lighting Co. Ltd | Ever-tie | ETLSN-4FT/VH/32/YDM 4000K?A1A3+B3? | Indoor Luminaires | Linear Ambient | Direct Linear Ambient Luminaires | Premium | FALSE | [8 empty] | 50000 | 42789 | Dimmable | Continuous Below 10 | No |  | 4.1 | 4224 | 132 | 32 | 10 | 0.9 | 4000 | 80
PSNXPUQQ | Jiangsu Ever-Tie Lighting Co. Ltd | Ever-tie | ETLSN-8FT/VH/65/YDM 3500K?A1A3+B3? | Indoor Luminaires | Linear Ambient | Direct Linear Ambient Luminaires | Premium | FALSE | [8 empty] | 50000 | 42789 | Dimmable | Continuous Below 10 | No |  | 4.1 | 8450 | 130 | 65 | 10 | 0.9 | 3500 | 80
PGVC8XAE | Jiangsu Ever-Tie Lighting Co. Ltd | Ever-tie | ETLSN-2FT/BL/20/YDM 5000K (A1A3+B3) | Indoor Luminaires | Linear Ambient | Direct Linear Ambient Luminaires | Premium | TRUE | 2431.61 | 130.93 | 18.572 | 10.6 | 0.9348 | 5168 | 84.57 | 5 | 50000 | 42789 | Dimmable | Continuous Below 10 | No |  | 4.1 | 2620 | 131 | 20 | 10 | 0.9 | 5000 | 80
PX5T8F4N | Jiangsu Ever-Tie Lighting Co. Ltd | Ever-tie | ETLSN-2FT/BL/20/YDM 3500K (A1A3+B3) | Indoor Luminaires | Linear Ambient | Direct Linear Ambient Luminaires | Premium | TRUE | 2347.9 | 126.82 | 18.513 | 10.6 | 0.9348 | 3446 | 84.07 | 5 | 50000 | 42789 | Dimmable | Continuous Below 10 | No |  | 4.1 | 2560 | 128 | 20 | 10 | 0.9 | 3500 | 80
PBFPPJAS | Jiangsu Ever-Tie Lighting Co. Ltd | Ever-tie | ETLSN-8FT/HL/38/YDM 3500K (A1A3+B3) | Indoor Luminaires | Linear Ambient | Direct Linear Ambient Luminaires | Premium | TRUE | 4741.5 | 128.89 | 36.79 | 9.7 | 0.9312 | 3436 | 84 | 5 | 50000 | 42789 | Dimmable | Continuous Below 10 | No |  | 4.1 | 4864 | 128 | 38 | 10 | 0.9 | 3500 | 80
PDUD3D7X | Jiangsu Ever-Tie Lighting Co. Ltd | Ever-tie | ETLSN-4FT/HL/18/YDM 5000K (A1A3+B3) | Indoor Luminaires | Linear Ambient | Direct Linear Ambient Luminaires | Premium | TRUE | 2342.36 | 131.43 | 17.822 | 11.2 | 0.9174 | 5118 | 84.44 | 5 | 50000 | 42789 | Dimmable | Continuous Below 10 | No |  | 4.1 | 2358 | 131 | 18 | 10 | 0.9 | 5000 | 80
PQN9SGYT | Jiangsu Ever-Tie Lighting Co. Ltd | Ever-tie | ETLSN-4FT/HL/18/YDM 3500K (A1A3+B3) | Indoor Luminaires | Linear Ambient | Direct Linear Ambient Luminaires | Premium | TRUE | 2293.2 | 127.57 | 17.98 | 11.2 | 0.9174 | 3437 | 84 | 5 | 50000 | 42789 | Dimmable | Continuous Below 10 | No |  | 4.1 | 2304 | 128 | 18 | 10 | 0.9 | 3500 | 80
PTNK7B1N | Jiangsu Ever-Tie Lighting Co. Ltd | Ever-tie | ETLSN-8FT/HL/38/YDM 5000K (A1A3+B3) | Indoor Luminaires | Linear Ambient | Direct Linear Ambient Luminaires | Premium | FALSE | [9 empty] | 42789 | Dimmable | Continuous Below 10 | No |  | 4.1 | 4978 | 131 | 38 | 10 | 0.9 | 5000 | 80
PNBG1R8F | Jiangsu Ever-Tie Lighting Co. Ltd | Ever-tie | ETLSN-8FT/HL/38/YDM 4000K (A1A3+B3) | Indoor Luminaires | Linear Ambient | Direct Linear Ambient Luminaires | Premium | FALSE | [9 empty] | 42789 | Dimmable | Continuous Below 10 | No |  | 4.1 | 4940 | 130 | 38 | 10 | 0.9 | 4000 | 80
PHYF5UUP | Jiangsu Ever-Tie Lighting Co. Ltd | Ever-tie | ETLSN-2FT/BL/20/YDM 4000K (A1A3+B3) | Indoor Luminaires | Linear Ambient | Direct Linear Ambient Luminaires | Premium | FALSE | [9 empty] | 42789 | Dimmable | Continuous Below 10 | No |  | 4.1 | 2600 | 130 | 20 | 10 | 0.9 | 4000 | 80
PS8HJK8P | Jiangsu Ever-Tie Lighting Co. Ltd | Ever-tie | ETLSN-4FT/HL/18/YDM 4000K (A1A3+B3) | Indoor Luminaires | Linear Ambient | Direct Linear Ambient Luminaires | Premium | FALSE | [9 empty] | 42789 | Dimmable | Continuous Below 10 | No |  | 4.1 | 2340 | 130 | 18 | 10 | 0.9 | 4000 | 80
PTVDD14U | Kili-LED Lighting Limited | Kili-LED Lighting Limited | VFO040(4000K)[Frosted Lens] | Indoor Luminaires | Linear Ambient | Direct Linear Ambient Luminaires | Premium | FALSE | 4853.51 | 127.14 | 38.174 | 17.7 | 0.909 | 3940 | 82.5 | 5 | 50000 | 42788 | Dimmable | Continuous Below 10 | Yes |  | 4.1 | 4900 | 127.14 | 38.2 | 0.2 | 0.9 | 4000 | 84
PQ5JDYNT | Kili-LED Lighting Limited | Kili-LED Lighting Limited | VFO040(5000K)[Frosted Lens][Non-Dimmable] | Indoor Luminaires | Linear Ambient | Direct Linear Ambient Luminaires | Premium | FALSE | [9 empty] | 42788 | Not Dimmable | Not Dimmable | No |  | 4.1 | 5100 | 131 | 39 | 0.2 | 0.9 | 5000 | 84
PBVBT4QV | Kili-LED Lighting Limited | Kili-LED Lighting Limited | VFO040(5000K)[Frosted Lens] | Indoor Luminaires | Linear Ambient | Direct Linear Ambient Luminaires | Premium | FALSE | [9 empty] | 42788 | Dimmable | Continuous Below 10 | Yes |  | 4.1 | 5100 | 131 | 39 | 0.2 | 0.9 | 5000 | 84
PSTA2UAN | Kili-LED Lighting Limited | Kili-LED Lighting Limited | VFO040(4000K)[Frosted Lens][Non-Dimmable] | Indoor Luminaires | Linear Ambient | Direct Linear Ambient Luminaires | Premium | FALSE | [9 empty] | 42788 | Not Dimmable | Not Dimmable | No |  | 4.1 | 4900 | 127.14 | 38.2 | 0.2 | 0.9 | 4000 | 84
PJD8R5ZB | Singbee | Singbee | SPL-20w-[44E]-35k[MVDIM1DIM2] | Indoor Luminaires | Linear Ambient | Direct Linear Ambient Luminaires | Standard | FALSE | [9 empty] | 42787 |  |  | No |  | 4.1 | 2316.88 | 119.55 | 19.38 | 9.53 | 0.9748 | 3500 | 85.4
PBNJFNZF | Singbee | Singbee | SPL-10w-[22E]-35k[MVDIM1DIM2] | Indoor Luminaires | Linear Ambient | Direct Linear Ambient Luminaires | Standard | FALSE | [9 empty] | 42787 |  |  | No |  | 4.1 | 1157.01 | 119.55 | 9.678 | 9.76 | 0.9743 | 3500 | 84.2
PZNQX8KB | ZhongShan Halcon Lighting & Electrical Co. Ltd | Halcon | HG-L202/DM-X-3000K | Indoor Luminaires | Linear Ambient | Direct Linear Ambient Luminaires | Standard | TRUE | 3873.2 | 108.8 | 35.6 | 13.16 | 0.921 | 2970 | 84.7 | 5 | 50000 | 42783 | Dimmable | Continuous Below 10 | No |  | 4.1 | 4400 | 110 | 40 | 10 | 0.9 | 3000 | 80
PM646D16 | ZhongShan Halcon Lighting & Electrical Co. Ltd | Halcon | HG-L202/DM-X-5000K | Indoor Luminaires | Linear Ambient | Direct Linear Ambient Luminaires | Standard | FALSE | [9 empty] | 42783 | Dimmable | Continuous Below 10 | No |  | 4.1 | 4400 | 110 | 40 | 10 | 0.9 | 5000 | 80
PMEA1SSA | ZhongShan Halcon Lighting & Electrical Co. Ltd | Halcon | HG-L202/DM-X-4500K | Indoor Luminaires | Linear Ambient | Direct Linear Ambient Luminaires | Standard | FALSE | [9 empty] | 42783 | Dimmable | Continuous Below 10 | No |  | 4.1 | 4400 | 110 | 40 | 10 | 0.9 | 4500 | 80
PGMV32FC | ZhongShan Halcon Lighting & Electrical Co. Ltd | Halcon | HG-L202/DM-X-4000K | Indoor Luminaires | Linear Ambient | Direct Linear Ambient Luminaires | Standard | FALSE | [9 empty] | 42783 | Dimmable | Continuous Below 10 | No |  | 4.1 | 4400 | 110 | 40 | 10 | 0.9 | 4000 | 80
PFHQAPD8 | ZhongShan Halcon Lighting & Electrical Co. Ltd | Halcon | HG-L202/DM-X-3500K | Indoor Luminaires | Linear Ambient | Direct Linear Ambient Luminaires | Standard | FALSE | [9 empty] | 42783 | Dimmable | Continuous Below 10 | No |  | 4.1 | 4400 | 110 | 40 | 10 | 0.9 | 3500 | 80
P000015IT | Philips Day-Brite | Philips Day Brite | OWL240L840-347-XXXX | Indoor Luminaires | Linear Ambient | Direct Linear Ambient Luminaires | Standard | FALSE | [9 empty] | 42782 |  |  | Yes |  | 4.1 | 3956 | 109.89 | 36 | 16 | 0.95 | 4000 | 80
P000015IS | Philips Day-Brite | Philips Day Brite | OWL230L835-347 | Indoor Luminaires | Linear Ambient | Direct Linear Ambient Luminaires | Standard | TRUE | 2928.5 | 110.51 | 26.5 | 22.4 | 0.939 | 3519 | 82.94 | 5 | 50000 | 42782 |  |  | Yes |  | 4.1 | 2928 | 112.62 | 26 | 22 | 0.94 | 3500 | 80
P000015IE | Philips Day-Brite | Philips Day Brite | OWL450L840-347 | Indoor Luminaires | Linear Ambient | Direct Linear Ambient Luminaires | Standard | FALSE | [9 empty] | 42782 |  |  | Yes |  | 4.1 | 4973 | 114.06 | 43.6 | 24 | 0.91 | 4000 | 80
P000015ID | Philips Day-Brite | Philips Day Brite | OWL470L835-347-DIM | Indoor Luminaires | Linear Ambient | Direct Linear Ambient Luminaires | Standard | FALSE | [9 empty] | 42782 |  |  | Yes |  | 4.1 | 6895 | 111.93 | 61.6 | 20 | 0.93 | 3500 | 80
P000015IC | Philips Day-Brite | Philips Day Brite | OWL450L835-347-XXXX | Indoor Luminaires | Linear Ambient | Direct Linear Ambient Luminaires | Standard | FALSE | [9 empty] | 42782 |  |  | Yes |  | 4.1 | 4874 | 111.79 | 43.6 | 24 | 0.91 | 3500 | 80
P000015IN | Philips Day-Brite | Philips Day Brite | OWL850L840-347-XXXX | Indoor Luminaires | Linear Ambient | Direct Linear Ambient Luminaires | Standard | FALSE | [9 empty] | 42782 |  |  | Yes |  | 4.1 | 9946 | 119.54 | 83.2 | 24 | 0.91 | 4000 | 80
P000015IW | Philips Day-Brite | Philips Day Brite | OWL230L840-347 | Indoor Luminaires | Linear Ambient | Direct Linear Ambient Luminaires | Standard | FALSE | [9 empty] | 42782 |  |  | Yes |  | 4.1 | 3012 | 115.85 | 26 | 22 | 0.94 | 4000 | 80
P000015IR | Philips Day-Brite | Philips Day Brite | OWL870L840-347-DIM | Indoor Luminaires | Linear Ambient | Direct Linear Ambient Luminaires | Standard | FALSE | [9 empty] | 42782 |  |  | Yes |  | 4.1 | 14072 | 118.05 | 119.2 | 20 | 0.93 | 4000 | 80
P000015IJ | Philips Day-Brite | Philips Day Brite | OWL470L840-347-DIM | Indoor Luminaires | Linear Ambient | Direct Linear Ambient Luminaires | Standard | FALSE | [9 empty] | 42782 |  |  | Yes |  | 4.1 | 7036 | 114.22 | 61.6 | 20 | 0.93 | 4000 | 80
P000015IV | Philips Day-Brite | Philips Day Brite | OWL230L840-UNV | Indoor Luminaires | Linear Ambient | Direct Linear Ambient Luminaires | Standard | FALSE | [9 empty] | 42782 |  |  | Yes |  | 4.1 | 3012 | 122.94 | 24.5 | 20 | 0.88 | 4000 | 80
P000015IL | Philips Day-Brite | Philips Day Brite | OWL850L840-UNV-XXXX | Indoor Luminaires | Linear Ambient | Direct Linear Ambient Luminaires | Standard | FALSE | [9 empty] | 42782 |  |  | Yes |  | 4.1 | 9946 | 125.58 | 79.2 | 19 | 0.88 | 4000 | 80
P000015IG | Philips Day-Brite | Philips Day Brite | OWL450L840-UNV-XXXX | Indoor Luminaires | Linear Ambient | Direct Linear Ambient Luminaires | Standard | FALSE | [9 empty] | 42782 |  |  | Yes |  | 4.1 | 4973 | 125.58 | 39.6 | 19 | 0.88 | 4000 | 80
P000015IP | Philips Day-Brite | Philips Day Brite | OWL870L840-UNV-DIM | Indoor Luminaires | Linear Ambient | Direct Linear Ambient Luminaires | Standard | FALSE | [9 empty] | 42782 |  |  | Yes |  | 4.1 | 14072 | 122.15 | 115.2 | 17 | 0.91 | 4000 | 80
P000015J7 | Philips Day-Brite | Philips Day Brite | OWL840L840-347-XXXX | Indoor Luminaires | Linear Ambient | Direct Linear Ambient Luminaires | Standard | FALSE | [9 empty] | 42782 |  |  | Yes |  | 4.1 | 8110 | 118.22 | 68.6 | 17 | 0.94 | 4000 | 80
P000015II | Philips Day-Brite | Philips Day Brite | OWL470L840-UNV-DIM | Indoor Luminaires | Linear Ambient | Direct Linear Ambient Luminaires | Standard | FALSE | [9 empty] | 42782 |  |  | Yes |  | 4.1 | 7036 | 122.15 | 57.6 | 17 | 0.91 | 4000 | 80
P000015J3 | Philips Day-Brite | Philips Day Brite | OWL440L840-347-XXXX | Indoor Luminaires | Linear Ambient | Direct Linear Ambient Luminaires | Standard | FALSE | [9 empty] | 42782 |  |  | Yes |  | 4.1 | 4055 | 113.27 | 35.8 | 17 | 0.94 | 4000 | 80
P000015J5 | Philips Day-Brite | Philips Day Brite | OWL840L840-UNV-XXXX | Indoor Luminaires | Linear Ambient | Direct Linear Ambient Luminaires | Standard | FALSE | [9 empty] | 42782 |  |  | Yes |  | 4.1 | 8110 | 125.54 | 64.6 | 16 | 0.92 | 4000 | 80
P000015J1 | Philips Day-Brite | Philips Day Brite | OWL440L840-UNV-XXXX | Indoor Luminaires | Linear Ambient | Direct Linear Ambient Luminaires | Standard | FALSE | [9 empty] | 42782 |  |  | Yes |  | 4.1 | 4055 | 125.15 | 32.4 | 16 | 0.92 | 4000 | 80
P000015IY | Philips Day-Brite | Philips Day Brite | OWL240L840-UNV-XXXX | Indoor Luminaires | Linear Ambient | Direct Linear Ambient Luminaires | Standard | FALSE | [9 empty] | 42782 |  |  | Yes |  | 4.1 | 3596 | 110.65 | 32.5 | 15 | 0.93 | 4000 | 80
P000015IM | Philips Day-Brite | Philips Day Brite | OWL850L835-347-XXXX | Indoor Luminaires | Linear Ambient | Direct Linear Ambient Luminaires | Standard | FALSE | [9 empty] | 42782 |  |  | Yes |  | 4.1 | 9747 | 117.15 | 83.2 | 24 | 0.91 | 3500 | 80
P000015IQ | Philips Day-Brite | Philips Day Brite | OWL870L835-347-DIM | Indoor Luminaires | Linear Ambient | Direct Linear Ambient Luminaires | Standard | FALSE | [9 empty] | 42782 |  |  | Yes |  | 4.1 | 13791 | 115.7 | 119.2 | 20 | 0.93 | 3500 | 80
P000015IU | Philips Day-Brite | Philips Day Brite | OWL230L835-UNV | Indoor Luminaires | Linear Ambient | Direct Linear Ambient Luminaires | Standard | FALSE | [9 empty] | 42782 |  |  | Yes |  | 4.1 | 2928 | 119.51 | 24.5 | 20 | 0.88 | 3500 | 80
P000015IK | Philips Day-Brite | Philips Day Brite | OWL850L835-UNV-XXXX | Indoor Luminaires | Linear Ambient | Direct Linear Ambient Luminaires | Standard | FALSE | [9 empty] | 42782 |  |  | Yes |  | 4.1 | 9747 | 123.07 | 79.2 | 19 | 0.88 | 3500 | 80
P000015IF | Philips Day-Brite | Philips Day Brite | OWL450L835-UNV-XXXX | Indoor Luminaires | Linear Ambient | Direct Linear Ambient Luminaires | Standard | FALSE | [9 empty] | 42782 |  |  | Yes |  | 4.1 | 4874 | 123.08 | 39.6 | 19 | 0.88 | 3500 | 80
P000015IO | Philips Day-Brite | Philips Day Brite | OWL870L835-UNV-DIM | Indoor Luminaires | Linear Ambient | Direct Linear Ambient Luminaires | Standard | FALSE | [9 empty] | 42782 |  |  | Yes |  | 4.1 | 13791 | 119.71 | 115.2 | 17 | 0.91 | 3500 | 80
P000015J6 | Philips Day-Brite | Philips Day Brite | OWL840L835-347-XXXX | Indoor Luminaires | Linear Ambient | Direct Linear Ambient Luminaires | Standard | FALSE | [9 empty] | 42782 |  |  | Yes |  | 4.1 | 7948 | 115.86 | 68.6 | 17 | 0.94 | 3500 | 80
P000015IH | Philips Day-Brite | Philips Day Brite | OWL470L835-UNV-DIM | Indoor Luminaires | Linear Ambient | Direct Linear Ambient Luminaires | Standard | FALSE | [9 empty] | 42782 |  |  | Yes |  | 4.1 | 6895 | 119.7 | 57.6 | 17 | 0.91 | 3500 | 80
P000015J2 | Philips Day-Brite | Philips Day Brite | OWL440L835-347-XXXX | Indoor Luminaires | Linear Ambient | Direct Linear Ambient Luminaires | Standard | FALSE | [9 empty] | 42782 |  |  | Yes |  | 4.1 | 3950 | 110.34 | 35.8 | 17 | 0.94 | 3500 | 80
P000015J4 | Philips Day-Brite | Philips Day Brite | OWL840L835-UNV-XXXX | Indoor Luminaires | Linear Ambient | Direct Linear Ambient Luminaires | Standard | FALSE | [9 empty] | 42782 |  |  | Yes |  | 4.1 | 7948 | 123.03 | 64.6 | 16 | 0.92 | 3500 | 80
P000015IZ | Philips Day-Brite | Philips Day Brite | OWL240L835-347-XXXX | Indoor Luminaires | Linear Ambient | Direct Linear Ambient Luminaires | Standard | TRUE | 3879 | 112.76 | 34.4 | 22.4 | 0.939 | 3533 | 82.837 | 5 | 50000 | 42782 |  |  | Yes |  | 4.1 | 3879 | 107.75 | 36 | 16 | 0.95 | 3500 | 80
P000015J0 | Philips Day-Brite | Philips Day Brite | OWL440L835-UNV-XXXX | Indoor Luminaires | Linear Ambient | Direct Linear Ambient Luminaires | Standard | FALSE | [9 empty] | 42782 |  |  | Yes |  | 4.1 | 3950 | 121.91 | 32.4 | 16 | 0.92 | 3500 | 80
P000015IX | Philips Day-Brite | Philips Day Brite | OWL240L835-UNV-XXXX | Indoor Luminaires | Linear Ambient | Direct Linear Ambient Luminaires | Standard | FALSE | [9 empty] | 42782 |  |  | Yes |  | 4.1 | 3879 | 119.35 | 32.5 | 15 | 0.93 | 3500 | 80
PDVW9ARG | Acuity Brands Lighting | Mark Architectural Lighting | SL6L LOP 4FT FLP XX 80CRI 30K 400LMF DARK 120 XXXXXX XXXXXX XXX XXX XXXXX | Indoor Luminaires | Linear Ambient | Direct Linear Ambient Luminaires | Standard | TRUE | 1414 | 107.18 | 13.19 | 11.08 | 0.9675 | 3070 | 82.14 | 5 | 65000 | 42781 |  |  | Yes |  | 3.1 | 1356 | 95.6 | 14.18 | 11.08 | 0.96 | 3000 | 82
PHAQSZ8X | Acuity Brands Lighting | Mark Architectural Lighting | SL2L LOP 4FT FLP XX 80CRI 40K 1000LMF DARK [120277] XXXXXX XXXXXX XXX XXX XXXXX | Indoor Luminaires | Linear Ambient | Direct Linear Ambient Luminaires | Standard | TRUE | 3720 | 90.84 | 40.95 | 14.059 | 0.934 | 4087 | 82.71 | 5 | 65000 | 42781 |  |  | Yes |  | 3.1 | 3543 | 84 | 41.82 | 11.08 | 0.96 | 4000 | 82
P7NBDZTK | Acuity Brands Lighting | Mark Architectural Lighting | SL6L LOP 4FT FLP XX 80CRI 40K 1200LMF DARK [120277] XXXXXX XXXXXX XXX XXX XXXXX | Indoor Luminaires | Linear Ambient | Direct Linear Ambient Luminaires | Standard | FALSE | [9 empty] | 42781 |  |  | Yes |  | 3.1 | 4131 | 100.3 | 41.18 | 11.08 | 0.96 | 4000 | 82
PHR7AZY8 | Acuity Brands Lighting | Mark Architectural Lighting | SL4L LOP 4FT FLP XX 80CRI 40K 1000LMF DARK [120277] XXXXXX XXXXXX XXX XXX XXXXX | Indoor Luminaires | Linear Ambient | Direct Linear Ambient Luminaires | Standard | FALSE | [9 empty] | 42781 |  |  | Yes |  | 3.1 | 3797 | 92 | 41.11 | 11.08 | 0.96 | 4000 | 82
PWDES6Y6 | Acuity Brands Lighting | Mark Architectural Lighting | SL6L LOP 4FT FLP XX 80CRI 40K 900LMF DARK [120277] XXXXXX XXXXXX XXX XXX XXXXX | Indoor Luminaires | Linear Ambient | Direct Linear Ambient Luminaires | Standard | FALSE | [9 empty] | 42781 |  |  | Yes |  | 3.1 | 3494 | 107.1 | 32.6 | 11.08 | 0.96 | 4000 | 82
PXDKM7SV | Acuity Brands Lighting | Mark Architectural Lighting | SL4L LOP 4FT FLP XX 80CRI 40K 800LMF DARK [120277] XXXXXX XXXXXX XXX XXX XXXXX | Indoor Luminaires | Linear Ambient | Direct Linear Ambient Luminaires | Standard | FALSE | [9 empty] | 42781 |  |  | Yes |  | 3.1 | 3015 | 95 | 31.46 | 11.08 | 0.96 | 4000 | 82
PK6VD1TU | Acuity Brands Lighting | Mark Architectural Lighting | SL2L LOP 4FT FLP XX 80CRI 40K 800LMF DARK [120277] XXXXXX XXXXXX XXX XXX XXXXX | Indoor Luminaires | Linear Ambient | Direct Linear Ambient Luminaires | Standard | FALSE | [9 empty] | 42781 |  |  | Yes |  | 3.1 | 2897 | 91 | 31.8 | 11.08 | 0.96 | 4000 | 82
PZCJF83U | Acuity Brands Lighting | Mark Architectural Lighting | SL6L LOP 4FT FLP XX 80CRI 40K 600LMF DARK 120 XXXXXX XXXXXX XXX XXX XXXXX | Indoor Luminaires | Linear Ambient | Direct Linear Ambient Luminaires | Standard | FALSE | [9 empty] | 42781 |  |  | Yes |  | 3.1 | 2593 | 111.3 | 23.29 | 11.08 | 0.96 | 4000 | 82
PHZVDBHM | Acuity Brands Lighting | Mark Architectural Lighting | SL4L LOP 4FT FLP XX 80CRI 40K 600LMF DARK 120 XXXXXX XXXXXX XXX XXX XXXXX | Indoor Luminaires | Linear Ambient | Direct Linear Ambient Luminaires | Standard | FALSE | [9 empty] | 42781 |  |  | Yes |  | 3.1 | 2226 | 97 | 22.78 | 11.08 | 0.96 | 4000 | 82
P7UBB96C | Acuity Brands Lighting | Mark Architectural Lighting | SL2L LOP 4FT FLP XX 80CRI 40K 600LMF DARK 120 XXXXXX XXXXXX XXX XXX XXXXX | Indoor Luminaires | Linear Ambient | Direct Linear Ambient Luminaires | Standard | FALSE | [9 empty] | 42781 |  |  | Yes |  | 3.1 | 2192 | 94 | 23.3 | 11.08 | 0.96 | 4000 | 82
P71HZX5R | Acuity Brands Lighting | Mark Architectural Lighting | SL6L LOP 4FT FLP XX 80CRI 40K 400LMF DARK 120 XXXXXX XXXXXX XXX XXX XXXXX | Indoor Luminaires | Linear Ambient | Direct Linear Ambient Luminaires | Standard | FALSE | [9 empty] | 42781 |  |  | Yes |  | 3.1 | 1421 | 100.2 | 14.18 | 11.08 | 0.96 | 4000 | 82
PDXVR1JY | Acuity Brands Lighting | Mark Architectural Lighting | SL6L LOP 4FT RLP XX 80CRI 40K 1200LMF DARK [120277] XXXXXX XXXXXX XXX XXX XXXXX | Indoor Luminaires | Linear Ambient | Direct Linear Ambient Luminaires | Standard | FALSE | [9 empty] | 42781 |  |  | Yes |  | 3.1 | 4511 | 109.5 | 41.18 | 11.08 | 0.96 | 4000 | 81
PCASFQKC | Acuity Brands Lighting | Mark Architectural Lighting | SL4L LOP 4FT RLP XX 80CRI 40K 1000LMF DARK [120277] XXXXXX XXXXXX XXX XXX XXXXX | Indoor Luminaires | Linear Ambient | Direct Linear Ambient Luminaires | Standard | FALSE | [9 empty] | 42781 |  |  | Yes |  | 3.1 | 3815 | 92 | 41.11 | 11.08 | 0.96 | 4000 | 81
PC7TERVM | Acuity Brands Lighting | Mark Architectural Lighting | SL6L LOP 4FT RLP XX 80CRI 40K 900LMF DARK [120277] XXXXXX XXXXXX XXX XXX XXXXX | Indoor Luminaires | Linear Ambient | Direct Linear Ambient Luminaires | Standard | FALSE | [9 empty] | 42781 |  |  | Yes |  | 3.1 | 3815 | 117.02 | 32.6 | 11.08 | 0.96 | 4000 | 81
PF5TXJPP | Acuity Brands Lighting | Mark Architectural Lighting | SL4L LOP 4FT RLP XX 80CRI 40K 800LMF DARK [120277] XXXXXX XXXXXX XXX XXX XXXXX | Indoor Luminaires | Linear Ambient | Direct Linear Ambient Luminaires | Standard | FALSE | [9 empty] | 42781 |  |  | Yes |  | 3.1 | 3030 | 96 | 31.46 | 11.08 | 0.96 | 4000 | 81
PSKT8BGC | Acuity Brands Lighting | Mark Architectural Lighting | SL6L LOP 4FT RLP XX 80CRI 40K 600LMF DARK 120 XXXXXX XXXXXX XXX XXX XXXXX | Indoor Luminaires | Linear Ambient | Direct Linear Ambient Luminaires | Standard | FALSE | [9 empty] | 42781 |  |  | Yes |  | 3.1 | 2832 | 121.5 | 23.29 | 11.08 | 0.96 | 4000 | 81
P4R654B5 | Acuity Brands Lighting | Mark Architectural Lighting | SL4L LOP 4FT RLP XX 80CRI 40K 600LMF DARK 120 XXXXXX XXXXXX XXX XXX XXXXX | Indoor Luminaires | Linear Ambient | Direct Linear Ambient Luminaires | Standard | FALSE | [9 empty] | 42781 |  |  | Yes |  | 3.1 | 2237 | 98 | 22.78 | 11.08 | 0.96 | 4000 | 81
PRD1ED5B | Acuity Brands Lighting | Mark Architectural Lighting | SL6L LOP 4FT RLP XX 80CRI 40K 400LMF DARK 120 XXXXXX XXXXXX XXX XXX XXXXX | Indoor Luminaires | Linear Ambient | Direct Linear Ambient Luminaires | Standard | FALSE | [9 empty] | 42781 |  |  | Yes |  | 3.1 | 1551 | 109.3 | 14.18 | 11.08 | 0.96 | 4000 | 81
PESKTS2G | Acuity Brands Lighting | Mark Architectural Lighting | SL6L LOP 4FT FLP XX 80CRI 35K 1200LMF DARK [120277] XXXXXX XXXXXX XXX XXX XXXXX | Indoor Luminaires | Linear Ambient | Direct Linear Ambient Luminaires | Standard | FALSE | [9 empty] | 42781 |  |  | Yes |  | 3.1 | 4022 | 97.6 | 41.18 | 11.08 | 0.96 | 3500 | 82
P5SBPTN5 | Acuity Brands Lighting | Mark Architectural Lighting | SL4L LOP 4FT FLP XX 80CRI 35K 1000LMF DARK [120277] XXXXXX XXXXXX XXX XXX XXXXX | Indoor Luminaires | Linear Ambient | Direct Linear Ambient Luminaires | Standard | FALSE | [9 empty] | 42781 |  |  | Yes |  | 3.1 | 3696 | 89.9 | 41.11 | 11.08 | 0.96 | 3500 | 82
PB1TZHE4 | Acuity Brands Lighting | Mark Architectural Lighting | SL6L LOP 4FT FLP XX 80CRI 35K 900LMF DARK [120277] XXXXXX XXXXXX XXX XXX XXXXX | Indoor Luminaires | Linear Ambient | Direct Linear Ambient Luminaires | Standard | FALSE | [9 empty] | 42781 |  |  | Yes |  | 3.1 | 3401 | 104.3 | 32.6 | 11.08 | 0.96 | 3500 | 82
PP22FMXQ | Acuity Brands Lighting | Mark Architectural Lighting | SL4L LOP 4FT FLP XX 80CRI 35K 800LMF DARK [120277] XXXXXX XXXXXX XXX XXX XXXXX | Indoor Luminaires | Linear Ambient | Direct Linear Ambient Luminaires | Standard | FALSE | [9 empty] | 42781 |  |  | Yes |  | 3.1 | 2936 | 93 | 31.46 | 11.08 | 0.96 | 3500 | 82
PEWMV49R | Acuity Brands Lighting | Mark Architectural Lighting | SL2L LOP 4FT FLP XX 80CRI 35K 800LMF DARK [120277] XXXXXX XXXXXX XXX XXX XXXXX | Indoor Luminaires | Linear Ambient | Direct Linear Ambient Luminaires | Standard | FALSE | [9 empty] | 42781 |  |  | Yes |  | 3.1 | 2820 | 88 | 31.8 | 11.08 | 0.96 | 3500 | 82
P178B16G | Acuity Brands Lighting | Mark Architectural Lighting | SL6L LOP 4FT FLP XX 80CRI 35K 600LMF DARK 120 XXXXXX XXXXXX XXX XXX XXXXX | Indoor Luminaires | Linear Ambient | Direct Linear Ambient Luminaires | Standard | FALSE | [9 empty] | 42781 |  |  | Yes |  | 3.1 | 2525 | 108.4 | 23.29 | 11.08 | 0.96 | 3500 | 82
P4N86Q35 | Acuity Brands Lighting | Mark Architectural Lighting | SL4L LOP 4FT FLP XX 80CRI 35K 600LMF DARK 120 XXXXXX XXXXXX XXX XXX XXXXX | Indoor Luminaires | Linear Ambient | Direct Linear Ambient Luminaires | Standard | FALSE | [9 empty] | 42781 |  |  | Yes |  | 3.1 | 2167 | 95 | 22.78 | 11.08 | 0.96 | 3500 | 82
P4GHUVCM | Acuity Brands Lighting | Mark Architectural Lighting | SL2L LOP 4FT FLP XX 80CRI 35K 600LMF DARK 120 XXXXXX XXXXXX XXX XXX XXXXX | Indoor Luminaires | Linear Ambient | Direct Linear Ambient Luminaires | Standard | FALSE | [9 empty] | 42781 |  |  | Yes |  | 3.1 | 2134 | 91 | 23.3 | 11.08 | 0.96 | 3500 | 82
PRFYPVPP | Acuity Brands Lighting | Mark Architectural Lighting | SL6L LOP 4FT FLP XX 80CRI 35K 400LMF DARK 120 XXXXXX XXXXXX XXX XXX XXXXX | Indoor Luminaires | Linear Ambient | Direct Linear Ambient Luminaires | Standard | FALSE | [9 empty] | 42781 |  |  | Yes |  | 3.1 | 1383 | 97.5 | 14.18 | 11.08 | 0.96 | 3500 | 82
P94FAG6F | Acuity Brands Lighting | Mark Architectural Lighting | SL6L LOP 4FT RLP XX 80CRI 35K 1200LMF DARK [120277] XXXXXX XXXXXX XXX XXX XXXXX | Indoor Luminaires | Linear Ambient | Direct Linear Ambient Luminaires | Standard | FALSE | [9 empty] | 42781 |  |  | Yes |  | 3.1 | 4392 | 106.6 | 41.18 | 11.08 | 0.96 | 3500 | 81
PYWAAHP5 | Acuity Brands Lighting | Mark Architectural Lighting | SL6L LOP 4FT RLP XX 80CRI 35K 900LMF DARK [120277] XXXXXX XXXXXX XXX XXX XXXXX | Indoor Luminaires | Linear Ambient | Direct Linear Ambient Luminaires | Standard | FALSE | [9 empty] | 42781 |  |  | Yes |  | 3.1 | 3714 | 113.9 | 32.6 | 11.08 | 0.96 | 3500 | 81
P7QJ7VXZ | Acuity Brands Lighting | Mark Architectural Lighting | SL4L LOP 4FT RLP XX 80CRI 35K 1000LMF DARK [120277] XXXXXX XXXXXX XXX XXX XXXXX | Indoor Luminaires | Linear Ambient | Direct Linear Ambient Luminaires | Standard | FALSE | [9 empty] | 42781 |  |  | Yes |  | 3.1 | 3714 | 90 | 41.11 | 11.08 | 0.96 | 3500 | 81
P2Y6VE4G | Acuity Brands Lighting | Mark Architectural Lighting | SL4L LOP 4FT RLP XX 80CRI 35K 800LMF DARK [120277] XXXXXX XXXXXX XXX XXX XXXXX | Indoor Luminaires | Linear Ambient | Direct Linear Ambient Luminaires | Standard | FALSE | [9 empty] | 42781 |  |  | Yes |  | 3.1 | 2950 | 93 | 31.46 | 11.08 | 0.96 | 3500 | 81
PX9W61WP | Acuity Brands Lighting | Mark Architectural Lighting | SL6L LOP 4FT RLP XX 80CRI 35K 600LMF DARK 120 XXXXXX XXXXXX XXX XXX XXXXX | Indoor Luminaires | Linear Ambient | Direct Linear Ambient Luminaires | Standard | FALSE | [9 empty] | 42781 |  |  | Yes |  | 3.1 | 2757 | 118.3 | 23.29 | 11.08 | 0.96 | 3500 | 81
P9GJHZDH | Acuity Brands Lighting | Mark Architectural Lighting | SL4L LOP 4FT RLP XX 80CRI 35K 600LMF DARK 120 XXXXXX XXXXXX XXX XXX XXXXX | Indoor Luminaires | Linear Ambient | Direct Linear Ambient Luminaires | Standard | FALSE | [9 empty] | 42781 |  |  | Yes |  | 3.1 | 2178 | 95 | 22.78 | 11.08 | 0.96 | 3500 | 81
PX81WF7X | Acuity Brands Lighting | Mark Architectural Lighting | SL6L LOP 4FT RLP XX 80CRI 35K 400LMF DARK 120 XXXXXX XXXXXX XXX XXX XXXXX | Indoor Luminaires | Linear Ambient | Direct Linear Ambient Luminaires | Standard | FALSE | [9 empty] | 42781 |  |  | Yes |  | 3.1 | 1510 | 106.4 | 14.18 | 11.08 | 0.96 | 3500 | 81
P7Y51M4M | Acuity Brands Lighting | Mark Architectural Lighting | SL6L LOP 4FT FLP XX 80CRI 30K 1200LMF DARK [120277] XXXXXX XXXXXX XXX XXX XXXXX | Indoor Luminaires | Linear Ambient | Direct Linear Ambient Luminaires | Standard | FALSE | [9 empty] | 42781 |  |  | Yes |  | 3.1 | 3942 | 95.7 | 41.18 | 11.08 | 0.96 | 3000 | 82
P2NN6CNV | Acuity Brands Lighting | Mark Architectural Lighting | SL4L LOP 4FT FLP XX 80CRI 30K 1000LMF DARK [120277] XXXXXX XXXXXX XXX XXX XXXXX | Indoor Luminaires | Linear Ambient | Direct Linear Ambient Luminaires | Standard | FALSE | [9 empty] | 42781 |  |  | Yes |  | 3.1 | 3623 | 88 | 41.11 | 11.08 | 0.96 | 3000 | 82
PKTCFG36 | Acuity Brands Lighting | Mark Architectural Lighting | SL6L LOP 4FT FLP XX 80CRI 30K 900LMF DARK [120277] XXXXXX XXXXXX XXX XXX XXXXX | Indoor Luminaires | Linear Ambient | Direct Linear Ambient Luminaires | Standard | FALSE | [9 empty] | 42781 |  |  | Yes |  | 3.1 | 3334 | 102.2 | 32.6 | 11.08 | 0.96 | 3000 | 82
PMX4BENF | Acuity Brands Lighting | Mark Architectural Lighting | SL4L LOP 4FT FLP XX 80CRI 30K 800LMF DARK [120277] XXXXXX XXXXXX XXX XXX XXXXX | Indoor Luminaires | Linear Ambient | Direct Linear Ambient Luminaires | Standard | FALSE | [9 empty] | 42781 |  |  | Yes |  | 3.1 | 2877 | 91 | 31.46 | 11.08 | 0.96 | 3000 | 82
PNWUUWZG | Acuity Brands Lighting | Mark Architectural Lighting | SL2L LOP 4FT FLP XX 80CRI 30K 800LMF DARK [120277] XXXXXX XXXXXX XXX XXX XXXXX | Indoor Luminaires | Linear Ambient | Direct Linear Ambient Luminaires | Standard | FALSE | [9 empty] | 42781 |  |  | Yes |  | 3.1 | 2764 | 86.9 | 31.8 | 11.08 | 0.96 | 3000 | 82
P652X2NF | Acuity Brands Lighting | Mark Architectural Lighting | SL6L LOP 4FT FLP XX 80CRI 30K 600LMF DARK 120 XXXXXX XXXXXX XXX XXX XXXXX | Indoor Luminaires | Linear Ambient | Direct Linear Ambient Luminaires | Standard | FALSE | [9 empty] | 42781 |  |  | Yes |  | 3.1 | 2475 | 106.2 | 23.29 | 11.08 | 0.96 | 3000 | 82
PPVP3RTT | Acuity Brands Lighting | Mark Architectural Lighting | SL4L LOP 4FT FLP XX 80CRI 30K 600LMF DARK 120 XXXXXX XXXXXX XXX XXX XXXXX | Indoor Luminaires | Linear Ambient | Direct Linear Ambient Luminaires | Standard | FALSE | [9 empty] | 42781 |  |  | Yes |  | 3.1 | 2124 | 93 | 22.78 | 11.08 | 0.96 | 3000 | 82
PCWW8H1F | Acuity Brands Lighting | Mark Architectural Lighting | SL2L LOP 4FT FLP XX 80CRI 30K 600LMF DARK 120 XXXXXX XXXXXX XXX XXX XXXXX | Indoor Luminaires | Linear Ambient | Direct Linear Ambient Luminaires | Standard | FALSE | [9 empty] | 42781 |  |  | Yes |  | 3.1 | 2091 | 89 | 23.3 | 11.08 | 0.96 | 3000 | 82
PAZYVZED | Acuity Brands Lighting | Mark Architectural Lighting | SL6L LOP 4FT RLP XX 80CRI 30K 1200LMF DARK [120277] XXXXXX XXXXXX XXX XXX XXXXX | Indoor Luminaires | Linear Ambient | Direct Linear Ambient Luminaires | Standard | FALSE | [9 empty] | 42781 |  |  | Yes |  | 3.1 | 4304 | 104.5 | 41.18 | 11.08 | 0.96 | 3000 | 81
PZCTQ6B8 | Acuity Brands Lighting | Mark Architectural Lighting | SL6L LOP 4FT RLP XX 80CRI 30K 900LMF DARK [120277] XXXXXX XXXXXX XXX XXX XXXXX | Indoor Luminaires | Linear Ambient | Direct Linear Ambient Luminaires | Standard | FALSE | [9 empty] | 42781 |  |  | Yes |  | 3.1 | 3640 | 111.6 | 32.6 | 11.08 | 0.96 | 3000 | 81
PR162X2B | Acuity Brands Lighting | Mark Architectural Lighting | SL4L LOP 4FT RLP XX 80CRI 30K 1000LMF DARK [120277] XXXXXX XXXXXX XXX XXX XXXXX | Indoor Luminaires | Linear Ambient | Direct Linear Ambient Luminaires | Standard | FALSE | [9 empty] | 42781 |  |  | Yes |  | 3.1 | 3640 | 88 | 41.11 | 11.08 | 0.96 | 3000 | 81
P4CR98J1 | Acuity Brands Lighting | Mark Architectural Lighting | SL4L LOP 4FT RLP XX 80CRI 30K 800LMF DARK [120277] XXXXXX XXXXXX XXX XXX XXXXX | Indoor Luminaires | Linear Ambient | Direct Linear Ambient Luminaires | Standard | FALSE | [9 empty] | 42781 |  |  | Yes |  | 3.1 | 2891 | 91 | 31.46 | 11.08 | 0.96 | 3000 | 81
PYRBDD94 | Acuity Brands Lighting | Mark Architectural Lighting | SL6L LOP 4FT RLP XX 80CRI 30K 600LMF DARK 120 XXXXXX XXXXXX XXX XXX XXXXX | Indoor Luminaires | Linear Ambient | Direct Linear Ambient Luminaires | Standard | FALSE | [9 empty] | 42781 |  |  | Yes |  | 3.1 | 2702 | 116.01 | 23.29 | 11.08 | 0.96 | 3000 | 81
PPJKZ6UT | Acuity Brands Lighting | Mark Architectural Lighting | SL4L LOP 4FT RLP XX 80CRI 30K 600LMF DARK 120 XXXXXX XXXXXX XXX XXX XXXXX | Indoor Luminaires | Linear Ambient | Direct Linear Ambient Luminaires | Standard | FALSE | [9 empty] | 42781 |  |  | Yes |  | 3.1 | 2134 | 93 | 22.78 | 11.08 | 0.96 | 3000 | 81
PFE2K4H9 | Acuity Brands Lighting | Mark Architectural Lighting | SL6L LOP 4FT RLP XX 80CRI 30K 400LMF DARK 120 XXXXXX XXXXXX XXX XXX XXXXX | Indoor Luminaires | Linear Ambient | Direct Linear Ambient Luminaires | Standard | FALSE | [9 empty] | 42781 |  |  | Yes |  | 3.1 | 1480 | 104.3 | 14.18 | 11.08 | 0.96 | 3000 | 81
PZGHHA78 | Falkor Industry Inc. | Falkor Lighting | FI-STRIP-4FT-40W 3000K | Indoor Luminaires | Linear Ambient | Direct Linear Ambient Luminaires | Premium | TRUE | 5235.4 | 130.04 | 40.26 | 16.53 | 0.9014 | 2981 | 83 | 5 | 50000 | 42781 |  |  | No | 0 | 4.1 | 5205.1 | 131.28 | 39.65 | 16.53 | 0.9 | 3000 | 83
PD1VPB81 | Falkor Industry Inc. | Falkor Lighting | FI-STRIP-4FT-40W 5000K | Indoor Luminaires | Linear Ambient | Direct Linear Ambient Luminaires | Premium | FALSE | [9 empty] | 42781 |  |  | No | 0 | 4.1 | 5324 | 133.67 | 39.83 | 16.46 | 0.9 | 5000 | 83.1
P9VHXDKJ | Falkor Industry Inc. | Falkor Lighting | FI-STRIP-4FT-40W 4000K | Indoor Luminaires | Linear Ambient | Direct Linear Ambient Luminaires | Premium | FALSE | [9 empty] | 42781 |  |  | No | 0 | 4.1 | 5264.55 | 132.47 | 39.74 | 16.53 | 0.9 | 4000 | 83
P2UDEYGP | MaxLite Inc | MaxLite | LSUECO-4DU4040 [blank ZZ] | Indoor Luminaires | Linear Ambient | Direct Linear Ambient Luminaires | Standard | TRUE | 4288.8 | 104.26 | 41.13 | 9.73 | 0.9545 | 3979 | 83.2 | 5 | 50000 | 42780 | Dimmable | Continuous Below 10 | No | Updated on 2/21/2017 | 4.1 | 4410 | 105 | 42 | 10 | 0.9 | 4000 | 80
PKXXSTG3 | MaxLite Inc | MaxLite | LSVECO-4DU4035 [blank ZZ] | Indoor Luminaires | Linear Ambient | Direct Linear Ambient Luminaires | Standard | TRUE | 4182.9 | 111.74 | 37.43 | 10.58 | 0.9482 | 3383 | 85.2 | 5 | 50000 | 42780 | Dimmable | Continuous Below 10 | No | Updated on 2/21/2017 | 4.1 | 4200 | 105 | 40 | 10 | 0.9 | 3500 | 80
P2S1V6B6 | MaxLite Inc | MaxLite | LSVECO-4NU4050 [blank ZZ] | Indoor Luminaires | Linear Ambient | Direct Linear Ambient Luminaires | Standard | FALSE | [9 empty] | 42780 | Not Dimmable | Not Dimmable | No | Updated on 2/21/2017 | 4.1 | 4480 | 112 | 40 | 10 | 0.9 | 5000 | 80
P8VKPRTA | MaxLite Inc | MaxLite | LSUECO-4NU4050 [blank ZZ] | Indoor Luminaires | Linear Ambient | Direct Linear Ambient Luminaires | Standard | FALSE | [9 empty] | 42780 | Not Dimmable | Not Dimmable | No | Updated on 2/21/2017 | 4.1 | 4452 | 106 | 42 | 10 | 0.9 | 5000 | 80
PH7BECVQ | MaxLite Inc | MaxLite | LSVECO-4DU4050 [blank ZZ] | Indoor Luminaires | Linear Ambient | Direct Linear Ambient Luminaires | Standard | FALSE | [9 empty] | 42780 | Dimmable | Continuous Below 10 | No | Updated on 2/21/2017 | 4.1 | 4480 | 112 | 40 | 10 | 0.9 | 5000 | 80
P2A1MMAX | MaxLite Inc | MaxLite | LSUECO-4DU4050 [blank ZZ] | Indoor Luminaires | Linear Ambient | Direct Linear Ambient Luminaires | Standard | FALSE | [9 empty] | 42780 | Dimmable | Continuous Below 10 | No | Updated on 2/21/2017 | 4.1 | 4452 | 106 | 42 | 10 | 0.9 | 5000 | 80
P8HVFKC2 | MaxLite Inc | MaxLite | LSUECO-4NU4040 [blank ZZ] | Indoor Luminaires | Linear Ambient | Direct Linear Ambient Luminaires | Standard | FALSE | [9 empty] | 42780 | Not Dimmable | Not Dimmable | No | Updated on 2/21/2017 | 4.1 | 4410 | 105 | 42 | 10 | 0.9 | 4000 | 80
PCP5REF8 | MaxLite Inc | MaxLite | LSVECO-4NU4040 [blank ZZ] | Indoor Luminaires | Linear Ambient | Direct Linear Ambient Luminaires | Standard | FALSE | [9 empty] | 42780 | Not Dimmable | Not Dimmable | No | Updated on 2/21/2017 | 4.1 | 4400 | 110 | 40 | 10 | 0.9 | 4000 | 80
P4YX8Y58 | MaxLite Inc | MaxLite | LSVECO-4DU4040 [blank ZZ] | Indoor Luminaires | Linear Ambient | Direct Linear Ambient Luminaires | Standard | FALSE | [9 empty] | 42780 | Dimmable | Continuous Below 10 | No | Updated on 2/21/2017 | 4.1 | 4400 | 110 | 40 | 10 | 0.9 | 4000 | 80
PNRR2RAD | MaxLite Inc | MaxLite | LSVECO-4NU4035 [blank ZZ] | Indoor Luminaires | Linear Ambient | Direct Linear Ambient Luminaires | Standard | FALSE | [9 empty] | 42780 | Not Dimmable | Not Dimmable | No | Updated on 2/21/2017 | 4.1 | 4200 | 105 | 40 | 10 | 0.9 | 3500 | 80
PHPQY3NP | CBM Electronics Lighting Inc. | CBM Lighting | AWC2-22WLED-85/285-5000K | Indoor Luminaires | Linear Ambient | Direct Linear Ambient Luminaires | Standard | TRUE | 4454 | 106 | 42 | 11.5 | 0.9 | 4920 | 83 | 5 | 50000 | 42779 | Not Dimmable | Not Dimmable | No |  | 4.1 | 4454 | 106 | 42 | 11.5 | 0.9 | 4920 | 83
P6XP28PJ | CBM Electronics Lighting Inc. | CBM Lighting | AWC1-22WLED-85/285-5000K | Indoor Luminaires | Linear Ambient | Direct Linear Ambient Luminaires | Standard | TRUE | 2357 | 110.7 | 21.3 | 10.8 | 0.9 | 4920 | 83 | 5 | 50000 | 42779 | Not Dimmable | Not Dimmable | No |  | 4.1 | 2357 | 110.7 | 21.3 | 10.8 | 0.9 | 4920 | 83
PBYBPRUM | MaxLite Inc | MaxLite | LSECO-4NU2040 | Indoor Luminaires | Linear Ambient | Direct Linear Ambient Luminaires | Standard | TRUE | 2127.7 | 110.74 | 19.21 | 11.14 | 0.9283 | 4001 | 83.5 | 5 | 50000 | 42779 | Dimmable | Continuous Below 10 | No |  | 4 | 2136.7 | 112.28 | 19.03 | 11.14 | 0.93 | 4000 | 83.5
P5BVMEGW | MaxLite Inc | MaxLite | LSECO-4NU2050 | Indoor Luminaires | Linear Ambient | Direct Linear Ambient Luminaires | Standard | FALSE | [9 empty] | 42779 | Dimmable | Continuous Below 10 | No |  | 4 | 2194 | 115.41 | 19.01 | 11.21 | 0.93 | 5000 | 83.9
PQP8PKH2 | Jiangsu Ever-Tie Lighting Co. Ltd | Ever-tie | ETLSN-4FT/BL/46/YDM 3500K(A1A3+B3) | Indoor Luminaires | Linear Ambient | Direct Linear Ambient Luminaires | Premium | TRUE | 5678.65 | 127.07 | 44.689 | 4 | 0.9745 | 3463 | 83.98 | 5 | 50000 | 42776 |  |  | No |  | 4.1 | 5888 | 128 | 46 | 10 | 0.9 | 3500 | 80
PD1XVU19 | Jiangsu Ever-Tie Lighting Co. Ltd | Ever-tie | ETLSN-4FT/BL/40/YDM 3500K(A1A3+B3) | Indoor Luminaires | Linear Ambient | Direct Linear Ambient Luminaires | Premium | TRUE | 4927.56 | 129.62 | 38.015 | 3.6 | 0.9512 | 3455 | 84.06 | 5 | 50000 | 42776 |  |  | No |  | 4.1 | 5120 | 128 | 40 | 10 | 0.9 | 3500 | 80
PCM4QHQG | Jiangsu Ever-Tie Lighting Co. Ltd | Ever-tie | ETLSRK-4FT/HL/23/YDM 3500K(A1A3+B3) | Indoor Retrofit Kit | Linear Ambient | Retrofit Kits for Direct Linear Ambient Luminaires | Premium | TRUE | 2833 | 129.9 | 21.81 | 10.3 | 0.9367 | 3468 | 83.9 | 5 | 50000 | 42776 |  |  | No |  | 4.1 | 2921 | 128 | 23 | 10 | 0.9 | 3500 | 80
PWC7DFCU | Jiangsu Ever-Tie Lighting Co. Ltd | Ever-tie | ETLSRK-8FT/HL/46/YDM 5000K(A1A3+B3) | Indoor Retrofit Kit | Linear Ambient | Retrofit Kits for Direct Linear Ambient Luminaires | Premium | FALSE | [9 empty] | 42776 |  |  | No |  | 4.1 | 6026 | 131 | 46 | 10 | 0.9 | 5000 | 80
PRBB7YSZ | Jiangsu Ever-Tie Lighting Co. Ltd | Ever-tie | ETLSRK-4FT/HL/23/YDM 5000K(A1A3+B3) | Indoor Retrofit Kit | Linear Ambient | Retrofit Kits for Direct Linear Ambient Luminaires | Premium | FALSE | [9 empty] | 42776 |  |  | No |  | 4.1 | 3013 | 131 | 23 | 10 | 0.9 | 5000 | 80
P6U7AGEX | Jiangsu Ever-Tie Lighting Co. Ltd | Ever-tie | ETLSRK-8FT/HL/46/YDM 4000K(A1A3+B3) | Indoor Retrofit Kit | Linear Ambient | Retrofit Kits for Direct Linear Ambient Luminaires | Premium | FALSE | [9 empty] | 42776 |  |  | No |  | 4.1 | 5980 | 130 | 46 | 10 | 0.9 | 4000 | 80
PN84G9F1 | Jiangsu Ever-Tie Lighting Co. Ltd | Ever-tie | ETLSRK-4FT/HL/23/YDM 4000K(A1A3+B3) | Indoor Retrofit Kit | Linear Ambient | Retrofit Kits for Direct Linear Ambient Luminaires | Premium | FALSE | [9 empty] | 42776 |  |  | No |  | 4.1 | 2990 | 130 | 23 | 10 | 0.9 | 4000 | 80
PRVZ5NMD | Jiangsu Ever-Tie Lighting Co. Ltd | Ever-tie | ETLSRK-8FT/HL/46/YDM 3500K(A1A3+B3) | Indoor Retrofit Kit | Linear Ambient | Retrofit Kits for Direct Linear Ambient Luminaires | Premium | FALSE | [9 empty] | 42776 |  |  | No |  | 4.1 | 5842 | 128 | 46 | 10 | 0.9 | 3500 | 80
PXP4Y1AR | Jiangsu Ever-Tie Lighting Co. Ltd | Ever-tie | ETLSN-8FT/BL/90/YDM 5000K(A1A3+B3) | Indoor Luminaires | Linear Ambient | Direct Linear Ambient Luminaires | Premium | FALSE | [9 empty] | 42776 |  |  | No |  | 4.1 | 11790 | 131 | 90 | 10 | 0.9 | 5000 | 80
P7XMQ7G2 | Jiangsu Ever-Tie Lighting Co. Ltd | Ever-tie | ETLSN-8FT/BL/75/YDM 5000K(A1A3+B3) | Indoor Luminaires | Linear Ambient | Direct Linear Ambient Luminaires | Premium | FALSE | [9 empty] | 42776 |  |  | No |  | 4.1 | 9825 | 131 | 75 | 10 | 0.9 | 5000 | 80
P1KPV1GW | Jiangsu Ever-Tie Lighting Co. Ltd | Ever-tie | ETLSN-4FT/BL/46/YDM 5000K(A1A3+B3) | Indoor Luminaires | Linear Ambient | Direct Linear Ambient Luminaires | Premium | FALSE | [9 empty] | 42776 |  |  | No |  | 4.1 | 6026 | 131 | 46 | 10 | 0.9 | 5000 | 80
PGT63FRS | Jiangsu Ever-Tie Lighting Co. Ltd | Ever-tie | ETLSN-4FT/BL/40/YDM 5000K(A1A3+B3) | Indoor Luminaires | Linear Ambient | Direct Linear Ambient Luminaires | Premium | FALSE | [9 empty] | 42776 |  |  | No |  | 4.1 | 5240 | 131 | 40 | 10 | 0.9 | 5000 | 80
P6UNHJ1Y | Jiangsu Ever-Tie Lighting Co. Ltd | Ever-tie | ETLSN-8FT/BL/90/YDM 4000K(A1A3+B3) | Indoor Luminaires | Linear Ambient | Direct Linear Ambient Luminaires | Premium | FALSE | [9 empty] | 42776 |  |  | No |  | 4.1 | 11700 | 130 | 90 | 10 | 0.9 | 4000 | 80
PBCH2UMQ | Jiangsu Ever-Tie Lighting Co. Ltd | Ever-tie | ETLSN-8FT/BL/75/YDM 4000K(A1A3+B3) | Indoor Luminaires | Linear Ambient | Direct Linear Ambient Luminaires | Premium | FALSE | [9 empty] | 42776 |  |  | No |  | 4.1 | 9750 | 130 | 75 | 10 | 0.9 | 4000 | 80
PV977EDA | Jiangsu Ever-Tie Lighting Co. Ltd | Ever-tie | ETLSN-4FT/BL/46/YDM 4000K(A1A3+B3) | Indoor Luminaires | Linear Ambient | Direct Linear Ambient Luminaires | Premium | FALSE | [9 empty] | 42776 |  |  | No |  | 4.1 | 5980 | 130 | 46 | 10 | 0.9 | 4000 | 80
PX2FZ5ZA | Jiangsu Ever-Tie Lighting Co. Ltd | Ever-tie | ETLSN-4FT/BL/40/YDM 4000K(A1A3+B3) | Indoor Luminaires | Linear Ambient | Direct Linear Ambient Luminaires | Premium | FALSE | [9 empty] | 42776 |  |  | No |  | 4.1 | 5200 | 130 | 40 | 10 | 0.9 | 4000 | 80
PZ77MNVJ | Jiangsu Ever-Tie Lighting Co. Ltd | Ever-tie | ETLSN-8FT/BL/90/YDM 3500K(A1A3+B3) | Indoor Luminaires | Linear Ambient | Direct Linear Ambient Luminaires | Premium | FALSE | [9 empty] | 42776 |  |  | No |  | 4.1 | 11520 | 128 | 90 | 10 | 0.9 | 3500 | 80
PDANG893 | Jiangsu Ever-Tie Lighting Co. Ltd | Ever-tie | ETLSN-8FT/BL/75/YDM 3500K(A1A3+B3) | Indoor Luminaires | Linear Ambient | Direct Linear Ambient Luminaires | Premium | FALSE | [9 empty] | 42776 |  |  | No |  | 4.1 | 9600 | 128 | 75 | 10 | 0.9 | 3500 | 80
PVTBKV7F | FOSHAN INNOVATIVE LIGHTING | Innovative | LL-1049604B(3000K) | Indoor Luminaires | Linear Ambient | Direct Linear Ambient Luminaires | Standard | TRUE | 10093.15 | 108.11 | 93.36 | 7.49 | 0.964 | 3182 | 85.1 | 5 | 50000 | 42776 |  |  | No |  | 4.1 | 11000 | 105.77 | 104 | 20 | 0.9 | 3000 | 80
P8D3TQF5 | FOSHAN INNOVATIVE LIGHTING | Innovative | LL-1049604B(5000K) | Indoor Luminaires | Linear Ambient | Direct Linear Ambient Luminaires | Standard | FALSE | [9 empty] | 42776 |  |  | No |  | 4.1 | 11000 | 105.77 | 104 | 20 | 0.9 | 5000 | 80
PP7F3AD5 | FOSHAN INNOVATIVE LIGHTING | Innovative | LL-1049604B(4500K) | Indoor Luminaires | Linear Ambient | Direct Linear Ambient Luminaires | Standard | FALSE | [9 empty] | 42776 |  |  | No |  | 4.1 | 11000 | 105.77 | 104 | 20 | 0.9 | 4500 | 80
P1EU5CDR | FOSHAN INNOVATIVE LIGHTING | Innovative | LL-1049604B(4000K) | Indoor Luminaires | Linear Ambient | Direct Linear Ambient Luminaires | Standard | FALSE | [9 empty] | 42776 |  |  | No |  | 4.1 | 11000 | 105.77 | 104 | 20 | 0.9 | 4000 | 80
PN21CT2X | FOSHAN INNOVATIVE LIGHTING | Innovative | LL-1049604B(3500K) | Indoor Luminaires | Linear Ambient | Direct Linear Ambient Luminaires | Standard | FALSE | [9 empty] | 42776 |  |  | No |  | 4.1 | 11000 | 105.77 | 104 | 20 | 0.9 | 3500 | 80
PSVF5BUJ | SHENZHEN PHOETAH OPTOELCTRONIC LIGHTING CO LTD | PHOETAH | VP-2L50/UVD-30 | Indoor Luminaires | Linear Ambient | Direct Linear Ambient Luminaires | Standard | TRUE | 6335.32 | 129.32 | 48.99 | 9.7 | 0.969 | 3002 | 83.5 | 5 | 50000 | 42775 | Dimmable | Continuous Below 10 | No |  | 4.1 | 5917 | 118.34 | 50 | 8.76 | 0.9 | 3000 | 80
PXJE3QNG | SHENZHEN PHOETAH OPTOELCTRONIC LIGHTING CO LTD | PHOETAH | VP-2L40/UVD-30 | Indoor Luminaires | Linear Ambient | Direct Linear Ambient Luminaires | Standard | TRUE | 4235.96 | 121.9 | 34.75 | 9.56 | 0.95 | 2960 | 83.4 | 5 | 50000 | 42775 | Dimmable | Continuous Below 10 | No |  | 4.1 | 4876 | 121.9 | 40 | 8.5 | 0.9 | 3000 | 80
PJQE699H | SHENZHEN PHOETAH OPTOELCTRONIC LIGHTING CO LTD | PHOETAH | ST-2L3F27/UVD-30 | Indoor Luminaires | Linear Ambient | Direct Linear Ambient Luminaires | Standard | TRUE | 3469.2 | 123.24 | 28.15 | 9.85 | 0.949 | 2981 | 84.1 | 5 | 50000 | 42775 | Dimmable | Continuous Below 10 | No |  | 4.1 | 3697 | 123.23 | 30 | 6.5 | 0.9 | 3000 | 80
P9NTDKTM | SHENZHEN PHOETAH OPTOELCTRONIC LIGHTING CO LTD | PHOETAH | ST-2L4F40/UVD-30 | Indoor Luminaires | Linear Ambient | Direct Linear Ambient Luminaires | Standard | TRUE | 4428.08 | 123.72 | 35.79 | 7.68 | 0.949 | 2962 | 84.1 | 5 | 50000 | 42775 | Dimmable | Continuous Below 10 | No |  | 4.1 | 4949 | 123.73 | 40 | 6.5 | 0.9 | 3000 | 80
PZASZ4V3 | SHENZHEN PHOETAH OPTOELCTRONIC LIGHTING CO LTD | PHOETAH | ST-2L8F80/UVD-30 | Indoor Luminaires | Linear Ambient | Direct Linear Ambient Luminaires | Standard | TRUE | 9911.72 | 124.27 | 79.76 | 7.66 | 0.949 | 2976 | 84.1 | 5 | 50000 | 42775 | Dimmable | Continuous Below 10 | No |  | 4 | 9600 | 120 | 80 | 6.52 | 0.9 | 3000 | 80
P59GF225 | SHENZHEN PHOETAH OPTOELCTRONIC LIGHTING CO LTD | PHOETAH | WP-9I2L40/UVD-30 | Indoor Luminaires | Linear Ambient | Direct Linear Ambient Luminaires | Standard | TRUE | 4495.87 | 125.65 | 35.78 | 7.6 | 0.947 | 3006 | 83.9 | 5 | 50000 | 42775 | Dimmable | Continuous Below 10 | No |  | 4.1 | 4725 | 118.13 | 40 | 6.27 | 0.9 | 3000 | 80
PG7W9YSW | SHENZHEN PHOETAH OPTOELCTRONIC LIGHTING CO LTD | PHOETAH | TF-CB22L40/UVD-30 | Indoor Luminaires | Linear Ambient | Direct Linear Ambient Luminaires | Standard | TRUE | 4501.92 | 129.03 | 34.89 | 7.91 | 0.946 | 2968 | 83.5 | 5 | 50000 | 42775 | Dimmable | Continuous Below 10 | No |  | 4.1 | 5171 | 129.28 | 40 | 6.5 | 0.9 | 3000 | 80
PSAUV2TP | SHENZHEN PHOETAH OPTOELCTRONIC LIGHTING CO LTD | PHOETAH | PF-2L40/UVD-30 | Indoor Luminaires | Linear Ambient | Direct Linear Ambient Luminaires | Standard | TRUE | 3772.53 | 106.72 | 35.35 | 7.68 | 0.946 | 2915 | 83.7 | 5 | 50000 | 42775 | Dimmable | Continuous Below 10 | No |  | 4.1 | 4269 | 106.73 | 40 | 9.6 | 0.9 | 3000 | 80
PDQ6JT9A | SHENZHEN PHOETAH OPTOELCTRONIC LIGHTING CO LTD | PHOETAH | TF-CB24L50/UVD-30 | Indoor Luminaires | Linear Ambient | Direct Linear Ambient Luminaires | Standard | TRUE | 5665.19 | 129.08 | 43.89 | 8.56 | 0.944 | 2972 | 84.2 | 5 | 50000 | 42775 | Dimmable | Continuous Below 10 | No |  | 4.1 | 6454 | 129.08 | 50 | 7.2 | 0.9 | 3000 | 80
PSC2MJ3Y | SHENZHEN PHOETAH OPTOELCTRONIC LIGHTING CO LTD | PHOETAH | ST-2L2F18/UVD-30 | Indoor Luminaires | Linear Ambient | Direct Linear Ambient Luminaires | Standard | TRUE | 2281.85 | 120.22 | 18.98 | 10.56 | 0.911 | 2963 | 83.9 | 5 | 50000 | 42775 | Dimmable | Continuous Below 10 | No |  | 4.1 | 2404 | 120.2 | 20 | 9.1 | 0.9 | 3000 | 80
PVWRKW31 | SHENZHEN PHOETAH OPTOELCTRONIC LIGHTING CO LTD | PHOETAH | ST-2L2F18/UVD-50 | Indoor Luminaires | Linear Ambient | Direct Linear Ambient Luminaires | Standard | FALSE | [9 empty] | 42775 | Dimmable | Continuous Below 10 | No |  | 4.1 | 2524 | 126.2 | 20 | 9.1 | 0.9 | 5000 | 80
PFACVXAT | SHENZHEN PHOETAH OPTOELCTRONIC LIGHTING CO LTD | PHOETAH | VP-2L50/UVD-50 | Indoor Luminaires | Linear Ambient | Direct Linear Ambient Luminaires | Standard | FALSE | [9 empty] | 42775 | Dimmable | Continuous Below 10 | No |  | 4.1 | 6217 | 124.34 | 50 | 8.76 | 0.9 | 5000 | 80
PV4D46E2 | SHENZHEN PHOETAH OPTOELCTRONIC LIGHTING CO LTD | PHOETAH | ST-2L8F80/UVD-50 | Indoor Luminaires | Linear Ambient | Direct Linear Ambient Luminaires | Standard | FALSE | [9 empty] | 42775 | Dimmable | Continuous Below 10 | No |  | 4 | 10080 | 126 | 80 | 6.52 | 0.9 | 5000 | 80
P7CP68G8 | SHENZHEN PHOETAH OPTOELCTRONIC LIGHTING CO LTD | PHOETAH | ST-2L3F27/UVD-50 | Indoor Luminaires | Linear Ambient | Direct Linear Ambient Luminaires | Standard | FALSE | [9 empty] | 42775 | Dimmable | Continuous Below 10 | No |  | 4.1 | 3877 | 129.23 | 30 | 6.5 | 0.9 | 5000 | 80
PJR9E2DS | SHENZHEN PHOETAH OPTOELCTRONIC LIGHTING CO LTD | PHOETAH | WP-9I2L40/UVD-50 | Indoor Luminaires | Linear Ambient | Direct Linear Ambient Luminaires | Standard | FALSE | [9 empty] | 42775 | Dimmable | Continuous Below 10 | No |  | 4.1 | 4965 | 124.13 | 40 | 6.27 | 0.9 | 5000 | 80
PEAXVKKJ | SHENZHEN PHOETAH OPTOELCTRONIC LIGHTING CO LTD | PHOETAH | PF-2L40/UVD-40 | Indoor Luminaires | Linear Ambient | Direct Linear Ambient Luminaires | Standard | FALSE | [9 empty] | 42775 | Dimmable | Continuous Below 10 | No |  | 4.1 | 4389 | 109.73 | 40 | 9.6 | 0.9 | 4000 | 80
PX6K58ZW | SHENZHEN PHOETAH OPTOELCTRONIC LIGHTING CO LTD | PHOETAH | ST-2L2F18/UVD-40 | Indoor Luminaires | Linear Ambient | Direct Linear Ambient Luminaires | Standard | FALSE | [9 empty] | 42775 | Dimmable | Continuous Below 10 | No |  | 4.1 | 2464 | 123.2 | 20 | 9.1 | 0.9 | 4000 | 80
PC9YN4VW | SHENZHEN PHOETAH OPTOELCTRONIC LIGHTING CO LTD | PHOETAH | VP-2L50/UVD-40 | Indoor Luminaires | Linear Ambient | Direct Linear Ambient Luminaires | Standard | FALSE | [9 empty] | 42775 | Dimmable | Continuous Below 10 | No |  | 4.1 | 6067 | 121.34 | 50 | 8.76 | 0.9 | 4000 | 80
P5VHATFW | SHENZHEN PHOETAH OPTOELCTRONIC LIGHTING CO LTD | PHOETAH | ST-2L8F80/UVD-40 | Indoor Luminaires | Linear Ambient | Direct Linear Ambient Luminaires | Standard | FALSE | [9 empty] | 42775 | Dimmable | Continuous Below 10 | No |  | 4 | 9840 | 123 | 80 | 6.52 | 0.9 | 4000 | 80
PYYDQAMF | SHENZHEN PHOETAH OPTOELCTRONIC LIGHTING CO LTD | PHOETAH | ST-2L4F40/UVD-40 | Indoor Luminaires | Linear Ambient | Direct Linear Ambient Luminaires | Standard | FALSE | [9 empty] | 42775 | Dimmable | Continuous Below 10 | No |  | 4.1 | 5069 | 126.73 | 40 | 6.5 | 0.9 | 4000 | 80
P7BM35QQ | SHENZHEN PHOETAH OPTOELCTRONIC LIGHTING CO LTD | PHOETAH | WP-9I2L40/UVD-40 | Indoor Luminaires | Linear Ambient | Direct Linear Ambient Luminaires | Standard | FALSE | [9 empty] | 42775 | Dimmable | Continuous Below 10 | No |  | 4.1 | 4845 | 121.13 | 40 | 6.27 | 0.9 | 4000 | 80
PDNMPUSE | SHENZHEN PHOETAH OPTOELCTRONIC LIGHTING CO LTD | PHOETAH | TF-CB24L50/UVD-40 | Indoor Luminaires | Linear Ambient | Direct Linear Ambient Luminaires | Standard | FALSE | [9 empty] | 42775 | Dimmable | Continuous Below 10 | No |  | 4.1 | 6604 | 132.08 | 50 | 6.1 | 0.9 | 4000 | 80
PT8CRSCZ | Mile High LED Systems LLC |  | LEDTUBE-32 (5000K) | Indoor Luminaires | Linear Ambient | Direct Linear Ambient Luminaires | Premium | TRUE | 11510 | 129.8 | 88.65 | 15.69 | 0.9401 | 5028 | 83 | 5 | 50000 | 42775 | Not Dimmable | Not Dimmable | No |  | 4.1 | 11510 | 129.8 | 88.65 | 15.69 | 0.94 | 5000 | 83
P7W6ZTC9 | Mile High LED Systems LLC |  | LEDTUBE-16 (5000K) | Indoor Luminaires | Linear Ambient | Direct Linear Ambient Luminaires | Premium | TRUE | 5744.7 | 127.55 | 45.04 | 13.88 | 0.9618 | 5040 | 83.1 | 5 | 50000 | 42775 | Not Dimmable | Not Dimmable | No |  | 4.1 | 5744.7 | 127.55 | 45.04 | 13.88 | 0.96 | 5000 | 83.1
PVT5EU6T | MaxLite Inc | MaxLED | LSV4U5040CL [blank EM MS MSO MSC] | Indoor Luminaires | Linear Ambient | Direct Linear Ambient Luminaires | Premium | TRUE | 6951 | 142 | 48.86 | 13.976 | 0.9053 | 4208 | 86.3 | 5 | 50000 | 42775 | Dimmable | Continuous Below 10 | No |  | 4.1 | 6951 | 142 | 48.9 | 5 | 0.99 | 4208 | 86
PS86BS6M | MaxLite Inc | MaxLED | LSV4U3040CL [blank EM MS MSO MSC] | Indoor Luminaires | Linear Ambient | Direct Linear Ambient Luminaires | Premium | TRUE | 4817 | 148 | 32.62 | 11.2 | 0.8812 | 4181 | 86.9 | 5 | 50000 | 42775 | Dimmable | Continuous Below 10 | No |  | 4.1 | 4817 | 148 | 32.6 | 14.8 | 0.98 | 4181 | 87
PVXBYWPR | MaxLite Inc | MaxLED | LSV4U3050CL [blank EM MS MSO MSC] | Indoor Luminaires | Linear Ambient | Direct Linear Ambient Luminaires | Premium | FALSE | [9 empty] | 42775 | Dimmable | Continuous Below 10 | No |  | 4.1 | 4952 | 152 | 32.5 | 13.8 | 0.95 | 5292 | 86
P11ADK8J | ABOVE ALL LIGHTING INC. | ABOVE ALL | WRP06D28LED301S[-ALL motion sensor or Battery BackUp] [Excludes Wire Guard Option] | Indoor Luminaires | Linear Ambient | Direct Linear Ambient Luminaires | Premium | TRUE | 3378.2 | 134.2 | 25.17 | 9.48 | 0.9218 | 3097 | 82 | 5 | 50000 | 42775 | Dimmable | Continuous Below 10 | Yes |  | 4.1 | 3378.2 | 134.2 | 25.17 | 9.48 | 0.92 | 3000 | 82
PJGUGEBW | ABOVE ALL LIGHTING INC. | ABOVE ALL | WRP06D28LED501S[-ALL motion sensor or Battery BackUp] [Excludes Wire Guard Option] | Indoor Luminaires | Linear Ambient | Direct Linear Ambient Luminaires | Premium | FALSE | [9 empty] | 42775 | Dimmable | Continuous Below 10 | Yes |  | 4.1 | 3511.5 | 138 | 25.44 | 9.29 | 0.93 | 5000 | 82.8
P6NAXKD6 | ABOVE ALL LIGHTING INC. | ABOVE ALL | WRP06D28LED451S[-ALL motion sensor or Battery BackUp] [Excludes Wire Guard Option] | Indoor Luminaires | Linear Ambient | Direct Linear Ambient Luminaires | Premium | FALSE | [9 empty] | 42775 | Dimmable | Continuous Below 10 | Yes |  | 4.1 | 3378.2 | 134.2 | 25.17 | 9.48 | 0.92 | 4500 | 82
PPR7GG95 | ABOVE ALL LIGHTING INC. | ABOVE ALL | WRP06D28LED401S[-ALL motion sensor or Battery BackUp] [Excludes Wire Guard Option] | Indoor Luminaires | Linear Ambient | Direct Linear Ambient Luminaires | Premium | FALSE | [9 empty] | 42775 | Dimmable | Continuous Below 10 | Yes |  | 4.1 | 3378.2 | 134.2 | 25.17 | 9.48 | 0.92 | 4000 | 82
PM8TCMMD | ABOVE ALL LIGHTING INC. | ABOVE ALL | WRP06D28LED351S[-ALL motion sensor or Battery BackUp] [Excludes Wire Guard Option] | Indoor Luminaires | Linear Ambient | Direct Linear Ambient Luminaires | Premium | FALSE | [9 empty] | 42775 | Dimmable | Continuous Below 10 | Yes |  | 4.1 | 3378.2 | 134.2 | 25.17 | 9.48 | 0.92 | 3500 | 82
PGQ5HT2S | OBERON INITIATIVES INC | Oberon | OB-4F-S-LLR-26W-P(4000K) | Indoor Luminaires | Linear Ambient | Direct Linear Ambient Luminaires | Premium | TRUE | 3917.33 | 145.68 | 26.89 | 21.21 | 0.897 | 4028 | 82.9 | 5 | 50000 | 42775 | Not Dimmable | Not Dimmable | No |  | 4.1 | 3800 | 146 | 26 | 20 | 0.9 | 4000 | 80
PG1SMQ43 | OBERON INITIATIVES INC | Oberon | OB-4F-S-LLR-26W-P(5000K) | Indoor Luminaires | Linear Ambient | Direct Linear Ambient Luminaires | Premium | FALSE | [9 empty] | 42775 | Not Dimmable | Not Dimmable | No |  | 4.1 | 3800 | 146 | 26 | 20 | 0.9 | 5000 | 80
P9FXPX3T | OBERON INITIATIVES INC | Oberon | OB-4F-S-LLR-26W-P(4500K) | Indoor Luminaires | Linear Ambient | Direct Linear Ambient Luminaires | Premium | FALSE | [9 empty] | 42775 | Not Dimmable | Not Dimmable | No |  | 4.1 | 3800 | 146 | 26 | 20 | 0.9 | 4500 | 80
PPYN3XXQ | FOSHAN INNOVATIVE LIGHTING | Innovative | LL-709604B(3000K) | Indoor Luminaires | Linear Ambient | Direct Linear Ambient Luminaires | Standard | TRUE | 7035.6 | 107.12 | 65.68 | 15.9 | 0.946 | 2990 | 83.2 | 5 | 50000 | 42774 | Not Dimmable | Not Dimmable | No |  | 4.1 | 7350 | 105 | 70 | 20 | 0.9 | 3000 | 80
PNKAPMS4 | FOSHAN INNOVATIVE LIGHTING | Innovative | LL-709604B(5000K) | Indoor Luminaires | Linear Ambient | Direct Linear Ambient Luminaires | Standard | FALSE | [9 empty] | 42774 | Not Dimmable | Not Dimmable | No |  | 4.1 | 7350 | 105 | 70 | 20 | 0.9 | 5000 | 80
P9C9C5PJ | FOSHAN INNOVATIVE LIGHTING | Innovative | LL-709604B(4500K) | Indoor Luminaires | Linear Ambient | Direct Linear Ambient Luminaires | Standard | FALSE | [9 empty] | 42774 | Not Dimmable | Not Dimmable | No |  | 4.1 | 7350 | 105 | 70 | 20 | 0.9 | 4500 | 80
PW4PDNFT | FOSHAN INNOVATIVE LIGHTING | Innovative | LL-709604B(4000K) | Indoor Luminaires | Linear Ambient | Direct Linear Ambient Luminaires | Standard | FALSE | [9 empty] | 42774 | Not Dimmable | Not Dimmable | No |  | 4.1 | 7350 | 105 | 70 | 20 | 0.9 | 4000 | 80
PJKFCFMY | FOSHAN INNOVATIVE LIGHTING | Innovative | LL-709604B(3500K) | Indoor Luminaires | Linear Ambient | Direct Linear Ambient Luminaires | Standard | FALSE | [9 empty] | 42774 | Not Dimmable | Not Dimmable | No |  | 4.1 | 7350 | 105 | 70 | 20 | 0.9 | 3500 | 80
PCHHVHTN | MaxLite Inc | MaxLED | LSU2U2040 [BLANK EM MS MSO MSC] | Indoor Luminaires | Linear Ambient | Direct Linear Ambient Luminaires | Standard | FALSE | [9 empty] | 42774 | Dimmable | Continuous Below 10 | No |  | 4.1 | 2639 | 120 | 22.05 | 9.35 | 0.99 | 4143 | 86
PQM6HCUH | Shenzhen Dimi Lighting Co.LTD | Dimi Light | DM-ST8FT64-30K | Indoor Luminaires | Linear Ambient | Direct Linear Ambient Luminaires | Premium | TRUE | 8397 | 128.26 | 65.47 | 18.63 | 0.9087 | 2976 | 82.9 | 5 | 50000 | 42773 | Dimmable | Continuous Below 10 | No |  | 4.1 | 8397 | 128.26 | 65.47 | 18.63 | 0.91 | 3000 | 82.9
P73SJT5G | Shenzhen Dimi Lighting Co.LTD | Dimi Light | DM-ST8FT64-50K | Indoor Luminaires | Linear Ambient | Direct Linear Ambient Luminaires | Premium | FALSE | [9 empty] | 42773 | Dimmable | Continuous Below 10 | No |  | 4.1 | 8654 | 133.08 | 65.03 | 18.57 | 0.91 | 5000 | 83
P1X8QAUQ | Shenzhen Dimi Lighting Co.LTD | Dimi Light | DM-ST8FT64-45K | Indoor Luminaires | Linear Ambient | Direct Linear Ambient Luminaires | Premium | FALSE | [9 empty] | 42773 | Dimmable | Continuous Below 10 | No |  | 4.1 | 8589.75 | 131.64 | 65.25 | 18.63 | 0.91 | 4500 | 82.9
PNY1N76J | Shenzhen Dimi Lighting Co.LTD | Dimi Light | DM-ST8FT64-40K | Indoor Luminaires | Linear Ambient | Direct Linear Ambient Luminaires | Premium | FALSE | [9 empty] | 42773 | Dimmable | Continuous Below 10 | No |  | 4.1 | 8525.5 | 130.66 | 65.25 | 18.63 | 0.91 | 4000 | 82.9
PGP28KUB | Shenzhen Dimi Lighting Co.LTD | Dimi Light | DM-ST8FT64-35K | Indoor Luminaires | Linear Ambient | Direct Linear Ambient Luminaires | Premium | FALSE | [9 empty] | 42773 | Dimmable | Continuous Below 10 | No |  | 4.1 | 8461.25 | 129.67 | 65.25 | 18.63 | 0.91 | 3500 | 82.9
PZ28436H | Optilumen Inc | Optilumen | RKT1418M-50 (120V Only) | Indoor Retrofit Kit | Linear Ambient | Retrofit Kits for Direct Linear Ambient Luminaires | Premium | TRUE | 2855 | 137.2 | 20.81 | 3.73 | 0.991 | 5056 | 82.3 | 5 | 50000 | 42773 | Not Dimmable | Not Dimmable | No |  | 4.1 | 2885 | 138.64 | 20.81 | 12.5 | 0.99 | 5056 | 82.3
PDZ659ZW | Optilumen Inc | Optilumen | RKT1418M-35 (120V Only) | Indoor Retrofit Kit | Linear Ambient | Retrofit Kits for Direct Linear Ambient Luminaires | Premium | TRUE | 2612 | 128 | 20.41 | 3.75 | 0.99 | 3532 | 82.7 | 5 | 50000 | 42773 | Not Dimmable | Not Dimmable | No |  | 4.1 | 2612 | 128 | 20.41 | 12.5 | 0.99 | 3532 | 82.7
PMCX3KHX | Optilumen Inc | Optilumen | RKT2418M-35 | Indoor Retrofit Kit | Linear Ambient | Retrofit Kits for Direct Linear Ambient Luminaires | Premium | TRUE | 5193 | 128 | 40.56 | 8.4 | 0.939 | 3535 | 82.7 | 5 | 50000 | 42773 | Not Dimmable | Not Dimmable | No |  | 4.1 | 5193 | 128 | 40.56 | 8.4 | 0.94 | 3535 | 82.7
PQP7J4QX | Optilumen Inc | Optilumen | RKT2418M-50 | Indoor Retrofit Kit | Linear Ambient | Retrofit Kits for Direct Linear Ambient Luminaires | Premium | FALSE | [9 empty] | 42773 | Not Dimmable | Not Dimmable | No |  | 4.1 | 5459 | 131.3 | 41.57 | 8.4 | 0.94 | 5096 | 82.7
P414S696 | Optilumen Inc | Optilumen | RKT2415M-50 | Indoor Retrofit Kit | Linear Ambient | Retrofit Kits for Direct Linear Ambient Luminaires | Premium | FALSE | [9 empty] | 42773 | Not Dimmable | Not Dimmable | No |  | 4.1 | 4348 | 139.5 | 31.16 | 10.1 | 0.9 | 5081 | 82.8
PDVCQYSY | Optilumen Inc | Optilumen | RKT2415M-40 | Indoor Retrofit Kit | Linear Ambient | Retrofit Kits for Direct Linear Ambient Luminaires | Premium | FALSE | [9 empty] | 42773 | Not Dimmable | Not Dimmable | No |  | 4.1 | 4159 | 137 | 30.36 | 10.1 | 0.9 | 4000 | 82.8
P6PFACA4 | Optilumen Inc | Optilumen | RKT2418M-40 | Indoor Retrofit Kit | Linear Ambient | Retrofit Kits for Direct Linear Ambient Luminaires | Premium | FALSE | [9 empty] | 42773 | Not Dimmable | Not Dimmable | No |  | 4.1 | 5272 | 128.4 | 41.07 | 8.4 | 0.94 | 4000 | 82.7
PTZRXFEU | Optilumen Inc | Optilumen | RKT1418M-40 (120V Only) | Indoor Retrofit Kit | Linear Ambient | Retrofit Kits for Direct Linear Ambient Luminaires | Premium | FALSE | [9 empty] | 42773 | Not Dimmable | Not Dimmable | No |  | 4.1 | 2696 | 130.8 | 20.61 | 12.5 | 0.99 | 4000 | 82.6
P53Q2DAU | Optilumen Inc | Optilumen | RKT2415M-35 | Indoor Retrofit Kit | Linear Ambient | Retrofit Kits for Direct Linear Ambient Luminaires | Premium | FALSE | [9 empty] | 42773 | Not Dimmable | Not Dimmable | No |  | 4.1 | 4077 | 137.92 | 29.56 | 10.1 | 0.9 | 3528 | 82.9
PH7UKK5Q | Orion Energy Systems Inc | Apollo | MPAL14D1UNVFDXXBFL840XXXXXXXXXX | Indoor Luminaires | Linear Ambient | Direct Linear Ambient Luminaires | Standard | TRUE | 5205 | 104.3 | 49.9041 | 8.37 | 0.952 | 4005 | 83.2 | 5 | 50000 | 42772 |  |  | Yes |  | 4.1 | 5205 | 104.1 | 50.01 | 8.37 | 0.95 | 4005 | 83.2
PXJ82DKE | Orion Energy Systems Inc | Apollo | MPAL14A1UNVFDXXBFL840XXXXXXXXXX | Indoor Luminaires | Linear Ambient | Direct Linear Ambient Luminaires | Standard | TRUE | 1417 | 113.1 | 12.5287 | 16.7 | 0.933 | 3990 | 83.9 | 5 | 50000 | 42772 |  |  | Yes |  | 4.1 | 1417 | 112.9 | 12.55 | 16.7 | 0.93 | 3990 | 83.9
P4GY4EVR | Orion Energy Systems Inc | Apollo | MPAL14C1UNVFDXXFRL840XXXXXXXXXX | Indoor Luminaires | Linear Ambient | Direct Linear Ambient Luminaires | Premium | TRUE | 4299 | 135.1 | 31.8209 | 11.2 | 0.929 | 3981 | 83.6 | 5 | 50000 | 42772 |  |  | Yes |  | 4.1 | 4299 | 135.1 | 31.81 | 11.2 | 0.93 | 3981 | 83.6
P1WAHXTF | Orion Energy Systems Inc | Apollo | MPAL18H1UNVFDXXBFL850XXXXXXXXXX | Indoor Luminaires | Linear Ambient | Direct Linear Ambient Luminaires | Standard | FALSE | [9 empty] | 42772 |  |  | Yes |  | 4.1 | 10966 | 122 | 89.87 | 10.1 | 0.97 | 5204 | 82.9
PEW6KAYR | Orion Energy Systems Inc | Apollo | MPAL14D1UNVFDXXBFL850XXXXXXXXXX | Indoor Luminaires | Linear Ambient | Direct Linear Ambient Luminaires | Standard | FALSE | [9 empty] | 42772 |  |  | Yes |  | 4.1 | 5298 | 107.1 | 49.47 | 8.37 | 0.95 | 5204 | 82.9
PUCR3YC4 | Orion Energy Systems Inc | Apollo | MPAL18G1UNVFDXXBFL850XXXXXXXXXX | Indoor Luminaires | Linear Ambient | Direct Linear Ambient Luminaires | Standard | FALSE | [9 empty] | 42772 |  |  | Yes |  | 4.1 | 7772 | 133 | 58.44 | 11.3 | 0.93 | 5173 | 83.2
PQMMYM6D | Orion Energy Systems Inc | Apollo | MPAL14C1UNVFDXXBFL850XXXXXXXXXX | Indoor Luminaires | Linear Ambient | Direct Linear Ambient Luminaires | Standard | FALSE | [9 empty] | 42772 |  |  | Yes |  | 4.1 | 3755 | 116.7 | 32.17 | 11.2 | 0.93 | 5173 | 83.2
PP3446Z4 | Orion Energy Systems Inc | Apollo | MPAL18H1UNVFDXXFRL850XXXXXXXXXX | Indoor Luminaires | Linear Ambient | Direct Linear Ambient Luminaires | Premium | FALSE | [9 empty] | 42772 |  |  | Yes |  | 4.1 | 13177 | 146.3 | 90.07 | 10.4 | 0.97 | 5160 | 82.9
P7BZETDP | Orion Energy Systems Inc | Apollo | MPAL14D1UNVFDXXFRL850XXXXXXXXXX | Indoor Luminaires | Linear Ambient | Direct Linear Ambient Luminaires | Standard | FALSE | [9 empty] | 42772 |  |  | Yes |  | 4.1 | 6366 | 128.4 | 49.58 | 8.45 | 0.95 | 5160 | 82.9
PJ8RCNT9 | Orion Energy Systems Inc | Apollo | MPAL18H1UNVFDXXNOL850XXXXXXXXXX | Indoor Luminaires | Linear Ambient | Direct Linear Ambient Luminaires | Premium | FALSE | [9 empty] | 42772 |  |  | Yes |  | 4.1 | 14659 | 162.1 | 90.42 | 9.98 | 0.97 | 5150 | 82.9
PK76DQWE | Orion Energy Systems Inc | Apollo | MPAL14D1UNVFDXXNOL850XXXXXXXXXX | Indoor Luminaires | Linear Ambient | Direct Linear Ambient Luminaires | Premium | FALSE | [9 empty] | 42772 |  |  | Yes |  | 4.1 | 7082 | 142.3 | 49.77 | 8.53 | 0.96 | 5150 | 82.9
PTPNYV7Y | Orion Energy Systems Inc | Apollo | MPAL18G1UNVFDXXNOL850XXXXXXXXXX | Indoor Luminaires | Linear Ambient | Direct Linear Ambient Luminaires | Premium | FALSE | [9 empty] | 42772 |  |  | Yes |  | 4.1 | 10271 | 174.8 | 58.75 | 11.4 | 0.93 | 5123 | 83.1
PTAACKP1 | Orion Energy Systems Inc | Apollo | MPAL14C1UNVFDXXNOL850XXXXXXXXXX | Indoor Luminaires | Linear Ambient | Direct Linear Ambient Luminaires | Premium | FALSE | [9 empty] | 42772 |  |  | Yes |  | 4.1 | 4962 | 153.4 | 32.34 | 11 | 0.93 | 5123 | 83.1
PP419KM6 | Orion Energy Systems Inc | Apollo | MPAL18G1UNVFDXXFRL850XXXXXXXXXX | Indoor Luminaires | Linear Ambient | Direct Linear Ambient Luminaires | Premium | FALSE | [9 empty] | 42772 |  |  | Yes |  | 4.1 | 9290 | 158.5 | 58.63 | 11.3 | 0.93 | 5122 | 83.2
PRDPJ6BF | Orion Energy Systems Inc | Apollo | MPAL14C1UNVFDXXFRL850XXXXXXXXXX | Indoor Luminaires | Linear Ambient | Direct Linear Ambient Luminaires | Premium | FALSE | [9 empty] | 42772 |  |  | Yes |  | 4.1 | 4488 | 139.1 | 32.27 | 11.2 | 0.93 | 5122 | 83.2
PFSERRAV | Orion Energy Systems Inc | Apollo | MPAL14B1UNVFDXXBFL850XXXXXXXXXX | Indoor Luminaires | Linear Ambient | Direct Linear Ambient Luminaires | Standard | FALSE | [9 empty] | 42772 |  |  | Yes |  | 4.1 | 2485 | 117.7 | 21.11 | 10.7 | 0.97 | 5108 | 83.1
PU9ARAXK | Orion Energy Systems Inc | Apollo | MPAL18F1UNVFDXXBFL850XXXXXXXXXX | Indoor Luminaires | Linear Ambient | Direct Linear Ambient Luminaires | Standard | FALSE | [9 empty] | 42772 |  |  | Yes |  | 4.1 | 5144 | 134.1 | 38.35 | 9.89 | 0.97 | 5108 | 83.1
P2Y7KZHZ | Orion Energy Systems Inc | Apollo | MPAL14A1UNVFDXXFRL850XXXXXXXXXX | Indoor Luminaires | Linear Ambient | Direct Linear Ambient Luminaires | Premium | FALSE | [9 empty] | 42772 |  |  | Yes |  | 4.1 | 1738 | 138.3 | 12.57 | 16.7 | 0.99 | 5089 | 83.3
PAS4RBC6 | Orion Energy Systems Inc | Apollo | MPAL18E1UNVFDXXFRL850XXXXXXXXXX | Indoor Luminaires | Linear Ambient | Direct Linear Ambient Luminaires | Premium | FALSE | [9 empty] | 42772 |  |  | Yes |  | 4.1 | 3597 | 157.5 | 22.84 | 10.4 | 0.97 | 5089 | 83.3
PSZKC2WB | Orion Energy Systems Inc | Apollo | MPAL14B1UNVFDXXFRL850XXXXXXXXXX | Indoor Luminaires | Linear Ambient | Direct Linear Ambient Luminaires | Premium | FALSE | [9 empty] | 42772 |  |  | Yes |  | 4.1 | 2986 | 141.4 | 21.12 | 10.7 | 0.97 | 5067 | 83.2
PY8QF6FA | Orion Energy Systems Inc | Apollo | MPAL18F1UNVFDXXFRL850XXXXXXXXXX | Indoor Luminaires | Linear Ambient | Direct Linear Ambient Luminaires | Premium | FALSE | [9 empty] | 42772 |  |  | Yes |  | 4.1 | 6181 | 161.1 | 38.37 | 9.9 | 0.97 | 5067 | 83.2
P5HGSXG5 | Orion Energy Systems Inc | Apollo | MPAL14B1UNVFDXXNOL850XXXXXXXXXX | Indoor Luminaires | Linear Ambient | Direct Linear Ambient Luminaires | Premium | FALSE | [9 empty] | 42772 |  |  | Yes |  | 4.1 | 3301 | 155.7 | 21.2 | 10.7 | 0.97 | 5057 | 83.1
PUEN66UY | Orion Energy Systems Inc | Apollo | MPAL18F1UNVFDXXNOL850XXXXXXXXXX | Indoor Luminaires | Linear Ambient | Direct Linear Ambient Luminaires | Premium | FALSE | [9 empty] | 42772 |  |  | Yes |  | 4.1 | 6833 | 177.4 | 38.51 | 9.4 | 0.97 | 5057 | 83.1
PDSYU2J3 | Orion Energy Systems Inc | Apollo | MPAL14A1UNVFDXXBFL850XXXXXXXXXX | Indoor Luminaires | Linear Ambient | Direct Linear Ambient Luminaires | Premium | FALSE | [9 empty] | 42772 |  |  | Yes |  | 4.1 | 1738 | 137.9 | 12.6 | 16.7 | 0.93 | 5048 | 83.3
P6T86B2Q | Orion Energy Systems Inc | Apollo | MPAL18E1UNVFDXXBFL850XXXXXXXXXX | Indoor Luminaires | Linear Ambient | Direct Linear Ambient Luminaires | Premium | FALSE | [9 empty] | 42772 |  |  | Yes |  | 4.1 | 3597 | 157.2 | 22.89 | 10.4 | 0.87 | 5048 | 83.3
PK6JJ3B8 | Orion Energy Systems Inc | Apollo | MPAL14A1UNVFDXXNOL850XXXXXXXXXX | Indoor Luminaires | Linear Ambient | Direct Linear Ambient Luminaires | Premium | FALSE | [9 empty] | 42772 |  |  | Yes |  | 4.1 | 1901 | 150.6 | 12.62 | 16.7 | 0.93 | 5040 | 83.3
PFSMWFPG | Orion Energy Systems Inc | Apollo | MPAL18E1UNVFDXXNOL850XXXXXXXXXX | Indoor Luminaires | Linear Ambient | Direct Linear Ambient Luminaires | Premium | FALSE | [9 empty] | 42772 |  |  | Yes |  | 4.1 | 3935 | 171.6 | 22.93 | 10.4 | 0.97 | 5040 | 83.3
PU6AR8QY | Orion Energy Systems Inc | Apollo | MPAL18G1UNVFDXXBFL840XXXXXXXXXX | Indoor Luminaires | Linear Ambient | Direct Linear Ambient Luminaires | Standard | FALSE | [9 empty] | 42772 |  |  | Yes |  | 4.1 | 7414 | 128.6 | 57.66 | 11.3 | 0.93 | 4014 | 83.5
PSF2KRX5 | Orion Energy Systems Inc | Apollo | MPAL14C1UNVFDXXBFL840XXXXXXXXXX | Indoor Luminaires | Linear Ambient | Direct Linear Ambient Luminaires | Standard | FALSE | [9 empty] | 42772 |  |  | Yes |  | 4.1 | 3582 | 112.9 | 31.74 | 11.2 | 0.93 | 4014 | 83.5
P1JYVR65 | Orion Energy Systems Inc | Apollo | MPAL18H1UNVFDXXBFL840XXXXXXXXXX | Indoor Luminaires | Linear Ambient | Direct Linear Ambient Luminaires | Standard | FALSE | [9 empty] | 42772 |  |  | Yes |  | 4.1 | 10774 | 118.6 | 90.85 | 10.1 | 0.97 | 4005 | 83.2
PHETDQN8 | Orion Energy Systems Inc | Apollo | MPAL18G1UNVFDXXFRL840XXXXXXXXXX | Indoor Luminaires | Linear Ambient | Direct Linear Ambient Luminaires | Premium | FALSE | [9 empty] | 42772 |  |  | Yes |  | 4.1 | 8898 | 154 | 57.79 | 11.3 | 0.93 | 3981 | 83.6
P8JAVGFS | Orion Energy Systems Inc | Apollo | MPAL18H1UNVFDXXFRL840XXXXXXXXXX | Indoor Luminaires | Linear Ambient | Direct Linear Ambient Luminaires | Premium | FALSE | [9 empty] | 42772 |  |  | Yes |  | 4.1 | 12825 | 140.9 | 91.04 | 10.4 | 0.97 | 3978 | 83.3
PE2VR6ZP | Orion Energy Systems Inc | Apollo | MPAL14D1UNVFDXXFRL840XXXXXXXXXX | Indoor Luminaires | Linear Ambient | Direct Linear Ambient Luminaires | Standard | FALSE | [9 empty] | 42772 |  |  | Yes |  | 4.1 | 6196 | 123.6 | 50.11 | 8.45 | 0.95 | 3978 | 83.3
PAZHGP77 | Orion Energy Systems Inc | Apollo | MPAL18G1UNVFDXXNOL840XXXXXXXXXX | Indoor Luminaires | Linear Ambient | Direct Linear Ambient Luminaires | Premium | FALSE | [9 empty] | 42772 |  |  | Yes |  | 4.1 | 9886 | 170.4 | 58.03 | 11.4 | 0.93 | 3976 | 83.6
PTGJXZQT | Orion Energy Systems Inc | Apollo | MPAL14C1UNVFDXXNOL840XXXXXXXXXX | Indoor Luminaires | Linear Ambient | Direct Linear Ambient Luminaires | Premium | FALSE | [9 empty] | 42772 |  |  | Yes |  | 4.1 | 4776 | 149.5 | 31.94 | 11 | 0.93 | 3976 | 83.6
P8XG8WYE | Orion Energy Systems Inc | Apollo | MPAL14B1UNVFDXXBFL840XXXXXXXXXX | Indoor Luminaires | Linear Ambient | Direct Linear Ambient Luminaires | Standard | FALSE | [9 empty] | 42772 |  |  | Yes |  | 4.1 | 2442 | 114.9 | 21.25 | 10.7 | 0.97 | 3970 | 83.8
PHTPSNHW | Orion Energy Systems Inc | Apollo | MPAL18F1UNVFDXXBFL840XXXXXXXXXX | Indoor Luminaires | Linear Ambient | Direct Linear Ambient Luminaires | Standard | FALSE | [9 empty] | 42772 |  |  | Yes |  | 4.1 | 5055 | 130.9 | 38.61 | 9.89 | 0.97 | 3970 | 83.8
PMSUZHS3 | Orion Energy Systems Inc | Apollo | MPAL18H1UNVFDXXNOL840XXXXXXXXXX | Indoor Luminaires | Linear Ambient | Direct Linear Ambient Luminaires | Premium | FALSE | [9 empty] | 42772 |  |  | Yes |  | 4.1 | 14247 | 156 | 91.33 | 9.98 | 0.97 | 3969 | 83.3
P2GNT17C | Orion Energy Systems Inc | Apollo | MPAL14D1UNVFDXXNOL840XXXXXXXXXX | Indoor Luminaires | Linear Ambient | Direct Linear Ambient Luminaires | Premium | FALSE | [9 empty] | 42772 |  |  | Yes |  | 4.1 | 6883 | 136.9 | 50.27 | 8.53 | 0.96 | 3969 | 83.3
PC99EDKU | Orion Energy Systems Inc | Apollo | MPAL14A1UNVFDXXFRL840XXXXXXXXXX | Indoor Luminaires | Linear Ambient | Direct Linear Ambient Luminaires | Premium | FALSE | [9 empty] | 42772 |  |  | Yes |  | 4.1 | 1696 | 135.4 | 12.53 | 16.7 | 0.99 | 3956 | 84
PKJG1952 | Orion Energy Systems Inc | Apollo | MPAL18E1UNVFDXXFRL840XXXXXXXXXX | Indoor Luminaires | Linear Ambient | Direct Linear Ambient Luminaires | Premium | FALSE | [9 empty] | 42772 |  |  | Yes |  | 4.1 | 3510 | 154.2 | 22.76 | 10.4 | 0.97 | 3956 | 84
PGY9VDMJ | Orion Energy Systems Inc | Apollo | MPAL14A1UNVFDXXNOL840XXXXXXXXXX | Indoor Luminaires | Linear Ambient | Direct Linear Ambient Luminaires | Premium | FALSE | [9 empty] | 42772 |  |  | Yes |  | 4.1 | 1875 | 149 | 12.58 | 16.7 | 0.93 | 3952 | 83.9
PZJWWQRM | Orion Energy Systems Inc | Apollo | MPAL18E1UNVFDXXNOL840XXXXXXXXXX | Indoor Luminaires | Linear Ambient | Direct Linear Ambient Luminaires | Premium | FALSE | [9 empty] | 42772 |  |  | Yes |  | 4.1 | 3881 | 169.8 | 22.85 | 10.4 | 0.97 | 3952 | 83.9
P24KXJVZ | Orion Energy Systems Inc | Apollo | MPAL18E1UNVFDXXBFL840XXXXXXXXXX | Indoor Luminaires | Linear Ambient | Direct Linear Ambient Luminaires | Standard | FALSE | [9 empty] | 42772 |  |  | Yes |  | 4.1 | 2933 | 128.6 | 22.8 | 10.4 | 0.87 | 3944 | 84
PK1XHXER | Orion Energy Systems Inc | Apollo | MPAL14B1UNVFDXXFRL840XXXXXXXXXX | Indoor Luminaires | Linear Ambient | Direct Linear Ambient Luminaires | Premium | FALSE | [9 empty] | 42772 |  |  | Yes |  | 4.1 | 2927 | 137.6 | 21.27 | 10.7 | 0.97 | 3941 | 83.8
PKAHK7SJ | Orion Energy Systems Inc | Apollo | MPAL18F1UNVFDXXFRL840XXXXXXXXXX | Indoor Luminaires | Linear Ambient | Direct Linear Ambient Luminaires | Premium | FALSE | [9 empty] | 42772 |  |  | Yes |  | 4.1 | 6058 | 156.8 | 38.64 | 9.9 | 0.97 | 3941 | 83.8
PVWEEEEM | Orion Energy Systems Inc | Apollo | MPAL14B1UNVFDXXNOL840XXXXXXXXXX | Indoor Luminaires | Linear Ambient | Direct Linear Ambient Luminaires | Premium | FALSE | [9 empty] | 42772 |  |  | Yes |  | 4.1 | 3224 | 151.2 | 21.32 | 10.7 | 0.97 | 3935 | 83.8
PVTZEWQ1 | Orion Energy Systems Inc | Apollo | MPAL18F1UNVFDXXNOL840XXXXXXXXXX | Indoor Luminaires | Linear Ambient | Direct Linear Ambient Luminaires | Premium | FALSE | [9 empty] | 42772 |  |  | Yes |  | 4.1 | 6673 | 172.3 | 38.73 | 9.4 | 0.97 | 3935 | 83.8
PQM6VXU6 | MaxLite Inc | MaxLED | LSV2U2050 [blank EM MS MSO MSC] | Indoor Luminaires | Linear Ambient | Direct Linear Ambient Luminaires | Premium | TRUE | 2850 | 131 | 21.82 | 12.854 | 0.906 | 5096 | 84.5 | 5 | 50000 | 42772 |  |  | No |  | 4.1 | 2850 | 131 | 21.82 | 8.34 | 0.98 | 5096 | 85
PM6SJYPV | MaxLite Inc | MaxLED | LSV2U2040 [blank EM MS MSO MSC] | Indoor Luminaires | Linear Ambient | Direct Linear Ambient Luminaires | Premium | TRUE | 2966 | 134 | 22.11 | 13.575 | 0.8811 | 4089 | 86.2 | 5 | 50000 | 42772 |  |  | No |  | 4.1 | 2966 | 134 | 22.11 | 9.15 | 0.99 | 4089 | 86
P8MX7Z2S | FOSHAN INNOVATIVE LIGHTING | Innovative | LL-404804B-1(WIDTH 9?)(4000K) [Creamy White Lens Only] | Indoor Luminaires | Linear Ambient | Direct Linear Ambient Luminaires | Standard | TRUE | 4054.974 | 105.324 | 38.5 | 17.6 | 0.909 | 3888 | 82.4 | 5 | 50000 | 42769 | Not Dimmable | Not Dimmable | No |  | 4.1 | 4054.97 | 105.32 | 38.5 | 17.6 | 0.99 | 3888 | 82.4
PTT4VD7V | FOSHAN INNOVATIVE LIGHTING | Innovative | LL-404804B-1(WIDTH 9?)(5000K) [Creamy White Lens Only] | Indoor Luminaires | Linear Ambient | Direct Linear Ambient Luminaires | Standard | FALSE | [9 empty] | 42769 | Not Dimmable | Not Dimmable | No |  | 4.1 | 4236.05 | 108.9 | 38.9 | 18.4 | 1 | 4849 | 82.7
P2XEBCUY | FOSHAN INNOVATIVE LIGHTING | Innovative | LL-404804B-1D(WIDTH 9?)(5000K) [Creamy White Lens Only] | Indoor Luminaires | Linear Ambient | Direct Linear Ambient Luminaires | Standard | FALSE | [9 empty] | 42769 | Dimmable | Continuous Below 10 | No |  | 4.1 | 4236.05 | 108.9 | 38.9 | 18.4 | 1 | 4849 | 82.7
PREY6823 | FOSHAN INNOVATIVE LIGHTING | Innovative | LL-404804B-1(WIDTH 9?)(4500K) [Creamy White Lens Only] | Indoor Luminaires | Linear Ambient | Direct Linear Ambient Luminaires | Standard | FALSE | [9 empty] | 42769 | Not Dimmable | Not Dimmable | No |  | 4.1 | 4054.97 | 105.32 | 38.5 | 17.6 | 0.99 | 4500 | 82.4
PT2FWF3T | FOSHAN INNOVATIVE LIGHTING | Innovative | LL-404804B-1D(WIDTH 9?)(4500K) [Creamy White Lens Only] | Indoor Luminaires | Linear Ambient | Direct Linear Ambient Luminaires | Standard | FALSE | [9 empty] | 42769 | Dimmable | Continuous Below 10 | No |  | 4.1 | 4054.97 | 105.32 | 38.5 | 17.6 | 0.99 | 4500 | 82.4
PWDF9AW6 | FOSHAN INNOVATIVE LIGHTING | Innovative | LL-404804B-1D(WIDTH 9?)(4000K) [Creamy White Lens Only] | Indoor Luminaires | Linear Ambient | Direct Linear Ambient Luminaires | Standard | FALSE | [9 empty] | 42769 | Dimmable | Continuous Below 10 | No |  | 4.1 | 4054.97 | 105.32 | 38.5 | 17.6 | 0.99 | 3888 | 82.4
PQS4SJW3 | FOSHAN INNOVATIVE LIGHTING | Innovative | LL-404804B-1(WIDTH 5?)(4000K) [Creamy White Lens Only] | Indoor Luminaires | Linear Ambient | Direct Linear Ambient Luminaires | Standard | TRUE | 3996.212 | 104.068 | 38.4 | 15.4 | 0.918 | 3974 | 82.9 | 5 | 50000 | 42769 | Not Dimmable | Not Dimmable | No |  | 4.1 | 3996.21 | 104.07 | 38.4 | 15.4 | 0.99 | 3974 | 82.9
PE2ZDGX3 | FOSHAN INNOVATIVE LIGHTING | Innovative | LL-404804B-1(WIDTH 5?)(5000K) [Creamy White Lens Only] | Indoor Luminaires | Linear Ambient | Direct Linear Ambient Luminaires | Standard | FALSE | [9 empty] | 42769 | Not Dimmable | Not Dimmable | No |  | 4.1 | 4140.62 | 107.27 | 38.6 | 16.7 | 1 | 4966 | 83
P82YSKDA | FOSHAN INNOVATIVE LIGHTING | Innovative | LL-404804B-1D(WIDTH 5?)(5000K) [Creamy White Lens Only] | Indoor Luminaires | Linear Ambient | Direct Linear Ambient Luminaires | Standard | FALSE | [9 empty] | 42769 | Dimmable | Continuous Below 10 | No |  | 4.1 | 4140.62 | 107.27 | 38.6 | 16.7 | 1 | 4966 | 83
P6N88ZT1 | FOSHAN INNOVATIVE LIGHTING | Innovative | LL-404804B-1(WIDTH 5?)(4500K) [Creamy White Lens Only] | Indoor Luminaires | Linear Ambient | Direct Linear Ambient Luminaires | Standard | FALSE | [9 empty] | 42769 | Not Dimmable | Not Dimmable | No |  | 4.1 | 3996.21 | 104.07 | 38.4 | 15.4 | 0.99 | 4500 | 82.9
PB24BE7W | FOSHAN INNOVATIVE LIGHTING | Innovative | LL-404804B-1D(WIDTH 5?)(4500K) [Creamy White Lens Only] | Indoor Luminaires | Linear Ambient | Direct Linear Ambient Luminaires | Standard | FALSE | [9 empty] | 42769 | Dimmable | Continuous Below 10 | No |  | 4.1 | 3996.21 | 104.07 | 38.4 | 15.4 | 0.99 | 4500 | 82.9
P1V5ZSCJ | FOSHAN INNOVATIVE LIGHTING | Innovative | LL-404804B-1D(WIDTH 5?)(4000K) [Creamy White Lens Only] | Indoor Luminaires | Linear Ambient | Direct Linear Ambient Luminaires | Standard | FALSE | [9 empty] | 42769 | Dimmable | Continuous Below 10 | No |  | 4.1 | 3996.21 | 104.07 | 38.4 | 15.4 | 0.99 | 3974 | 82.9
P1EYJYYK | Texas Fluorescents | Texas Fluorescents | CITE48LFRF57W6800LLBDMV30Kxx | Indoor Luminaires | Linear Ambient | Direct Linear Ambient Luminaires | Standard | TRUE | 6366.3 | 110.2 | 57.77 | 8.7 | 0.924 | 3136 | 84 | 5 | 50000 | 42769 | Dimmable | Continuous Below 10 | Yes |  | 3.1 | 6366 | 110 | 57.77 | 4.8 | 0.998 | 3000 | 84
PS46NUCJ | Texas Fluorescents | Texas Fluorescents | CITE48LFRF23W3200LLBDMV30Kxx | Indoor Luminaires | Linear Ambient | Direct Linear Ambient Luminaires | Standard | TRUE | 3007.4 | 126.7 | 23.73 | 8.7 | 0.924 | 3110 | 84 | 5 | 50000 | 42769 | Dimmable | Continuous Below 10 | Yes |  | 3.1 | 3007 | 127 | 23.7 | 8.3 | 0.991 | 3000 | 84
P85TBWHC | Texas Fluorescents | Texas Fluorescents | C48LFRF57W7100LDMV30K | Indoor Luminaires | Linear Ambient | Direct Linear Ambient Luminaires | Standard | TRUE | 6778 | 115.3 | 58.8 | 7.9 | 0.922 | 5257 | 83 | 5 | 50000 | 42769 | Dimmable | Continuous Below 10 | Yes |  | 4 | 6778 | 115.17 | 58.85 | 5.14 | 1 | 3000 | 84
PGTTQ6YU | Texas Fluorescents | Texas Fluorescents | C48LFRF24W3200LDMV30K | Indoor Luminaires | Linear Ambient | Direct Linear Ambient Luminaires | Standard | TRUE | 3046.5 | 127.7 | 23.86 | 7.9 | 0.922 | 3097 | 84 | 5 | 50000 | 42769 | Dimmable | Continuous Below 10 | Yes |  | 4 | 3046.5 | 127.74 | 23.85 | 7.9 | 0.92 | 3000 | 84
P94NJQ2S | Texas Fluorescents | Texas Fluorescents | 555A48LF30W4100LDMV30K | Indoor Luminaires | Linear Ambient | Direct Linear Ambient Luminaires | Standard | TRUE | 3772 | 128.7 | 29.3 | 18.1 | 0.9111 | 3061 | 82 | 5 | 50000 | 42769 | Dimmable | Continuous Below 10 | Yes | Only qualified in ceiling-mounted configuration | 4 | 3772 | 128.74 | 29.27 | 18.1 | 0.91 | 3061 | 82
PXRBXZFC | Texas Fluorescents | Texas Fluorescents | 555A48LF57W6900LDMV50K | Indoor Luminaires | Linear Ambient | Direct Linear Ambient Luminaires | Standard | FALSE | [9 empty] | 42769 | Dimmable | Continuous Below 10 | Yes | Only qualified in ceiling-mounted configuration | 4 | 7352 | 126.85 | 57.96 | 7.6 | 0.99 | 5097 | 83
P8Y3U15C | Texas Fluorescents | Texas Fluorescents | 555A48LF48W6000DMV50K | Indoor Luminaires | Linear Ambient | Direct Linear Ambient Luminaires | Standard | FALSE | [9 empty] | 42769 | Dimmable | Continuous Below 10 | Yes | Only qualified in ceiling-mounted configuration | 4 | 6371 | 132.73 | 48 | 7.6 | 0.99 | 5097 | 83
P41WWR3K | Texas Fluorescents | Texas Fluorescents | CITE48LFRF23W3200LLBDMV50Kxx | Indoor Luminaires | Linear Ambient | Direct Linear Ambient Luminaires | Standard | FALSE | [9 empty] | 42769 | Dimmable | Continuous Below 10 | Yes |  | 3.1 | 3337 | 141 | 23.7 | 8.3 | 0.991 | 5000 | 84
PP5F9KYP | Texas Fluorescents | Texas Fluorescents | CITE48LFRF35W4200LLBDMV50Kxx | Indoor Luminaires | Linear Ambient | Direct Linear Ambient Luminaires | Standard | FALSE | [9 empty] | 42769 | Dimmable | Continuous Below 10 | Yes |  | 3.1 | 4409 | 126 | 35.1 | 6.8 | 0.994 | 5000 | 84
PZZYPTCX | Texas Fluorescents | Texas Fluorescents | CITE48LFRF48W5600LLBDMV50Kxx | Indoor Luminaires | Linear Ambient | Direct Linear Ambient Luminaires | Standard | FALSE | [9 empty] | 42769 | Dimmable | Continuous Below 10 | Yes |  | 3.1 | 5804 | 122 | 47.6 | 5.6 | 0.997 | 5000 | 84
PS65YZGD | Texas Fluorescents | Texas Fluorescents | CITE48LFRF57W6800LLBDMV50Kxx | Indoor Luminaires | Linear Ambient | Direct Linear Ambient Luminaires | Standard | FALSE | [9 empty] | 42769 | Dimmable | Continuous Below 10 | Yes |  | 3.1 | 7065 | 122 | 57.77 | 4.8 | 0.998 | 5000 | 84
PUKN3X8U | Texas Fluorescents | Texas Fluorescents | 555A48LF30W4100LDMV50K | Indoor Luminaires | Linear Ambient | Direct Linear Ambient Luminaires | Standard | FALSE | [9 empty] | 42769 | Dimmable | Continuous Below 10 | Yes | Only qualified in ceiling-mounted configuration | 4 | 4213.32 | 143.95 | 29.27 | 18.1 | 0.91 | 5000 | 83
P1RCVFTY | Texas Fluorescents | Texas Fluorescents | C48LF30W4300LDMV50K | Indoor Luminaires | Linear Ambient | Direct Linear Ambient Luminaires | Standard | FALSE | [9 empty] | 42769 | Dimmable | Continuous Below 10 | Yes |  | 4 | 4440 | 148 | 30 | 8 | 0.92 | 5000 | 83
P7VBPP4E | Texas Fluorescents | Texas Fluorescents | C48LF24W3500LDMV50K | Indoor Luminaires | Linear Ambient | Direct Linear Ambient Luminaires | Standard | FALSE | [9 empty] | 42769 | Dimmable | Continuous Below 10 | Yes |  | 4 | 3580 | 150.04 | 23.86 | 8 | 0.92 | 5000 | 83
P2UEQAAX | Texas Fluorescents | Texas Fluorescents | C96LF24W3500LDMV50K | Indoor Luminaires | Linear Ambient | Direct Linear Ambient Luminaires | Standard | FALSE | [9 empty] | 42769 | Dimmable | Continuous Below 10 | Yes |  | 4 | 3580 | 150.04 | 23.86 | 8 | 0.92 | 5000 | 83
P43CB8FE | Texas Fluorescents | Texas Fluorescents | C48LFRF30W4000LDMV50K | Indoor Luminaires | Linear Ambient | Direct Linear Ambient Luminaires | Standard | FALSE | [9 empty] | 42769 | Dimmable | Continuous Below 10 | Yes |  | 4 | 4085 | 136.17 | 30 | 7.9 | 0.92 | 5000 | 83
PT89RCSE | Texas Fluorescents | Texas Fluorescents | C48LFRF24W3200LDMV50K | Indoor Luminaires | Linear Ambient | Direct Linear Ambient Luminaires | Standard | FALSE | [9 empty] | 42769 | Dimmable | Continuous Below 10 | Yes |  | 4 | 3295 | 138.16 | 23.85 | 7.9 | 0.92 | 5000 | 83
P4KDQRA9 | Texas Fluorescents | Texas Fluorescents | C96LFRF24W3200LDMV50K | Indoor Luminaires | Linear Ambient | Direct Linear Ambient Luminaires | Standard | FALSE | [9 empty] | 42769 | Dimmable | Continuous Below 10 | Yes |  | 4 | 3295 | 138.16 | 23.85 | 7.9 | 0.92 | 5000 | 83
PDYXG6G2 | Texas Fluorescents | Texas Fluorescents | C96LFRF118W14200LDMV50K | Indoor Luminaires | Linear Ambient | Direct Linear Ambient Luminaires | Standard | FALSE | [9 empty] | 42769 | Dimmable | Continuous Below 10 | Yes |  | 4 | 14665 | 124.6 | 117.7 | 5.14 | 1 | 5000 | 83
PU4FP584 | Texas Fluorescents | Texas Fluorescents | C96LFRF97W11900LDMV50K | Indoor Luminaires | Linear Ambient | Direct Linear Ambient Luminaires | Standard | FALSE | [9 empty] | 42769 | Dimmable | Continuous Below 10 | Yes |  | 4 | 12265 | 126.44 | 97 | 5.14 | 1 | 5000 | 83
P4NKCPAM | Texas Fluorescents | Texas Fluorescents | C96LFRF70W9100LDMV50K | Indoor Luminaires | Linear Ambient | Direct Linear Ambient Luminaires | Standard | FALSE | [9 empty] | 42769 | Dimmable | Continuous Below 10 | Yes |  | 4 | 9320 | 133.14 | 70 | 5.14 | 1 | 5000 | 83
PVHXY7Z2 | Texas Fluorescents | Texas Fluorescents | C48LFRF57W7100LDMV50K | Indoor Luminaires | Linear Ambient | Direct Linear Ambient Luminaires | Standard | FALSE | [9 empty] | 42769 | Dimmable | Continuous Below 10 | Yes |  | 4 | 7330 | 124.55 | 58.85 | 5.14 | 1 | 5000 | 83
P56B61WT | Texas Fluorescents | Texas Fluorescents | C96LFRF57W7100LDMV50K | Indoor Luminaires | Linear Ambient | Direct Linear Ambient Luminaires | Standard | FALSE | [9 empty] | 42769 | Dimmable | Continuous Below 10 | Yes |  | 4 | 7330 | 124.55 | 58.85 | 5.14 | 1 | 5000 | 83
PSYG6EYV | Texas Fluorescents | Texas Fluorescents | C48LFRF48W6000LDMV50K | Indoor Luminaires | Linear Ambient | Direct Linear Ambient Luminaires | Standard | FALSE | [9 empty] | 42769 | Dimmable | Continuous Below 10 | Yes |  | 4 | 6130 | 127.71 | 48 | 5.14 | 1 | 5000 | 83
PDA6V4KH | Texas Fluorescents | Texas Fluorescents | C96LFRF48W6000LDMV50K | Indoor Luminaires | Linear Ambient | Direct Linear Ambient Luminaires | Standard | FALSE | [9 empty] | 42769 | Dimmable | Continuous Below 10 | Yes |  | 4 | 6130 | 127.71 | 48 | 5.14 | 1 | 5000 | 83
PG6JYF2P | Texas Fluorescents | Texas Fluorescents | C48LFRF35W4500LDMV50K | Indoor Luminaires | Linear Ambient | Direct Linear Ambient Luminaires | Standard | FALSE | [9 empty] | 42769 | Dimmable | Continuous Below 10 | Yes |  | 4 | 4660 | 133.14 | 35 | 5.14 | 1 | 5000 | 83
P1YT8UX4 | Texas Fluorescents | Texas Fluorescents | C96LF118W15500LDMV50K | Indoor Luminaires | Linear Ambient | Direct Linear Ambient Luminaires | Standard | FALSE | [9 empty] | 42769 | Dimmable | Continuous Below 10 | Yes |  | 4 | 15975 | 135.38 | 118 | 5.07 | 1 | 5000 | 83
P4RWU7E5 | Texas Fluorescents | Texas Fluorescents | C96LF97W13000LDMV50K | Indoor Luminaires | Linear Ambient | Direct Linear Ambient Luminaires | Standard | FALSE | [9 empty] | 42769 | Dimmable | Continuous Below 10 | Yes |  | 4 | 13335 | 137.47 | 97 | 5.07 | 1 | 5000 | 83
PPYYHP1X | Texas Fluorescents | Texas Fluorescents | C96LF70W9800LDMV50K | Indoor Luminaires | Linear Ambient | Direct Linear Ambient Luminaires | Standard | FALSE | [9 empty] | 42769 | Dimmable | Continuous Below 10 | Yes |  | 4 | 10135 | 144.79 | 70 | 5.07 | 1 | 5000 | 83
PUHQ36DR | Texas Fluorescents | Texas Fluorescents | C48LF57W7800LDMV50K | Indoor Luminaires | Linear Ambient | Direct Linear Ambient Luminaires | Standard | FALSE | [9 empty] | 42769 | Dimmable | Continuous Below 10 | Yes |  | 4 | 7985 | 135.32 | 59.01 | 5.07 | 1 | 5000 | 83
P1R476T5 | Texas Fluorescents | Texas Fluorescents | C96LF57W7800LDMV50K | Indoor Luminaires | Linear Ambient | Direct Linear Ambient Luminaires | Standard | FALSE | [9 empty] | 42769 | Dimmable | Continuous Below 10 | Yes |  | 4 | 7985 | 135.32 | 59.01 | 5.07 | 1 | 5000 | 83
PWSSKUUW | Texas Fluorescents | Texas Fluorescents | C48LF48W6500LDMV50K | Indoor Luminaires | Linear Ambient | Direct Linear Ambient Luminaires | Standard | FALSE | [9 empty] | 42769 | Dimmable | Continuous Below 10 | Yes |  | 4 | 6665 | 138.85 | 48 | 5.07 | 1 | 5000 | 83
PCQV3QUX | Texas Fluorescents | Texas Fluorescents | C96LF48W6500LDMV50K | Indoor Luminaires | Linear Ambient | Direct Linear Ambient Luminaires | Standard | FALSE | [9 empty] | 42769 | Dimmable | Continuous Below 10 | Yes |  | 4 | 6665 | 138.85 | 48 | 5.07 | 1 | 5000 | 83
PCZS2V47 | Texas Fluorescents | Texas Fluorescents | C48LF35W4900LDMV50K | Indoor Luminaires | Linear Ambient | Direct Linear Ambient Luminaires | Standard | FALSE | [9 empty] | 42769 | Dimmable | Continuous Below 10 | Yes |  | 4 | 5065 | 144.71 | 35 | 5.07 | 1 | 5000 | 83
P2JFZU5G | Texas Fluorescents | Texas Fluorescents | CITE48LFRF23W3200LLBDMV40Kxx | Indoor Luminaires | Linear Ambient | Direct Linear Ambient Luminaires | Standard | FALSE | [9 empty] | 42769 | Dimmable | Continuous Below 10 | Yes |  | 3.1 | 3206 | 135 | 23.7 | 8.3 | 0.991 | 4000 | 84
P3SM6WHK | Texas Fluorescents | Texas Fluorescents | C48LF30W4300LDMV40K | Indoor Luminaires | Linear Ambient | Direct Linear Ambient Luminaires | Standard | FALSE | [9 empty] | 42769 | Dimmable | Continuous Below 10 | Yes |  | 4 | 4310 | 143.67 | 30 | 8 | 0.92 | 4000 | 84
PUVXK12C | Texas Fluorescents | Texas Fluorescents | C48LF24W3500LDMV40K | Indoor Luminaires | Linear Ambient | Direct Linear Ambient Luminaires | Standard | FALSE | [9 empty] | 42769 | Dimmable | Continuous Below 10 | Yes |  | 4 | 3475 | 145.64 | 23.86 | 8 | 0.92 | 4000 | 84
PPFAGCY7 | Texas Fluorescents | Texas Fluorescents | C96LF24W3500LDMV40K | Indoor Luminaires | Linear Ambient | Direct Linear Ambient Luminaires | Standard | FALSE | [9 empty] | 42769 | Dimmable | Continuous Below 10 | Yes |  | 4 | 3475 | 145.64 | 23.86 | 8 | 0.92 | 4000 | 84
PB2CFQKP | Texas Fluorescents | Texas Fluorescents | C48LFRF30W4000LDMV40K | Indoor Luminaires | Linear Ambient | Direct Linear Ambient Luminaires | Standard | FALSE | [9 empty] | 42769 | Dimmable | Continuous Below 10 | Yes |  | 4 | 3967 | 132.23 | 30 | 7.9 | 0.92 | 4000 | 84
PN516SZX | Texas Fluorescents | Texas Fluorescents | C48LFRF24W3200LDMV40K | Indoor Luminaires | Linear Ambient | Direct Linear Ambient Luminaires | Standard | FALSE | [9 empty] | 42769 | Dimmable | Continuous Below 10 | Yes |  | 4 | 3200 | 134.17 | 23.85 | 7.9 | 0.92 | 4000 | 84
PHEX3N5R | Texas Fluorescents | Texas Fluorescents | C96LFRF24W3200LDMV40K | Indoor Luminaires | Linear Ambient | Direct Linear Ambient Luminaires | Standard | FALSE | [9 empty] | 42769 | Dimmable | Continuous Below 10 | Yes |  | 4 | 3200 | 134.17 | 23.85 | 7.9 | 0.92 | 4000 | 84
PXB78BKG | Texas Fluorescents | Texas Fluorescents | CITE48LFRF35W4200LLBDMV40Kxx | Indoor Luminaires | Linear Ambient | Direct Linear Ambient Luminaires | Standard | FALSE | [9 empty] | 42769 | Dimmable | Continuous Below 10 | Yes |  | 3.1 | 4235 | 121 | 35.1 | 6.8 | 0.994 | 4000 | 84
PZNJEX8F | Texas Fluorescents | Texas Fluorescents | CITE48LFRF48W5600LLBDMV40Kxx | Indoor Luminaires | Linear Ambient | Direct Linear Ambient Luminaires | Standard | FALSE | [9 empty] | 42769 | Dimmable | Continuous Below 10 | Yes |  | 3.1 | 5575 | 117 | 47.6 | 5.6 | 0.997 | 4000 | 84
PZRPTVQY | Texas Fluorescents | Texas Fluorescents | C96LFRF118W14200LDMV40K | Indoor Luminaires | Linear Ambient | Direct Linear Ambient Luminaires | Standard | FALSE | [9 empty] | 42769 | Dimmable | Continuous Below 10 | Yes |  | 4 | 14235 | 120.94 | 117.7 | 5.14 | 1 | 4000 | 84
PFHXQFEE | Texas Fluorescents | Texas Fluorescents | C96LFRF97W11900LDMV40K | Indoor Luminaires | Linear Ambient | Direct Linear Ambient Luminaires | Standard | FALSE | [9 empty] | 42769 | Dimmable | Continuous Below 10 | Yes |  | 4 | 11910 | 122.78 | 97 | 5.14 | 1 | 4000 | 84
P1NGZM1U | Texas Fluorescents | Texas Fluorescents | C96LFRF70W9100LDMV40K | Indoor Luminaires | Linear Ambient | Direct Linear Ambient Luminaires | Standard | FALSE | [9 empty] | 42769 | Dimmable | Continuous Below 10 | Yes |  | 4 | 9050 | 129.29 | 70 | 5.14 | 1 | 4000 | 84
PUFTK26G | Texas Fluorescents | Texas Fluorescents | C96LFRF57W7100LDMV40K | Indoor Luminaires | Linear Ambient | Direct Linear Ambient Luminaires | Standard | FALSE | [9 empty] | 42769 | Dimmable | Continuous Below 10 | Yes |  | 4 | 7120 | 120.99 | 58.85 | 5.14 | 1 | 4000 | 84
PA5631HU | Texas Fluorescents | Texas Fluorescents | C48LFRF57W7100LDMV40K | Indoor Luminaires | Linear Ambient | Direct Linear Ambient Luminaires | Standard | FALSE | [9 empty] | 42769 | Dimmable | Continuous Below 10 | Yes |  | 4 | 7120 | 120.99 | 58.85 | 5.14 | 1 | 4000 | 84
PXQGNUKN | Texas Fluorescents | Texas Fluorescents | C96LFRF48W6000LDMV40K | Indoor Luminaires | Linear Ambient | Direct Linear Ambient Luminaires | Standard | FALSE | [9 empty] | 42769 | Dimmable | Continuous Below 10 | Yes |  | 4 | 5955 | 124.06 | 48 | 5.14 | 1 | 4000 | 84
PXMBAS5Z | Texas Fluorescents | Texas Fluorescents | C48LFRF48W6000LDMV40K | Indoor Luminaires | Linear Ambient | Direct Linear Ambient Luminaires | Standard | FALSE | [9 empty] | 42769 | Dimmable | Continuous Below 10 | Yes |  | 4 | 5955 | 124.06 | 48 | 5.14 | 1 | 4000 | 84
PDMP5BAR | Texas Fluorescents | Texas Fluorescents | C48LFRF35W4500LDMV40K | Indoor Luminaires | Linear Ambient | Direct Linear Ambient Luminaires | Standard | FALSE | [9 empty] | 42769 | Dimmable | Continuous Below 10 | Yes |  | 4 | 4525 | 129.29 | 35 | 5.14 | 1 | 4000 | 84
PF7XVSBP | Texas Fluorescents | Texas Fluorescents | C96LF118W15500LDMV40K | Indoor Luminaires | Linear Ambient | Direct Linear Ambient Luminaires | Standard | FALSE | [9 empty] | 42769 | Dimmable | Continuous Below 10 | Yes |  | 4 | 15510 | 131.44 | 118 | 5.07 | 1 | 4000 | 84
P98AZQG9 | Texas Fluorescents | Texas Fluorescents | C96LF97W13000LDMV40K | Indoor Luminaires | Linear Ambient | Direct Linear Ambient Luminaires | Standard | FALSE | [9 empty] | 42769 | Dimmable | Continuous Below 10 | Yes |  | 4 | 12950 | 133.51 | 97 | 5.07 | 1 | 4000 | 84
P2XNKNVZ | Texas Fluorescents | Texas Fluorescents | C96LF70W9800LDMV40K | Indoor Luminaires | Linear Ambient | Direct Linear Ambient Luminaires | Standard | FALSE | [9 empty] | 42769 | Dimmable | Continuous Below 10 | Yes |  | 4 | 9840 | 140.57 | 70 | 5.07 | 1 | 4000 | 84
PZZ8EDUV | Texas Fluorescents | Texas Fluorescents | C48LF57W7800LDMV40K | Indoor Luminaires | Linear Ambient | Direct Linear Ambient Luminaires | Standard | FALSE | [9 empty] | 42769 | Dimmable | Continuous Below 10 | Yes |  | 4 | 7755 | 131.42 | 59.01 | 5.07 | 1 | 4000 | 84
PNB7DGF6 | Texas Fluorescents | Texas Fluorescents | C96LF57W7800LDMV40K | Indoor Luminaires | Linear Ambient | Direct Linear Ambient Luminaires | Standard | FALSE | [9 empty] | 42769 | Dimmable | Continuous Below 10 | Yes |  | 4 | 7755 | 131.42 | 59.01 | 5.07 | 1 | 4000 | 84
PTFHN383 | Texas Fluorescents | Texas Fluorescents | C48LF48W6500LDMV40K | Indoor Luminaires | Linear Ambient | Direct Linear Ambient Luminaires | Standard | FALSE | [9 empty] | 42769 | Dimmable | Continuous Below 10 | Yes |  | 4 | 6475 | 134.9 | 48 | 5.07 | 1 | 4000 | 84
P63YWCEE | Texas Fluorescents | Texas Fluorescents | C96LF48W6500LDMV40K | Indoor Luminaires | Linear Ambient | Direct Linear Ambient Luminaires | Standard | FALSE | [9 empty] | 42769 | Dimmable | Continuous Below 10 | Yes |  | 4 | 6475 | 134.9 | 48 | 5.07 | 1 | 4000 | 84
P74WC58E | Texas Fluorescents | Texas Fluorescents | C48LF35W4900LDMV40K | Indoor Luminaires | Linear Ambient | Direct Linear Ambient Luminaires | Standard | FALSE | [9 empty] | 42769 | Dimmable | Continuous Below 10 | Yes |  | 4 | 4920 | 140.57 | 35 | 5.07 | 1 | 4000 | 84
PQENBZRZ | Texas Fluorescents | Texas Fluorescents | CITE48LFRF57W6800LLBDMV40Kxx | Indoor Luminaires | Linear Ambient | Direct Linear Ambient Luminaires | Standard | FALSE | [9 empty] | 42769 | Dimmable | Continuous Below 10 | Yes |  | 3.1 | 6787 | 117 | 57.77 | 4.8 | 0.998 | 4000 | 84
PD7F5FRJ | Texas Fluorescents | Texas Fluorescents | 555A48LF30W4100LDMV40K | Indoor Luminaires | Linear Ambient | Direct Linear Ambient Luminaires | Standard | FALSE | [9 empty] | 42769 | Dimmable | Continuous Below 10 | Yes | Only qualified in ceiling-mounted configuration | 4 | 4066.22 | 138.92 | 29.27 | 18.1 | 0.91 | 4000 | 82
PKDQEYU4 | Texas Fluorescents | Texas Fluorescents | 555A48LF57W6900LDMV40K | Indoor Luminaires | Linear Ambient | Direct Linear Ambient Luminaires | Standard | FALSE | [9 empty] | 42769 | Dimmable | Continuous Below 10 | Yes | Only qualified in ceiling-mounted configuration | 4 | 6858 | 118.32 | 57.96 | 7.6 | 0.99 | 4000 | 82
PZY629JN | Texas Fluorescents | Texas Fluorescents | 555A48LF48W6000DMV40K | Indoor Luminaires | Linear Ambient | Direct Linear Ambient Luminaires | Standard | FALSE | [9 empty] | 42769 | Dimmable | Continuous Below 10 | Yes | Only qualified in ceiling-mounted configuration | 4 | 5985 | 124.69 | 48 | 7.6 | 0.99 | 4000 | 82
PS4ZD2UW | Texas Fluorescents | Texas Fluorescents | CITE48LFRF23W3200LLBDMV35Kxx | Indoor Luminaires | Linear Ambient | Direct Linear Ambient Luminaires | Standard | FALSE | [9 empty] | 42769 | Dimmable | Continuous Below 10 | Yes |  | 3.1 | 3100 | 131 | 23.7 | 8.3 | 0.991 | 3500 | 84
PGY3ZX6D | Texas Fluorescents | Texas Fluorescents | C48LF30W4300LDMV35K | Indoor Luminaires | Linear Ambient | Direct Linear Ambient Luminaires | Standard | FALSE | [9 empty] | 42769 | Dimmable | Continuous Below 10 | Yes |  | 4 | 4175 | 139.17 | 30 | 8 | 0.92 | 3500 | 84
P84FRSRR | Texas Fluorescents | Texas Fluorescents | C96LF24W3500LDMV35K | Indoor Luminaires | Linear Ambient | Direct Linear Ambient Luminaires | Standard | FALSE | [9 empty] | 42769 | Dimmable | Continuous Below 10 | Yes |  | 4 | 3365 | 141.03 | 23.86 | 8 | 0.92 | 3500 | 84
P718FMZ9 | Texas Fluorescents | Texas Fluorescents | C48LF24W3500LDMV35K | Indoor Luminaires | Linear Ambient | Direct Linear Ambient Luminaires | Standard | FALSE | [9 empty] | 42769 | Dimmable | Continuous Below 10 | Yes |  | 4 | 3365 | 141.03 | 23.86 | 8 | 0.92 | 3500 | 84
P41QSWYW | Texas Fluorescents | Texas Fluorescents | C48LFRF30W4000LDMV35K | Indoor Luminaires | Linear Ambient | Direct Linear Ambient Luminaires | Standard | FALSE | [9 empty] | 42769 | Dimmable | Continuous Below 10 | Yes |  | 4 | 3840 | 128 | 30 | 7.9 | 0.92 | 3500 | 84
PU56SKXC | Texas Fluorescents | Texas Fluorescents | C48LFRF24W3200LDMV35K | Indoor Luminaires | Linear Ambient | Direct Linear Ambient Luminaires | Standard | FALSE | [9 empty] | 42769 | Dimmable | Continuous Below 10 | Yes |  | 4 | 3095 | 129.77 | 23.85 | 7.9 | 0.92 | 3500 | 84
PRHSVNYJ | Texas Fluorescents | Texas Fluorescents | C96LFRF24W3200LDMV35K | Indoor Luminaires | Linear Ambient | Direct Linear Ambient Luminaires | Standard | FALSE | [9 empty] | 42769 | Dimmable | Continuous Below 10 | Yes |  | 4 | 3095 | 129.77 | 23.85 | 7.9 | 0.92 | 3500 | 84
PBV4QPGH | Texas Fluorescents | Texas Fluorescents | CITE48LFRF35W4200LLBDMV35Kxx | Indoor Luminaires | Linear Ambient | Direct Linear Ambient Luminaires | Standard | FALSE | [9 empty] | 42769 | Dimmable | Continuous Below 10 | Yes |  | 3.1 | 4095 | 117 | 35.1 | 6.8 | 0.994 | 3500 | 84
P8X2VAV1 | Texas Fluorescents | Texas Fluorescents | CITE48LFRF48W5600LLBDMV35Kxx | Indoor Luminaires | Linear Ambient | Direct Linear Ambient Luminaires | Standard | FALSE | [9 empty] | 42769 | Dimmable | Continuous Below 10 | Yes |  | 3.1 | 5391 | 113 | 47.6 | 5.6 | 0.997 | 3500 | 84
PUF9GPEA | Texas Fluorescents | Texas Fluorescents | C96LFRF118W14200LDMV35K | Indoor Luminaires | Linear Ambient | Direct Linear Ambient Luminaires | Standard | FALSE | [9 empty] | 42769 | Dimmable | Continuous Below 10 | Yes |  | 4 | 13780 | 117.08 | 117.7 | 5.14 | 1 | 3500 | 84
P1Y2M4FE | Texas Fluorescents | Texas Fluorescents | C96LFRF97W11900LDMV35K | Indoor Luminaires | Linear Ambient | Direct Linear Ambient Luminaires | Standard | FALSE | [9 empty] | 42769 | Dimmable | Continuous Below 10 | Yes |  | 4 | 11530 | 118.87 | 97 | 5.14 | 1 | 3500 | 84
PP9JYMZB | Texas Fluorescents | Texas Fluorescents | C96LFRF70W9100LDMV35K | Indoor Luminaires | Linear Ambient | Direct Linear Ambient Luminaires | Standard | FALSE | [9 empty] | 42769 | Dimmable | Continuous Below 10 | Yes |  | 4 | 8760 | 125.14 | 70 | 5.14 | 1 | 3500 | 84
PVY4E58W | Texas Fluorescents | Texas Fluorescents | C96LFRF57W7100LDMV35K | Indoor Luminaires | Linear Ambient | Direct Linear Ambient Luminaires | Standard | FALSE | [9 empty] | 42769 | Dimmable | Continuous Below 10 | Yes |  | 4 | 6890 | 117.08 | 58.85 | 5.14 | 1 | 3500 | 84
PPD7NZT4 | Texas Fluorescents | Texas Fluorescents | C48LFRF57W7100LDMV35K | Indoor Luminaires | Linear Ambient | Direct Linear Ambient Luminaires | Standard | FALSE | [9 empty] | 42769 | Dimmable | Continuous Below 10 | Yes |  | 4 | 6890 | 117.08 | 58.85 | 5.14 | 1 | 3500 | 84
PWWSJCDV | Texas Fluorescents | Texas Fluorescents | C96LFRF48W6000LDMV35K | Indoor Luminaires | Linear Ambient | Direct Linear Ambient Luminaires | Standard | FALSE | [9 empty] | 42769 | Dimmable | Continuous Below 10 | Yes |  | 4 | 5765 | 120.1 | 48 | 5.14 | 1 | 3500 | 84
PKKU9HKH | Texas Fluorescents | Texas Fluorescents | C48LFRF48W6000LDMV35K | Indoor Luminaires | Linear Ambient | Direct Linear Ambient Luminaires | Standard | FALSE | [9 empty] | 42769 | Dimmable | Continuous Below 10 | Yes |  | 4 | 5765 | 120.1 | 48 | 5.14 | 1 | 3500 | 84
P4D2EQ4T | Texas Fluorescents | Texas Fluorescents | C48LFRF35W4500LDMV35K | Indoor Luminaires | Linear Ambient | Direct Linear Ambient Luminaires | Standard | FALSE | [9 empty] | 42769 | Dimmable | Continuous Below 10 | Yes |  | 4 | 4380 | 125.14 | 35 | 5.14 | 1 | 3500 | 84
P7VE9U1J | Texas Fluorescents | Texas Fluorescents | C96LF118W15500LDMV35K | Indoor Luminaires | Linear Ambient | Direct Linear Ambient Luminaires | Standard | FALSE | [9 empty] | 42769 | Dimmable | Continuous Below 10 | Yes |  | 4 | 15015 | 127.25 | 118 | 5.07 | 1 | 3500 | 84
PSRRX2DY | Texas Fluorescents | Texas Fluorescents | C96LF97W13000LDMV35K | Indoor Luminaires | Linear Ambient | Direct Linear Ambient Luminaires | Standard | FALSE | [9 empty] | 42769 | Dimmable | Continuous Below 10 | Yes |  | 4 | 12535 | 129.23 | 97 | 5.07 | 1 | 3500 | 84
PZB9DS1Y | Texas Fluorescents | Texas Fluorescents | C96LF70W9800LDMV35K | Indoor Luminaires | Linear Ambient | Direct Linear Ambient Luminaires | Standard | FALSE | [9 empty] | 42769 | Dimmable | Continuous Below 10 | Yes |  | 4 | 9525 | 136.07 | 70 | 5.07 | 1 | 3500 | 84
PGBBJ33U | Texas Fluorescents | Texas Fluorescents | C96LF57W7800LDMV35K | Indoor Luminaires | Linear Ambient | Direct Linear Ambient Luminaires | Standard | FALSE | [9 empty] | 42769 | Dimmable | Continuous Below 10 | Yes |  | 4 | 7505 | 127.18 | 59.01 | 5.07 | 1 | 3500 | 84
PC2CNW5D | Texas Fluorescents | Texas Fluorescents | C48LF57W7800LDMV35K | Indoor Luminaires | Linear Ambient | Direct Linear Ambient Luminaires | Standard | FALSE | [9 empty] | 42769 | Dimmable | Continuous Below 10 | Yes |  | 4 | 7505 | 127.18 | 59.01 | 5.07 | 1 | 3500 | 84
P439K9S2 | Texas Fluorescents | Texas Fluorescents | C96LF48W6500LDMV35K | Indoor Luminaires | Linear Ambient | Direct Linear Ambient Luminaires | Standard | FALSE | [9 empty] | 42769 | Dimmable | Continuous Below 10 | Yes |  | 4 | 6265 | 130.52 | 48 | 5.07 | 1 | 3500 | 84
P3E6D15V | Texas Fluorescents | Texas Fluorescents | C48LF48W6500LDMV35K | Indoor Luminaires | Linear Ambient | Direct Linear Ambient Luminaires | Standard | FALSE | [9 empty] | 42769 | Dimmable | Continuous Below 10 | Yes |  | 4 | 6265 | 130.52 | 48 | 5.07 | 1 | 3500 | 84
PG8FXJRN | Texas Fluorescents | Texas Fluorescents | C48LF35W4900LDMV35K | Indoor Luminaires | Linear Ambient | Direct Linear Ambient Luminaires | Standard | FALSE | [9 empty] | 42769 | Dimmable | Continuous Below 10 | Yes |  | 4 | 4760 | 136 | 35 | 5.07 | 1 | 3500 | 84
PJHM933Z | Texas Fluorescents | Texas Fluorescents | CITE48LFRF57W6800LLBDMV35Kxx | Indoor Luminaires | Linear Ambient | Direct Linear Ambient Luminaires | Standard | FALSE | [9 empty] | 42769 | Dimmable | Continuous Below 10 | Yes |  | 3.1 | 6563 | 114 | 57.77 | 4.8 | 0.998 | 3500 | 84
P1RZE8SQ | Texas Fluorescents | Texas Fluorescents | 555A48LF30W4100LDMV35K | Indoor Luminaires | Linear Ambient | Direct Linear Ambient Luminaires | Standard | FALSE | [9 empty] | 42769 | Dimmable | Continuous Below 10 | Yes | Only qualified in ceiling-mounted configuration | 4 | 3953.06 | 135.05 | 29.27 | 18.1 | 0.91 | 3500 | 82
P8S8UN22 | Texas Fluorescents | Texas Fluorescents | 555A48LF57W6900LDMV35K | Indoor Luminaires | Linear Ambient | Direct Linear Ambient Luminaires | Standard | FALSE | [9 empty] | 42769 | Dimmable | Continuous Below 10 | Yes | Only qualified in ceiling-mounted configuration | 4 | 6730 | 116.11 | 57.96 | 7.6 | 0.99 | 3500 | 82
PNXCRA3Z | Texas Fluorescents | Texas Fluorescents | 555A48LF48W6000DMV35K | Indoor Luminaires | Linear Ambient | Direct Linear Ambient Luminaires | Standard | FALSE | [9 empty] | 42769 | Dimmable | Continuous Below 10 | Yes | Only qualified in ceiling-mounted configuration | 4 | 5876 | 122.42 | 48 | 7.6 | 0.99 | 3500 | 82
PVJ6BGNJ | Texas Fluorescents | Texas Fluorescents | C48LF24W3500LDMV30K | Indoor Luminaires | Linear Ambient | Direct Linear Ambient Luminaires | Standard | FALSE | [9 empty] | 42769 | Dimmable | Continuous Below 10 | Yes |  | 4 | 3312.2 | 138.82 | 23.86 | 8 | 0.92 | 3091 | 84
PQ7JNK6X | Texas Fluorescents | Texas Fluorescents | C96LF24W3500LDMV30K | Indoor Luminaires | Linear Ambient | Direct Linear Ambient Luminaires | Standard | FALSE | [9 empty] | 42769 | Dimmable | Continuous Below 10 | Yes |  | 4 | 3312.2 | 138.82 | 23.86 | 8 | 0.92 | 3091 | 84
PWNDZ4NZ | Texas Fluorescents | Texas Fluorescents | 555A48LF57W6900LDMV30K | Indoor Luminaires | Linear Ambient | Direct Linear Ambient Luminaires | Standard | FALSE | [9 empty] | 42769 | Dimmable | Continuous Below 10 | Yes | Only qualified in ceiling-mounted configuration | 4 | 6540 | 112.84 | 57.96 | 7.6 | 0.99 | 3061 | 82
PASHFQEY | Texas Fluorescents | Texas Fluorescents | 555A48LF48W6000DMV30K | Indoor Luminaires | Linear Ambient | Direct Linear Ambient Luminaires | Standard | FALSE | [9 empty] | 42769 | Dimmable | Continuous Below 10 | Yes | Only qualified in ceiling-mounted configuration | 4 | 5708 | 118.92 | 48 | 7.6 | 0.99 | 3061 | 82
PXU99ZRT | Texas Fluorescents | Texas Fluorescents | C48LF30W4300LDMV30K | Indoor Luminaires | Linear Ambient | Direct Linear Ambient Luminaires | Standard | FALSE | [9 empty] | 42769 | Dimmable | Continuous Below 10 | Yes |  | 4 | 4105 | 136.83 | 30 | 8 | 0.92 | 3000 | 84
P3RD8XRM | Texas Fluorescents | Texas Fluorescents | C48LFRF35W4500LDMV30K | Indoor Luminaires | Linear Ambient | Direct Linear Ambient Luminaires | Standard | FALSE | [9 empty] | 42769 | Dimmable | Continuous Below 10 | Yes |  | 4 | 4305 | 123 | 35 | 7.9 | 0.92 | 3000 | 84
PHB31FGJ | Texas Fluorescents | Texas Fluorescents | C48LFRF30W4000LDMV30K | Indoor Luminaires | Linear Ambient | Direct Linear Ambient Luminaires | Standard | FALSE | [9 empty] | 42769 | Dimmable | Continuous Below 10 | Yes |  | 4 | 3775 | 125.83 | 30 | 7.9 | 0.92 | 3000 | 84
PBSM6RQ1 | Texas Fluorescents | Texas Fluorescents | C96LFRF24W3200LDMV30K | Indoor Luminaires | Linear Ambient | Direct Linear Ambient Luminaires | Standard | FALSE | [9 empty] | 42769 | Dimmable | Continuous Below 10 | Yes |  | 4 | 3046.5 | 127.74 | 23.85 | 7.9 | 0.92 | 3000 | 84
PB6CMGUA | Texas Fluorescents | Texas Fluorescents | CITE48LFRF35W4200LLBDMV30Kxx | Indoor Luminaires | Linear Ambient | Direct Linear Ambient Luminaires | Standard | FALSE | [9 empty] | 42769 | Dimmable | Continuous Below 10 | Yes |  | 3.1 | 3972 | 113 | 35.1 | 6.8 | 0.994 | 3000 | 84
P3KVCQQR | Texas Fluorescents | Texas Fluorescents | CITE48LFRF48W5600LLBDMV30Kxx | Indoor Luminaires | Linear Ambient | Direct Linear Ambient Luminaires | Standard | FALSE | [9 empty] | 42769 | Dimmable | Continuous Below 10 | Yes |  | 3.1 | 5229 | 110 | 47.6 | 5.6 | 0.997 | 3000 | 84
PV6MECDD | Texas Fluorescents | Texas Fluorescents | C96LFRF118W14200LDMV30K | Indoor Luminaires | Linear Ambient | Direct Linear Ambient Luminaires | Standard | FALSE | [9 empty] | 42769 | Dimmable | Continuous Below 10 | Yes |  | 4 | 13556 | 115.17 | 117.7 | 5.14 | 1 | 3000 | 84
PKQDYEM7 | Texas Fluorescents | Texas Fluorescents | C96LFRF97W11900LDMV30K | Indoor Luminaires | Linear Ambient | Direct Linear Ambient Luminaires | Standard | FALSE | [9 empty] | 42769 | Dimmable | Continuous Below 10 | Yes |  | 4 | 11335 | 116.86 | 97 | 5.14 | 1 | 3000 | 84
PY8FPTDQ | Texas Fluorescents | Texas Fluorescents | C96LFRF70W9100LDMV30K | Indoor Luminaires | Linear Ambient | Direct Linear Ambient Luminaires | Standard | FALSE | [9 empty] | 42769 | Dimmable | Continuous Below 10 | Yes |  | 4 | 8615 | 123.07 | 70 | 5.14 | 1 | 3000 | 84
PGGS9Q25 | Texas Fluorescents | Texas Fluorescents | C96LFRF57W7100LDMV30K | Indoor Luminaires | Linear Ambient | Direct Linear Ambient Luminaires | Standard | FALSE | [9 empty] | 42769 | Dimmable | Continuous Below 10 | Yes |  | 4 | 6778 | 115.17 | 58.85 | 5.14 | 1 | 3000 | 84
PWY41H4M | Texas Fluorescents | Texas Fluorescents | C96LFRF48W6000LDMV30K | Indoor Luminaires | Linear Ambient | Direct Linear Ambient Luminaires | Standard | FALSE | [9 empty] | 42769 | Dimmable | Continuous Below 10 | Yes |  | 4 | 5670 | 118.13 | 48 | 5.14 | 1 | 3000 | 84
PH1YHBDA | Texas Fluorescents | Texas Fluorescents | C48LFRF48W6000LDMV30K | Indoor Luminaires | Linear Ambient | Direct Linear Ambient Luminaires | Standard | FALSE | [9 empty] | 42769 | Dimmable | Continuous Below 10 | Yes |  | 4 | 5670 | 118.13 | 48 | 5.14 | 1 | 3000 | 84
P66V1J3B | Texas Fluorescents | Texas Fluorescents | C96LF118W15500LDMV30K | Indoor Luminaires | Linear Ambient | Direct Linear Ambient Luminaires | Standard | FALSE | [9 empty] | 42769 | Dimmable | Continuous Below 10 | Yes |  | 4 | 14768 | 125.15 | 118 | 5.07 | 1 | 3000 | 84
PXDP8TF8 | Texas Fluorescents | Texas Fluorescents | C96LF97W13000LDMV30K | Indoor Luminaires | Linear Ambient | Direct Linear Ambient Luminaires | Standard | FALSE | [9 empty] | 42769 | Dimmable | Continuous Below 10 | Yes |  | 4 | 12325 | 127.06 | 97 | 5.07 | 1 | 3000 | 84
PHUV3EAR | Texas Fluorescents | Texas Fluorescents | C96LF70W9800LDMV30K | Indoor Luminaires | Linear Ambient | Direct Linear Ambient Luminaires | Standard | FALSE | [9 empty] | 42769 | Dimmable | Continuous Below 10 | Yes |  | 4 | 9370 | 133.86 | 70 | 5.07 | 1 | 3000 | 84
PPD7K5AA | Texas Fluorescents | Texas Fluorescents | C96LF57W7800LDMV30K | Indoor Luminaires | Linear Ambient | Direct Linear Ambient Luminaires | Standard | FALSE | [9 empty] | 42769 | Dimmable | Continuous Below 10 | Yes |  | 4 | 7384 | 125.13 | 59.01 | 5.07 | 1 | 3000 | 84
PFFB8KNE | Texas Fluorescents | Texas Fluorescents | C48LF57W7800LDMV30K | Indoor Luminaires | Linear Ambient | Direct Linear Ambient Luminaires | Standard | FALSE | [9 empty] | 42769 | Dimmable | Continuous Below 10 | Yes |  | 4 | 7384 | 125.13 | 59.01 | 5.07 | 1 | 3000 | 84
PC6QU75S | Texas Fluorescents | Texas Fluorescents | C48LF48W6500LDMV30K | Indoor Luminaires | Linear Ambient | Direct Linear Ambient Luminaires | Standard | FALSE | [9 empty] | 42769 | Dimmable | Continuous Below 10 | Yes |  | 4 | 6160 | 128.33 | 48 | 5.07 | 1 | 3000 | 84
P7XEPHYY | Texas Fluorescents | Texas Fluorescents | C96LF48W6500LDMV30K | Indoor Luminaires | Linear Ambient | Direct Linear Ambient Luminaires | Standard | FALSE | [9 empty] | 42769 | Dimmable | Continuous Below 10 | Yes |  | 4 | 6160 | 128.33 | 48 | 5.07 | 1 | 3000 | 84
PZ5Y4TEJ | Texas Fluorescents | Texas Fluorescents | C48LF35W4900LDMV30K | Indoor Luminaires | Linear Ambient | Direct Linear Ambient Luminaires | Standard | FALSE | [9 empty] | 42769 | Dimmable | Continuous Below 10 | Yes |  | 4 | 4685 | 133.86 | 35 | 5.07 | 1 | 3000 | 84
PAYVVGM1 | Jiangmen Brandon Lighting Co. Limited | Brandon | MX457ELM04014B30[AC] | Indoor Luminaires | Linear Ambient | Direct Linear Ambient Luminaires | Standard | TRUE | 5714.4 | 135.82 | 42.48 | 18.81 | 0.9521 | 3062 | 82.1 | 5 | 50000 | 42769 | Dimmable | Continuous Above 10 | No |  | 4.1 | 5000 | 125 | 40 | 20 | 0.95 | 3000 | 80
PG1BXJS8 | Jiangmen Brandon Lighting Co. Limited | Brandon | MX457ELM04014B50[BD] | Indoor Luminaires | Linear Ambient | Direct Linear Ambient Luminaires | Standard | FALSE | [9 empty] | 42769 | Dimmable | Continuous Above 10 | Yes |  | 4.1 | 5000 | 125 | 40 | 20 | 0.95 | 5000 | 80
PDYU79HC | Jiangmen Brandon Lighting Co. Limited | Brandon | MX457ELM04014B50[AC] | Indoor Luminaires | Linear Ambient | Direct Linear Ambient Luminaires | Standard | FALSE | [9 empty] | 42769 | Dimmable | Continuous Above 10 | No |  | 4.1 | 5000 | 125 | 40 | 20 | 0.95 | 5000 | 80
P3TP3XNR | Jiangmen Brandon Lighting Co. Limited | Brandon | MX457ELM04014B45[BD] | Indoor Luminaires | Linear Ambient | Direct Linear Ambient Luminaires | Standard | FALSE | [9 empty] | 42769 | Dimmable | Continuous Above 10 | Yes |  | 4.1 | 5000 | 125 | 40 | 20 | 0.95 | 4500 | 80
PFZBJABP | Jiangmen Brandon Lighting Co. Limited | Brandon | MX457ELM04014B45[AC] | Indoor Luminaires | Linear Ambient | Direct Linear Ambient Luminaires | Standard | FALSE | [9 empty] | 42769 | Dimmable | Continuous Above 10 | No |  | 4.1 | 5000 | 125 | 40 | 20 | 0.95 | 4500 | 80
PUFB2UMT | Jiangmen Brandon Lighting Co. Limited | Brandon | MX457ELM04014B40[BD] | Indoor Luminaires | Linear Ambient | Direct Linear Ambient Luminaires | Standard | FALSE | [9 empty] | 42769 | Dimmable | Continuous Above 10 | Yes |  | 4.1 | 5000 | 125 | 40 | 20 | 0.95 | 4000 | 80
P6NKWU3K | Jiangmen Brandon Lighting Co. Limited | Brandon | MX457ELM04014B40[AC] | Indoor Luminaires | Linear Ambient | Direct Linear Ambient Luminaires | Standard | FALSE | [9 empty] | 42769 | Dimmable | Continuous Above 10 | No |  | 4.1 | 5000 | 125 | 40 | 20 | 0.95 | 4000 | 80
PUU7AKNT | Jiangmen Brandon Lighting Co. Limited | Brandon | MX457ELM04014B35[BD] | Indoor Luminaires | Linear Ambient | Direct Linear Ambient Luminaires | Standard | FALSE | [9 empty] | 42769 | Dimmable | Continuous Above 10 | Yes |  | 4.1 | 5000 | 125 | 40 | 20 | 0.95 | 3500 | 80
PSNHVSGT | Jiangmen Brandon Lighting Co. Limited | Brandon | MX457ELM04014B35[AC] | Indoor Luminaires | Linear Ambient | Direct Linear Ambient Luminaires | Standard | FALSE | [9 empty] | 42769 | Dimmable | Continuous Above 10 | No |  | 4.1 | 5000 | 125 | 40 | 20 | 0.95 | 3500 | 80
P8UAXFB3 | Jiangmen Brandon Lighting Co. Limited | Brandon | MX457ELM04014B30[BD] | Indoor Luminaires | Linear Ambient | Direct Linear Ambient Luminaires | Standard | FALSE | [9 empty] | 42769 | Dimmable | Continuous Above 10 | Yes |  | 4.1 | 5000 | 125 | 40 | 20 | 0.95 | 3000 | 80
P56JNA5V | Jiangmen Brandon Lighting Co. Limited | Brandon | MX464ELM04014B30[AC] | Indoor Luminaires | Linear Ambient | Direct Linear Ambient Luminaires | Standard | TRUE | 4984.3 | 120.89 | 41.23 | 19.74 | 0.9482 | 3074 | 82.9 | 5 | 50000 | 42769 | Dimmable | Continuous Above 10 | No |  | 4.1 | 5000 | 125 | 40 | 20 | 0.95 | 3000 | 80
P8XB5UF5 | Jiangmen Brandon Lighting Co. Limited | Brandon | MX464ELM04014B50[BD] | Indoor Luminaires | Linear Ambient | Direct Linear Ambient Luminaires | Standard | FALSE | [9 empty] | 42769 | Dimmable | Continuous Above 10 | Yes |  | 4.1 | 5000 | 125 | 40 | 20 | 0.95 | 5000 | 80
P1S2BZW6 | Jiangmen Brandon Lighting Co. Limited | Brandon | MX464ELM04014B50[AC] | Indoor Luminaires | Linear Ambient | Direct Linear Ambient Luminaires | Standard | FALSE | [9 empty] | 42769 | Dimmable | Continuous Above 10 | No |  | 4.1 | 5000 | 125 | 40 | 20 | 0.95 | 5000 | 80
PHVS98W7 | Jiangmen Brandon Lighting Co. Limited | Brandon | MX464ELM04014B45[BD] | Indoor Luminaires | Linear Ambient | Direct Linear Ambient Luminaires | Standard | FALSE | [9 empty] | 42769 | Dimmable | Continuous Above 10 | Yes |  | 4.1 | 5000 | 125 | 40 | 20 | 0.95 | 4500 | 80
PHZ775NP | Jiangmen Brandon Lighting Co. Limited | Brandon | MX464ELM04014B45[AC] | Indoor Luminaires | Linear Ambient | Direct Linear Ambient Luminaires | Standard | FALSE | [9 empty] | 42769 | Dimmable | Continuous Above 10 | No |  | 4.1 | 5000 | 125 | 40 | 20 | 0.95 | 4500 | 80
P7MTXMCZ | Jiangmen Brandon Lighting Co. Limited | Brandon | MX464ELM04014B40[BD] | Indoor Luminaires | Linear Ambient | Direct Linear Ambient Luminaires | Standard | FALSE | [9 empty] | 42769 | Dimmable | Continuous Above 10 | Yes |  | 4.1 | 5000 | 125 | 40 | 20 | 0.95 | 4000 | 80
P4N1FXF3 | Jiangmen Brandon Lighting Co. Limited | Brandon | MX464ELM04014B40[AC] | Indoor Luminaires | Linear Ambient | Direct Linear Ambient Luminaires | Standard | FALSE | [9 empty] | 42769 | Dimmable | Continuous Above 10 | No |  | 4.1 | 5000 | 125 | 40 | 20 | 0.95 | 4000 | 80
P8F2W9E8 | Jiangmen Brandon Lighting Co. Limited | Brandon | MX464ELM04014B35[BD] | Indoor Luminaires | Linear Ambient | Direct Linear Ambient Luminaires | Standard | FALSE | [9 empty] | 42769 | Dimmable | Continuous Above 10 | Yes |  | 4.1 | 5000 | 125 | 40 | 20 | 0.95 | 3500 | 80
P3TBVSV7 | Jiangmen Brandon Lighting Co. Limited | Brandon | MX464ELM04014B35[AC] | Indoor Luminaires | Linear Ambient | Direct Linear Ambient Luminaires | Standard | FALSE | [9 empty] | 42769 | Dimmable | Continuous Above 10 | No |  | 4.1 | 5000 | 125 | 40 | 20 | 0.95 | 3500 | 80
PZKPGSZ8 | Jiangmen Brandon Lighting Co. Limited | Brandon | MX464ELM04014B30[BD] | Indoor Luminaires | Linear Ambient | Direct Linear Ambient Luminaires | Standard | FALSE | [9 empty] | 42769 | Dimmable | Continuous Above 10 | Yes |  | 4.1 | 5000 | 125 | 40 | 20 | 0.95 | 3000 | 80
PXTG5P7X | Jiangmen Brandon Lighting Co. Limited | Brandon | MX811ELM04014B30[AC] | Indoor Luminaires | Linear Ambient | Direct Linear Ambient Luminaires | Standard | TRUE | 5042.9 | 118.13 | 42.69 | 18.69 | 0.9533 | 3059 | 82.1 | 5 | 50000 | 42769 | Dimmable | Continuous Above 10 | No |  | 4.1 | 5000 | 125 | 40 | 20 | 0.95 | 3000 | 80
P59JB6FR | Jiangmen Brandon Lighting Co. Limited | Brandon | MX811ELM04014B50[BD] | Indoor Luminaires | Linear Ambient | Direct Linear Ambient Luminaires | Standard | FALSE | [9 empty] | 42769 | Dimmable | Continuous Above 10 | Yes |  | 4.1 | 5000 | 125 | 40 | 20 | 0.95 | 5000 | 80
PZRTQN3K | Jiangmen Brandon Lighting Co. Limited | Brandon | MX811ELM04014B50[AC] | Indoor Luminaires | Linear Ambient | Direct Linear Ambient Luminaires | Standard | FALSE | [9 empty] | 42769 | Dimmable | Continuous Above 10 | No |  | 4.1 | 5000 | 125 | 40 | 20 | 0.95 | 5000 | 80
PK1DNJ8Y | Jiangmen Brandon Lighting Co. Limited | Brandon | MX811ELM04014B45[BD] | Indoor Luminaires | Linear Ambient | Direct Linear Ambient Luminaires | Standard | FALSE | [9 empty] | 42769 | Dimmable | Continuous Above 10 | Yes |  | 4.1 | 5000 | 125 | 40 | 20 | 0.95 | 4500 | 80
PF7VQY43 | Jiangmen Brandon Lighting Co. Limited | Brandon | MX811ELM04014B45[AC] | Indoor Luminaires | Linear Ambient | Direct Linear Ambient Luminaires | Standard | FALSE | [9 empty] | 42769 | Dimmable | Continuous Above 10 | No |  | 4.1 | 5000 | 125 | 40 | 20 | 0.95 | 4500 | 80
PZ674ESW | Jiangmen Brandon Lighting Co. Limited | Brandon | MX811ELM04014B40[BD] | Indoor Luminaires | Linear Ambient | Direct Linear Ambient Luminaires | Standard | FALSE | [9 empty] | 42769 | Dimmable | Continuous Above 10 | Yes |  | 4.1 | 5000 | 125 | 40 | 20 | 0.95 | 4000 | 80
PKACS4GQ | Jiangmen Brandon Lighting Co. Limited | Brandon | MX811ELM04014B40[AC] | Indoor Luminaires | Linear Ambient | Direct Linear Ambient Luminaires | Standard | FALSE | [9 empty] | 42769 | Dimmable | Continuous Above 10 | No |  | 4.1 | 5000 | 125 | 40 | 20 | 0.95 | 4000 | 80
P931N8U5 | Jiangmen Brandon Lighting Co. Limited | Brandon | MX811ELM04014B35[BD] | Indoor Luminaires | Linear Ambient | Direct Linear Ambient Luminaires | Standard | FALSE | [9 empty] | 42769 | Dimmable | Continuous Above 10 | Yes |  | 4.1 | 5000 | 125 | 40 | 20 | 0.95 | 3500 | 80
PEMYZ5J4 | Jiangmen Brandon Lighting Co. Limited | Brandon | MX811ELM04014B35[AC] | Indoor Luminaires | Linear Ambient | Direct Linear Ambient Luminaires | Standard | FALSE | [9 empty] | 42769 | Dimmable | Continuous Above 10 | No |  | 4.1 | 5000 | 125 | 40 | 20 | 0.95 | 3500 | 80
PV5C25CV | Jiangmen Brandon Lighting Co. Limited | Brandon | MX811ELM04014B30[BD] | Indoor Luminaires | Linear Ambient | Direct Linear Ambient Luminaires | Standard | FALSE | [9 empty] | 42769 | Dimmable | Continuous Above 10 | Yes |  | 4.1 | 5000 | 125 | 40 | 20 | 0.95 | 3000 | 80
PVXK73T3 | Jiangmen Brandon Lighting Co. Limited | Brandon | MX482ELM04014B30[AC] | Indoor Luminaires | Linear Ambient | Direct Linear Ambient Luminaires | Standard | TRUE | 5064.8 | 122.46 | 41.36 | 18.32 | 0.9489 | 2959 | 82.4 | 5 | 50000 | 42769 | Dimmable | Continuous Above 10 | No |  | 4.1 | 5000 | 125 | 40 | 20 | 0.95 | 3000 | 80
P7WP3GT2 | Jiangmen Brandon Lighting Co. Limited | Brandon | MX482ELM04014B50[BD] | Indoor Luminaires | Linear Ambient | Direct Linear Ambient Luminaires | Standard | FALSE | [9 empty] | 42769 | Dimmable | Continuous Above 10 | Yes |  | 4.1 | 5000 | 125 | 40 | 20 | 0.95 | 5000 | 80
PFB9MK2Q | Jiangmen Brandon Lighting Co. Limited | Brandon | MX482ELM04014B50[AC] | Indoor Luminaires | Linear Ambient | Direct Linear Ambient Luminaires | Standard | FALSE | [9 empty] | 42769 | Dimmable | Continuous Above 10 | No |  | 4.1 | 5000 | 125 | 40 | 20 | 0.95 | 5000 | 80
PCGD3GBE | Jiangmen Brandon Lighting Co. Limited | Brandon | MX482ELM04014B45[BD] | Indoor Luminaires | Linear Ambient | Direct Linear Ambient Luminaires | Standard | FALSE | [9 empty] | 42769 | Dimmable | Continuous Above 10 | Yes |  | 4.1 | 5000 | 125 | 40 | 20 | 0.95 | 4500 | 80
P36P6ZN8 | Jiangmen Brandon Lighting Co. Limited | Brandon | MX482ELM04014B45[AC] | Indoor Luminaires | Linear Ambient | Direct Linear Ambient Luminaires | Standard | FALSE | [9 empty] | 42769 | Dimmable | Continuous Above 10 | No |  | 4.1 | 5000 | 125 | 40 | 20 | 0.95 | 4500 | 80
P9A3CYZ8 | Jiangmen Brandon Lighting Co. Limited | Brandon | MX482ELM04014B40[BD] | Indoor Luminaires | Linear Ambient | Direct Linear Ambient Luminaires | Standard | FALSE | [9 empty] | 42769 | Dimmable | Continuous Above 10 | Yes |  | 4.1 | 5000 | 125 | 40 | 20 | 0.95 | 4000 | 80
PYNQS67Q | Jiangmen Brandon Lighting Co. Limited | Brandon | MX482ELM04014B40[AC] | Indoor Luminaires | Linear Ambient | Direct Linear Ambient Luminaires | Standard | FALSE | [9 empty] | 42769 | Dimmable | Continuous Above 10 | No |  | 4.1 | 5000 | 125 | 40 | 20 | 0.95 | 4000 | 80
PQRJ8RGB | Jiangmen Brandon Lighting Co. Limited | Brandon | MX482ELM04014B35[BD] | Indoor Luminaires | Linear Ambient | Direct Linear Ambient Luminaires | Standard | FALSE | [9 empty] | 42769 | Dimmable | Continuous Above 10 | Yes |  | 4.1 | 5000 | 125 | 40 | 20 | 0.95 | 3500 | 80
P2YKJUD6 | Jiangmen Brandon Lighting Co. Limited | Brandon | MX482ELM04014B35[AC] | Indoor Luminaires | Linear Ambient | Direct Linear Ambient Luminaires | Standard | FALSE | [9 empty] | 42769 | Dimmable | Continuous Above 10 | No |  | 4.1 | 5000 | 125 | 40 | 20 | 0.95 | 3500 | 80
PCKA5ZD7 | Jiangmen Brandon Lighting Co. Limited | Brandon | MX482ELM04014B30[BD] | Indoor Luminaires | Linear Ambient | Direct Linear Ambient Luminaires | Standard | FALSE | [9 empty] | 42769 | Dimmable | Continuous Above 10 | Yes |  | 4.1 | 5000 | 125 | 40 | 20 | 0.95 | 3000 | 80
PA3M8ZQA | ECCLED CO. LIMITED | N/A | ECL-VPL-1240-40W (4000K) | Indoor Luminaires | Linear Ambient | Direct Linear Ambient Luminaires | Premium | TRUE | 4922.4 | 131.09 | 37.55 | 14.18 | 0.9203 | 4176 | 83.7 | 5 | 50000 | 42769 | Not Dimmable | Not Dimmable | No |  | 4.1 | 4922.4 | 131.09 | 37.55 | 14.18 | 0.92 | 4000 | 83.7
PGXCBPH6 | ECCLED CO. LIMITED | N/A | ECL-VPL-1240-40W (5000K) | Indoor Luminaires | Linear Ambient | Direct Linear Ambient Luminaires | Premium | FALSE | [9 empty] | 42769 | Not Dimmable | Not Dimmable | No |  | 4.1 | 5076 | 132.58 | 38.29 | 14.42 | 0.91 | 5000 | 84.5
P1GG511Q | ECCLED CO. LIMITED | N/A | ECL-VPL-1240-40W (4500K) | Indoor Luminaires | Linear Ambient | Direct Linear Ambient Luminaires | Premium | FALSE | [9 empty] | 42769 | Not Dimmable | Not Dimmable | No |  | 4.1 | 4999 | 131.83 | 37.92 | 14.18 | 0.92 | 4500 | 83.7
PDSJG29T | ZHONGSHAN AIER LIGHTING TECHNOLOGY CO.LTD | Andwit | AA-T8V-1200-28W-30-C | Indoor Luminaires | Linear Ambient | Direct Linear Ambient Luminaires | Standard | TRUE | 3610.6 | 126.51 | 28.54 | 7.79 | 0.9537 | 3101 | 81.7 | 5 | 50000 | 42768 | Not Dimmable | Not Dimmable | No |  | 4.1 | 3546.7 | 126.8 | 27.97 | 5.72 | 0.95 | 3000 | 81.7
PAKE9BG4 | ZHONGSHAN AIER LIGHTING TECHNOLOGY CO.LTD | Andwit | AA-T8P-1200-20W-30-C | Indoor Luminaires | Linear Ambient | Direct Linear Ambient Luminaires | Standard | TRUE | 2614.9 | 123.69 | 21.14 | 14.68 | 0.9063 | 3084 | 81.5 | 5 | 50000 | 42768 | Not Dimmable | Not Dimmable | No |  | 4.1 | 2571.5 | 128.77 | 19.97 | 14.68 | 0.91 | 3000 | 81.5
PEEP37DB | ZHONGSHAN AIER LIGHTING TECHNOLOGY CO.LTD | Andwit | AA-T8V-1200-28W-50-C | Indoor Luminaires | Linear Ambient | Direct Linear Ambient Luminaires | Standard | FALSE | [9 empty] | 42768 | Not Dimmable | Not Dimmable | No |  | 4.1 | 3681 | 131.28 | 28.04 | 5.49 | 0.95 | 5000 | 82.7
PXXYZNTY | ZHONGSHAN AIER LIGHTING TECHNOLOGY CO.LTD | Andwit | AA-T8P-1200-20W-50-C | Indoor Luminaires | Linear Ambient | Direct Linear Ambient Luminaires | Standard | FALSE | [9 empty] | 42768 | Not Dimmable | Not Dimmable | No |  | 4.1 | 2646 | 131.97 | 20.05 | 14.29 | 0.9 | 5000 | 82.4
PCPG486Y | ZHONGSHAN AIER LIGHTING TECHNOLOGY CO.LTD | Andwit | AA-T8V-1200-28W-45-C | Indoor Luminaires | Linear Ambient | Direct Linear Ambient Luminaires | Standard | FALSE | [9 empty] | 42768 | Not Dimmable | Not Dimmable | No |  | 4.1 | 3647.43 | 130.24 | 28.01 | 5.72 | 0.95 | 4500 | 81.7
PQZB2VCY | ZHONGSHAN AIER LIGHTING TECHNOLOGY CO.LTD | Andwit | AA-T8P-1200-20W-45-C | Indoor Luminaires | Linear Ambient | Direct Linear Ambient Luminaires | Standard | FALSE | [9 empty] | 42768 | Not Dimmable | Not Dimmable | No |  | 4.1 | 2627.38 | 131.3 | 20.01 | 14.68 | 0.91 | 4500 | 81.5
P65JEYCE | ZHONGSHAN AIER LIGHTING TECHNOLOGY CO.LTD | Andwit | AA-T8V-1200-28W-40-C | Indoor Luminaires | Linear Ambient | Direct Linear Ambient Luminaires | Standard | FALSE | [9 empty] | 42768 | Not Dimmable | Not Dimmable | No |  | 4.1 | 3613.85 | 129.04 | 28.01 | 5.72 | 0.95 | 4000 | 81.7
PPJB7F6M | ZHONGSHAN AIER LIGHTING TECHNOLOGY CO.LTD | Andwit | AA-T8P-1200-20W-40-C | Indoor Luminaires | Linear Ambient | Direct Linear Ambient Luminaires | Standard | FALSE | [9 empty] | 42768 | Not Dimmable | Not Dimmable | No |  | 4.1 | 2608.75 | 130.37 | 20.01 | 14.68 | 0.91 | 4000 | 81.5
PK87MJ5R | ZHONGSHAN AIER LIGHTING TECHNOLOGY CO.LTD | Andwit | AA-T8V-1200-28W-35-C | Indoor Luminaires | Linear Ambient | Direct Linear Ambient Luminaires | Standard | FALSE | [9 empty] | 42768 | Not Dimmable | Not Dimmable | No |  | 4.1 | 3580.28 | 127.84 | 28.01 | 5.72 | 0.95 | 3500 | 81.7
PC68X48T | ZHONGSHAN AIER LIGHTING TECHNOLOGY CO.LTD | Andwit | AA-T8P-1200-20W-35-C | Indoor Luminaires | Linear Ambient | Direct Linear Ambient Luminaires | Standard | FALSE | [9 empty] | 42768 | Not Dimmable | Not Dimmable | No |  | 4.1 | 2590.13 | 129.44 | 20.01 | 14.68 | 0.91 | 3500 | 81.5
PDDFJJ9Z | Shenzhen Dimi Lighting Co.LTD | Dimi Light | DM-ST8FT40-30K | Indoor Luminaires | Linear Ambient | Direct Linear Ambient Luminaires | Premium | TRUE | 5314 | 129.7 | 40.97 | 19.01 | 0.9115 | 2987 | 83.1 | 5 | 50000 | 42768 | Dimmable | Continuous Below 10 | No |  | 4.1 | 5317 | 130.93 | 40.61 | 19.01 | 0.91 | 3000 | 83.1
PPPNRTV4 | Shenzhen Dimi Lighting Co.LTD | Dimi Light | DM-ST8FT40-50K | Indoor Luminaires | Linear Ambient | Direct Linear Ambient Luminaires | Premium | FALSE | [9 empty] | 42768 | Dimmable | Continuous Below 10 | No |  | 4.1 | 5423 | 134.8 | 40.23 | 19.05 | 0.91 | 5000 | 83
P64FD5FB | Shenzhen Dimi Lighting Co.LTD | Dimi Light | DM-ST8FT40-45K | Indoor Luminaires | Linear Ambient | Direct Linear Ambient Luminaires | Premium | FALSE | [9 empty] | 42768 | Dimmable | Continuous Below 10 | No |  | 4.1 | 5396.5 | 133.51 | 40.42 | 19.01 | 0.91 | 4500 | 83.1
P4VMY414 | Shenzhen Dimi Lighting Co.LTD | Dimi Light | DM-ST8FT40-40K | Indoor Luminaires | Linear Ambient | Direct Linear Ambient Luminaires | Premium | FALSE | [9 empty] | 42768 | Dimmable | Continuous Below 10 | No |  | 4.1 | 5370 | 132.86 | 40.42 | 19.01 | 0.91 | 4000 | 83.1
PKMB2BXC | Shenzhen Dimi Lighting Co.LTD | Dimi Light | DM-ST8FT40-35K | Indoor Luminaires | Linear Ambient | Direct Linear Ambient Luminaires | Premium | FALSE | [9 empty] | 42768 | Dimmable | Continuous Below 10 | No |  | 4.1 | 5343.5 | 132.2 | 40.42 | 19.01 | 0.91 | 3500 | 83.1
PMUZ43EA | Shenzhen Dimi Lighting Co.LTD | Dimi Light | DM-ST4FT24-30K | Indoor Luminaires | Linear Ambient | Direct Linear Ambient Luminaires | Premium | TRUE | 3143 | 128.97 | 24.37 | 18.75 | 0.9145 | 2982 | 83.1 | 5 | 50000 | 42768 | Dimmable | Continuous Below 10 | No |  | 4.1 | 3151.9 | 130.84 | 24.09 | 18.75 | 0.91 | 3000 | 83.1
P6DYM1ND | Shenzhen Dimi Lighting Co.LTD | Dimi Light | DM-ST4FT24-50K | Indoor Luminaires | Linear Ambient | Direct Linear Ambient Luminaires | Premium | FALSE | [9 empty] | 42768 | Dimmable | Continuous Below 10 | No |  | 4.1 | 3382 | 139.69 | 24.21 | 18.71 | 0.91 | 5000 | 83
PTY6YZJ5 | Shenzhen Dimi Lighting Co.LTD | Dimi Light | DM-ST4FT24-45K | Indoor Luminaires | Linear Ambient | Direct Linear Ambient Luminaires | Premium | FALSE | [9 empty] | 42768 | Dimmable | Continuous Below 10 | No |  | 4.1 | 3324.48 | 137.66 | 24.15 | 18.75 | 0.91 | 4500 | 83.1
P8Y4YWP7 | Shenzhen Dimi Lighting Co.LTD | Dimi Light | DM-ST4FT24-40K | Indoor Luminaires | Linear Ambient | Direct Linear Ambient Luminaires | Premium | FALSE | [9 empty] | 42768 | Dimmable | Continuous Below 10 | No |  | 4.1 | 3266.95 | 135.28 | 24.15 | 18.75 | 0.91 | 4000 | 83.1
P8TBZF6Y | Shenzhen Dimi Lighting Co.LTD | Dimi Light | DM-ST4FT24-35K | Indoor Luminaires | Linear Ambient | Direct Linear Ambient Luminaires | Premium | FALSE | [9 empty] | 42768 | Dimmable | Continuous Below 10 | No |  | 4.1 | 3209.43 | 132.9 | 24.15 | 18.75 | 0.91 | 3500 | 83.1
PAQVKBWV | Shenzhen Dimi Lighting Co.LTD | Dimi Light | DM-ST4FT40-30K | Indoor Luminaires | Linear Ambient | Direct Linear Ambient Luminaires | Premium | TRUE | 5235.4 | 130.04 | 40.26 | 16.53 | 0.9014 | 2981 | 83 | 5 | 50000 | 42768 | Dimmable | Continuous Below 10 | No |  | 4.1 | 5205.1 | 131.28 | 39.65 | 16.53 | 0.9 | 3000 | 83
P8MASQAJ | Shenzhen Dimi Lighting Co.LTD | Dimi Light | DM-ST4FT40-50K | Indoor Luminaires | Linear Ambient | Direct Linear Ambient Luminaires | Premium | FALSE | [9 empty] | 42768 | Dimmable | Continuous Below 10 | No |  | 4.1 | 5324 | 133.67 | 39.83 | 16.46 | 0.9 | 5000 | 83.1
PQAX3N17 | Shenzhen Dimi Lighting Co.LTD | Dimi Light | DM-ST4FT40-45K | Indoor Luminaires | Linear Ambient | Direct Linear Ambient Luminaires | Premium | FALSE | [9 empty] | 42768 | Dimmable | Continuous Below 10 | No |  | 4.1 | 5294.28 | 133.22 | 39.74 | 16.53 | 0.9 | 4500 | 83
P89RY39C | Shenzhen Dimi Lighting Co.LTD | Dimi Light | DM-ST4FT40-40K | Indoor Luminaires | Linear Ambient | Direct Linear Ambient Luminaires | Premium | FALSE | [9 empty] | 42768 | Dimmable | Continuous Below 10 | No |  | 4.1 | 5264.55 | 132.47 | 39.74 | 16.53 | 0.9 | 4000 | 83
PXW5NTZV | Shenzhen Dimi Lighting Co.LTD | Dimi Light | DM-ST4FT40-35K | Indoor Luminaires | Linear Ambient | Direct Linear Ambient Luminaires | Premium | FALSE | [9 empty] | 42768 | Dimmable | Continuous Below 10 | No |  | 4.1 | 5234.83 | 131.73 | 39.74 | 16.53 | 0.9 | 3500 | 83
PUXMGQVN | Visioneering Corp | Visioneering | LCOMN96-LED850K080L [UNV347]-P95 | Indoor Luminaires | Linear Ambient | Direct Linear Ambient Luminaires | Standard | FALSE | [9 empty] | 42768 | Dimmable | Continuous Below 10 | Yes | Child product added to exisiting family on 2/2/31 | 3 | 9028 | 129 | 70 | 12.9 | 0.9 | 5000 | 84
PX9C6NB7 | Visioneering Corp | Visioneering | LCOMN48-LED850K040L [UNV347]-P95 | Indoor Luminaires | Linear Ambient | Direct Linear Ambient Luminaires | Standard | FALSE | [9 empty] | 42768 | Dimmable | Continuous Below 10 | Yes | Child product added to exisiting family on 2/2/25 | 3 | 4555 | 126.5 | 36 | 12.9 | 0.9 | 5000 | 84
PMF7B83C | Visioneering Corp | Visioneering | LCOMN96-LED850K040L [UNV347]-P95 | Indoor Luminaires | Linear Ambient | Direct Linear Ambient Luminaires | Standard | FALSE | [9 empty] | 42768 | Dimmable | Continuous Below 10 | Yes | Child product added to exisiting family on 2/2/28 | 3 | 4514 | 125.4 | 36 | 12.9 | 0.9 | 5000 | 84
P3A9YHUJ | Visioneering Corp | Visioneering | LCOMN24-LED850K020L [UNV347]-P95 | Indoor Luminaires | Linear Ambient | Direct Linear Ambient Luminaires | Standard | FALSE | [9 empty] | 42768 | Dimmable | Continuous Below 10 | Yes | Child product added to exisiting family on 2/2/19 | 3 | 2341 | 130.1 | 18 | 12.9 | 0.9 | 5000 | 84
PZHT36ER | Visioneering Corp | Visioneering | LCOMN48-LED850K020L [UNV347]-P95 | Indoor Luminaires | Linear Ambient | Direct Linear Ambient Luminaires | Standard | FALSE | [9 empty] | 42768 | Dimmable | Continuous Below 10 | Yes | Child product added to exisiting family on 2/2/22 | 3 | 2310 | 128.3 | 18 | 12.9 | 0.9 | 5000 | 84
PHQ6TCUV | Visioneering Corp | Visioneering | LCOMN96-LED840K080L [UNV347]-P95 | Indoor Luminaires | Linear Ambient | Direct Linear Ambient Luminaires | Standard | FALSE | [9 empty] | 42768 | Dimmable | Continuous Below 10 | Yes | Child product added to exisiting family on 2/2/30 | 3 | 8938 | 127.7 | 70 | 12.9 | 0.9 | 4000 | 84
PE6H917H | Visioneering Corp | Visioneering | LCOMN48-LED840K040L [UNV347]-P95 | Indoor Luminaires | Linear Ambient | Direct Linear Ambient Luminaires | Standard | FALSE | [9 empty] | 42768 | Dimmable | Continuous Below 10 | Yes | Child product added to exisiting family on 2/2/24 | 3 | 4476 | 124.3 | 36 | 12.9 | 0.9 | 4000 | 84
P3S5NQ32 | Visioneering Corp | Visioneering | LCOMN96-LED840K040L [UNV347]-P95 | Indoor Luminaires | Linear Ambient | Direct Linear Ambient Luminaires | Standard | FALSE | [9 empty] | 42768 | Dimmable | Continuous Below 10 | Yes | Child product added to exisiting family on 2/2/27 | 3 | 4469 | 124.1 | 36 | 12.9 | 0.9 | 4000 | 84
PETN76J6 | Visioneering Corp | Visioneering | LCOMN24-LED840K020L [UNV347]-P95 | Indoor Luminaires | Linear Ambient | Direct Linear Ambient Luminaires | Standard | FALSE | [9 empty] | 42768 | Dimmable | Continuous Below 10 | Yes | Child product added to exisiting family on 2/2/18 | 3 | 2299 | 127.7 | 18 | 12.9 | 0.9 | 4000 | 84
PH26FSU1 | Visioneering Corp | Visioneering | LCOMN48-LED840K020L [UNV347]-P95 | Indoor Luminaires | Linear Ambient | Direct Linear Ambient Luminaires | Standard | FALSE | [9 empty] | 42768 | Dimmable | Continuous Below 10 | Yes | Child product added to exisiting family on 2/2/21 | 3 | 2270 | 126.1 | 18 | 12.9 | 0.9 | 4000 | 84
P5YG1WSB | Visioneering Corp | Visioneering | LCOMN96-LED835K080L [UNV347]-P95 | Indoor Luminaires | Linear Ambient | Direct Linear Ambient Luminaires | Standard | FALSE | [9 empty] | 42768 | Dimmable | Continuous Below 10 | Yes | Child product added to exisiting family on 2/2/29 | 3 | 8610 | 123 | 70 | 12.9 | 0.9 | 3500 | 84
PM9P26WY | Visioneering Corp | Visioneering | LCOMN48-LED835K040L [UNV347]-P95 | Indoor Luminaires | Linear Ambient | Direct Linear Ambient Luminaires | Standard | FALSE | [9 empty] | 42768 | Dimmable | Continuous Below 10 | Yes | Child product added to exisiting family on 2/2/23 | 3 | 4313 | 119.8 | 36 | 12.9 | 0.9 | 3500 | 84
P2R2QZFD | Visioneering Corp | Visioneering | LCOMN96-LED835K040L [UNV347]-P95 | Indoor Luminaires | Linear Ambient | Direct Linear Ambient Luminaires | Standard | FALSE | [9 empty] | 42768 | Dimmable | Continuous Below 10 | Yes | Child product added to exisiting family on 2/2/26 | 3 | 4305 | 119.6 | 36 | 12.9 | 0.9 | 3500 | 84
PN9V257U | Visioneering Corp | Visioneering | LCOMN24-LED835K020L [UNV347]-P95 | Indoor Luminaires | Linear Ambient | Direct Linear Ambient Luminaires | Standard | FALSE | [9 empty] | 42768 | Dimmable | Continuous Below 10 | Yes | Child product added to exisiting family on 2/2/17 | 3 | 2221 | 123.4 | 18 | 12.9 | 0.9 | 3500 | 84
PDMVY8US | Visioneering Corp | Visioneering | LCOMN48-LED835K020L [UNV347]-P95 | Indoor Luminaires | Linear Ambient | Direct Linear Ambient Luminaires | Standard | FALSE | [9 empty] | 42768 | Dimmable | Continuous Below 10 | Yes | Child product added to exisiting family on 2/2/20 | 3 | 2188 | 121.6 | 18 | 12.9 | 0.9 | 3500 | 84
PZVVQ4RX | Jiangsu Ever-Tie Lighting Co. Ltd | Ever-tie | ETLWRAP03-4FT/HL/40/YDM 3500K (A1A3+B3) | Indoor Luminaires | Linear Ambient | Direct Linear Ambient Luminaires | Premium | TRUE | 4771.2 | 126.99 | 37.57 | 6.34 | 0.9659 | 3369 | 84.6 | 5 | 50000 | 42767 |  |  | No |  | 4.1 | 5120 | 128 | 40 | 10 | 0.9 | 3500 | 80
P7DTP9HX | Jiangsu Ever-Tie Lighting Co. Ltd | Ever-tie | ETLWRAP03-4FT/HL/40/YDM 5000K (A1A3+B3) | Indoor Luminaires | Linear Ambient | Direct Linear Ambient Luminaires | Premium | FALSE | [9 empty] | 42767 |  |  | No |  | 4.1 | 5240 | 131 | 40 | 10 | 0.9 | 5000 | 80
PP87P7XX | Jiangsu Ever-Tie Lighting Co. Ltd | Ever-tie | ETLWRAP03-4FT/HL/40/YDM 4000K (A1A3+B3) | Indoor Luminaires | Linear Ambient | Direct Linear Ambient Luminaires | Premium | FALSE | [9 empty] | 42767 |  |  | No |  | 4.1 | 5200 | 130 | 40 | 10 | 0.9 | 4000 | 80
P7HNP6CP | Jiangsu Ever-Tie Lighting Co. Ltd | Ever-tie | ETLDP-4FT/2L/VH/52/YDM 3500K (A1A3+B3) | Indoor Luminaires | Linear Ambient | Direct Linear Ambient Luminaires | Premium | TRUE | 6469 | 126.2 | 51.26 | 5.15 | 0.9795 | 3399 | 85.4 | 5 | 50000 | 42767 |  |  | No |  | 4.1 | 6656 | 128 | 52 | 10 | 0.9 | 3500 | 80
PH9HX1PY | Jiangsu Ever-Tie Lighting Co. Ltd | Ever-tie | ETLDP-4FT/2L/VH/52/YDM 5000K (A1A3+B3) | Indoor Luminaires | Linear Ambient | Direct Linear Ambient Luminaires | Premium | FALSE | [9 empty] | 42767 |  |  | No |  | 4.1 | 6812 | 131 | 52 | 10 | 0.9 | 5000 | 80
PZYK9HM4 | Jiangsu Ever-Tie Lighting Co. Ltd | Ever-tie | ETLDP-4FT/2L/VH/52/YDM 4000K (A1A3+B3) | Indoor Luminaires | Linear Ambient | Direct Linear Ambient Luminaires | Premium | FALSE | [9 empty] | 42767 |  |  | No |  | 4.1 | 6760 | 130 | 52 | 10 | 0.9 | 4000 | 80
PCRUW5U6 | Jiangsu Ever-Tie Lighting Co. Ltd | Ever-tie | ETLDP-4FT/1L/BL/40/YDM 3500K (A1A3+B3) | Indoor Luminaires | Linear Ambient | Direct Linear Ambient Luminaires | Premium | TRUE | 4792.9 | 126.23 | 37.97 | 4.93 | 0.9487 | 3383 | 85.2 | 5 | 50000 | 42767 |  |  | No |  | 4.1 | 5120 | 128 | 40 | 10 | 0.9 | 3500 | 80
PM63T3P4 | Jiangsu Ever-Tie Lighting Co. Ltd | Ever-tie | ETLDP-4FT/1L/BL/40/YDM 5000K (A1A3+B3) | Indoor Luminaires | Linear Ambient | Direct Linear Ambient Luminaires | Premium | FALSE | [9 empty] | 42767 |  |  | No |  | 4.1 | 5240 | 131 | 40 | 10 | 0.9 | 5000 | 80
PUFS6JBX | Jiangsu Ever-Tie Lighting Co. Ltd | Ever-tie | ETLDP-4FT/1L/BL/40/YDM 4000K (A1A3+B3) | Indoor Luminaires | Linear Ambient | Direct Linear Ambient Luminaires | Premium | FALSE | [9 empty] | 42767 |  |  | No |  | 4.1 | 5200 | 130 | 40 | 10 | 0.9 | 4000 | 80
P42MB5V9 | Jiangsu Ever-Tie Lighting Co. Ltd | Ever-tie | ETLSN-4FT/VH/25/YDM 5000K (A1+B3) | Indoor Luminaires | Linear Ambient | Direct Linear Ambient Luminaires | Premium | TRUE | 3320.81 | 133.96 | 24.79 | 9.5 | 0.998 | 5166 | 84.61 | 5 | 50000 | 42767 |  |  | No |  | 4.1 | 3350 | 134 | 25 | 10 | 0.9 | 5000 | 80
PP3FJUZA | Jiangsu Ever-Tie Lighting Co. Ltd | Ever-tie | ETLSN-4FT/VH/25/YDM 3500K (A1+B3) | Indoor Luminaires | Linear Ambient | Direct Linear Ambient Luminaires | Premium | TRUE | 3232 | 131.93 | 24.498 | 9.5 | 0.9508 | 3453 | 84.1 | 5 | 50000 | 42767 |  |  | No |  | 4.1 | 3300 | 132 | 25 | 10 | 0.9 | 3500 | 80
P3H2KMD7 | Jiangsu Ever-Tie Lighting Co. Ltd | Ever-tie | ETLSN-8FT/VH/52/YDM 5000K (A5+B3) | Indoor Luminaires | Linear Ambient | Direct Linear Ambient Luminaires | Premium | FALSE | [9 empty] | 42767 |  |  | No |  | 4.1 | 6968 | 134 | 52 | 10 | 0.9 | 5000 | 80
P3A8EJQF | Jiangsu Ever-Tie Lighting Co. Ltd | Ever-tie | ETLSN-8FT/VH/52/YDM 5000K (A1+B3) | Indoor Luminaires | Linear Ambient | Direct Linear Ambient Luminaires | Premium | FALSE | [9 empty] | 42767 |  |  | No |  | 4.1 | 6968 | 134 | 52 | 10 | 0.9 | 5000 | 80
P3TH3P5N | Jiangsu Ever-Tie Lighting Co. Ltd | Ever-tie | ETLSN-4FT/VH/25/YDM 5000K (A5+B3) | Indoor Luminaires | Linear Ambient | Direct Linear Ambient Luminaires | Premium | FALSE | [9 empty] | 42767 |  |  | No |  | 4.1 | 3350 | 134 | 25 | 10 | 0.9 | 5000 | 80
PQG3G96V | Jiangsu Ever-Tie Lighting Co. Ltd | Ever-tie | ETLSN-8FT/VH/52/YDM 4000K (A1+B3) | Indoor Luminaires | Linear Ambient | Direct Linear Ambient Luminaires | Premium | FALSE | [9 empty] | 42767 |  |  | No |  | 4.1 | 6916 | 133 | 52 | 10 | 0.9 | 4000 | 80
P2P6VE41 | Jiangsu Ever-Tie Lighting Co. Ltd | Ever-tie | ETLSN-8FT/VH/52/YDM 4000K (A5+B3) | Indoor Luminaires | Linear Ambient | Direct Linear Ambient Luminaires | Premium | FALSE | [9 empty] | 42767 |  |  | No |  | 4.1 | 6916 | 133 | 52 | 10 | 0.9 | 4000 | 80
PTP5963A | Jiangsu Ever-Tie Lighting Co. Ltd | Ever-tie | ETLSN-4FT/VH/25/YDM 4000K (A5+B3) | Indoor Luminaires | Linear Ambient | Direct Linear Ambient Luminaires | Premium | FALSE | [9 empty] | 42767 |  |  | No |  | 4.1 | 3325 | 133 | 25 | 10 | 0.9 | 4000 | 80
P2DNZPEP | Jiangsu Ever-Tie Lighting Co. Ltd | Ever-tie | ETLSN-4FT/VH/25/YDM 4000K (A1+B3) | Indoor Luminaires | Linear Ambient | Direct Linear Ambient Luminaires | Premium | FALSE | [9 empty] | 42767 |  |  | No |  | 4.1 | 3325 | 133 | 25 | 10 | 0.9 | 4000 | 80
PNAYB2KE | Jiangsu Ever-Tie Lighting Co. Ltd | Ever-tie | ETLSN-8FT/VH/52/YDM 3500K (A1+B3) | Indoor Luminaires | Linear Ambient | Direct Linear Ambient Luminaires | Premium | FALSE | [9 empty] | 42767 |  |  | No |  | 4.1 | 6864 | 132 | 52 | 10 | 0.9 | 3500 | 80
P7VSPH4A | Jiangsu Ever-Tie Lighting Co. Ltd | Ever-tie | ETLSN-8FT/VH/52/YDM 3500K (A5+B3) | Indoor Luminaires | Linear Ambient | Direct Linear Ambient Luminaires | Premium | FALSE | [9 empty] | 42767 |  |  | No |  | 4.1 | 6864 | 132 | 52 | 10 | 0.9 | 3500 | 80
PXGQKR8A | Jiangsu Ever-Tie Lighting Co. Ltd | Ever-tie | ETLSN-4FT/VH/25/YDM 3500K (A5+B3) | Indoor Luminaires | Linear Ambient | Direct Linear Ambient Luminaires | Premium | FALSE | [9 empty] | 42767 |  |  | No |  | 4.1 | 3300 | 132 | 25 | 10 | 0.9 | 3500 | 80
PBE16U5W | Jiangsu Ever-Tie Lighting Co. Ltd | N/A | ECL-VPL-1250-50W(4000K) | Indoor Luminaires | Linear Ambient | Direct Linear Ambient Luminaires | Premium | TRUE | 5754.2 | 126.41 | 45.52 | 14.86 | 0.9078 | 4173 | 83.7 | 5 | 50000 | 42767 | Not Dimmable | Not Dimmable | No |  | 4.1 | 5737.5 | 127.42 | 45.03 | 14.86 | 0.91 | 4000 | 83.7
PNTGKJGT | Jiangsu Ever-Tie Lighting Co. Ltd | N/A | ECL-VPL-1250-50W(5000K) | Indoor Luminaires | Linear Ambient | Direct Linear Ambient Luminaires | Premium | FALSE | [9 empty] | 42767 | Not Dimmable | Not Dimmable | No |  | 4.1 | 5909 | 128.93 | 45.83 | 15.35 | 0.9 | 5000 | 84.5
PSTKTRKX | Jiangsu Ever-Tie Lighting Co. Ltd | N/A | ECL-VPL-1250-50W(4500K) | Indoor Luminaires | Linear Ambient | Direct Linear Ambient Luminaires | Premium | FALSE | [9 empty] | 42767 | Not Dimmable | Not Dimmable | No |  | 4.1 | 5823 | 128.18 | 45.43 | 14.86 | 0.91 | 4500 | 83.7
PCMNW4K6 | Damar | Damar | LED42WRAP/30K | Indoor Luminaires | Linear Ambient | Direct Linear Ambient Luminaires | Standard | TRUE | 4543.09 | 110.24 | 41.21 | 5.8 | 0.931 | 3069 | 81.3 | 5 | 50000 | 42766 |  |  | No |  | 4 | 4620 | 110 | 42 | 20 | 0.9 | 3000 | 80
PUG76H48 | Damar | Damar | 33685a | Indoor Luminaires | Linear Ambient | Direct Linear Ambient Luminaires | Standard | FALSE | [9 empty] | 42766 |  |  | No |  | 4 | 4620 | 110 | 42 | 20 | 0.9 | 4000 | 80
P4Q9CPNM | ATG Electronics Corp. | ATG Electronics Corp. | LIFI-50F-2FT-G2 | Indoor Luminaires | Linear Ambient | Direct Linear Ambient Luminaires | Standard | FALSE | [9 empty] | 42765 | Dimmable | Continuous Below 10 | Yes |  | 4.1 | 2400 | 122 | 20 | 17.64 | 0.91 | 5000 | 83
PZUGWUW2 | ATG Electronics Corp. | ATG Electronics Corp. | LIFI-40F-2FT-G2 | Indoor Luminaires | Linear Ambient | Direct Linear Ambient Luminaires | Standard | FALSE | [9 empty] | 42765 | Dimmable | Continuous Below 10 | Yes |  | 4.1 | 2400 | 122 | 20 | 17.64 | 0.91 | 4000 | 83
PRRVX7BU | Shenzhen 3NLED Lighting Co.Ltd. | INNO | T8I-4FT 4000K [120v ONLY] | Indoor Luminaires | Linear Ambient | Direct Linear Ambient Luminaires | Premium | TRUE | 2068.61 | 128.1 | 16.15 | 15.64 | 0.988 | 3953 | 83 | 5 | 50000 | 42762 |  |  | No |  | 4.1 | 2068 | 128 | 16.15 | 15.64 | 0.99 | 3953 | 83
PY5Q919E | Shenzhen 3NLED Lighting Co.Ltd. | INNO | T8I-4FT 5000K [120v ONLY] | Indoor Luminaires | Linear Ambient | Direct Linear Ambient Luminaires | Premium | FALSE | [9 empty] | 42762 |  |  | No |  | 4.1 | 2241 | 136 | 16.5 | 15.64 | 0.99 | 4873 | 83
P5NRB6G8 | ABOVE ALL LIGHTING INC. | ABOVE ALL | WRP12D38LED301S[-ALL motion sensor or Battery BackUp] [Excludes Wire Guard Option] | Indoor Luminaires | Linear Ambient | Direct Linear Ambient Luminaires | Premium | TRUE | 4763.2 | 134.6 | 35.39 | 9.74 | 0.9451 | 3098 | 82.1 | 5 | 50000 | 42761 |  |  | Yes |  | 4.1 | 4763.2 | 134.6 | 35.39 | 9.74 | 0.95 | 3000 | 82.1
PGZYC7GZ | ABOVE ALL LIGHTING INC. | ABOVE ALL | WRP12D38LED501S[-ALL motion sensor or Battery BackUp] [Excludes Wire Guard Option] | Indoor Luminaires | Linear Ambient | Direct Linear Ambient Luminaires | Premium | FALSE | [9 empty] | 42761 |  |  | Yes |  | 4.1 | 5048.5 | 139.8 | 36.12 | 9.86 | 0.95 | 5000 | 82.8
PXWJUY3T | ABOVE ALL LIGHTING INC. | ABOVE ALL | WRP12D38LED451S[-ALL motion sensor or Battery BackUp] [Excludes Wire Guard Option] | Indoor Luminaires | Linear Ambient | Direct Linear Ambient Luminaires | Premium | FALSE | [9 empty] | 42761 |  |  | Yes |  | 4.1 | 4763.2 | 134.6 | 35.39 | 9.74 | 0.95 | 4500 | 82.1
PKERHYDX | ABOVE ALL LIGHTING INC. | ABOVE ALL | WRP12D38LED401S[-ALL motion sensor or Battery BackUp] [Excludes Wire Guard Option] | Indoor Luminaires | Linear Ambient | Direct Linear Ambient Luminaires | Premium | FALSE | [9 empty] | 42761 |  |  | Yes |  | 4.1 | 4763.2 | 134.6 | 35.39 | 9.74 | 0.95 | 4000 | 82.1
PH46BJNF | ABOVE ALL LIGHTING INC. | ABOVE ALL | WRP12D38LED351S[-ALL motion sensor or Battery BackUp] [Excludes Wire Guard Option] | Indoor Luminaires | Linear Ambient | Direct Linear Ambient Luminaires | Premium | FALSE | [9 empty] | 42761 |  |  | Yes |  | 4.1 | 4763.2 | 134.6 | 35.39 | 9.74 | 0.95 | 3500 | 82.1
PSPRJHAQ | ZHONGSHAN AIER LIGHTING TECHNOLOGY CO.LTD | Andwit | AA-TP-600--30W-30-C | Indoor Luminaires | Linear Ambient | Direct Linear Ambient Luminaires | Standard | TRUE | 2881.1 | 108.68 | 26.51 | 18.95 | 0.9042 | 3106 | 82.3 | 5 | 50000 | 42761 | Not Dimmable | Not Dimmable | No |  | 4.1 | 2941.5 | 110.33 | 26.66 | 18.95 | 0.9 | 3000 | 82.3
PGQ9TJKB | ZHONGSHAN AIER LIGHTING TECHNOLOGY CO.LTD | Andwit | AA-TP-600--30W-50-C | Indoor Luminaires | Linear Ambient | Direct Linear Ambient Luminaires | Standard | FALSE | [9 empty] | 42761 | Not Dimmable | Not Dimmable | No |  | 4.1 | 2986 | 113.45 | 26.32 | 19.06 | 0.91 | 5000 | 83.2
P5FD75S1 | ZHONGSHAN AIER LIGHTING TECHNOLOGY CO.LTD | Andwit | AA-TP-600--30W-45-C | Indoor Luminaires | Linear Ambient | Direct Linear Ambient Luminaires | Standard | FALSE | [9 empty] | 42761 | Not Dimmable | Not Dimmable | No |  | 4.1 | 2974.88 | 112.3 | 26.49 | 18.95 | 0.9 | 4500 | 82.3
P6HN39S5 | ZHONGSHAN AIER LIGHTING TECHNOLOGY CO.LTD | Andwit | AA-TP-600--30W-40-C | Indoor Luminaires | Linear Ambient | Direct Linear Ambient Luminaires | Standard | FALSE | [9 empty] | 42761 | Not Dimmable | Not Dimmable | No |  | 4.1 | 2963.75 | 111.88 | 26.49 | 18.95 | 0.9 | 4000 | 82.3
PKUEH165 | ZHONGSHAN AIER LIGHTING TECHNOLOGY CO.LTD | Andwit | AA-TP-600--30W-35-C | Indoor Luminaires | Linear Ambient | Direct Linear Ambient Luminaires | Standard | FALSE | [9 empty] | 42761 | Not Dimmable | Not Dimmable | No |  | 4.1 | 2952.63 | 111.46 | 26.49 | 18.95 | 0.9 | 3500 | 82.3
PPUP5G7H | ZHONGSHAN AIER LIGHTING TECHNOLOGY CO.LTD | Andwit | AA-TP-1200--60W-30-C | Indoor Luminaires | Linear Ambient | Direct Linear Ambient Luminaires | Standard | TRUE | 6467.5 | 111.37 | 58.07 | 16.77 | 0.9076 | 3109 | 82.3 | 5 | 50000 | 42761 | Not Dimmable | Not Dimmable | No |  | 4.1 | 6467.5 | 111.37 | 58.07 | 16.77 | 0.91 | 3000 | 82.3
PV4FXXN8 | ZHONGSHAN AIER LIGHTING TECHNOLOGY CO.LTD | Andwit | AA-TP-1200--60W-50-C | Indoor Luminaires | Linear Ambient | Direct Linear Ambient Luminaires | Standard | FALSE | [9 empty] | 42761 | Not Dimmable | Not Dimmable | No |  | 4.1 | 6718 | 114.55 | 58.65 | 16.17 | 0.91 | 5000 | 83.4
PQXAV75P | ZHONGSHAN AIER LIGHTING TECHNOLOGY CO.LTD | Andwit | AA-TP-1200--60W-45-C | Indoor Luminaires | Linear Ambient | Direct Linear Ambient Luminaires | Standard | FALSE | [9 empty] | 42761 | Not Dimmable | Not Dimmable | No |  | 4.1 | 6655.38 | 114.04 | 58.36 | 16.77 | 0.91 | 4500 | 82.3
P6XDX3RW | ZHONGSHAN AIER LIGHTING TECHNOLOGY CO.LTD | Andwit | AA-TP-1200--60W-40-C | Indoor Luminaires | Linear Ambient | Direct Linear Ambient Luminaires | Standard | FALSE | [9 empty] | 42761 | Not Dimmable | Not Dimmable | No |  | 4.1 | 6592.75 | 112.97 | 58.36 | 16.77 | 0.91 | 4000 | 82.3
P3BDWXAS | ZHONGSHAN AIER LIGHTING TECHNOLOGY CO.LTD | Andwit | AA-TP-1200--60W-35-C | Indoor Luminaires | Linear Ambient | Direct Linear Ambient Luminaires | Standard | FALSE | [9 empty] | 42761 | Not Dimmable | Not Dimmable | No |  | 4.1 | 6530.13 | 111.89 | 58.36 | 16.77 | 0.91 | 3500 | 82.3
PJ9VXF1Q | MaxLite Inc | MaxLED | LSV4U2040CL [blank EM MS MSO MSC] | Indoor Luminaires | Linear Ambient | Direct Linear Ambient Luminaires | Premium | TRUE | 3235 | 153 | 21.15 | 19.004 | 0.8719 | 4127 | 86.9 | 5 | 50000 | 42760 |  |  | No |  | 4.1 | 3235 | 153 | 21.15 | 14 | 0.97 | 4127 | 87
P8XGY9C3 | Shenzhen sunpzone lighting electronic co. ltd | Sunpzone | SPZ2T5F426P(4000K) | Indoor Luminaires | Linear Ambient | Direct Linear Ambient Luminaires | Premium | TRUE | 3917.33 | 145.68 | 26.89 | 21.21 | 0.897 | 4028 | 82.9 | 5 | 50000 | 42760 |  |  | No |  | 4.1 | 3800 | 146 | 26 | 20 | 0.9 | 4000 | 80
P6CHJB5Y | Shenzhen sunpzone lighting electronic co. ltd | Sunpzone | SPZ2T5F426P(5000K) | Indoor Luminaires | Linear Ambient | Direct Linear Ambient Luminaires | Premium | FALSE | [9 empty] | 42760 |  |  | No |  | 4.1 | 3800 | 146 | 26 | 20 | 0.9 | 5000 | 80
PEEPMKKF | Shenzhen sunpzone lighting electronic co. ltd | Sunpzone | SPZ2T5F426P(4500K) | Indoor Luminaires | Linear Ambient | Direct Linear Ambient Luminaires | Premium | FALSE | [9 empty] | 42760 |  |  | No |  | 4.1 | 3800 | 146 | 26 | 20 | 0.9 | 4500 | 80
P46EJY3X | Zhongshan Luxmode Industrial Co. LTD | Luxmode | LS023W011E105-50K | Indoor Luminaires | Linear Ambient | Direct Linear Ambient Luminaires | Standard | TRUE | 1023.14 | 107.81 | 9.49 | 12.684 | 0.995 | 5132 | 84.8 | 5 | 90000 | 42760 | Not Dimmable | Not Dimmable | No |  | 4.1 | 1026 | 108 | 9.5 | 12.68 | 0.99 | 5000 | 84
P2TPQRXV | Zhongshan Luxmode Industrial Co. LTD | Luxmode | LS023W011E105-40K | Indoor Luminaires | Linear Ambient | Direct Linear Ambient Luminaires | Standard | TRUE | 982 | 105.16 | 9.34 | 12.684 | 0.952 | 4017 | 84.5 | 5 | 90000 | 42760 | Not Dimmable | Not Dimmable | No |  | 4.1 | 982 | 103.37 | 9.5 | 12.68 | 0.99 | 4000 | 84
PRGKR3DA | Zhongshan Luxmode Industrial Co. LTD | Luxmode | LS022W022E105-50K | Indoor Luminaires | Linear Ambient | Direct Linear Ambient Luminaires | Standard | FALSE | [9 empty] | 42760 | Not Dimmable | Not Dimmable | No |  | 4.1 | 2052 | 108 | 19 | 12.68 | 0.99 | 5000 | 84
PXXXCNAT | Zhongshan Luxmode Industrial Co. LTD | Luxmode | LS021W017E105-50K | Indoor Luminaires | Linear Ambient | Direct Linear Ambient Luminaires | Standard | FALSE | [9 empty] | 42760 | Not Dimmable | Not Dimmable | No |  | 4.1 | 1566 | 108 | 14.5 | 12.68 | 0.99 | 5000 | 84
P8EVV6SJ | Zhongshan Luxmode Industrial Co. LTD | Luxmode | LS022W022E105-40K | Indoor Luminaires | Linear Ambient | Direct Linear Ambient Luminaires | Standard | FALSE | [9 empty] | 42760 | Not Dimmable | Not Dimmable | No |  | 4.1 | 1957 | 103 | 19 | 12.68 | 0.99 | 4000 | 84
PNCV4QKQ | Zhongshan Luxmode Industrial Co. LTD | Luxmode | LS021W017E105-40K | Indoor Luminaires | Linear Ambient | Direct Linear Ambient Luminaires | Standard | FALSE | [9 empty] | 42760 | Not Dimmable | Not Dimmable | No |  | 4.1 | 1493.5 | 103 | 14.5 | 12.68 | 0.99 | 4000 | 84
PDFC8KXX | Shenzhen Syhdee Co.Ltd. | SYHDEE | SYHU-DT038N-1230-B | Indoor Luminaires | Linear Ambient | Direct Linear Ambient Luminaires | Standard | TRUE | 3938 | 108.31 | 36.36 | 18.74 | 0.9094 | 2941 | 83.3 | 5 | 50000 | 42760 | Not Dimmable | Not Dimmable | No |  | 4.1 | 3938 | 108.31 | 36.36 | 18.74 | 0.91 | 3000 | 83.3
PNTMDFW8 | Shenzhen Syhdee Co.Ltd. | SYHDEE | SYHU-DT038N-1250-B | Indoor Luminaires | Linear Ambient | Direct Linear Ambient Luminaires | Standard | FALSE | [9 empty] | 42760 | Not Dimmable | Not Dimmable | No |  | 4.1 | 4160 | 111.86 | 37.19 | 19.35 | 0.91 | 5000 | 84.2
P49FJMXE | Shenzhen Syhdee Co.Ltd. | SYHDEE | SYHU-DT038N-1245-B | Indoor Luminaires | Linear Ambient | Direct Linear Ambient Luminaires | Standard | FALSE | [9 empty] | 42760 | Not Dimmable | Not Dimmable | No |  | 4.1 | 3938 | 108.31 | 36.36 | 18.74 | 0.91 | 4500 | 83.3
PK8X8JUZ | Shenzhen Syhdee Co.Ltd. | SYHDEE | SYHU-DT038N-1240-B | Indoor Luminaires | Linear Ambient | Direct Linear Ambient Luminaires | Standard | FALSE | [9 empty] | 42760 | Not Dimmable | Not Dimmable | No |  | 4.1 | 3938 | 108.31 | 36.36 | 18.74 | 0.91 | 4000 | 83.3
PSQD61GS | Shenzhen Syhdee Co.Ltd. | SYHDEE | SYHU-DT038N-1235-B | Indoor Luminaires | Linear Ambient | Direct Linear Ambient Luminaires | Standard | FALSE | [9 empty] | 42760 | Not Dimmable | Not Dimmable | No |  | 4.1 | 3938 | 108.31 | 36.36 | 18.74 | 0.91 | 3500 | 83.3
PXD3YW5Y | Orion Energy Systems Inc | Harris | MPHL14D1UNVFDXXFRL850XXXXXXXXXX | Indoor Luminaires | Linear Ambient | Direct Linear Ambient Luminaires | Standard | TRUE | 6962 | 128.1 | 54.37 | 6.66 | 0.997 | 5206 | 83 | 5 | 100000 | 42760 | Dimmable | Continuous Below 10 | Yes |  | 4.1 | 6962 | 128.05 | 54.37 | 8.55 | 0.98 | 5206 | 83
PJWHWPV3 | Orion Energy Systems Inc | Harris | MPHL14C1UNVFDXXFRL850XXXXXXXXXX | Indoor Luminaires | Linear Ambient | Direct Linear Ambient Luminaires | Standard | TRUE | 4491 | 121.9 | 36.83 | 12 | 0.991 | 5277 | 84.1 | 5 | 100000 | 42760 | Dimmable | Continuous Below 10 | Yes |  | 4.1 | 4491 | 121.94 | 36.83 | 12 | 0.95 | 5277 | 84.1
P3ZY4XX9 | Orion Energy Systems Inc | Harris | MPHL14D1UNVFDXXBFL835XXXXXXXXXX | Indoor Luminaires | Linear Ambient | Direct Linear Ambient Luminaires | Standard | TRUE | 5507 | 103.1 | 53.14 | 8.55 | 0.98 | 3614 | 84.6 | 5 | 100000 | 42760 | Dimmable | Continuous Below 10 | Yes |  | 4.1 | 5507 | 102.93 | 53.5 | 8.55 | 0.98 | 3614 | 84.6
PZEYMUKP | Orion Energy Systems Inc | Harris | MPHL14A1UNVFDXXBFL835XXXXXXXXXX | Indoor Luminaires | Linear Ambient | Direct Linear Ambient Luminaires | Standard | TRUE | 1438 | 102.1 | 14.09 | 15.1 | 0.943 | 3560 | 85 | 5 | 100000 | 42760 | Dimmable | Continuous Below 10 | Yes |  | 4.1 | 1438 | 102.1 | 14.13 | 15.1 | 0.94 | 3560 | 85
PUXQCUAM | Orion Energy Systems Inc | Harris | MPHL18G1UNVFDXXFRL850XXXXXXXXXX | Indoor Luminaires | Linear Ambient | Direct Linear Ambient Luminaires | Standard | FALSE | [9 empty] | 42760 | Dimmable | Continuous Below 10 | Yes |  | 4.1 | 9296.37 | 133.55 | 69.61 | 10.3 | 0.94 | 5277 | 84.1
PKCJTBSP | Orion Energy Systems Inc | Harris | MPHL18F1UNVFDXXBFL850XXXXXXXXXX | Indoor Luminaires | Linear Ambient | Direct Linear Ambient Luminaires | Standard | FALSE | [9 empty] | 42760 | Dimmable | Continuous Below 10 | Yes |  | 4.1 | 5237.1 | 111.51 | 46.97 | 12.2 | 0.98 | 5270 | 84.4
PSQ73ZD5 | Orion Energy Systems Inc | Harris | MPHL14C1UNVFDXXNOL850XXXXXXXXXX | Indoor Luminaires | Linear Ambient | Direct Linear Ambient Luminaires | Standard | FALSE | [9 empty] | 42760 | Dimmable | Continuous Below 10 | Yes |  | 4.1 | 4996 | 135.5 | 36.87 | 13.5 | 0.95 | 5254 | 84
PZJ64B2H | Orion Energy Systems Inc | Harris | MPHL18G1UNVFDXXNOL850XXXXXXXXXX | Indoor Luminaires | Linear Ambient | Direct Linear Ambient Luminaires | Standard | FALSE | [9 empty] | 42760 | Dimmable | Continuous Below 10 | Yes |  | 4.1 | 10341.72 | 148.41 | 69.68 | 10.3 | 0.98 | 5254 | 84
PRUPK3WW | Orion Energy Systems Inc | Harris | MPHL18H1UNVFDXXBFL850XXXXXXXXXX | Indoor Luminaires | Linear Ambient | Direct Linear Ambient Luminaires | Standard | FALSE | [9 empty] | 42760 | Dimmable | Continuous Below 10 | Yes |  | 4.1 | 12051.54 | 117.41 | 102.65 | 10.1 | 0.97 | 5247 | 83
PGKYE3V8 | Orion Energy Systems Inc | Harris | MPHL14D1UNVFDXXBFL850XXXXXXXXXX | Indoor Luminaires | Linear Ambient | Direct Linear Ambient Luminaires | Standard | FALSE | [9 empty] | 42760 | Dimmable | Continuous Below 10 | Yes |  | 4.1 | 5822 | 107.2 | 54.31 | 8.55 | 0.98 | 5247 | 83
PBPWZHXD | Orion Energy Systems Inc | Harris | MPHL18F1UNVFDXXFRL850XXXXXXXXXX | Indoor Luminaires | Linear Ambient | Direct Linear Ambient Luminaires | Standard | FALSE | [9 empty] | 42760 | Dimmable | Continuous Below 10 | Yes |  | 4.1 | 6419.07 | 136.62 | 46.99 | 12.2 | 0.97 | 5226 | 84.3
P92S3NEA | Orion Energy Systems Inc | Harris | MPHL14B1UNVFDXXFRL850XXXXXXXXXX | Indoor Luminaires | Linear Ambient | Direct Linear Ambient Luminaires | Standard | FALSE | [9 empty] | 42760 | Dimmable | Continuous Below 10 | Yes |  | 4.1 | 3101 | 124.74 | 24.86 | 11 | 0.93 | 5226 | 84.3
P4ZNXHQT | Orion Energy Systems Inc | Harris | MPHL18H1UNVFDXXFRL850XXXXXXXXXX | Indoor Luminaires | Linear Ambient | Direct Linear Ambient Luminaires | Standard | FALSE | [9 empty] | 42760 | Dimmable | Continuous Below 10 | Yes |  | 4.1 | 14411.34 | 140.24 | 102.76 | 10.1 | 0.97 | 5206 | 83
PQ4A8UE7 | Orion Energy Systems Inc | Harris | MPHL18F1UNVFDXXNOL850XXXXXXXXXX | Indoor Luminaires | Linear Ambient | Direct Linear Ambient Luminaires | Standard | FALSE | [9 empty] | 42760 | Dimmable | Continuous Below 10 | Yes |  | 4.1 | 7089.75 | 150.59 | 47.08 | 14.1 | 0.94 | 5201 | 84.2
PVDFXG8Y | Orion Energy Systems Inc | Harris | MPHL14B1UNVFDXXNOL850XXXXXXXXXX | Indoor Luminaires | Linear Ambient | Direct Linear Ambient Luminaires | Standard | FALSE | [9 empty] | 42760 | Dimmable | Continuous Below 10 | Yes |  | 4.1 | 3425 | 137.49 | 24.91 | 11.6 | 0.93 | 5201 | 84.2
PZPMXJU8 | Orion Energy Systems Inc | Harris | MPHL14A1UNVFDXXBFL850XXXXXXXXXX | Indoor Luminaires | Linear Ambient | Direct Linear Ambient Luminaires | Standard | FALSE | [9 empty] | 42760 | Dimmable | Continuous Below 10 | Yes |  | 4.1 | 1539 | 108.08 | 14.24 | 15.1 | 0.94 | 5195 | 83.1
PYN6FPH5 | Orion Energy Systems Inc | Harris | MPHL18E1UNVFDXXBFL850XXXXXXXXXX | Indoor Luminaires | Linear Ambient | Direct Linear Ambient Luminaires | Standard | FALSE | [9 empty] | 42760 | Dimmable | Continuous Below 10 | Yes |  | 4.1 | 3185.73 | 118.37 | 26.91 | 12.5 | 0.88 | 5195 | 83.1
PU3J832N | Orion Energy Systems Inc | Harris | MPHL18H1UNVFDXXNOL850XXXXXXXXXX | Indoor Luminaires | Linear Ambient | Direct Linear Ambient Luminaires | Standard | FALSE | [9 empty] | 42760 | Dimmable | Continuous Below 10 | Yes |  | 4.1 | 16030.08 | 155.57 | 103.04 | 10.4 | 0.95 | 5172 | 82.8
PA42N45T | Orion Energy Systems Inc | Harris | MPHL14D1UNVFDXXNOL850XXXXXXXXXX | Indoor Luminaires | Linear Ambient | Direct Linear Ambient Luminaires | Standard | FALSE | [9 empty] | 42760 | Dimmable | Continuous Below 10 | Yes |  | 4.1 | 7744 | 142.04 | 54.52 | 8.52 | 0.98 | 5172 | 82.8
PDNJ2QNU | Orion Energy Systems Inc | Harris | MPHL18E1UNVFDXXFRL850XXXXXXXXXX | Indoor Luminaires | Linear Ambient | Direct Linear Ambient Luminaires | Standard | FALSE | [9 empty] | 42760 | Dimmable | Continuous Below 10 | Yes |  | 4.1 | 3783.96 | 140.4 | 26.95 | 12.8 | 0.93 | 5139 | 83.1
PX3V7Q2A | Orion Energy Systems Inc | Harris | MPHL14A1UNVFDXXFRL850XXXXXXXXXX | Indoor Luminaires | Linear Ambient | Direct Linear Ambient Luminaires | Standard | FALSE | [9 empty] | 42760 | Dimmable | Continuous Below 10 | Yes |  | 4.1 | 1828 | 128.19 | 14.26 | 11.3 | 0.93 | 5139 | 83.1
PU69VRVN | Orion Energy Systems Inc | Harris | MPHL14A1UNVFDXXNOL850XXXXXXXXXX | Indoor Luminaires | Linear Ambient | Direct Linear Ambient Luminaires | Standard | FALSE | [9 empty] | 42760 | Dimmable | Continuous Below 10 | Yes |  | 4.1 | 2020 | 141.56 | 14.27 | 15.1 | 0.93 | 5121 | 83
PR8GDW5Y | Orion Energy Systems Inc | Harris | MPHL18E1UNVFDXXNOL850XXXXXXXXXX | Indoor Luminaires | Linear Ambient | Direct Linear Ambient Luminaires | Standard | FALSE | [9 empty] | 42760 | Dimmable | Continuous Below 10 | Yes |  | 4.1 | 4181.4 | 155.04 | 26.97 | 12.7 | 0.93 | 5121 | 83
P8DW3VUW | Orion Energy Systems Inc | Harris | MPHL18G1UNVFDXXBFL840XXXXXXXXXX | Indoor Luminaires | Linear Ambient | Direct Linear Ambient Luminaires | Standard | FALSE | [9 empty] | 42760 | Dimmable | Continuous Below 10 | Yes |  | 4.1 | 7765.95 | 111.23 | 69.82 | 10.3 | 0.95 | 4165.67 | 84
PT85YJMA | Orion Energy Systems Inc | Harris | MPHL18H1UNVFDXXBFL840XXXXXXXXXX | Indoor Luminaires | Linear Ambient | Direct Linear Ambient Luminaires | Standard | FALSE | [9 empty] | 42760 | Dimmable | Continuous Below 10 | Yes |  | 4.1 | 11616.84 | 114.02 | 101.88 | 10.1 | 0.97 | 4158.33 | 83
PRK6X9G4 | Orion Energy Systems Inc | Harris | MPHL14D1UNVFDXXBFL840XXXXXXXXXX | Indoor Luminaires | Linear Ambient | Direct Linear Ambient Luminaires | Standard | FALSE | [9 empty] | 42760 | Dimmable | Continuous Below 10 | Yes |  | 4.1 | 5612 | 104.11 | 53.91 | 8.55 | 0.98 | 4158.33 | 83
PB7M3811 | Orion Energy Systems Inc | Harris | MPHL14C1UNVFDXXFRL840XXXXXXXXXX | Indoor Luminaires | Linear Ambient | Direct Linear Ambient Luminaires | Standard | FALSE | [9 empty] | 42760 | Dimmable | Continuous Below 10 | Yes |  | 4.1 | 4434.33 | 119.85 | 37 | 13.4 | 0.95 | 4136.33 | 84
PNGKYNEG | Orion Energy Systems Inc | Harris | MPHL18G1UNVFDXXFRL840XXXXXXXXXX | Indoor Luminaires | Linear Ambient | Direct Linear Ambient Luminaires | Standard | FALSE | [9 empty] | 42760 | Dimmable | Continuous Below 10 | Yes |  | 4.1 | 9179.07 | 131.26 | 69.93 | 10.3 | 0.94 | 4136.33 | 84
PUVVMZ41 | Orion Energy Systems Inc | Harris | MPHL18F1UNVFDXXBFL840XXXXXXXXXX | Indoor Luminaires | Linear Ambient | Direct Linear Ambient Luminaires | Standard | FALSE | [9 empty] | 42760 | Dimmable | Continuous Below 10 | Yes |  | 4.1 | 5121.18 | 110.01 | 46.55 | 12.2 | 0.98 | 4135.33 | 84.4
PR41REHJ | Orion Energy Systems Inc | Harris | MPHL18H1UNVFDXXFRL840XXXXXXXXXX | Indoor Luminaires | Linear Ambient | Direct Linear Ambient Luminaires | Standard | FALSE | [9 empty] | 42760 | Dimmable | Continuous Below 10 | Yes |  | 4.1 | 13918.68 | 136.45 | 102 | 10.1 | 0.97 | 4130.67 | 83
PKMC7U4B | Orion Energy Systems Inc | Harris | MPHL14D1UNVFDXXFRL840XXXXXXXXXX | Indoor Luminaires | Linear Ambient | Direct Linear Ambient Luminaires | Standard | FALSE | [9 empty] | 42760 | Dimmable | Continuous Below 10 | Yes |  | 4.1 | 6724 | 124.59 | 53.97 | 8.55 | 0.98 | 4130.67 | 83
PG1Y12GP | Orion Energy Systems Inc | Harris | MPHL14C1UNVFDXXNOL840XXXXXXXXXX | Indoor Luminaires | Linear Ambient | Direct Linear Ambient Luminaires | Standard | FALSE | [9 empty] | 42760 | Dimmable | Continuous Below 10 | Yes |  | 4.1 | 4924 | 132.97 | 37.03 | 13.5 | 0.95 | 4122.67 | 84
PS7A83ZM | Orion Energy Systems Inc | Harris | MPHL18G1UNVFDXXNOL840XXXXXXXXXX | Indoor Luminaires | Linear Ambient | Direct Linear Ambient Luminaires | Standard | FALSE | [9 empty] | 42760 | Dimmable | Continuous Below 10 | Yes |  | 4.1 | 10192.68 | 145.64 | 69.99 | 10.3 | 0.98 | 4122.67 | 84
PP5VD1XZ | Orion Energy Systems Inc | Harris | MPHL18H1UNVFDXXNOL840XXXXXXXXXX | Indoor Luminaires | Linear Ambient | Direct Linear Ambient Luminaires | Standard | FALSE | [9 empty] | 42760 | Dimmable | Continuous Below 10 | Yes |  | 4.1 | 15540.18 | 151.91 | 102.3 | 10.4 | 0.95 | 4114 | 82.8
PKV5HY94 | Orion Energy Systems Inc | Harris | MPHL14D1UNVFDXXNOL840XXXXXXXXXX | Indoor Luminaires | Linear Ambient | Direct Linear Ambient Luminaires | Standard | FALSE | [9 empty] | 42760 | Dimmable | Continuous Below 10 | Yes |  | 4.1 | 7507.33 | 138.7 | 54.13 | 8.52 | 0.98 | 4114 | 82.8
P5327EV2 | Orion Energy Systems Inc | Harris | MPHL18F1UNVFDXXFRL840XXXXXXXXXX | Indoor Luminaires | Linear Ambient | Direct Linear Ambient Luminaires | Standard | FALSE | [9 empty] | 42760 | Dimmable | Continuous Below 10 | Yes |  | 4.1 | 6187.23 | 132.83 | 46.58 | 12.2 | 0.97 | 4106.67 | 84.3
PAXHURZH | Orion Energy Systems Inc | Harris | MPHL14B1UNVFDXXFRL840XXXXXXXXXX | Indoor Luminaires | Linear Ambient | Direct Linear Ambient Luminaires | Standard | FALSE | [9 empty] | 42760 | Dimmable | Continuous Below 10 | Yes |  | 4.1 | 2989 | 121.28 | 24.65 | 11.7 | 0.93 | 4106.67 | 84.3
PZNAHN23 | Orion Energy Systems Inc | Harris | MPHL14A1UNVFDXXBFL840XXXXXXXXXX | Indoor Luminaires | Linear Ambient | Direct Linear Ambient Luminaires | Standard | FALSE | [9 empty] | 42760 | Dimmable | Continuous Below 10 | Yes |  | 4.1 | 1471.67 | 103.75 | 14.19 | 15.1 | 0.94 | 4105 | 83.1
PVW7M2FF | Orion Energy Systems Inc | Harris | MPHL18E1UNVFDXXBFL840XXXXXXXXXX | Indoor Luminaires | Linear Ambient | Direct Linear Ambient Luminaires | Standard | FALSE | [9 empty] | 42760 | Dimmable | Continuous Below 10 | Yes |  | 4.1 | 3047.91 | 113.69 | 26.81 | 12.5 | 0.88 | 4105 | 83.1
P9USYUCP | Orion Energy Systems Inc | Harris | MPHL18F1UNVFDXXNOL840XXXXXXXXXX | Indoor Luminaires | Linear Ambient | Direct Linear Ambient Luminaires | Standard | FALSE | [9 empty] | 42760 | Dimmable | Continuous Below 10 | Yes |  | 4.1 | 6813.75 | 146.08 | 46.65 | 13.1 | 0.94 | 4089 | 84.2
PG9BRRS1 | Orion Energy Systems Inc | Harris | MPHL14B1UNVFDXXNOL840XXXXXXXXXX | Indoor Luminaires | Linear Ambient | Direct Linear Ambient Luminaires | Standard | FALSE | [9 empty] | 42760 | Dimmable | Continuous Below 10 | Yes |  | 4.1 | 3291.67 | 133.37 | 24.68 | 11.6 | 0.93 | 4089 | 84.2
PUN737TK | Orion Energy Systems Inc | Harris | MPHL14A1UNVFDXXFRL840XXXXXXXXXX | Indoor Luminaires | Linear Ambient | Direct Linear Ambient Luminaires | Standard | FALSE | [9 empty] | 42760 | Dimmable | Continuous Below 10 | Yes |  | 4.1 | 1757.33 | 123.8 | 14.2 | 15.1 | 0.93 | 4070.33 | 83.1
PXRJDYB9 | Orion Energy Systems Inc | Harris | MPHL18E1UNVFDXXFRL840XXXXXXXXXX | Indoor Luminaires | Linear Ambient | Direct Linear Ambient Luminaires | Standard | FALSE | [9 empty] | 42760 | Dimmable | Continuous Below 10 | Yes |  | 4.1 | 3637.68 | 135.59 | 26.83 | 12.8 | 0.93 | 4070.33 | 83.1
P8XA8XV9 | Orion Energy Systems Inc | Harris | MPHL14A1UNVFDXXNOL840XXXXXXXXXX | Indoor Luminaires | Linear Ambient | Direct Linear Ambient Luminaires | Standard | FALSE | [9 empty] | 42760 | Dimmable | Continuous Below 10 | Yes |  | 4.1 | 1930.67 | 135.91 | 14.21 | 15.1 | 0.94 | 4057 | 83
PBJBPVE4 | Orion Energy Systems Inc | Harris | MPHL18E1UNVFDXXNOL840XXXXXXXXXX | Indoor Luminaires | Linear Ambient | Direct Linear Ambient Luminaires | Standard | FALSE | [9 empty] | 42760 | Dimmable | Continuous Below 10 | Yes |  | 4.1 | 3996.48 | 148.86 | 26.85 | 12.7 | 0.93 | 4057 | 83
P1XKKZYB | Orion Energy Systems Inc | Harris | MPHL18H1UNVFDXXBFL835XXXXXXXXXX | Indoor Luminaires | Linear Ambient | Direct Linear Ambient Luminaires | Standard | FALSE | [9 empty] | 42760 | Dimmable | Continuous Below 10 | Yes |  | 4.1 | 11399.49 | 112.74 | 101.12 | 10.1 | 0.97 | 3614 | 84.6
PXX47MT2 | Orion Energy Systems Inc | Harris | MPHL18H1UNVFDXXFRL835XXXXXXXXXX | Indoor Luminaires | Linear Ambient | Direct Linear Ambient Luminaires | Standard | FALSE | [9 empty] | 42760 | Dimmable | Continuous Below 10 | Yes |  | 4.1 | 13672.35 | 135.04 | 101.25 | 10.1 | 0.97 | 3593 | 84.6
PJP5GHTM | Orion Energy Systems Inc | Harris | MPHL14D1UNVFDXXFRL835XXXXXXXXXX | Indoor Luminaires | Linear Ambient | Direct Linear Ambient Luminaires | Standard | FALSE | [9 empty] | 42760 | Dimmable | Continuous Below 10 | Yes |  | 4.1 | 6605 | 123.3 | 53.57 | 8.55 | 0.98 | 3593 | 84.6
PPKMVTJK | Orion Energy Systems Inc | Harris | MPHL18G1UNVFDXXBFL835XXXXXXXXXX | Indoor Luminaires | Linear Ambient | Direct Linear Ambient Luminaires | Standard | FALSE | [9 empty] | 42760 | Dimmable | Continuous Below 10 | Yes |  | 4.1 | 7687.98 | 109.64 | 70.12 | 10.3 | 0.95 | 3589 | 84
PQ5U6MJ8 | Orion Energy Systems Inc | Harris | MPHL18H1UNVFDXXNOL835XXXXXXXXXX | Indoor Luminaires | Linear Ambient | Direct Linear Ambient Luminaires | Standard | FALSE | [9 empty] | 42760 | Dimmable | Continuous Below 10 | Yes |  | 4.1 | 15295.23 | 150.62 | 101.55 | 10.4 | 0.95 | 3585 | 84.6
PKVAPYC6 | Orion Energy Systems Inc | Harris | MPHL14D1UNVFDXXNOL835XXXXXXXXXX | Indoor Luminaires | Linear Ambient | Direct Linear Ambient Luminaires | Standard | FALSE | [9 empty] | 42760 | Dimmable | Continuous Below 10 | Yes |  | 4.1 | 7389 | 137.52 | 53.73 | 8.52 | 0.98 | 3585 | 84.6
PRYFY6DS | Orion Energy Systems Inc | Harris | MPHL18F1UNVFDXXBFL835XXXXXXXXXX | Indoor Luminaires | Linear Ambient | Direct Linear Ambient Luminaires | Standard | FALSE | [9 empty] | 42760 | Dimmable | Continuous Below 10 | Yes |  | 4.1 | 5063.22 | 109.75 | 46.13 | 12.2 | 0.98 | 3568 | 84.5
PVKRYAPN | Orion Energy Systems Inc | Harris | MPHL14C1UNVFDXXFRL835XXXXXXXXXX | Indoor Luminaires | Linear Ambient | Direct Linear Ambient Luminaires | Standard | FALSE | [9 empty] | 42760 | Dimmable | Continuous Below 10 | Yes |  | 4.1 | 4406 | 118.54 | 37.17 | 13.4 | 0.95 | 3566 | 84
PSRFTFU4 | Orion Energy Systems Inc | Harris | MPHL18G1UNVFDXXFRL835XXXXXXXXXX | Indoor Luminaires | Linear Ambient | Direct Linear Ambient Luminaires | Standard | FALSE | [9 empty] | 42760 | Dimmable | Continuous Below 10 | Yes |  | 4.1 | 9120.42 | 129.83 | 70.25 | 10.3 | 0.94 | 3566 | 84
PRD32DG9 | Orion Energy Systems Inc | Harris | MPHL18E1UNVFDXXBFL835XXXXXXXXXX | Indoor Luminaires | Linear Ambient | Direct Linear Ambient Luminaires | Standard | FALSE | [9 empty] | 42760 | Dimmable | Continuous Below 10 | Yes |  | 4.1 | 2979 | 111.28 | 26.77 | 12.5 | 0.88 | 3560 | 85
PVK4KMGW | Orion Energy Systems Inc | Harris | MPHL14C1UNVFDXXNOL835XXXXXXXXXX | Indoor Luminaires | Linear Ambient | Direct Linear Ambient Luminaires | Standard | FALSE | [9 empty] | 42760 | Dimmable | Continuous Below 10 | Yes |  | 4.1 | 4888 | 131.43 | 37.19 | 13.5 | 0.95 | 3557 | 84
PP7XZVT8 | Orion Energy Systems Inc | Harris | MPHL18G1UNVFDXXNOL835XXXXXXXXXX | Indoor Luminaires | Linear Ambient | Direct Linear Ambient Luminaires | Standard | FALSE | [9 empty] | 42760 | Dimmable | Continuous Below 10 | Yes |  | 4.1 | 10118.16 | 143.95 | 70.29 | 10.3 | 0.98 | 3557 | 84
PA1TVCMP | Orion Energy Systems Inc | Harris | MPHL18F1UNVFDXXFRL835XXXXXXXXXX | Indoor Luminaires | Linear Ambient | Direct Linear Ambient Luminaires | Standard | FALSE | [9 empty] | 42760 | Dimmable | Continuous Below 10 | Yes |  | 4.1 | 6071.31 | 131.49 | 46.17 | 12.2 | 0.97 | 3547 | 84.6
PVG6HAQG | Orion Energy Systems Inc | Harris | MPHL14B1UNVFDXXFRL835XXXXXXXXXX | Indoor Luminaires | Linear Ambient | Direct Linear Ambient Luminaires | Standard | FALSE | [9 empty] | 42760 | Dimmable | Continuous Below 10 | Yes |  | 4.1 | 2933 | 120.06 | 24.43 | 11.7 | 0.93 | 3547 | 84.6
PCUW69UX | Orion Energy Systems Inc | Harris | MPHL14A1UNVFDXXFRL835XXXXXXXXXX | Indoor Luminaires | Linear Ambient | Direct Linear Ambient Luminaires | Standard | FALSE | [9 empty] | 42760 | Dimmable | Continuous Below 10 | Yes |  | 4.1 | 1722 | 121.87 | 14.13 | 15.1 | 0.94 | 3536 | 85
P5U3T1DC | Orion Energy Systems Inc | Harris | MPHL18E1UNVFDXXFRL835XXXXXXXXXX | Indoor Luminaires | Linear Ambient | Direct Linear Ambient Luminaires | Standard | FALSE | [9 empty] | 42760 | Dimmable | Continuous Below 10 | Yes |  | 4.1 | 3564.54 | 133.47 | 26.71 | 12.8 | 0.93 | 3536 | 85
PG1FQD8B | Orion Energy Systems Inc | Harris | MPHL18F1UNVFDXXNOL835XXXXXXXXXX | Indoor Luminaires | Linear Ambient | Direct Linear Ambient Luminaires | Standard | FALSE | [9 empty] | 42760 | Dimmable | Continuous Below 10 | Yes |  | 4.1 | 6675.75 | 144.46 | 46.21 | 12.1 | 0.93 | 3533 | 84.5
PM681R5N | Orion Energy Systems Inc | Harris | MPHL14B1UNVFDXXNOL835XXXXXXXXXX | Indoor Luminaires | Linear Ambient | Direct Linear Ambient Luminaires | Standard | FALSE | [9 empty] | 42760 | Dimmable | Continuous Below 10 | Yes |  | 4.1 | 3225 | 131.9 | 24.45 | 11.6 | 0.93 | 3533 | 84.5
P7DUX9QA | Orion Energy Systems Inc | Harris | MPHL14A1UNVFDXXNOL835XXXXXXXXXX | Indoor Luminaires | Linear Ambient | Direct Linear Ambient Luminaires | Standard | FALSE | [9 empty] | 42760 | Dimmable | Continuous Below 10 | Yes |  | 4.1 | 1886 | 133.38 | 14.14 | 15.1 | 0.94 | 3525 | 84.9
P39CS2AP | Orion Energy Systems Inc | Harris | MPHL18E1UNVFDXXNOL835XXXXXXXXXX | Indoor Luminaires | Linear Ambient | Direct Linear Ambient Luminaires | Standard | FALSE | [9 empty] | 42760 | Dimmable | Continuous Below 10 | Yes |  | 4.1 | 3904.02 | 146.08 | 26.72 | 12.7 | 0.93 | 3525 | 84.9
PXAZYZAC | Shenzhen Syhdee Co.Ltd. | SYHDEE | SYHU-DT024N-1230-B | Indoor Luminaires | Linear Ambient | Direct Linear Ambient Luminaires | Standard | TRUE | 2699.9 | 111.66 | 24.18 | 16.67 | 0.9101 | 3033 | 83.2 | 5 | 50000 | 42759 | Not Dimmable | Not Dimmable | No |  | 4.1 | 2665.2 | 113.65 | 23.45 | 16.67 | 0.91 | 3000 | 83.2
PMS57V92 | Shenzhen Syhdee Co.Ltd. | SYHDEE | SYHU-DT024N-1250-B | Indoor Luminaires | Linear Ambient | Direct Linear Ambient Luminaires | Standard | FALSE | [9 empty] | 42759 | Not Dimmable | Not Dimmable | No |  | 4.1 | 2804 | 117.52 | 23.86 | 17.92 | 0.91 | 5000 | 84.5
P33V3J16 | Shenzhen Syhdee Co.Ltd. | SYHDEE | SYHU-DT024N-1245-B | Indoor Luminaires | Linear Ambient | Direct Linear Ambient Luminaires | Standard | FALSE | [9 empty] | 42759 | Not Dimmable | Not Dimmable | No |  | 4.1 | 2665.2 | 113.65 | 23.45 | 16.67 | 0.91 | 4500 | 83.2
PVE5KJRJ | Shenzhen Syhdee Co.Ltd. | SYHDEE | SYHU-DT024N-1240-B | Indoor Luminaires | Linear Ambient | Direct Linear Ambient Luminaires | Standard | FALSE | [9 empty] | 42759 | Not Dimmable | Not Dimmable | No |  | 4.1 | 2665.2 | 113.65 | 23.45 | 16.67 | 0.91 | 4000 | 83.2
PSEFUHY2 | Shenzhen Syhdee Co.Ltd. | SYHDEE | SYHU-DT024N-1235-B | Indoor Luminaires | Linear Ambient | Direct Linear Ambient Luminaires | Standard | FALSE | [9 empty] | 42759 | Not Dimmable | Not Dimmable | No |  | 4.1 | 2665.2 | 113.65 | 23.45 | 16.67 | 0.91 | 3500 | 83.2
PYAMQYCK | ZhongShan Halcon Lighting & Electrical Co. Ltd | Halcon? | HG-L201/DM-X-3000K [40W Only] | Indoor Luminaires | Linear Ambient | Direct Linear Ambient Luminaires | Standard | TRUE | 4197.9 | 117.41 | 35.75 | 12.6 | 0.919 | 2999 | 84.5 | 5 | 50000 | 42758 | Dimmable | Continuous Below 10 | No |  | 4.1 | 4400 | 110 | 40 | 10 | 0.9 | 3000 | 80
PK8C6S9U | ZhongShan Halcon Lighting & Electrical Co. Ltd | Halcon? | HG-L201/DM-X-5000K [40W Only] | Indoor Luminaires | Linear Ambient | Direct Linear Ambient Luminaires | Standard | FALSE | [9 empty] | 42758 | Dimmable | Continuous Below 10 | No |  | 4.1 | 4400 | 110 | 40 | 10 | 0.9 | 5000 | 80
P7ZR7HT1 | ZhongShan Halcon Lighting & Electrical Co. Ltd | Halcon? | HG-L201/DM-X-4500K [40W Only] | Indoor Luminaires | Linear Ambient | Direct Linear Ambient Luminaires | Standard | FALSE | [9 empty] | 42758 | Dimmable | Continuous Below 10 | No |  | 4.1 | 4400 | 110 | 40 | 10 | 0.9 | 4500 | 80
PUE3TG8Z | ZhongShan Halcon Lighting & Electrical Co. Ltd | Halcon? | HG-L201/DM-X-4000K [40W Only] | Indoor Luminaires | Linear Ambient | Direct Linear Ambient Luminaires | Standard | FALSE | [9 empty] | 42758 | Dimmable | Continuous Below 10 | No |  | 4.1 | 4400 | 110 | 40 | 10 | 0.9 | 4000 | 80
PU8EAUJS | ZhongShan Halcon Lighting & Electrical Co. Ltd | Halcon? | HG-L201/DM-X-3500K [40W Only] | Indoor Luminaires | Linear Ambient | Direct Linear Ambient Luminaires | Standard | FALSE | [9 empty] | 42758 | Dimmable | Continuous Below 10 | No |  | 4.1 | 4400 | 110 | 40 | 10 | 0.9 | 3500 | 80
P72DWEYU | Fluxwerx Illumination Inc | Fluxwerx | NF1LxxBD35L1M04 | Indoor Luminaires | Linear Ambient | Direct Linear Ambient Luminaires | Standard | TRUE | 3357 | 88.8 | 37.79 | 17.2 | 0.958 | 3457 | 83.4 | 5 | 60000 | 42755 | Dimmable | Continuous Below 10 | No |  | 3.1 | 3525 | 93.2 | 37.81 | 17 | 0.96 | 3457 | 83.4
P4MVJG7Q | Shenzhen Syhdee Co.Ltd. | SYHDEE | SYHU-DT030N-1230-B | Indoor Luminaires | Linear Ambient | Direct Linear Ambient Luminaires | Standard | TRUE | 3209.6 | 113.41 | 28.3 | 18.88 | 0.903 | 3028 | 84.6 | 5 | 50000 | 42755 | Not Dimmable | Not Dimmable | No |  | 4.1 | 3172.4 | 114.36 | 27.74 | 18.88 | 0.9 | 3000 | 84.6
PJC7ZP2F | Shenzhen Syhdee Co.Ltd. | SYHDEE | SYHU-DT030N-1250-B | Indoor Luminaires | Linear Ambient | Direct Linear Ambient Luminaires | Standard | FALSE | [9 empty] | 42755 | Not Dimmable | Not Dimmable | No |  | 4.1 | 3344 | 117.92 | 28.36 | 19.19 | 0.9 | 5000 | 84.1
PY3PEFDK | Shenzhen Syhdee Co.Ltd. | SYHDEE | SYHU-DT030N-1245-B | Indoor Luminaires | Linear Ambient | Direct Linear Ambient Luminaires | Standard | FALSE | [9 empty] | 42755 | Not Dimmable | Not Dimmable | No |  | 4.1 | 3172.4 | 114.36 | 27.74 | 18.88 | 0.9 | 4500 | 84.6
PR29ACQ7 | Shenzhen Syhdee Co.Ltd. | SYHDEE | SYHU-DT030N-1240-B | Indoor Luminaires | Linear Ambient | Direct Linear Ambient Luminaires | Standard | FALSE | [9 empty] | 42755 | Not Dimmable | Not Dimmable | No |  | 4.1 | 3172.4 | 114.36 | 27.74 | 18.88 | 0.9 | 4000 | 84.6
PVSRMCMC | Shenzhen Syhdee Co.Ltd. | SYHDEE | SYHU-DT030N-1235-B | Indoor Luminaires | Linear Ambient | Direct Linear Ambient Luminaires | Standard | FALSE | [9 empty] | 42755 | Not Dimmable | Not Dimmable | No |  | 4.1 | 3172.4 | 114.36 | 27.74 | 18.88 | 0.9 | 3500 | 84.6
PBZU6MZQ | Pinnacle Architectural Lighting | E4A | E4A-40HO-4'-X-UNV-1C-W-X [Excluding MR16 option] | Indoor Luminaires | Linear Ambient | Direct Linear Ambient Luminaires | Standard | TRUE | 2903 | 83.7 | 34.7 | 17.5 | 0.935 | 4042 | 83 | 5 | 60000 | 42754 | Not Dimmable | Not Dimmable | No |  | 3.1 | 2903 | 83.7 | 34.7 | 17.5 | 0.94 | 4042 | 83
PZJZUSP6 | Pinnacle Architectural Lighting | E4A | E4A-35-4'-X-UNV-1C-W-X [Excluding MR16 option] | Indoor Luminaires | Linear Ambient | Direct Linear Ambient Luminaires | Standard | TRUE | 1542 | 84 | 18.4 | 16.8 | 0.886 | 3516 | 83 | 5 | 60000 | 42754 | Not Dimmable | Not Dimmable | No |  | 3.1 | 1546 | 84 | 18.4 | 16.8 | 0.89 | 3516 | 83
P7XAX9AJ | Pinnacle Architectural Lighting | E4A | E4A-40HO-4'-X-UNV-1D-W-X [Excluding MR16 option] | Indoor Luminaires | Linear Ambient | Direct Linear Ambient Luminaires | Standard | FALSE | [9 empty] | 42754 | Dimmable | Continuous Below 10 | No |  | 3.1 | 2903 | 83.7 | 34.7 | 17.5 | 0.94 | 4042 | 83
P684M8HW | Pinnacle Architectural Lighting | E4A | E4A-40-4'-X-UNV-1C-W-X [Excluding MR16 option] | Indoor Luminaires | Linear Ambient | Direct Linear Ambient Luminaires | Standard | FALSE | [9 empty] | 42754 | Not Dimmable | Not Dimmable | No |  | 3.1 | 1576 | 85.7 | 18.4 | 18.1 | 0.89 | 4032 | 83
P498S8MR | Pinnacle Architectural Lighting | E4A | E4A-40-4'-X-UNV-1D-W-X [Excluding MR16 option] | Indoor Luminaires | Linear Ambient | Direct Linear Ambient Luminaires | Standard | FALSE | [9 empty] | 42754 | Dimmable | Continuous Below 10 | No |  | 3.1 | 1576 | 85.7 | 18.4 | 18.1 | 0.89 | 4032 | 83
P5XVA47V | Pinnacle Architectural Lighting | E4A | E4A-35-4'-X-UNV-1D-W-X [Excluding MR16 option] | Indoor Luminaires | Linear Ambient | Direct Linear Ambient Luminaires | Standard | FALSE | [9 empty] | 42754 | Dimmable | Continuous Below 10 | No |  | 3.1 | 1546 | 84 | 18.4 | 16.8 | 0.89 | 3516 | 83
PJQC57GP | Pinnacle Architectural Lighting | EV3 ET4 EX3 | EV3HE-35HO-4'-X-UNV-1C-W-X | Indoor Luminaires | Linear Ambient | Direct Linear Ambient Luminaires | Standard | TRUE | 2993 | 86.8 | 34.5 | 17.8 | 0.936 | 3520 | 83 | 5 | 60000 | 42754 | Not Dimmable | Not Dimmable | No |  | 3.1 | 2993 | 86.8 | 34.5 | 17.8 | 0.94 | 3520 | 83
PA8WUV9S | Pinnacle Architectural Lighting | EV3 ET4 EX3 | EV3HE-40HO-4'-X-UNV-1C-W-X | Indoor Luminaires | Linear Ambient | Direct Linear Ambient Luminaires | Standard | TRUE | 3061 | 88.7 | 34.5 | 19.2 | 0.929 | 4033 | 83 | 5 | 60000 | 42754 | Not Dimmable | Not Dimmable | No |  | 3.1 | 3061 | 88.7 | 34.5 | 17.8 | 0.94 | 4033 | 83
PWTW9CWK | Pinnacle Architectural Lighting | EV3 ET4 EX3 | EV3HE-35-4'-X-UNV-1C-W-X | Indoor Luminaires | Linear Ambient | Direct Linear Ambient Luminaires | Standard | TRUE | 1622 | 87.7 | 18.5 | 19.5 | 0.886 | 3513 | 83 | 5 | 60000 | 42754 | Not Dimmable | Not Dimmable | No |  | 3.1 | 1622 | 88.2 | 18.4 | 19.5 | 0.89 | 3513 | 83
PVKF3BNA | Pinnacle Architectural Lighting | EV3 ET4 EX3 | ET4HE-40HO-4'-AC48X-UNV-1C-W-X | Indoor Luminaires | Linear Ambient | Direct Linear Ambient Luminaires | Standard | FALSE | [9 empty] | 42754 | Not Dimmable | Not Dimmable | No |  | 3.1 | 3061 | 88.7 | 34.5 | 17.8 | 0.94 | 4033 | 83
PBS7C199 | Pinnacle Architectural Lighting | EV3 ET4 EX3 | ET4HE-40HO-4'-AC48X-UNV-1D-W-X | Indoor Luminaires | Linear Ambient | Direct Linear Ambient Luminaires | Standard | FALSE | [9 empty] | 42754 | Dimmable | Continuous Below 10 | No |  | 3.1 | 3061 | 88.7 | 34.5 | 17.8 | 0.94 | 4033 | 83
P5HTBCRV | Pinnacle Architectural Lighting | EV3 ET4 EX3 | EV3HE-40HO-4'-X-UNV-1D-W-X | Indoor Luminaires | Linear Ambient | Direct Linear Ambient Luminaires | Standard | FALSE | [9 empty] | 42754 | Dimmable | Continuous Below 10 | No |  | 3.1 | 3061 | 88.7 | 34.5 | 17.8 | 0.94 | 4033 | 83
PV5P35UM | Pinnacle Architectural Lighting | EV3 ET4 EX3 | EX3AL-40HO-4'-AC48X-UNV-1C-W-X | Indoor Luminaires | Linear Ambient | Direct Linear Ambient Luminaires | Standard | FALSE | [9 empty] | 42754 | Not Dimmable | Not Dimmable | No |  | 3.1 | 3112 | 90.2 | 34.5 | 17.8 | 0.94 | 4029 | 83
PRKK98PF | Pinnacle Architectural Lighting | EV3 ET4 EX3 | EV3AL-40HO-4'-X-UNV-1C-W-X | Indoor Luminaires | Linear Ambient | Direct Linear Ambient Luminaires | Standard | FALSE | [9 empty] | 42754 | Not Dimmable | Not Dimmable | No |  | 3.1 | 3112 | 90.2 | 34.5 | 17.8 | 0.94 | 4029 | 83
P5TBGFJP | Pinnacle Architectural Lighting | EV3 ET4 EX3 | ET4AL-40HO-4'-X-UNV-1C-W-X | Indoor Luminaires | Linear Ambient | Direct Linear Ambient Luminaires | Standard | FALSE | [9 empty] | 42754 | Not Dimmable | Not Dimmable | No |  | 3.1 | 3112 | 90.2 | 34.5 | 17.8 | 0.94 | 4029 | 83
PV1BRMB9 | Pinnacle Architectural Lighting | EV3 ET4 EX3 | EX3AL-40HO-4'-AC48X-UNV-1D-W-X | Indoor Luminaires | Linear Ambient | Direct Linear Ambient Luminaires | Standard | FALSE | [9 empty] | 42754 | Dimmable | Continuous Below 10 | No |  | 3.1 | 3112 | 90.2 | 34.5 | 17.8 | 0.94 | 4029 | 83
P76VFMZD | Pinnacle Architectural Lighting | EV3 ET4 EX3 | EV3AL-40HO-4'-X-UNV-1D-W-X | Indoor Luminaires | Linear Ambient | Direct Linear Ambient Luminaires | Standard | FALSE | [9 empty] | 42754 | Dimmable | Continuous Below 10 | No |  | 3.1 | 3112 | 90.2 | 34.5 | 17.8 | 0.94 | 4029 | 83
P4QPRKPK | Pinnacle Architectural Lighting | EV3 ET4 EX3 | ET4AL-40HO-4'-X-UNV-1D-W-X | Indoor Luminaires | Linear Ambient | Direct Linear Ambient Luminaires | Standard | FALSE | [9 empty] | 42754 | Dimmable | Continuous Below 10 | No |  | 3.1 | 3112 | 90.2 | 34.5 | 17.8 | 0.94 | 4029 | 83
PR637K9U | Pinnacle Architectural Lighting | EV3 ET4 EX3 | EV3HE-40-4'-X-UNV-1C-W-X | Indoor Luminaires | Linear Ambient | Direct Linear Ambient Luminaires | Standard | FALSE | [9 empty] | 42754 | Not Dimmable | Not Dimmable | No |  | 3.1 | 1645 | 88.9 | 18.5 | 19.5 | 0.89 | 4028 | 83
P2GBDA1W | Pinnacle Architectural Lighting | EV3 ET4 EX3 | ET4HE-40-4'-AC48X-UNV-1C-W-X | Indoor Luminaires | Linear Ambient | Direct Linear Ambient Luminaires | Standard | FALSE | [9 empty] | 42754 | Not Dimmable | Not Dimmable | No |  | 3.1 | 1645 | 88.9 | 18.5 | 19.5 | 0.89 | 4028 | 83
PQNMN27D | Pinnacle Architectural Lighting | EV3 ET4 EX3 | EV3HE-40-4'-X-UNV-1D-W-X | Indoor Luminaires | Linear Ambient | Direct Linear Ambient Luminaires | Standard | FALSE | [9 empty] | 42754 | Dimmable | Continuous Below 10 | No |  | 3.1 | 1645 | 88.9 | 18.5 | 19.5 | 0.89 | 4028 | 83
PEQUGBUC | Pinnacle Architectural Lighting | EV3 ET4 EX3 | ET4HE-40-4'-AC48X-UNV-1D-W-X | Indoor Luminaires | Linear Ambient | Direct Linear Ambient Luminaires | Standard | FALSE | [9 empty] | 42754 | Dimmable | Continuous Below 10 | No |  | 3.1 | 1645 | 88.9 | 18.5 | 19.5 | 0.89 | 4028 | 83
PT5XP5BH | Pinnacle Architectural Lighting | EV3 ET4 EX3 | EX3AL-40-4'-AC48X-UNV-1C-W-X | Indoor Luminaires | Linear Ambient | Direct Linear Ambient Luminaires | Standard | FALSE | [9 empty] | 42754 | Not Dimmable | Not Dimmable | No |  | 3.1 | 1686 | 91.6 | 18.4 | 19.5 | 0.89 | 4018 | 83
PDQDUTR9 | Pinnacle Architectural Lighting | EV3 ET4 EX3 | EV3AL-40-4'-X-UNV-1C-W-X | Indoor Luminaires | Linear Ambient | Direct Linear Ambient Luminaires | Standard | FALSE | [9 empty] | 42754 | Not Dimmable | Not Dimmable | No |  | 3.1 | 1686 | 91.6 | 18.4 | 19.5 | 0.89 | 4018 | 83
PCCE35P1 | Pinnacle Architectural Lighting | EV3 ET4 EX3 | ET4AL-40-4'-X-UNV-1C-W-X | Indoor Luminaires | Linear Ambient | Direct Linear Ambient Luminaires | Standard | FALSE | [9 empty] | 42754 | Not Dimmable | Not Dimmable | No |  | 3.1 | 1686 | 91.6 | 18.4 | 19.5 | 0.89 | 4018 | 83
PW7F4NP4 | Pinnacle Architectural Lighting | EV3 ET4 EX3 | ET4AL-40-4'-X-UNV-1D-W-X | Indoor Luminaires | Linear Ambient | Direct Linear Ambient Luminaires | Standard | FALSE | [9 empty] | 42754 | Dimmable | Continuous Below 10 | No |  | 3.1 | 1686 | 91.6 | 18.4 | 19.5 | 0.89 | 4018 | 83
PB4RFK9M | Pinnacle Architectural Lighting | EV3 ET4 EX3 | EX3AL-40-4'-AC48X-UNV-1D-W-X | Indoor Luminaires | Linear Ambient | Direct Linear Ambient Luminaires | Standard | FALSE | [9 empty] | 42754 | Dimmable | Continuous Below 10 | No |  | 3.1 | 1686 | 91.6 | 18.4 | 19.5 | 0.89 | 4018 | 83
P1R282H7 | Pinnacle Architectural Lighting | EV3 ET4 EX3 | EV3AL-40-4'-X-UNV-1D-W-X | Indoor Luminaires | Linear Ambient | Direct Linear Ambient Luminaires | Standard | FALSE | [9 empty] | 42754 | Dimmable | Continuous Below 10 | No |  | 3.1 | 1686 | 91.6 | 18.4 | 19.5 | 0.89 | 4018 | 83
PTH64U6V | Pinnacle Architectural Lighting | EV3 ET4 EX3 | ET4HE-35HO-4'-AC48X-UNV-1C-W-X | Indoor Luminaires | Linear Ambient | Direct Linear Ambient Luminaires | Standard | FALSE | [9 empty] | 42754 | Not Dimmable | Not Dimmable | No |  | 3.1 | 2993 | 86.8 | 34.5 | 17.8 | 0.94 | 3520 | 83
PEFNUDP6 | Pinnacle Architectural Lighting | EV3 ET4 EX3 | ET4HE-35HO-4'-AC48X-UNV-1D-W-X | Indoor Luminaires | Linear Ambient | Direct Linear Ambient Luminaires | Standard | FALSE | [9 empty] | 42754 | Dimmable | Continuous Below 10 | No |  | 3.1 | 2993 | 86.8 | 34.5 | 17.8 | 0.94 | 3520 | 83
P6EW5F83 | Pinnacle Architectural Lighting | EV3 ET4 EX3 | EV3HE-35HO-4'-X-UNV-1D-W-X | Indoor Luminaires | Linear Ambient | Direct Linear Ambient Luminaires | Standard | FALSE | [9 empty] | 42754 | Dimmable | Continuous Below 10 | No |  | 3.1 | 2993 | 86.8 | 34.5 | 17.8 | 0.94 | 3520 | 83
PN5NNFC5 | Pinnacle Architectural Lighting | EV3 ET4 EX3 | EX3AL-35HO-4'-AC48X-UNV-1C-W-X | Indoor Luminaires | Linear Ambient | Direct Linear Ambient Luminaires | Standard | FALSE | [9 empty] | 42754 | Not Dimmable | Not Dimmable | No |  | 3.1 | 3040 | 88.1 | 34.5 | 17.8 | 0.94 | 3515 | 83
PMC5ASGY | Pinnacle Architectural Lighting | EV3 ET4 EX3 | EV3AL-35HO-4'-X-UNV-1C-W-X | Indoor Luminaires | Linear Ambient | Direct Linear Ambient Luminaires | Standard | FALSE | [9 empty] | 42754 | Not Dimmable | Not Dimmable | No |  | 3.1 | 3040 | 88.1 | 34.5 | 17.8 | 0.94 | 3515 | 83
PB45285T | Pinnacle Architectural Lighting | EV3 ET4 EX3 | ET4AL-35HO-4'-X-UNV-1C-W-X | Indoor Luminaires | Linear Ambient | Direct Linear Ambient Luminaires | Standard | FALSE | [9 empty] | 42754 | Not Dimmable | Not Dimmable | No |  | 3.1 | 3040 | 88.1 | 34.5 | 17.8 | 0.94 | 3515 | 83
PVMBP1VV | Pinnacle Architectural Lighting | EV3 ET4 EX3 | EV3AL-35HO-4'-X-UNV-1D-W-X | Indoor Luminaires | Linear Ambient | Direct Linear Ambient Luminaires | Standard | FALSE | [9 empty] | 42754 | Dimmable | Continuous Below 10 | No |  | 3.1 | 3040 | 88.1 | 34.5 | 17.8 | 0.94 | 3515 | 83
PHUKFRUY | Pinnacle Architectural Lighting | EV3 ET4 EX3 | ET4AL-35HO-4'-X-UNV-1D-W-X | Indoor Luminaires | Linear Ambient | Direct Linear Ambient Luminaires | Standard | FALSE | [9 empty] | 42754 | Dimmable | Continuous Below 10 | No |  | 3.1 | 3040 | 88.1 | 34.5 | 17.8 | 0.94 | 3515 | 83
PDP1W72J | Pinnacle Architectural Lighting | EV3 ET4 EX3 | EX3AL-35HO-4'-AC48X-UNV-1D-W-X | Indoor Luminaires | Linear Ambient | Direct Linear Ambient Luminaires | Standard | FALSE | [9 empty] | 42754 | Dimmable | Continuous Below 10 | No |  | 3.1 | 3040 | 88.1 | 34.5 | 17.8 | 0.94 | 3515 | 83
PU9RTW4P | Pinnacle Architectural Lighting | EV3 ET4 EX3 | ET4HE-35-4'-AC48X-UNV-1C-W-X | Indoor Luminaires | Linear Ambient | Direct Linear Ambient Luminaires | Standard | FALSE | [9 empty] | 42754 | Not Dimmable | Not Dimmable | No |  | 3.1 | 1622 | 88.2 | 18.4 | 19.5 | 0.89 | 3513 | 83
PXM7AG7M | Pinnacle Architectural Lighting | EV3 ET4 EX3 | ET4HE-35-4'-AC48X-UNV-1D-W-X | Indoor Luminaires | Linear Ambient | Direct Linear Ambient Luminaires | Standard | FALSE | [9 empty] | 42754 | Dimmable | Continuous Below 10 | No |  | 3.1 | 1622 | 88.2 | 18.4 | 19.5 | 0.89 | 3513 | 83
P5659DYT | Pinnacle Architectural Lighting | EV3 ET4 EX3 | EV3HE-35-4'-X-UNV-1D-W-X | Indoor Luminaires | Linear Ambient | Direct Linear Ambient Luminaires | Standard | FALSE | [9 empty] | 42754 | Dimmable | Continuous Below 10 | No |  | 3.1 | 1622 | 88.2 | 18.4 | 19.5 | 0.89 | 3513 | 83
PVRPSC8K | Pinnacle Architectural Lighting | EV3 ET4 EX3 | EV3AL-35-4'-X-UNV-1C-W-X | Indoor Luminaires | Linear Ambient | Direct Linear Ambient Luminaires | Standard | FALSE | [9 empty] | 42754 | Not Dimmable | Not Dimmable | No |  | 3.1 | 1650 | 89.7 | 18.4 | 19.5 | 0.89 | 3509 | 83
PVR6Q5W7 | Pinnacle Architectural Lighting | EV3 ET4 EX3 | EX3AL-35-4'-AC48X-UNV-1C-W-X | Indoor Luminaires | Linear Ambient | Direct Linear Ambient Luminaires | Standard | FALSE | [9 empty] | 42754 | Not Dimmable | Not Dimmable | No |  | 3.1 | 1650 | 89.7 | 18.4 | 19.5 | 0.89 | 3509 | 83
PEDSDVDA | Pinnacle Architectural Lighting | EV3 ET4 EX3 | ET4AL-35-4'-X-UNV-1C-W-X | Indoor Luminaires | Linear Ambient | Direct Linear Ambient Luminaires | Standard | FALSE | [9 empty] | 42754 | Not Dimmable | Not Dimmable | No |  | 3.1 | 1650 | 89.7 | 18.4 | 19.5 | 0.89 | 3509 | 83
PKBBF1J3 | Pinnacle Architectural Lighting | EV3 ET4 EX3 | EV3AL-35-4'-X-UNV-1D-W-X | Indoor Luminaires | Linear Ambient | Direct Linear Ambient Luminaires | Standard | FALSE | [9 empty] | 42754 | Dimmable | Continuous Below 10 | No |  | 3.1 | 1650 | 89.7 | 18.4 | 19.5 | 0.89 | 3509 | 83
PES9PVZR | Pinnacle Architectural Lighting | EV3 ET4 EX3 | ET4AL-35-4'-X-UNV-1D-W-X | Indoor Luminaires | Linear Ambient | Direct Linear Ambient Luminaires | Standard | FALSE | [9 empty] | 42754 | Dimmable | Continuous Below 10 | No |  | 3.1 | 1650 | 89.7 | 18.4 | 19.5 | 0.89 | 3509 | 83
PBW8KKEX | Pinnacle Architectural Lighting | EV3 ET4 EX3 | EX3AL-35-4'-AC48X-UNV-1D-W-X | Indoor Luminaires | Linear Ambient | Direct Linear Ambient Luminaires | Standard | FALSE | [9 empty] | 42754 | Dimmable | Continuous Below 10 | No |  | 3.1 | 1650 | 89.7 | 18.4 | 19.5 | 0.89 | 3509 | 83
PZN3VRJC | Allstar Lighting Supplies Inc. |  | LR25150 | Indoor Luminaires | Linear Ambient | Direct Linear Ambient Luminaires | Standard | TRUE | 5442.9 | 116.75 | 46.62 | 9.94 | 0.9261 | 3996 | 83 | 5 | 50000 | 42754 | Not Dimmable | Not Dimmable | No | Updated on 12/13/2016 | 4.1 | 5442.9 | 116.75 | 46.62 | 9.94 | 0.9261 | 4000 | 83
PNX43MB6 | FOSHAN INNOVATIVE LIGHTING | Innovative | LWP-4002(4000K) | Indoor Luminaires | Linear Ambient | Direct Linear Ambient Luminaires | Standard | TRUE | 4049.93 | 104.77 | 38.65 | 17.8 | 0.922 | 4098 | 84.1 | 5 | 50000 | 42754 | Not Dimmable | Not Dimmable | No |  | 4.1 | 4049.59 | 105.62 | 38.34 | 17.5 | 0.93 | 4098 | 84.1
PYQ7WWH9 | FOSHAN INNOVATIVE LIGHTING | Innovative | LWP-4002(5000K) | Indoor Luminaires | Linear Ambient | Direct Linear Ambient Luminaires | Standard | FALSE | [9 empty] | 42754 | Not Dimmable | Not Dimmable | No |  | 4.1 | 4219.45 | 109.06 | 38.69 | 17.8 | 0.92 | 5084 | 82.9
PWYGWZ65 | FOSHAN INNOVATIVE LIGHTING | Innovative | LWP-4002(4500K) | Indoor Luminaires | Linear Ambient | Direct Linear Ambient Luminaires | Standard | FALSE | [9 empty] | 42754 | Not Dimmable | Not Dimmable | No |  | 4.1 | 4049.59 | 105.62 | 38.34 | 17.5 | 0.93 | 4500 | 84.1
PPCQABF6 | Hongkong Brandon Electronic Lighting CoLimited | Brandon | MX455XLM04014B30[ABCD] | Indoor Retrofit Kit | Linear Ambient | Retrofit Kits for Direct Linear Ambient Luminaires | Standard | TRUE | 4813.6 | 118.07 | 40.77 | 17.77 | 0.9502 | 3070 | 82.7 | 5 | 50000 | 42754 | Dimmable | Continuous Below 10 | Yes |  | 4.1 | 4813.6 | 120.3 | 40 | 10 | 0.95 | 3000 | 80
PX1QM89B | Hongkong Brandon Electronic Lighting CoLimited | Brandon | MX455XLM04014B50[ABCD] | Indoor Retrofit Kit | Linear Ambient | Retrofit Kits for Direct Linear Ambient Luminaires | Standard | FALSE | [9 empty] | 42754 | Dimmable | Continuous Below 10 | Yes |  | 4.1 | 5220.1 | 130.5 | 40 | 10 | 0.95 | 5000 | 80
PPYB55Q1 | Hongkong Brandon Electronic Lighting CoLimited | Brandon | MX455XLM04014B45[ABCD] | Indoor Retrofit Kit | Linear Ambient | Retrofit Kits for Direct Linear Ambient Luminaires | Standard | FALSE | [9 empty] | 42754 | Dimmable | Continuous Below 10 | Yes |  | 4.1 | 5100 | 127.5 | 40 | 10 | 0.95 | 4500 | 80
PE5XXZ3D | Hongkong Brandon Electronic Lighting CoLimited | Brandon | MX455XLM04014B40[ABCD] | Indoor Retrofit Kit | Linear Ambient | Retrofit Kits for Direct Linear Ambient Luminaires | Standard | FALSE | [9 empty] | 42754 | Dimmable | Continuous Below 10 | Yes |  | 4.1 | 5000 | 125 | 40 | 10 | 0.95 | 4000 | 80
P3YY4DFX | Hongkong Brandon Electronic Lighting CoLimited | Brandon | MX455XLM04014B35[ABCD] | Indoor Retrofit Kit | Linear Ambient | Retrofit Kits for Direct Linear Ambient Luminaires | Standard | FALSE | [9 empty] | 42754 | Dimmable | Continuous Below 10 | Yes |  | 4.1 | 4900 | 122.5 | 40 | 10 | 0.95 | 3500 | 80
P4E9ANHZ | Jiangmen Brandon Lighting Co. Limited | Brandon | MX454XLM04014B30[ABCD] | Indoor Retrofit Kit | Linear Ambient | Retrofit Kits for Direct Linear Ambient Luminaires | Standard | TRUE | 4505.1 | 112.77 | 39.95 | 4.87 | 0.9549 | 3063 | 82.6 | 5 | 50000 | 42753 |  |  | Yes | Tested in Brandon housing model MX486 | 4.1 | 4505.2 | 112.6 | 40 | 10 | 0.95 | 3000 | 80
P6FGF3Z7 | Jiangmen Brandon Lighting Co. Limited | Brandon | MX454XLM04014B50[ABCD] | Indoor Retrofit Kit | Linear Ambient | Retrofit Kits for Direct Linear Ambient Luminaires | Standard | FALSE | [9 empty] | 42753 |  |  | Yes | Tested in Brandon housing model MX486 | 4.1 | 4853.2 | 121.3 | 40 | 10 | 0.95 | 5000 | 80
P2XSMZYW | Jiangmen Brandon Lighting Co. Limited | Brandon | MX454XLM04014B45[ABCD] | Indoor Retrofit Kit | Linear Ambient | Retrofit Kits for Direct Linear Ambient Luminaires | Standard | FALSE | [9 empty] | 42753 |  |  | Yes | Tested in Brandon housing model MX486 | 4.1 | 4800 | 120 | 40 | 10 | 0.95 | 4500 | 80
PE3MMND4 | Jiangmen Brandon Lighting Co. Limited | Brandon | MX454XLM04014B40[ABCD] | Indoor Retrofit Kit | Linear Ambient | Retrofit Kits for Direct Linear Ambient Luminaires | Standard | FALSE | [9 empty] | 42753 |  |  | Yes | Tested in Brandon housing model MX486 | 4.1 | 4700 | 117.5 | 40 | 10 | 0.95 | 4000 | 80
PD85ZJRR | Jiangmen Brandon Lighting Co. Limited | Brandon | MX454XLM04014B35[ABCD] | Indoor Retrofit Kit | Linear Ambient | Retrofit Kits for Direct Linear Ambient Luminaires | Standard | FALSE | [9 empty] | 42753 |  |  | Yes | Tested in Brandon housing model MX486 | 4.1 | 4600 | 115 | 40 | 10 | 0.95 | 3500 | 80
PJD5YTE9 | Pinnacle Architectural Lighting | EX3B | EX3B-HE-O-40HO-4'-AC48X-UNV-1C-W-X | Indoor Luminaires | Linear Ambient | Linear Ambient Luminaires w/ Indirect component | Standard | TRUE | 7097 | 101 | 70.3 | 2.8 | 0.998 | 4006 | 83 | 5 | 60000 | 42753 | Not Dimmable | Not Dimmable | No |  | 3.1 | 7615 | 108.3 | 70.3 | 6 | 0.96 | 4017 | 82
PV75QX63 | Pinnacle Architectural Lighting | EX3B | EX3B-A-O-35HO-4'-AC48X-UNV-1C-W-X | Indoor Luminaires | Linear Ambient | Linear Ambient Luminaires w/ Indirect component | Standard | TRUE | 6875 | 99.1 | 69.4 | 6 | 0.963 | 3489 | 83 | 5 | 60000 | 42753 | Not Dimmable | Not Dimmable | No |  | 3.1 | 6875 | 99.2 | 69.3 | 6 | 0.96 | 3489 | 83
P7T5P3VH | Pinnacle Architectural Lighting | EX3B | EX3B-A-O-35-4'-AC48X-UNV-1C-W-X | Indoor Luminaires | Linear Ambient | Linear Ambient Luminaires w/ Indirect component | Standard | TRUE | 3676 | 106.6 | 34.5 | 17.8 | 0.932 | 3480 | 83 | 5 | 60000 | 42753 | Not Dimmable | Not Dimmable | No |  | 3.1 | 3676 | 106.6 | 34.5 | 17.8 | 0.93 | 3480 | 83
PP2Z6SW9 | Pinnacle Architectural Lighting | EX3B | EX3B-HE-O-40HO-4'-AC48X-UNV-1D-W-X | Indoor Luminaires | Linear Ambient | Linear Ambient Luminaires w/ Indirect component | Standard | FALSE | [9 empty] | 42753 | Dimmable | Continuous Below 10 | No |  | 3.1 | 7615 | 108.3 | 70.3 | 6 | 0.96 | 4017 | 82
PWHCKJXE | Pinnacle Architectural Lighting | EX3B | EX3B-HE-O-40-4'-AC48X-UNV-1C-W-X | Indoor Luminaires | Linear Ambient | Linear Ambient Luminaires w/ Indirect component | Standard | FALSE | [9 empty] | 42753 | Not Dimmable | Not Dimmable | No |  | 3.1 | 4043 | 117.2 | 34.5 | 17.8 | 0.93 | 4008 | 83
PZ51G5SD | Pinnacle Architectural Lighting | EX3B | EX3B-HE-O-40-4'-AC48X-UNV-1D-W-X | Indoor Luminaires | Linear Ambient | Linear Ambient Luminaires w/ Indirect component | Standard | FALSE | [9 empty] | 42753 | Dimmable | Continuous Below 10 | No |  | 3.1 | 4043 | 117.2 | 34.5 | 17.8 | 0.93 | 4008 | 83
P8PE5GBD | Pinnacle Architectural Lighting | EX3B | EX3B-A-O-40HO-4'-AC48X-UNV-1C-W-X | Indoor Luminaires | Linear Ambient | Linear Ambient Luminaires w/ Indirect component | Standard | FALSE | [9 empty] | 42753 | Not Dimmable | Not Dimmable | No |  | 3.1 | 7097 | 101.2 | 70.1 | 6 | 0.96 | 4006 | 83
PEBU8P8X | Pinnacle Architectural Lighting | EX3B | EX3B-A-O-40HO-4'-AC48X-UNV-1D-W-X | Indoor Luminaires | Linear Ambient | Linear Ambient Luminaires w/ Indirect component | Standard | FALSE | [9 empty] | 42753 | Dimmable | Continuous Below 10 | No |  | 3.1 | 7097 | 101.2 | 70.1 | 6 | 0.96 | 4006 | 83
PWTKYY3P | Pinnacle Architectural Lighting | EX3B | EX3B-A-O-40-4'-AC48X-UNV-1C-W-X | Indoor Luminaires | Linear Ambient | Linear Ambient Luminaires w/ Indirect component | Standard | FALSE | [9 empty] | 42753 | Not Dimmable | Not Dimmable | No |  | 3.1 | 3803 | 110.2 | 34.5 | 17.8 | 0.93 | 3998 | 83
PFZD9XXN | Pinnacle Architectural Lighting | EX3B | EX3B-A-O-40-4'-AC48X-UNV-1D-W-X | Indoor Luminaires | Linear Ambient | Linear Ambient Luminaires w/ Indirect component | Standard | FALSE | [9 empty] | 42753 | Dimmable | Continuous Below 10 | No |  | 3.1 | 3803 | 110.2 | 34.5 | 17.8 | 0.93 | 3998 | 83
P7NVUZF2 | Pinnacle Architectural Lighting | EX3B | EX3B-HE-O-35HO-4'-AC48X-UNV-1C-W-X | Indoor Luminaires | Linear Ambient | Linear Ambient Luminaires w/ Indirect component | Standard | FALSE | [9 empty] | 42753 | Not Dimmable | Not Dimmable | No |  | 3.1 | 7290 | 105.2 | 69.3 | 6 | 0.96 | 3501 | 82
PWA9FCCH | Pinnacle Architectural Lighting | EX3B | EX3B-HE-O-35HO-4'-AC48X-UNV-1D-W-X | Indoor Luminaires | Linear Ambient | Linear Ambient Luminaires w/ Indirect component | Standard | FALSE | [9 empty] | 42753 | Dimmable | Continuous Below 10 | No |  | 3.1 | 7290 | 105.2 | 69.3 | 6 | 0.96 | 3501 | 82
P6TKFC5A | Pinnacle Architectural Lighting | EX3B | EX3B-HE-O-35-4'-AC48X-UNV-1C-W-X | Indoor Luminaires | Linear Ambient | Linear Ambient Luminaires w/ Indirect component | Standard | FALSE | [9 empty] | 42753 | Not Dimmable | Not Dimmable | No |  | 3.1 | 3902 | 113.1 | 34.5 | 17.8 | 0.93 | 3499 | 83
PQQTV1B3 | Pinnacle Architectural Lighting | EX3B | EX3B-HE-O-35-4'-AC48X-UNV-1D-W-X | Indoor Luminaires | Linear Ambient | Linear Ambient Luminaires w/ Indirect component | Standard | FALSE | [9 empty] | 42753 | Dimmable | Continuous Below 10 | No |  | 3.1 | 3902 | 113.1 | 34.5 | 17.8 | 0.93 | 3499 | 83
PPUHUB3Y | Pinnacle Architectural Lighting | EX3B | EX3B-A-O-35HO-4'-AC48X-UNV-1D-W-X | Indoor Luminaires | Linear Ambient | Linear Ambient Luminaires w/ Indirect component | Standard | FALSE | [9 empty] | 42753 | Dimmable | Continuous Below 10 | No |  | 3.1 | 6875 | 99.2 | 69.3 | 6 | 0.96 | 3489 | 83
PE1UVUDY | Pinnacle Architectural Lighting | EX3B | EX3B-A-O-35-4'-AC48X-UNV-1D-W-X | Indoor Luminaires | Linear Ambient | Linear Ambient Luminaires w/ Indirect component | Standard | FALSE | [9 empty] | 42753 | Dimmable | Continuous Below 10 | No |  | 3.1 | 3676 | 106.6 | 34.5 | 17.8 | 0.93 | 3480 | 83
PK9MAASU | LONYUNG LED LIGHTING CO.LTD | LONYUNG | LY-T5SL1200-40W(3000K) | Indoor Luminaires | Linear Ambient | Direct Linear Ambient Luminaires | Premium | TRUE | 4907 | 129.89 | 37.78 | 17.13 | 0.932 | 2973 | 83 | 5 | 50000 | 42753 | Not Dimmable | Not Dimmable | No |  | 4.1 | 5200 | 130 | 40 | 10 | 0.9 | 3000 | 80
PDR1C28G | LONYUNG LED LIGHTING CO.LTD | LONYUNG | LY-T5SL1200-40W(5000K) | Indoor Luminaires | Linear Ambient | Direct Linear Ambient Luminaires | Premium | FALSE | [9 empty] | 42753 | Not Dimmable | Not Dimmable | No |  | 4.1 | 5200 | 130 | 40 | 10 | 0.9 | 5000 | 80
P87FFECB | LONYUNG LED LIGHTING CO.LTD | LONYUNG | LY-T5SL1200-40W(4500K) | Indoor Luminaires | Linear Ambient | Direct Linear Ambient Luminaires | Premium | FALSE | [9 empty] | 42753 | Not Dimmable | Not Dimmable | No |  | 4.1 | 5200 | 130 | 40 | 10 | 0.9 | 4500 | 80
PJC22XKR | LONYUNG LED LIGHTING CO.LTD | LONYUNG | LY-T5SL1200-40W(4000K) | Indoor Luminaires | Linear Ambient | Direct Linear Ambient Luminaires | Premium | FALSE | [9 empty] | 42753 | Not Dimmable | Not Dimmable | No |  | 4.1 | 5200 | 130 | 40 | 10 | 0.9 | 4000 | 80
PG5YAUK6 | LONYUNG LED LIGHTING CO.LTD | LONYUNG | LY-T5SL1200-40W(3500K) | Indoor Luminaires | Linear Ambient | Direct Linear Ambient Luminaires | Premium | FALSE | [9 empty] | 42753 | Not Dimmable | Not Dimmable | No |  | 4.1 | 5200 | 130 | 40 | 10 | 0.9 | 3500 | 80
PU5X8M21 | LONYUNG LED LIGHTING CO.LTD | LONYUNG | LY-T8DL1200-18W(3000K) | Indoor Luminaires | Linear Ambient | Direct Linear Ambient Luminaires | Premium | TRUE | 2273 | 127.98 | 17.76 | 17.07 | 0.927 | 2982 | 83.1 | 5 | 50000 | 42753 | Not Dimmable | Not Dimmable | No |  | 4.1 | 2340 | 130 | 18 | 10 | 0.9 | 3000 | 80
PKBBBYBV | LONYUNG LED LIGHTING CO.LTD | LONYUNG | LY-T8DL1200-18W(5000K) | Indoor Luminaires | Linear Ambient | Direct Linear Ambient Luminaires | Premium | FALSE | [9 empty] | 42753 | Not Dimmable | Not Dimmable | No |  | 4.1 | 2340 | 130 | 18 | 10 | 0.9 | 5000 | 80
PD713FXY | LONYUNG LED LIGHTING CO.LTD | LONYUNG | LY-T8DL1200-18W(4500K) | Indoor Luminaires | Linear Ambient | Direct Linear Ambient Luminaires | Premium | FALSE | [9 empty] | 42753 | Not Dimmable | Not Dimmable | No |  | 4.1 | 2340 | 130 | 18 | 10 | 0.9 | 4500 | 80
PSKFPSHF | LONYUNG LED LIGHTING CO.LTD | LONYUNG | LY-T8DL1200-18W(4000K) | Indoor Luminaires | Linear Ambient | Direct Linear Ambient Luminaires | Premium | FALSE | [9 empty] | 42753 | Not Dimmable | Not Dimmable | No |  | 4.1 | 2340 | 130 | 18 | 10 | 0.9 | 4000 | 80
PMET314T | LONYUNG LED LIGHTING CO.LTD | LONYUNG | LY-T8DL1200-18W(3500K) | Indoor Luminaires | Linear Ambient | Direct Linear Ambient Luminaires | Premium | FALSE | [9 empty] | 42753 | Not Dimmable | Not Dimmable | No |  | 4.1 | 2340 | 130 | 18 | 10 | 0.9 | 3500 | 80
PQKYCH26 | GE Lighting Solutions | Luminiation | LDSx4A050W0T40xxxxxxxx | Indoor Luminaires | Linear Ambient | Direct Linear Ambient Luminaires | Standard | TRUE | 5109.7 | 119.4 | 42.8 | 10.4 | 0.97 | 3874 | 91.6 | 5 | 60000 | 42753 | Dimmable | Continuous Below 10 | No |  | 4.1 | 5000 | 114.68 | 43.6 | 20 | 0.9 | 4000 | 90
PW8HQ993 | GE Lighting Solutions | Luminiation | LDSx4A050N0T35xxxxxxxx | Indoor Luminaires | Linear Ambient | Direct Linear Ambient Luminaires | Standard | TRUE | 4760.1 | 110.4 | 43.1 | 10.6 | 0.96 | 3384 | 91.4 | 5 | 60000 | 42753 | Dimmable | Continuous Below 10 | No |  | 4.1 | 4750 | 108.94 | 43.6 | 20 | 0.9 | 3500 | 90
PXBRBJCX | GE Lighting Solutions | Luminiation | LDSx4A040N0T35xxxxxxxx | Indoor Luminaires | Linear Ambient | Direct Linear Ambient Luminaires | Standard | TRUE | 4106.6 | 111.5 | 36.8 | 10.6 | 0.96 | 3369 | 91.5 | 5 | 60000 | 42753 | Dimmable | Continuous Below 10 | No |  | 4.1 | 3800 | 111.76 | 34 | 20 | 0.9 | 3500 | 90
PTSCY8AG | GE Lighting Solutions | Luminiation | LDSx8A0A0N0T40xxxxxxxx | Indoor Luminaires | Linear Ambient | Direct Linear Ambient Luminaires | Standard | FALSE | [9 empty] | 42753 | Dimmable | Continuous Below 10 | No |  | 4.1 | 10000 | 118.34 | 84.5 | 20 | 0.9 | 4000 | 90
PGURE1DA | GE Lighting Solutions | Luminiation | LDSx8A0A0W0T40xxxxxxxx | Indoor Luminaires | Linear Ambient | Direct Linear Ambient Luminaires | Standard | FALSE | [9 empty] | 42753 | Dimmable | Continuous Below 10 | No |  | 4.1 | 10000 | 118.34 | 84.5 | 20 | 0.9 | 4000 | 90
PY6UUWCQ | GE Lighting Solutions | Luminiation | LDSx8A080W0T40xxxxxxxx | Indoor Luminaires | Linear Ambient | Direct Linear Ambient Luminaires | Standard | FALSE | [9 empty] | 42753 | Dimmable | Continuous Below 10 | No |  | 4.1 | 8000 | 121.21 | 66 | 20 | 0.9 | 4000 | 90
PTVQW9Y5 | GE Lighting Solutions | Luminiation | LDSx8A080N0T40xxxxxxxx | Indoor Luminaires | Linear Ambient | Direct Linear Ambient Luminaires | Standard | FALSE | [9 empty] | 42753 | Dimmable | Continuous Below 10 | No |  | 4.1 | 8000 | 121.21 | 66 | 20 | 0.9 | 4000 | 90
P2T43THP | GE Lighting Solutions | Luminiation | LDSx4A050N0T40xxxxxxxx | Indoor Luminaires | Linear Ambient | Direct Linear Ambient Luminaires | Standard | FALSE | [9 empty] | 42753 | Dimmable | Continuous Below 10 | No |  | 4.1 | 5000 | 114.68 | 43.6 | 20 | 0.9 | 4000 | 90
PM28FTYC | GE Lighting Solutions | Luminiation | LDSx4A040N0T40xxxxxxxx | Indoor Luminaires | Linear Ambient | Direct Linear Ambient Luminaires | Standard | FALSE | [9 empty] | 42753 | Dimmable | Continuous Below 10 | No |  | 4.1 | 4000 | 117.65 | 34 | 20 | 0.9 | 4000 | 90
P1JEKP63 | GE Lighting Solutions | Luminiation | LDSx4A040W0T40xxxxxxxx | Indoor Luminaires | Linear Ambient | Direct Linear Ambient Luminaires | Standard | FALSE | [9 empty] | 42753 | Dimmable | Continuous Below 10 | No |  | 4.1 | 4000 | 117.65 | 34 | 20 | 0.9 | 4000 | 90
PYDDWDA3 | GE Lighting Solutions | Luminiation | LDSx8A0A0N0T35xxxxxxxx | Indoor Luminaires | Linear Ambient | Direct Linear Ambient Luminaires | Standard | FALSE | [9 empty] | 42753 | Dimmable | Continuous Below 10 | No |  | 4.1 | 9500 | 112.43 | 84.5 | 20 | 0.9 | 3500 | 90
PQ7D5XT2 | GE Lighting Solutions | Luminiation | LDSx8A0A0W0T35xxxxxxxx | Indoor Luminaires | Linear Ambient | Direct Linear Ambient Luminaires | Standard | FALSE | [9 empty] | 42753 | Dimmable | Continuous Below 10 | No |  | 4.1 | 9500 | 112.43 | 84.5 | 20 | 0.9 | 3500 | 90
PUWH24JZ | GE Lighting Solutions | Luminiation | LDSx8A080N0T35xxxxxxxx | Indoor Luminaires | Linear Ambient | Direct Linear Ambient Luminaires | Standard | FALSE | [9 empty] | 42753 | Dimmable | Continuous Below 10 | No |  | 4.1 | 7600 | 115.15 | 66 | 20 | 0.9 | 3500 | 90
P81YZ7TG | GE Lighting Solutions | Luminiation | LDSx8A080W0T35xxxxxxxx | Indoor Luminaires | Linear Ambient | Direct Linear Ambient Luminaires | Standard | FALSE | [9 empty] | 42753 | Dimmable | Continuous Below 10 | No |  | 4.1 | 7600 | 115.15 | 66 | 20 | 0.9 | 3500 | 90
P89MZ4KN | GE Lighting Solutions | Luminiation | LDSx4A050W0T35xxxxxxxx | Indoor Luminaires | Linear Ambient | Direct Linear Ambient Luminaires | Standard | FALSE | [9 empty] | 42753 | Dimmable | Continuous Below 10 | No |  | 4.1 | 4750 | 108.94 | 43.6 | 20 | 0.9 | 3500 | 90
PXJP17YQ | GE Lighting Solutions | Luminiation | LDSx4A040W0T35xxxxxxxx | Indoor Luminaires | Linear Ambient | Direct Linear Ambient Luminaires | Standard | FALSE | [9 empty] | 42753 | Dimmable | Continuous Below 10 | No |  | 4.1 | 3800 | 111.76 | 34 | 20 | 0.9 | 3500 | 90
PZHYUSRG | SHENZHEN TOPBAND CO.LTD | TOPBAND | TPLAT5X4NLA-16WSB(30F) [120V Only] | Indoor Luminaires | Linear Ambient | Direct Linear Ambient Luminaires | Standard | TRUE | 1648 | 106.39 | 15.49 | 9.67 | 0.9862 | 2974 | 83 | 5 | 50000 | 42752 |  |  | No |  | 4.1 | 1648 | 105.71 | 15.59 | 9.67 | 0.99 | 3000 | 83
P3R1EGRZ | SHENZHEN TOPBAND CO.LTD | TOPBAND | TPLAT5X4NLA-16WSB(50F) [120V Only] | Indoor Luminaires | Linear Ambient | Direct Linear Ambient Luminaires | Standard | FALSE | [9 empty] | 42752 |  |  | No |  | 4.1 | 1761 | 109.72 | 16.05 | 10.58 | 0.98 | 5000 | 83
PU5DS9R8 | SHENZHEN TOPBAND CO.LTD | TOPBAND | TPLAT5X4NLA-16WSB(45F) [120V Only] | Indoor Luminaires | Linear Ambient | Direct Linear Ambient Luminaires | Standard | FALSE | [9 empty] | 42752 |  |  | No |  | 4.1 | 1732.75 | 109.53 | 15.82 | 9.67 | 0.99 | 4500 | 83
P5GGV7D3 | SHENZHEN TOPBAND CO.LTD | TOPBAND | TPLAT5X4NLA-16WSB(40F) [120V Only] | Indoor Luminaires | Linear Ambient | Direct Linear Ambient Luminaires | Standard | FALSE | [9 empty] | 42752 |  |  | No |  | 4.1 | 1704.5 | 107.74 | 15.82 | 9.67 | 0.99 | 4000 | 83
P76M96ZU | SHENZHEN TOPBAND CO.LTD | TOPBAND | TPLAT5X4NLA-16WSB(35F) [120V Only] | Indoor Luminaires | Linear Ambient | Direct Linear Ambient Luminaires | Standard | FALSE | [9 empty] | 42752 |  |  | No |  | 4.1 | 1676.25 | 105.96 | 15.82 | 9.67 | 0.99 | 3500 | 83
P69WCHV7 | SHENZHEN TOPBAND CO.LTD | TOPBAND | TPLAT5X4NLA-16WSB(30C) [120V Only] | Indoor Luminaires | Linear Ambient | Direct Linear Ambient Luminaires | Standard | TRUE | 1922.5 | 124.27 | 15.47 | 9.17 | 0.9861 | 3001 | 82.9 | 5 | 50000 | 42752 |  |  | No |  | 4.1 | 1922.5 | 124.27 | 15.47 | 9.17 | 0.99 | 3000 | 82.9
PZ1QDXAZ | SHENZHEN TOPBAND CO.LTD | TOPBAND | TPLAT5X4NLA-16WSB(50C) [120V Only] | Indoor Luminaires | Linear Ambient | Direct Linear Ambient Luminaires | Standard | FALSE | [9 empty] | 42752 |  |  | No |  | 4.1 | 2021 | 127.59 | 15.84 | 9.91 | 0.98 | 5000 | 82.9
PQPKAMKY | SHENZHEN TOPBAND CO.LTD | TOPBAND | TPLAT5X4NLA-16WSB(45C) [120V Only] | Indoor Luminaires | Linear Ambient | Direct Linear Ambient Luminaires | Standard | FALSE | [9 empty] | 42752 |  |  | No |  | 4.1 | 1996.38 | 127.48 | 15.66 | 19.01 | 0.91 | 4500 | 82.9
PJC1YUDB | SHENZHEN TOPBAND CO.LTD | TOPBAND | TPLAT5X4NLA-16WSB(40C) [120V Only] | Indoor Luminaires | Linear Ambient | Direct Linear Ambient Luminaires | Standard | FALSE | [9 empty] | 42752 |  |  | No |  | 4.1 | 1971.75 | 125.91 | 15.66 | 19.01 | 0.91 | 4000 | 82.9
PJKTTKP8 | SHENZHEN TOPBAND CO.LTD | TOPBAND | TPLAT5X4NLA-16WSB(35C) [120V Only] | Indoor Luminaires | Linear Ambient | Direct Linear Ambient Luminaires | Standard | FALSE | [9 empty] | 42752 |  |  | No |  | 4.1 | 1947.13 | 124.38 | 15.66 | 19.01 | 0.91 | 3500 | 82.9
PX3TGQ6N | Cree Inc. | Cree LS Series | LS4-25L-35K-10V-FD-xxx | Indoor Luminaires | Linear Ambient | Direct Linear Ambient Luminaires | Premium | TRUE | 2369 | 130.52 | 18.12 | 15.57 | 0.934 | 3411 | 84 | 5 | 50000 | 42752 |  |  | No |  | 4.1 | 2500 | 135.1 | 18.5 | 20 | 0.9 | 3500 | 80
PH57XMJ8 | Cree Inc. | Cree LS Series | LS8-80L-35K-10V-FD-xxx | Indoor Luminaires | Linear Ambient | Direct Linear Ambient Luminaires | Premium | TRUE | 7753 | 128.96 | 60.12 | 23.78 | 0.892 | 3415 | 83 | 5 | 50000 | 42752 |  |  | No |  | 4.1 | 8000 | 130.1 | 61.5 | 20 | 0.9 | 3500 | 80
PJYH3E6H | Cree Inc. | Cree LS Series | LS8-100L-50K-10V-FD-xxx | Indoor Luminaires | Linear Ambient | Direct Linear Ambient Luminaires | Premium | FALSE | [9 empty] | 42752 |  |  | No |  | 4.1 | 10000 | 130.2 | 76.8 | 20 | 0.9 | 5000 | 80
PYH5UP5S | Cree Inc. | Cree LS Series | LS8-80L-50K-10V-FD-xxx | Indoor Luminaires | Linear Ambient | Direct Linear Ambient Luminaires | Premium | FALSE | [9 empty] | 42752 |  |  | No |  | 4.1 | 8000 | 130.1 | 61.5 | 20 | 0.9 | 5000 | 80
P8ZR3DXH | Cree Inc. | Cree LS Series | LS4-50L-50K-10V-FD-xxx | Indoor Luminaires | Linear Ambient | Direct Linear Ambient Luminaires | Premium | FALSE | [9 empty] | 42752 |  |  | No |  | 4.1 | 5000 | 130.2 | 38.4 | 20 | 0.9 | 5000 | 80
P7NZ68DF | Cree Inc. | Cree LS Series | LS4-40L-50K-10V-FD-xxx | Indoor Luminaires | Linear Ambient | Direct Linear Ambient Luminaires | Premium | FALSE | [9 empty] | 42752 |  |  | No |  | 4.1 | 4000 | 133.3 | 30 | 20 | 0.9 | 5000 | 80
P5N1F23Z | Cree Inc. | Cree LS Series | LS4-25L-50K-10V-FD-xxx | Indoor Luminaires | Linear Ambient | Direct Linear Ambient Luminaires | Premium | FALSE | [9 empty] | 42752 |  |  | No |  | 4.1 | 2500 | 135.1 | 18.5 | 20 | 0.9 | 5000 | 80
PXJC4R8K | Cree Inc. | Cree LS Series | LS8-100L-40K-10V-FD-xxx | Indoor Luminaires | Linear Ambient | Direct Linear Ambient Luminaires | Premium | FALSE | [9 empty] | 42752 |  |  | No |  | 4.1 | 10000 | 130.2 | 76.8 | 20 | 0.9 | 4000 | 80
PAAK4YTX | Cree Inc. | Cree LS Series | LS8-80L-40K-10V-FD-xxx | Indoor Luminaires | Linear Ambient | Direct Linear Ambient Luminaires | Premium | FALSE | [9 empty] | 42752 |  |  | No |  | 4.1 | 8000 | 130.1 | 61.5 | 20 | 0.9 | 4000 | 80
PJWT5YUT | Cree Inc. | Cree LS Series | LS4-50L-40K-10V-FD-xxx | Indoor Luminaires | Linear Ambient | Direct Linear Ambient Luminaires | Premium | FALSE | [9 empty] | 42752 |  |  | No |  | 4.1 | 5000 | 130.2 | 38.4 | 20 | 0.9 | 4000 | 80
P1BK7MAT | Cree Inc. | Cree LS Series | LS4-40L-40K-10V-FD-xxx | Indoor Luminaires | Linear Ambient | Direct Linear Ambient Luminaires | Premium | FALSE | [9 empty] | 42752 |  |  | No |  | 4.1 | 4000 | 133.3 | 30 | 20 | 0.9 | 4000 | 80
P9JF58M3 | Cree Inc. | Cree LS Series | LS4-25L-40K-10V-FD-xxx | Indoor Luminaires | Linear Ambient | Direct Linear Ambient Luminaires | Premium | FALSE | [9 empty] | 42752 |  |  | No |  | 4.1 | 2500 | 135.1 | 18.5 | 20 | 0.9 | 4000 | 80
PQ2CXSA8 | Cree Inc. | Cree LS Series | LS8-100L-35K-10V-FD-xxx | Indoor Luminaires | Linear Ambient | Direct Linear Ambient Luminaires | Premium | FALSE | [9 empty] | 42752 |  |  | No |  | 4.1 | 10000 | 130.2 | 76.8 | 20 | 0.9 | 3500 | 80
PTEV6DP5 | Cree Inc. | Cree LS Series | LS4-50L-35K-10V-FD-xxx | Indoor Luminaires | Linear Ambient | Direct Linear Ambient Luminaires | Premium | FALSE | [9 empty] | 42752 |  |  | No |  | 4.1 | 5000 | 130.2 | 38.4 | 20 | 0.9 | 3500 | 80
PE431X2Z | Cree Inc. | Cree LS Series | LS4-40L-35K-10V-FD-xxx | Indoor Luminaires | Linear Ambient | Direct Linear Ambient Luminaires | Premium | FALSE | [9 empty] | 42752 |  |  | No |  | 4.1 | 4000 | 133.3 | 30 | 20 | 0.9 | 3500 | 80
PKRA3NFP | Pinnacle Architectural Lighting | EX6 | EX6-A-N-35-4'-AC48X-UNV-1C-W-X [Excluding MR16 option] | Indoor Luminaires | Linear Ambient | Direct Linear Ambient Luminaires | Standard | TRUE | 1731 | 92.6 | 18.7 | 17.8 | 0.888 | 3461 | 83 | 5 | 60000 | 42752 | Not Dimmable | Not Dimmable | No |  | 3.1 | 1731 | 93.6 | 18.5 | 17.8 | 0.89 | 3461 | 83
PSKB865A | Pinnacle Architectural Lighting | EX6 | EX6-A-N-40-4'-AC48X-UNV-1C-W-X [Excluding MR16 option] | Indoor Luminaires | Linear Ambient | Direct Linear Ambient Luminaires | Standard | TRUE | 1799 | 96.2 | 18.7 | 15.3 | 0.888 | 3980 | 83 | 5 | 60000 | 42752 | Not Dimmable | Not Dimmable | No |  | 3.1 | 1799 | 97.8 | 18.4 | 17.8 | 0.89 | 3980 | 83
P2WKURAT | Pinnacle Architectural Lighting | EX6 | EX6-AL-N-40-4'-AC48X-UNV-1C-W-X [Excluding MR16 option] | Indoor Luminaires | Linear Ambient | Direct Linear Ambient Luminaires | Standard | FALSE | [9 empty] | 42752 | Not Dimmable | Not Dimmable | No |  | 3.1 | 1799 | 97.8 | 18.4 | 17.8 | 0.89 | 3980 | 83
PZAND1MD | Pinnacle Architectural Lighting | EX6 | EX6-A-N-40-4'-AC48X-UNV-1D-W-X [Excluding MR16 option] | Indoor Luminaires | Linear Ambient | Direct Linear Ambient Luminaires | Standard | FALSE | [9 empty] | 42752 | Dimmable | Continuous Below 10 | No |  | 3.1 | 1799 | 97.8 | 18.4 | 17.8 | 0.89 | 3980 | 83
PGWE46RA | Pinnacle Architectural Lighting | EX6 | EX6-AL-N-40-4'-AC48X-UNV-1D-W-X [Excluding MR16 option] | Indoor Luminaires | Linear Ambient | Direct Linear Ambient Luminaires | Standard | FALSE | [9 empty] | 42752 | Dimmable | Continuous Below 10 | No |  | 3.1 | 1799 | 97.8 | 18.4 | 17.8 | 0.89 | 3980 | 83
PZGS4ACP | Pinnacle Architectural Lighting | EX6 | EX6-AL-N-40HO-4'-AC48X-UNV-1C-W-X [Excluding MR16 option] | Indoor Luminaires | Linear Ambient | Direct Linear Ambient Luminaires | Standard | FALSE | [9 empty] | 42752 | Not Dimmable | Not Dimmable | No |  | 3.1 | 3357 | 98.2 | 34.2 | 17.2 | 0.94 | 3979 | 83
P6FEBUHM | Pinnacle Architectural Lighting | EX6 | EX6-A-N-40HO-4'-AC48X-UNV-1C-W-X [Excluding MR16 option] | Indoor Luminaires | Linear Ambient | Direct Linear Ambient Luminaires | Standard | FALSE | [9 empty] | 42752 | Not Dimmable | Not Dimmable | No |  | 3.1 | 3357 | 98.2 | 34.2 | 17.2 | 0.94 | 3979 | 83
PU4SDH49 | Pinnacle Architectural Lighting | EX6 | EX6-A-N-40HO-4'-AC48X-UNV-1D-W-X [Excluding MR16 option] | Indoor Luminaires | Linear Ambient | Direct Linear Ambient Luminaires | Standard | FALSE | [9 empty] | 42752 | Dimmable | Continuous Below 10 | No |  | 3.1 | 3357 | 98.2 | 34.2 | 17.2 | 0.94 | 3979 | 83
PGE1J1J1 | Pinnacle Architectural Lighting | EX6 | EX6-AL-N-40HO-4'-AC48X-UNV-1D-W-X [Excluding MR16 option] | Indoor Luminaires | Linear Ambient | Direct Linear Ambient Luminaires | Standard | FALSE | [9 empty] | 42752 | Dimmable | Continuous Below 10 | No |  | 3.1 | 3357 | 98.2 | 34.2 | 17.2 | 0.94 | 3979 | 83
PRVBW2DY | Pinnacle Architectural Lighting | EX6 | EX6-AL-N-35HO-4'-AC48X-UNV-1C-W-X [Excluding MR16 option] | Indoor Luminaires | Linear Ambient | Direct Linear Ambient Luminaires | Standard | FALSE | [9 empty] | 42752 | Not Dimmable | Not Dimmable | No |  | 3.1 | 3205 | 94 | 34.1 | 17.2 | 0.94 | 3463 | 83
PKV4WDUX | Pinnacle Architectural Lighting | EX6 | EX6-A-N-35HO-4'-AC48X-UNV-1C-W-X [Excluding MR16 option] | Indoor Luminaires | Linear Ambient | Direct Linear Ambient Luminaires | Standard | FALSE | [9 empty] | 42752 | Not Dimmable | Not Dimmable | No |  | 3.1 | 3205 | 94 | 34.1 | 17.2 | 0.94 | 3463 | 83
PZK34CCP | Pinnacle Architectural Lighting | EX6 | EX6-AL-N-35HO-4'-AC48X-UNV-1D-W-X [Excluding MR16 option] | Indoor Luminaires | Linear Ambient | Direct Linear Ambient Luminaires | Standard | FALSE | [9 empty] | 42752 | Dimmable | Continuous Below 10 | No |  | 3.1 | 3205 | 94 | 34.1 | 17.2 | 0.94 | 3463 | 83
PPQYPWDB | Pinnacle Architectural Lighting | EX6 | EX6-A-N-35HO-4'-AC48X-UNV-1D-W-X [Excluding MR16 option] | Indoor Luminaires | Linear Ambient | Direct Linear Ambient Luminaires | Standard | FALSE | [9 empty] | 42752 | Dimmable | Continuous Below 10 | No |  | 3.1 | 3205 | 94 | 34.1 | 17.2 | 0.94 | 3463 | 83
PZFP7Z7T | Pinnacle Architectural Lighting | EX6 | EX6-AL-N-35-4'-AC48X-UNV-1C-W-X [Excluding MR16 option] | Indoor Luminaires | Linear Ambient | Direct Linear Ambient Luminaires | Standard | FALSE | [9 empty] | 42752 | Not Dimmable | Not Dimmable | No |  | 3.1 | 1731 | 93.6 | 18.5 | 17.8 | 0.89 | 3461 | 83
PK5147BW | Pinnacle Architectural Lighting | EX6 | EX6-A-N-35-4'-AC48X-UNV-1D-W-X [Excluding MR16 option] | Indoor Luminaires | Linear Ambient | Direct Linear Ambient Luminaires | Standard | FALSE | [9 empty] | 42752 | Dimmable | Continuous Below 10 | No |  | 3.1 | 1731 | 93.6 | 18.5 | 17.8 | 0.89 | 3461 | 83
P96CZ4EF | Pinnacle Architectural Lighting | EX6 | EX6-AL-N-35-4'-AC48X-UNV-1D-W-X [Excluding MR16 option] | Indoor Luminaires | Linear Ambient | Direct Linear Ambient Luminaires | Standard | FALSE | [9 empty] | 42752 | Dimmable | Continuous Below 10 | No |  | 3.1 | 1731 | 93.6 | 18.5 | 17.8 | 0.89 | 3461 | 83
PQDXBJ4P | ETECH LED | ETech | LLW-2-7-W1-30 | Indoor Luminaires | Linear Ambient | Direct Linear Ambient Luminaires | Standard | TRUE | 807.28 | 112.59 | 7.17 | 14.78 | 0.932 | 2928 | 83.2 | 5 | 50000 | 42748 | Not Dimmable | Not Dimmable | No |  | 4 | 840 | 120 | 7 | 10 | 0.9 | 3000 | 80
PXSRWVDB | ETECH LED | ETech | LLW-2-15-W2-30 | Indoor Luminaires | Linear Ambient | Direct Linear Ambient Luminaires | Standard | TRUE | 1637.75 | 120.33 | 13.61 | 16.29 | 0.915 | 2929 | 83 | 5 | 50000 | 42748 | Not Dimmable | Not Dimmable | No |  | 4.1 | 1650 | 110 | 15 | 10 | 0.9 | 3000 | 80
PXQQQT34 | ETECH LED | ETech | LLW-4-30-W2-30 | Indoor Luminaires | Linear Ambient | Direct Linear Ambient Luminaires | Standard | TRUE | 3472.32 | 115.71 | 30.01 | 15.65 | 0.902 | 2925 | 82.9 | 5 | 50000 | 42748 | Not Dimmable | Not Dimmable | No |  | 4 | 3600 | 120 | 30 | 10 | 0.9 | 3000 | 80
PEB5RE1U | ETECH LED | ETech | LLW-3-12-W1-30 | Indoor Luminaires | Linear Ambient | Direct Linear Ambient Luminaires | Standard | TRUE | 1341.56 | 115.75 | 11.59 | 19.92 | 0.879 | 2932 | 83.1 | 5 | 50000 | 42748 | Not Dimmable | Not Dimmable | No |  | 4 | 1440 | 120 | 12 | 10 | 0.9 | 3000 | 80
PEC2625E | ETECH LED | ETech | LLW-4-30-W2-50 | Indoor Luminaires | Linear Ambient | Direct Linear Ambient Luminaires | Standard | FALSE | [9 empty] | 42748 | Not Dimmable | Not Dimmable | No |  | 4 | 3600 | 120 | 30 | 10 | 0.9 | 5000 | 80
PR7NZWAE | ETECH LED | ETech | LLW-2-15-W2-50 | Indoor Luminaires | Linear Ambient | Direct Linear Ambient Luminaires | Standard | FALSE | [9 empty] | 42748 | Not Dimmable | Not Dimmable | No |  | 4.1 | 1650 | 110 | 15 | 10 | 0.9 | 5000 | 80
PNZB7RPU | ETECH LED | ETech | LLW-3-12-W1-50 | Indoor Luminaires | Linear Ambient | Direct Linear Ambient Luminaires | Standard | FALSE | [9 empty] | 42748 | Not Dimmable | Not Dimmable | No |  | 4 | 1440 | 120 | 12 | 10 | 0.9 | 5000 | 80
PSMVJGPM | ETECH LED | ETech | LLW-2-7-W1-50 | Indoor Luminaires | Linear Ambient | Direct Linear Ambient Luminaires | Standard | FALSE | [9 empty] | 42748 | Not Dimmable | Not Dimmable | No |  | 4 | 840 | 120 | 7 | 10 | 0.9 | 5000 | 80
PHY4J8XA | ETECH LED | ETech | LLW-4-30-W2-45 | Indoor Luminaires | Linear Ambient | Direct Linear Ambient Luminaires | Standard | FALSE | [9 empty] | 42748 | Not Dimmable | Not Dimmable | No |  | 4 | 3600 | 120 | 30 | 10 | 0.9 | 4500 | 80
PTH22MEP | ETECH LED | ETech | LLW-2-15-W2-45 | Indoor Luminaires | Linear Ambient | Direct Linear Ambient Luminaires | Standard | FALSE | [9 empty] | 42748 | Not Dimmable | Not Dimmable | No |  | 4.1 | 1650 | 110 | 15 | 10 | 0.9 | 4500 | 80
PTSTDBPH | ETECH LED | ETech | LLW-3-12-W1-45 | Indoor Luminaires | Linear Ambient | Direct Linear Ambient Luminaires | Standard | FALSE | [9 empty] | 42748 | Not Dimmable | Not Dimmable | No |  | 4 | 1440 | 120 | 12 | 10 | 0.9 | 4500 | 80
P1VFUF39 | ETECH LED | ETech | LLW-2-7-W1-45 | Indoor Luminaires | Linear Ambient | Direct Linear Ambient Luminaires | Standard | FALSE | [9 empty] | 42748 | Not Dimmable | Not Dimmable | No |  | 4 | 840 | 120 | 7 | 10 | 0.9 | 4500 | 80
P1HZ718D | ETECH LED | ETech | LLW-4-30-W2-40 | Indoor Luminaires | Linear Ambient | Direct Linear Ambient Luminaires | Standard | FALSE | [9 empty] | 42748 | Not Dimmable | Not Dimmable | No |  | 4 | 3600 | 120 | 30 | 10 | 0.9 | 4000 | 80
P34TCVCX | ETECH LED | ETech | LLW-2-15-W2-40 | Indoor Luminaires | Linear Ambient | Direct Linear Ambient Luminaires | Standard | FALSE | [9 empty] | 42748 | Not Dimmable | Not Dimmable | No |  | 4.1 | 1650 | 110 | 15 | 10 | 0.9 | 4000 | 80
PQ8BZ41Y | ETECH LED | ETech | LLW-3-12-W1-40 | Indoor Luminaires | Linear Ambient | Direct Linear Ambient Luminaires | Standard | FALSE | [9 empty] | 42748 | Not Dimmable | Not Dimmable | No |  | 4 | 1440 | 120 | 12 | 10 | 0.9 | 4000 | 80
PYY35BAP | ETECH LED | ETech | LLW-2-7-W1-40 | Indoor Luminaires | Linear Ambient | Direct Linear Ambient Luminaires | Standard | FALSE | [9 empty] | 42748 | Not Dimmable | Not Dimmable | No |  | 4 | 840 | 120 | 7 | 10 | 0.9 | 4000 | 80
PEUCSABT | ETECH LED | ETech | LLW-4-30-W2-35 | Indoor Luminaires | Linear Ambient | Direct Linear Ambient Luminaires | Standard | FALSE | [9 empty] | 42748 | Not Dimmable | Not Dimmable | No |  | 4 | 3600 | 120 | 30 | 10 | 0.9 | 3500 | 80
PSCQSS39 | ETECH LED | ETech | LLW-2-15-W2-35 | Indoor Luminaires | Linear Ambient | Direct Linear Ambient Luminaires | Standard | FALSE | [9 empty] | 42748 | Not Dimmable | Not Dimmable | No |  | 4.1 | 1650 | 110 | 15 | 10 | 0.9 | 3500 | 80
PAU853KS | ETECH LED | ETech | LLW-3-12-W1-35 | Indoor Luminaires | Linear Ambient | Direct Linear Ambient Luminaires | Standard | FALSE | [9 empty] | 42748 | Not Dimmable | Not Dimmable | No |  | 4 | 1440 | 120 | 12 | 10 | 0.9 | 3500 | 80
PZYKKD51 | ETECH LED | ETech | LLW-2-7-W1-35 | Indoor Luminaires | Linear Ambient | Direct Linear Ambient Luminaires | Standard | FALSE | [9 empty] | 42748 | Not Dimmable | Not Dimmable | No |  | 4 | 840 | 120 | 7 | 10 | 0.9 | 3500 | 80
PE92WE8H | Hera Lighting L.P. | Hera Lighting | EL22-LED/DIM 3500K [Qualified at 120V Only] | Indoor Luminaires | Linear Ambient | Direct Linear Ambient Luminaires | Standard | FALSE | [9 empty] | 42747 |  |  | No |  | 3.1 | 793.88 | 108.75 | 7.3 | 20 | 0.89 | 3500 | 83
PW8RXYDD | Hera Lighting L.P. | Hera Lighting | EL59-LED/DIM 3500K [Qualified at 120V Only] | Indoor Luminaires | Linear Ambient | Direct Linear Ambient Luminaires | Standard | FALSE | [9 empty] | 42747 |  |  | No |  | 3.1 | 1719.34 | 108.75 | 15.81 | 20 | 0.89 | 3500 | 82
PB4GY2F3 | Hera Lighting L.P. | Hera Lighting | EL46-LED/DIM 3500K [Qualified at 120V Only] | Indoor Luminaires | Linear Ambient | Direct Linear Ambient Luminaires | Standard | FALSE | [9 empty] | 42747 |  |  | No |  | 3.1 | 1394.18 | 108.75 | 12.82 | 20 | 0.89 | 3500 | 82
P7VJUNG2 | Hera Lighting L.P. | Hera Lighting | EL34-LED/DIM 3500K [Qualified at 120V Only] | Indoor Luminaires | Linear Ambient | Direct Linear Ambient Luminaires | Standard | FALSE | [9 empty] | 42747 |  |  | No |  | 3.1 | 1094.03 | 108.75 | 10.06 | 20 | 0.89 | 3500 | 82
P2MEGDUV | Hera Lighting L.P. | Hera Lighting | EL12-LED/DIM 3500K [Qualified at 120V Only] | Indoor Luminaires | Linear Ambient | Direct Linear Ambient Luminaires | Standard | FALSE | [9 empty] | 42747 |  |  | No |  | 3.1 | 492.64 | 108.75 | 4.53 | 20 | 0.89 | 3500 | 82
PSDWVXJD | NINGBO TOP OPTOELECTRONIC TECHNOLOGY CO.LTD | DP | TOPA224-LED-U-4000K-2 | Indoor Luminaires | Linear Ambient | Direct Linear Ambient Luminaires | Standard | TRUE | 5754.79 | 111.04 | 51.82 | 5 | 0.9932 | 4157 | 82.35 | 5 | 50000 | 42747 |  |  | No |  | 4.1 | 5700 | 110 | 50 | 5 | 0.9 | 4000 | 80
P1XMK5RJ | NINGBO TOP OPTOELECTRONIC TECHNOLOGY CO.LTD | DP | TOPA224-LED-U-5000K-2 | Indoor Luminaires | Linear Ambient | Direct Linear Ambient Luminaires | Standard | FALSE | [9 empty] | 42747 |  |  | No |  | 4.1 | 5700 | 110 | 50 | 5 | 0.9 | 5000 | 80
PD6ZDXVT | FOSHAN INNOVATIVE LIGHTING | Innovative | LL-202401B-1(4000K) | Indoor Luminaires | Linear Ambient | Direct Linear Ambient Luminaires | Standard | TRUE | 2003.04 | 103.91 | 19.276 | 18.2 | 0.923 | 4018 | 84 | 5 | 50000 | 42747 |  |  | No |  | 4.1 | 1992.88 | 104.07 | 19.15 | 18.2 | 0.99 | 4018 | 84
P18ZZNWQ | FOSHAN INNOVATIVE LIGHTING | Innovative | LL-202401B-1(5000K) | Indoor Luminaires | Linear Ambient | Direct Linear Ambient Luminaires | Standard | FALSE | [9 empty] | 42747 |  |  | No |  | 4.1 | 2069.34 | 107.16 | 19.31 | 17.5 | 0.98 | 5026 | 84.1
PS8JGEEC | FOSHAN INNOVATIVE LIGHTING | Innovative | LL-202401B-1(4500K) | Indoor Luminaires | Linear Ambient | Direct Linear Ambient Luminaires | Standard | FALSE | [9 empty] | 42747 |  |  | No |  | 4.1 | 1992.88 | 104.07 | 19.15 | 18.2 | 0.99 | 4500 | 84
PZ4NNCFK | Eaton (formerly Cooper Lighting) | METALUXÂ® | 4WPLD4035C[Qualified at 120V Only] | Indoor Luminaires | Linear Ambient | Direct Linear Ambient Luminaires | Standard | TRUE | 4445 | 102.4 | 43.36 | 5.2 | 0.997 | 3501 | 86.3 | 5 | 50000 | 42747 |  |  | No |  | 4.1 | 4445 | 102.42 | 43.4 | 5.2 | 1 | 3500 | 86.3
PU42VKSV | Eaton (formerly Cooper Lighting) | METALUX® | 2WPLD2035C[Qualified at 120V Only] | Indoor Luminaires | Linear Ambient | Direct Linear Ambient Luminaires | Standard | FALSE | [9 empty] | 42747 |  |  | No |  | 4.1 | 2369 | 107.68 | 22 | 9.38 | 1 | 3500 | 86.3
PMH6H93T | YANKON LIGHTING INC. |  | MXL2016-LED1X20K840 | Indoor Luminaires | Linear Ambient | Direct Linear Ambient Luminaires | Standard | TRUE | 2127.7 | 110.74 | 19.21 | 11.14 | 0.9283 | 4001 | 83.5 | 5 | 50000 | 42747 |  |  | No |  | 4 | 2136.7 | 112.28 | 19.03 | 11.14 | 0.93 | 4000 | 83.5
PCTSFT6R | YANKON LIGHTING INC. |  | MXL2016-LED1X20K850 | Indoor Luminaires | Linear Ambient | Direct Linear Ambient Luminaires | Standard | FALSE | [9 empty] | 42747 |  |  | No |  | 4 | 2194 | 115.41 | 19.01 | 11.21 | 0.93 | 5000 | 83.9
P3KD8KS2 | YANKON LIGHTING INC. |  | MXL2016-LED1X20K845 | Indoor Luminaires | Linear Ambient | Direct Linear Ambient Luminaires | Standard | FALSE | [9 empty] | 42747 |  |  | No |  | 4 | 2136.7 | 112.28 | 19.03 | 11.14 | 0.93 | 4500 | 83.5
P5QDCTAR | FOSHAN INNOVATIVE LIGHTING | Innovative | LL-524802B(4000K) | Indoor Luminaires | Linear Ambient | Direct Linear Ambient Luminaires | Standard | TRUE | 5379.91 | 104.33 | 51.565 | 19.2 | 0.927 | 4074 | 85 | 5 | 50000 | 42746 | Dimmable | Continuous Below 10 | No |  | 4.1 | 5456.86 | 104.86 | 52.04 | 18.8 | 0.93 | 4074 | 85
P1UGNM3P | FOSHAN INNOVATIVE LIGHTING | Innovative | LL-404802B-1(4000K) | Indoor Luminaires | Linear Ambient | Direct Linear Ambient Luminaires | Standard | TRUE | 4023.377 | 105.324 | 38.2 | 18.7 | 0.922 | 4009 | 83.8 | 5 | 50000 | 42746 | Not Dimmable | Not Dimmable | No |  | 4.1 | 4023.38 | 105.32 | 38.2 | 18.3 | 0.92 | 4009 | 83.8
PNATUDMD | FOSHAN INNOVATIVE LIGHTING | Innovative | LWP-5402B(3000K) | Indoor Luminaires | Linear Ambient | Direct Linear Ambient Luminaires | Standard | TRUE | 5635.067 | 105.289 | 53.52 | 18.2 | 0.918 | 3137 | 83.8 | 5 | 50000 | 42746 | Not Dimmable | Not Dimmable | No |  | 4.1 | 5635.07 | 105.29 | 53.52 | 14.1 | 0.99 | 3137 | 83.8
PW9PDJGU | FOSHAN INNOVATIVE LIGHTING | Innovative | LL-524802B(5000K) | Indoor Luminaires | Linear Ambient | Direct Linear Ambient Luminaires | Standard | FALSE | [9 empty] | 42746 | Dimmable | Continuous Below 10 | No |  | 4.1 | 5771.47 | 109.58 | 52.67 | 19.2 | 0.93 | 5104 | 84.4
PS26J9QS | FOSHAN INNOVATIVE LIGHTING | Innovative | LL-404802B-1(5000K) | Indoor Luminaires | Linear Ambient | Direct Linear Ambient Luminaires | Standard | FALSE | [9 empty] | 42746 | Not Dimmable | Not Dimmable | No |  | 4.1 | 4225.26 | 110.84 | 38.12 | 18.7 | 0.93 | 5092 | 83.8
PPKGNY4E | FOSHAN INNOVATIVE LIGHTING | Innovative | LWP-5402B(5000K) | Indoor Luminaires | Linear Ambient | Direct Linear Ambient Luminaires | Standard | FALSE | [9 empty] | 42746 | Not Dimmable | Not Dimmable | No |  | 4.1 | 5865.72 | 109.85 | 53.4 | 15.2 | 0.99 | 5028 | 83.1
P1KZJC97 | FOSHAN INNOVATIVE LIGHTING | Innovative | LL-404802B-1(4500K) | Indoor Luminaires | Linear Ambient | Direct Linear Ambient Luminaires | Standard | FALSE | [9 empty] | 42746 | Not Dimmable | Not Dimmable | No |  | 4.1 | 4023.38 | 105.32 | 38.2 | 18.3 | 0.92 | 4500 | 83.8
P3C51HQD | FOSHAN INNOVATIVE LIGHTING | Innovative | LWP-5402B(4500K) | Indoor Luminaires | Linear Ambient | Direct Linear Ambient Luminaires | Standard | FALSE | [9 empty] | 42746 | Not Dimmable | Not Dimmable | No |  | 4.1 | 5635.07 | 105.29 | 53.52 | 14.1 | 0.99 | 4500 | 83.8
PQ8NV66T | FOSHAN INNOVATIVE LIGHTING | Innovative | LL-524802B(4500K) | Indoor Luminaires | Linear Ambient | Direct Linear Ambient Luminaires | Standard | FALSE | [9 empty] | 42746 | Dimmable | Continuous Below 10 | No |  | 4.1 | 5456.86 | 104.86 | 52.04 | 18.8 | 0.93 | 4500 | 85
PMKFGGPD | FOSHAN INNOVATIVE LIGHTING | Innovative | LWP-5402B(4000K) | Indoor Luminaires | Linear Ambient | Direct Linear Ambient Luminaires | Standard | FALSE | [9 empty] | 42746 | Not Dimmable | Not Dimmable | No |  | 4.1 | 5635.07 | 105.29 | 53.52 | 14.1 | 0.99 | 4000 | 83.8
PU21WS27 | FOSHAN INNOVATIVE LIGHTING | Innovative | LWP-5402B(3500K) | Indoor Luminaires | Linear Ambient | Direct Linear Ambient Luminaires | Standard | FALSE | [9 empty] | 42746 | Not Dimmable | Not Dimmable | No |  | 4.1 | 5635.07 | 105.29 | 53.52 | 14.1 | 0.99 | 3500 | 83.8
P8AR3PCM | AZZ Lighting Systems | Rig-A-Lite | XML09LC4UXX [Pointing Straight Down] | Indoor Luminaires | Linear Ambient | Direct Linear Ambient Luminaires | Standard | TRUE | 11450 | 131.3 | 87.22 | 10.6 | 0.988 | 4000 | 83.4 | 5 | 50000 | 42745 | Not Dimmable | Not Dimmable | No |  | 4.1 | 11450 | 131.3 | 87.34 | 10.6 | 0.99 | 4000 | 83.4
P1C8DC8W | AZZ Lighting Systems | Rig-A-Lite | XML05LC2UXX [Pointing Straight Down] | Indoor Luminaires | Linear Ambient | Direct Linear Ambient Luminaires | Standard | TRUE | 5364 | 126.4 | 42.42 | 8.25 | 0.974 | 3975 | 83.5 | 5 | 50000 | 42745 | Not Dimmable | Not Dimmable | No |  | 4.1 | 5364 | 126.4 | 42.45 | 6.47 | 1 | 3975 | 83.5
PD31DF2M | Mobern Lighting Co | Mobern Lighting | 44-24LED18DMVFR30 | Indoor Luminaires | Linear Ambient | Direct Linear Ambient Luminaires | Standard | TRUE | 2193.5 | 117.9 | 18.6 | 11.7 | 0.949 | 3119 | 84 | 5 | 50000 | 42745 | Dimmable | Continuous Below 10 | Yes |  | 4.1 | 2193.5 | 117.68 | 18.64 | 10.5 | 0.99 | 3000 | 83
PQU41ZA2 | Mobern Lighting Co | Mobern Lighting | 44-24LED24DMVFR50 | Indoor Luminaires | Linear Ambient | Direct Linear Ambient Luminaires | Standard | FALSE | [9 empty] | 42745 | Dimmable | Continuous Below 10 | Yes |  | 4.1 | 3070 | 127.92 | 24 | 10.5 | 0.99 | 5000 | 83
PN5392VC | Mobern Lighting Co | Mobern Lighting | 44-24LED18DMVFR50 | Indoor Luminaires | Linear Ambient | Direct Linear Ambient Luminaires | Standard | FALSE | [9 empty] | 42745 | Dimmable | Continuous Below 10 | Yes |  | 4.1 | 2370 | 127.15 | 18.64 | 10.5 | 0.99 | 5000 | 83
P9SBNHF6 | Mobern Lighting Co | Mobern Lighting | 44-24LED24DMV50 | Indoor Luminaires | Linear Ambient | Direct Linear Ambient Luminaires | Standard | FALSE | [9 empty] | 42745 | Dimmable | Continuous Below 10 | Yes |  | 4.1 | 3455 | 143.96 | 24 | 10.4 | 0.99 | 5000 | 83
PUHDVGE7 | Mobern Lighting Co | Mobern Lighting | 44-24LED18DMV50 | Indoor Luminaires | Linear Ambient | Direct Linear Ambient Luminaires | Standard | FALSE | [9 empty] | 42745 | Dimmable | Continuous Below 10 | Yes |  | 4.1 | 2670 | 143.24 | 18.64 | 10.4 | 0.99 | 5000 | 83
PJQ3RSQP | Mobern Lighting Co | Mobern Lighting | 44-24LED30DMV50 | Indoor Luminaires | Linear Ambient | Direct Linear Ambient Luminaires | Standard | FALSE | [9 empty] | 42745 | Dimmable | Continuous Below 10 | Yes |  | 4.1 | 4040 | 129.07 | 31.3 | 7.84 | 1 | 5000 | 83
PC5EDVJ3 | Mobern Lighting Co | Mobern Lighting | 44-24LED28DMV50 | Indoor Luminaires | Linear Ambient | Direct Linear Ambient Luminaires | Standard | FALSE | [9 empty] | 42745 | Dimmable | Continuous Below 10 | Yes |  | 4.1 | 3815 | 136.25 | 28 | 7.84 | 1 | 5000 | 83
PHCJMTJS | Mobern Lighting Co | Mobern Lighting | 44-24LED30DMVFR50 | Indoor Luminaires | Linear Ambient | Direct Linear Ambient Luminaires | Standard | FALSE | [9 empty] | 42745 | Dimmable | Continuous Below 10 | Yes |  | 4.1 | 3458 | 110.8 | 31.21 | 7.65 | 1 | 5000 | 83
PRTR2A3T | Mobern Lighting Co | Mobern Lighting | 44-24LED28DMVFR50 | Indoor Luminaires | Linear Ambient | Direct Linear Ambient Luminaires | Standard | FALSE | [9 empty] | 42745 | Dimmable | Continuous Below 10 | Yes |  | 4.1 | 3395 | 121.25 | 28 | 7.65 | 1 | 5000 | 83
PBEHRCUY | Mobern Lighting Co | Mobern Lighting | 44-24LED24DMV40 | Indoor Luminaires | Linear Ambient | Direct Linear Ambient Luminaires | Standard | FALSE | [9 empty] | 42745 | Dimmable | Continuous Below 10 | Yes |  | 4.1 | 3355 | 139.79 | 24 | 10.4 | 0.99 | 4000 | 84
PVC2JEBM | Mobern Lighting Co | Mobern Lighting | 44-24LED18DMV40 | Indoor Luminaires | Linear Ambient | Direct Linear Ambient Luminaires | Standard | FALSE | [9 empty] | 42745 | Dimmable | Continuous Below 10 | Yes |  | 4.1 | 2590 | 138.95 | 18.64 | 10.4 | 0.99 | 4000 | 84
PAKMMVE7 | Mobern Lighting Co | Mobern Lighting | 44-24LED30DMV40 | Indoor Luminaires | Linear Ambient | Direct Linear Ambient Luminaires | Standard | FALSE | [9 empty] | 42745 | Dimmable | Continuous Below 10 | Yes |  | 4.1 | 3925 | 125.4 | 31.3 | 7.84 | 1 | 4000 | 84
PBGXV2YS | Mobern Lighting Co | Mobern Lighting | 44-24LED28DMV40 | Indoor Luminaires | Linear Ambient | Direct Linear Ambient Luminaires | Standard | FALSE | [9 empty] | 42745 | Dimmable | Continuous Below 10 | Yes |  | 4.1 | 3705 | 132.32 | 28 | 7.84 | 1 | 4000 | 84
P5QJUAUK | Mobern Lighting Co | Mobern Lighting | 44-24LED24DMVFR40 | Indoor Luminaires | Linear Ambient | Direct Linear Ambient Luminaires | Standard | FALSE | [9 empty] | 42745 | Dimmable | Continuous Below 10 | Yes |  | 4.1 | 2980 | 124.17 | 24 | 10.5 | 0.99 | 4000 | 83
P4KE5N2F | Mobern Lighting Co | Mobern Lighting | 44-24LED18DMVFR40 | Indoor Luminaires | Linear Ambient | Direct Linear Ambient Luminaires | Standard | FALSE | [9 empty] | 42745 | Dimmable | Continuous Below 10 | Yes |  | 4.1 | 2300 | 123.39 | 18.64 | 10.5 | 0.99 | 4000 | 83
PD9GXRVN | Mobern Lighting Co | Mobern Lighting | 44-24LED30DMVFR40 | Indoor Luminaires | Linear Ambient | Direct Linear Ambient Luminaires | Standard | FALSE | [9 empty] | 42745 | Dimmable | Continuous Below 10 | Yes |  | 4.1 | 3433 | 110 | 31.21 | 7.65 | 1 | 4000 | 83
PCK2SPTT | Mobern Lighting Co | Mobern Lighting | 44-24LED28DMVFR40 | Indoor Luminaires | Linear Ambient | Direct Linear Ambient Luminaires | Standard | FALSE | [9 empty] | 42745 | Dimmable | Continuous Below 10 | Yes |  | 4.1 | 3295 | 117.68 | 28 | 7.65 | 1 | 4000 | 83
PBBUXVJX | Mobern Lighting Co | Mobern Lighting | 44-24LED24DMV35 | Indoor Luminaires | Linear Ambient | Direct Linear Ambient Luminaires | Standard | FALSE | [9 empty] | 42745 | Dimmable | Continuous Below 10 | Yes |  | 4.1 | 3245 | 135.21 | 24 | 10.4 | 0.99 | 3500 | 84
PS8CP9S3 | Mobern Lighting Co | Mobern Lighting | 44-24LED18DMV35 | Indoor Luminaires | Linear Ambient | Direct Linear Ambient Luminaires | Standard | FALSE | [9 empty] | 42745 | Dimmable | Continuous Below 10 | Yes |  | 4.1 | 2505 | 134.39 | 18.64 | 10.4 | 0.99 | 3500 | 84
PTAN797G | Mobern Lighting Co | Mobern Lighting | 44-24LED30DMV35 | Indoor Luminaires | Linear Ambient | Direct Linear Ambient Luminaires | Standard | FALSE | [9 empty] | 42745 | Dimmable | Continuous Below 10 | Yes |  | 4.1 | 3800 | 121.41 | 31.3 | 7.84 | 1 | 3500 | 84
P5D8D29U | Mobern Lighting Co | Mobern Lighting | 44-24LED28DMV35 | Indoor Luminaires | Linear Ambient | Direct Linear Ambient Luminaires | Standard | FALSE | [9 empty] | 42745 | Dimmable | Continuous Below 10 | Yes |  | 4.1 | 3585 | 128.04 | 28 | 7.84 | 1 | 3500 | 84
PEH5C6NY | Mobern Lighting Co | Mobern Lighting | 44-24LED24DMVFR35 | Indoor Luminaires | Linear Ambient | Direct Linear Ambient Luminaires | Standard | FALSE | [9 empty] | 42745 | Dimmable | Continuous Below 10 | Yes |  | 4.1 | 2885 | 120.21 | 24 | 10.5 | 0.99 | 3500 | 83
PHD9NKM9 | Mobern Lighting Co | Mobern Lighting | 44-24LED18DMVFR35 | Indoor Luminaires | Linear Ambient | Direct Linear Ambient Luminaires | Standard | FALSE | [9 empty] | 42745 | Dimmable | Continuous Below 10 | Yes |  | 4.1 | 2230 | 119.64 | 18.64 | 10.5 | 0.99 | 3500 | 83
PJ1YZDNR | Mobern Lighting Co | Mobern Lighting | 44-24LED30DMVFR35 | Indoor Luminaires | Linear Ambient | Direct Linear Ambient Luminaires | Standard | FALSE | [9 empty] | 42745 | Dimmable | Continuous Below 10 | Yes |  | 4.1 | 3355 | 107.5 | 31.21 | 7.65 | 1 | 3500 | 83
PPKJMNDZ | Mobern Lighting Co | Mobern Lighting | 44-24LED28DMVFR35 | Indoor Luminaires | Linear Ambient | Direct Linear Ambient Luminaires | Standard | FALSE | [9 empty] | 42745 | Dimmable | Continuous Below 10 | Yes |  | 4.1 | 3190 | 113.93 | 28 | 7.65 | 1 | 3500 | 83
P2C8R514 | Mobern Lighting Co | Mobern Lighting | 44-24LED24DMV30 | Indoor Luminaires | Linear Ambient | Direct Linear Ambient Luminaires | Standard | FALSE | [9 empty] | 42745 | Dimmable | Continuous Below 10 | Yes |  | 4.1 | 3195 | 133.13 | 24 | 10.4 | 0.99 | 3000 | 84
PQYXES3G | Mobern Lighting Co | Mobern Lighting | 44-24LED18DMV30 | Indoor Luminaires | Linear Ambient | Direct Linear Ambient Luminaires | Standard | FALSE | [9 empty] | 42745 | Dimmable | Continuous Below 10 | Yes |  | 4.1 | 2467.8 | 132.39 | 18.64 | 10.4 | 0.99 | 3000 | 84
PW6DXU7V | Mobern Lighting Co | Mobern Lighting | 44-24LED30DMV30 | Indoor Luminaires | Linear Ambient | Direct Linear Ambient Luminaires | Standard | FALSE | [9 empty] | 42745 | Dimmable | Continuous Below 10 | Yes |  | 4.1 | 3735 | 119.33 | 31.3 | 7.84 | 1 | 3000 | 84
PRTUJYJZ | Mobern Lighting Co | Mobern Lighting | 44-24LED28DMV30 | Indoor Luminaires | Linear Ambient | Direct Linear Ambient Luminaires | Standard | FALSE | [9 empty] | 42745 | Dimmable | Continuous Below 10 | Yes |  | 4.1 | 3530 | 126.07 | 28 | 7.84 | 1 | 3000 | 84
P8ZYC996 | Mobern Lighting Co | Mobern Lighting | 44-24LED24DMVFR30 | Indoor Luminaires | Linear Ambient | Direct Linear Ambient Luminaires | Standard | FALSE | [9 empty] | 42745 | Dimmable | Continuous Below 10 | Yes |  | 4.1 | 2840 | 118.33 | 24 | 10.5 | 0.99 | 3000 | 83
PF4MJ8EG | Mobern Lighting Co | Mobern Lighting | 44-24LED30DMVFR30 | Indoor Luminaires | Linear Ambient | Direct Linear Ambient Luminaires | Standard | FALSE | [9 empty] | 42745 | Dimmable | Continuous Below 10 | Yes |  | 4.1 | 3301 | 105.77 | 31.21 | 7.65 | 1 | 3000 | 83
P78EPFJK | Mobern Lighting Co | Mobern Lighting | 44-24LED28DMVFR30 | Indoor Luminaires | Linear Ambient | Direct Linear Ambient Luminaires | Standard | FALSE | [9 empty] | 42745 | Dimmable | Continuous Below 10 | Yes |  | 4.1 | 3140 | 112.14 | 28 | 7.65 | 1 | 3000 | 83
P9V5KCAG | Mobern Lighting Co | Mobern Lighting | 770-24LED12DMV30 | Indoor Luminaires | Linear Ambient | Direct Linear Ambient Luminaires | Standard | TRUE | 1587.1 | 127 | 12.496 | 13.1 | 0.976 | 3105 | 84 | 5 | 50000 | 42745 | Dimmable | Continuous Below 10 | Yes |  | 4.1 | 1587.1 | 126.97 | 12.5 | 13.1 | 0.98 | 3000 | 84
PQX3TVAN | Mobern Lighting Co | Mobern Lighting | 770-24LED18DMV50 | Indoor Luminaires | Linear Ambient | Direct Linear Ambient Luminaires | Standard | FALSE | [9 empty] | 42745 | Dimmable | Continuous Below 10 | Yes |  | 4.1 | 2495 | 138.61 | 18 | 13.1 | 0.98 | 5000 | 83
PXV4DHYV | Mobern Lighting Co | Mobern Lighting | 770-24LED12DMV50 | Indoor Luminaires | Linear Ambient | Direct Linear Ambient Luminaires | Standard | FALSE | [9 empty] | 42745 | Dimmable | Continuous Below 10 | Yes |  | 4.1 | 1715 | 137.2 | 12.5 | 13.1 | 0.98 | 5000 | 83
PCRQKM6M | Mobern Lighting Co | Mobern Lighting | 770-24LED28DMV50 | Indoor Luminaires | Linear Ambient | Direct Linear Ambient Luminaires | Standard | FALSE | [9 empty] | 42745 | Dimmable | Continuous Below 10 | Yes |  | 4.1 | 3570 | 127.5 | 28 | 11.1 | 0.96 | 5000 | 83
PZS2QND9 | Mobern Lighting Co | Mobern Lighting | 770-24LED24DMV50 | Indoor Luminaires | Linear Ambient | Direct Linear Ambient Luminaires | Standard | FALSE | [9 empty] | 42745 | Dimmable | Continuous Below 10 | Yes |  | 4.1 | 3230 | 134.58 | 24 | 11.1 | 0.91 | 5000 | 83
PC1GTH2Y | Mobern Lighting Co | Mobern Lighting | 770-24LED30DMV50 | Indoor Luminaires | Linear Ambient | Direct Linear Ambient Luminaires | Standard | FALSE | [9 empty] | 42745 | Dimmable | Continuous Below 10 | Yes |  | 4.1 | 3742 | 118.79 | 31.5 | 7.84 | 1 | 5000 | 83
PF5MM4MR | Mobern Lighting Co | Mobern Lighting | 770-24LED18DMV40 | Indoor Luminaires | Linear Ambient | Direct Linear Ambient Luminaires | Standard | FALSE | [9 empty] | 42745 | Dimmable | Continuous Below 10 | Yes |  | 4.1 | 2420 | 134.44 | 18 | 13.1 | 0.98 | 4000 | 84
PTDUE2KY | Mobern Lighting Co | Mobern Lighting | 770-24LED12DMV40 | Indoor Luminaires | Linear Ambient | Direct Linear Ambient Luminaires | Standard | FALSE | [9 empty] | 42745 | Dimmable | Continuous Below 10 | Yes |  | 4.1 | 1665 | 133.2 | 12.5 | 13.1 | 0.98 | 4000 | 84
PZPBH45H | Mobern Lighting Co | Mobern Lighting | 770-24LED28DMV40 | Indoor Luminaires | Linear Ambient | Direct Linear Ambient Luminaires | Standard | FALSE | [9 empty] | 42745 | Dimmable | Continuous Below 10 | Yes |  | 4.1 | 3465 | 123.75 | 28 | 11.1 | 0.96 | 4000 | 84
PGUNDKZR | Mobern Lighting Co | Mobern Lighting | 770-24LED24DMV40 | Indoor Luminaires | Linear Ambient | Direct Linear Ambient Luminaires | Standard | FALSE | [9 empty] | 42745 | Dimmable | Continuous Below 10 | Yes |  | 4.1 | 3135 | 130.63 | 24 | 11.1 | 0.91 | 4000 | 84
PZP37DF9 | Mobern Lighting Co | Mobern Lighting | 770-24LED30DMV40 | Indoor Luminaires | Linear Ambient | Direct Linear Ambient Luminaires | Standard | FALSE | [9 empty] | 42745 | Dimmable | Continuous Below 10 | Yes |  | 4.1 | 3630 | 115.24 | 31.5 | 7.84 | 1 | 4000 | 84
P77A3YA9 | Mobern Lighting Co | Mobern Lighting | 770-24LED18DMV35 | Indoor Luminaires | Linear Ambient | Direct Linear Ambient Luminaires | Standard | FALSE | [9 empty] | 42745 | Dimmable | Continuous Below 10 | Yes |  | 4.1 | 2345 | 130.28 | 18 | 13.1 | 0.98 | 3500 | 84
P4JB62AB | Mobern Lighting Co | Mobern Lighting | 770-24LED12DMV35 | Indoor Luminaires | Linear Ambient | Direct Linear Ambient Luminaires | Standard | FALSE | [9 empty] | 42745 | Dimmable | Continuous Below 10 | Yes |  | 4.1 | 1615 | 129.2 | 12.5 | 13.1 | 0.98 | 3500 | 84
P648MPVK | Mobern Lighting Co | Mobern Lighting | 770-24LED28DMV35 | Indoor Luminaires | Linear Ambient | Direct Linear Ambient Luminaires | Standard | FALSE | [9 empty] | 42745 | Dimmable | Continuous Below 10 | Yes |  | 4.1 | 3355 | 119.82 | 28 | 11.1 | 0.96 | 3500 | 84
P6E8KVTV | Mobern Lighting Co | Mobern Lighting | 770-24LED24DMV35 | Indoor Luminaires | Linear Ambient | Direct Linear Ambient Luminaires | Standard | FALSE | [9 empty] | 42745 | Dimmable | Continuous Below 10 | Yes |  | 4.1 | 3035 | 126.46 | 24 | 11.1 | 0.91 | 3500 | 84
PBTQGMYM | Mobern Lighting Co | Mobern Lighting | 770-24LED30DMV35 | Indoor Luminaires | Linear Ambient | Direct Linear Ambient Luminaires | Standard | FALSE | [9 empty] | 42745 | Dimmable | Continuous Below 10 | Yes |  | 4.1 | 3600 | 114.29 | 31.5 | 7.84 | 1 | 3500 | 84
PQP78RQU | Mobern Lighting Co | Mobern Lighting | 770-24LED18DMV30 | Indoor Luminaires | Linear Ambient | Direct Linear Ambient Luminaires | Standard | FALSE | [9 empty] | 42745 | Dimmable | Continuous Below 10 | Yes |  | 4.1 | 2305 | 128.06 | 18 | 13.1 | 0.98 | 3000 | 84
P2DQ6PF7 | Mobern Lighting Co | Mobern Lighting | 770-24LED28DMV30 | Indoor Luminaires | Linear Ambient | Direct Linear Ambient Luminaires | Standard | FALSE | [9 empty] | 42745 | Dimmable | Continuous Below 10 | Yes |  | 4.1 | 3300 | 117.86 | 28 | 11.1 | 0.96 | 3000 | 84
PABF4NXP | Mobern Lighting Co | Mobern Lighting | 770-24LED24DMV30 | Indoor Luminaires | Linear Ambient | Direct Linear Ambient Luminaires | Standard | FALSE | [9 empty] | 42745 | Dimmable | Continuous Below 10 | Yes |  | 4.1 | 2985 | 124.38 | 24 | 11.1 | 0.91 | 3000 | 84
PUQQ9UQE | Mobern Lighting Co | Mobern Lighting | 770-24LED30DMV30 | Indoor Luminaires | Linear Ambient | Direct Linear Ambient Luminaires | Standard | FALSE | [9 empty] | 42745 | Dimmable | Continuous Below 10 | Yes |  | 4.1 | 3569 | 113.3 | 31.5 | 7.84 | 1 | 3000 | 84
P8CE1AK9 | Jiangsu Ever-Tie Lighting Co. Ltd | Ever-tie | ETLWRAP-4FTLW/42/YDM 4000K (A3+B2) | Indoor Luminaires | Linear Ambient | Direct Linear Ambient Luminaires | Standard | TRUE | 4288.8 | 104.26 | 41.13 | 9.73 | 0.9545 | 3979 | 83.2 | 5 | 50000 | 42745 | Dimmable | Continuous Below 10 | No |  | 4.1 | 4410 | 105 | 42 | 10 | 0.9 | 4000 | 80
PBJBMSZ2 | Jiangsu Ever-Tie Lighting Co. Ltd | Ever-tie | ETLWRAP-4FT/LW/42/NDM 5000K (A3+B2) | Indoor Luminaires | Linear Ambient | Direct Linear Ambient Luminaires | Standard | FALSE | [9 empty] | 42745 | Not Dimmable | Not Dimmable | No |  | 4.1 | 4452 | 106 | 42 | 10 | 0.9 | 5000 | 80
PM6K81K7 | Jiangsu Ever-Tie Lighting Co. Ltd | Ever-tie | ETLWRAP-4FT/LW/42/YDM 5000K (A3+B2) | Indoor Luminaires | Linear Ambient | Direct Linear Ambient Luminaires | Standard | FALSE | [9 empty] | 42745 | Dimmable | Continuous Below 10 | No |  | 4.1 | 4452 | 106 | 42 | 10 | 0.9 | 5000 | 80
PAWNUM3Y | Jiangsu Ever-Tie Lighting Co. Ltd | Ever-tie | ETLWRAP-4FT/LW/42/NDM 4000K (A3+B2) | Indoor Luminaires | Linear Ambient | Direct Linear Ambient Luminaires | Standard | FALSE | [9 empty] | 42745 | Not Dimmable | Not Dimmable | No |  | 4.1 | 4410 | 105 | 42 | 10 | 0.9 | 4000 | 80
P4A4WPCC | Jiangsu Ever-Tie Lighting Co. Ltd | Ever-tie | ETLDP-4FT/1L/HL/40/YDM 3500K(A3+B3) | Indoor Luminaires | Linear Ambient | Direct Linear Ambient Luminaires | Standard | TRUE | 4182.9 | 111.74 | 37.43 | 10.58 | 0.9482 | 3383 | 85.2 | 5 | 50000 | 42745 | Dimmable | Continuous Below 10 | No |  | 4.1 | 4200 | 105 | 40 | 10 | 0.9 | 3500 | 80
PT1BJX9S | Jiangsu Ever-Tie Lighting Co. Ltd | Ever-tie | ETLDP-4FT/1L/HL/40/NDM 5000K(A3+B3) | Indoor Luminaires | Linear Ambient | Direct Linear Ambient Luminaires | Standard | FALSE | [9 empty] | 42745 | Not Dimmable | Not Dimmable | No |  | 4.1 | 4480 | 112 | 40 | 10 | 0.9 | 5000 | 80
PE9CBJSV | Jiangsu Ever-Tie Lighting Co. Ltd | Ever-tie | ETLDP-4FT/1L/HL/40/YDM 5000K(A3+B3) | Indoor Luminaires | Linear Ambient | Direct Linear Ambient Luminaires | Standard | FALSE | [9 empty] | 42745 | Dimmable | Continuous Below 10 | No |  | 4.1 | 4480 | 112 | 40 | 10 | 0.9 | 5000 | 80
PTT359CS | Jiangsu Ever-Tie Lighting Co. Ltd | Ever-tie | ETLDP-4FT/1L/HL/40/NDM 4000K(A3+B3) | Indoor Luminaires | Linear Ambient | Direct Linear Ambient Luminaires | Standard | FALSE | [9 empty] | 42745 | Not Dimmable | Not Dimmable | No |  | 4.1 | 4400 | 110 | 40 | 10 | 0.9 | 4000 | 80
PP37BPP7 | Jiangsu Ever-Tie Lighting Co. Ltd | Ever-tie | ETLDP-4FT/1L/HL/40/YDM 4000K(A3+B3) | Indoor Luminaires | Linear Ambient | Direct Linear Ambient Luminaires | Standard | FALSE | [9 empty] | 42745 | Dimmable | Continuous Below 10 | No |  | 4.1 | 4400 | 110 | 40 | 10 | 0.9 | 4000 | 80
P2K2HSS3 | Jiangsu Ever-Tie Lighting Co. Ltd | Ever-tie | ETLDP-4FT/1L/HL/40/NDM 3500K(A3+B3) | Indoor Luminaires | Linear Ambient | Direct Linear Ambient Luminaires | Standard | FALSE | [9 empty] | 42745 | Not Dimmable | Not Dimmable | No |  | 4.1 | 4200 | 105 | 40 | 10 | 0.9 | 3500 | 80
PSWB2YXR | Jiangmen Brandon Lighting Co. Limited | Brandon | MX486ELM06014B30[ABCD] | Indoor Luminaires | Linear Ambient | Direct Linear Ambient Luminaires | Standard | TRUE | 7715.4 | 128.33 | 60.12 | 11.62 | 0.9619 | 3087 | 83.1 | 5 | 50000 | 42745 | Dimmable | Continuous Below 10 | Yes |  | 4.1 | 7715.4 | 128.59 | 60 | 10 | 0.95 | 3000 | 80
PZHR6FSU | Jiangmen Brandon Lighting Co. Limited | Brandon | MX486ELM06014B50[ABCD] | Indoor Luminaires | Linear Ambient | Direct Linear Ambient Luminaires | Standard | FALSE | [9 empty] | 42745 | Dimmable | Continuous Below 10 | Yes |  | 4.1 | 8175.6 | 136.26 | 60 | 10 | 0.95 | 5000 | 80
P6429RF9 | Jiangmen Brandon Lighting Co. Limited | Brandon | MX486ELM06014B45[ABCD] | Indoor Luminaires | Linear Ambient | Direct Linear Ambient Luminaires | Standard | FALSE | [9 empty] | 42745 | Dimmable | Continuous Below 10 | Yes |  | 4.1 | 8000 | 133.3 | 60 | 10 | 0.95 | 4500 | 80
PMUUYX1C | Jiangmen Brandon Lighting Co. Limited | Brandon | MX486ELM06014B40[ABCD] | Indoor Luminaires | Linear Ambient | Direct Linear Ambient Luminaires | Standard | FALSE | [9 empty] | 42745 | Dimmable | Continuous Below 10 | Yes |  | 4.1 | 7900 | 131.66 | 60 | 10 | 0.95 | 4000 | 80
PS29YBRX | Jiangmen Brandon Lighting Co. Limited | Brandon | MX486ELM06014B35[ABCD] | Indoor Luminaires | Linear Ambient | Direct Linear Ambient Luminaires | Standard | FALSE | [9 empty] | 42745 | Dimmable | Continuous Below 10 | Yes |  | 4.1 | 7800 | 130 | 60 | 10 | 0.95 | 3500 | 80
PAUVF3VC | Zhongshan Luxmode Industrial Co. LTD | Luxmode | LE015W035E130-40K | Indoor Retrofit Kit | Linear Ambient | Retrofit Kits for Direct Linear Ambient Luminaires | Premium | TRUE | 3978.74 | 128.6 | 30.94 | 10.248 | 0.955 | 4011 | 82.2 | 5 | 50000 | 42745 | Not Dimmable | Not Dimmable | No |  | 4.1 | 3978 | 128.3 | 31 | 10.25 | 0.95 | 4000 | 82
P5AHYT1Z | Zhongshan Luxmode Industrial Co. LTD | Luxmode | LE015W035E130-50K | Indoor Retrofit Kit | Linear Ambient | Retrofit Kits for Direct Linear Ambient Luminaires | Premium | FALSE | [9 empty] | 42745 | Not Dimmable | Not Dimmable | No |  | 4.1 | 4011 | 129.3 | 31 | 10.25 | 0.95 | 5000 | 82
PNUCW5SD | Shenzhen Vanplex Optoelectronics Co. Ltd | VANPLEX | VPL-LN-100WAN-30K | Indoor Luminaires | Linear Ambient | Direct Linear Ambient Luminaires | Standard | TRUE | 12908 | 130.02 | 99.28 | 11.85 | 0.9153 | 2998 | 80.6 | 5 | 50000 | 42745 | Not Dimmable | Not Dimmable | No |  | 4.1 | 12908 | 130.02 | 99.28 | 11.85 | 0.92 | 3000 | 80.6
PEUQ4P1A | Shenzhen Vanplex Optoelectronics Co. Ltd | VANPLEX | VPL-LN-100WAN-50K | Indoor Luminaires | Linear Ambient | Direct Linear Ambient Luminaires | Standard | FALSE | [9 empty] | 42745 | Not Dimmable | Not Dimmable | No |  | 4.1 | 13363 | 134.07 | 99.67 | 12.72 | 0.91 | 5000 | 80.9
PQPF37DJ | Shenzhen Vanplex Optoelectronics Co. Ltd | VANPLEX | VPL-LN-100WAD-50K | Indoor Luminaires | Linear Ambient | Direct Linear Ambient Luminaires | Standard | FALSE | [9 empty] | 42745 | Dimmable | Continuous Below 10 | No |  | 4.1 | 13363 | 134.07 | 99.67 | 12.72 | 0.91 | 5000 | 80.9
PKHX2BY9 | Shenzhen Vanplex Optoelectronics Co. Ltd | VANPLEX | VPL-LN-100WAN-45K | Indoor Luminaires | Linear Ambient | Direct Linear Ambient Luminaires | Standard | FALSE | [9 empty] | 42745 | Not Dimmable | Not Dimmable | No |  | 4.1 | 13024 | 131.19 | 99.41 | 12.29 | 0.91 | 4500 | 81.5
PMR544DJ | Shenzhen Vanplex Optoelectronics Co. Ltd | VANPLEX | VPL-LN-100WAD-45K | Indoor Luminaires | Linear Ambient | Direct Linear Ambient Luminaires | Standard | FALSE | [9 empty] | 42745 | Dimmable | Continuous Below 10 | No |  | 4.1 | 13024 | 131.19 | 99.41 | 12.29 | 0.91 | 4500 | 81.5
PFM241AT | Shenzhen Vanplex Optoelectronics Co. Ltd | VANPLEX | VPL-LN-100WAN-40K | Indoor Luminaires | Linear Ambient | Direct Linear Ambient Luminaires | Standard | FALSE | [9 empty] | 42745 | Not Dimmable | Not Dimmable | No |  | 4.1 | 13024 | 131.19 | 99.41 | 12.29 | 0.91 | 4000 | 81.5
PMXG779C | Shenzhen Vanplex Optoelectronics Co. Ltd | VANPLEX | VPL-LN-100WAD-40K | Indoor Luminaires | Linear Ambient | Direct Linear Ambient Luminaires | Standard | FALSE | [9 empty] | 42745 | Dimmable | Continuous Below 10 | No |  | 4.1 | 13024 | 131.19 | 99.41 | 12.29 | 0.91 | 4000 | 81.5
PQ849GYE | Shenzhen Vanplex Optoelectronics Co. Ltd | VANPLEX | VPL-LN-100WAN-35K | Indoor Luminaires | Linear Ambient | Direct Linear Ambient Luminaires | Standard | FALSE | [9 empty] | 42745 | Not Dimmable | Not Dimmable | No |  | 4.1 | 12908 | 130.02 | 99.28 | 11.85 | 0.92 | 3500 | 80.6
PN855SG5 | Shenzhen Vanplex Optoelectronics Co. Ltd | VANPLEX | VPL-LN-100WAD-35K | Indoor Luminaires | Linear Ambient | Direct Linear Ambient Luminaires | Standard | FALSE | [9 empty] | 42745 | Dimmable | Continuous Below 10 | No |  | 4.1 | 12908 | 130.02 | 99.28 | 11.85 | 0.92 | 3500 | 80.6
P6HZMGUY | Shenzhen Vanplex Optoelectronics Co. Ltd | VANPLEX | VPL-LN-100WAD-30K | Indoor Luminaires | Linear Ambient | Direct Linear Ambient Luminaires | Standard | FALSE | [9 empty] | 42745 | Dimmable | Continuous Below 10 | No |  | 4.1 | 12908 | 130.02 | 99.28 | 11.85 | 0.92 | 3000 | 80.6
P99QMYNU | Eaton (formerly Cooper Lighting) | Metalux | HL-4SNLED-LD4-41SL-LN-UNV-L835-CD1-PI2BLK-PI10V-U | Indoor Luminaires | Linear Ambient | Direct Linear Ambient Luminaires | Standard | FALSE | [9 empty] | 42744 |  |  | NotYetVerified |  | 3 | 4220.27 | 113.47 | 37.19 | 9.61 | 0.989 | 3500 | 82
PYRUPQDF | Eaton (formerly Cooper Lighting) | Metalux | HL-8TSNLED-LD4-83SL-LN-UNV-L835-CD1-PI2BLK-PI10V-U | Indoor Luminaires | Linear Ambient | Direct Linear Ambient Luminaires | Standard | FALSE | [9 empty] | 42744 |  |  | NotYetVerified |  | 3 | 8436.61 | 118.27 | 71.33 | 6.83 | 0.994 | 3500 | 82
PFH3D8EP | Eaton (formerly Cooper Lighting) | Metalux | ONC-4WNLED-LD4-40SL-F-UNV-L840-CD1-U | Indoor Luminaires | Linear Ambient | Direct Linear Ambient Luminaires | Standard | FALSE | [9 empty] | 42744 |  |  | No |  | 3 | 4127.096 | 114.2291 | 36.13 | 7.48 | 0.995 | 4000 | 84.1
PJ4GYR31 | Eaton (formerly Cooper Lighting) | Metalux | ONC-4SNLED-LD4-32SL-[Voltages include 120-277V]-[Emergency include blank EL EL10W]-[Wiring include blank PI/CPI]-[Motion Sensors include blank LB- or HB-ERMS360 LB- or HB-MRMS360]-L840-CD1-[Packaging] | Indoor Luminaires | Linear Ambient | Direct Linear Ambient Luminaires | Standard | FALSE | [9 empty] | 42744 |  |  | NotYetVerified |  | 3 | 3300.78 | 130.96 | 25.2 | 5.75 | 0.993 | 4000 | 82
PGT6DUPJ | Eaton (formerly Cooper Lighting) | Metalux | ONC-8TSNLED-LD4-88SL-[Voltages include 120-277V]-[Emergency include blank EL EL10W]-[Wiring include blank PI/CPI]-[Motion Sensors include blank LB- or HB-ERMS360 LB- or HB-MRMS360]-L835-[Driver Types include CD 5LTD]1-[Packaging] | Indoor Luminaires | Linear Ambient | Direct Linear Ambient Luminaires | Standard | FALSE | [9 empty] | 42744 |  |  | NotYetVerified |  | 3 | 8890 | 124.62 | 71.33 | 6.83 | 0.994 | 3500 | 82
P2Q5W93W | Eaton (formerly Cooper Lighting) | Metalux | ONC-4SNLED-LD4-30SL-LN-[Voltages include 120-277V]-[Emergency include blank EL EL10W]-[Wiring include blank PI/CPI]-[Motion Sensors include blank SA-EMRS LB- or HB-ERMS360 LB- or HB-MRMS360]-L835-CD1-[Packaging] | Indoor Luminaires | Linear Ambient | Direct Linear Ambient Luminaires | Standard | FALSE | [9 empty] | 42744 |  |  | NotYetVerified |  | 3 | 3051.51 | 121.07 | 25.2 | 5.75 | 0.993 | 3500 | 82
P3819HXV | Standard Products Inc. | STANDARD | LSV/S2/60W/30K/2/DD1/FP/STD | Indoor Luminaires | Linear Ambient | Direct Linear Ambient Luminaires | Standard | TRUE | 7950 | 125.95 | 63.12 | 10.98 | 0.9596 | 3062 | 82.7 | 5 | 50000 | 42744 | Dimmable | Continuous Below 10 | Yes |  | 3.1 | 7500 | 125 | 60 | 10 | 0.95 | 3000 | 80
P8Z689EM | Standard Products Inc. | STANDARD | LSV/S2/40W/30K/2/DD1/FP/STD | Indoor Luminaires | Linear Ambient | Direct Linear Ambient Luminaires | Standard | TRUE | 5186.6 | 123.87 | 41.87 | 7.61 | 0.9584 | 3072 | 82.8 | 5 | 50000 | 42744 | Dimmable | Continuous Below 10 | Yes |  | 4 | 5000 | 125 | 40 | 20 | 0.95 | 3000 | 80
PXJG192S | Standard Products Inc. | STANDARD | LSV/S2/40W/40K/2/DD1/FP/STD | Indoor Luminaires | Linear Ambient | Direct Linear Ambient Luminaires | Standard | FALSE | [9 empty] | 42744 | Dimmable | Continuous Below 10 | Yes |  | 4 | 5000 | 125 | 40 | 20 | 0.95 | 4000 | 80
PAVCMZRX | Standard Products Inc. | STANDARD | LSV/S2/60W/40K/2/DD1/FP/STD | Indoor Luminaires | Linear Ambient | Direct Linear Ambient Luminaires | Standard | FALSE | [9 empty] | 42744 | Dimmable | Continuous Below 10 | Yes |  | 3.1 | 7500 | 125 | 60 | 10 | 0.95 | 4000 | 80
PXYKYVNA | Shinelong Technology Corp. LTD | Shinelong | SL-A65F2-30-W | Indoor Luminaires | Linear Ambient | Direct Linear Ambient Luminaires | Standard | TRUE | 3735.36 | 126.75 | 29.48 | 9.64 | 0.904 | 3997 | 84.5 | 5 | 50000 | 42744 | Not Dimmable | Not Dimmable | No |  | 4.1 | 3500 | 116.67 | 30 | 20 | 0.9 | 4000 | 80
PK6NXCVE | Shinelong Technology Corp. LTD | Shinelong | SL-A65F2-30-P | Indoor Luminaires | Linear Ambient | Direct Linear Ambient Luminaires | Standard | FALSE | [9 empty] | 42744 | Not Dimmable | Not Dimmable | No |  | 4.1 | 3500 | 116.67 | 30 | 20 | 0.9 | 5000 | 80
PCX4TRG1 | Shinelong Technology Corp. LTD | Shinelong | SL-A65F4-50-W | Indoor Luminaires | Linear Ambient | Direct Linear Ambient Luminaires | Standard | TRUE | 6386.31 | 128.65 | 49.69 | 24.87 | 0.878 | 3991 | 84.5 | 5 | 50000 | 42744 | Not Dimmable | Not Dimmable | No |  | 4.1 | 5800 | 116 | 50 | 20 | 0.9 | 4000 | 80
PFYZNFKE | Shinelong Technology Corp. LTD | Shinelong | SL-A65F4-50-P | Indoor Luminaires | Linear Ambient | Direct Linear Ambient Luminaires | Standard | FALSE | [9 empty] | 42744 | Not Dimmable | Not Dimmable | No |  | 4.1 | 5800 | 116 | 50 | 20 | 0.9 | 5000 | 80
P3UTE5FE | Shinelong Technology Corp. LTD | Shinelong | SL-A65F4-60-W | Indoor Luminaires | Linear Ambient | Direct Linear Ambient Luminaires | Standard | TRUE | 7327.88 | 121.26 | 60.43 | 24.13 | 0.892 | 4021 | 85.1 | 5 | 50000 | 42744 | Not Dimmable | Not Dimmable | No |  | 4.1 | 7000 | 116.67 | 60 | 20 | 0.9 | 4000 | 80
P5KKZ4K3 | Shinelong Technology Corp. LTD | Shinelong | SL-A65F4-60-P | Indoor Luminaires | Linear Ambient | Direct Linear Ambient Luminaires | Standard | FALSE | [9 empty] | 42744 | Not Dimmable | Not Dimmable | No |  | 4.1 | 7000 | 116.67 | 60 | 20 | 0.9 | 5000 | 80
P5K49GJE | Mobern Lighting Co | Mobern Lighting | LSAR48-LED24DMV30 | Indoor Luminaires | Linear Ambient | Direct Linear Ambient Luminaires | Premium | TRUE | 3222.7 | 132.46 | 24.33 | 19.17 | 0.903 | 3030 | 82.7 | 5 | 50000 | 42741 |  |  | No |  | 4 | 3222.7 | 132.5 | 24.33 | 20 | 0.9 | 3000 | 82.2
PSHC8M3B | Mobern Lighting Co | Mobern Lighting | LSAR48-LED40DMV50 | Indoor Luminaires | Linear Ambient | Direct Linear Ambient Luminaires | Premium | FALSE | [9 empty] | 42741 |  |  | No |  | 4 | 5399 | 135 | 39.98 | 20 | 0.9 | 5000 | 82.1
P3BHFG29 | Mobern Lighting Co | Mobern Lighting | LSAR48-LED40DMV40 | Indoor Luminaires | Linear Ambient | Direct Linear Ambient Luminaires | Premium | FALSE | [9 empty] | 42741 |  |  | No |  | 4 | 5389 | 133.6 | 40.33 | 20 | 0.9 | 4000 | 82.1
PE25S64N | Mobern Lighting Co | Mobern Lighting | LSAR48-LED40DMV35 | Indoor Luminaires | Linear Ambient | Direct Linear Ambient Luminaires | Premium | FALSE | [9 empty] | 42741 |  |  | No |  | 4 | 5122.3 | 132 | 39.86 | 20 | 0.9 | 3500 | 82.1
PXCP3BR6 | Mobern Lighting Co | Mobern Lighting | LSAR96-LED60DMV30 | Indoor Luminaires | Linear Ambient | Direct Linear Ambient Luminaires | Premium | FALSE | [9 empty] | 42741 |  |  | No |  | 4 | 7950 | 132.5 | 60 | 20 | 0.9 | 3000 | 82.2
PRJJT1W6 | RemPhos Technologies LLC | Remphos | RPT-LIVC-48IN-2800LM-5000K-L | Indoor Luminaires | Linear Ambient | Direct Linear Ambient Luminaires | Standard | FALSE | [9 empty] | 42740 | Dimmable | Continuous Below 10 | Yes |  | 3 | 3407 | 106 | 31.1 | 7.94 | 0.956 | 5000 | 84
PSZNA2JZ | RemPhos Technologies LLC | Remphos | RPT-LIVC-48IN-1800LM-4000K-L | Indoor Luminaires | Linear Ambient | Direct Linear Ambient Luminaires | Standard | FALSE | [9 empty] | 42740 | Dimmable | Continuous Below 10 | Yes |  | 3 | 1741 | 104 | 16.67 | 9.12 | 0.902 | 4000 | 80
PT7512C1 | RemPhos Technologies LLC | Remphos | RPT-LIVC-48IN-2800LM-4000K-L | Indoor Luminaires | Linear Ambient | Direct Linear Ambient Luminaires | Standard | FALSE | [9 empty] | 42740 | Dimmable | Continuous Below 10 | Yes |  | 3 | 3273 | 102 | 31.1 | 7.94 | 0.956 | 4000 | 80
PMQD32A1 | Bravoled Lighting Manufacturing Co. Ltd. | Bravoled | VT-465-40W-XTTN(4000K) | Indoor Luminaires | Linear Ambient | Direct Linear Ambient Luminaires | Standard | TRUE | 4003.12 | 104.24 | 38.402 | 16.5 | 0.933 | 4087 | 84 | 5 | 50000 | 42740 | Not Dimmable | Not Dimmable | No |  | 4.1 | 4044.45 | 104.67 | 38.64 | 16.5 | 0.93 | 4087 | 84
P6K729UY | Bravoled Lighting Manufacturing Co. Ltd. | Bravoled | VT-465-40W-XTTN(5000K) | Indoor Luminaires | Linear Ambient | Direct Linear Ambient Luminaires | Standard | FALSE | [9 empty] | 42740 | Not Dimmable | Not Dimmable | No |  | 4.1 | 4290.68 | 110.81 | 38.72 | 15.2 | 0.94 | 5094 | 82.9
P6VMMBEN | Bravoled Lighting Manufacturing Co. Ltd. | Bravoled | VT-465-40W-XTTN(4500K) | Indoor Luminaires | Linear Ambient | Direct Linear Ambient Luminaires | Standard | FALSE | [9 empty] | 42740 | Not Dimmable | Not Dimmable | No |  | 4.1 | 4044.45 | 104.67 | 38.64 | 16.5 | 0.93 | 4500 | 84
P7JPW4YH | Jiangmen Brandon Lighting Co. Limited | Brandon | MX486ELM04014B30[ABCD] | Indoor Luminaires | Linear Ambient | Direct Linear Ambient Luminaires | Standard | TRUE | 4978.7 | 126.14 | 39.47 | 4.21 | 0.9654 | 3079 | 83.1 | 5 | 50000 | 42740 | Dimmable | Continuous Below 10 | Yes |  | 4.1 | 4978.7 | 124.46 | 40 | 10 | 0.95 | 3000 | 80
PGCTE9F5 | Jiangmen Brandon Lighting Co. Limited | Brandon | MX486ELM04014B50[ABCD] | Indoor Luminaires | Linear Ambient | Direct Linear Ambient Luminaires | Standard | FALSE | [9 empty] | 42740 | Dimmable | Continuous Below 10 | Yes |  | 4.1 | 5459.8 | 136.49 | 40 | 10 | 0.95 | 5000 | 80
PBTC1SVZ | Jiangmen Brandon Lighting Co. Limited | Brandon | MX486ELM04014B45[ABCD] | Indoor Luminaires | Linear Ambient | Direct Linear Ambient Luminaires | Standard | FALSE | [9 empty] | 42740 | Dimmable | Continuous Below 10 | Yes |  | 4.1 | 5300 | 132.5 | 40 | 10 | 0.95 | 4500 | 80
PHJWQVQC | Jiangmen Brandon Lighting Co. Limited | Brandon | MX486ELM04014B40[ABCD] | Indoor Luminaires | Linear Ambient | Direct Linear Ambient Luminaires | Standard | FALSE | [9 empty] | 42740 | Dimmable | Continuous Below 10 | Yes |  | 4.1 | 5200 | 130 | 40 | 10 | 0.95 | 4000 | 80
P1J9EGDD | Jiangmen Brandon Lighting Co. Limited | Brandon | MX486ELM04014B35[ABCD] | Indoor Luminaires | Linear Ambient | Direct Linear Ambient Luminaires | Standard | FALSE | [9 empty] | 42740 | Dimmable | Continuous Below 10 | Yes |  | 4.1 | 5100 | 127.5 | 40 | 10 | 0.95 | 3500 | 80
PB61J3BR | Overdrive Electronics Pvt. Ltd. | Overdrive | L34ST4DIM/30K | Indoor Luminaires | Linear Ambient | Direct Linear Ambient Luminaires | Standard | TRUE | 3612.5 | 110.63 | 32.655 | 4.8 | 0.9787 | 3085 | 81.47 | 5 | 50000 | 42739 |  |  | No |  | 4 | 7500 | 113 | 66 | 20 | 0.9 | 3000 | 80
PD8MT1QT | Overdrive Electronics Pvt. Ltd. | Overdrive | L68ST8DIM/30K | Indoor Luminaires | Linear Ambient | Direct Linear Ambient Luminaires | Standard | TRUE | 7584.5 | 113.78 | 66.66 | 5.4 | 0.9741 | 3076 | 81.3 | 5 | 50000 | 42739 |  |  | No |  | 3.1 | 7500 | 113 | 66 | 20 | 0.9 | 3000 | 80
PY44FXDD | Overdrive Electronics Pvt. Ltd. | Overdrive | L40WRAP4DIM/30K | Indoor Luminaires | Linear Ambient | Direct Linear Ambient Luminaires | Standard | TRUE | 4543.09 | 110.24 | 41.21 | 5.8 | 0.931 | 3069 | 81.3 | 5 | 50000 | 42739 |  |  | No |  | 4 | 4620 | 110 | 42 | 20 | 0.9 | 3000 | 80
PJ9Q41CK | Overdrive Electronics Pvt. Ltd. | Overdrive | L34ST4DIM/50K | Indoor Luminaires | Linear Ambient | Direct Linear Ambient Luminaires | Standard | FALSE | [9 empty] | 42739 |  |  | No |  | 4 | 7500 | 113 | 66 | 20 | 0.9 | 5000 | 80
PBCJ12Q9 | Overdrive Electronics Pvt. Ltd. | Overdrive | L68ST8DIM/50K | Indoor Luminaires | Linear Ambient | Direct Linear Ambient Luminaires | Standard | FALSE | [9 empty] | 42739 |  |  | No |  | 3.1 | 7500 | 113 | 66 | 20 | 0.9 | 5000 | 80
P9JK3P7J | Overdrive Electronics Pvt. Ltd. | Overdrive | L34ST4DIM/40K | Indoor Luminaires | Linear Ambient | Direct Linear Ambient Luminaires | Standard | FALSE | [9 empty] | 42739 |  |  | No |  | 4 | 7500 | 113 | 66 | 20 | 0.9 | 4000 | 80
P7PSTEVB | Overdrive Electronics Pvt. Ltd. | Overdrive | L68ST8DIM/40K | Indoor Luminaires | Linear Ambient | Direct Linear Ambient Luminaires | Standard | FALSE | [9 empty] | 42739 |  |  | No |  | 3.1 | 7500 | 113 | 66 | 20 | 0.9 | 4000 | 80
PYTYER7G | Overdrive Electronics Pvt. Ltd. | Overdrive | L40WRAP4DIM/40K | Indoor Luminaires | Linear Ambient | Direct Linear Ambient Luminaires | Standard | FALSE | [9 empty] | 42739 |  |  | No |  | 4 | 4620 | 110 | 42 | 20 | 0.9 | 4000 | 80
PT172XW6 | Energy Planning Associates | Envirobrite | FVT83035-[blankSRCHCESSSM]-02 [120VAC Only] | Indoor Luminaires | Linear Ambient | Direct Linear Ambient Luminaires | Premium | TRUE | 2972 | 132.1 | 22.49 | 6.2 | 0.992 | 3459 | 83.7 | 5 | 50000 | 42734 |  |  | Yes |  | 4.1 | 2972 | 132.1 | 22.49 | 6.2 | 0.99 | 3459 | 83.7
PTV9C2BM | Energy Planning Associates | Envirobrite | FVT44035-[blankSRCHCESSSM]-02 | Indoor Luminaires | Linear Ambient | Direct Linear Ambient Luminaires | Standard | TRUE | 3872 | 121.5 | 31.86 | 9.88 | 0.964 | 3506 | 83.3 | 5 | 50000 | 42734 |  |  | Yes |  | 4.1 | 3872 | 121.5 | 31.86 | 6.97 | 1 | 3506 | 83.3
PQPYR9N5 | Energy Planning Associates | Envirobrite | FVT42735-[blankSRCHCESSSM]-02 | Indoor Luminaires | Linear Ambient | Direct Linear Ambient Luminaires | Premium | TRUE | 2614 | 126.1 | 20.73 | 8.99 | 0.964 | 3474 | 83.5 | 5 | 50000 | 42734 |  |  | Yes |  | 4.1 | 2614 | 126.1 | 20.73 | 5.18 | 1 | 3474 | 83.5
PCNSV7RS | Energy Planning Associates | Envirobrite | FVT42250-[blankSRCHCESSSM]-02 | Indoor Luminaires | Linear Ambient | Direct Linear Ambient Luminaires | Premium | TRUE | 2303 | 138.1 | 16.68 | 9.74 | 0.951 | 5095 | 83 | 5 | 50000 | 42734 |  |  | Yes |  | 4.1 | 2303 | 138.1 | 16.68 | 5.13 | 1 | 5095 | 83
PG1KTGBG | Lighting Science Group Corp. | LSPro LBAR Luminaire | LSPRO LBAR 24 WW 80 15W FR MVOLT XX YYY | Indoor Luminaires | Linear Ambient | Direct Linear Ambient Luminaires | Premium | TRUE | 1832.7 | 127.18 | 14.41 | 22.42 | 0.9081 | 2922 | 83.2 | 5 | 50000 | 42734 |  |  | Yes |  | 4.1 | 2250 | 150 | 15 | 20 | 0.9 | 3000 | 80
P9JP13DT | Lighting Science Group Corp. | LSPro LBAR Luminaire | LSPRO LBAR 24 CW 80 15W FR MVOLT XX YYY | Indoor Luminaires | Linear Ambient | Direct Linear Ambient Luminaires | Premium | FALSE | [9 empty] | 42734 |  |  | Yes |  | 4.1 | 2250 | 150 | 15 | 20 | 0.9 | 5000 | 80
P3FAYXYH | Lighting Science Group Corp. | LSPro LBAR Luminaire | LSPRO LBAR 24 NW 80 15W FR MVOLT XX YYY | Indoor Luminaires | Linear Ambient | Direct Linear Ambient Luminaires | Premium | FALSE | [9 empty] | 42734 |  |  | Yes |  | 4.1 | 2250 | 150 | 15 | 20 | 0.9 | 4000 | 80
P99HDHCY | Energy Planning Associates | Envirobrite | FVT88050-[blankSRCHCESSSM]-02 | Indoor Luminaires | Linear Ambient | Direct Linear Ambient Luminaires | Premium | FALSE | [9 empty] | 42734 |  |  | Yes |  | 4.1 | 8124.66 | 127.66 | 63.64 | 5.97 | 0.99 | 5095 | 83.53
P7UMY6T5 | Energy Planning Associates | Envirobrite | FVT87550-[blankSRCHCESSSM]-02 | Indoor Luminaires | Linear Ambient | Direct Linear Ambient Luminaires | Premium | FALSE | [9 empty] | 42734 |  |  | Yes |  | 4.1 | 7511.95 | 127.99 | 58.69 | 5.97 | 0.99 | 5095 | 83.53
PEUWCWK8 | Energy Planning Associates | Envirobrite | FVT87050-[blankSRCHCESSSM]-02 | Indoor Luminaires | Linear Ambient | Direct Linear Ambient Luminaires | Premium | FALSE | [9 empty] | 42734 |  |  | Yes |  | 4.1 | 7155.24 | 131.86 | 54.26 | 5.97 | 0.99 | 5095 | 83.53
PRF39WEU | Energy Planning Associates | Envirobrite | FVT86550-[blankSRCHCESSSM]-02 | Indoor Luminaires | Linear Ambient | Direct Linear Ambient Luminaires | Premium | FALSE | [9 empty] | 42734 |  |  | Yes |  | 4.1 | 6466.99 | 130.86 | 49.42 | 5.97 | 0.99 | 5095 | 83.53
P1389WM7 | Energy Planning Associates | Envirobrite | FVT86050-[blankSRCHCESSSM]-02 | Indoor Luminaires | Linear Ambient | Direct Linear Ambient Luminaires | Premium | FALSE | [9 empty] | 42734 |  |  | Yes |  | 4.1 | 5806.02 | 129.18 | 44.95 | 5.97 | 0.99 | 5095 | 83.53
PU41DYSZ | Energy Planning Associates | Envirobrite | FVT85550-[blankSRCHCESSSM]-02 | Indoor Luminaires | Linear Ambient | Direct Linear Ambient Luminaires | Premium | FALSE | [9 empty] | 42734 |  |  | Yes |  | 4.1 | 5484.98 | 132.45 | 41.41 | 5.97 | 0.99 | 5095 | 83.53
PTUVKZUB | Energy Planning Associates | Envirobrite | FVT85050-[blankSRCHCESSSM]-02 | Indoor Luminaires | Linear Ambient | Direct Linear Ambient Luminaires | Premium | FALSE | [9 empty] | 42734 |  |  | Yes |  | 4.1 | 5137.71 | 138.28 | 37.16 | 5.97 | 0.99 | 5095 | 83.53
PPES2CUQ | Energy Planning Associates | Envirobrite | FVT84550-[blankSRCHCESSSM]-02 [120VAC Only] | Indoor Luminaires | Linear Ambient | Direct Linear Ambient Luminaires | Premium | FALSE | [9 empty] | 42734 |  |  | Yes |  | 4.1 | 4636.22 | 139.23 | 33.3 | 5.97 | 0.99 | 5095 | 83.53
PK7FQRHQ | Energy Planning Associates | Envirobrite | FVT84050-[blankSRCHCESSSM]-02 [120VAC Only] | Indoor Luminaires | Linear Ambient | Direct Linear Ambient Luminaires | Premium | FALSE | [9 empty] | 42734 |  |  | Yes |  | 4.1 | 4145.21 | 140.07 | 29.59 | 5.97 | 0.99 | 5095 | 83.53
PGP28C1B | Energy Planning Associates | Envirobrite | FVT44050-[blankSRCHCESSSM]-02 | Indoor Luminaires | Linear Ambient | Direct Linear Ambient Luminaires | Premium | FALSE | [9 empty] | 42734 |  |  | Yes |  | 4.1 | 4062.33 | 127.66 | 31.82 | 5.97 | 0.99 | 5095 | 83.53
PTKDKNVW | Energy Planning Associates | Envirobrite | FVT43750-[blankSRCHCESSSM]-02 | Indoor Luminaires | Linear Ambient | Direct Linear Ambient Luminaires | Premium | FALSE | [9 empty] | 42734 |  |  | Yes |  | 4.1 | 3755.97 | 127.99 | 29.34 | 5.97 | 0.99 | 5095 | 83.53
P1VQFET6 | Energy Planning Associates | Envirobrite | FVT83550-[blankSRCHCESSSM]-02 [120VAC Only] | Indoor Luminaires | Linear Ambient | Direct Linear Ambient Luminaires | Premium | FALSE | [9 empty] | 42734 |  |  | Yes |  | 4.1 | 3598.6 | 138.36 | 26.01 | 5.97 | 0.99 | 5095 | 83.53
PQ23JNY2 | Energy Planning Associates | Envirobrite | FVT43550-[blankSRCHCESSSM]-02 | Indoor Luminaires | Linear Ambient | Direct Linear Ambient Luminaires | Premium | FALSE | [9 empty] | 42734 |  |  | Yes |  | 4.1 | 3517.82 | 128.92 | 27.29 | 5.97 | 0.99 | 5095 | 83.53
PJ9GBM1S | Energy Planning Associates | Envirobrite | FVT43250-[blankSRCHCESSSM]-02 | Indoor Luminaires | Linear Ambient | Direct Linear Ambient Luminaires | Premium | FALSE | [9 empty] | 42734 |  |  | Yes |  | 4.1 | 3233.5 | 130.86 | 24.71 | 5.97 | 0.99 | 5095 | 83.53
PWKWUPF6 | Energy Planning Associates | Envirobrite | FVT83050-[blankSRCHCESSSM]-02 [120VAC Only] | Indoor Luminaires | Linear Ambient | Direct Linear Ambient Luminaires | Premium | FALSE | [9 empty] | 42734 |  |  | Yes |  | 4.1 | 3118.09 | 138.81 | 22.46 | 5.97 | 0.99 | 5095 | 83.53
PW6EXB76 | Energy Planning Associates | Envirobrite | FVT43050-[blankSRCHCESSSM]-02 | Indoor Luminaires | Linear Ambient | Direct Linear Ambient Luminaires | Premium | FALSE | [9 empty] | 42734 |  |  | Yes |  | 4.1 | 2903.01 | 129.18 | 22.47 | 5.97 | 0.99 | 5095 | 83.53
PQ61VNYY | Energy Planning Associates | Envirobrite | FVT42750-[blankSRCHCESSSM]-02 | Indoor Luminaires | Linear Ambient | Direct Linear Ambient Luminaires | Premium | FALSE | [9 empty] | 42734 |  |  | Yes |  | 4.1 | 2742.49 | 132.45 | 20.71 | 5.97 | 0.99 | 5095 | 83.53
P5UGGUX2 | Energy Planning Associates | Envirobrite | FVT42550-[blankSRCHCESSSM]-02 | Indoor Luminaires | Linear Ambient | Direct Linear Ambient Luminaires | Premium | FALSE | [9 empty] | 42734 |  |  | Yes |  | 4.1 | 2477.05 | 133.55 | 18.55 | 5.97 | 0.99 | 5095 | 83.53
P7FCMGYY | Energy Planning Associates | Envirobrite | FVT42240-[blankSRCHCESSSM]-02 | Indoor Luminaires | Linear Ambient | Direct Linear Ambient Luminaires | Premium | FALSE | [9 empty] | 42734 |  |  | Yes |  | 4.1 | 2269 | 133.9 | 16.95 | 5.23 | 1 | 3954 | 83.9
PVDKWRUP | Energy Planning Associates | Envirobrite | FVT88040-[blankSRCHCESSSM]-02 | Indoor Luminaires | Linear Ambient | Direct Linear Ambient Luminaires | Standard | FALSE | [9 empty] | 42734 |  |  | Yes |  | 4.1 | 8004.71 | 123.77 | 64.67 | 5.97 | 0.99 | 3954 | 83.53
PV6RNAN4 | Energy Planning Associates | Envirobrite | FVT87540-[blankSRCHCESSSM]-02 | Indoor Luminaires | Linear Ambient | Direct Linear Ambient Luminaires | Standard | FALSE | [9 empty] | 42734 |  |  | Yes |  | 4.1 | 7401.05 | 124.1 | 59.64 | 5.97 | 0.99 | 3954 | 83.53
P3YXPYAT | Energy Planning Associates | Envirobrite | FVT87040-[blankSRCHCESSSM]-02 | Indoor Luminaires | Linear Ambient | Direct Linear Ambient Luminaires | Premium | FALSE | [9 empty] | 42734 |  |  | Yes |  | 4.1 | 7049.6 | 127.84 | 55.14 | 5.97 | 0.99 | 3954 | 83.53
PR6QZYG5 | Energy Planning Associates | Envirobrite | FVT86540-[blankSRCHCESSSM]-02 | Indoor Luminaires | Linear Ambient | Direct Linear Ambient Luminaires | Premium | FALSE | [9 empty] | 42734 |  |  | Yes |  | 4.1 | 6371.52 | 126.87 | 50.22 | 5.97 | 0.99 | 3954 | 83.53
PNCH6381 | Energy Planning Associates | Envirobrite | FVT86040-[blankSRCHCESSSM]-02 | Indoor Luminaires | Linear Ambient | Direct Linear Ambient Luminaires | Standard | FALSE | [9 empty] | 42734 |  |  | Yes |  | 4.1 | 5720.31 | 125.24 | 45.67 | 5.97 | 0.99 | 3954 | 83.53
P63QHQSZ | Energy Planning Associates | Envirobrite | FVT85540-[blankSRCHCESSSM]-02 | Indoor Luminaires | Linear Ambient | Direct Linear Ambient Luminaires | Premium | FALSE | [9 empty] | 42734 |  |  | Yes |  | 4.1 | 5404.01 | 128.42 | 42.08 | 5.97 | 0.99 | 3954 | 83.53
PXJ2YKRC | Energy Planning Associates | Envirobrite | FVT85040-[blankSRCHCESSSM]-02 | Indoor Luminaires | Linear Ambient | Direct Linear Ambient Luminaires | Premium | FALSE | [9 empty] | 42734 |  |  | Yes |  | 4.1 | 5061.86 | 134.06 | 37.76 | 5.97 | 0.99 | 3954 | 83.53
PVP3SWYT | Energy Planning Associates | Envirobrite | FVT84540-[blankSRCHCESSSM]-02 [120VAC Only] | Indoor Luminaires | Linear Ambient | Direct Linear Ambient Luminaires | Premium | FALSE | [9 empty] | 42734 |  |  | Yes |  | 4.1 | 4567.77 | 134.98 | 33.84 | 5.97 | 0.99 | 3954 | 83.53
PXEA9GPF | Energy Planning Associates | Envirobrite | FVT84040-[blankSRCHCESSSM]-02 [120VAC Only] | Indoor Luminaires | Linear Ambient | Direct Linear Ambient Luminaires | Premium | FALSE | [9 empty] | 42734 |  |  | Yes |  | 4.1 | 4084.01 | 135.8 | 30.07 | 5.97 | 0.99 | 3954 | 83.53
PGXZ2K95 | Energy Planning Associates | Envirobrite | FVT44040-[blankSRCHCESSSM]-02 | Indoor Luminaires | Linear Ambient | Direct Linear Ambient Luminaires | Standard | FALSE | [9 empty] | 42734 |  |  | Yes |  | 4.1 | 4002.35 | 123.77 | 32.34 | 5.97 | 0.99 | 3954 | 83.53
P78WZGPT | Energy Planning Associates | Envirobrite | FVT43740-[blankSRCHCESSSM]-02 | Indoor Luminaires | Linear Ambient | Direct Linear Ambient Luminaires | Standard | FALSE | [9 empty] | 42734 |  |  | Yes |  | 4.1 | 3700.52 | 124.1 | 29.82 | 5.97 | 0.99 | 3954 | 83.53
PB2ECE2Z | Energy Planning Associates | Envirobrite | FVT83540-[blankSRCHCESSSM]-02 [120VAC Only] | Indoor Luminaires | Linear Ambient | Direct Linear Ambient Luminaires | Premium | FALSE | [9 empty] | 42734 |  |  | Yes |  | 4.1 | 3545.47 | 134.15 | 26.43 | 5.97 | 0.99 | 3954 | 83.53
PAV7M13Z | Energy Planning Associates | Envirobrite | FVT43540-[blankSRCHCESSSM]-02 | Indoor Luminaires | Linear Ambient | Direct Linear Ambient Luminaires | Standard | FALSE | [9 empty] | 42734 |  |  | Yes |  | 4.1 | 3465.88 | 124.99 | 27.73 | 5.97 | 0.99 | 3954 | 83.53
PX3VASCY | Energy Planning Associates | Envirobrite | FVT43240-[blankSRCHCESSSM]-02 | Indoor Luminaires | Linear Ambient | Direct Linear Ambient Luminaires | Premium | FALSE | [9 empty] | 42734 |  |  | Yes |  | 4.1 | 3185.76 | 126.87 | 25.11 | 5.97 | 0.99 | 3954 | 83.53
P4Y7SFQC | Energy Planning Associates | Envirobrite | FVT83040-[blankSRCHCESSSM]-02 [120VAC Only] | Indoor Luminaires | Linear Ambient | Direct Linear Ambient Luminaires | Premium | FALSE | [9 empty] | 42734 |  |  | Yes |  | 4.1 | 3072.06 | 134.58 | 22.83 | 5.97 | 0.99 | 3954 | 83.53
PPZDUYVB | Energy Planning Associates | Envirobrite | FVT43040-[blankSRCHCESSSM]-02 | Indoor Luminaires | Linear Ambient | Direct Linear Ambient Luminaires | Standard | FALSE | [9 empty] | 42734 |  |  | Yes |  | 4.1 | 2860.15 | 125.24 | 22.84 | 5.97 | 0.99 | 3954 | 83.53
P5ZS12UW | Energy Planning Associates | Envirobrite | FVT42740-[blankSRCHCESSSM]-02 | Indoor Luminaires | Linear Ambient | Direct Linear Ambient Luminaires | Premium | FALSE | [9 empty] | 42734 |  |  | Yes |  | 4.1 | 2702 | 128.42 | 21.04 | 5.97 | 0.99 | 3954 | 83.53
P2TTEPF1 | Energy Planning Associates | Envirobrite | FVT42540-[blankSRCHCESSSM]-02 | Indoor Luminaires | Linear Ambient | Direct Linear Ambient Luminaires | Premium | FALSE | [9 empty] | 42734 |  |  | Yes |  | 4.1 | 2440.49 | 129.48 | 18.85 | 5.97 | 0.99 | 3954 | 83.53
P2HTWZX7 | Energy Planning Associates | Envirobrite | FVT87035-[blankSRCHCESSSM]-02 | Indoor Luminaires | Linear Ambient | Direct Linear Ambient Luminaires | Standard | FALSE | [9 empty] | 42734 |  |  | Yes |  | 4.1 | 6820 | 125.5 | 54.33 | 6.84 | 1 | 3544 | 83.6
PWEC7PUQ | Energy Planning Associates | Envirobrite | FVT85035-[blankSRCHCESSSM]-02 | Indoor Luminaires | Linear Ambient | Direct Linear Ambient Luminaires | Premium | FALSE | [9 empty] | 42734 |  |  | Yes |  | 4.1 | 4897 | 131.6 | 37.2 | 6.16 | 0.99 | 3529 | 83.7
PDJXURF1 | Energy Planning Associates | Envirobrite | FVT84535-[blankSRCHCESSSM]-02 [120VAC Only] | Indoor Luminaires | Linear Ambient | Direct Linear Ambient Luminaires | Premium | FALSE | [9 empty] | 42734 |  |  | Yes |  | 4.1 | 4419 | 132.5 | 33.34 | 5.33 | 0.99 | 3523 | 83.7
PG3FE25J | Energy Planning Associates | Envirobrite | FVT84035-[blankSRCHCESSSM]-02 [120VAC Only] | Indoor Luminaires | Linear Ambient | Direct Linear Ambient Luminaires | Premium | FALSE | [9 empty] | 42734 |  |  | Yes |  | 4.1 | 3951 | 133.3 | 29.63 | 5.61 | 0.99 | 3511 | 83.7
PGKHATKA | Energy Planning Associates | Envirobrite | FVT43035-[blankSRCHCESSSM]-02 | Indoor Luminaires | Linear Ambient | Direct Linear Ambient Luminaires | Standard | FALSE | [9 empty] | 42734 |  |  | Yes |  | 4.1 | 2767 | 123 | 22.5 | 5.28 | 1 | 3503 | 83.5
PEJGXG7S | Energy Planning Associates | Envirobrite | FVT88035-[blankSRCHCESSSM]-02 | Indoor Luminaires | Linear Ambient | Direct Linear Ambient Luminaires | Standard | FALSE | [9 empty] | 42734 |  |  | Yes |  | 4.1 | 7744 | 121.53 | 63.72 | 5.97 | 0.99 | 3496.43 | 83.53
PDA3KGR5 | Energy Planning Associates | Envirobrite | FVT87535-[blankSRCHCESSSM]-02 | Indoor Luminaires | Linear Ambient | Direct Linear Ambient Luminaires | Standard | FALSE | [9 empty] | 42734 |  |  | Yes |  | 4.1 | 7160 | 121.85 | 58.76 | 5.97 | 0.99 | 3496.43 | 83.53
P6SJ28PB | Energy Planning Associates | Envirobrite | FVT86535-[blankSRCHCESSSM]-02 | Indoor Luminaires | Linear Ambient | Direct Linear Ambient Luminaires | Standard | FALSE | [9 empty] | 42734 |  |  | Yes |  | 4.1 | 6164 | 124.58 | 49.48 | 5.97 | 0.99 | 3496.43 | 83.53
PWG4GETV | Energy Planning Associates | Envirobrite | FVT86035-[blankSRCHCESSSM]-02 | Indoor Luminaires | Linear Ambient | Direct Linear Ambient Luminaires | Standard | FALSE | [9 empty] | 42734 |  |  | Yes |  | 4.1 | 5534 | 122.98 | 45 | 5.97 | 0.99 | 3496.43 | 83.53
PSY9ADEZ | Energy Planning Associates | Envirobrite | FVT85535-[blankSRCHCESSSM]-02 | Indoor Luminaires | Linear Ambient | Direct Linear Ambient Luminaires | Standard | FALSE | [9 empty] | 42734 |  |  | Yes |  | 4.1 | 5228 | 126.1 | 41.46 | 5.97 | 0.99 | 3496.43 | 83.53
P7UTFTPN | Energy Planning Associates | Envirobrite | FVT43735-[blankSRCHCESSSM]-02 | Indoor Luminaires | Linear Ambient | Direct Linear Ambient Luminaires | Standard | FALSE | [9 empty] | 42734 |  |  | Yes |  | 4.1 | 3580 | 121.9 | 29.38 | 6.74 | 1 | 3495 | 83.4
PZGMWT84 | Energy Planning Associates | Envirobrite | FVT83535-[blankSRCHCESSSM]-02 [120VAC Only] | Indoor Luminaires | Linear Ambient | Direct Linear Ambient Luminaires | Premium | FALSE | [9 empty] | 42734 |  |  | Yes |  | 4.1 | 3430 | 131.7 | 26.04 | 7.63 | 0.99 | 3492 | 83.6
P9NGC9U3 | Energy Planning Associates | Envirobrite | FVT43535-[blankSRCHCESSSM]-02 | Indoor Luminaires | Linear Ambient | Direct Linear Ambient Luminaires | Standard | FALSE | [9 empty] | 42734 |  |  | Yes |  | 4.1 | 3353 | 122.7 | 27.32 | 7.1 | 1 | 3485 | 83.4
PT6SGJ7N | Energy Planning Associates | Envirobrite | FVT43235-[blankSRCHCESSSM]-02 | Indoor Luminaires | Linear Ambient | Direct Linear Ambient Luminaires | Standard | FALSE | [9 empty] | 42734 |  |  | Yes |  | 4.1 | 3082 | 124.6 | 24.74 | 5.84 | 1 | 3481 | 83.4
P1GNG94U | Energy Planning Associates | Envirobrite | FVT42535-[blankSRCHCESSSM]-02 | Indoor Luminaires | Linear Ambient | Direct Linear Ambient Luminaires | Premium | FALSE | [9 empty] | 42734 |  |  | Yes |  | 4.1 | 2361 | 127.1 | 18.57 | 5.18 | 1 | 3477 | 83.5
P26HJ74M | Energy Planning Associates | Envirobrite | FVT42235-[blankSRCHCESSSM]-02 | Indoor Luminaires | Linear Ambient | Direct Linear Ambient Luminaires | Premium | FALSE | [9 empty] | 42734 |  |  | Yes |  | 4.1 | 2195.1 | 131.5 | 16.7 | 5.09 | 1 | 3471 | 83.5
PE9XRNHJ | Beyond Signs Inc. dba Beyond LED Technology | Beyond led technology | BLTLF8FT60W3K | Indoor Luminaires | Linear Ambient | Direct Linear Ambient Luminaires | Standard | TRUE | 6408.47 | 110.19 | 58.16 | 5.91 | 0.943 | 2975 | 81.2 | 5 | 50000 | 42734 | Not Yet Verified | Not Yet Verified | No | Product updated on 08/25/2016 | 3.1 | 6600 | 110 | 60 | 10 | 0.9 | 3000 | 80
PEW7EANZ | Beyond Signs Inc. dba Beyond LED Technology | Beyond led technology | BLTLF8FT44W3K | Indoor Luminaires | Linear Ambient | Direct Linear Ambient Luminaires | Standard | TRUE | 4587.05 | 110.48 | 41.82 | 16.22 | 0.901 | 2934 | 82.7 | 5 | 50000 | 42734 | Not Dimmable | Not Dimmable | No |  | 3.1 | 4840 | 110 | 44 | 20 | 0.9 | 3000 | 80
PCR4P3AP | Beyond Signs Inc. dba Beyond LED Technology | Beyond led technology | BLTLF8FT60W5K | Indoor Luminaires | Linear Ambient | Direct Linear Ambient Luminaires | Standard | FALSE | [9 empty] | 42734 | Not Yet Verified | Not Yet Verified | No | Product updated on 08/25/2016 | 3.1 | 6600 | 110 | 60 | 10 | 0.9 | 5000 | 80
PDVNFTQD | Beyond Signs Inc. dba Beyond LED Technology | Beyond led technology | BLTLF8FT44W5K | Indoor Luminaires | Linear Ambient | Direct Linear Ambient Luminaires | Standard | FALSE | [9 empty] | 42734 | Not Dimmable | Not Dimmable | No |  | 3.1 | 4840 | 110 | 44 | 20 | 0.9 | 5000 | 80
PD3GZVPH | Beyond Signs Inc. dba Beyond LED Technology | Beyond led technology | BLTLF8FT60W45K | Indoor Luminaires | Linear Ambient | Direct Linear Ambient Luminaires | Standard | FALSE | [9 empty] | 42734 | Not Yet Verified | Not Yet Verified | No | Product updated on 08/25/2016 | 3.1 | 6600 | 110 | 60 | 10 | 0.9 | 4500 | 80
PATD7M3K | Beyond Signs Inc. dba Beyond LED Technology | Beyond led technology | BLTLF8FT44W45K | Indoor Luminaires | Linear Ambient | Direct Linear Ambient Luminaires | Standard | FALSE | [9 empty] | 42734 | Not Dimmable | Not Dimmable | No |  | 3.1 | 4840 | 110 | 44 | 20 | 0.9 | 4500 | 80
PV2HE5HD | Beyond Signs Inc. dba Beyond LED Technology | Beyond led technology | BLTLF8FT60W4K | Indoor Luminaires | Linear Ambient | Direct Linear Ambient Luminaires | Standard | FALSE | [9 empty] | 42734 | Not Yet Verified | Not Yet Verified | No | Product updated on 08/25/2016 | 3.1 | 6600 | 110 | 60 | 10 | 0.9 | 4000 | 80
PUB3V5SS | Beyond Signs Inc. dba Beyond LED Technology | Beyond led technology | BLTLF8FT44W4K | Indoor Luminaires | Linear Ambient | Direct Linear Ambient Luminaires | Standard | FALSE | [9 empty] | 42734 | Not Dimmable | Not Dimmable | No |  | 3.1 | 4840 | 110 | 44 | 20 | 0.9 | 4000 | 80
PDCKHT6Q | Beyond Signs Inc. dba Beyond LED Technology | Beyond led technology | BLTLF8FT60W35K | Indoor Luminaires | Linear Ambient | Direct Linear Ambient Luminaires | Standard | FALSE | [9 empty] | 42734 | Not Yet Verified | Not Yet Verified | No | Product updated on 08/25/2016 | 3.1 | 6600 | 110 | 60 | 10 | 0.9 | 3500 | 80
PNX4A7GD | Beyond Signs Inc. dba Beyond LED Technology | Beyond led technology | BLTLF8FT44W35K | Indoor Luminaires | Linear Ambient | Direct Linear Ambient Luminaires | Standard | FALSE | [9 empty] | 42734 | Not Dimmable | Not Dimmable | No |  | 3.1 | 4840 | 110 | 44 | 20 | 0.9 | 3500 | 80
P6SENUNR | McDonald Lighting and Supply | McDonald Lighting | MCD-PS04-40W-27K | Indoor Luminaires | Linear Ambient | Direct Linear Ambient Luminaires | Standard | TRUE | 4155.023 | 102.39 | 40.58 | 15.52 | 0.901 | 2687 | 82.7 | 5 | 50000 | 42734 | Dimmable | Continuous Below 10 | Yes |  | 3.1 | 4000 | 100 | 40 | 19 | 0.9 | 2700 | 80
PP732M66 | McDonald Lighting and Supply | McDonald Lighting | MCD-PS04-40W-5K | Indoor Luminaires | Linear Ambient | Direct Linear Ambient Luminaires | Standard | FALSE | [9 empty] | 42734 | Dimmable | Continuous Below 10 | Yes |  | 3.1 | 4800 | 120 | 40 | 19 | 0.9 | 5000 | 80
PH6TRBF5 | McDonald Lighting and Supply | McDonald Lighting | MCD-PS04-40W-4K | Indoor Luminaires | Linear Ambient | Direct Linear Ambient Luminaires | Standard | FALSE | [9 empty] | 42734 | Dimmable | Continuous Below 10 | Yes |  | 3.1 | 4400 | 110 | 40 | 19 | 0.9 | 4000 | 80
PR7938ZD | McDonald Lighting and Supply | McDonald Lighting | MCD-PS04-40W-3K | Indoor Luminaires | Linear Ambient | Direct Linear Ambient Luminaires | Standard | FALSE | [9 empty] | 42734 | Dimmable | Continuous Below 10 | Yes |  | 3.1 | 4000 | 100 | 40 | 19 | 0.9 | 3000 | 80
PDB6UKGN | NINGBO TOP OPTOELECTRONIC TECHNOLOGY CO.LTD | DP | TOPA220-LED-U-5000K-[blankSensor]-[blankEM] | Indoor Luminaires | Linear Ambient | Direct Linear Ambient Luminaires | Premium | TRUE | 5343.24 | 137.62 | 38.826 | 11.3 | 0.9571 | 5186 | 81.79 | 5 | 50000 | 42733 |  |  | No |  | 4 | 5400 | 135 | 40 | 11.3 | 0.9 | 5000 | 80
PVVY8DMA | NINGBO TOP OPTOELECTRONIC TECHNOLOGY CO.LTD | DP | TOPA220-LED-U-4000K-[blankSensor]-[blankEM] | Indoor Luminaires | Linear Ambient | Direct Linear Ambient Luminaires | Premium | FALSE | [9 empty] | 42733 |  |  | No |  | 4 | 5400 | 135 | 40 | 11.3 | 0.9 | 4000 | 80
PY36FY4A | Kili-LED Lighting Limited | Kili-LED Lighting | VFO040(5000K)[Clear Lens][Non-Dimmable] | Indoor Luminaires | Linear Ambient | Direct Linear Ambient Luminaires | Standard | FALSE | [9 empty] | 42733 |  |  | No |  | 4 | 5000 | 130 | 40 | 13 | 0.9 | 5000 | 84
PRE9DB9R | Kili-LED Lighting Limited | Kili-LED Lighting | VFO040(4500K)[Clear Lens][Non-Dimmable] | Indoor Luminaires | Linear Ambient | Direct Linear Ambient Luminaires | Standard | FALSE | [9 empty] | 42733 |  |  | No |  | 4 | 5000 | 130 | 40 | 13 | 0.9 | 4500 | 84
PPWCCFPZ | Kili-LED Lighting Limited | Kili-LED Lighting | VFO040(4000K)[Clear Lens][Non-Dimmable] | Indoor Luminaires | Linear Ambient | Direct Linear Ambient Luminaires | Standard | FALSE | [9 empty] | 42733 |  |  | No |  | 4 | 5000 | 130 | 40 | 13 | 0.9 | 4000 | 84
P3AZUSUA | GreenTek Energy Systems | GREENTEK | GT-T8-18W1200 BINX FIXTURE (3000K) | Indoor Luminaires | Linear Ambient | Direct Linear Ambient Luminaires | Standard | TRUE | 2338.3 | 123.92 | 18.87 | 17.42 | 0.9082 | 2944 | 81.5 | 5 | 50000 | 42733 | Not Dimmable | Not Dimmable | No |  | 3.1 | 2338.3 | 124 | 18.86 | 20 | 0.9 | 3000 | 82.1
P1VR81AC | GreenTek Energy Systems | GREENTEK | GT-T8-15W1200 BINX FIXTURE (3000K) | Indoor Luminaires | Linear Ambient | Direct Linear Ambient Luminaires | Premium | TRUE | 1931.6 | 131.49 | 14.69 | 19.26 | 0.9053 | 2963 | 82.2 | 5 | 50000 | 42733 | Not Dimmable | Not Dimmable | No |  | 3.1 | 1931.6 | 131.5 | 14.69 | 20 | 0.9 | 3000 | 82.2
PY7C1NSN | GreenTek Energy Systems | GREENTEK | GT-T8-15W1200 BINX FIXTURE (5000K) | Indoor Luminaires | Linear Ambient | Direct Linear Ambient Luminaires | Premium | TRUE | 2084 | 141.58 | 14.72 | 19.19 | 0.9037 | 4956 | 82.1 | 5 | 50000 | 42733 | Not Dimmable | Not Dimmable | No |  | 3.1 | 2084 | 141.5 | 14.7 | 20 | 0.9 | 5000 | 82.1
PU9NMCZW | GreenTek Energy Systems | GREENTEK | GT-T8-44W2400 BINX FIXTURE (5000K) | Indoor Luminaires | Linear Ambient | Direct Linear Ambient Luminaires | Premium | FALSE | [9 empty] | 42733 | Not Dimmable | Not Dimmable | No |  | 3.1 | 5686 | 133 | 42.6 | 20 | 0.9 | 5000 | 82.1
P9K14ZJ1 | GreenTek Energy Systems | GREENTEK | GT-T8-40W2400 BINX FIXTURE (5000K) | Indoor Luminaires | Linear Ambient | Direct Linear Ambient Luminaires | Premium | FALSE | [9 empty] | 42733 | Not Dimmable | Not Dimmable | No |  | 3.1 | 5320 | 133 | 40 | 20 | 0.9 | 5000 | 82.1
PV3A2XJP | GreenTek Energy Systems | GREENTEK | GT-T8-36W2400 BINX FIXTURE (5000K) | Indoor Luminaires | Linear Ambient | Direct Linear Ambient Luminaires | Premium | FALSE | [9 empty] | 42733 | Not Dimmable | Not Dimmable | No |  | 3.1 | 5144 | 133 | 38.6 | 20 | 0.9 | 5000 | 82.1
PYDZFB8G | GreenTek Energy Systems | GREENTEK | GT-T8-30W2400 BINX FIXTURE (5000K) | Indoor Luminaires | Linear Ambient | Direct Linear Ambient Luminaires | Premium | FALSE | [9 empty] | 42733 | Not Dimmable | Not Dimmable | No |  | 3.1 | 4168 | 141.5 | 29.4 | 20 | 0.9 | 5000 | 82.1
PB2UM7RX | GreenTek Energy Systems | GREENTEK | GT-T8-22W1200 BINX FIXTURE (5000K) | Indoor Luminaires | Linear Ambient | Direct Linear Ambient Luminaires | Premium | FALSE | [9 empty] | 42733 | Not Dimmable | Not Dimmable | No |  | 3.1 | 2843 | 133 | 21.3 | 20 | 0.9 | 5000 | 82.1
PDNR3RTD | GreenTek Energy Systems | GREENTEK | GT-T8-20W1200 BINX FIXTURE (5000K) | Indoor Luminaires | Linear Ambient | Direct Linear Ambient Luminaires | Premium | FALSE | [9 empty] | 42733 | Not Dimmable | Not Dimmable | No |  | 3.1 | 2660 | 133 | 20 | 20 | 0.9 | 5000 | 82.1
PA733GVZ | GreenTek Energy Systems | GREENTEK | GT-T8-18W1200 BINX FIXTURE (5000K) | Indoor Luminaires | Linear Ambient | Direct Linear Ambient Luminaires | Premium | FALSE | [9 empty] | 42733 | Not Dimmable | Not Dimmable | No |  | 3.1 | 2572 | 133 | 19.3 | 20 | 0.9 | 5000 | 82.1
PKMEGDHD | GreenTek Energy Systems | GREENTEK | GT-T8-44W2400 BIDX FIXTURE (5000K) | Indoor Luminaires | Linear Ambient | Direct Linear Ambient Luminaires | Premium | FALSE | [9 empty] | 42733 | Dimmable | Continuous Below 10 | No |  | 3.1 | 5686 | 133 | 42.6 | 20 | 0.9 | 5000 | 82.1
P14ZK6CX | GreenTek Energy Systems | GREENTEK | GT-T8-40W2400 BIDX FIXTURE (5000K) | Indoor Luminaires | Linear Ambient | Direct Linear Ambient Luminaires | Premium | FALSE | [9 empty] | 42733 | Dimmable | Continuous Below 10 | No |  | 3.1 | 5320 | 133 | 40 | 20 | 0.9 | 5000 | 82.1
PZE9ZZSM | GreenTek Energy Systems | GREENTEK | GT-T8-36W2400 BIDX FIXTURE (5000K) | Indoor Luminaires | Linear Ambient | Direct Linear Ambient Luminaires | Premium | FALSE | [9 empty] | 42733 | Dimmable | Continuous Below 10 | No |  | 3.1 | 5144 | 133 | 38.6 | 20 | 0.9 | 5000 | 82.1
PNA8ZNGY | GreenTek Energy Systems | GREENTEK | GT-T8-30W2400 BIDX FIXTURE (5000K) | Indoor Luminaires | Linear Ambient | Direct Linear Ambient Luminaires | Premium | FALSE | [9 empty] | 42733 | Dimmable | Continuous Below 10 | No |  | 3.1 | 4168 | 141.5 | 29.4 | 20 | 0.9 | 5000 | 82.1
PW9KCPE5 | GreenTek Energy Systems | GREENTEK | GT-T8-22W1200 BIDX FIXTURE (5000K) | Indoor Luminaires | Linear Ambient | Direct Linear Ambient Luminaires | Premium | FALSE | [9 empty] | 42733 | Dimmable | Continuous Below 10 | No |  | 3.1 | 2843 | 133 | 21.3 | 20 | 0.9 | 5000 | 82.1
PZ6XC8UC | GreenTek Energy Systems | GREENTEK | GT-T8-20W1200 BIDX FIXTURE (5000K) | Indoor Luminaires | Linear Ambient | Direct Linear Ambient Luminaires | Premium | FALSE | [9 empty] | 42733 | Dimmable | Continuous Below 10 | No |  | 3.1 | 2660 | 133 | 20 | 20 | 0.9 | 5000 | 82.1
PX2PUMSM | GreenTek Energy Systems | GREENTEK | GT-T8-18W1200 BIDX FIXTURE (5000K) | Indoor Luminaires | Linear Ambient | Direct Linear Ambient Luminaires | Premium | FALSE | [9 empty] | 42733 | Dimmable | Continuous Below 10 | No |  | 3.1 | 2572 | 133 | 19.3 | 20 | 0.9 | 5000 | 82.1
P5VXRX2C | GreenTek Energy Systems | GREENTEK | GT-T8-15W1200 BIDX FIXTURE (5000K) | Indoor Luminaires | Linear Ambient | Direct Linear Ambient Luminaires | Premium | FALSE | [9 empty] | 42733 | Dimmable | Continuous Below 10 | No |  | 3.1 | 2084 | 141.5 | 14.7 | 20 | 0.9 | 5000 | 82.1
P5CD4BSD | GreenTek Energy Systems | GREENTEK | GT-T8-44W2400 BINX FIXTURE (4500K) | Indoor Luminaires | Linear Ambient | Direct Linear Ambient Luminaires | Premium | FALSE | [9 empty] | 42733 | Not Dimmable | Not Dimmable | No |  | 3.1 | 5686 | 133 | 42.6 | 20 | 0.9 | 4500 | 82.1
PK38MZRF | GreenTek Energy Systems | GREENTEK | GT-T8-40W2400 BINX FIXTURE (4500K) | Indoor Luminaires | Linear Ambient | Direct Linear Ambient Luminaires | Premium | FALSE | [9 empty] | 42733 | Not Dimmable | Not Dimmable | No |  | 3.1 | 5320 | 133 | 40 | 20 | 0.9 | 4500 | 82.1
PQ5M9BF1 | GreenTek Energy Systems | GREENTEK | GT-T8-36W2400 BINX FIXTURE (4500K) | Indoor Luminaires | Linear Ambient | Direct Linear Ambient Luminaires | Premium | FALSE | [9 empty] | 42733 | Not Dimmable | Not Dimmable | No |  | 3.1 | 5144 | 133 | 38.6 | 20 | 0.9 | 4500 | 82.1
PHEH66F6 | GreenTek Energy Systems | GREENTEK | GT-T8-30W2400 BINX FIXTURE (4500K) | Indoor Luminaires | Linear Ambient | Direct Linear Ambient Luminaires | Premium | FALSE | [9 empty] | 42733 | Not Dimmable | Not Dimmable | No |  | 3.1 | 4168 | 141.5 | 29.4 | 20 | 0.9 | 4500 | 82.1
P4P5SZ9D | GreenTek Energy Systems | GREENTEK | GT-T8-22W1200 BINX FIXTURE (4500K) | Indoor Luminaires | Linear Ambient | Direct Linear Ambient Luminaires | Premium | FALSE | [9 empty] | 42733 | Not Dimmable | Not Dimmable | No |  | 3.1 | 2843 | 133 | 21.3 | 20 | 0.9 | 4500 | 82.1
PPF3D7SP | GreenTek Energy Systems | GREENTEK | GT-T8-20W1200 BINX FIXTURE (4500K) | Indoor Luminaires | Linear Ambient | Direct Linear Ambient Luminaires | Premium | FALSE | [9 empty] | 42733 | Not Dimmable | Not Dimmable | No |  | 3.1 | 2660 | 133 | 20 | 20 | 0.9 | 4500 | 82.1
P594MWQK | GreenTek Energy Systems | GREENTEK | GT-T8-18W1200 BINX FIXTURE (4500K) | Indoor Luminaires | Linear Ambient | Direct Linear Ambient Luminaires | Premium | FALSE | [9 empty] | 42733 | Not Dimmable | Not Dimmable | No |  | 3.1 | 2572 | 133 | 19.3 | 20 | 0.9 | 4500 | 82.1
PZHHMJ5E | GreenTek Energy Systems | GREENTEK | GT-T8-15W1200 BINX FIXTURE (4500K) | Indoor Luminaires | Linear Ambient | Direct Linear Ambient Luminaires | Premium | FALSE | [9 empty] | 42733 | Not Dimmable | Not Dimmable | No |  | 3.1 | 2084 | 141.5 | 14.7 | 20 | 0.9 | 4500 | 82.1
PU9354M5 | GreenTek Energy Systems | GREENTEK | GT-T8-44W2400 BIDX FIXTURE (4500K) | Indoor Luminaires | Linear Ambient | Direct Linear Ambient Luminaires | Premium | FALSE | [9 empty] | 42733 | Dimmable | Continuous Below 10 | No |  | 3.1 | 5686 | 133 | 42.6 | 20 | 0.9 | 4500 | 82.1
P8W6GFP1 | GreenTek Energy Systems | GREENTEK | GT-T8-40W2400 BIDX FIXTURE (4500K) | Indoor Luminaires | Linear Ambient | Direct Linear Ambient Luminaires | Premium | FALSE | [9 empty] | 42733 | Dimmable | Continuous Below 10 | No |  | 3.1 | 5320 | 133 | 40 | 20 | 0.9 | 4500 | 82.1
P878GXP8 | GreenTek Energy Systems | GREENTEK | GT-T8-36W2400 BIDX FIXTURE (4500K) | Indoor Luminaires | Linear Ambient | Direct Linear Ambient Luminaires | Premium | FALSE | [9 empty] | 42733 | Dimmable | Continuous Below 10 | No |  | 3.1 | 5144 | 133 | 38.6 | 20 | 0.9 | 4500 | 82.1
P8NKB3SC | GreenTek Energy Systems | GREENTEK | GT-T8-30W2400 BIDX FIXTURE (4500K) | Indoor Luminaires | Linear Ambient | Direct Linear Ambient Luminaires | Premium | FALSE | [9 empty] | 42733 | Dimmable | Continuous Below 10 | No |  | 3.1 | 4168 | 141.5 | 29.4 | 20 | 0.9 | 4500 | 82.1
P9UM6TRH | GreenTek Energy Systems | GREENTEK | GT-T8-22W1200 BIDX FIXTURE (4500K) | Indoor Luminaires | Linear Ambient | Direct Linear Ambient Luminaires | Premium | FALSE | [9 empty] | 42733 | Dimmable | Continuous Below 10 | No |  | 3.1 | 2843 | 133 | 21.3 | 20 | 0.9 | 4500 | 82.1
PX5FB2Q9 | GreenTek Energy Systems | GREENTEK | GT-T8-20W1200 BIDX FIXTURE (4500K) | Indoor Luminaires | Linear Ambient | Direct Linear Ambient Luminaires | Premium | FALSE | [9 empty] | 42733 | Dimmable | Continuous Below 10 | No |  | 3.1 | 2660 | 133 | 20 | 20 | 0.9 | 4500 | 82.1
PB6H6D1D | GreenTek Energy Systems | GREENTEK | GT-T8-18W1200 BIDX FIXTURE (4500K) | Indoor Luminaires | Linear Ambient | Direct Linear Ambient Luminaires | Premium | FALSE | [9 empty] | 42733 | Dimmable | Continuous Below 10 | No |  | 3.1 | 2572 | 133 | 19.3 | 20 | 0.9 | 4500 | 82.1
PFWKYAYC | GreenTek Energy Systems | GREENTEK | GT-T8-15W1200 BIDX FIXTURE (4500K) | Indoor Luminaires | Linear Ambient | Direct Linear Ambient Luminaires | Premium | FALSE | [9 empty] | 42733 | Dimmable | Continuous Below 10 | No |  | 3.1 | 2084 | 141.5 | 14.7 | 20 | 0.9 | 4500 | 82.1
P6R2VR81 | GreenTek Energy Systems | GREENTEK | GT-T8-44W2400 BINX FIXTURE (4000K) | Indoor Luminaires | Linear Ambient | Direct Linear Ambient Luminaires | Standard | FALSE | [9 empty] | 42733 | Not Dimmable | Not Dimmable | No |  | 3.1 | 5576 | 131 | 42.6 | 20 | 0.9 | 4000 | 82.1
PM9VQXPT | GreenTek Energy Systems | GREENTEK | GT-T8-40W2400 BINX FIXTURE (4000K) | Indoor Luminaires | Linear Ambient | Direct Linear Ambient Luminaires | Standard | FALSE | [9 empty] | 42733 | Not Dimmable | Not Dimmable | No |  | 3.1 | 5200 | 130 | 40 | 20 | 0.9 | 4000 | 82.1
P3HTYF9B | GreenTek Energy Systems | GREENTEK | GT-T8-36W2400 BINX FIXTURE (4000K) | Indoor Luminaires | Linear Ambient | Direct Linear Ambient Luminaires | Standard | FALSE | [9 empty] | 42733 | Not Dimmable | Not Dimmable | No |  | 3.1 | 4950 | 130 | 38 | 20 | 0.9 | 4000 | 82.1
PYF9XZ2C | GreenTek Energy Systems | GREENTEK | GT-T8-30W2400 BINX FIXTURE (4000K) | Indoor Luminaires | Linear Ambient | Direct Linear Ambient Luminaires | Premium | FALSE | [9 empty] | 42733 | Not Dimmable | Not Dimmable | No |  | 3.1 | 4150 | 140 | 29.74 | 20 | 0.9 | 4000 | 82.1
P7HUZWHN | GreenTek Energy Systems | GREENTEK | GT-T8-22W1200 BINX FIXTURE (4000K) | Indoor Luminaires | Linear Ambient | Direct Linear Ambient Luminaires | Standard | FALSE | [9 empty] | 42733 | Not Dimmable | Not Dimmable | No |  | 3.1 | 2788 | 131 | 21.3 | 20 | 0.9 | 4000 | 82.1
PCQ8MB1R | GreenTek Energy Systems | GREENTEK | GT-T8-20W1200 BINX FIXTURE (4000K) | Indoor Luminaires | Linear Ambient | Direct Linear Ambient Luminaires | Standard | FALSE | [9 empty] | 42733 | Not Dimmable | Not Dimmable | No |  | 3.1 | 2600 | 130 | 20 | 20 | 0.9 | 4000 | 82.1
P4UJNTW5 | GreenTek Energy Systems | GREENTEK | GT-T8-18W1200 BINX FIXTURE (4000K) | Indoor Luminaires | Linear Ambient | Direct Linear Ambient Luminaires | Standard | FALSE | [9 empty] | 42733 | Not Dimmable | Not Dimmable | No |  | 3.1 | 2475 | 130 | 19 | 20 | 0.9 | 4000 | 82.1
PW4PHCYH | GreenTek Energy Systems | GREENTEK | GT-T8-15W1200 BINX FIXTURE (4000K) | Indoor Luminaires | Linear Ambient | Direct Linear Ambient Luminaires | Premium | FALSE | [9 empty] | 42733 | Not Dimmable | Not Dimmable | No |  | 3.1 | 2075 | 140 | 14.87 | 20 | 0.9 | 4000 | 82.1
PN7ZQD6X | GreenTek Energy Systems | GREENTEK | GT-T8-44W2400 BIDX FIXTURE (4000K) | Indoor Luminaires | Linear Ambient | Direct Linear Ambient Luminaires | Standard | FALSE | [9 empty] | 42733 | Dimmable | Continuous Below 10 | No |  | 3.1 | 5576 | 131 | 42.6 | 20 | 0.9 | 4000 | 82.1
PEQJBD32 | GreenTek Energy Systems | GREENTEK | GT-T8-40W2400 BIDX FIXTURE (4000K) | Indoor Luminaires | Linear Ambient | Direct Linear Ambient Luminaires | Standard | FALSE | [9 empty] | 42733 | Dimmable | Continuous Below 10 | No |  | 3.1 | 5200 | 130 | 40 | 20 | 0.9 | 4000 | 82.1
P2RAFGWA | GreenTek Energy Systems | GREENTEK | GT-T8-36W2400 BIDX FIXTURE (4000K) | Indoor Luminaires | Linear Ambient | Direct Linear Ambient Luminaires | Standard | FALSE | [9 empty] | 42733 | Dimmable | Continuous Below 10 | No |  | 3.1 | 4950 | 130 | 38 | 20 | 0.9 | 4000 | 82.1
P3KRYP2H | GreenTek Energy Systems | GREENTEK | GT-T8-30W2400 BIDX FIXTURE (4000K) | Indoor Luminaires | Linear Ambient | Direct Linear Ambient Luminaires | Premium | FALSE | [9 empty] | 42733 | Dimmable | Continuous Below 10 | No |  | 3.1 | 4150 | 140 | 29.74 | 20 | 0.9 | 4000 | 82.1
PXDNNK16 | GreenTek Energy Systems | GREENTEK | GT-T8-22W1200 BIDX FIXTURE (4000K) | Indoor Luminaires | Linear Ambient | Direct Linear Ambient Luminaires | Standard | FALSE | [9 empty] | 42733 | Dimmable | Continuous Below 10 | No |  | 3.1 | 2788 | 131 | 21.3 | 20 | 0.9 | 4000 | 82.1
PNRGJ166 | GreenTek Energy Systems | GREENTEK | GT-T8-20W1200 BIDX FIXTURE (4000K) | Indoor Luminaires | Linear Ambient | Direct Linear Ambient Luminaires | Standard | FALSE | [9 empty] | 42733 | Dimmable | Continuous Below 10 | No |  | 3.1 | 2600 | 130 | 20 | 20 | 0.9 | 4000 | 82.1
PN4N55T8 | GreenTek Energy Systems | GREENTEK | GT-T8-18W1200 BIDX FIXTURE (4000K) | Indoor Luminaires | Linear Ambient | Direct Linear Ambient Luminaires | Standard | FALSE | [9 empty] | 42733 | Dimmable | Continuous Below 10 | No |  | 3.1 | 2475 | 130 | 19 | 20 | 0.9 | 4000 | 82.1
PBX6939H | GreenTek Energy Systems | GREENTEK | GT-T8-15W1200 BIDX FIXTURE (4000K) | Indoor Luminaires | Linear Ambient | Direct Linear Ambient Luminaires | Premium | FALSE | [9 empty] | 42733 | Dimmable | Continuous Below 10 | No |  | 3.1 | 2075 | 140 | 14.87 | 20 | 0.9 | 4000 | 82.1
PQJZRK45 | GreenTek Energy Systems | GREENTEK | GT-T8-44W2400 BINX FIXTURE (3500K) | Indoor Luminaires | Linear Ambient | Direct Linear Ambient Luminaires | Standard | FALSE | [9 empty] | 42733 | Not Dimmable | Not Dimmable | No |  | 3.1 | 5466 | 128 | 42.6 | 20 | 0.9 | 3500 | 82.1
P1BUT9F3 | GreenTek Energy Systems | GREENTEK | GT-T8-40W2400 BINX FIXTURE (3500K) | Indoor Luminaires | Linear Ambient | Direct Linear Ambient Luminaires | Standard | FALSE | [9 empty] | 42733 | Not Dimmable | Not Dimmable | No |  | 3.1 | 5080 | 127 | 40 | 20 | 0.9 | 3500 | 82.1
PUSE2N85 | GreenTek Energy Systems | GREENTEK | GT-T8-36W2400 BINX FIXTURE (3500K) | Indoor Luminaires | Linear Ambient | Direct Linear Ambient Luminaires | Standard | FALSE | [9 empty] | 42733 | Not Dimmable | Not Dimmable | No |  | 3.1 | 4790 | 127 | 37.72 | 20 | 0.9 | 3500 | 82.1
P1RZE2MP | GreenTek Energy Systems | GREENTEK | GT-T8-30W2400 BINX FIXTURE (3500K) | Indoor Luminaires | Linear Ambient | Direct Linear Ambient Luminaires | Premium | FALSE | [9 empty] | 42733 | Not Dimmable | Not Dimmable | No |  | 3.1 | 4064 | 138 | 29.4 | 20 | 0.9 | 3500 | 82.1
PJPTXA52 | GreenTek Energy Systems | GREENTEK | GT-T8-22W1200 BINX FIXTURE (3500K) | Indoor Luminaires | Linear Ambient | Direct Linear Ambient Luminaires | Standard | FALSE | [9 empty] | 42733 | Not Dimmable | Not Dimmable | No |  | 3.1 | 2733 | 128 | 21.3 | 20 | 0.9 | 3500 | 82.1
PDCMRTRX | GreenTek Energy Systems | GREENTEK | GT-T8-20W1200 BINX FIXTURE (3500K) | Indoor Luminaires | Linear Ambient | Direct Linear Ambient Luminaires | Standard | FALSE | [9 empty] | 42733 | Not Dimmable | Not Dimmable | No |  | 3.1 | 2540 | 127 | 20 | 20 | 0.9 | 3500 | 82.1
PEUUG26F | GreenTek Energy Systems | GREENTEK | GT-T8-18W1200 BINX FIXTURE (3500K) | Indoor Luminaires | Linear Ambient | Direct Linear Ambient Luminaires | Standard | FALSE | [9 empty] | 42733 | Not Dimmable | Not Dimmable | No |  | 3.1 | 2395 | 127 | 18.86 | 20 | 0.9 | 3500 | 82.1
PVKRSZEY | GreenTek Energy Systems | GREENTEK | GT-T8-15W1200 BINX FIXTURE (3500K) | Indoor Luminaires | Linear Ambient | Direct Linear Ambient Luminaires | Premium | FALSE | [9 empty] | 42733 | Not Dimmable | Not Dimmable | No |  | 3.1 | 2032 | 138 | 14.7 | 20 | 0.9 | 3500 | 82.1
PNG15U65 | GreenTek Energy Systems | GREENTEK | GT-T8-44W2400 BIDX FIXTURE (3500K) | Indoor Luminaires | Linear Ambient | Direct Linear Ambient Luminaires | Standard | FALSE | [9 empty] | 42733 | Dimmable | Continuous Below 10 | No |  | 3.1 | 5466 | 128 | 42.6 | 20 | 0.9 | 3500 | 82.1
P5PYXHFN | GreenTek Energy Systems | GREENTEK | GT-T8-40W2400 BIDX FIXTURE (3500K) | Indoor Luminaires | Linear Ambient | Direct Linear Ambient Luminaires | Standard | FALSE | [9 empty] | 42733 | Dimmable | Continuous Below 10 | No |  | 3.1 | 5080 | 127 | 40 | 20 | 0.9 | 3500 | 82.1
P5EKRTGV | GreenTek Energy Systems | GREENTEK | GT-T8-36W2400 BIDX FIXTURE (3500K) | Indoor Luminaires | Linear Ambient | Direct Linear Ambient Luminaires | Standard | FALSE | [9 empty] | 42733 | Dimmable | Continuous Below 10 | No |  | 3.1 | 4790 | 127 | 37.72 | 20 | 0.9 | 3500 | 82.1
PDW21D47 | GreenTek Energy Systems | GREENTEK | GT-T8-30W2400 BIDX FIXTURE (3500K) | Indoor Luminaires | Linear Ambient | Direct Linear Ambient Luminaires | Premium | FALSE | [9 empty] | 42733 | Dimmable | Continuous Below 10 | No |  | 3.1 | 4064 | 138 | 29.4 | 20 | 0.9 | 3500 | 82.1
PSXP2VG3 | GreenTek Energy Systems | GREENTEK | GT-T8-22W1200 BIDX FIXTURE (3500K) | Indoor Luminaires | Linear Ambient | Direct Linear Ambient Luminaires | Standard | FALSE | [9 empty] | 42733 | Dimmable | Continuous Below 10 | No |  | 3.1 | 2733 | 128 | 21.3 | 20 | 0.9 | 3500 | 82.1
P47QWJSU | GreenTek Energy Systems | GREENTEK | GT-T8-20W1200 BIDX FIXTURE (3500K) | Indoor Luminaires | Linear Ambient | Direct Linear Ambient Luminaires | Standard | FALSE | [9 empty] | 42733 | Dimmable | Continuous Below 10 | No |  | 3.1 | 2540 | 127 | 20 | 20 | 0.9 | 3500 | 82.1
PA629E75 | GreenTek Energy Systems | GREENTEK | GT-T8-18W1200 BIDX FIXTURE (3500K) | Indoor Luminaires | Linear Ambient | Direct Linear Ambient Luminaires | Standard | FALSE | [9 empty] | 42733 | Dimmable | Continuous Below 10 | No |  | 3.1 | 2395 | 127 | 18.86 | 20 | 0.9 | 3500 | 82.1
P5P9SWJG | GreenTek Energy Systems | GREENTEK | GT-T8-15W1200 BIDX FIXTURE (3500K) | Indoor Luminaires | Linear Ambient | Direct Linear Ambient Luminaires | Premium | FALSE | [9 empty] | 42733 | Dimmable | Continuous Below 10 | No |  | 3.1 | 2032 | 138 | 14.7 | 20 | 0.9 | 3500 | 82.1
PRDVF78N | GreenTek Energy Systems | GREENTEK | GT-T8-30W2400 BINX FIXTURE (3000K) | Indoor Luminaires | Linear Ambient | Direct Linear Ambient Luminaires | Premium | FALSE | [9 empty] | 42733 | Not Dimmable | Not Dimmable | No |  | 3.1 | 3863.2 | 131.5 | 29.38 | 20 | 0.9 | 3000 | 82.2
PTWDX7KQ | GreenTek Energy Systems | GREENTEK | GT-T8-44W2400 BINX FIXTURE (3000K) | Indoor Luminaires | Linear Ambient | Direct Linear Ambient Luminaires | Standard | FALSE | [9 empty] | 42733 | Not Dimmable | Not Dimmable | No |  | 3.1 | 5283 | 124 | 40 | 20 | 0.9 | 3000 | 82.1
PB2UH6XU | GreenTek Energy Systems | GREENTEK | GT-T8-40W2400 BINX FIXTURE (3000K) | Indoor Luminaires | Linear Ambient | Direct Linear Ambient Luminaires | Standard | FALSE | [9 empty] | 42733 | Not Dimmable | Not Dimmable | No |  | 3.1 | 4960 | 124 | 40 | 20 | 0.9 | 3000 | 82.1
PQ4H7H4E | GreenTek Energy Systems | GREENTEK | GT-T8-36W2400 BINX FIXTURE (3000K) | Indoor Luminaires | Linear Ambient | Direct Linear Ambient Luminaires | Standard | FALSE | [9 empty] | 42733 | Not Dimmable | Not Dimmable | No |  | 3.1 | 4676.6 | 124 | 37.72 | 20 | 0.9 | 3000 | 82.1
PZPQ3WSU | GreenTek Energy Systems | GREENTEK | GT-T8-22W1200 BINX FIXTURE (3000K) | Indoor Luminaires | Linear Ambient | Direct Linear Ambient Luminaires | Standard | FALSE | [9 empty] | 42733 | Not Dimmable | Not Dimmable | No |  | 3.1 | 2641.5 | 124 | 20 | 20 | 0.9 | 3000 | 82.1
PJ4YK8J4 | GreenTek Energy Systems | GREENTEK | GT-T8-20W1200 BINX FIXTURE (3000K) | Indoor Luminaires | Linear Ambient | Direct Linear Ambient Luminaires | Standard | FALSE | [9 empty] | 42733 | Not Dimmable | Not Dimmable | No |  | 3.1 | 2480 | 124 | 20 | 20 | 0.9 | 3000 | 82.1
PA2FP2TJ | GreenTek Energy Systems | GREENTEK | GT-T8-30W2400 BIDX FIXTURE (3000K) | Indoor Luminaires | Linear Ambient | Direct Linear Ambient Luminaires | Premium | FALSE | [9 empty] | 42733 | Dimmable | Continuous Below 10 | No |  | 3.1 | 3863.2 | 131.5 | 29.38 | 20 | 0.9 | 3000 | 82.2
PKNP9XGT | GreenTek Energy Systems | GREENTEK | GT-T8-15W1200 BIDX FIXTURE (3000K) | Indoor Luminaires | Linear Ambient | Direct Linear Ambient Luminaires | Premium | FALSE | [9 empty] | 42733 | Dimmable | Continuous Below 10 | No |  | 3.1 | 1931.6 | 131.5 | 14.69 | 20 | 0.9 | 3000 | 82.2
P3FQFSMU | GreenTek Energy Systems | GREENTEK | GT-T8-44W2400 BIDX FIXTURE (3000K) | Indoor Luminaires | Linear Ambient | Direct Linear Ambient Luminaires | Standard | FALSE | [9 empty] | 42733 | Dimmable | Continuous Below 10 | No |  | 3.1 | 5283 | 124 | 42.6 | 20 | 0.9 | 3000 | 82.1
PZS8M9RH | GreenTek Energy Systems | GREENTEK | GT-T8-40W2400 BIDX FIXTURE (3000K) | Indoor Luminaires | Linear Ambient | Direct Linear Ambient Luminaires | Standard | FALSE | [9 empty] | 42733 | Dimmable | Continuous Below 10 | No |  | 3.1 | 4960 | 124 | 40 | 20 | 0.9 | 3000 | 82.1
PSG1E8CQ | GreenTek Energy Systems | GREENTEK | GT-T8-36W2400 BIDX FIXTURE (3000K) | Indoor Luminaires | Linear Ambient | Direct Linear Ambient Luminaires | Standard | FALSE | [9 empty] | 42733 | Dimmable | Continuous Below 10 | No |  | 3.1 | 4676.6 | 124 | 37.72 | 20 | 0.9 | 3000 | 82.1
PC3REQMP | GreenTek Energy Systems | GREENTEK | GT-T8-22W1200 BIDX FIXTURE (3000K) | Indoor Luminaires | Linear Ambient | Direct Linear Ambient Luminaires | Standard | FALSE | [9 empty] | 42733 | Dimmable | Continuous Below 10 | No |  | 3.1 | 2641.5 | 124 | 21.3 | 20 | 0.9 | 3000 | 82.1
PAZV7JE8 | GreenTek Energy Systems | GREENTEK | GT-T8-20W1200 BIDX FIXTURE (3000K) | Indoor Luminaires | Linear Ambient | Direct Linear Ambient Luminaires | Standard | FALSE | [9 empty] | 42733 | Dimmable | Continuous Below 10 | No |  | 3.1 | 2480 | 124 | 20 | 20 | 0.9 | 3000 | 82.1
PSJQZHXW | GreenTek Energy Systems | GREENTEK | GT-T8-18W1200 BIDX FIXTURE (3000K) | Indoor Luminaires | Linear Ambient | Direct Linear Ambient Luminaires | Standard | FALSE | [9 empty] | 42733 | Dimmable | Continuous Below 10 | No |  | 3.1 | 2338.3 | 124 | 18.86 | 20 | 0.9 | 3000 | 82.1
PFYGEZFE | Emium Lighting LLC | Emium | EL-MC-BA-01-40W-WW35 | Indoor Luminaires | Linear Ambient | Direct Linear Ambient Luminaires | Standard | TRUE | 3932 | 106.47 | 36.93 | 14.8 | 0.971 | 3509 | 81.9 | 5 |  | 42732 |  |  | No | Updated 12/8/2016 | 3.1 | 4200 | 105 | 40 | 15 | 0.9 | 3500 | 80
PAQUS6ZF | Emium Lighting LLC | Emium | EL-MC-BA-01-20W-WW35 | Indoor Luminaires | Linear Ambient | Direct Linear Ambient Luminaires | Standard | TRUE | 2080.18 | 106.7 | 19.5 | 21.36 | 0.9512 | 3491 | 82.2 | 5 |  | 42732 |  |  | No |  | 4 | 2200 | 110 | 20 | 20 | 0.9 | 3500 | 82
PFQX3QJS | Emium Lighting LLC | Emium | EL-MC-TP-03-60W-WW35 | Indoor Luminaires | Linear Ambient | Direct Linear Ambient Luminaires | Standard | TRUE | 6991.44 | 132.39 | 52.81 | 12.3 | 0.917 | 3486 | 81.8 | 5 |  | 42732 |  |  | No | Updated 12/8/2016 | 3.1 | 7000 | 120 | 60 | 15 | 0.9 | 3500 | 80
PHHD4CK7 | Emium Lighting LLC | Emium | EL-MC-BA-01-20W-DW50 | Indoor Luminaires | Linear Ambient | Direct Linear Ambient Luminaires | Standard | FALSE | [9 empty] | 42732 |  |  | No |  | 4 | 2350 | 116 | 20 | 20 | 0.9 | 5000 | 82
PVZGRAE9 | Emium Lighting LLC | Emium | EL-MC-TP-03-60W-DW50 | Indoor Luminaires | Linear Ambient | Direct Linear Ambient Luminaires | Standard | FALSE | [9 empty] | 42732 |  |  | No | Updated 12/8/2016 | 3.1 | 7600 | 126 | 60 | 15 | 0.9 | 5000 | 80
PGZTW912 | Emium Lighting LLC | Emium | EL-MC-BA-01-40W-DW50 | Indoor Luminaires | Linear Ambient | Direct Linear Ambient Luminaires | Standard | FALSE | [9 empty] | 42732 |  |  | No | Updated 12/8/2016 | 3.1 | 4800 | 120 | 40 | 15 | 0.9 | 5000 | 80
PQYFUT2A | Emium Lighting LLC | Emium | EL-MC-BA-01-20W-NW45 | Indoor Luminaires | Linear Ambient | Direct Linear Ambient Luminaires | Standard | FALSE | [9 empty] | 42732 |  |  | No |  | 4 | 2300 | 114 | 20 | 20 | 0.9 | 4500 | 82
P9QKA918 | Emium Lighting LLC | Emium | EL-MC-TP-03-60W-NW45 | Indoor Luminaires | Linear Ambient | Direct Linear Ambient Luminaires | Standard | FALSE | [9 empty] | 42732 |  |  | No | Updated 12/8/2016 | 3.1 | 7400 | 124 | 60 | 15 | 0.9 | 4500 | 80
PJYQXXJ2 | Emium Lighting LLC | Emium | EL-MC-BA-01-40W-NW40 | Indoor Luminaires | Linear Ambient | Direct Linear Ambient Luminaires | Standard | FALSE | [9 empty] | 42732 |  |  | No | Updated 12/8/2016 | 3.1 | 4600 | 115 | 40 | 15 | 0.9 | 4500 | 80
PY6MSCTF | Emium Lighting LLC | Emium | EL-MC-BA-01-20W-NW40 | Indoor Luminaires | Linear Ambient | Direct Linear Ambient Luminaires | Standard | FALSE | [9 empty] | 42732 |  |  | No |  | 4 | 2250 | 112 | 20 | 20 | 0.9 | 4000 | 82
PHDNNNAN | Emium Lighting LLC | Emium | EL-MC-TP-03-60W-NW40 | Indoor Luminaires | Linear Ambient | Direct Linear Ambient Luminaires | Standard | FALSE | [9 empty] | 42732 |  |  | No | Updated 12/8/2016 | 3.1 | 7200 | 122 | 60 | 15 | 0.9 | 4000 | 80
PBY2JT2J | Emium Lighting LLC | Emium | EL-MC-BA-01-40W-NW40 | Indoor Luminaires | Linear Ambient | Direct Linear Ambient Luminaires | Standard | FALSE | [9 empty] | 42732 |  |  | No | Updated 12/8/2016 | 3.1 | 4400 | 110 | 40 | 15 | 0.9 | 4000 | 80
PMD6WSVQ | Bravoled Lighting Manufacturing Co. Ltd. | Bravoled | STP-48-40W-XTTD(3500K) | Indoor Luminaires | Linear Ambient | Direct Linear Ambient Luminaires | Standard | FALSE | [9 empty] | 42731 |  |  | No |  | 4.1 | 4070.791 | 103.688 | 39.26 | 16.1 | 0.934 | 3500 | 83.8
PETEYB1E | T-1 Lighting Inc. | T1 | T1-SLED436-40 | Indoor Luminaires | Linear Ambient | Direct Linear Ambient Luminaires | Premium | TRUE | 4625.4 | 130.9 | 35.34 | 10.64 | 0.961 | 4084 | 82.1 | 5 |  | 42731 | Dimmable | Continuous Below 10 | No |  | 4.1 | 4712 | 130.9 | 36 | 20 | 0.98 | 4000 | 80
PUTB832G | T-1 Lighting Inc. | T1 | T1-WALED440-30 | Indoor Luminaires | Linear Ambient | Direct Linear Ambient Luminaires | Standard | TRUE | 4443.9 | 108.5 | 40.96 | 10.04 | 0.957 | 3091 | 83.1 | 5 |  | 42731 | Dimmable | Continuous Below 10 | No |  | 4 | 4440 | 108.5 | 40 | 20 | 0.98 | 3000 | 80
P4XXAUAT | T-1 Lighting Inc. | T1 | T1-SLED424-40 | Indoor Luminaires | Linear Ambient | Direct Linear Ambient Luminaires | Premium | TRUE | 3263.1 | 137.9 | 23.67 | 11.91 | 0.942 | 4059 | 82.4 | 5 |  | 42731 | Dimmable | Continuous Below 10 | No |  | 4.1 | 3309 | 137.9 | 24 | 20 | 0.98 | 4000 | 80
PHVHU8UV | T-1 Lighting Inc. | T1 | T1-SLED872-50 | Indoor Luminaires | Linear Ambient | Direct Linear Ambient Luminaires | Premium | FALSE | [9 empty] | 42731 | Dimmable | Continuous Below 10 | No |  | 4.1 | 9475 | 131.6 | 72 | 20 | 0.98 | 5000 | 80
PPNG13WH | T-1 Lighting Inc. | T1 | T1-SLED848-50 | Indoor Luminaires | Linear Ambient | Direct Linear Ambient Luminaires | Premium | FALSE | [9 empty] | 42731 | Dimmable | Continuous Below 10 | No |  | 4.1 | 6638 | 138.3 | 48 | 20 | 0.98 | 5000 | 80
PHCD9WH1 | T-1 Lighting Inc. | T1 | T1-SLED436-50 | Indoor Luminaires | Linear Ambient | Direct Linear Ambient Luminaires | Premium | FALSE | [9 empty] | 42731 | Dimmable | Continuous Below 10 | No |  | 4.1 | 4741 | 131.7 | 36 | 20 | 0.98 | 5000 | 80
PNUSJKXS | T-1 Lighting Inc. | T1 | T1-WALED440-50 | Indoor Luminaires | Linear Ambient | Direct Linear Ambient Luminaires | Standard | FALSE | [9 empty] | 42731 | Dimmable | Continuous Below 10 | No |  | 4 | 4540 | 110.9 | 40 | 20 | 0.98 | 5000 | 80
P7ZAN6QV | T-1 Lighting Inc. | T1 | T1-SLED424-50 | Indoor Luminaires | Linear Ambient | Direct Linear Ambient Luminaires | Premium | FALSE | [9 empty] | 42731 | Dimmable | Continuous Below 10 | No |  | 4.1 | 3324 | 138.5 | 24 | 20 | 0.98 | 5000 | 80
P11USM8D | T-1 Lighting Inc. | T1 | T1-SLED872-40 | Indoor Luminaires | Linear Ambient | Direct Linear Ambient Luminaires | Premium | FALSE | [9 empty] | 42731 | Dimmable | Continuous Below 10 | No |  | 4.1 | 9424 | 130.9 | 72 | 20 | 0.98 | 4000 | 80
PZ5QR22W | T-1 Lighting Inc. | T1 | T1-SLED848-40 | Indoor Luminaires | Linear Ambient | Direct Linear Ambient Luminaires | Premium | FALSE | [9 empty] | 42731 | Dimmable | Continuous Below 10 | No |  | 4.1 | 6619 | 137.9 | 48 | 20 | 0.98 | 4000 | 80
PF78HD7T | T-1 Lighting Inc. | T1 | T1-WALED440-40 | Indoor Luminaires | Linear Ambient | Direct Linear Ambient Luminaires | Standard | FALSE | [9 empty] | 42731 | Dimmable | Continuous Below 10 | No |  | 4 | 4510 | 110.2 | 40 | 20 | 0.98 | 4000 | 80
P4V7EX91 | T-1 Lighting Inc. | T1 | T1-WALED440-35 | Indoor Luminaires | Linear Ambient | Direct Linear Ambient Luminaires | Standard | FALSE | [9 empty] | 42731 | Dimmable | Continuous Below 10 | No |  | 4 | 4470 | 109.3 | 40 | 20 | 0.98 | 3500 | 80
PMRWT4ZB | H.E. Williams Inc. | WILLIAMS INDOOR | GA-8-L70/840-N-DIM-UNV | Indoor Luminaires | Linear Ambient | Direct Linear Ambient Luminaires | Standard | TRUE | 6982 | 126.9 | 55.029 | 6.69 | 0.984 | 4050 | 84.89 | 5 | 50000 | 42731 | Dimmable | Continuous Below 10 | No |  | 4 | 6982 | 126.9 | 55.03 | 4.52 | 1 | 4050 | 84.89
P8SX152G | Kimin Electronic Co. Ltd. | LUMITAS | SD8B4815NU50/L9A | Indoor Luminaires | Linear Ambient | Direct Linear Ambient Luminaires | Standard | TRUE | 8820.5 | 112.23 | 78.6 | 9.157 | 0.953 | 5171 | 84.5 | 5 | 50000 | 42731 | Not Dimmable | Not Dimmable | No |  | 4.1 | 8820.5 | 112.23 | 78.6 | 9.16 | 0.95 | 5000 | 84.5
P6P7H3KA | Kimin Electronic Co. Ltd. | LUMITAS | SD4B4808NU50/L10A | Indoor Luminaires | Linear Ambient | Direct Linear Ambient Luminaires | Standard | FALSE | [9 empty] | 42731 | Not Dimmable | Not Dimmable | No |  | 4.1 | 5120.13 | 125.8 | 40.7 | 9.82 | 0.95 | 5000 | 85.7
PVRX4AF8 | ZHANJIANG GENERAL ELECTRIC CORP.LTD. | ZGE | VTPLED-40D-3KMV | Indoor Luminaires | Linear Ambient | Direct Linear Ambient Luminaires | Standard | TRUE | 4235.96 | 121.9 | 34.75 | 9.56 | 0.95 | 2960 | 83.4 | 5 | 50000 | 42731 | Dimmable | Continuous Below 10 | No |  | 4.1 | 4876 | 121.9 | 40 | 8.5 | 0.9 | 3000 | 80
PHTSZSHX | ZHANJIANG GENERAL ELECTRIC CORP.LTD. | ZGE | LCSLED3FT-27D-3KMV | Indoor Luminaires | Linear Ambient | Direct Linear Ambient Luminaires | Standard | TRUE | 3469.2 | 123.24 | 28.15 | 9.85 | 0.949 | 2981 | 84.1 | 5 | 50000 | 42731 | Dimmable | Continuous Below 10 | No |  | 4.1 | 3697 | 123.23 | 30 | 6.5 | 0.9 | 3000 | 80
PQTZFSZH | ZHANJIANG GENERAL ELECTRIC CORP.LTD. | ZGE | LCSLED4FT-40D-3KMV | Indoor Luminaires | Linear Ambient | Direct Linear Ambient Luminaires | Standard | TRUE | 4428.08 | 123.72 | 35.79 | 7.68 | 0.949 | 2962 | 84.1 | 5 | 50000 | 42731 | Dimmable | Continuous Below 10 | No |  | 4.1 | 4949 | 123.73 | 40 | 6.5 | 0.9 | 3000 | 80
P55EVVEG | ZHANJIANG GENERAL ELECTRIC CORP.LTD. | ZGE | CLDLED4FT-42D-3KMV | Indoor Luminaires | Linear Ambient | Direct Linear Ambient Luminaires | Standard | TRUE | 3772.53 | 106.72 | 35.35 | 7.68 | 0.946 | 2915 | 83.7 | 5 | 50000 | 42731 | Dimmable | Continuous Below 10 | No |  | 4.1 | 4269 | 106.73 | 40 | 9.6 | 0.9 | 3000 | 80
PPPDVZYQ | ZHANJIANG GENERAL ELECTRIC CORP.LTD. | ZGE | LCSLED2FT-18D-3KMV | Indoor Luminaires | Linear Ambient | Direct Linear Ambient Luminaires | Standard | TRUE | 2281.85 | 120.22 | 18.98 | 10.56 | 0.911 | 2963 | 83.9 | 5 | 50000 | 42731 | Dimmable | Continuous Below 10 | No |  | 4.1 | 2404 | 120.2 | 20 | 9.1 | 0.9 | 3000 | 80
PWBZ49RQ | ZHANJIANG GENERAL ELECTRIC CORP.LTD. | ZGE | CLDLED4FT-42D-3.5KMV | Indoor Luminaires | Linear Ambient | Direct Linear Ambient Luminaires | Standard | FALSE | [9 empty] | 42731 | Dimmable | Continuous Below 10 | No |  | 4.1 | 4329 | 108.23 | 40 | 9.6 | 0.9 | 3500 | 80
PFXQB2TM | ZHANJIANG GENERAL ELECTRIC CORP.LTD. | ZGE | LCSLED2FT-18D-3.5KMV | Indoor Luminaires | Linear Ambient | Direct Linear Ambient Luminaires | Standard | FALSE | [9 empty] | 42731 | Dimmable | Continuous Below 10 | No |  | 4.1 | 2434 | 121.7 | 20 | 9.1 | 0.9 | 3500 | 80
PYWJJ2AW | ZHANJIANG GENERAL ELECTRIC CORP.LTD. | ZGE | VTPLED-40D-3.5KMV | Indoor Luminaires | Linear Ambient | Direct Linear Ambient Luminaires | Standard | FALSE | [9 empty] | 42731 | Dimmable | Continuous Below 10 | No |  | 4.1 | 4936 | 123.4 | 40 | 8.5 | 0.9 | 3500 | 80
PSSKV2CF | ZHANJIANG GENERAL ELECTRIC CORP.LTD. | ZGE | LCSLED4FT-40D-3.5KMV | Indoor Luminaires | Linear Ambient | Direct Linear Ambient Luminaires | Standard | FALSE | [9 empty] | 42731 | Dimmable | Continuous Below 10 | No |  | 4.1 | 5009 | 125.23 | 40 | 6.5 | 0.9 | 3500 | 80
PJKZ82EB | ZHANJIANG GENERAL ELECTRIC CORP.LTD. | ZGE | LCSLED3FT-27D-3.5KMV | Indoor Luminaires | Linear Ambient | Direct Linear Ambient Luminaires | Standard | FALSE | [9 empty] | 42731 | Dimmable | Continuous Below 10 | No |  | 4.1 | 3742 | 124.73 | 30 | 6.5 | 0.9 | 3500 | 80
PCTV32CT | HongKong Chite trade CO.LTD | LI-TECHBATEC | LT-US-8WL68W2308E-V1 | Indoor Luminaires | Linear Ambient | Direct Linear Ambient Luminaires | Standard | TRUE | 7741 | 115.59 | 66.97 | 16.45 | 0.9261 | 3064 | 83.5 | 5 | 50000 | 42726 |  |  | No |  | 4.1 | 8100 | 119 | 68 | 16.45 | 0.93 | 3000 | 83.5
PEU3EUWE | HongKong Chite trade CO.LTD | LI-TECHBATEC | LT-US-4WL36W2308E-V1 | Indoor Luminaires | Linear Ambient | Direct Linear Ambient Luminaires | Standard | TRUE | 4104.3 | 114.58 | 35.82 | 6.67 | 0.9199 | 3038 | 83.2 | 5 | 50000 | 42726 |  |  | No |  | 4.1 | 4250 | 118 | 36 | 6.67 | 0.92 | 3000 | 83.2
PRMF6XCA | HongKong Chite trade CO.LTD | LI-TECHBATEC | LT-US-8WL68W2508E-V1 | Indoor Luminaires | Linear Ambient | Direct Linear Ambient Luminaires | Standard | FALSE | [9 empty] | 42726 |  |  | No |  | 4.1 | 8100 | 119 | 68 | 16.92 | 0.93 | 5000 | 86.6
P6R4A2UC | HongKong Chite trade CO.LTD | LI-TECHBATEC | LT-US-4WL36W2508E-V1 | Indoor Luminaires | Linear Ambient | Direct Linear Ambient Luminaires | Standard | FALSE | [9 empty] | 42726 |  |  | No |  | 4.1 | 4250 | 118 | 36 | 6.35 | 0.92 | 5000 | 86.4
PK8DJJSY | HongKong Chite trade CO.LTD | LI-TECHBATEC | LT-US-8WL68W2458E-V1 | Indoor Luminaires | Linear Ambient | Direct Linear Ambient Luminaires | Standard | FALSE | [9 empty] | 42726 |  |  | No |  | 4.1 | 8100 | 119 | 68 | 16.45 | 0.93 | 4500 | 83.5
PDH5AJMY | HongKong Chite trade CO.LTD | LI-TECHBATEC | LT-US-4WL36W2458E-V1 | Indoor Luminaires | Linear Ambient | Direct Linear Ambient Luminaires | Standard | FALSE | [9 empty] | 42726 |  |  | No |  | 4.1 | 4250 | 118 | 36 | 6.67 | 0.92 | 4500 | 83.2
PE3CK8UA | HongKong Chite trade CO.LTD | LI-TECHBATEC | LT-US-8WL68W2408E-V1 | Indoor Luminaires | Linear Ambient | Direct Linear Ambient Luminaires | Standard | FALSE | [9 empty] | 42726 |  |  | No |  | 4.1 | 8100 | 119 | 68 | 16.45 | 0.93 | 4000 | 83.5
PC1H48KS | HongKong Chite trade CO.LTD | LI-TECHBATEC | LT-US-4WL36W2408E-V1 | Indoor Luminaires | Linear Ambient | Direct Linear Ambient Luminaires | Standard | FALSE | [9 empty] | 42726 |  |  | No |  | 4.1 | 4250 | 118 | 36 | 6.67 | 0.92 | 4000 | 83.2
PKTYSFJD | HongKong Chite trade CO.LTD | LI-TECHBATEC | LT-US-8WL68W2358E-V1 | Indoor Luminaires | Linear Ambient | Direct Linear Ambient Luminaires | Standard | FALSE | [9 empty] | 42726 |  |  | No |  | 4.1 | 8100 | 119 | 68 | 16.45 | 0.93 | 3500 | 83.5
PU6FFYGF | HongKong Chite trade CO.LTD | LI-TECHBATEC | LT-US-4WL36W2358E-V1 | Indoor Luminaires | Linear Ambient | Direct Linear Ambient Luminaires | Standard | FALSE | [9 empty] | 42726 |  |  | No |  | 4.1 | 4250 | 118 | 36 | 6.67 | 0.92 | 3500 | 83.2
PG6A6HJB | Standard Products Inc. | STANDARD | LSS/8FT/78W/35K/120-277/STD | Indoor Luminaires | Linear Ambient | Direct Linear Ambient Luminaires | Premium | TRUE | 9703.2 | 126.82 | 76.5 | 17.1 | 0.9677 | 3457 | 82.2 | 5 |  | 42726 |  |  | No |  | 4 | 9984 | 128 | 78 | 10 | 0.9 | 3500 | 80
PBGY4ENQ | Standard Products Inc. | STANDARD | LSS/8FT/78W/40K/120-277/STD | Indoor Luminaires | Linear Ambient | Direct Linear Ambient Luminaires | Premium | FALSE | [9 empty] | 42726 |  |  | No |  | 4 | 10140 | 130 | 78 | 10 | 0.9 | 4000 | 80
PHWM1NNH | Standard Products Inc. | STANDARD | LSS/4FT/41W/40K/120-277/STD | Indoor Luminaires | Linear Ambient | Direct Linear Ambient Luminaires | Premium | FALSE | [9 empty] | 42726 |  |  | No |  | 4 | 5330 | 130 | 41 | 10 | 0.9 | 4000 | 80
PHNW12W4 | Bravoled Lighting Manufacturing Co. Ltd. | Bravoled | STP-48-40W-XTTD(3000K) | Indoor Luminaires | Linear Ambient | Direct Linear Ambient Luminaires | Standard | TRUE | 4070.791 | 103.688 | 39.26 | 16.1 | 0.934 | 3142 | 83.8 | 5 | 50000 | 42726 |  |  | No |  | 4.1 | 4070.79 | 103.69 | 39.26 | 16.1 | 0.93 | 3142 | 83.8
PTWZAA79 | Bravoled Lighting Manufacturing Co. Ltd. | Bravoled | STP-48-40W-XTTD(5000K) | Indoor Luminaires | Linear Ambient | Direct Linear Ambient Luminaires | Standard | FALSE | [9 empty] | 42726 |  |  | No |  | 4.1 | 4193.07 | 106.72 | 39.29 | 14.7 | 0.94 | 5076 | 83.4
P92G21W6 | Bravoled Lighting Manufacturing Co. Ltd. | Bravoled | STP-48-40W-XTTD(4000K) | Indoor Luminaires | Linear Ambient | Direct Linear Ambient Luminaires | Standard | FALSE | [9 empty] | 42726 |  |  | No |  | 4.1 | 4070.79 | 103.69 | 39.26 | 16.1 | 0.93 | 4000 | 83.8
P1XT2EH4 | ZHANJIANG GENERAL ELECTRIC CORP.LTD. | ZGE | VTPLED-52D-3KMV | Indoor Luminaires | Linear Ambient | Direct Linear Ambient Luminaires | Standard | TRUE | 6335.32 | 129.32 | 48.99 | 9.7 | 0.969 | 3002 | 83.5 | 5 | 50000 | 42725 | Dimmable | Continuous Below 10 | No |  | 4.1 | 5917 | 118.34 | 50 | 8.76 | 0.9 | 3000 | 80
PVRFMT71 | ZHANJIANG GENERAL ELECTRIC CORP.LTD. | ZGE | WALED4FT-42D-3KMV | Indoor Luminaires | Linear Ambient | Direct Linear Ambient Luminaires | Standard | TRUE | 4495.87 | 125.65 | 35.78 | 7.6 | 0.947 | 3006 | 83.9 | 5 | 50000 | 42725 | Dimmable | Continuous Below 10 | No |  | 4.1 | 4725 | 118.13 | 40 | 6.27 | 0.9 | 3000 | 80
PQNU48YB | ZHANJIANG GENERAL ELECTRIC CORP.LTD. | ZGE | VTPLED-52D-3.5KMV | Indoor Luminaires | Linear Ambient | Direct Linear Ambient Luminaires | Standard | FALSE | [9 empty] | 42725 | Dimmable | Continuous Below 10 | No |  | 4.1 | 5992 | 119.84 | 50 | 8.76 | 0.9 | 3500 | 80
PZMFFWXT | ZHANJIANG GENERAL ELECTRIC CORP.LTD. | ZGE | WALED4FT-42D-3.5KMV | Indoor Luminaires | Linear Ambient | Direct Linear Ambient Luminaires | Standard | FALSE | [9 empty] | 42725 | Dimmable | Continuous Below 10 | No |  | 4.1 | 4785 | 119.63 | 40 | 6.27 | 0.9 | 3500 | 80
P63HDFQ8 | Philips Day-Brite | Philips Day Brite | FSI440L850-UNV-(DIMXDIM)-(_LSXR10 DAYOCC) | Indoor Luminaires | Linear Ambient | Direct Linear Ambient Luminaires | Standard | TRUE | 4120.4 | 133.35 | 30.9 | 22.2 | 0.942 | 5147 | 82.899 | 5 | 50000 | 42725 | Dimmable | Continuous Above 10 | Yes |  | 4.1 | 3997 | 117.6 | 34 | 20 | 0.9 | 5000 | 80
P9ZPQYYS | Philips Day-Brite | Philips Day Brite | FSI440L835-(UNV347)-DIM-EMLED | Indoor Luminaires | Linear Ambient | Direct Linear Ambient Luminaires | Standard | TRUE | 3942 | 108.3 | 36.4 | 22.2 | 0.942 | 3408 | 82.5013 | 5 | 50000 | 42725 | Dimmable | Continuous Above 10 | No |  | 4.1 | 3880 | 104.9 | 37 | 20 | 0.9 | 3500 | 80
P8CFP3F3 | Philips Day-Brite | Philips Day Brite | FSI440L830-UNV-DIM-EMLED | Indoor Luminaires | Linear Ambient | Direct Linear Ambient Luminaires | Standard | TRUE | 3767.5 | 112.46 | 33.5 | 22.2 | 0.942 | 3018 | 81.7781 | 5 | 50000 | 42725 | Dimmable | Continuous Above 10 | No |  | 4.1 | 3767 | 107.6 | 35 | 20 | 0.9 | 3000 | 80
PSKDENSN | Philips Day-Brite | Philips Day Brite | FSI455L830-UNV-(DIMXDIMSDIM)-(_LSXR10 DAYOCC) | Indoor Luminaires | Linear Ambient | Direct Linear Ambient Luminaires | Standard | FALSE | [9 empty] | 42725 | Dimmable | Stepped | Yes |  | 4.1 | 5533 | 120.3 | 46 | 20 | 0.9 | 3000 | 80
PN758C9E | Philips Day-Brite | Philips Day Brite | FSI8110L850-UNV-(DIMXDIMSDIM)-(_LSXR10 DAYOCC) | Indoor Luminaires | Linear Ambient | Direct Linear Ambient Luminaires | Standard | FALSE | [9 empty] | 42725 | Dimmable | Stepped | Yes |  | 4.1 | 11764 | 127.9 | 92 | 20 | 0.9 | 5000 | 80
P8EDST4Y | Philips Day-Brite | Philips Day Brite | FSI455L850-UNV-(DIMXDIMSDIM)-(_LSXR10 DAYOCC) | Indoor Luminaires | Linear Ambient | Direct Linear Ambient Luminaires | Standard | FALSE | [9 empty] | 42725 | Dimmable | Stepped | Yes |  | 4.1 | 5882 | 127.9 | 46 | 20 | 0.9 | 5000 | 80
PV33UJ3N | Philips Day-Brite | Philips Day Brite | FSI8140L850-347-DIM-(_LSXR10 DAYOCC) | Indoor Luminaires | Linear Ambient | Direct Linear Ambient Luminaires | Standard | FALSE | [9 empty] | 42725 | Dimmable | Continuous Above 10 | Yes |  | 4.1 | 14744 | 115.2 | 128 | 20 | 0.9 | 5000 | 80
PFRF73CS | Philips Day-Brite | Philips Day Brite | FSI8140L850-UNV-DIM-(_LSXR10 DAYOCC) | Indoor Luminaires | Linear Ambient | Direct Linear Ambient Luminaires | Standard | FALSE | [9 empty] | 42725 | Dimmable | Continuous Above 10 | Yes |  | 4.1 | 14744 | 123.7 | 119.2 | 20 | 0.9 | 5000 | 80
P8UVE6KT | Philips Day-Brite | Philips Day Brite | FSI8110L850-347-(DIMXDIM)-(_LSXR10 DAYOCC) | Indoor Luminaires | Linear Ambient | Direct Linear Ambient Luminaires | Standard | FALSE | [9 empty] | 42725 | Dimmable | Continuous Above 10 | Yes |  | 4.1 | 11764 | 121.5 | 96.8 | 20 | 0.9 | 5000 | 80
PZ8NKAYW | Philips Day-Brite | Philips Day Brite | FSI880L850-UNV-(DIMXDIM)-(_LSXR10 DAYOCC) | Indoor Luminaires | Linear Ambient | Direct Linear Ambient Luminaires | Standard | FALSE | [9 empty] | 42725 | Dimmable | Continuous Above 10 | Yes |  | 4.1 | 7994 | 117.6 | 68 | 20 | 0.9 | 5000 | 80
P8DTAX2P | Philips Day-Brite | Philips Day Brite | FSI880L850-347-(DIMXDIM)-(_LSXR10 DAYOCC) | Indoor Luminaires | Linear Ambient | Direct Linear Ambient Luminaires | Standard | FALSE | [9 empty] | 42725 | Dimmable | Continuous Above 10 | Yes |  | 4.1 | 7994 | 114.9 | 69.6 | 20 | 0.9 | 5000 | 80
PVRY7C2G | Philips Day-Brite | Philips Day Brite | FSI470L850-UNV-DIM-(_LSXR10 DAYOCC) | Indoor Luminaires | Linear Ambient | Direct Linear Ambient Luminaires | Standard | FALSE | [9 empty] | 42725 | Dimmable | Continuous Above 10 | Yes |  | 4.1 | 7372 | 123.7 | 59.6 | 20 | 0.9 | 5000 | 80
PF8MHSGE | Philips Day-Brite | Philips Day Brite | FSI470L850-347-DIM-(_LSXR10 DAYOCC) | Indoor Luminaires | Linear Ambient | Direct Linear Ambient Luminaires | Standard | FALSE | [9 empty] | 42725 | Dimmable | Continuous Above 10 | Yes |  | 4.1 | 7372 | 115.2 | 64 | 20 | 0.9 | 5000 | 80
PQDY4NBT | Philips Day-Brite | Philips Day Brite | FSI455L850-347-(DIMXDIM)-(_LSXR10 DAYOCC) | Indoor Luminaires | Linear Ambient | Direct Linear Ambient Luminaires | Standard | FALSE | [9 empty] | 42725 | Dimmable | Continuous Above 10 | Yes |  | 4.1 | 5882 | 121.5 | 48.4 | 20 | 0.9 | 5000 | 80
PP28DSMC | Philips Day-Brite | Philips Day Brite | FSI440L850-347-(DIMXDIM)-(_LSXR10 DAYOCC) | Indoor Luminaires | Linear Ambient | Direct Linear Ambient Luminaires | Standard | FALSE | [9 empty] | 42725 | Dimmable | Continuous Above 10 | Yes |  | 4.1 | 3997 | 114.9 | 34.8 | 20 | 0.9 | 5000 | 80
PYD2GYTJ | Philips Day-Brite | Philips Day Brite | FSI8140L850-UNV-DIM-EMLED | Indoor Luminaires | Linear Ambient | Direct Linear Ambient Luminaires | Standard | FALSE | [9 empty] | 42725 | Dimmable | Continuous Above 10 | No |  | 4.1 | 14744 | 116.6 | 126.4 | 20 | 0.9 | 5000 | 80
PK8MD7PD | Philips Day-Brite | Philips Day Brite | FSI8110L850-(UNV347)-DIM-EMLED | Indoor Luminaires | Linear Ambient | Direct Linear Ambient Luminaires | Standard | FALSE | [9 empty] | 42725 | Dimmable | Continuous Above 10 | No |  | 4.1 | 11764 | 113.6 | 103.6 | 20 | 0.9 | 5000 | 80
PY77MAAY | Philips Day-Brite | Philips Day Brite | FSI880L850-(UNV347)-DIM-EMLED | Indoor Luminaires | Linear Ambient | Direct Linear Ambient Luminaires | Standard | FALSE | [9 empty] | 42725 | Dimmable | Continuous Above 10 | No |  | 4.1 | 7994 | 108 | 74 | 20 | 0.9 | 5000 | 80
PB96ET72 | Philips Day-Brite | Philips Day Brite | FSI470L850-UNV-DIM-EMLED | Indoor Luminaires | Linear Ambient | Direct Linear Ambient Luminaires | Standard | FALSE | [9 empty] | 42725 | Dimmable | Continuous Above 10 | No |  | 4.1 | 7372 | 116.6 | 63.2 | 20 | 0.9 | 5000 | 80
PWJKMHWN | Philips Day-Brite | Philips Day Brite | FSI455L850-(UNV347)-DIM-EMLED | Indoor Luminaires | Linear Ambient | Direct Linear Ambient Luminaires | Standard | FALSE | [9 empty] | 42725 | Dimmable | Continuous Above 10 | No |  | 4.1 | 5882 | 113.6 | 51.8 | 20 | 0.9 | 5000 | 80
PSNPNAW4 | Philips Day-Brite | Philips Day Brite | FSI440L850-(UNV347)-DIM-EMLED | Indoor Luminaires | Linear Ambient | Direct Linear Ambient Luminaires | Standard | FALSE | [9 empty] | 42725 | Dimmable | Continuous Above 10 | No |  | 4.1 | 3997 | 108 | 37 | 20 | 0.9 | 5000 | 80
P8HNNYDC | Philips Day-Brite | Philips Day Brite | FSI8110L840-UNV-(DIMXDIMSDIM)-(_LSXR10 DAYOCC) | Indoor Luminaires | Linear Ambient | Direct Linear Ambient Luminaires | Standard | FALSE | [9 empty] | 42725 | Dimmable | Stepped | Yes |  | 4.1 | 11648 | 126.6 | 92 | 20 | 0.9 | 4000 | 80
PP13TCMP | Philips Day-Brite | Philips Day Brite | FSI455L840-UNV-(DIMXDIMSDIM)-(_LSXR10 DAYOCC) | Indoor Luminaires | Linear Ambient | Direct Linear Ambient Luminaires | Standard | FALSE | [9 empty] | 42725 | Dimmable | Stepped | Yes |  | 4.1 | 5824 | 126.6 | 46 | 20 | 0.9 | 4000 | 80
PR6S3RPY | Philips Day-Brite | Philips Day Brite | FSI8140L840-347-DIM-(_LSXR10 DAYOCC) | Indoor Luminaires | Linear Ambient | Direct Linear Ambient Luminaires | Standard | FALSE | [9 empty] | 42725 | Dimmable | Continuous Above 10 | Yes |  | 4.1 | 14598 | 114 | 128 | 20 | 0.9 | 4000 | 80
P4R6ZT79 | Philips Day-Brite | Philips Day Brite | FSI8140L840-UNV-DIM-(_LSXR10 DAYOCC) | Indoor Luminaires | Linear Ambient | Direct Linear Ambient Luminaires | Standard | FALSE | [9 empty] | 42725 | Dimmable | Continuous Above 10 | Yes |  | 4.1 | 14598 | 122.5 | 119.2 | 20 | 0.9 | 4000 | 80
PY1ZENAE | Philips Day-Brite | Philips Day Brite | FSI8110L840-347-(DIMXDIM)-(_LSXR10 DAYOCC) | Indoor Luminaires | Linear Ambient | Direct Linear Ambient Luminaires | Standard | FALSE | [9 empty] | 42725 | Dimmable | Continuous Above 10 | Yes |  | 4.1 | 11648 | 120.3 | 96.8 | 20 | 0.9 | 4000 | 80
PDN2ZJ6R | Philips Day-Brite | Philips Day Brite | FSI880L840-UNV-(DIMXDIM)-(_LSXR10 DAYOCC) | Indoor Luminaires | Linear Ambient | Direct Linear Ambient Luminaires | Standard | FALSE | [9 empty] | 42725 | Dimmable | Continuous Above 10 | Yes |  | 4.1 | 7915 | 116.4 | 68 | 20 | 0.9 | 4000 | 80
P8XQX8Q1 | Philips Day-Brite | Philips Day Brite | FSI880L840-347-(DIMXDIM)-(_LSXR10 DAYOCC) | Indoor Luminaires | Linear Ambient | Direct Linear Ambient Luminaires | Standard | FALSE | [9 empty] | 42725 | Dimmable | Continuous Above 10 | Yes |  | 4.1 | 7915 | 113.7 | 69.6 | 20 | 0.9 | 4000 | 80
PUHRXQWQ | Philips Day-Brite | Philips Day Brite | FSI470L840-347-DIM-(_LSXR10 DAYOCC) | Indoor Luminaires | Linear Ambient | Direct Linear Ambient Luminaires | Standard | FALSE | [9 empty] | 42725 | Dimmable | Continuous Above 10 | Yes |  | 4.1 | 7299 | 114 | 64 | 20 | 0.9 | 4000 | 80
PEPHGRW8 | Philips Day-Brite | Philips Day Brite | FSI470L840-UNV-DIM-(_LSXR10 DAYOCC) | Indoor Luminaires | Linear Ambient | Direct Linear Ambient Luminaires | Standard | FALSE | [9 empty] | 42725 | Dimmable | Continuous Above 10 | Yes |  | 4.1 | 7299 | 122.5 | 59.6 | 20 | 0.9 | 4000 | 80
PXQRUNP6 | Philips Day-Brite | Philips Day Brite | FSI455L840-347-(DIMXDIM)-(_LSXR10 DAYOCC) | Indoor Luminaires | Linear Ambient | Direct Linear Ambient Luminaires | Standard | FALSE | [9 empty] | 42725 | Dimmable | Continuous Above 10 | Yes |  | 4.1 | 5824 | 120.3 | 48.4 | 20 | 0.9 | 4000 | 80
PHNTFNZP | Philips Day-Brite | Philips Day Brite | FSI440L840-UNV-(DIMXDIM)-(_LSXR10 DAYOCC) | Indoor Luminaires | Linear Ambient | Direct Linear Ambient Luminaires | Standard | FALSE | [9 empty] | 42725 | Dimmable | Continuous Above 10 | Yes |  | 4.1 | 3958 | 116.4 | 34 | 20 | 0.9 | 4000 | 80
PE8C9SXB | Philips Day-Brite | Philips Day Brite | FSI440L840-347-(DIMXDIM)-(_LSXR10 DAYOCC) | Indoor Luminaires | Linear Ambient | Direct Linear Ambient Luminaires | Standard | FALSE | [9 empty] | 42725 | Dimmable | Continuous Above 10 | Yes |  | 4.1 | 3958 | 113.7 | 34.8 | 20 | 0.9 | 4000 | 80
P895S48K | Philips Day-Brite | Philips Day Brite | FSI8140L840-UNV-DIM-EMLED | Indoor Luminaires | Linear Ambient | Direct Linear Ambient Luminaires | Standard | FALSE | [9 empty] | 42725 | Dimmable | Continuous Above 10 | No |  | 4.1 | 14598 | 115.5 | 126.4 | 20 | 0.9 | 4000 | 80
P3Y53AXC | Philips Day-Brite | Philips Day Brite | FSI8110L840-(UNV347)-DIM-EMLED | Indoor Luminaires | Linear Ambient | Direct Linear Ambient Luminaires | Standard | FALSE | [9 empty] | 42725 | Dimmable | Continuous Above 10 | No |  | 4.1 | 11648 | 112.4 | 103.6 | 20 | 0.9 | 4000 | 80
P892WJN1 | Philips Day-Brite | Philips Day Brite | FSI880L840-(UNV347)-DIM-EMLED | Indoor Luminaires | Linear Ambient | Direct Linear Ambient Luminaires | Standard | FALSE | [9 empty] | 42725 | Dimmable | Continuous Above 10 | No |  | 4.1 | 7915 | 107 | 74 | 20 | 0.9 | 4000 | 80
PR9CDGE9 | Philips Day-Brite | Philips Day Brite | FSI470L840-UNV-DIM-EMLED | Indoor Luminaires | Linear Ambient | Direct Linear Ambient Luminaires | Standard | FALSE | [9 empty] | 42725 | Dimmable | Continuous Above 10 | No |  | 4.1 | 7299 | 115.5 | 63.2 | 20 | 0.9 | 4000 | 80
PPED8S4H | Philips Day-Brite | Philips Day Brite | FSI455L840-(UNV347)-DIM-EMLED | Indoor Luminaires | Linear Ambient | Direct Linear Ambient Luminaires | Standard | FALSE | [9 empty] | 42725 | Dimmable | Continuous Above 10 | No |  | 4.1 | 5824 | 112.4 | 51.8 | 20 | 0.9 | 4000 | 80
PDGCKUK9 | Philips Day-Brite | Philips Day Brite | FSI440L840-(UNV347)-DIM-EMLED | Indoor Luminaires | Linear Ambient | Direct Linear Ambient Luminaires | Standard | FALSE | [9 empty] | 42725 | Dimmable | Continuous Above 10 | No |  | 4.1 | 3958 | 107 | 37 | 20 | 0.9 | 4000 | 80
PRTKZ3AR | Philips Day-Brite | Philips Day Brite | FSI8110L835-UNV-(DIMXDIMSDIM)-(_LSXR10 DAYOCC) | Indoor Luminaires | Linear Ambient | Direct Linear Ambient Luminaires | Standard | FALSE | [9 empty] | 42725 | Dimmable | Stepped | Yes |  | 4.1 | 11415 | 124.1 | 92 | 20 | 0.9 | 3500 | 80
PS49D5Z7 | Philips Day-Brite | Philips Day Brite | FSI455L835-UNV-(DIMXDIMSDIM)-(_LSXR10 DAYOCC) | Indoor Luminaires | Linear Ambient | Direct Linear Ambient Luminaires | Standard | FALSE | [9 empty] | 42725 | Dimmable | Stepped | Yes |  | 4.1 | 5708 | 124.1 | 46 | 20 | 0.9 | 3500 | 80
PFD9S1WT | Philips Day-Brite | Philips Day Brite | FSI8140L835-UNV-DIM-(_LSXR10 DAYOCC) | Indoor Luminaires | Linear Ambient | Direct Linear Ambient Luminaires | Standard | FALSE | [9 empty] | 42725 | Dimmable | Continuous Above 10 | Yes |  | 4.1 | 14306 | 120 | 119.2 | 20 | 0.9 | 3500 | 80
P1UZCJ8T | Philips Day-Brite | Philips Day Brite | FSI8140L835-347-DIM-(_LSXR10 DAYOCC) | Indoor Luminaires | Linear Ambient | Direct Linear Ambient Luminaires | Standard | FALSE | [9 empty] | 42725 | Dimmable | Continuous Above 10 | Yes |  | 4.1 | 14306 | 111.8 | 128 | 20 | 0.9 | 3500 | 80
P2W3DZJV | Philips Day-Brite | Philips Day Brite | FSI8110L835-347-(DIMXDIM)-(_LSXR10 DAYOCC) | Indoor Luminaires | Linear Ambient | Direct Linear Ambient Luminaires | Standard | FALSE | [9 empty] | 42725 | Dimmable | Continuous Above 10 | Yes |  | 4.1 | 11415 | 117.9 | 96.8 | 20 | 0.9 | 3500 | 80
PJP34FP7 | Philips Day-Brite | Philips Day Brite | FSI880L835-347-(DIMXDIM)-(_LSXR10 DAYOCC) | Indoor Luminaires | Linear Ambient | Direct Linear Ambient Luminaires | Standard | FALSE | [9 empty] | 42725 | Dimmable | Continuous Above 10 | Yes |  | 4.1 | 7760 | 111.5 | 69.6 | 20 | 0.9 | 3500 | 80
P4PNXWRH | Philips Day-Brite | Philips Day Brite | FSI880L835-UNV-(DIMXDIM)-(_LSXR10 DAYOCC) | Indoor Luminaires | Linear Ambient | Direct Linear Ambient Luminaires | Standard | FALSE | [9 empty] | 42725 | Dimmable | Continuous Above 10 | Yes |  | 4.1 | 7760 | 114.1 | 68 | 20 | 0.9 | 3500 | 80
PTP9VS3E | Philips Day-Brite | Philips Day Brite | FSI470L835-347-DIM-(_LSXR10 DAYOCC) | Indoor Luminaires | Linear Ambient | Direct Linear Ambient Luminaires | Standard | FALSE | [9 empty] | 42725 | Dimmable | Continuous Above 10 | Yes |  | 4.1 | 7153 | 111.8 | 64 | 20 | 0.9 | 3500 | 80
P26YE4MX | Philips Day-Brite | Philips Day Brite | FSI470L835-UNV-DIM-(_LSXR10 DAYOCC) | Indoor Luminaires | Linear Ambient | Direct Linear Ambient Luminaires | Standard | FALSE | [9 empty] | 42725 | Dimmable | Continuous Above 10 | Yes |  | 4.1 | 7153 | 120 | 59.6 | 20 | 0.9 | 3500 | 80
PXHAVHHW | Philips Day-Brite | Philips Day Brite | FSI455L835-347-(DIMXDIM)-(_LSXR10 DAYOCC) | Indoor Luminaires | Linear Ambient | Direct Linear Ambient Luminaires | Standard | FALSE | [9 empty] | 42725 | Dimmable | Continuous Above 10 | Yes |  | 4.1 | 5708 | 117.9 | 48.4 | 20 | 0.9 | 3500 | 80
PK46UZZA | Philips Day-Brite | Philips Day Brite | FSI440L835-UNV-(DIMXDIM)-(_LSXR10 DAYOCC) | Indoor Luminaires | Linear Ambient | Direct Linear Ambient Luminaires | Standard | FALSE | [9 empty] | 42725 | Dimmable | Continuous Above 10 | Yes |  | 4.1 | 3880 | 114.1 | 34 | 20 | 0.9 | 3500 | 80
P935CTTJ | Philips Day-Brite | Philips Day Brite | FSI440L835-347-(DIMXDIM)-(_LSXR10 DAYOCC) | Indoor Luminaires | Linear Ambient | Direct Linear Ambient Luminaires | Standard | FALSE | [9 empty] | 42725 | Dimmable | Continuous Above 10 | Yes |  | 4.1 | 3880 | 111.5 | 34.8 | 20 | 0.9 | 3500 | 80
P46W4UY7 | Philips Day-Brite | Philips Day Brite | FSI8140L835-UNV-DIM-EMLED | Indoor Luminaires | Linear Ambient | Direct Linear Ambient Luminaires | Standard | FALSE | [9 empty] | 42725 | Dimmable | Continuous Above 10 | No |  | 4.1 | 14306 | 113.2 | 126.4 | 20 | 0.9 | 3500 | 80
PJZV7J34 | Philips Day-Brite | Philips Day Brite | FSI8110L835-(UNV347)-DIM-EMLED | Indoor Luminaires | Linear Ambient | Direct Linear Ambient Luminaires | Standard | FALSE | [9 empty] | 42725 | Dimmable | Continuous Above 10 | No |  | 4.1 | 11415 | 110.2 | 103.6 | 20 | 0.9 | 3500 | 80
PC4JX16Z | Philips Day-Brite | Philips Day Brite | FSI880L835-(UNV347)-DIM-EMLED | Indoor Luminaires | Linear Ambient | Direct Linear Ambient Luminaires | Standard | FALSE | [9 empty] | 42725 | Dimmable | Continuous Above 10 | No |  | 4.1 | 7760 | 104.9 | 74 | 20 | 0.9 | 3500 | 80
PC5RZK6P | Philips Day-Brite | Philips Day Brite | FSI470L835-UNV-DIM-EMLED | Indoor Luminaires | Linear Ambient | Direct Linear Ambient Luminaires | Standard | FALSE | [9 empty] | 42725 | Dimmable | Continuous Above 10 | No |  | 4.1 | 7153 | 113.2 | 63.2 | 20 | 0.9 | 3500 | 80
PF95BN4Z | Philips Day-Brite | Philips Day Brite | FSI455L835-(UNV347)-DIM-EMLED | Indoor Luminaires | Linear Ambient | Direct Linear Ambient Luminaires | Standard | FALSE | [9 empty] | 42725 | Dimmable | Continuous Above 10 | No |  | 4.1 | 5708 | 110.2 | 51.8 | 20 | 0.9 | 3500 | 80
PVK9VVAD | Philips Day-Brite | Philips Day Brite | FSI8110L830-UNV-(DIMXDIMSDIM)-(_LSXR10 DAYOCC) | Indoor Luminaires | Linear Ambient | Direct Linear Ambient Luminaires | Standard | FALSE | [9 empty] | 42725 | Dimmable | Stepped | Yes |  | 4.1 | 11066 | 120.3 | 92 | 20 | 0.9 | 3000 | 80
PAZEJF2V | Philips Day-Brite | Philips Day Brite | FSI8140L830-347-DIM-(_LSXR10 DAYOCC) | Indoor Luminaires | Linear Ambient | Direct Linear Ambient Luminaires | Standard | FALSE | [9 empty] | 42725 | Dimmable | Continuous Above 10 | Yes |  | 4.1 | 13868 | 108.3 | 128 | 20 | 0.9 | 3000 | 80
P5C8MHRR | Philips Day-Brite | Philips Day Brite | FSI8140L830-UNV-DIM-(_LSXR10 DAYOCC) | Indoor Luminaires | Linear Ambient | Direct Linear Ambient Luminaires | Standard | FALSE | [9 empty] | 42725 | Dimmable | Continuous Above 10 | Yes |  | 4.1 | 13868 | 116.3 | 119.2 | 20 | 0.9 | 3000 | 80
P59Z9XMV | Philips Day-Brite | Philips Day Brite | FSI8110L830-347-(DIMXDIM)-(_LSXR10 DAYOCC) | Indoor Luminaires | Linear Ambient | Direct Linear Ambient Luminaires | Standard | FALSE | [9 empty] | 42725 | Dimmable | Continuous Above 10 | Yes |  | 4.1 | 11066 | 114.3 | 96.8 | 20 | 0.9 | 3000 | 80
PU32QDVY | Philips Day-Brite | Philips Day Brite | FSI880L830-347-(DIMXDIM)-(_LSXR10 DAYOCC) | Indoor Luminaires | Linear Ambient | Direct Linear Ambient Luminaires | Standard | FALSE | [9 empty] | 42725 | Dimmable | Continuous Above 10 | Yes |  | 4.1 | 7534 | 108.2 | 69.6 | 20 | 0.9 | 3000 | 80
PRHFHTG2 | Philips Day-Brite | Philips Day Brite | FSI880L830-UNV-(DIMXDIM)-(_LSXR10 DAYOCC) | Indoor Luminaires | Linear Ambient | Direct Linear Ambient Luminaires | Standard | FALSE | [9 empty] | 42725 | Dimmable | Continuous Above 10 | Yes |  | 4.1 | 7534 | 110.8 | 68 | 20 | 0.9 | 3000 | 80
PTCDBFR4 | Philips Day-Brite | Philips Day Brite | FSI470L830-347-DIM-(_LSXR10 DAYOCC) | Indoor Luminaires | Linear Ambient | Direct Linear Ambient Luminaires | Standard | FALSE | [9 empty] | 42725 | Dimmable | Continuous Above 10 | Yes |  | 4.1 | 6934 | 108.3 | 64 | 20 | 0.9 | 3000 | 80
P1EAD6FA | Philips Day-Brite | Philips Day Brite | FSI470L830-UNV-DIM-(_LSXR10 DAYOCC) | Indoor Luminaires | Linear Ambient | Direct Linear Ambient Luminaires | Standard | FALSE | [9 empty] | 42725 | Dimmable | Continuous Above 10 | Yes |  | 4.1 | 6934 | 116.3 | 59.6 | 20 | 0.9 | 3000 | 80
PUKCFJR2 | Philips Day-Brite | Philips Day Brite | FSI455L830-347-(DIMXDIM)-(_LSXR10 DAYOCC) | Indoor Luminaires | Linear Ambient | Direct Linear Ambient Luminaires | Standard | FALSE | [9 empty] | 42725 | Dimmable | Continuous Above 10 | Yes |  | 4.1 | 5533 | 114.3 | 48.4 | 20 | 0.9 | 3000 | 80
PN8DXAHM | Philips Day-Brite | Philips Day Brite | FSI440L830-UNV-(DIMXDIM)-(_LSXR10 DAYOCC) | Indoor Luminaires | Linear Ambient | Direct Linear Ambient Luminaires | Standard | FALSE | [9 empty] | 42725 | Dimmable | Continuous Above 10 | Yes |  | 4.1 | 3767 | 110.8 | 34 | 20 | 0.9 | 3000 | 80
P9YXKWZZ | Philips Day-Brite | Philips Day Brite | FSI440L830-347-(DIMXDIM)-(_LSXR10 DAYOCC) | Indoor Luminaires | Linear Ambient | Direct Linear Ambient Luminaires | Standard | FALSE | [9 empty] | 42725 | Dimmable | Continuous Above 10 | Yes |  | 4.1 | 3767 | 108.2 | 34.8 | 20 | 0.9 | 3000 | 80
PMSQWD81 | Philips Day-Brite | Philips Day Brite | FSI8140L830-UNV-DIM-EMLED | Indoor Luminaires | Linear Ambient | Direct Linear Ambient Luminaires | Standard | FALSE | [9 empty] | 42725 | Dimmable | Continuous Above 10 | No |  | 4.1 | 13868 | 109.7 | 126.4 | 20 | 0.9 | 3000 | 80
PPXETPZD | Philips Day-Brite | Philips Day Brite | FSI8110L830-(UNV347)-DIM-EMLED | Indoor Luminaires | Linear Ambient | Direct Linear Ambient Luminaires | Standard | FALSE | [9 empty] | 42725 | Dimmable | Continuous Above 10 | No |  | 4.1 | 11066 | 106.8 | 103.6 | 20 | 0.9 | 3000 | 80
PNMCCYN3 | Philips Day-Brite | Philips Day Brite | FSI880L830-UNV-DIM-EMLED | Indoor Luminaires | Linear Ambient | Direct Linear Ambient Luminaires | Standard | FALSE | [9 empty] | 42725 | Dimmable | Continuous Above 10 | No |  | 4.1 | 7534 | 107.6 | 70 | 20 | 0.9 | 3000 | 80
PTNCGPVF | Philips Day-Brite | Philips Day Brite | FSI470L830-UNV-DIM-EMLED | Indoor Luminaires | Linear Ambient | Direct Linear Ambient Luminaires | Standard | FALSE | [9 empty] | 42725 | Dimmable | Continuous Above 10 | No |  | 4.1 | 6934 | 109.7 | 63.2 | 20 | 0.9 | 3000 | 80
P5Z8UZFA | Philips Day-Brite | Philips Day Brite | FSI455L830-(UNV347)-DIM-EMLED | Indoor Luminaires | Linear Ambient | Direct Linear Ambient Luminaires | Standard | FALSE | [9 empty] | 42725 | Dimmable | Continuous Above 10 | No |  | 4.1 | 5533 | 106.8 | 51.8 | 20 | 0.9 | 3000 | 80
PGS755J6 | DECO Lighting | DECO Digital | DACH-LED-4-30-35-UNV-R | Indoor Luminaires | Linear Ambient | Direct Linear Ambient Luminaires | Premium | TRUE | 3231.4 | 126.6 | 25.61 | 9.9 | 0.9545 | 3577 | 82.6 | 5 | 50000 | 42725 | Dimmable | Continuous Below 10 | No |  | 4 | 3302 | 127 | 26 | 10 | 0.9 | 3500 | 80
P8M8SJTG | DECO Lighting | DECO Digital | DACH-LED-4-30-50-UNV-R | Indoor Luminaires | Linear Ambient | Direct Linear Ambient Luminaires | Premium | FALSE | [9 empty] | 42725 | Dimmable | Continuous Below 10 | No |  | 4 | 3406 | 131 | 26 | 10 | 0.9 | 5000 | 80
PTD5UPUB | DECO Lighting | DECO Digital | DACH-LED-4-30-40-UNV-R | Indoor Luminaires | Linear Ambient | Direct Linear Ambient Luminaires | Premium | FALSE | [9 empty] | 42725 | Dimmable | Continuous Below 10 | No |  | 4 | 3380 | 130 | 26 | 10 | 0.9 | 4000 | 80
P9BD9MQ9 | Philips Day-Brite | Philips Day-Brite | FSS440L850-(UNV347)-DIM-EMLED | Indoor Luminaires | Linear Ambient | Direct Linear Ambient Luminaires | Standard | TRUE | 4095 | 132.52 | 30.9 | 22.2 | 0.942 | 5099 | 82.8 | 5 | 50000 | 42725 | Dimmable | Continuous Above 10 | No |  | 4.1 | 4170 | 108.9 | 38.3 | 20 | 0.9 | 5000 | 80
PBHKSESS | Philips Day-Brite | Philips Day-Brite | FSS455L830-(UNV347)-DIM-EMLED | Indoor Luminaires | Linear Ambient | Direct Linear Ambient Luminaires | Standard | TRUE | 5387.9 | 106.9 | 50.4 | 22.2 | 0.942 | 3012 | 81.5 | 5 | 50000 | 42725 | Dimmable | Continuous Above 10 | No |  | 4.1 | 5387 | 105.2 | 51.2 | 20 | 0.9 | 3000 | 80
P6SYW1ES | Philips Day-Brite | Philips Day-Brite | FSS220L830-UNV-DIM-(_LSXR10) | Indoor Luminaires | Linear Ambient | Direct Linear Ambient Luminaires | Standard | TRUE | 2275 | 115.48 | 19.7 | 22.2 | 0.942 | 3012 | 81.5 | 5 | 50000 | 42725 | Dimmable | Continuous Above 10 | Yes |  | 4.1 | 1931 | 113.6 | 17 | 20 | 0.9 | 3000 | 80
PH2NBB3A | Philips Day-Brite | Philips Day-Brite | FSS8110L850-UNV-(DIMXDIMSDIM)-(_LSXR10 DAYOCC) | Indoor Luminaires | Linear Ambient | Direct Linear Ambient Luminaires | Standard | FALSE | [9 empty] | 42725 | Dimmable | Stepped | Yes |  | 4.1 | 11453 | 124.5 | 92 | 20 | 0.9 | 5000 | 80
PG76F9NC | Philips Day-Brite | Philips Day-Brite | FSS455L850-UNV-(DIMXDIMSDIM)-(_LSXR10 DAYOCC) | Indoor Luminaires | Linear Ambient | Direct Linear Ambient Luminaires | Standard | FALSE | [9 empty] | 42725 | Dimmable | Stepped | Yes |  | 4.1 | 5727 | 124.5 | 46 | 20 | 0.9 | 5000 | 80
PQWGXBXP | Philips Day-Brite | Philips Day-Brite | FSS8140L850-UNV-DIM-(_LSXR10 DAYOCC) | Indoor Luminaires | Linear Ambient | Direct Linear Ambient Luminaires | Standard | FALSE | [9 empty] | 42725 | Dimmable | Continuous Above 10 | Yes |  | 4.1 | 14691 | 123.3 | 119.2 | 20 | 0.9 | 5000 | 80
PD4ZDVWS | Philips Day-Brite | Philips Day-Brite | FSS8140L850-347-DIM-(_LSXR10 DAYOCC) | Indoor Luminaires | Linear Ambient | Direct Linear Ambient Luminaires | Standard | FALSE | [9 empty] | 42725 | Dimmable | Continuous Above 10 | Yes |  | 4.1 | 14691 | 114.8 | 128 | 20 | 0.9 | 5000 | 80
PN5A2ZWY | Philips Day-Brite | Philips Day-Brite | FSS8110L850-347-(DIMXDIM)-(_LSXR10 DAYOCC) | Indoor Luminaires | Linear Ambient | Direct Linear Ambient Luminaires | Standard | FALSE | [9 empty] | 42725 | Dimmable | Continuous Above 10 | Yes |  | 4.1 | 11453 | 118.3 | 96.8 | 20 | 0.9 | 5000 | 80
PG5U86W6 | Philips Day-Brite | Philips Day-Brite | FSS880L850-347-(DIMXDIM)-(_LSXR10 DAYOCC) | Indoor Luminaires | Linear Ambient | Direct Linear Ambient Luminaires | Standard | FALSE | [9 empty] | 42725 | Dimmable | Continuous Above 10 | Yes |  | 4.1 | 8341 | 119.8 | 69.6 | 20 | 0.9 | 5000 | 80
PDX13UAX | Philips Day-Brite | Philips Day-Brite | FSS880L850-UNV-(DIMXDIM)-(_LSXR10 DAYOCC) | Indoor Luminaires | Linear Ambient | Direct Linear Ambient Luminaires | Standard | FALSE | [9 empty] | 42725 | Dimmable | Continuous Above 10 | Yes |  | 4.1 | 8341 | 122.7 | 68 | 20 | 0.9 | 5000 | 80
PKZ8C8FG | Philips Day-Brite | Philips Day-Brite | FSS470L850-347-DIM-(_LSXR10 DAYOCC) | Indoor Luminaires | Linear Ambient | Direct Linear Ambient Luminaires | Standard | FALSE | [9 empty] | 42725 | Dimmable | Continuous Above 10 | Yes |  | 4.1 | 7346 | 114.8 | 64 | 20 | 0.9 | 5000 | 80
PHMZGPRS | Philips Day-Brite | Philips Day-Brite | FSS470L850-UNV-DIM-(_LSXR10 DAYOCC) | Indoor Luminaires | Linear Ambient | Direct Linear Ambient Luminaires | Standard | FALSE | [9 empty] | 42725 | Dimmable | Continuous Above 10 | Yes |  | 4.1 | 7346 | 123.3 | 59.6 | 20 | 0.9 | 5000 | 80
P5KDQF1U | Philips Day-Brite | Philips Day-Brite | FSS455L850-347-(DIMXDIM)-(_LSXR10 DAYOCC) | Indoor Luminaires | Linear Ambient | Direct Linear Ambient Luminaires | Standard | FALSE | [9 empty] | 42725 | Dimmable | Continuous Above 10 | Yes |  | 4.1 | 5727 | 118.3 | 48.4 | 20 | 0.9 | 5000 | 80
PWAUN7WE | Philips Day-Brite | Philips Day-Brite | FSS440L850-UNV-(DIMXDIM)-(_LSXR10 DAYOCC) | Indoor Luminaires | Linear Ambient | Direct Linear Ambient Luminaires | Standard | FALSE | [9 empty] | 42725 | Dimmable | Continuous Above 10 | Yes |  | 4.1 | 4170 | 122.7 | 34 | 20 | 0.9 | 5000 | 80
PF81EFN6 | Philips Day-Brite | Philips Day-Brite | FSS440L850-347-(DIMXDIM)-(_LSXR10 DAYOCC) | Indoor Luminaires | Linear Ambient | Direct Linear Ambient Luminaires | Standard | FALSE | [9 empty] | 42725 | Dimmable | Continuous Above 10 | Yes |  | 4.1 | 4170 | 119.8 | 34.8 | 20 | 0.9 | 5000 | 80
PS236GRN | Philips Day-Brite | Philips Day-Brite | FSS230L850-347-DIM-(_LSXR10 DAYOCC) | Indoor Luminaires | Linear Ambient | Direct Linear Ambient Luminaires | Standard | FALSE | [9 empty] | 42725 | Dimmable | Continuous Above 10 | Yes |  | 4.1 | 3074 | 108.6 | 28.3 | 20 | 0.9 | 5000 | 80
PRK18DHA | Philips Day-Brite | Philips Day-Brite | FSS230L850-UNV-DIM-(_LSXR10 DAYOCC) | Indoor Luminaires | Linear Ambient | Direct Linear Ambient Luminaires | Standard | FALSE | [9 empty] | 42725 | Dimmable | Continuous Above 10 | Yes |  | 4.1 | 3074 | 116 | 26.5 | 20 | 0.9 | 5000 | 80
PD6GS6UT | Philips Day-Brite | Philips Day-Brite | FSS330L850-UNV-DIM-(_LSXR10 DAYOCC) | Indoor Luminaires | Linear Ambient | Direct Linear Ambient Luminaires | Standard | FALSE | [9 empty] | 42725 | Dimmable | Continuous Above 10 | Yes |  | 4.1 | 3074 | 113.9 | 27 | 20 | 0.9 | 5000 | 80
PA9BXNMA | Philips Day-Brite | Philips Day-Brite | FSS330L850-347-DIM-(_LSXR10 DAYOCC) | Indoor Luminaires | Linear Ambient | Direct Linear Ambient Luminaires | Standard | FALSE | [9 empty] | 42725 | Dimmable | Continuous Above 10 | Yes |  | 4.1 | 3074 | 107.1 | 28.7 | 20 | 0.9 | 5000 | 80
PN2SJAF4 | Philips Day-Brite | Philips Day-Brite | FSS220L850-UNV-DIM-(_LSXR10) | Indoor Luminaires | Linear Ambient | Direct Linear Ambient Luminaires | Standard | FALSE | [9 empty] | 42725 | Dimmable | Continuous Above 10 | Yes |  | 4.1 | 2053 | 120.8 | 17 | 20 | 0.9 | 5000 | 80
PC926MF4 | Philips Day-Brite | Philips Day-Brite | FSS220L850-347-DIM-(_LSXR10) | Indoor Luminaires | Linear Ambient | Direct Linear Ambient Luminaires | Standard | FALSE | [9 empty] | 42725 | Dimmable | Continuous Above 10 | Yes |  | 4.1 | 2053 | 108.1 | 19 | 20 | 0.9 | 5000 | 80
PWNFT6V2 | Philips Day-Brite | Philips Day-Brite | FSS8140L850-UNV-DIM-EMLED | Indoor Luminaires | Linear Ambient | Direct Linear Ambient Luminaires | Standard | FALSE | [9 empty] | 42725 | Dimmable | Continuous Above 10 | No |  | 4.1 | 14691 | 116.2 | 126.4 | 20 | 0.9 | 5000 | 80
PVPSHN3H | Philips Day-Brite | Philips Day-Brite | FSS8110L850-(UNV347)-DIM-EMLED | Indoor Luminaires | Linear Ambient | Direct Linear Ambient Luminaires | Standard | FALSE | [9 empty] | 42725 | Dimmable | Continuous Above 10 | No |  | 4.1 | 11453 | 111.8 | 102.4 | 20 | 0.9 | 5000 | 80
PKR2B5AV | Philips Day-Brite | Philips Day-Brite | FSS880L850-(UNV347)-DIM-EMLED | Indoor Luminaires | Linear Ambient | Direct Linear Ambient Luminaires | Standard | FALSE | [9 empty] | 42725 | Dimmable | Continuous Above 10 | No |  | 4.1 | 8341 | 108.9 | 76.6 | 20 | 0.9 | 5000 | 80
PPTWFV1S | Philips Day-Brite | Philips Day-Brite | FSS470L850-UNV-DIM-EMLED | Indoor Luminaires | Linear Ambient | Direct Linear Ambient Luminaires | Standard | FALSE | [9 empty] | 42725 | Dimmable | Continuous Above 10 | No |  | 4.1 | 7346 | 116.2 | 63.2 | 20 | 0.9 | 5000 | 80
PRWMQCU7 | Philips Day-Brite | Philips Day-Brite | FSS455L850-(UNV347)-DIM-EMLED | Indoor Luminaires | Linear Ambient | Direct Linear Ambient Luminaires | Standard | FALSE | [9 empty] | 42725 | Dimmable | Continuous Above 10 | No |  | 4.1 | 5727 | 111.8 | 51.2 | 20 | 0.9 | 5000 | 80
PC5EKZDZ | Philips Day-Brite | Philips Day-Brite | FSS8110L840-UNV-(DIMXDIMSDIM)-(_LSXR10 DAYOCC) | Indoor Luminaires | Linear Ambient | Direct Linear Ambient Luminaires | Standard | FALSE | [9 empty] | 42725 | Dimmable | Stepped | Yes |  | 4.1 | 11340 | 123.3 | 92 | 20 | 0.9 | 4000 | 80
PF5H96K7 | Philips Day-Brite | Philips Day-Brite | FSS455L840-UNV-(DIMXDIMSDIM)-(_LSXR10 DAYOCC) | Indoor Luminaires | Linear Ambient | Direct Linear Ambient Luminaires | Standard | FALSE | [9 empty] | 42725 | Dimmable | Stepped | Yes |  | 4.1 | 5670 | 123.3 | 46 | 20 | 0.9 | 4000 | 80
PWHUCD9K | Philips Day-Brite | Philips Day-Brite | FSS8140L840-347-DIM-(_LSXR10 DAYOCC) | Indoor Luminaires | Linear Ambient | Direct Linear Ambient Luminaires | Standard | FALSE | [9 empty] | 42725 | Dimmable | Continuous Above 10 | Yes |  | 4.1 | 14546 | 113.6 | 128 | 20 | 0.9 | 4000 | 80
PGHYCX4S | Philips Day-Brite | Philips Day-Brite | FSS8140L840-UNV-DIM-(_LSXR10 DAYOCC) | Indoor Luminaires | Linear Ambient | Direct Linear Ambient Luminaires | Standard | FALSE | [9 empty] | 42725 | Dimmable | Continuous Above 10 | Yes |  | 4.1 | 14546 | 122 | 119.2 | 20 | 0.9 | 4000 | 80
PWV4383N | Philips Day-Brite | Philips Day-Brite | FSS8110L840-347-(DIMXDIM)-(_LSXR10 DAYOCC) | Indoor Luminaires | Linear Ambient | Direct Linear Ambient Luminaires | Standard | FALSE | [9 empty] | 42725 | Dimmable | Continuous Above 10 | Yes |  | 4.1 | 11340 | 117.1 | 96.8 | 20 | 0.9 | 4000 | 80
P9W9SYUN | Philips Day-Brite | Philips Day-Brite | FSS880L840-347-(DIMXDIM)-(_LSXR10 DAYOCC) | Indoor Luminaires | Linear Ambient | Direct Linear Ambient Luminaires | Standard | FALSE | [9 empty] | 42725 | Dimmable | Continuous Above 10 | Yes |  | 4.1 | 8258 | 118.6 | 69.6 | 20 | 0.9 | 4000 | 80
P7HV92D1 | Philips Day-Brite | Philips Day-Brite | FSS880L840-UNV-(DIMXDIM)-(_LSXR10 DAYOCC) | Indoor Luminaires | Linear Ambient | Direct Linear Ambient Luminaires | Standard | FALSE | [9 empty] | 42725 | Dimmable | Continuous Above 10 | Yes |  | 4.1 | 8258 | 121.4 | 68 | 20 | 0.9 | 4000 | 80
PM9HFWVU | Philips Day-Brite | Philips Day-Brite | FSS470L840-UNV-DIM-(_LSXR10 DAYOCC) | Indoor Luminaires | Linear Ambient | Direct Linear Ambient Luminaires | Standard | FALSE | [9 empty] | 42725 | Dimmable | Continuous Above 10 | Yes |  | 4.1 | 7273 | 122 | 59.6 | 20 | 0.9 | 4000 | 80
PHTSEZ9F | Philips Day-Brite | Philips Day-Brite | FSS470L840-347-DIM-(_LSXR10 DAYOCC) | Indoor Luminaires | Linear Ambient | Direct Linear Ambient Luminaires | Standard | FALSE | [9 empty] | 42725 | Dimmable | Continuous Above 10 | Yes |  | 4.1 | 7273 | 113.6 | 64 | 20 | 0.9 | 4000 | 80
P34SG8SZ | Philips Day-Brite | Philips Day-Brite | FSS455L840-347-(DIMXDIM)-(_LSXR10 DAYOCC) | Indoor Luminaires | Linear Ambient | Direct Linear Ambient Luminaires | Standard | FALSE | [9 empty] | 42725 | Dimmable | Continuous Above 10 | Yes |  | 4.1 | 5670 | 117.1 | 48.4 | 20 | 0.9 | 4000 | 80
PXXB9TYH | Philips Day-Brite | Philips Day-Brite | FSS440L840-347-(DIMXDIM)-(_LSXR10 DAYOCC) | Indoor Luminaires | Linear Ambient | Direct Linear Ambient Luminaires | Standard | FALSE | [9 empty] | 42725 | Dimmable | Continuous Above 10 | Yes |  | 4.1 | 4129 | 118.6 | 34.8 | 20 | 0.9 | 4000 | 80
PGC3XP1W | Philips Day-Brite | Philips Day-Brite | FSS440L840-UNV-(DIMXDIM)-(_LSXR10 DAYOCC) | Indoor Luminaires | Linear Ambient | Direct Linear Ambient Luminaires | Standard | FALSE | [9 empty] | 42725 | Dimmable | Continuous Above 10 | Yes |  | 4.1 | 4129 | 121.4 | 34 | 20 | 0.9 | 4000 | 80
PT5YCYN6 | Philips Day-Brite | Philips Day-Brite | FSS230L840-UNV-DIM-(_LSXR10 DAYOCC) | Indoor Luminaires | Linear Ambient | Direct Linear Ambient Luminaires | Standard | FALSE | [9 empty] | 42725 | Dimmable | Continuous Above 10 | Yes |  | 4.1 | 3044 | 114.9 | 26.5 | 20 | 0.9 | 4000 | 80
PS336FZB | Philips Day-Brite | Philips Day-Brite | FSS330L840-347-DIM-(_LSXR10 DAYOCC) | Indoor Luminaires | Linear Ambient | Direct Linear Ambient Luminaires | Standard | FALSE | [9 empty] | 42725 | Dimmable | Continuous Above 10 | Yes |  | 4.1 | 3044 | 106.1 | 28.7 | 20 | 0.9 | 4000 | 80
PBWD1TGH | Philips Day-Brite | Philips Day-Brite | FSS330L840-UNV-DIM-(_LSXR10 DAYOCC) | Indoor Luminaires | Linear Ambient | Direct Linear Ambient Luminaires | Standard | FALSE | [9 empty] | 42725 | Dimmable | Continuous Above 10 | Yes |  | 4.1 | 3044 | 112.7 | 27 | 20 | 0.9 | 4000 | 80
P1JDNPSF | Philips Day-Brite | Philips Day-Brite | FSS230L840-347-DIM-(_LSXR10 DAYOCC) | Indoor Luminaires | Linear Ambient | Direct Linear Ambient Luminaires | Standard | FALSE | [9 empty] | 42725 | Dimmable | Continuous Above 10 | Yes |  | 4.1 | 3044 | 107.6 | 28.3 | 20 | 0.9 | 4000 | 80
PU26C9EC | Philips Day-Brite | Philips Day-Brite | FSS220L840-347-DIM-(_LSXR10) | Indoor Luminaires | Linear Ambient | Direct Linear Ambient Luminaires | Standard | FALSE | [9 empty] | 42725 | Dimmable | Continuous Above 10 | Yes |  | 4.1 | 2033 | 107 | 19 | 20 | 0.9 | 4000 | 80
P81A9ZVK | Philips Day-Brite | Philips Day-Brite | FSS220L840-UNV-DIM-(_LSXR10) | Indoor Luminaires | Linear Ambient | Direct Linear Ambient Luminaires | Standard | FALSE | [9 empty] | 42725 | Dimmable | Continuous Above 10 | Yes |  | 4.1 | 2033 | 119.6 | 17 | 20 | 0.9 | 4000 | 80
PJXN684N | Philips Day-Brite | Philips Day-Brite | FSS8140L840-UNV-DIM-EMLED | Indoor Luminaires | Linear Ambient | Direct Linear Ambient Luminaires | Standard | FALSE | [9 empty] | 42725 | Dimmable | Continuous Above 10 | No |  | 4.1 | 14546 | 115.1 | 126.4 | 20 | 0.9 | 4000 | 80
PX2ZQH2F | Philips Day-Brite | Philips Day-Brite | FSS8110L840-(UNV347)-DIM-EMLED | Indoor Luminaires | Linear Ambient | Direct Linear Ambient Luminaires | Standard | FALSE | [9 empty] | 42725 | Dimmable | Continuous Above 10 | No |  | 4.1 | 11340 | 110.7 | 102.4 | 20 | 0.9 | 4000 | 80
P2KM8MVQ | Philips Day-Brite | Philips Day-Brite | FSS880L840-(UNV347)-DIM-EMLED | Indoor Luminaires | Linear Ambient | Direct Linear Ambient Luminaires | Standard | FALSE | [9 empty] | 42725 | Dimmable | Continuous Above 10 | No |  | 4.1 | 8258 | 107.8 | 76.6 | 20 | 0.9 | 4000 | 80
PDCKHN7N | Philips Day-Brite | Philips Day-Brite | FSS470L840-UNV-DIM-EMLED | Indoor Luminaires | Linear Ambient | Direct Linear Ambient Luminaires | Standard | FALSE | [9 empty] | 42725 | Dimmable | Continuous Above 10 | No |  | 4.1 | 7273 | 115.1 | 63.2 | 20 | 0.9 | 4000 | 80
P2MBHUMX | Philips Day-Brite | Philips Day-Brite | FSS455L840-(UNV347)-DIM-EMLED | Indoor Luminaires | Linear Ambient | Direct Linear Ambient Luminaires | Standard | FALSE | [9 empty] | 42725 | Dimmable | Continuous Above 10 | No |  | 4.1 | 5670 | 110.7 | 51.2 | 20 | 0.9 | 4000 | 80
PR3Y8NQS | Philips Day-Brite | Philips Day-Brite | FSS440L840-(UNV347)-DIM-EMLED | Indoor Luminaires | Linear Ambient | Direct Linear Ambient Luminaires | Standard | FALSE | [9 empty] | 42725 | Dimmable | Continuous Above 10 | No |  | 4.1 | 4129 | 107.8 | 38.3 | 20 | 0.9 | 4000 | 80
P1QT37RS | Philips Day-Brite | Philips Day-Brite | FSS8110L835-UNV-(DIMXDIMSDIM)-(_LSXR10 DAYOCC) | Indoor Luminaires | Linear Ambient | Direct Linear Ambient Luminaires | Standard | FALSE | [9 empty] | 42725 | Dimmable | Stepped | Yes |  | 4.1 | 11113 | 120.8 | 92 | 20 | 0.9 | 3500 | 80
PZK4MKNS | Philips Day-Brite | Philips Day-Brite | FSS455L835-UNV-(DIMXDIMSDIM)-(_LSXR10 DAYOCC) | Indoor Luminaires | Linear Ambient | Direct Linear Ambient Luminaires | Standard | FALSE | [9 empty] | 42725 | Dimmable | Stepped | Yes |  | 4.1 | 5557 | 120.8 | 46 | 20 | 0.9 | 3500 | 80
PZ4BHFZC | Philips Day-Brite | Philips Day-Brite | FSS8140L835-UNV-DIM-(_LSXR10 DAYOCC) | Indoor Luminaires | Linear Ambient | Direct Linear Ambient Luminaires | Standard | FALSE | [9 empty] | 42725 | Dimmable | Continuous Above 10 | Yes |  | 4.1 | 14255 | 119.6 | 119.2 | 20 | 0.9 | 3500 | 80
PNGF597G | Philips Day-Brite | Philips Day-Brite | FSS8140L835-347-DIM-(_LSXR10 DAYOCC) | Indoor Luminaires | Linear Ambient | Direct Linear Ambient Luminaires | Standard | FALSE | [9 empty] | 42725 | Dimmable | Continuous Above 10 | Yes |  | 4.1 | 14255 | 111.4 | 128 | 20 | 0.9 | 3500 | 80
P5V7RU5A | Philips Day-Brite | Philips Day-Brite | FSS8110L835-347-(DIMXDIM)-(_LSXR10 DAYOCC) | Indoor Luminaires | Linear Ambient | Direct Linear Ambient Luminaires | Standard | FALSE | [9 empty] | 42725 | Dimmable | Continuous Above 10 | Yes |  | 4.1 | 11113 | 114.8 | 96.8 | 20 | 0.9 | 3500 | 80
PUZC2F6C | Philips Day-Brite | Philips Day-Brite | FSS880L835-347-(DIMXDIM)-(_LSXR10 DAYOCC) | Indoor Luminaires | Linear Ambient | Direct Linear Ambient Luminaires | Standard | FALSE | [9 empty] | 42725 | Dimmable | Continuous Above 10 | Yes |  | 4.1 | 8093 | 116.3 | 69.6 | 20 | 0.9 | 3500 | 80
P3UB1391 | Philips Day-Brite | Philips Day-Brite | FSS880L835-UNV-(DIMXDIM)-(_LSXR10 DAYOCC) | Indoor Luminaires | Linear Ambient | Direct Linear Ambient Luminaires | Standard | FALSE | [9 empty] | 42725 | Dimmable | Continuous Above 10 | Yes |  | 4.1 | 8093 | 119 | 68 | 20 | 0.9 | 3500 | 80
PUN222FK | Philips Day-Brite | Philips Day-Brite | FSS470L835-UNV-DIM-(_LSXR10 DAYOCC) | Indoor Luminaires | Linear Ambient | Direct Linear Ambient Luminaires | Standard | FALSE | [9 empty] | 42725 | Dimmable | Continuous Above 10 | Yes |  | 4.1 | 7128 | 119.6 | 59.6 | 20 | 0.9 | 3500 | 80
P1Z3S21S | Philips Day-Brite | Philips Day-Brite | FSS470L835-347-DIM-(_LSXR10 DAYOCC) | Indoor Luminaires | Linear Ambient | Direct Linear Ambient Luminaires | Standard | FALSE | [9 empty] | 42725 | Dimmable | Continuous Above 10 | Yes |  | 4.1 | 7128 | 111.4 | 64 | 20 | 0.9 | 3500 | 80
P1U8AATG | Philips Day-Brite | Philips Day-Brite | FSS455L835-347-(DIMXDIM)-(_LSXR10 DAYOCC) | Indoor Luminaires | Linear Ambient | Direct Linear Ambient Luminaires | Standard | FALSE | [9 empty] | 42725 | Dimmable | Continuous Above 10 | Yes |  | 4.1 | 5557 | 114.8 | 48.4 | 20 | 0.9 | 3500 | 80
PXBDE6GE | Philips Day-Brite | Philips Day-Brite | FSS440L835-347-(DIMXDIM)-(_LSXR10 DAYOCC) | Indoor Luminaires | Linear Ambient | Direct Linear Ambient Luminaires | Standard | FALSE | [9 empty] | 42725 | Dimmable | Continuous Above 10 | Yes |  | 4.1 | 4046 | 116.3 | 34.8 | 20 | 0.9 | 3500 | 80
PCB52PCA | Philips Day-Brite | Philips Day-Brite | FSS440L835-UNV-(DIMXDIM)-(_LSXR10 DAYOCC) | Indoor Luminaires | Linear Ambient | Direct Linear Ambient Luminaires | Standard | FALSE | [9 empty] | 42725 | Dimmable | Continuous Above 10 | Yes |  | 4.1 | 4046 | 119 | 34 | 20 | 0.9 | 3500 | 80
PZ2U2AQZ | Philips Day-Brite | Philips Day-Brite | FSS230L835-347-DIM-(_LSXR10 DAYOCC) | Indoor Luminaires | Linear Ambient | Direct Linear Ambient Luminaires | Standard | FALSE | [9 empty] | 42725 | Dimmable | Continuous Above 10 | Yes |  | 4.1 | 2983 | 105.8 | 28.2 | 20 | 0.9 | 3500 | 80
PR8HMY7V | Philips Day-Brite | Philips Day-Brite | FSS330L835-UNV-DIM-(_LSXR10 DAYOCC) | Indoor Luminaires | Linear Ambient | Direct Linear Ambient Luminaires | Standard | FALSE | [9 empty] | 42725 | Dimmable | Continuous Above 10 | Yes |  | 4.1 | 2983 | 110.5 | 27 | 20 | 0.9 | 3500 | 80
PMKZSE9N | Philips Day-Brite | Philips Day-Brite | FSS230L835-UNV-DIM-(_LSXR10 DAYOCC) | Indoor Luminaires | Linear Ambient | Direct Linear Ambient Luminaires | Standard | FALSE | [9 empty] | 42725 | Dimmable | Continuous Above 10 | Yes |  | 4.1 | 2983 | 112.6 | 26.5 | 20 | 0.9 | 3500 | 80
PCKM7D5F | Philips Day-Brite | Philips Day-Brite | FSS220L835-UNV-DIM-(_LSXR10) | Indoor Luminaires | Linear Ambient | Direct Linear Ambient Luminaires | Standard | FALSE | [9 empty] | 42725 | Dimmable | Continuous Above 10 | Yes |  | 4.1 | 1992 | 117.2 | 17 | 20 | 0.9 | 3500 | 80
PYYR9FDX | Philips Day-Brite | Philips Day-Brite | FSS8140L835-UNV-DIM-EMLED | Indoor Luminaires | Linear Ambient | Direct Linear Ambient Luminaires | Standard | FALSE | [9 empty] | 42725 | Dimmable | Continuous Above 10 | No |  | 4.1 | 14255 | 112.8 | 126.4 | 20 | 0.9 | 3500 | 80
PVSMGMPE | Philips Day-Brite | Philips Day-Brite | FSS8110L835-(UNV347)-DIM-EMLED | Indoor Luminaires | Linear Ambient | Direct Linear Ambient Luminaires | Standard | FALSE | [9 empty] | 42725 | Dimmable | Continuous Above 10 | No |  | 4.1 | 11113 | 108.5 | 102.4 | 20 | 0.9 | 3500 | 80
PANDXEFM | Philips Day-Brite | Philips Day-Brite | FSS880L835-(UNV347)-DIM-EMLED | Indoor Luminaires | Linear Ambient | Direct Linear Ambient Luminaires | Standard | FALSE | [9 empty] | 42725 | Dimmable | Continuous Above 10 | No |  | 4.1 | 8093 | 105.7 | 76.6 | 20 | 0.9 | 3500 | 80
PRBD8562 | Philips Day-Brite | Philips Day-Brite | FSS470L835-UNV-DIM-EMLED | Indoor Luminaires | Linear Ambient | Direct Linear Ambient Luminaires | Standard | FALSE | [9 empty] | 42725 | Dimmable | Continuous Above 10 | No |  | 4.1 | 7128 | 112.8 | 63.2 | 20 | 0.9 | 3500 | 80
P8P9NZK2 | Philips Day-Brite | Philips Day-Brite | FSS455L835-(UNV347)-DIM-EMLED | Indoor Luminaires | Linear Ambient | Direct Linear Ambient Luminaires | Standard | FALSE | [9 empty] | 42725 | Dimmable | Continuous Above 10 | No |  | 4.1 | 5557 | 108.5 | 51.2 | 20 | 0.9 | 3500 | 80
PKFR4JW9 | Philips Day-Brite | Philips Day-Brite | FSS440L835-(UNV347)-DIM-EMLED | Indoor Luminaires | Linear Ambient | Direct Linear Ambient Luminaires | Standard | FALSE | [9 empty] | 42725 | Dimmable | Continuous Above 10 | No |  | 4.1 | 4046 | 105.7 | 38.3 | 20 | 0.9 | 3500 | 80
PDCJSMZH | Philips Day-Brite | Philips Day-Brite | FSS8110L830-UNV-(DIMXDIMSDIM)-(_LSXR10 DAYOCC) | Indoor Luminaires | Linear Ambient | Direct Linear Ambient Luminaires | Standard | FALSE | [9 empty] | 42725 | Dimmable | Stepped | Yes |  | 4.1 | 10773 | 117.1 | 92 | 20 | 0.9 | 3000 | 80
PPCFNU64 | Philips Day-Brite | Philips Day-Brite | FSS455L830-UNV-(DIMXDIMSDIM)-(_LSXR10 DAYOCC) | Indoor Luminaires | Linear Ambient | Direct Linear Ambient Luminaires | Standard | FALSE | [9 empty] | 42725 | Dimmable | Stepped | Yes |  | 4.1 | 5387 | 117.1 | 46 | 20 | 0.9 | 3000 | 80
PACYWCX7 | Philips Day-Brite | Philips Day-Brite | FSS8140L830-UNV-DIM-(_LSXR10 DAYOCC) | Indoor Luminaires | Linear Ambient | Direct Linear Ambient Luminaires | Standard | FALSE | [9 empty] | 42725 | Dimmable | Continuous Above 10 | Yes |  | 4.1 | 13819 | 115.9 | 119.2 | 20 | 0.9 | 3000 | 80
P1X3CX95 | Philips Day-Brite | Philips Day-Brite | FSS8140L830-347-DIM-(_LSXR10 DAYOCC) | Indoor Luminaires | Linear Ambient | Direct Linear Ambient Luminaires | Standard | FALSE | [9 empty] | 42725 | Dimmable | Continuous Above 10 | Yes |  | 4.1 | 13819 | 108 | 128 | 20 | 0.9 | 3000 | 80
PB3Z4V63 | Philips Day-Brite | Philips Day-Brite | FSS8110L830-347-(DIMXDIM)-(_LSXR10 DAYOCC) | Indoor Luminaires | Linear Ambient | Direct Linear Ambient Luminaires | Standard | FALSE | [9 empty] | 42725 | Dimmable | Continuous Above 10 | Yes |  | 4.1 | 10773 | 111.3 | 96.8 | 20 | 0.9 | 3000 | 80
PFKNC2KM | Philips Day-Brite | Philips Day-Brite | FSS880L830-UNV-(DIMXDIM)-(_LSXR10 DAYOCC) | Indoor Luminaires | Linear Ambient | Direct Linear Ambient Luminaires | Standard | FALSE | [9 empty] | 42725 | Dimmable | Continuous Above 10 | Yes |  | 4.1 | 7845 | 115.4 | 68 | 20 | 0.9 | 3000 | 80
P93ZT9QD | Philips Day-Brite | Philips Day-Brite | FSS880L830-347-(DIMXDIM)-(_LSXR10 DAYOCC) | Indoor Luminaires | Linear Ambient | Direct Linear Ambient Luminaires | Standard | FALSE | [9 empty] | 42725 | Dimmable | Continuous Above 10 | Yes |  | 4.1 | 7845 | 112.7 | 69.6 | 20 | 0.9 | 3000 | 80
PC8EF9D8 | Philips Day-Brite | Philips Day-Brite | FSS470L830-347-DIM-(_LSXR10 DAYOCC) | Indoor Luminaires | Linear Ambient | Direct Linear Ambient Luminaires | Standard | FALSE | [9 empty] | 42725 | Dimmable | Continuous Above 10 | Yes |  | 4.1 | 6909 | 108 | 64 | 20 | 0.9 | 3000 | 80
P1S4CATG | Philips Day-Brite | Philips Day-Brite | FSS470L830-UNV-DIM-(_LSXR10 DAYOCC) | Indoor Luminaires | Linear Ambient | Direct Linear Ambient Luminaires | Standard | FALSE | [9 empty] | 42725 | Dimmable | Continuous Above 10 | Yes |  | 4.1 | 6909 | 115.9 | 59.6 | 20 | 0.9 | 3000 | 80
PP266GSV | Philips Day-Brite | Philips Day-Brite | FSS455L830-347-(DIMXDIM)-(_LSXR10 DAYOCC) | Indoor Luminaires | Linear Ambient | Direct Linear Ambient Luminaires | Standard | FALSE | [9 empty] | 42725 | Dimmable | Continuous Above 10 | Yes |  | 4.1 | 5387 | 111.3 | 48.4 | 20 | 0.9 | 3000 | 80
PMTXRMQQ | Philips Day-Brite | Philips Day-Brite | FSS440L830-UNV-(DIMXDIM)-(_LSXR10 DAYOCC) | Indoor Luminaires | Linear Ambient | Direct Linear Ambient Luminaires | Standard | FALSE | [9 empty] | 42725 | Dimmable | Continuous Above 10 | Yes |  | 4.1 | 3923 | 115.4 | 34 | 20 | 0.9 | 3000 | 80
PEYEYJE2 | Philips Day-Brite | Philips Day-Brite | FSS440L830-347-(DIMXDIM)-(_LSXR10 DAYOCC) | Indoor Luminaires | Linear Ambient | Direct Linear Ambient Luminaires | Standard | FALSE | [9 empty] | 42725 | Dimmable | Continuous Above 10 | Yes |  | 4.1 | 3923 | 112.7 | 34.8 | 20 | 0.9 | 3000 | 80
PNKWMAA4 | Philips Day-Brite | Philips Day-Brite | FSS230L830-UNV-DIM-(_LSXR10 DAYOCC) | Indoor Luminaires | Linear Ambient | Direct Linear Ambient Luminaires | Standard | FALSE | [9 empty] | 42725 | Dimmable | Continuous Above 10 | Yes |  | 4.1 | 2892 | 109.1 | 26.5 | 20 | 0.9 | 3000 | 80
PHHDK2D5 | Philips Day-Brite | Philips Day-Brite | FSS330L830-UNV-DIM-(_LSXR10 DAYOCC) | Indoor Luminaires | Linear Ambient | Direct Linear Ambient Luminaires | Standard | FALSE | [9 empty] | 42725 | Dimmable | Continuous Above 10 | Yes |  | 4.1 | 2892 | 107.1 | 27 | 20 | 0.9 | 3000 | 80
PC3JYKYH | Philips Day-Brite | Philips Day-Brite | FSS8140L830-UNV-DIM-EMLED | Indoor Luminaires | Linear Ambient | Direct Linear Ambient Luminaires | Standard | FALSE | [9 empty] | 42725 | Dimmable | Continuous Above 10 | No |  | 4.1 | 13819 | 109.3 | 126.4 | 20 | 0.9 | 3000 | 80
PV4FGCC2 | Philips Day-Brite | Philips Day-Brite | FSS8110L830-(UNV347)-DIM-EMLED | Indoor Luminaires | Linear Ambient | Direct Linear Ambient Luminaires | Standard | FALSE | [9 empty] | 42725 | Dimmable | Continuous Above 10 | No |  | 4.1 | 10773 | 105.2 | 102.4 | 20 | 0.9 | 3000 | 80
PXU9GDB7 | Philips Day-Brite | Philips Day-Brite | FSS880L830-UNV-DIM-EMLED | Indoor Luminaires | Linear Ambient | Direct Linear Ambient Luminaires | Standard | FALSE | [9 empty] | 42725 | Dimmable | Continuous Above 10 | No |  | 4.1 | 7845 | 112.1 | 70 | 20 | 0.9 | 3000 | 80
P7N47758 | Philips Day-Brite | Philips Day-Brite | FSS470L830-UNV-DIM-EMLED | Indoor Luminaires | Linear Ambient | Direct Linear Ambient Luminaires | Standard | FALSE | [9 empty] | 42725 | Dimmable | Continuous Above 10 | No |  | 4.1 | 6909 | 109.3 | 63.2 | 20 | 0.9 | 3000 | 80
PQMPVP3M | Philips Day-Brite | Philips Day-Brite | FSS440L830-UNV-DIM-EMLED | Indoor Luminaires | Linear Ambient | Direct Linear Ambient Luminaires | Standard | FALSE | [9 empty] | 42725 | Dimmable | Continuous Above 10 | No |  | 4.1 | 3923 | 112.1 | 35 | 20 | 0.9 | 3000 | 80
PVEHFGQR | RAB Design Lighting | RAB Design | FW4-LED60-B-3K-DIM | Indoor Luminaires | Linear Ambient | Direct Linear Ambient Luminaires | Standard | TRUE | 7950 | 125.95 | 63.12 | 10.98 | 0.9596 | 3062 | 82.7 | 5 | 50000 | 42725 | Dimmable | Continuous Below 10 | Yes |  | 3.1 | 7500 | 125 | 60 | 10 | 0.95 | 3000 | 80
PM5J7SPQ | RAB Design Lighting | RAB Design | FW4-LED40-B-3K-DIM | Indoor Luminaires | Linear Ambient | Direct Linear Ambient Luminaires | Standard | TRUE | 5186.6 | 123.87 | 41.87 | 7.61 | 0.9584 | 3072 | 82.8 | 5 | 50000 | 42725 | Dimmable | Continuous Below 10 | Yes |  | 4 | 5000 | 125 | 40 | 20 | 0.95 | 3000 | 80
PT4M4QCF | RAB Design Lighting | RAB Design | FW4-LED40-B-5K-DIM | Indoor Luminaires | Linear Ambient | Direct Linear Ambient Luminaires | Standard | FALSE | [9 empty] | 42725 | Dimmable | Continuous Below 10 | Yes |  | 4 | 5000 | 125 | 40 | 20 | 0.95 | 5000 | 80
PQ1Q1UXP | RAB Design Lighting | RAB Design | FW4-LED60-B-5K-DIM | Indoor Luminaires | Linear Ambient | Direct Linear Ambient Luminaires | Standard | FALSE | [9 empty] | 42725 | Dimmable | Continuous Below 10 | Yes |  | 3.1 | 7500 | 125 | 60 | 10 | 0.95 | 5000 | 80
PJM8QD6D | RAB Design Lighting | RAB Design | FW4-LED40-B-4K-DIM | Indoor Luminaires | Linear Ambient | Direct Linear Ambient Luminaires | Standard | FALSE | [9 empty] | 42725 | Dimmable | Continuous Below 10 | Yes |  | 4 | 5000 | 125 | 40 | 20 | 0.95 | 4000 | 80
PEUSMSNS | RAB Design Lighting | RAB Design | FW4-LED60-B-4K-DIM | Indoor Luminaires | Linear Ambient | Direct Linear Ambient Luminaires | Standard | FALSE | [9 empty] | 42725 | Dimmable | Continuous Below 10 | Yes |  | 3.1 | 7500 | 125 | 60 | 10 | 0.95 | 4000 | 80
P2RQBPA1 | Zhongshan Luxmode Industrial Co. LTD | Luxmode | LS027W035E130-40K | Indoor Luminaires | Linear Ambient | Direct Linear Ambient Luminaires | Premium | TRUE | 4159.31 | 130.14 | 31.96 | 9.337 | 0.951 | 4021 | 82.2 | 5 | 50000 | 42725 | Not Dimmable | Not Dimmable | No |  | 4.1 | 4159 | 129.97 | 32 | 9.34 | 0.95 | 4000 | 82
PJBPYVM5 | Zhongshan Luxmode Industrial Co. LTD | Luxmode | LS027W035E130-50K | Indoor Luminaires | Linear Ambient | Direct Linear Ambient Luminaires | Premium | FALSE | [9 empty] | 42725 | Not Dimmable | Not Dimmable | No |  | 4.1 | 4218 | 131.81 | 32 | 9.34 | 0.95 | 5000 | 82
PCFTXSJT | Zhongshan Luxmode Industrial Co. LTD | Luxmode | LS025W020E130-40K | Indoor Luminaires | Linear Ambient | Direct Linear Ambient Luminaires | Premium | TRUE | 1854.14 | 129.21 | 14.35 | 12.602 | 0.915 | 3997 | 81.7 | 5 | 500000 | 42725 | Not Dimmable | Not Dimmable | No |  | 4.1 | 1854 | 128.75 | 14.4 | 12.6 | 0.91 | 4000 | 81
PA3TUYGD | Zhongshan Luxmode Industrial Co. LTD | Luxmode | LS025W020E130-50K | Indoor Luminaires | Linear Ambient | Direct Linear Ambient Luminaires | Premium | FALSE | [9 empty] | 42725 | Not Dimmable | Not Dimmable | No |  | 4.1 | 1903 | 131.24 | 14.5 | 12.6 | 0.91 | 5000 | 81
P1TA2KUR | HongKong Chite trade CO.LTD | LI-TECHBATEC | LT-US-8WL42W2308E-V1 | Indoor Luminaires | Linear Ambient | Direct Linear Ambient Luminaires | Standard | TRUE | 4880 | 115.86 | 42.12 | 11.84 | 0.927 | 3057 | 84.3 | 5 | 50000 | 42725 | Dimmable | Continuous Below 10 | No |  | 4.1 | 5000 | 119 | 42 | 11.84 | 0.93 | 3000 | 84.3
PM3V1MNB | HongKong Chite trade CO.LTD | LI-TECHBATEC | LT-US-8WL42W2508E-V1 | Indoor Luminaires | Linear Ambient | Direct Linear Ambient Luminaires | Standard | FALSE | [9 empty] | 42725 | Dimmable | Continuous Below 10 | No |  | 4.1 | 5000 | 119 | 42 | 12.61 | 0.93 | 5000 | 86.5
P9J9PW9D | HongKong Chite trade CO.LTD | LI-TECHBATEC | LT-US-8WL42W2458E-V1 | Indoor Luminaires | Linear Ambient | Direct Linear Ambient Luminaires | Standard | FALSE | [9 empty] | 42725 | Dimmable | Continuous Below 10 | No |  | 4.1 | 5000 | 119 | 42 | 11.84 | 0.93 | 4500 | 84.3
P1771KG2 | HongKong Chite trade CO.LTD | LI-TECHBATEC | LT-US-8WL42W2408E-V1 | Indoor Luminaires | Linear Ambient | Direct Linear Ambient Luminaires | Standard | FALSE | [9 empty] | 42725 | Dimmable | Continuous Below 10 | No |  | 4.1 | 5000 | 119 | 42 | 11.84 | 0.93 | 4000 | 84.3
PGDETAHM | HongKong Chite trade CO.LTD | LI-TECHBATEC | LT-US-8WL42W2358E-V1 | Indoor Luminaires | Linear Ambient | Direct Linear Ambient Luminaires | Standard | FALSE | [9 empty] | 42725 | Dimmable | Continuous Below 10 | No |  | 4.1 | 5000 | 119 | 42 | 11.84 | 0.93 | 3500 | 84.3
P9XD22V9 | RemPhos Technologies LLC | Remphos | RPT-LIVH-48IN-32L-830-G1 | Indoor Luminaires | Linear Ambient | Direct Linear Ambient Luminaires | Premium | TRUE | 3222.7 | 132.46 | 24.33 | 19.17 | 0.903 | 3030 | 82.7 | 5 | 50000 | 42724 | Not Dimmable | Not Dimmable | No |  | 4 | 3222.7 | 132.5 | 24.33 | 20 | 0.9 | 3000 | 82.2
PVTNE1H8 | RemPhos Technologies LLC | Remphos | RPT-LIVH-96IN-80L-850-G1 | Indoor Luminaires | Linear Ambient | Direct Linear Ambient Luminaires | Premium | FALSE | [9 empty] | 42724 | Not Dimmable | Not Dimmable | No |  | 4 | 8400 | 140 | 60 | 20 | 0.9 | 5000 | 82.1
PVDH8Z5M | RemPhos Technologies LLC | Remphos | RPT-LIVH-48IN-50L-850-G1 | Indoor Luminaires | Linear Ambient | Direct Linear Ambient Luminaires | Premium | FALSE | [9 empty] | 42724 | Not Dimmable | Not Dimmable | No |  | 4 | 5399 | 135 | 39.98 | 20 | 0.9 | 5000 | 82.1
PC2AGTZE | RemPhos Technologies LLC | Remphos | RPT-LIVH-96IN-80L-845-G1 | Indoor Luminaires | Linear Ambient | Direct Linear Ambient Luminaires | Premium | FALSE | [9 empty] | 42724 | Not Dimmable | Not Dimmable | No |  | 4 | 8280 | 138 | 60 | 20 | 0.9 | 4500 | 82.1
PTBRR2P2 | RemPhos Technologies LLC | Remphos | RPT-LIVH-48IN-50L-845-G1 | Indoor Luminaires | Linear Ambient | Direct Linear Ambient Luminaires | Premium | FALSE | [9 empty] | 42724 | Not Dimmable | Not Dimmable | No |  | 4 | 5389 | 133.6 | 40.33 | 20 | 0.9 | 4500 | 82.1
P5KQHHZE | RemPhos Technologies LLC | Remphos | RPT-LIVH-96IN-80L-840-G1 | Indoor Luminaires | Linear Ambient | Direct Linear Ambient Luminaires | Premium | FALSE | [9 empty] | 42724 | Not Dimmable | Not Dimmable | No |  | 4 | 8280 | 138 | 60 | 20 | 0.9 | 4000 | 82.1
PXB64JEP | RemPhos Technologies LLC | Remphos | RPT-LIVH-48IN-50L-840-G1 | Indoor Luminaires | Linear Ambient | Direct Linear Ambient Luminaires | Premium | FALSE | [9 empty] | 42724 | Not Dimmable | Not Dimmable | No |  | 4 | 5389 | 133.6 | 40.33 | 20 | 0.9 | 4000 | 82.1
PGDCTWQ9 | RemPhos Technologies LLC | Remphos | RPT-LIVH-96IN-80L-835-G1 | Indoor Luminaires | Linear Ambient | Direct Linear Ambient Luminaires | Premium | FALSE | [9 empty] | 42724 | Not Dimmable | Not Dimmable | No |  | 4 | 8220 | 137 | 60 | 20 | 0.9 | 3500 | 82.1
PFRT1Y9P | RemPhos Technologies LLC | Remphos | RPT-LIVH-48IN-50L-835-G1 | Indoor Luminaires | Linear Ambient | Direct Linear Ambient Luminaires | Premium | FALSE | [9 empty] | 42724 | Not Dimmable | Not Dimmable | No |  | 4 | 5122.3 | 132 | 39.86 | 20 | 0.9 | 3500 | 82.1
PXU1XSCA | RemPhos Technologies LLC | Remphos | RPT-LIVH-96IN-80L-830-G1 | Indoor Luminaires | Linear Ambient | Direct Linear Ambient Luminaires | Premium | FALSE | [9 empty] | 42724 | Not Dimmable | Not Dimmable | No |  | 4 | 7950 | 132.5 | 60 | 20 | 0.9 | 3000 | 82.2
PER3A536 | RemPhos Technologies LLC | Remphos | RPT-LIVH-48IN-50L-830-G1 | Indoor Luminaires | Linear Ambient | Direct Linear Ambient Luminaires | Premium | FALSE | [9 empty] | 42724 | Not Dimmable | Not Dimmable | No |  | 4 | 5122.3 | 132 | 39.86 | 20 | 0.9 | 3000 | 82.1
P61RP2JZ | Kimin Electronic Co. Ltd. | LUMITAS | SH8B2465NU50/L23 | Indoor Luminaires | Linear Ambient | Direct Linear Ambient Luminaires | Standard | TRUE | 16626 | 114.03 | 145.8 | 9.829 | 0.971 | 5162 | 84.1 | 5 | 50000 | 42724 | Not Dimmable | Not Dimmable | No |  | 4 | 16626 | 114 | 146 | 9.83 | 0.97 | 5000 | 84
P6Z779N4 | Kimin Electronic Co. Ltd. | LUMITAS | SH4B3432NU50/L21 | Indoor Luminaires | Linear Ambient | Direct Linear Ambient Luminaires | Standard | TRUE | 15298.74 | 127.17 | 120.3 | 13.6 | 0.944 | 5040 | 84 | 5 | 50000 | 42724 | Not Dimmable | Not Dimmable | No |  | 4 | 15299 | 127 | 120 | 13.6 | 0.94 | 5000 | 84
PC4NH3W8 | ShenZhen Ruizi Light Electricity Technology Co.Ltd. | ERVAN | [L07G PA01C] 1200MM H(4000K) | Indoor Luminaires | Linear Ambient | Direct Linear Ambient Luminaires | Premium | TRUE | 5791.5 | 135.79 | 42.65 | 16.51 | 0.9263 | 4038 | 83.4 | 5 | 50000 | 42723 |  |  | No |  | 4.1 | 5791.5 | 135.79 | 42.65 | 16.51 | 0.93 | 4000 | 83.4
P4YB39HU | ShenZhen Ruizi Light Electricity Technology Co.Ltd. | ERVAN | [L07G PA01C] 1200MM H(5000K) | Indoor Luminaires | Linear Ambient | Direct Linear Ambient Luminaires | Premium | FALSE | [9 empty] | 42723 |  |  | No |  | 4.1 | 5871 | 137.33 | 42.75 | 16.48 | 0.93 | 5000 | 84.5
PPPH653C | ShenZhen Ruizi Light Electricity Technology Co.Ltd. | ERVAN | [L07G PA01C]-ZT 1200MM H(5000K) | Indoor Luminaires | Linear Ambient | Direct Linear Ambient Luminaires | Premium | FALSE | [9 empty] | 42723 |  |  | No |  | 4.1 | 5871 | 137.33 | 42.75 | 16.48 | 0.93 | 5000 | 84.5
PPANQJXN | ShenZhen Ruizi Light Electricity Technology Co.Ltd. | ERVAN | [L07G PA01C]-ZT 1200MM H(4000K) | Indoor Luminaires | Linear Ambient | Direct Linear Ambient Luminaires | Premium | FALSE | [9 empty] | 42723 |  |  | No |  | 4.1 | 5791.5 | 135.79 | 42.65 | 16.51 | 0.93 | 4000 | 83.4
P782APJT | Kimin Electronic Co. Ltd. | LUMITAS | SHL8B34[1532]NU50/L22 | Indoor Luminaires | Linear Ambient | Direct Linear Ambient Luminaires | Standard | TRUE | 11441 | 114.41 | 100 | 9.774 | 0.953 | 5191 | 84.3 | 5 | 50000 | 42723 |  |  | No |  | 4.1 | 11441 | 114 | 100 | 9.77 | 0.95 | 5000 | 84.3
PAVEU2N7 | Kimin Electronic Co. Ltd. | LUMITAS | SHL4B2432NU50/L20 | Indoor Luminaires | Linear Ambient | Direct Linear Ambient Luminaires | Standard | FALSE | [9 empty] | 42723 |  |  | No |  | 4.1 | 9102 | 124 | 74 | 9.64 | 0.97 | 5000 | 85.5
PJJ8ZBAE | HongKong Chite trade CO.LTD | Li-Tech | LT-US-4WL24W2308E-V1 | Indoor Luminaires | Linear Ambient | Direct Linear Ambient Luminaires | Standard | TRUE | 2736.4 | 113.26 | 24.16 | 14.21 | 0.9101 | 3039 | 84.3 | 5 | 50000 | 42723 |  |  | No |  | 4.1 | 2736.4 | 113.26 | 24.16 | 14.21 | 0.91 | 3000 | 84.3
P7R7ASF6 | HongKong Chite trade CO.LTD | Li-Tech | LT-US-4WL24W2508E-V1 | Indoor Luminaires | Linear Ambient | Direct Linear Ambient Luminaires | Standard | FALSE | [9 empty] | 42723 |  |  | No |  | 4.1 | 2832 | 116.61 | 24.29 | 14.92 | 0.91 | 5000 | 86.4
PP4E52H7 | HongKong Chite trade CO.LTD | Li-Tech | LT-US-4WL24W2458E-V1 | Indoor Luminaires | Linear Ambient | Direct Linear Ambient Luminaires | Standard | FALSE | [9 empty] | 42723 |  |  | No |  | 4.1 | 2736.4 | 113.26 | 24.16 | 14.21 | 0.91 | 4500 | 84.3
P67W5PY9 | HongKong Chite trade CO.LTD | Li-Tech | LT-US-4WL24W2408E-V1 | Indoor Luminaires | Linear Ambient | Direct Linear Ambient Luminaires | Standard | FALSE | [9 empty] | 42723 |  |  | No |  | 4.1 | 2736.4 | 113.26 | 24.16 | 14.21 | 0.91 | 4000 | 84.3
P95Y7TPC | HongKong Chite trade CO.LTD | Li-Tech | LT-US-4WL24W2358E-V1 | Indoor Luminaires | Linear Ambient | Direct Linear Ambient Luminaires | Standard | FALSE | [9 empty] | 42723 |  |  | No |  | 4.1 | 2736.4 | 113.26 | 24.16 | 14.21 | 0.91 | 3500 | 84.3
PHRFZK4P | DECO Lighting | DECO Digital | DSW-LED-4-N-35-35-UNV-DM | Indoor Luminaires | Linear Ambient | Direct Linear Ambient Luminaires | Premium | TRUE | 4201.1 | 127.97 | 32.83 | 8 | 0.9395 | 3579 | 82.6 | 5 | 50000 | 42723 | Dimmable | Continuous Below 10 | No |  | 4 | 4572 | 128 | 36 | 10 | 0.9 | 3500 | 80
P63K6592 | Universal Lighting Technologies | Everline | LRA28-40L835-U | Indoor Retrofit Kit | Linear Ambient | Retrofit Kits for Direct Linear Ambient Luminaires | Premium | TRUE | 4161 | 140.6 | 29.6 | 7.76 | 0.897 | 3466 | 84.7 | 5 | 50000 | 42723 | Dimmable | Continuous Below 10 | No |  | 4.1 | 4161 | 140 | 29.6 | 7.76 | 0.9 | 3500 | 82
PTED1QCV | Universal Lighting Technologies | Everline | LRA28-40L850-U | Indoor Retrofit Kit | Linear Ambient | Retrofit Kits for Direct Linear Ambient Luminaires | Premium | FALSE | [9 empty] | 42723 | Dimmable | Continuous Below 10 | No |  | 4.1 | 4395 | 147 | 29.83 | 7.61 | 0.9 | 5000 | 82
PE1TZWAP | Universal Lighting Technologies | Everline | LRA28-40L840-U | Indoor Retrofit Kit | Linear Ambient | Retrofit Kits for Direct Linear Ambient Luminaires | Premium | FALSE | [9 empty] | 42723 | Dimmable | Continuous Below 10 | No |  | 4.1 | 4161 | 140 | 29.6 | 7.76 | 0.9 | 4000 | 82
PSU852W9 | DECO Lighting | DECO Digital | DSW-LED-4-N-35-50-UNV-DM | Indoor Luminaires | Linear Ambient | Direct Linear Ambient Luminaires | Premium | FALSE | [9 empty] | 42723 | Dimmable | Continuous Below 10 | No |  | 4 | 4680 | 131 | 36 | 10 | 0.9 | 5000 | 80
P9FZGT6U | DECO Lighting | DECO Digital | DSW-LED-4-N-35-40-UNV-DM | Indoor Luminaires | Linear Ambient | Direct Linear Ambient Luminaires | Premium | FALSE | [9 empty] | 42723 | Dimmable | Continuous Below 10 | No |  | 4 | 4608 | 130 | 36 | 10 | 0.9 | 4000 | 80
PWFXQEVZ | Ecopower Inc. | Ecopower | VTP4ST40WNWV5L1 | Indoor Luminaires | Linear Ambient | Direct Linear Ambient Luminaires | Standard | TRUE | 4873.27 | 130.58 | 37.32 | 13.6 | 0.905 | 4016 | 84.2 | 5 | 50000 | 42723 | Dimmable | Continuous Below 10 | Yes |  | 4 | 5000 | 130 | 40 | 13 | 0.9 | 4000 | 84
P1N4WG6K | Ecopower Inc. | Ecopower | VTP4ST40WCWV5L1 | Indoor Luminaires | Linear Ambient | Direct Linear Ambient Luminaires | Standard | FALSE | [9 empty] | 42723 | Dimmable | Continuous Below 10 | Yes |  | 4 | 5000 | 130 | 40 | 13 | 0.9 | 5000 | 84
PRA3RFF6 | Sunshine Lighting | Sunlite | 85133 | Indoor Luminaires | Linear Ambient | Direct Linear Ambient Luminaires | Standard | TRUE | 4475.4 | 112.85 | 39.63 | 18.83 | 0.9358 | 4007 | 83.6 | 5 | 50000 | 42720 |  |  | No |  | 4 | 4413.4 | 112.9 | 39.09 | 18.83 | 0.94 | 4000 | 83.6
P7J7NSMU | Sunshine Lighting | Sunlite | 85131 | Indoor Luminaires | Linear Ambient | Direct Linear Ambient Luminaires | Standard | TRUE | 2179.3 | 112.74 | 19.33 | 11.27 | 0.9271 | 3980 | 83.5 | 5 | 50000 | 42720 |  |  | No |  | 4 | 2185.2 | 113.28 | 19.29 | 11.27 | 0.93 | 4000 | 83.5
PR43WYSX | Sunshine Lighting | Sunlite | 85130 | Indoor Luminaires | Linear Ambient | Direct Linear Ambient Luminaires | Standard | TRUE | 1062.1 | 108.73 | 9.768 | 14.66 | 0.9267 | 3970 | 83.2 | 5 | 50000 | 42720 |  |  | No |  | 4 | 1062.1 | 108.73 | 9.77 | 14.66 | 0.93 | 4000 | 83.2
PTYFBK6A | Sunshine Lighting | Sunlite | 85132 | Indoor Luminaires | Linear Ambient | Direct Linear Ambient Luminaires | Standard | TRUE | 2054.7 | 107.75 | 19.07 | 11.4 | 0.9266 | 3961 | 83.3 | 5 | 50000 | 42720 |  |  | No |  | 4 | 2058.1 | 108.44 | 18.98 | 11.4 | 0.93 | 4000 | 83.3
PSPXM1M3 | ZHANJIANG GENERAL ELECTRIC CORP.LTD. | ZGE | LCSLED8FT-75D-4KMV | Indoor Luminaires | Linear Ambient | Direct Linear Ambient Luminaires | Standard | FALSE | [9 empty] | 42720 |  |  | No | Updated on 12/16/2016 | 4 | 9840 | 123 | 80 | 6.52 | 0.9 | 4000 | 80
PZ195VAU | ZHANJIANG GENERAL ELECTRIC CORP.LTD. | ZGE | LCSLED8FT-75D-5KMV | Indoor Luminaires | Linear Ambient | Direct Linear Ambient Luminaires | Standard | FALSE | [9 empty] | 42720 |  |  | No | Updated on 12/16/2016 | 4 | 10080 | 126 | 80 | 6.52 | 0.9 | 5000 | 80
PHW7KZWG | Shenzhen Vanplex Optoelectronics Co. Ltd | VANPLEX | VPL-LN-20WAN-30K | Indoor Luminaires | Linear Ambient | Direct Linear Ambient Luminaires | Standard | TRUE | 2449.7 | 122.85 | 19.94 | 16.31 | 0.9105 | 3010 | 81.1 | 5 | 50000 | 42720 | Not Yet Verified | Not Yet Verified | No |  | 4.1 | 2442 | 125.3 | 19.49 | 16.31 | 0.91 | 3000 | 81.1
PA11ZD7D | Shenzhen Vanplex Optoelectronics Co. Ltd | VANPLEX | VPL-LN-40WAN-30K | Indoor Luminaires | Linear Ambient | Direct Linear Ambient Luminaires | Standard | TRUE | 4751.5 | 124.29 | 38.23 | 17.42 | 0.9035 | 3005 | 81.4 | 5 | 50000 | 42720 | Not Dimmable | Not Dimmable | No |  | 4.1 | 4751.5 | 124.29 | 38.23 | 17.42 | 0.9 | 3000 | 81.4
PJ6PPW5H | Shenzhen Vanplex Optoelectronics Co. Ltd | VANPLEX | VPL-LN-40WAN-50K | Indoor Luminaires | Linear Ambient | Direct Linear Ambient Luminaires | Standard | FALSE | [9 empty] | 42720 | Not Dimmable | Not Dimmable | No |  | 4.1 | 4882 | 126.15 | 38.7 | 18.62 | 0.9 | 5000 | 80.7
PSR8X2HN | Shenzhen Vanplex Optoelectronics Co. Ltd | VANPLEX | VPL-LN-20WAN-50K | Indoor Luminaires | Linear Ambient | Direct Linear Ambient Luminaires | Standard | FALSE | [9 empty] | 42720 | Not Yet Verified | Not Yet Verified | No |  | 4.1 | 2527 | 131 | 19.29 | 17.21 | 0.91 | 5000 | 80.5
PPNMCADV | Shenzhen Vanplex Optoelectronics Co. Ltd | VANPLEX | VPL-LN-40WAD-50K | Indoor Luminaires | Linear Ambient | Direct Linear Ambient Luminaires | Standard | FALSE | [9 empty] | 42720 | Dimmable | Continuous Below 10 | No |  | 4.1 | 4882 | 126.15 | 38.7 | 18.62 | 0.9 | 5000 | 80.7
PEW6WJ6Z | Shenzhen Vanplex Optoelectronics Co. Ltd | VANPLEX | VPL-LN-20WAD-50K | Indoor Luminaires | Linear Ambient | Direct Linear Ambient Luminaires | Standard | FALSE | [9 empty] | 42720 | Dimmable | Continuous Below 10 | No |  | 4.1 | 2527 | 131 | 19.29 | 17.21 | 0.91 | 5000 | 80.5
PMR35YE1 | Shenzhen Vanplex Optoelectronics Co. Ltd | VANPLEX | VPL-LN-20WAN-45K | Indoor Luminaires | Linear Ambient | Direct Linear Ambient Luminaires | Standard | FALSE | [9 empty] | 42720 | Not Yet Verified | Not Yet Verified | No |  | 4.1 | 2471.7 | 126.06 | 19.61 | 15.92 | 0.91 | 4500 | 81.6
PEBDFKR6 | Shenzhen Vanplex Optoelectronics Co. Ltd | VANPLEX | VPL-LN-40WAN-45K | Indoor Luminaires | Linear Ambient | Direct Linear Ambient Luminaires | Standard | FALSE | [9 empty] | 42720 | Not Dimmable | Not Dimmable | No |  | 4.1 | 4831.1 | 125.62 | 38.46 | 17.25 | 0.9 | 4500 | 81.4
PFDQASS2 | Shenzhen Vanplex Optoelectronics Co. Ltd | VANPLEX | VPL-LN-20WAD-45K | Indoor Luminaires | Linear Ambient | Direct Linear Ambient Luminaires | Standard | FALSE | [9 empty] | 42720 | Dimmable | Continuous Below 10 | No |  | 4.1 | 2471.7 | 126.06 | 19.61 | 15.92 | 0.91 | 4500 | 81.6
PYWU3RG9 | Shenzhen Vanplex Optoelectronics Co. Ltd | VANPLEX | VPL-LN-40WAD-45K | Indoor Luminaires | Linear Ambient | Direct Linear Ambient Luminaires | Standard | FALSE | [9 empty] | 42720 | Dimmable | Continuous Below 10 | No |  | 4.1 | 4831.1 | 125.62 | 38.46 | 17.25 | 0.9 | 4500 | 81.4
P3XESWTD | Shenzhen Vanplex Optoelectronics Co. Ltd | VANPLEX | VPL-LN-20WAN-40K | Indoor Luminaires | Linear Ambient | Direct Linear Ambient Luminaires | Standard | FALSE | [9 empty] | 42720 | Not Yet Verified | Not Yet Verified | No |  | 4.1 | 2471.7 | 126.06 | 19.61 | 15.92 | 0.91 | 4000 | 81.6
PANAY4CH | Shenzhen Vanplex Optoelectronics Co. Ltd | VANPLEX | VPL-LN-40WAN-40K | Indoor Luminaires | Linear Ambient | Direct Linear Ambient Luminaires | Standard | FALSE | [9 empty] | 42720 | Not Dimmable | Not Dimmable | No |  | 4.1 | 4831.1 | 125.62 | 38.46 | 17.25 | 0.9 | 4000 | 81.4
PWBW8WE7 | Shenzhen Vanplex Optoelectronics Co. Ltd | VANPLEX | VPL-LN-20WAD-40K | Indoor Luminaires | Linear Ambient | Direct Linear Ambient Luminaires | Standard | FALSE | [9 empty] | 42720 | Dimmable | Continuous Below 10 | No |  | 4.1 | 2471.7 | 126.06 | 19.61 | 15.92 | 0.91 | 4000 | 81.6
PM7K7GX6 | Shenzhen Vanplex Optoelectronics Co. Ltd | VANPLEX | VPL-LN-40WAD-40K | Indoor Luminaires | Linear Ambient | Direct Linear Ambient Luminaires | Standard | FALSE | [9 empty] | 42720 | Dimmable | Continuous Below 10 | No |  | 4.1 | 4831.1 | 125.62 | 38.46 | 17.25 | 0.9 | 4000 | 81.4
PJK21Z5N | Shenzhen Vanplex Optoelectronics Co. Ltd | VANPLEX | VPL-LN-40WAN-35K | Indoor Luminaires | Linear Ambient | Direct Linear Ambient Luminaires | Standard | FALSE | [9 empty] | 42720 | Not Dimmable | Not Dimmable | No |  | 4.1 | 4751.5 | 124.29 | 38.23 | 17.42 | 0.9 | 3500 | 81.4
PHWVTNTJ | Shenzhen Vanplex Optoelectronics Co. Ltd | VANPLEX | VPL-LN-20WAN-35K | Indoor Luminaires | Linear Ambient | Direct Linear Ambient Luminaires | Standard | FALSE | [9 empty] | 42720 | Not Yet Verified | Not Yet Verified | No |  | 4.1 | 2442 | 125.3 | 19.49 | 16.31 | 0.91 | 3500 | 81.1
P6EVTFGS | Shenzhen Vanplex Optoelectronics Co. Ltd | VANPLEX | VPL-LN-40WAD-35K | Indoor Luminaires | Linear Ambient | Direct Linear Ambient Luminaires | Standard | FALSE | [9 empty] | 42720 | Dimmable | Continuous Below 10 | No |  | 4.1 | 4751.5 | 124.29 | 38.23 | 17.42 | 0.9 | 3500 | 81.4
P1JCPSBN | Shenzhen Vanplex Optoelectronics Co. Ltd | VANPLEX | VPL-LN-20WAD-35K | Indoor Luminaires | Linear Ambient | Direct Linear Ambient Luminaires | Standard | FALSE | [9 empty] | 42720 | Dimmable | Continuous Below 10 | No |  | 4.1 | 2442 | 125.3 | 19.49 | 16.31 | 0.91 | 3500 | 81.1
PRZSM7PB | Shenzhen Vanplex Optoelectronics Co. Ltd | VANPLEX | VPL-LN-40WAD-30K | Indoor Luminaires | Linear Ambient | Direct Linear Ambient Luminaires | Standard | FALSE | [9 empty] | 42720 | Dimmable | Continuous Below 10 | No |  | 4.1 | 4751.5 | 124.29 | 38.23 | 17.42 | 0.9 | 3000 | 81.4
PCWXFWMM | Shenzhen Vanplex Optoelectronics Co. Ltd | VANPLEX | VPL-LN-20WAD-30K | Indoor Luminaires | Linear Ambient | Direct Linear Ambient Luminaires | Standard | FALSE | [9 empty] | 42720 | Dimmable | Continuous Below 10 | No |  | 4.1 | 2442 | 125.3 | 19.49 | 16.31 | 0.91 | 3000 | 81.1
PWHCRAGK | ZHANJIANG GENERAL ELECTRIC CORP.LTD. | ZGE | LCSLED8FT-75D-3KMV | Indoor Luminaires | Linear Ambient | Direct Linear Ambient Luminaires | Standard | TRUE | 9911.72 | 124.27 | 79.76 | 7.66 | 0.949 | 2976 | 84.1 | 5 | 50000 | 42720 | Dimmable | Continuous Below 10 | No |  | 4 | 9600 | 120 | 80 | 6.52 | 0.9 | 3000 | 80
P99S8AJX | ZHANJIANG GENERAL ELECTRIC CORP.LTD. | ZGE | LCSLED8FT-75D-3.5KMV | Indoor Luminaires | Linear Ambient | Direct Linear Ambient Luminaires | Standard | FALSE | [9 empty] | 42720 | Dimmable | Continuous Below 10 | No |  | 4 | 9720 | 121.5 | 80 | 6.52 | 0.9 | 3500 | 80
P175B2VD | Coronet Inc. | CORONET INC | LS3 LED-4FT-LTG1-4000K-UNV-[ACSMWM]-DB-[EMISCCblank] | Indoor Luminaires | Linear Ambient | Direct Linear Ambient Luminaires | Standard | TRUE | 3116 | 94.6 | 32.93 | 17.05 | 0.957 | 4070 | 82.8 | 5 | 50000 | 42719 | Dimmable | Continuous Below 10 | Yes |  | 3.1 | 3116 | 94.6 | 32.93 | 7.14 | 1 | 4070 | 82.8
P5GWJ78M | Coronet Inc. | CORONET INC | LS3 LED-4FT-LTG3-3000K-UNV-[ACSMWM]-DB-[EMISCCblank] | Indoor Luminaires | Linear Ambient | Direct Linear Ambient Luminaires | Standard | TRUE | 3275.7 | 92.1 | 35.58 | 16.75 | 0.957 | 3181 | 82.4 | 5 | 50000 | 42719 | Dimmable | Continuous Below 10 | Yes |  | 3.1 | 3275.7 | 92.1 | 35.58 | 7.44 | 1 | 3181 | 82.4
PU1MA9UY | Coronet Inc. | CORONET INC | LS1 LED-4FT-LTG3-3000K-UNV-[ACSMWM]-DB-[EMISCCblank] | Indoor Luminaires | Linear Ambient | Direct Linear Ambient Luminaires | Standard | TRUE | 3386.9 | 87.2 | 38.85 | 15.37 | 0.95 | 3099 | 81.3 | 5 | 50000 | 42719 | Dimmable | Continuous Below 10 | Yes |  | 3.1 | 3386.9 | 87.2 | 38.85 | 7 | 1 | 3099 | 81.3
PTVTSG8R | Coronet Inc. | CORONET INC | LS1 LED-4FT-LTG1-4000K-UNV-[ACSMWM]-DB-[EMISCCblank] | Indoor Luminaires | Linear Ambient | Direct Linear Ambient Luminaires | Standard | TRUE | 2834 | 89.5 | 31.66 | 18.03 | 0.947 | 4054 | 83 | 5 | 50000 | 42719 | Dimmable | Continuous Below 10 | Yes |  | 3.1 | 2834 | 89.5 | 31.66 | 8.14 | 1 | 4054 | 83
PVE2ZYB6 | Coronet Inc. | CORONET INC | LS3 LED UP/DN-4FT-LTG2-3000K-UNV-[ACSMWM]-DB-[EMISCCblank] | Indoor Luminaires | Linear Ambient | Linear Ambient Luminaires w/ Indirect component | Standard | TRUE | 4517 | 112.7 | 40.09 | 19.36 | 0.943 | 3157 | 83.1 | 5 | 50000 | 42719 | Dimmable | Continuous Below 10 | Yes |  | 3.1 | 4517 | 112.7 | 40.09 | 7.41 | 1 | 3157 | 83.1
P4U5VJR3 | Coronet Inc. | CORONET INC | LS1 LED-4FT-LTG2-3000K-UNV-[ACSMWM]-DB-[EMISCCblank] | Indoor Luminaires | Linear Ambient | Direct Linear Ambient Luminaires | Standard | TRUE | 2603 | 92.4 | 28.17 | 16.92 | 0.919 | 3090 | 81.5 | 5 | 50000 | 42719 | Dimmable | Continuous Below 10 | Yes |  | 3.1 | 2603 | 92.4 | 28.17 | 6.65 | 0.99 | 3090 | 81.5
PAXS12T9 | Coronet Inc. | CORONET INC | LS3 LED-4FT-LTG2-3000K-UNV-[ACSMWM]-DB-[EMISCCblank] | Indoor Luminaires | Linear Ambient | Direct Linear Ambient Luminaires | Standard | TRUE | 1902 | 102.7 | 18.52 | 22.22 | 0.895 | 3152 | 82.6 | 5 | 50000 | 42719 | Dimmable | Continuous Below 10 | Yes |  | 3.1 | 1902 | 102.7 | 18.52 | 7.12 | 0.99 | 3152 | 82.6
PZSBRGM2 | Coronet Inc. | CORONET INC | LS3 LED UP/DN-4FT-LTG3-4000K-UNV-[ACSMWM]-DB-[EMISCCblank] | Indoor Luminaires | Linear Ambient | Linear Ambient Luminaires w/ Indirect component | Standard | FALSE | [9 empty] | 42719 | Dimmable | Continuous Below 10 | Yes |  | 3.1 | 7296.45 | 102.1 | 71.46 | 6.71 | 1 | 4062 | 82.25
PCFHGB54 | Coronet Inc. | CORONET INC | LS3 LED UP/DN-4FT-LTG1-4000K-UNV-[ACSMWM]-DB-[EMISCCblank] | Indoor Luminaires | Linear Ambient | Linear Ambient Luminaires w/ Indirect component | Standard | FALSE | [9 empty] | 42719 | Dimmable | Continuous Below 10 | Yes |  | 3.1 | 6407 | 104.36 | 61.39 | 6.71 | 1 | 4062 | 82.25
P1H25X3Z | Coronet Inc. | CORONET INC | LS3 LED UP/DN-4FT-LTG2-4000K-UNV-[ACSMWM]-DB-[EMISCCblank] | Indoor Luminaires | Linear Ambient | Linear Ambient Luminaires w/ Indirect component | Standard | FALSE | [9 empty] | 42719 | Dimmable | Continuous Below 10 | Yes |  | 3.1 | 4630.76 | 114.02 | 40.61 | 6.71 | 1 | 4062 | 82.25
PJZY89U5 | Coronet Inc. | CORONET INC | LS1 LED-4FT-LTG3-4000K-UNV-[ACSMWM]-DB-[EMISCCblank] | Indoor Luminaires | Linear Ambient | Direct Linear Ambient Luminaires | Standard | FALSE | [9 empty] | 42719 | Dimmable | Continuous Below 10 | Yes |  | 3.1 | 3472.2 | 88.22 | 39.36 | 6.71 | 1 | 4062 | 82.25
PKE91AA3 | Coronet Inc. | CORONET INC | LS3 LED-4FT-LTG3-4000K-UNV-[ACSMWM]-DB-[EMISCCblank] | Indoor Luminaires | Linear Ambient | Direct Linear Ambient Luminaires | Standard | FALSE | [9 empty] | 42719 | Dimmable | Continuous Below 10 | Yes |  | 3.1 | 3358.2 | 93.17 | 36.05 | 6.71 | 1 | 4062 | 82.25
PAB285RW | Coronet Inc. | CORONET INC | LS1 LED-4FT-LTG2-4000K-UNV-[ACSMWM]-DB-[EMISCCblank] | Indoor Luminaires | Linear Ambient | Direct Linear Ambient Luminaires | Standard | FALSE | [9 empty] | 42719 | Dimmable | Continuous Below 10 | Yes |  | 3.1 | 2668.56 | 93.51 | 28.54 | 6.71 | 1 | 4062 | 82.25
P5FSHP2U | Coronet Inc. | CORONET INC | LS3 LED-4FT-LTG2-4000K-UNV-[ACSMWM]-DB-[EMISCCblank] | Indoor Luminaires | Linear Ambient | Direct Linear Ambient Luminaires | Standard | FALSE | [9 empty] | 42719 | Dimmable | Continuous Below 10 | Yes |  | 3.1 | 1949.9 | 103.93 | 18.76 | 6.71 | 1 | 4062 | 82.25
PSTA2SGB | Coronet Inc. | CORONET INC | LS3 LED UP/DN-4FT-LTG3-3000K-UNV-[ACSMWM]-DB-[EMISCCblank] | Indoor Luminaires | Linear Ambient | Linear Ambient Luminaires w/ Indirect component | Standard | FALSE | [9 empty] | 42719 | Dimmable | Continuous Below 10 | Yes |  | 3.1 | 7117.2 | 100.9 | 70.54 | 3.42 | 1 | 3177 | 82.9
PY2W9DQW | Coronet Inc. | CORONET INC | LS3 LED-4FT-LTG1-3000K-UNV-[ACSMWM]-DB-[EMISCCblank] | Indoor Luminaires | Linear Ambient | Direct Linear Ambient Luminaires | Standard | FALSE | [9 empty] | 42719 | Dimmable | Continuous Below 10 | Yes |  | 3.1 | 3039.45 | 93.5 | 32.51 | 7.13 | 1 | 3174 | 82.4
P3S9G8UH | Coronet Inc. | CORONET INC | LS3 LED UP/DN-4FT-LTG1-3000K-UNV-[ACSMWM]-DB-[EMISCCblank] | Indoor Luminaires | Linear Ambient | Linear Ambient Luminaires w/ Indirect component | Standard | FALSE | [9 empty] | 42719 | Dimmable | Continuous Below 10 | Yes |  | 3.1 | 6249.6 | 103.2 | 60.6 | 2.58 | 1 | 3168 | 82.9
PAPB6CS1 | Coronet Inc. | CORONET INC | LS3 LED UP/DN-4FT-LTGC3750-3000K-UNV-[ACSMWM]-DB-[EMISCCblank] | Indoor Luminaires | Linear Ambient | Linear Ambient Luminaires w/ Indirect component | Standard | FALSE | [9 empty] | 42719 | Dimmable | Continuous Below 10 | Yes |  | 3.1 | 3676 | 110.3 | 33.34 | 7.58 | 1 | 3157 | 82.7
PECPRWGE | Coronet Inc. | CORONET INC | LS1 LED-4FT-LTG1-3000K-UNV-[ACSMWM]-DB-[EMISCCblank] | Indoor Luminaires | Linear Ambient | Direct Linear Ambient Luminaires | Standard | FALSE | [9 empty] | 42719 | Dimmable | Continuous Below 10 | Yes |  | 3.1 | 2882.65 | 89.5 | 32.2 | 7.96 | 1 | 3095 | 81.5
PEJFENPQ | RDA Lighting Inc. | RDA | FW4-LED60-B-3K-DIM | Indoor Luminaires | Linear Ambient | Direct Linear Ambient Luminaires | Standard | TRUE | 7950 | 125.95 | 63.12 | 10.98 | 0.9596 | 3062 | 82.7 | 5 | 50000 | 42718 |  |  | Yes |  | 3.1 | 7500 | 125 | 60 | 10 | 0.95 | 3000 | 80
PXEGXC52 | RDA Lighting Inc. | RDA | FW4-LED40-B-3K-DIM | Indoor Luminaires | Linear Ambient | Direct Linear Ambient Luminaires | Standard | TRUE | 5186.6 | 123.87 | 41.87 | 7.61 | 0.9584 | 3072 | 82.8 | 5 | 50000 | 42718 |  |  | Yes |  | 4 | 5000 | 125 | 40 | 20 | 0.95 | 3000 | 80
PCZ6XZY9 | RDA Lighting Inc. | RDA | FW4-LED40-B-5K-DIM | Indoor Luminaires | Linear Ambient | Direct Linear Ambient Luminaires | Standard | FALSE | [9 empty] | 42718 |  |  | Yes |  | 4 | 5000 | 125 | 40 | 20 | 0.95 | 5000 | 80
P2KZJ261 | RDA Lighting Inc. | RDA | FW4-LED60-B-5K-DIM | Indoor Luminaires | Linear Ambient | Direct Linear Ambient Luminaires | Standard | FALSE | [9 empty] | 42718 |  |  | Yes |  | 3.1 | 7500 | 125 | 60 | 10 | 0.95 | 5000 | 80
PP85NBTD | RDA Lighting Inc. | RDA | FW4-LED40-B-4K-DIM | Indoor Luminaires | Linear Ambient | Direct Linear Ambient Luminaires | Standard | FALSE | [9 empty] | 42718 |  |  | Yes |  | 4 | 5000 | 125 | 40 | 20 | 0.95 | 4000 | 80
P2BX1DKY | RDA Lighting Inc. | RDA | FW4-LED60-B-4K-DIM | Indoor Luminaires | Linear Ambient | Direct Linear Ambient Luminaires | Standard | FALSE | [9 empty] | 42718 |  |  | Yes |  | 3.1 | 7500 | 125 | 60 | 10 | 0.95 | 4000 | 80
PYVB7KZE | Nuwave LLC | ALSET | TPAL24-3L-50K-UL-EM -DM | Indoor Luminaires | Linear Ambient | Direct Linear Ambient Luminaires | Standard | TRUE | 2748 | 121.97 | 22.53 | 15.81 | 0.9603 | 5135 | 84.9 | 5 | 50000 | 42718 |  |  | Yes |  | 4 | 2797 | 122.03 | 22.92 | 16.24 | 0.96 | 5000 | 83.8
P44BGS4P | Nuwave LLC | ALSET | TPAL96-8L-30K-UL-EM -DM | Indoor Luminaires | Linear Ambient | Direct Linear Ambient Luminaires | Standard | TRUE | 7895 | 115.12 | 68.58 | 15.37 | 0.9237 | 2950 | 84.8 | 5 | 50000 | 42718 |  |  | Yes |  | 4 | 7895 | 115.12 | 68.58 | 15.37 | 0.92 | 3000 | 84.8
P7SV97YT | Nuwave LLC | ALSET | TPAL48-5L-50K-UL-EM [blank-OC] | Indoor Luminaires | Linear Ambient | Direct Linear Ambient Luminaires | Standard | FALSE | [9 empty] | 42718 |  |  | Yes |  | 4 | 5308 | 121.49 | 43.69 | 17.93 | 0.91 | 5000 | 84.9
PGJUWPK2 | Nuwave LLC | ALSET | TPAL96-8L-50K-UL-EM [blank-OC] | Indoor Luminaires | Linear Ambient | Direct Linear Ambient Luminaires | Standard | FALSE | [9 empty] | 42718 |  |  | Yes |  | 4 | 8399.49 | 119.14 | 70.5 | 15.37 | 0.92 | 5000 | 84.8
PQ4S5AEF | Nuwave LLC | ALSET | TPAL24-3L-50K-UL-EM [blank-OC] | Indoor Luminaires | Linear Ambient | Direct Linear Ambient Luminaires | Standard | FALSE | [9 empty] | 42718 |  |  | Yes |  | 4 | 2797 | 122.03 | 22.92 | 16.24 | 0.96 | 5000 | 83.8
PUZWER54 | Nuwave LLC | ALSET | TPAL48-3L-50K-UL-EM -DM | Indoor Luminaires | Linear Ambient | Direct Linear Ambient Luminaires | Standard | FALSE | [9 empty] | 42718 |  |  | Yes |  | 4 | 5308 | 121.49 | 43.69 | 17.93 | 0.91 | 5000 | 84.9
PC8852X1 | Nuwave LLC | ALSET | TPAL96-8L-50K-UL-EM -DM | Indoor Luminaires | Linear Ambient | Direct Linear Ambient Luminaires | Standard | FALSE | [9 empty] | 42718 |  |  | Yes |  | 4 | 8399.49 | 119.14 | 70.5 | 15.37 | 0.92 | 5000 | 84.8
PTWB28QQ | Nuwave LLC | ALSET | TPAL96-8L-45K-UL-EM [blank-OC] | Indoor Luminaires | Linear Ambient | Direct Linear Ambient Luminaires | Standard | FALSE | [9 empty] | 42718 |  |  | Yes |  | 4 | 7895 | 115.12 | 68.58 | 15.37 | 0.92 | 4500 | 84.8
P4BJGXRG | Nuwave LLC | ALSET | TPAL48-5L-45K-UL-EM [blank-OC] | Indoor Luminaires | Linear Ambient | Direct Linear Ambient Luminaires | Standard | FALSE | [9 empty] | 42718 |  |  | Yes |  | 4 | 4989.3 | 117.4 | 42.5 | 18.93 | 0.91 | 4500 | 84.5
PFRV35Y8 | Nuwave LLC | ALSET | TPAL24-3L-45K-UL-EM [blank-OC] | Indoor Luminaires | Linear Ambient | Direct Linear Ambient Luminaires | Standard | FALSE | [9 empty] | 42718 |  |  | Yes |  | 4 | 2636.7 | 119.85 | 22 | 16.24 | 0.96 | 4500 | 83.8
PRMZ2FR8 | Nuwave LLC | ALSET | TPAL96-8L-45K-UL-EM-DM | Indoor Luminaires | Linear Ambient | Direct Linear Ambient Luminaires | Standard | FALSE | [9 empty] | 42718 |  |  | Yes |  | 4 | 7895 | 115.12 | 68.58 | 15.37 | 0.92 | 4500 | 84.8
PU4RKVEB | Nuwave LLC | ALSET | TPAL48-5L-45K-UL-EM-DM | Indoor Luminaires | Linear Ambient | Direct Linear Ambient Luminaires | Standard | FALSE | [9 empty] | 42718 |  |  | Yes |  | 4 | 4989.3 | 117.4 | 42.5 | 18.93 | 0.91 | 4500 | 84.5
PR9FS2GW | Nuwave LLC | ALSET | TPAL24-3L-45K-UL-EM-DM | Indoor Luminaires | Linear Ambient | Direct Linear Ambient Luminaires | Standard | FALSE | [9 empty] | 42718 |  |  | Yes |  | 4 | 2636.7 | 119.85 | 22 | 16.24 | 0.96 | 4500 | 83.8
PVPRAW4F | Nuwave LLC | ALSET | TPAL96-8L-40K-UL-EM [blank-OC] | Indoor Luminaires | Linear Ambient | Direct Linear Ambient Luminaires | Standard | FALSE | [9 empty] | 42718 |  |  | Yes |  | 4 | 7895 | 115.12 | 68.58 | 15.37 | 0.92 | 4000 | 84.8
PUCE133B | Nuwave LLC | ALSET | TPAL48-5L-40K-UL-EM [blank-OC] | Indoor Luminaires | Linear Ambient | Direct Linear Ambient Luminaires | Standard | FALSE | [9 empty] | 42718 |  |  | Yes |  | 4 | 4989.3 | 117.4 | 42.5 | 18.93 | 0.91 | 4000 | 84.5
PXN33X2D | Nuwave LLC | ALSET | TPAL24-3L-40K-UL-EM [blank-OC] | Indoor Luminaires | Linear Ambient | Direct Linear Ambient Luminaires | Standard | FALSE | [9 empty] | 42718 |  |  | Yes |  | 4 | 2636.7 | 119.85 | 22 | 16.24 | 0.96 | 4000 | 83.8
PKFE4AXG | Nuwave LLC | ALSET | TPAL96-8L-40K-UL-EM -DM | Indoor Luminaires | Linear Ambient | Direct Linear Ambient Luminaires | Standard | FALSE | [9 empty] | 42718 |  |  | Yes |  | 4 | 7895 | 115.12 | 68.58 | 15.37 | 0.92 | 4000 | 84.8
PT7GT7CZ | Nuwave LLC | ALSET | TPAL48-5L-40K-UL-EM -DM | Indoor Luminaires | Linear Ambient | Direct Linear Ambient Luminaires | Standard | FALSE | [9 empty] | 42718 |  |  | Yes |  | 4 | 4989.3 | 117.4 | 42.5 | 18.93 | 0.91 | 4000 | 84.5
PBKQ1KNP | Nuwave LLC | ALSET | TPAL24-3L-40K-UL-EM -DM | Indoor Luminaires | Linear Ambient | Direct Linear Ambient Luminaires | Standard | FALSE | [9 empty] | 42718 |  |  | Yes |  | 4 | 2636.7 | 119.85 | 22 | 16.24 | 0.96 | 4000 | 83.8
PFNTVHCQ | Nuwave LLC | ALSET | TPAL96-8L-35K-UL-EM [blank-OC] | Indoor Luminaires | Linear Ambient | Direct Linear Ambient Luminaires | Standard | FALSE | [9 empty] | 42718 |  |  | Yes |  | 4 | 7895 | 115.12 | 68.58 | 15.37 | 0.92 | 3500 | 84.8
P9AKVBEN | Nuwave LLC | ALSET | TPAL48-5L-35K-UL-EM [blank-OC] | Indoor Luminaires | Linear Ambient | Direct Linear Ambient Luminaires | Standard | FALSE | [9 empty] | 42718 |  |  | Yes |  | 4 | 4989.3 | 117.4 | 42.5 | 18.93 | 0.91 | 3500 | 84.5
PBSB78R6 | Nuwave LLC | ALSET | TPAL24-3L-35K-UL-EM [blank-OC] | Indoor Luminaires | Linear Ambient | Direct Linear Ambient Luminaires | Standard | FALSE | [9 empty] | 42718 |  |  | Yes |  | 4 | 2636.7 | 119.85 | 22 | 16.24 | 0.96 | 3500 | 83.8
PR71NCX9 | Nuwave LLC | ALSET | TPAL96-8L-35K-UL-EM -DM | Indoor Luminaires | Linear Ambient | Direct Linear Ambient Luminaires | Standard | FALSE | [9 empty] | 42718 |  |  | Yes |  | 4 | 7895 | 115.12 | 68.58 | 15.37 | 0.92 | 3500 | 84.8
P866ZCHE | Nuwave LLC | ALSET | TPAL48-5L-35K-UL-EM -DM | Indoor Luminaires | Linear Ambient | Direct Linear Ambient Luminaires | Standard | FALSE | [9 empty] | 42718 |  |  | Yes |  | 4 | 4989.3 | 117.4 | 42.5 | 18.93 | 0.91 | 3500 | 84.5
P5SUTJW4 | Nuwave LLC | ALSET | TPAL24-3L-35K-UL-EM -DM | Indoor Luminaires | Linear Ambient | Direct Linear Ambient Luminaires | Standard | FALSE | [9 empty] | 42718 |  |  | Yes |  | 4 | 2636.7 | 119.85 | 22 | 16.24 | 0.96 | 3500 | 83.8
P1CNRZW5 | Nuwave LLC | ALSET | TPAL96-8L-30K-UL-EM [blank-OC] | Indoor Luminaires | Linear Ambient | Direct Linear Ambient Luminaires | Standard | FALSE | [9 empty] | 42718 |  |  | Yes |  | 4 | 7895 | 115.12 | 68.58 | 15.37 | 0.92 | 3000 | 84.8
PUVCY7BM | Nuwave LLC | ALSET | TPAL48-5L-30K-UL-EM [blank-OC] | Indoor Luminaires | Linear Ambient | Direct Linear Ambient Luminaires | Standard | FALSE | [9 empty] | 42718 |  |  | Yes |  | 4 | 4989.3 | 117.4 | 42.5 | 18.93 | 0.91 | 3000 | 84.5
PV6U9MQE | Nuwave LLC | ALSET | TPAL24-3L-30K-UL-EM [blank-OC] | Indoor Luminaires | Linear Ambient | Direct Linear Ambient Luminaires | Standard | FALSE | [9 empty] | 42718 |  |  | Yes |  | 4 | 2636.7 | 119.85 | 22 | 16.24 | 0.96 | 3000 | 83.8
PZMBNMCR | Nuwave LLC | ALSET | TPAL48-5L-30K-UL-EM -DM | Indoor Luminaires | Linear Ambient | Direct Linear Ambient Luminaires | Standard | FALSE | [9 empty] | 42718 |  |  | Yes |  | 4 | 4989.3 | 117.4 | 42.5 | 18.93 | 0.91 | 3000 | 84.5
PT4G194C | Nuwave LLC | ALSET | TPAL24-3L-30K-UL-EM -DM | Indoor Luminaires | Linear Ambient | Direct Linear Ambient Luminaires | Standard | FALSE | [9 empty] | 42718 |  |  | Yes |  | 4 | 2636.7 | 119.85 | 22 | 16.24 | 0.96 | 3000 | 83.8
PNSGWVF3 | Canarm Ltd. | CANARM | LP848220-DB4K | Indoor Luminaires | Linear Ambient | Direct Linear Ambient Luminaires | Standard | TRUE | 4206.14 | 105.1 | 40.02 | 14.36 | 0.926 | 4238 | 86.1 | 5 | 50000 | 42718 | Not Dimmable | Not Dimmable | No |  | 4 | 4200 | 105 | 40 | 15 | 0.9 | 4000 | 83
PN11KEVW | Canarm Ltd. | CANARM | LP848230-DB4K | Indoor Luminaires | Linear Ambient | Direct Linear Ambient Luminaires | Standard | TRUE | 6594.969 | 117.223 | 56.26 | 15.62 | 0.9118 | 4057 | 85.1 | 5 | 50000 | 42718 | Not Yet Verified | Not Yet Verified | No |  | 3.1 | 6600 | 110 | 60 | 16 | 0.9 | 4000 | 83
PDTJC6G9 | Canarm Ltd. | CANARM | LP848230-DB5K | Indoor Luminaires | Linear Ambient | Direct Linear Ambient Luminaires | Standard | FALSE | [9 empty] | 42718 | Not Yet Verified | Not Yet Verified | No |  | 3.1 | 6600 | 110 | 60 | 16 | 0.9 | 5000 | 83
PG2HBDQ7 | Canarm Ltd. | CANARM | LP848220-DB5K | Indoor Luminaires | Linear Ambient | Direct Linear Ambient Luminaires | Standard | FALSE | [9 empty] | 42718 | Not Dimmable | Not Dimmable | No |  | 4 | 4200 | 105 | 40 | 15 | 0.9 | 5000 | 83
PSM8XUHB | Alphalite Inc. | Alphalite | LBW-4L(42)/840 | Indoor Luminaires | Linear Ambient | Direct Linear Ambient Luminaires | Premium | TRUE | 5036.7 | 126.43 | 39.83 | 3.8 | 0.97 | 3958 | 81.99 | 5 | 50000 | 42717 |  |  | No |  | 4 | 5334 | 127 | 42 | 10 | 0.9 | 4000 | 80
PMXBZK9R | Alphalite Inc. | Alphalite | LBW-4L(42)/850 | Indoor Luminaires | Linear Ambient | Direct Linear Ambient Luminaires | Premium | FALSE | [9 empty] | 42717 |  |  | No |  | 4 | 5376 | 128 | 42 | 10 | 0.9 | 5000 | 80
P51VKDCZ | Alphalite Inc. | Alphalite | LVT-4H-ND/840 | Indoor Luminaires | Linear Ambient | Direct Linear Ambient Luminaires | Standard | TRUE | 6594.969 | 117.223 | 56.26 | 15.62 | 0.9118 | 4057 | 85.1 | 5 | 50000 | 42717 |  |  | No |  | 3.1 | 6600 | 110 | 60 | 16 | 0.9 | 4000 | 83
PWBR1SJB | Alphalite Inc. | Alphalite | LVT-4H/850 | Indoor Luminaires | Linear Ambient | Direct Linear Ambient Luminaires | Standard | FALSE | [9 empty] | 42717 |  |  | No |  | 3.1 | 6600 | 110 | 60 | 16 | 0.9 | 5000 | 83
P8ZJT4BB | Alphalite Inc. | Alphalite | LVT-4H/840 | Indoor Luminaires | Linear Ambient | Direct Linear Ambient Luminaires | Standard | FALSE | [9 empty] | 42717 |  |  | No |  | 3.1 | 6600 | 110 | 60 | 16 | 0.9 | 4000 | 83
PTG8UGS3 | Alphalite Inc. | Alphalite | LVT-4L-ND/840 | Indoor Luminaires | Linear Ambient | Direct Linear Ambient Luminaires | Standard | TRUE | 4206.14 | 105.1 | 40.02 | 14.36 | 0.926 | 4238 | 86.1 | 5 | 50000 | 42717 |  |  | No | Product updated on 10/26/2016 | 4 | 4200 | 105 | 40 | 15 | 0.9 | 4000 | 83
PFWGV9C7 | Alphalite Inc. | Alphalite | LVT-4L/850 | Indoor Luminaires | Linear Ambient | Direct Linear Ambient Luminaires | Standard | FALSE | [9 empty] | 42717 |  |  | No | Product updated on 10/26/2016 | 4 | 4200 | 105 | 40 | 15 | 0.9 | 5000 | 83
PCAJRU96 | Alphalite Inc. | Alphalite | LVT-4L/840 | Indoor Luminaires | Linear Ambient | Direct Linear Ambient Luminaires | Standard | FALSE | [9 empty] | 42717 |  |  | No | Product updated on 10/26/2016 | 4 | 4200 | 105 | 40 | 15 | 0.9 | 4000 | 83
P88QTD87 | Jiangmen OGJG Lighting and Electronic Co. Ltd. | OGJG Lighting | OG-LED220-NYPC(4000K) | Indoor Luminaires | Linear Ambient | Direct Linear Ambient Luminaires | Standard | TRUE | 4369.2 | 106.02 | 41.21 | 14.24 | 0.918 | 4075 | 85.8 | 5 | 50000 | 42717 |  |  | No |  | 4 | 4200 | 105 | 40 | 8.35 | 0.9 | 4000 | 83
PCK1VYEP | Jiangmen OGJG Lighting and Electronic Co. Ltd. | OGJG Lighting | OG-LED220-NYPC(5000K) | Indoor Luminaires | Linear Ambient | Direct Linear Ambient Luminaires | Standard | FALSE | [9 empty] | 42717 |  |  | No |  | 4 | 4200 | 105 | 40 | 8.35 | 0.9 | 5000 | 83
PQW9D2E6 | Jiangmen OGJG Lighting and Electronic Co. Ltd. | OGJG Lighting | OG-LED220-NYPC-DS(5000K) | Indoor Luminaires | Linear Ambient | Direct Linear Ambient Luminaires | Standard | FALSE | [9 empty] | 42717 |  |  | Yes |  | 4 | 4200 | 105 | 40 | 8.35 | 0.9 | 5000 | 83
PDWQR57D | Jiangmen OGJG Lighting and Electronic Co. Ltd. | OGJG Lighting | OG-LED220-NYPC-D(5000K) | Indoor Luminaires | Linear Ambient | Direct Linear Ambient Luminaires | Standard | FALSE | [9 empty] | 42717 |  |  | No |  | 4 | 4200 | 105 | 40 | 8.35 | 0.9 | 5000 | 83
PY8WUZ9G | Jiangmen OGJG Lighting and Electronic Co. Ltd. | OGJG Lighting | OG-LED220-NYPC-DS(4000K) | Indoor Luminaires | Linear Ambient | Direct Linear Ambient Luminaires | Standard | FALSE | [9 empty] | 42717 |  |  | Yes |  | 4 | 4200 | 105 | 40 | 8.35 | 0.9 | 4000 | 83
PWKPFNCG | Jiangmen OGJG Lighting and Electronic Co. Ltd. | OGJG Lighting | OG-LED220-NYPC-D(4000K) | Indoor Luminaires | Linear Ambient | Direct Linear Ambient Luminaires | Standard | FALSE | [9 empty] | 42717 |  |  | No |  | 4 | 4200 | 105 | 40 | 8.35 | 0.9 | 4000 | 83
PNZE1CAV | Sunshine Lighting | ASD | ASD-LSF-2D2040 | Indoor Luminaires | Linear Ambient | Direct Linear Ambient Luminaires | Standard | TRUE | 2214.1 | 108.91 | 20.33 | 10.57 | 0.9526 | 4048 | 82.6 | 5 |  | 42716 | Dimmable | Continuous Below 10 | No |  | 4 | 2214.1 | 108.91 | 20.33 | 10.57 | 0.95 | 4000 | 82.6
PW4JU1MP | Sunshine Lighting | ASD | ASD-LSF-2D1040 | Indoor Luminaires | Linear Ambient | Direct Linear Ambient Luminaires | Standard | TRUE | 1115.3 | 105.22 | 10.6 | 8.71 | 0.9514 | 4060 | 82.5 | 5 |  | 42716 | Dimmable | Continuous Below 10 | No |  | 4 | 1119.6 | 108.17 | 10.35 | 8.71 | 0.95 | 4000 | 82.5
PBY91YYP | Sunshine Lighting | ASD | ASD-LSF-4D4040 | Indoor Luminaires | Linear Ambient | Direct Linear Ambient Luminaires | Standard | TRUE | 4399.4 | 110.87 | 39.68 | 14.61 | 0.9497 | 4005 | 83.1 | 5 |  | 42716 | Dimmable | Continuous Below 10 | No |  | 4 | 4425.5 | 111.08 | 39.84 | 14.61 | 0.95 | 4000 | 83.1
P5ZDSURT | Aleo Lighting Inc. | aleo | LLS-8VHE-78/835 XE | Indoor Luminaires | Linear Ambient | Direct Linear Ambient Luminaires | Premium | TRUE | 9703.2 | 126.82 | 76.5 | 17.1 | 0.9677 | 3457 | 82.2 | 5 | 50000 | 42712 |  |  | No |  | 4 | 9984 | 128 | 78 | 10 | 0.9 | 3500 | 80
PVB5UJTK | Sunpark | SUNPARK | 200WRD1(4000K) | Indoor Luminaires | Linear Ambient | Direct Linear Ambient Luminaires | Standard | TRUE | 4005.48 | 102.65 | 39.02 | 7.67 | 0.957 | 4078 | 84.3 | 5 | 50000 | 42712 |  |  | No |  | 4 | 3990 | 105 | 38 | 20 | 0.9 | 4000 | 80
P7DKQZKY | Aleo Lighting Inc. | aleo | LLS-4HE-26/835 XE | Indoor Luminaires | Linear Ambient | Direct Linear Ambient Luminaires | Premium | TRUE | 3231.4 | 126.6 | 25.61 | 9.9 | 0.9545 | 3577 | 82.6 | 5 | 50000 | 42712 |  |  | No |  | 4 | 3302 | 127 | 26 | 10 | 0.9 | 3500 | 80
PDBJGT95 | Aleo Lighting Inc. | aleo | LLS-4VHE-41/835 XE | Indoor Luminaires | Linear Ambient | Direct Linear Ambient Luminaires | Premium | TRUE | 4827.5 | 129.44 | 37.3 | 7.7 | 0.9514 | 3454 | 82.3 | 5 | 50000 | 42712 |  |  | No |  | 4 | 5248 | 128 | 41 | 10 | 0.9 | 3500 | 80
PVAJFS2Y | Aleo Lighting Inc. | aleo | LLS-4HE-34/840 XE | Indoor Luminaires | Linear Ambient | Direct Linear Ambient Luminaires | Premium | TRUE | 4137.6 | 126.65 | 32.67 | 10.2 | 0.9334 | 4050 | 82.3 | 5 | 50000 | 42712 |  |  | No |  | 4 | 4318 | 127 | 34 | 10 | 0.9 | 4000 | 80
PQ7M3B9H | Sunpark | SUNPARK | 200WRD1(5000K) | Indoor Luminaires | Linear Ambient | Direct Linear Ambient Luminaires | Standard | FALSE | [9 empty] | 42712 |  |  | No |  | 4 | 3990 | 105 | 38 | 20 | 0.9 | 5000 | 80
PF8C8NMF | Aleo Lighting Inc. | aleo | LLS-8VHE-78/850 XE | Indoor Luminaires | Linear Ambient | Direct Linear Ambient Luminaires | Premium | FALSE | [9 empty] | 42712 |  |  | No |  | 4 | 10296 | 132 | 78 | 10 | 0.9 | 5000 | 80
PEYNX86D | Aleo Lighting Inc. | aleo | LLS-8H-68/850 XE | Indoor Luminaires | Linear Ambient | Direct Linear Ambient Luminaires | Premium | FALSE | [9 empty] | 42712 |  |  | No |  | 4 | 8704 | 128 | 68 | 10 | 0.9 | 5000 | 80
P583BGER | Aleo Lighting Inc. | aleo | LLS-8HE-48/850 XE | Indoor Luminaires | Linear Ambient | Direct Linear Ambient Luminaires | Premium | FALSE | [9 empty] | 42712 |  |  | No |  | 4 | 6288 | 131 | 48 | 10 | 0.9 | 5000 | 80
P1FYKB4Z | Aleo Lighting Inc. | aleo | LLS-4VHE-41/850 XE | Indoor Luminaires | Linear Ambient | Direct Linear Ambient Luminaires | Premium | FALSE | [9 empty] | 42712 |  |  | No |  | 4 | 5412 | 132 | 41 | 10 | 0.9 | 5000 | 80
PUY54PRC | Aleo Lighting Inc. | aleo | LLS-8L-42/850 XE | Indoor Luminaires | Linear Ambient | Direct Linear Ambient Luminaires | Premium | FALSE | [9 empty] | 42712 |  |  | No |  | 4 | 5376 | 128 | 42 | 10 | 0.9 | 5000 | 80
PZ2WKMWP | Aleo Lighting Inc. | aleo | LLS-4HE-34/850 XE | Indoor Luminaires | Linear Ambient | Direct Linear Ambient Luminaires | Premium | FALSE | [9 empty] | 42712 |  |  | No |  | 4 | 4352 | 128 | 34 | 10 | 0.9 | 5000 | 80
PKXQZ5H5 | Aleo Lighting Inc. | aleo | LLS-4HE-26/850 XE | Indoor Luminaires | Linear Ambient | Direct Linear Ambient Luminaires | Premium | FALSE | [9 empty] | 42712 |  |  | No |  | 4 | 3406 | 131 | 26 | 10 | 0.9 | 5000 | 80
PT8XQNH4 | Aleo Lighting Inc. | aleo | LLS-8VHE-78/840 XE | Indoor Luminaires | Linear Ambient | Direct Linear Ambient Luminaires | Premium | FALSE | [9 empty] | 42712 |  |  | No |  | 4 | 10140 | 130 | 78 | 10 | 0.9 | 4000 | 80
PH6H5YH3 | Aleo Lighting Inc. | aleo | LLS-8H-68/840 XE | Indoor Luminaires | Linear Ambient | Direct Linear Ambient Luminaires | Premium | FALSE | [9 empty] | 42712 |  |  | No |  | 4 | 8636 | 127 | 68 | 10 | 0.9 | 4000 | 80
P4TDWHBZ | Aleo Lighting Inc. | aleo | LLS-8HE-48/840 XE | Indoor Luminaires | Linear Ambient | Direct Linear Ambient Luminaires | Premium | FALSE | [9 empty] | 42712 |  |  | No |  | 4 | 6240 | 130 | 48 | 10 | 0.9 | 4000 | 80
P9FQK4YT | Aleo Lighting Inc. | aleo | LLS-8L-42/840 XE | Indoor Luminaires | Linear Ambient | Direct Linear Ambient Luminaires | Premium | FALSE | [9 empty] | 42712 |  |  | No |  | 4 | 5334 | 127 | 42 | 10 | 0.9 | 4000 | 80
PQC3RV6T | Aleo Lighting Inc. | aleo | LLS-4VHE-41/840 XE | Indoor Luminaires | Linear Ambient | Direct Linear Ambient Luminaires | Premium | FALSE | [9 empty] | 42712 |  |  | No |  | 4 | 5330 | 130 | 41 | 10 | 0.9 | 4000 | 80
PVFZC3FJ | Aleo Lighting Inc. | aleo | LLS-4HE-26/840 XE | Indoor Luminaires | Linear Ambient | Direct Linear Ambient Luminaires | Premium | FALSE | [9 empty] | 42712 |  |  | No |  | 4 | 3380 | 130 | 26 | 10 | 0.9 | 4000 | 80
PTKJKVWW | Philips Ledalite | Philips Ledalite | 7806LAEQN04[7EFM][12D]E | Indoor Luminaires | Linear Ambient | Linear Ambient Luminaires w/ Indirect component | Standard | TRUE | 3513 | 124.1 | 28.3 | 10.2 | 0.987 | 3931 | 83 | 5 | 50000 | 42712 |  |  | No |  | 4.1 | 3513 | 124.13 | 28.3 | 11.6 | 0.96 | 3931 | 83
P1DT5P8J | Philips Ledalite | Philips Ledalite | 7806LCAQN04[7EFM][12D]E | Indoor Luminaires | Linear Ambient | Linear Ambient Luminaires w/ Indirect component | Standard | TRUE | 6180 | 108.6 | 57.1 | 10.2 | 0.987 | 3045 | 87 | 5 | 50000 | 42712 |  |  | No |  | 4.1 | 6180 | 108.61 | 56.9 | 10.2 | 0.99 | 3045 | 84
PJDWX6FK | Philips Ledalite | Philips Ledalite | 7806LCEQN04[7EFM][12D]E | Indoor Luminaires | Linear Ambient | Linear Ambient Luminaires w/ Indirect component | Standard | TRUE | 3271 | 114.8 | 28.5 | 11.6 | 0.962 | 3045 | 87 | 5 | 50000 | 42712 |  |  | No |  | 4.1 | 3271 | 114.77 | 28.5 | 11.6 | 0.96 | 3045 | 84
PYU5KECY | Philips Ledalite | Philips Ledalite | 7406LAEQN08[7EFM][12D]E | Indoor Luminaires | Linear Ambient | Linear Ambient Luminaires w/ Indirect component | Standard | FALSE | [9 empty] | 42712 |  |  | No |  | 4.1 | 7026 | 124.13 | 56.6 | 11.6 | 0.96 | 3931 | 83
P92H8R9A | Philips Ledalite | Philips Ledalite | 7806LAEQN08[7EFM][12D]E | Indoor Luminaires | Linear Ambient | Linear Ambient Luminaires w/ Indirect component | Standard | FALSE | [9 empty] | 42712 |  |  | No |  | 4.1 | 7026 | 124.13 | 56.6 | 11.6 | 0.96 | 3931 | 83
P6QA1VU3 | Philips Ledalite | Philips Ledalite | 7606LAEQN08[7EFM][12D]E | Indoor Luminaires | Linear Ambient | Linear Ambient Luminaires w/ Indirect component | Standard | FALSE | [9 empty] | 42712 |  |  | No |  | 4.1 | 7026 | 124.13 | 56.6 | 11.6 | 0.96 | 3931 | 83
P9NEAN71 | Philips Ledalite | Philips Ledalite | 7606LAEQN04[7EFM][12D]E | Indoor Luminaires | Linear Ambient | Linear Ambient Luminaires w/ Indirect component | Standard | FALSE | [9 empty] | 42712 |  |  | No |  | 4.1 | 3513 | 124.13 | 28.3 | 11.6 | 0.96 | 3931 | 83
P5ZHCGEY | Philips Ledalite | Philips Ledalite | 7406LAEQN04[7EFM][12D]E | Indoor Luminaires | Linear Ambient | Linear Ambient Luminaires w/ Indirect component | Standard | FALSE | [9 empty] | 42712 |  |  | No |  | 4.1 | 3513 | 124.13 | 28.3 | 11.6 | 0.96 | 3931 | 83
PQ7CWU2E | Philips Ledalite | Philips Ledalite | 7806LAAQN08[7EFM][12D]E | Indoor Luminaires | Linear Ambient | Linear Ambient Luminaires w/ Indirect component | Standard | FALSE | [9 empty] | 42712 |  |  | No |  | 4.1 | 13272 | 117.45 | 113 | 10.2 | 0.99 | 3931 | 83
P6JND14N | Philips Ledalite | Philips Ledalite | 7406LAAQN08[7EFM][12D]E | Indoor Luminaires | Linear Ambient | Linear Ambient Luminaires w/ Indirect component | Standard | FALSE | [9 empty] | 42712 |  |  | No |  | 4.1 | 13272 | 117.45 | 113 | 10.2 | 0.99 | 3931 | 83
P6FZX3XC | Philips Ledalite | Philips Ledalite | 7606LAAQN08[7EFM][12D]E | Indoor Luminaires | Linear Ambient | Linear Ambient Luminaires w/ Indirect component | Standard | FALSE | [9 empty] | 42712 |  |  | No |  | 4.1 | 13272 | 117.45 | 113 | 10.2 | 0.99 | 3931 | 83
PYXVKWE4 | Philips Ledalite | Philips Ledalite | 7606LAAQN04[7EFM][12D]E | Indoor Luminaires | Linear Ambient | Linear Ambient Luminaires w/ Indirect component | Standard | FALSE | [9 empty] | 42712 |  |  | No |  | 4.1 | 6636 | 117.45 | 56.5 | 10.2 | 0.99 | 3931 | 83
PW3DDZHB | Philips Ledalite | Philips Ledalite | 7806LAAQN04[7EFM][12D]E | Indoor Luminaires | Linear Ambient | Linear Ambient Luminaires w/ Indirect component | Standard | FALSE | [9 empty] | 42712 |  |  | No |  | 4.1 | 6636 | 117.45 | 56.5 | 10.2 | 0.99 | 3931 | 83
PF7Z9MR4 | Philips Ledalite | Philips Ledalite | 7406LAAQN04[7EFM][12D]E | Indoor Luminaires | Linear Ambient | Linear Ambient Luminaires w/ Indirect component | Standard | FALSE | [9 empty] | 42712 |  |  | No |  | 4.1 | 6636 | 117.45 | 56.5 | 10.2 | 0.99 | 3931 | 83
PWAUWZRN | Philips Ledalite | Philips Ledalite | 7806LACQN08[7EFM][12D]E | Indoor Luminaires | Linear Ambient | Linear Ambient Luminaires w/ Indirect component | Standard | FALSE | [9 empty] | 42712 |  |  | No |  | 4.1 | 9478 | 120.89 | 78.4 | 8.8 | 0.98 | 3931 | 83
PKU1JAX7 | Philips Ledalite | Philips Ledalite | 7406LACQN08[7EFM][12D]E | Indoor Luminaires | Linear Ambient | Linear Ambient Luminaires w/ Indirect component | Standard | FALSE | [9 empty] | 42712 |  |  | No |  | 4.1 | 9478 | 120.89 | 78.4 | 8.8 | 0.98 | 3931 | 83
PH8TZHPN | Philips Ledalite | Philips Ledalite | 7606LACQN08[7EFM][12D]E | Indoor Luminaires | Linear Ambient | Linear Ambient Luminaires w/ Indirect component | Standard | FALSE | [9 empty] | 42712 |  |  | No |  | 4.1 | 9478 | 120.89 | 78.4 | 8.8 | 0.98 | 3931 | 83
PCTASBN6 | Philips Ledalite | Philips Ledalite | 7806LACQN04[7EFM][12D]E | Indoor Luminaires | Linear Ambient | Linear Ambient Luminaires w/ Indirect component | Standard | FALSE | [9 empty] | 42712 |  |  | No |  | 4.1 | 4739 | 120.89 | 39.2 | 8.8 | 0.98 | 3931 | 83
PBDPMXP1 | Philips Ledalite | Philips Ledalite | 7606LACQN04[7EFM][12D]E | Indoor Luminaires | Linear Ambient | Linear Ambient Luminaires w/ Indirect component | Standard | FALSE | [9 empty] | 42712 |  |  | No |  | 4.1 | 4739 | 120.89 | 39.2 | 8.8 | 0.98 | 3931 | 83
P992AWKS | Philips Ledalite | Philips Ledalite | 7406LACQN04[7EFM][12D]E | Indoor Luminaires | Linear Ambient | Linear Ambient Luminaires w/ Indirect component | Standard | FALSE | [9 empty] | 42712 |  |  | No |  | 4.1 | 4739 | 120.89 | 39.2 | 8.8 | 0.98 | 3931 | 83
PPPFE6Z3 | Philips Ledalite | Philips Ledalite | 7806LBEQN08[7EFM][12D]E | Indoor Luminaires | Linear Ambient | Linear Ambient Luminaires w/ Indirect component | Standard | FALSE | [9 empty] | 42712 |  |  | No |  | 4.1 | 6832 | 120.28 | 56.8 | 11.6 | 0.96 | 3312 | 82
PP9K9TPV | Philips Ledalite | Philips Ledalite | 7406LBEQN08[7EFM][12D]E | Indoor Luminaires | Linear Ambient | Linear Ambient Luminaires w/ Indirect component | Standard | FALSE | [9 empty] | 42712 |  |  | No |  | 4.1 | 6832 | 120.28 | 56.8 | 11.6 | 0.96 | 3312 | 82
P8YYJD5Y | Philips Ledalite | Philips Ledalite | 7606LBEQN08[7EFM][12D]E | Indoor Luminaires | Linear Ambient | Linear Ambient Luminaires w/ Indirect component | Standard | FALSE | [9 empty] | 42712 |  |  | No |  | 4.1 | 6832 | 120.28 | 56.8 | 11.6 | 0.96 | 3312 | 82
PGT454DT | Philips Ledalite | Philips Ledalite | 7806LBEQN04[7EFM][12D]E | Indoor Luminaires | Linear Ambient | Linear Ambient Luminaires w/ Indirect component | Standard | FALSE | [9 empty] | 42712 |  |  | No |  | 4.1 | 3416 | 120.28 | 28.4 | 11.6 | 0.96 | 3312 | 82
PGNX4Q2F | Philips Ledalite | Philips Ledalite | 7406LBEQN04[7EFM][12D]E | Indoor Luminaires | Linear Ambient | Linear Ambient Luminaires w/ Indirect component | Standard | FALSE | [9 empty] | 42712 |  |  | No |  | 4.1 | 3416 | 120.28 | 28.4 | 11.6 | 0.96 | 3312 | 82
P254XF9W | Philips Ledalite | Philips Ledalite | 7606LBEQN04[7EFM][12D]E | Indoor Luminaires | Linear Ambient | Linear Ambient Luminaires w/ Indirect component | Standard | FALSE | [9 empty] | 42712 |  |  | No |  | 4.1 | 3416 | 120.28 | 28.4 | 11.6 | 0.96 | 3312 | 82
PV9PWQQC | Philips Ledalite | Philips Ledalite | 7606LBAQN08[7EFM][12D]E | Indoor Luminaires | Linear Ambient | Linear Ambient Luminaires w/ Indirect component | Standard | FALSE | [9 empty] | 42712 |  |  | No |  | 4.1 | 12906 | 113.81 | 113.4 | 10.2 | 0.99 | 3312 | 82
PEUBW6XU | Philips Ledalite | Philips Ledalite | 7806LBAQN08[7EFM][12D]E | Indoor Luminaires | Linear Ambient | Linear Ambient Luminaires w/ Indirect component | Standard | FALSE | [9 empty] | 42712 |  |  | No |  | 4.1 | 12906 | 113.81 | 113.4 | 10.2 | 0.99 | 3312 | 82
P3YC8EXD | Philips Ledalite | Philips Ledalite | 7406LBAQN08[7EFM][12D]E | Indoor Luminaires | Linear Ambient | Linear Ambient Luminaires w/ Indirect component | Standard | FALSE | [9 empty] | 42712 |  |  | No |  | 4.1 | 12906 | 113.81 | 113.4 | 10.2 | 0.99 | 3312 | 82
PXA84TBX | Philips Ledalite | Philips Ledalite | 7606LBAQN04[7EFM][12D]E | Indoor Luminaires | Linear Ambient | Linear Ambient Luminaires w/ Indirect component | Standard | FALSE | [9 empty] | 42712 |  |  | No |  | 4.1 | 6453 | 113.81 | 56.7 | 10.2 | 0.99 | 3312 | 82
PTUR64TX | Philips Ledalite | Philips Ledalite | 7406LBAQN04[7EFM][12D]E | Indoor Luminaires | Linear Ambient | Linear Ambient Luminaires w/ Indirect component | Standard | FALSE | [9 empty] | 42712 |  |  | No |  | 4.1 | 6453 | 113.81 | 56.7 | 10.2 | 0.99 | 3312 | 82
PCU2RBM2 | Philips Ledalite | Philips Ledalite | 7806LBAQN04[7EFM][12D]E | Indoor Luminaires | Linear Ambient | Linear Ambient Luminaires w/ Indirect component | Standard | FALSE | [9 empty] | 42712 |  |  | No |  | 4.1 | 6453 | 113.81 | 56.7 | 10.2 | 0.99 | 3312 | 82
PVAQN5A9 | Philips Ledalite | Philips Ledalite | 7406LBCQN08[7EFM][12D]E | Indoor Luminaires | Linear Ambient | Linear Ambient Luminaires w/ Indirect component | Standard | FALSE | [9 empty] | 42712 |  |  | No |  | 4.1 | 9216 | 116.95 | 78.8 | 8.8 | 0.98 | 3312 | 82
PCATG1PC | Philips Ledalite | Philips Ledalite | 7606LBCQN08[7EFM][12D]E | Indoor Luminaires | Linear Ambient | Linear Ambient Luminaires w/ Indirect component | Standard | FALSE | [9 empty] | 42712 |  |  | No |  | 4.1 | 9216 | 116.95 | 78.8 | 8.8 | 0.98 | 3312 | 82
P5PE76MD | Philips Ledalite | Philips Ledalite | 7806LBCQN08[7EFM][12D]E | Indoor Luminaires | Linear Ambient | Linear Ambient Luminaires w/ Indirect component | Standard | FALSE | [9 empty] | 42712 |  |  | No |  | 4.1 | 9216 | 116.95 | 78.8 | 8.8 | 0.98 | 3312 | 82
PYXFUZ34 | Philips Ledalite | Philips Ledalite | 7406LBCQN04[7EFM][12D]E | Indoor Luminaires | Linear Ambient | Linear Ambient Luminaires w/ Indirect component | Standard | FALSE | [9 empty] | 42712 |  |  | No |  | 4.1 | 4608 | 116.95 | 39.4 | 8.8 | 0.98 | 3312 | 82
PJD2E5HA | Philips Ledalite | Philips Ledalite | 7606LBCQN04[7EFM][12D]E | Indoor Luminaires | Linear Ambient | Linear Ambient Luminaires w/ Indirect component | Standard | FALSE | [9 empty] | 42712 |  |  | No |  | 4.1 | 4608 | 116.95 | 39.4 | 8.8 | 0.98 | 3312 | 82
P3E5PQ39 | Philips Ledalite | Philips Ledalite | 7806LBCQN04[7EFM][12D]E | Indoor Luminaires | Linear Ambient | Linear Ambient Luminaires w/ Indirect component | Standard | FALSE | [9 empty] | 42712 |  |  | No |  | 4.1 | 4608 | 116.95 | 39.4 | 8.8 | 0.98 | 3312 | 82
PHG8UJZT | Philips Ledalite | Philips Ledalite | 7606LCEQN08[7EFM][12D]E | Indoor Luminaires | Linear Ambient | Linear Ambient Luminaires w/ Indirect component | Standard | FALSE | [9 empty] | 42712 |  |  | No |  | 4.1 | 6542 | 114.77 | 57 | 11.6 | 0.96 | 3045 | 84
P6TA5K2J | Philips Ledalite | Philips Ledalite | 7806LCEQN08[7EFM][12D]E | Indoor Luminaires | Linear Ambient | Linear Ambient Luminaires w/ Indirect component | Standard | FALSE | [9 empty] | 42712 |  |  | No |  | 4.1 | 6542 | 114.77 | 57 | 11.6 | 0.96 | 3045 | 84
P1X4ZGRG | Philips Ledalite | Philips Ledalite | 7406LCEQN08[7EFM][12D]E | Indoor Luminaires | Linear Ambient | Linear Ambient Luminaires w/ Indirect component | Standard | FALSE | [9 empty] | 42712 |  |  | No |  | 4.1 | 6542 | 114.77 | 57 | 11.6 | 0.96 | 3045 | 84
PUG991DN | Philips Ledalite | Philips Ledalite | 7606LCEQN04[7EFM][12D]E | Indoor Luminaires | Linear Ambient | Linear Ambient Luminaires w/ Indirect component | Standard | FALSE | [9 empty] | 42712 |  |  | No |  | 4.1 | 3271 | 114.77 | 28.5 | 11.6 | 0.96 | 3045 | 84
P7781EN4 | Philips Ledalite | Philips Ledalite | 7406LCEQN04[7EFM][12D]E | Indoor Luminaires | Linear Ambient | Linear Ambient Luminaires w/ Indirect component | Standard | FALSE | [9 empty] | 42712 |  |  | No |  | 4.1 | 3271 | 114.77 | 28.5 | 11.6 | 0.96 | 3045 | 84
PJT8QF4R | Philips Ledalite | Philips Ledalite | 7406LCAQN08[7EFM][12D]E | Indoor Luminaires | Linear Ambient | Linear Ambient Luminaires w/ Indirect component | Standard | FALSE | [9 empty] | 42712 |  |  | No |  | 4.1 | 12360 | 108.61 | 113.8 | 10.2 | 0.99 | 3045 | 84
PH1GS1KV | Philips Ledalite | Philips Ledalite | 7806LCAQN08[7EFM][12D]E | Indoor Luminaires | Linear Ambient | Linear Ambient Luminaires w/ Indirect component | Standard | FALSE | [9 empty] | 42712 |  |  | No |  | 4.1 | 12360 | 108.61 | 113.8 | 10.2 | 0.99 | 3045 | 84
P1HKKS9T | Philips Ledalite | Philips Ledalite | 7606LCAQN08[7EFM][12D]E | Indoor Luminaires | Linear Ambient | Linear Ambient Luminaires w/ Indirect component | Standard | FALSE | [9 empty] | 42712 |  |  | No |  | 4.1 | 12360 | 108.61 | 113.8 | 10.2 | 0.99 | 3045 | 84
PHKYHSMS | Philips Ledalite | Philips Ledalite | 7406LCAQN04[7EFM][12D]E | Indoor Luminaires | Linear Ambient | Linear Ambient Luminaires w/ Indirect component | Standard | FALSE | [9 empty] | 42712 |  |  | No |  | 4.1 | 6180 | 108.61 | 56.9 | 10.2 | 0.99 | 3045 | 84
P9596UJG | Philips Ledalite | Philips Ledalite | 7606LCAQN04[7EFM][12D]E | Indoor Luminaires | Linear Ambient | Linear Ambient Luminaires w/ Indirect component | Standard | FALSE | [9 empty] | 42712 |  |  | No |  | 4.1 | 6180 | 108.61 | 56.9 | 10.2 | 0.99 | 3045 | 84
PR68RMKQ | Philips Ledalite | Philips Ledalite | 7406LCCQN08[7EFM][12D]E | Indoor Luminaires | Linear Ambient | Linear Ambient Luminaires w/ Indirect component | Standard | FALSE | [9 empty] | 42712 |  |  | No |  | 4.1 | 8824 | 111.7 | 79 | 8.8 | 0.98 | 3045 | 84
PPGYB5SB | Philips Ledalite | Philips Ledalite | 7806LCCQN08[7EFM][12D]E | Indoor Luminaires | Linear Ambient | Linear Ambient Luminaires w/ Indirect component | Standard | FALSE | [9 empty] | 42712 |  |  | No |  | 4.1 | 8824 | 111.7 | 79 | 8.8 | 0.98 | 3045 | 84
PGRPUKXF | Philips Ledalite | Philips Ledalite | 7606LCCQN08[7EFM][12D]E | Indoor Luminaires | Linear Ambient | Linear Ambient Luminaires w/ Indirect component | Standard | FALSE | [9 empty] | 42712 |  |  | No |  | 4.1 | 8824 | 111.7 | 79 | 8.8 | 0.98 | 3045 | 84
PW9933CW | Philips Ledalite | Philips Ledalite | 7806LCCQN04[7EFM][12D]E | Indoor Luminaires | Linear Ambient | Linear Ambient Luminaires w/ Indirect component | Standard | FALSE | [9 empty] | 42712 |  |  | No |  | 4.1 | 4412 | 111.7 | 39.5 | 8.8 | 0.98 | 3045 | 84
P6JAT842 | Philips Ledalite | Philips Ledalite | 7606LCCQN04[7EFM][12D]E | Indoor Luminaires | Linear Ambient | Linear Ambient Luminaires w/ Indirect component | Standard | FALSE | [9 empty] | 42712 |  |  | No |  | 4.1 | 4412 | 111.7 | 39.5 | 8.8 | 0.98 | 3045 | 84
P5T9ETG5 | Philips Ledalite | Philips Ledalite | 7406LCCQN04[7EFM][12D]E | Indoor Luminaires | Linear Ambient | Linear Ambient Luminaires w/ Indirect component | Standard | FALSE | [9 empty] | 42712 |  |  | No |  | 4.1 | 4412 | 111.7 | 39.5 | 8.8 | 0.98 | 3045 | 84
PM7KRR8B | Standard Products Inc. | STANDARD | LSVS/40W/4FT/30K/3/ND/FP/L/STD | Indoor Luminaires | Linear Ambient | Direct Linear Ambient Luminaires | Standard | TRUE | 4815 | 118.57 | 40.61 | 15.06 | 0.9298 | 2982 | 83.5 | 5 |  | 42711 | Dimmable | Continuous Below 10 | No |  | 4 | 4815 | 118.57 | 40.61 | 15.06 | 0.93 | 3000 | 83.5
PJ6R23WD | Standard Products Inc. | STANDARD | LSVS/40W/4FT/50K/2/ND/FP/L/STD | Indoor Luminaires | Linear Ambient | Direct Linear Ambient Luminaires | Standard | FALSE | [9 empty] | 42711 | Not Dimmable | Not Dimmable | No |  | 4 | 5003 | 121.52 | 41.17 | 14.93 | 0.93 | 5000 | 84.9
PVV6P53Q | Standard Products Inc. | STANDARD | LSVS/40W/4FT/50K/3/ND/FP/L/STD | Indoor Luminaires | Linear Ambient | Direct Linear Ambient Luminaires | Standard | FALSE | [9 empty] | 42711 | Dimmable | Continuous Below 10 | No |  | 4 | 5003 | 121.52 | 41.17 | 14.93 | 0.93 | 5000 | 84.9
PWFKBW55 | Standard Products Inc. | STANDARD | LSVS/40W/4FT/40K/2/ND/FP/L/STD | Indoor Luminaires | Linear Ambient | Direct Linear Ambient Luminaires | Standard | FALSE | [9 empty] | 42711 | Not Dimmable | Not Dimmable | No |  | 4 | 4909 | 120.05 | 40.89 | 15.06 | 0.93 | 4000 | 83.5
P4B82FSD | Standard Products Inc. | STANDARD | LSVS/40W/4FT/40K/3/ND/FP/L/STD | Indoor Luminaires | Linear Ambient | Direct Linear Ambient Luminaires | Standard | FALSE | [9 empty] | 42711 | Dimmable | Continuous Below 10 | No |  | 4 | 4909 | 120.05 | 40.89 | 15.06 | 0.93 | 4000 | 83.5
P5KBPTPB | Standard Products Inc. | STANDARD | LSVS/40W/4FT/30K/2/ND/FP/L/STD | Indoor Luminaires | Linear Ambient | Direct Linear Ambient Luminaires | Standard | FALSE | [9 empty] | 42711 | Not Dimmable | Not Dimmable | No |  | 4 | 4815 | 118.57 | 40.61 | 15.06 | 0.93 | 3000 | 83.5
PHYBKHY5 | Eaton (formerly Cooper Lighting) | Metalux | 8WSL-LD2-120-[All Applications]-UPL15-UNV-[All Emergency Options]-[All Flex Options]-L850-SD3-[Blank or All Sensors]-U | Indoor Luminaires | Linear Ambient | Direct Linear Ambient Luminaires | Standard | FALSE | [9 empty] | 42711 | Dimmable | Stepped | No |  | 4.1 | 13765.65 | 118.3 | 116.36 | 12.9 | 0.99 | 5000 | 83.1
PPD8UF56 | Eaton (formerly Cooper Lighting) | Metalux | 8WSL-LD2-120-[All Applications]-UPL8-UNV-[All Emergency Options]-[All Flex Options]-L850-SD3-[Blank or All Sensors]-U | Indoor Luminaires | Linear Ambient | Direct Linear Ambient Luminaires | Standard | FALSE | [9 empty] | 42711 | Dimmable | Stepped | No |  | 4.1 | 13502.13 | 116.04 | 116.36 | 12.9 | 0.99 | 5000 | 83.1
PZF5MUUZ | Eaton (formerly Cooper Lighting) | Metalux | 8WSL-LD2-120-[All Applications]-Blank-UNV-[All Emergency Options]-[All Flex Options]-L850-SD3-[Blank or All Sensors]-U | Indoor Luminaires | Linear Ambient | Direct Linear Ambient Luminaires | Standard | FALSE | [9 empty] | 42711 | Dimmable | Stepped | No |  | 4.1 | 13213.64 | 113.56 | 116.36 | 12.9 | 0.99 | 5000 | 83.1
P31UGR1S | Eaton (formerly Cooper Lighting) | Metalux | 8WSL-LD2-130-[All Applications]-UPL15-UNV-[All Emergency Options]-[All Flex Options]-L850-SD3-[Blank or All Sensors]-U | Indoor Luminaires | Linear Ambient | Direct Linear Ambient Luminaires | Standard | FALSE | [9 empty] | 42711 | Dimmable | Stepped | No |  | 4.1 | 15151.87 | 122.12 | 124.07 | 12.6 | 0.99 | 5000 | 83.1
P373JB2P | Eaton (formerly Cooper Lighting) | Metalux | 8WSL-LD2-130-[All Applications]-UPL8-UNV-[All Emergency Options]-[All Flex Options]-L850-SD3-[Blank or All Sensors]-U | Indoor Luminaires | Linear Ambient | Direct Linear Ambient Luminaires | Standard | FALSE | [9 empty] | 42711 | Dimmable | Stepped | No |  | 4.1 | 14861.81 | 119.79 | 124.07 | 12.6 | 0.99 | 5000 | 83.1
PHK1KPFP | Eaton (formerly Cooper Lighting) | Metalux | 8WSL-LD2-130-[All Applications]-Blank-UNV-[All Emergency Options]-[All Flex Options]-L850-SD3-[Blank or All Sensors]-U | Indoor Luminaires | Linear Ambient | Direct Linear Ambient Luminaires | Standard | FALSE | [9 empty] | 42711 | Dimmable | Stepped | No |  | 4.1 | 14544.27 | 117.23 | 124.07 | 12.6 | 0.99 | 5000 | 83.1
PP6SAUGJ | Eaton (formerly Cooper Lighting) | Metalux | 8WSL-LD2-140-[All Applications]-UPL15-UNV-[All Emergency Options]-[All Flex Options]-L850-SD3-[Blank or All Sensors]-U | Indoor Luminaires | Linear Ambient | Direct Linear Ambient Luminaires | Standard | FALSE | [9 empty] | 42711 | Dimmable | Stepped | No |  | 4.1 | 16103.61 | 118.45 | 135.95 | 11.9 | 0.99 | 5000 | 83.1
P17TUH59 | Eaton (formerly Cooper Lighting) | Metalux | 8WSL-LD2-140-[All Applications]-UPL8-UNV-[All Emergency Options]-[All Flex Options]-L850-SD3-[Blank or All Sensors]-U | Indoor Luminaires | Linear Ambient | Direct Linear Ambient Luminaires | Standard | FALSE | [9 empty] | 42711 | Dimmable | Stepped | No |  | 4.1 | 15795.33 | 116.18 | 135.95 | 11.9 | 0.99 | 5000 | 83.1
P27TYJXA | Eaton (formerly Cooper Lighting) | Metalux | 8WSL-LD2-140-[All Applications]-Blank-UNV-[All Emergency Options]-[All Flex Options]-L850-SD3-[Blank or All Sensors]-U | Indoor Luminaires | Linear Ambient | Direct Linear Ambient Luminaires | Standard | FALSE | [9 empty] | 42711 | Dimmable | Stepped | No |  | 4.1 | 15457.84 | 113.7 | 135.95 | 11.9 | 0.99 | 5000 | 83.1
PQAUH2A7 | Eaton (formerly Cooper Lighting) | Metalux | 8WSL-LD2-150-[All Applications]-UPL15-UNV-[All Emergency Options]-[All Flex Options]-L850-SD3-[Blank or All Sensors]-U | Indoor Luminaires | Linear Ambient | Direct Linear Ambient Luminaires | Standard | FALSE | [9 empty] | 42711 | Dimmable | Stepped | No |  | 4.1 | 17524.31 | 118.44 | 147.96 | 11.3 | 0.99 | 5000 | 83.1
PRUKNNMV | Eaton (formerly Cooper Lighting) | Metalux | 8WSL-LD2-150-[All Applications]-UPL8-UNV-[All Emergency Options]-[All Flex Options]-L850-SD3-[Blank or All Sensors]-U | Indoor Luminaires | Linear Ambient | Direct Linear Ambient Luminaires | Standard | FALSE | [9 empty] | 42711 | Dimmable | Stepped | No |  | 4.1 | 17188.83 | 116.17 | 147.96 | 11.3 | 0.99 | 5000 | 83.1
PAYD1Z8A | Eaton (formerly Cooper Lighting) | Metalux | 8WSL-LD2-150-[All Applications]-Blank-UNV-[All Emergency Options]-[All Flex Options]-L850-SD3-[Blank or All Sensors]-U | Indoor Luminaires | Linear Ambient | Direct Linear Ambient Luminaires | Standard | FALSE | [9 empty] | 42711 | Dimmable | Stepped | No |  | 4.1 | 16821.57 | 113.69 | 147.96 | 11.3 | 0.99 | 5000 | 83.1
PUGB57P2 | Eaton (formerly Cooper Lighting) | Metalux | 8WSL-LD2-160-[All Applications]-UPL15-UNV-[All Emergency Options]-[All Flex Options]-L850-SD3-[Blank or All Sensors]-U | Indoor Luminaires | Linear Ambient | Direct Linear Ambient Luminaires | Standard | FALSE | [9 empty] | 42711 | Dimmable | Stepped | No |  | 4.1 | 17945 | 117.96 | 152.13 | 11.1 | 0.99 | 5000 | 83.1
PMJVAWJ7 | Eaton (formerly Cooper Lighting) | Metalux | 8WSL-LD2-160-[All Applications]-UPL8-UNV-[All Emergency Options]-[All Flex Options]-L850-SD3-[Blank or All Sensors]-U | Indoor Luminaires | Linear Ambient | Direct Linear Ambient Luminaires | Standard | FALSE | [9 empty] | 42711 | Dimmable | Stepped | No |  | 4.1 | 17601.47 | 115.7 | 152.13 | 11.1 | 0.99 | 5000 | 83.1
P1FNV343 | Eaton (formerly Cooper Lighting) | Metalux | 8WSL-LD2-160-[All Applications]-Blank-UNV-[All Emergency Options]-[All Flex Options]-L850-SD3-[Blank or All Sensors]-U | Indoor Luminaires | Linear Ambient | Direct Linear Ambient Luminaires | Standard | FALSE | [9 empty] | 42711 | Dimmable | Stepped | No |  | 4.1 | 17225.4 | 113.23 | 152.13 | 11.1 | 0.99 | 5000 | 83.1
PAY3RHYN | Eaton (formerly Cooper Lighting) | Metalux | 8WSL-LD2-110-[All Applications]-UPL15-UNV-[All Emergency Options]-[All Flex Options]-L850-SD2-[Blank or All Sensors]-U | Indoor Luminaires | Linear Ambient | Direct Linear Ambient Luminaires | Standard | FALSE | [9 empty] | 42711 | Dimmable | Stepped | No |  | 4.1 | 12738.06 | 127.6 | 99.83 | 10.9 | 0.99 | 5000 | 83.1
PN82GUMM | Eaton (formerly Cooper Lighting) | Metalux | 8WSL-LD2-110-[All Applications]-UPL8-UNV-[All Emergency Options]-[All Flex Options]-L850-SD2-[Blank or All Sensors]-U | Indoor Luminaires | Linear Ambient | Direct Linear Ambient Luminaires | Standard | FALSE | [9 empty] | 42711 | Dimmable | Stepped | No |  | 4.1 | 12494.21 | 125.15 | 99.83 | 10.9 | 0.99 | 5000 | 83.1
PRB11EJC | Eaton (formerly Cooper Lighting) | Metalux | 8WSL-LD2-110-[All Applications]-Blank-UNV-[All Emergency Options]-[All Flex Options]-L850-SD2-[Blank or All Sensors]-U | Indoor Luminaires | Linear Ambient | Direct Linear Ambient Luminaires | Standard | FALSE | [9 empty] | 42711 | Dimmable | Stepped | No |  | 4.1 | 12227.25 | 122.48 | 99.83 | 10.9 | 0.99 | 5000 | 83.1
P7YSXVJ9 | Eaton (formerly Cooper Lighting) | Metalux | 8WSL-LD2-120-[All Applications]-UPL15-UNV-[All Emergency Options]-[All Flex Options]-L850-[Driver Includes CD HCD 5LTD 5LTHD & SR][2 or 3]-[Blank or All Sensors]-U | Indoor Luminaires | Linear Ambient | Direct Linear Ambient Luminaires | Standard | FALSE | [9 empty] | 42711 | Dimmable | Continuous Below 10 | Yes |  | 4.1 | 13765.65 | 121.98 | 112.85 | 7.95 | 0.99 | 5000 | 83.1
PYWYSDJQ | Eaton (formerly Cooper Lighting) | Metalux | 8WSL-LD2-120-[All Applications]-UPL8-UNV-[All Emergency Options]-[All Flex Options]-L850-[Driver Includes CD HCD 5LTD 5LTHD & SR][2 or 3]-[Blank or All Sensors]-U | Indoor Luminaires | Linear Ambient | Direct Linear Ambient Luminaires | Standard | FALSE | [9 empty] | 42711 | Dimmable | Continuous Below 10 | Yes |  | 4.1 | 13502.13 | 119.65 | 112.85 | 7.95 | 0.99 | 5000 | 83.1
PRBCVATZ | Eaton (formerly Cooper Lighting) | Metalux | 8WSL-LD2-120-[All Applications]-Blank-UNV-[All Emergency Options]-[All Flex Options]-L850-[Driver Includes CD HCD 5LTD 5LTHD & SR][2 or 3]-[Blank or All Sensors]-U | Indoor Luminaires | Linear Ambient | Direct Linear Ambient Luminaires | Standard | FALSE | [9 empty] | 42711 | Dimmable | Continuous Below 10 | Yes |  | 4.1 | 13213.64 | 117.09 | 112.85 | 7.95 | 0.99 | 5000 | 83.1
P6V1KW83 | Eaton (formerly Cooper Lighting) | Metalux | 8WSL-LD2-130-[All Applications]-UPL15-UNV-[All Emergency Options]-[All Flex Options]-L850-[Driver Includes CD HCD 5LTD 5LTHD & SR][2 or 3]-[Blank or All Sensors]-U | Indoor Luminaires | Linear Ambient | Direct Linear Ambient Luminaires | Standard | FALSE | [9 empty] | 42711 | Dimmable | Continuous Below 10 | Yes |  | 4.1 | 15151.87 | 124.95 | 121.26 | 6.95 | 0.99 | 5000 | 83.1
PFA43F2U | Eaton (formerly Cooper Lighting) | Metalux | 8WSL-LD2-130-[All Applications]-UPL8-UNV-[All Emergency Options]-[All Flex Options]-L850-[Driver Includes CD HCD 5LTD 5LTHD & SR][2 or 3]-[Blank or All Sensors]-U | Indoor Luminaires | Linear Ambient | Direct Linear Ambient Luminaires | Standard | FALSE | [9 empty] | 42711 | Dimmable | Continuous Below 10 | Yes |  | 4.1 | 14861.81 | 122.56 | 121.26 | 6.95 | 0.99 | 5000 | 83.1
PYUC6TDX | Eaton (formerly Cooper Lighting) | Metalux | 8WSL-LD2-130-[All Applications]-Blank-UNV-[All Emergency Options]-[All Flex Options]-L850-[Driver Includes CD HCD 5LTD 5LTHD & SR][2 or 3]-[Blank or All Sensors]-U | Indoor Luminaires | Linear Ambient | Direct Linear Ambient Luminaires | Standard | FALSE | [9 empty] | 42711 | Dimmable | Continuous Below 10 | Yes |  | 4.1 | 14544.27 | 119.94 | 121.26 | 6.95 | 0.99 | 5000 | 83.1
PHAV2FJA | Eaton (formerly Cooper Lighting) | Metalux | 8WSL-LD2-140-[All Applications]-UPL15-UNV-[All Emergency Options]-[All Flex Options]-L850-[Driver Includes CD HCD 5LTD 5LTHD & SR][2 or 3]-[Blank or All Sensors]-U | Indoor Luminaires | Linear Ambient | Direct Linear Ambient Luminaires | Standard | FALSE | [9 empty] | 42711 | Dimmable | Continuous Below 10 | Yes |  | 4.1 | 16103.61 | 120.6 | 133.53 | 6.73 | 1 | 5000 | 83.1
PN9R9FVS | Eaton (formerly Cooper Lighting) | Metalux | 8WSL-LD2-140-[All Applications]-UPL8-UNV-[All Emergency Options]-[All Flex Options]-L850-[Driver Includes CD HCD 5LTD 5LTHD & SR][2 or 3]-[Blank or All Sensors]-U | Indoor Luminaires | Linear Ambient | Direct Linear Ambient Luminaires | Standard | FALSE | [9 empty] | 42711 | Dimmable | Continuous Below 10 | Yes |  | 4.1 | 15795.33 | 118.29 | 133.53 | 6.73 | 1 | 5000 | 83.1
PNUFCRVH | Eaton (formerly Cooper Lighting) | Metalux | 8WSL-LD2-140-[All Applications]-Blank-UNV-[All Emergency Options]-[All Flex Options]-L850-[Driver Includes CD HCD 5LTD 5LTHD & SR][2 or 3]-[Blank or All Sensors]-U | Indoor Luminaires | Linear Ambient | Direct Linear Ambient Luminaires | Standard | FALSE | [9 empty] | 42711 | Dimmable | Continuous Below 10 | Yes |  | 4.1 | 15457.84 | 115.76 | 133.53 | 6.73 | 1 | 5000 | 83.1
PA6BBEQS | Eaton (formerly Cooper Lighting) | Metalux | 8WSL-LD2-150-[All Applications]-UPL15-UNV-[All Emergency Options]-[All Flex Options]-L850-[Driver Includes CD HCD 5LTD 5LTHD & SR][2 or 3]-[Blank or All Sensors]-U | Indoor Luminaires | Linear Ambient | Direct Linear Ambient Luminaires | Standard | FALSE | [9 empty] | 42711 | Dimmable | Continuous Below 10 | Yes |  | 4.1 | 17524.31 | 120.13 | 145.88 | 6.6 | 0.99 | 5000 | 83.1
P4GHSCE8 | Eaton (formerly Cooper Lighting) | Metalux | 8WSL-LD2-150-[All Applications]-UPL8-UNV-[All Emergency Options]-[All Flex Options]-L850-[Driver Includes CD HCD 5LTD 5LTHD & SR][2 or 3]-[Blank or All Sensors]-U | Indoor Luminaires | Linear Ambient | Direct Linear Ambient Luminaires | Standard | FALSE | [9 empty] | 42711 | Dimmable | Continuous Below 10 | Yes |  | 4.1 | 17188.83 | 117.83 | 145.88 | 6.6 | 0.99 | 5000 | 83.1
PXY4A25E | Eaton (formerly Cooper Lighting) | Metalux | 8WSL-LD2-150-[All Applications]-Blank-UNV-[All Emergency Options]-[All Flex Options]-L850-[Driver Includes CD HCD 5LTD 5LTHD & SR][2 or 3]-[Blank or All Sensors]-U | Indoor Luminaires | Linear Ambient | Direct Linear Ambient Luminaires | Standard | FALSE | [9 empty] | 42711 | Dimmable | Continuous Below 10 | Yes |  | 4.1 | 16821.57 | 115.31 | 145.88 | 6.6 | 0.99 | 5000 | 83.1
PHXTU9DB | Eaton (formerly Cooper Lighting) | Metalux | 8WSL-LD2-160-[All Applications]-UPL15-UNV-[All Emergency Options]-[All Flex Options]-L850-[Driver Includes CD HCD 5LTD 5LTHD & SR][2 or 3]-[Blank or All Sensors]-U | Indoor Luminaires | Linear Ambient | Direct Linear Ambient Luminaires | Standard | FALSE | [9 empty] | 42711 | Dimmable | Continuous Below 10 | Yes |  | 4.1 | 17945 | 120.36 | 149.09 | 6.52 | 0.99 | 5000 | 83.1
PBS8RPFW | Eaton (formerly Cooper Lighting) | Metalux | 8WSL-LD2-160-[All Applications]-UPL8-UNV-[All Emergency Options]-[All Flex Options]-L850-[Driver Includes CD HCD 5LTD 5LTHD & SR][2 or 3]-[Blank or All Sensors]-U | Indoor Luminaires | Linear Ambient | Direct Linear Ambient Luminaires | Standard | FALSE | [9 empty] | 42711 | Dimmable | Continuous Below 10 | Yes |  | 4.1 | 17601.47 | 118.06 | 149.09 | 6.52 | 0.99 | 5000 | 83.1
PNZ83AX1 | Eaton (formerly Cooper Lighting) | Metalux | 8WSL-LD2-160-[All Applications]-Blank-UNV-[All Emergency Options]-[All Flex Options]-L850-[Driver Includes CD HCD 5LTD 5LTHD & SR][2 or 3]-[Blank or All Sensors]-U | Indoor Luminaires | Linear Ambient | Direct Linear Ambient Luminaires | Standard | FALSE | [9 empty] | 42711 | Dimmable | Continuous Below 10 | Yes |  | 4.1 | 17225.4 | 115.54 | 149.09 | 6.52 | 0.99 | 5000 | 83.1
PB99M1J4 | Eaton (formerly Cooper Lighting) | Metalux | 8WSL-LD2-120-[All Applications]-UPL15-UNV-[All Emergency Options]-[All Flex Options]-L840-SD3-[Blank or All Sensors]-U | Indoor Luminaires | Linear Ambient | Direct Linear Ambient Luminaires | Standard | FALSE | [9 empty] | 42711 | Dimmable | Stepped | No |  | 4.1 | 12476.31 | 107.22 | 116.36 | 12.9 | 0.99 | 4000 | 83.1
PTFM2Z3U | Eaton (formerly Cooper Lighting) | Metalux | 8WSL-LD2-120-[All Applications]-UPL8-UNV-[All Emergency Options]-[All Flex Options]-L840-SD3-[Blank or All Sensors]-U | Indoor Luminaires | Linear Ambient | Direct Linear Ambient Luminaires | Standard | FALSE | [9 empty] | 42711 | Dimmable | Stepped | No |  | 4.1 | 12237.47 | 105.17 | 116.36 | 12.9 | 0.99 | 4000 | 83.1
PSV2NMNU | Eaton (formerly Cooper Lighting) | Metalux | 8WSL-LD2-130-[All Applications]-UPL15-UNV-[All Emergency Options]-[All Flex Options]-L840-SD3-[Blank or All Sensors]-U | Indoor Luminaires | Linear Ambient | Direct Linear Ambient Luminaires | Standard | FALSE | [9 empty] | 42711 | Dimmable | Stepped | No |  | 4.1 | 13732.69 | 110.69 | 124.07 | 12.6 | 0.99 | 4000 | 83.1
PYUTUPG6 | Eaton (formerly Cooper Lighting) | Metalux | 8WSL-LD2-130-[All Applications]-UPL8-UNV-[All Emergency Options]-[All Flex Options]-L840-SD3-[Blank or All Sensors]-U | Indoor Luminaires | Linear Ambient | Direct Linear Ambient Luminaires | Standard | FALSE | [9 empty] | 42711 | Dimmable | Stepped | No |  | 4.1 | 13469.8 | 108.57 | 124.07 | 12.6 | 0.99 | 4000 | 83.1
PBN3Q1VN | Eaton (formerly Cooper Lighting) | Metalux | 8WSL-LD2-130-[All Applications]-Blank-UNV-[All Emergency Options]-[All Flex Options]-L840-SD3-[Blank or All Sensors]-U | Indoor Luminaires | Linear Ambient | Direct Linear Ambient Luminaires | Standard | FALSE | [9 empty] | 42711 | Dimmable | Stepped | No |  | 4.1 | 13182 | 106.25 | 124.07 | 12.6 | 0.99 | 4000 | 83.1
P59WES1X | Eaton (formerly Cooper Lighting) | Metalux | 8WSL-LD2-140-[All Applications]-UPL15-UNV-[All Emergency Options]-[All Flex Options]-L840-SD3-[Blank or All Sensors]-U | Indoor Luminaires | Linear Ambient | Direct Linear Ambient Luminaires | Standard | FALSE | [9 empty] | 42711 | Dimmable | Stepped | No |  | 4.1 | 14595.28 | 107.36 | 135.95 | 11.9 | 0.99 | 4000 | 83.1
PWGERFTF | Eaton (formerly Cooper Lighting) | Metalux | 8WSL-LD2-140-[All Applications]-UPL8-UNV-[All Emergency Options]-[All Flex Options]-L840-SD3-[Blank or All Sensors]-U | Indoor Luminaires | Linear Ambient | Direct Linear Ambient Luminaires | Standard | FALSE | [9 empty] | 42711 | Dimmable | Stepped | No |  | 4.1 | 14315.87 | 105.3 | 135.95 | 11.9 | 0.99 | 4000 | 83.1
P6XYR5AQ | Eaton (formerly Cooper Lighting) | Metalux | 8WSL-LD2-150-[All Applications]-UPL15-UNV-[All Emergency Options]-[All Flex Options]-L840-SD3-[Blank or All Sensors]-U | Indoor Luminaires | Linear Ambient | Direct Linear Ambient Luminaires | Standard | FALSE | [9 empty] | 42711 | Dimmable | Stepped | No |  | 4.1 | 15882.91 | 107.35 | 147.96 | 11.3 | 0.99 | 4000 | 83.1
P1AAHG13 | Eaton (formerly Cooper Lighting) | Metalux | 8WSL-LD2-150-[All Applications]-UPL8-UNV-[All Emergency Options]-[All Flex Options]-L840-SD3-[Blank or All Sensors]-U | Indoor Luminaires | Linear Ambient | Direct Linear Ambient Luminaires | Standard | FALSE | [9 empty] | 42711 | Dimmable | Stepped | No |  | 4.1 | 15578.86 | 105.29 | 147.96 | 11.3 | 0.99 | 4000 | 83.1
PEVNGNNE | Eaton (formerly Cooper Lighting) | Metalux | 8WSL-LD2-160-[All Applications]-UPL15-UNV-[All Emergency Options]-[All Flex Options]-L840-SD3-[Blank or All Sensors]-U | Indoor Luminaires | Linear Ambient | Direct Linear Ambient Luminaires | Standard | FALSE | [9 empty] | 42711 | Dimmable | Stepped | No |  | 4.1 | 16264.2 | 106.91 | 152.13 | 11.1 | 0.99 | 4000 | 83.1
P4XQ2TM5 | Eaton (formerly Cooper Lighting) | Metalux | 8WSL-LD2-160-[All Applications]-UPL8-UNV-[All Emergency Options]-[All Flex Options]-L840-SD3-[Blank or All Sensors]-U | Indoor Luminaires | Linear Ambient | Direct Linear Ambient Luminaires | Standard | FALSE | [9 empty] | 42711 | Dimmable | Stepped | No |  | 4.1 | 15952.85 | 104.86 | 152.13 | 11.1 | 0.99 | 4000 | 83.1
PNJ1WM1N | Eaton (formerly Cooper Lighting) | Metalux | 8WSL-LD2-120-[All Applications]-UPL15-UNV-[All Emergency Options]-[All Flex Options]-L840-[Driver Includes CD HCD 5LTD 5LTHD & SR][2 or 3]-[Blank or All Sensors]-U | Indoor Luminaires | Linear Ambient | Direct Linear Ambient Luminaires | Standard | FALSE | [9 empty] | 42711 | Dimmable | Continuous Below 10 | Yes |  | 4.1 | 12476.31 | 110.56 | 112.85 | 7.95 | 0.99 | 4000 | 83.1
P1NDJJRZ | Eaton (formerly Cooper Lighting) | Metalux | 8WSL-LD2-120-[All Applications]-UPL8-UNV-[All Emergency Options]-[All Flex Options]-L840-[Driver Includes CD HCD 5LTD 5LTHD & SR][2 or 3]-[Blank or All Sensors]-U | Indoor Luminaires | Linear Ambient | Direct Linear Ambient Luminaires | Standard | FALSE | [9 empty] | 42711 | Dimmable | Continuous Below 10 | Yes |  | 4.1 | 12237.47 | 108.44 | 112.85 | 7.95 | 0.99 | 4000 | 83.1
PS6SXAMC | Eaton (formerly Cooper Lighting) | Metalux | 8WSL-LD2-120-[All Applications]-Blank-UNV-[All Emergency Options]-[All Flex Options]-L840-[Driver Includes CD HCD 5LTD 5LTHD & SR][2 or 3]-[Blank or All Sensors]-U | Indoor Luminaires | Linear Ambient | Direct Linear Ambient Luminaires | Standard | FALSE | [9 empty] | 42711 | Dimmable | Continuous Below 10 | Yes |  | 4.1 | 11976 | 106.12 | 112.85 | 7.95 | 0.99 | 4000 | 83.1
P6NYEWQK | Eaton (formerly Cooper Lighting) | Metalux | 8WSL-LD2-130-[All Applications]-UPL15-UNV-[All Emergency Options]-[All Flex Options]-L840-[Driver Includes CD HCD 5LTD 5LTHD & SR][2 or 3]-[Blank or All Sensors]-U | Indoor Luminaires | Linear Ambient | Direct Linear Ambient Luminaires | Standard | FALSE | [9 empty] | 42711 | Dimmable | Continuous Below 10 | Yes |  | 4.1 | 13732.69 | 113.25 | 121.26 | 6.95 | 0.99 | 4000 | 83.1
PR33JYVB | Eaton (formerly Cooper Lighting) | Metalux | 8WSL-LD2-130-[All Applications]-UPL8-UNV-[All Emergency Options]-[All Flex Options]-L840-[Driver Includes CD HCD 5LTD 5LTHD & SR][2 or 3]-[Blank or All Sensors]-U | Indoor Luminaires | Linear Ambient | Direct Linear Ambient Luminaires | Standard | FALSE | [9 empty] | 42711 | Dimmable | Continuous Below 10 | Yes |  | 4.1 | 13469.8 | 111.08 | 121.26 | 6.95 | 0.99 | 4000 | 83.1
PWHNFAFM | Eaton (formerly Cooper Lighting) | Metalux | 8WSL-LD2-130-[All Applications]-Blank-UNV-[All Emergency Options]-[All Flex Options]-L840-[Driver Includes CD HCD 5LTD 5LTHD & SR][2 or 3]-[Blank or All Sensors]-U | Indoor Luminaires | Linear Ambient | Direct Linear Ambient Luminaires | Standard | FALSE | [9 empty] | 42711 | Dimmable | Continuous Below 10 | Yes |  | 4.1 | 13182 | 108.71 | 121.26 | 6.95 | 0.99 | 4000 | 83.1
PN7CUSDQ | Eaton (formerly Cooper Lighting) | Metalux | 8WSL-LD2-140-[All Applications]-UPL15-UNV-[All Emergency Options]-[All Flex Options]-L840-[Driver Includes CD HCD 5LTD 5LTHD & SR][2 or 3]-[Blank or All Sensors]-U | Indoor Luminaires | Linear Ambient | Direct Linear Ambient Luminaires | Standard | FALSE | [9 empty] | 42711 | Dimmable | Continuous Below 10 | Yes |  | 4.1 | 14595.28 | 109.3 | 133.53 | 6.73 | 1 | 4000 | 83.1
P6ZUYA9T | Eaton (formerly Cooper Lighting) | Metalux | 8WSL-LD2-140-[All Applications]-UPL8-UNV-[All Emergency Options]-[All Flex Options]-L840-[Driver Includes CD HCD 5LTD 5LTHD & SR][2 or 3]-[Blank or All Sensors]-U | Indoor Luminaires | Linear Ambient | Direct Linear Ambient Luminaires | Standard | FALSE | [9 empty] | 42711 | Dimmable | Continuous Below 10 | Yes |  | 4.1 | 14315.87 | 107.21 | 133.53 | 6.73 | 1 | 4000 | 83.1
PW9B8533 | Eaton (formerly Cooper Lighting) | Metalux | 8WSL-LD2-140-[All Applications]-Blank-UNV-[All Emergency Options]-[All Flex Options]-L840-[Driver Includes CD HCD 5LTD 5LTHD & SR][2 or 3]-[Blank or All Sensors]-U | Indoor Luminaires | Linear Ambient | Direct Linear Ambient Luminaires | Standard | FALSE | [9 empty] | 42711 | Dimmable | Continuous Below 10 | Yes |  | 4.1 | 14010 | 104.92 | 133.53 | 6.73 | 1 | 4000 | 83.1
PGD4VAWE | Eaton (formerly Cooper Lighting) | Metalux | 8WSL-LD2-150-[All Applications]-UPL15-UNV-[All Emergency Options]-[All Flex Options]-L840-[Driver Includes CD HCD 5LTD 5LTHD & SR][2 or 3]-[Blank or All Sensors]-U | Indoor Luminaires | Linear Ambient | Direct Linear Ambient Luminaires | Standard | FALSE | [9 empty] | 42711 | Dimmable | Continuous Below 10 | Yes |  | 4.1 | 15882.91 | 108.88 | 145.88 | 6.6 | 0.99 | 4000 | 83.1
P7DH1HP1 | Eaton (formerly Cooper Lighting) | Metalux | 8WSL-LD2-150-[All Applications]-UPL8-UNV-[All Emergency Options]-[All Flex Options]-L840-[Driver Includes CD HCD 5LTD 5LTHD & SR][2 or 3]-[Blank or All Sensors]-U | Indoor Luminaires | Linear Ambient | Direct Linear Ambient Luminaires | Standard | FALSE | [9 empty] | 42711 | Dimmable | Continuous Below 10 | Yes |  | 4.1 | 15578.86 | 106.79 | 145.88 | 6.6 | 0.99 | 4000 | 83.1
PHBZM8Q2 | Eaton (formerly Cooper Lighting) | Metalux | 8WSL-LD2-150-[All Applications]-Blank-UNV-[All Emergency Options]-[All Flex Options]-L840-[Driver Includes CD HCD 5LTD 5LTHD & SR][2 or 3]-[Blank or All Sensors]-U | Indoor Luminaires | Linear Ambient | Direct Linear Ambient Luminaires | Standard | FALSE | [9 empty] | 42711 | Dimmable | Continuous Below 10 | Yes |  | 4.1 | 15246 | 104.51 | 145.88 | 6.6 | 0.99 | 4000 | 83.1
PKJF55UE | Eaton (formerly Cooper Lighting) | Metalux | 8WSL-LD2-160-[All Applications]-UPL15-UNV-[All Emergency Options]-[All Flex Options]-L840-[Driver Includes CD HCD 5LTD 5LTHD & SR][2 or 3]-[Blank or All Sensors]-U | Indoor Luminaires | Linear Ambient | Direct Linear Ambient Luminaires | Standard | FALSE | [9 empty] | 42711 | Dimmable | Continuous Below 10 | Yes |  | 4.1 | 16264.2 | 109.09 | 149.09 | 6.52 | 0.99 | 4000 | 83.1
P76X2P9Q | Eaton (formerly Cooper Lighting) | Metalux | 8WSL-LD2-160-[All Applications]-UPL8-UNV-[All Emergency Options]-[All Flex Options]-L840-[Driver Includes CD HCD 5LTD 5LTHD & SR][2 or 3]-[Blank or All Sensors]-U | Indoor Luminaires | Linear Ambient | Direct Linear Ambient Luminaires | Standard | FALSE | [9 empty] | 42711 | Dimmable | Continuous Below 10 | Yes |  | 4.1 | 15952.85 | 107 | 149.09 | 6.52 | 0.99 | 4000 | 83.1
P6NVDCDZ | Eaton (formerly Cooper Lighting) | Metalux | 8WSL-LD2-160-[All Applications]-Blank-UNV-[All Emergency Options]-[All Flex Options]-L840-[Driver Includes CD HCD 5LTD 5LTHD & SR][2 or 3]-[Blank or All Sensors]-U | Indoor Luminaires | Linear Ambient | Direct Linear Ambient Luminaires | Standard | FALSE | [9 empty] | 42711 | Dimmable | Continuous Below 10 | Yes |  | 4.1 | 15612 | 104.72 | 149.09 | 6.52 | 0.99 | 4000 | 83.1
P2FQD8MX | Eaton (formerly Cooper Lighting) | Metalux | 8WSL-LD2-120-[All Applications]-UPL15-UNV-[All Emergency Options]-[All Flex Options]-L835-SD3-[Blank or All Sensors]-U | Indoor Luminaires | Linear Ambient | Direct Linear Ambient Luminaires | Standard | FALSE | [9 empty] | 42711 | Dimmable | Stepped | No |  | 4.1 | 12476.31 | 107.22 | 116.36 | 12.9 | 0.99 | 3500 | 83.1
PRAZ81U8 | Eaton (formerly Cooper Lighting) | Metalux | 8WSL-LD2-120-[All Applications]-UPL8-UNV-[All Emergency Options]-[All Flex Options]-L835-SD3-[Blank or All Sensors]-U | Indoor Luminaires | Linear Ambient | Direct Linear Ambient Luminaires | Standard | FALSE | [9 empty] | 42711 | Dimmable | Stepped | No |  | 4.1 | 12237.47 | 105.17 | 116.36 | 12.9 | 0.99 | 3500 | 83.1
PTUZ9QVC | Eaton (formerly Cooper Lighting) | Metalux | 8WSL-LD2-130-[All Applications]-UPL15-UNV-[All Emergency Options]-[All Flex Options]-L835-SD3-[Blank or All Sensors]-U | Indoor Luminaires | Linear Ambient | Direct Linear Ambient Luminaires | Standard | FALSE | [9 empty] | 42711 | Dimmable | Stepped | No |  | 4.1 | 13732.69 | 110.69 | 124.07 | 12.6 | 0.99 | 3500 | 83.1
P9RNNVDF | Eaton (formerly Cooper Lighting) | Metalux | 8WSL-LD2-130-[All Applications]-UPL8-UNV-[All Emergency Options]-[All Flex Options]-L835-SD3-[Blank or All Sensors]-U | Indoor Luminaires | Linear Ambient | Direct Linear Ambient Luminaires | Standard | FALSE | [9 empty] | 42711 | Dimmable | Stepped | No |  | 4.1 | 13469.8 | 108.57 | 124.07 | 12.6 | 0.99 | 3500 | 83.1
PS187PTZ | Eaton (formerly Cooper Lighting) | Metalux | 8WSL-LD2-130-[All Applications]-Blank-UNV-[All Emergency Options]-[All Flex Options]-L835-SD3-[Blank or All Sensors]-U | Indoor Luminaires | Linear Ambient | Direct Linear Ambient Luminaires | Standard | FALSE | [9 empty] | 42711 | Dimmable | Stepped | No |  | 4.1 | 13182 | 106.25 | 124.07 | 12.6 | 0.99 | 3500 | 83.1
P4FCEHKY | Eaton (formerly Cooper Lighting) | Metalux | 8WSL-LD2-140-[All Applications]-UPL15-UNV-[All Emergency Options]-[All Flex Options]-L835-SD3-[Blank or All Sensors]-U | Indoor Luminaires | Linear Ambient | Direct Linear Ambient Luminaires | Standard | FALSE | [9 empty] | 42711 | Dimmable | Stepped | No |  | 4.1 | 14595.28 | 107.36 | 135.95 | 11.9 | 0.99 | 3500 | 83.1
PDBTD9ED | Eaton (formerly Cooper Lighting) | Metalux | 8WSL-LD2-140-[All Applications]-UPL8-UNV-[All Emergency Options]-[All Flex Options]-L835-SD3-[Blank or All Sensors]-U | Indoor Luminaires | Linear Ambient | Direct Linear Ambient Luminaires | Standard | FALSE | [9 empty] | 42711 | Dimmable | Stepped | No |  | 4.1 | 14315.87 | 105.3 | 135.95 | 11.9 | 0.99 | 3500 | 83.1
PED1XB2V | Eaton (formerly Cooper Lighting) | Metalux | 8WSL-LD2-150-[All Applications]-UPL15-UNV-[All Emergency Options]-[All Flex Options]-L835-SD3-[Blank or All Sensors]-U | Indoor Luminaires | Linear Ambient | Direct Linear Ambient Luminaires | Standard | FALSE | [9 empty] | 42711 | Dimmable | Stepped | No |  | 4.1 | 15882.91 | 107.35 | 147.96 | 11.3 | 0.99 | 3500 | 83.1
PC8R8ZS5 | Eaton (formerly Cooper Lighting) | Metalux | 8WSL-LD2-150-[All Applications]-UPL8-UNV-[All Emergency Options]-[All Flex Options]-L835-SD3-[Blank or All Sensors]-U | Indoor Luminaires | Linear Ambient | Direct Linear Ambient Luminaires | Standard | FALSE | [9 empty] | 42711 | Dimmable | Stepped | No |  | 4.1 | 15578.86 | 105.29 | 147.96 | 11.3 | 0.99 | 3500 | 83.1
P6S4PQUH | Eaton (formerly Cooper Lighting) | Metalux | 8WSL-LD2-160-[All Applications]-UPL15-UNV-[All Emergency Options]-[All Flex Options]-L835-SD3-[Blank or All Sensors]-U | Indoor Luminaires | Linear Ambient | Direct Linear Ambient Luminaires | Standard | FALSE | [9 empty] | 42711 | Dimmable | Stepped | No |  | 4.1 | 16264.2 | 106.91 | 152.13 | 11.1 | 0.99 | 3500 | 83.1
PY8DZ4NV | Eaton (formerly Cooper Lighting) | Metalux | 8WSL-LD2-160-[All Applications]-UPL8-UNV-[All Emergency Options]-[All Flex Options]-L835-SD3-[Blank or All Sensors]-U | Indoor Luminaires | Linear Ambient | Direct Linear Ambient Luminaires | Standard | FALSE | [9 empty] | 42711 | Dimmable | Stepped | No |  | 4.1 | 15952.85 | 104.86 | 152.13 | 11.1 | 0.99 | 3500 | 83.1
PMMTZWNW | Eaton (formerly Cooper Lighting) | Metalux | 8WSL-LD2-120-[All Applications]-UPL15-UNV-[All Emergency Options]-[All Flex Options]-L835-[Driver Includes CD HCD 5LTD 5LTHD & SR][2 or 3]-[Blank or All Sensors]-U | Indoor Luminaires | Linear Ambient | Direct Linear Ambient Luminaires | Standard | FALSE | [9 empty] | 42711 | Dimmable | Continuous Below 10 | Yes |  | 4.1 | 12476.31 | 110.56 | 112.85 | 7.95 | 0.99 | 3500 | 83.1
PKGPDJC6 | Eaton (formerly Cooper Lighting) | Metalux | 8WSL-LD2-120-[All Applications]-UPL8-UNV-[All Emergency Options]-[All Flex Options]-L835-[Driver Includes CD HCD 5LTD 5LTHD & SR][2 or 3]-[Blank or All Sensors]-U | Indoor Luminaires | Linear Ambient | Direct Linear Ambient Luminaires | Standard | FALSE | [9 empty] | 42711 | Dimmable | Continuous Below 10 | Yes |  | 4.1 | 12237.47 | 108.44 | 112.85 | 7.95 | 0.99 | 3500 | 83.1
P3U5JTJ1 | Eaton (formerly Cooper Lighting) | Metalux | 8WSL-LD2-120-[All Applications]-Blank-UNV-[All Emergency Options]-[All Flex Options]-L835-[Driver Includes CD HCD 5LTD 5LTHD & SR][2 or 3]-[Blank or All Sensors]-U | Indoor Luminaires | Linear Ambient | Direct Linear Ambient Luminaires | Standard | FALSE | [9 empty] | 42711 | Dimmable | Continuous Below 10 | Yes |  | 4.1 | 11976 | 106.12 | 112.85 | 7.95 | 0.99 | 3500 | 83.1
P6GJS89J | Eaton (formerly Cooper Lighting) | Metalux | 8WSL-LD2-130-[All Applications]-UPL15-UNV-[All Emergency Options]-[All Flex Options]-L835-[Driver Includes CD HCD 5LTD 5LTHD & SR][2 or 3]-[Blank or All Sensors]-U | Indoor Luminaires | Linear Ambient | Direct Linear Ambient Luminaires | Standard | FALSE | [9 empty] | 42711 | Dimmable | Continuous Below 10 | Yes |  | 4.1 | 13732.69 | 113.25 | 121.26 | 6.95 | 0.99 | 3500 | 83.1
PKSZFA51 | Eaton (formerly Cooper Lighting) | Metalux | 8WSL-LD2-130-[All Applications]-UPL8-UNV-[All Emergency Options]-[All Flex Options]-L835-[Driver Includes CD HCD 5LTD 5LTHD & SR][2 or 3]-[Blank or All Sensors]-U | Indoor Luminaires | Linear Ambient | Direct Linear Ambient Luminaires | Standard | FALSE | [9 empty] | 42711 | Dimmable | Continuous Below 10 | Yes |  | 4.1 | 13469.8 | 111.08 | 121.26 | 6.95 | 0.99 | 3500 | 83.1
PUXKWUED | Eaton (formerly Cooper Lighting) | Metalux | 8WSL-LD2-130-[All Applications]-Blank-UNV-[All Emergency Options]-[All Flex Options]-L835-[Driver Includes CD HCD 5LTD 5LTHD & SR][2 or 3]-[Blank or All Sensors]-U | Indoor Luminaires | Linear Ambient | Direct Linear Ambient Luminaires | Standard | FALSE | [9 empty] | 42711 | Dimmable | Continuous Below 10 | Yes |  | 4.1 | 13182 | 108.71 | 121.26 | 6.95 | 0.99 | 3500 | 83.1
PJNWE7HP | Eaton (formerly Cooper Lighting) | Metalux | 8WSL-LD2-140-[All Applications]-UPL15-UNV-[All Emergency Options]-[All Flex Options]-L835-[Driver Includes CD HCD 5LTD 5LTHD & SR][2 or 3]-[Blank or All Sensors]-U | Indoor Luminaires | Linear Ambient | Direct Linear Ambient Luminaires | Standard | FALSE | [9 empty] | 42711 | Dimmable | Continuous Below 10 | Yes |  | 4.1 | 14595.28 | 109.3 | 133.53 | 6.73 | 1 | 3500 | 83.1
PABC1P2Q | Eaton (formerly Cooper Lighting) | Metalux | 8WSL-LD2-140-[All Applications]-UPL8-UNV-[All Emergency Options]-[All Flex Options]-L835-[Driver Includes CD HCD 5LTD 5LTHD & SR][2 or 3]-[Blank or All Sensors]-U | Indoor Luminaires | Linear Ambient | Direct Linear Ambient Luminaires | Standard | FALSE | [9 empty] | 42711 | Dimmable | Continuous Below 10 | Yes |  | 4.1 | 14315.87 | 107.21 | 133.53 | 6.73 | 1 | 3500 | 83.1
PUY1HQMW | Eaton (formerly Cooper Lighting) | Metalux | 8WSL-LD2-140-[All Applications]-Blank-UNV-[All Emergency Options]-[All Flex Options]-L835-[Driver Includes CD HCD 5LTD 5LTHD & SR][2 or 3]-[Blank or All Sensors]-U | Indoor Luminaires | Linear Ambient | Direct Linear Ambient Luminaires | Standard | FALSE | [9 empty] | 42711 | Dimmable | Continuous Below 10 | Yes |  | 4.1 | 14010 | 104.92 | 133.53 | 6.73 | 1 | 3500 | 83.1
PXYPF8GX | Eaton (formerly Cooper Lighting) | Metalux | 8WSL-LD2-150-[All Applications]-UPL15-UNV-[All Emergency Options]-[All Flex Options]-L835-[Driver Includes CD HCD 5LTD 5LTHD & SR][2 or 3]-[Blank or All Sensors]-U | Indoor Luminaires | Linear Ambient | Direct Linear Ambient Luminaires | Standard | FALSE | [9 empty] | 42711 | Dimmable | Continuous Below 10 | Yes |  | 4.1 | 15882.91 | 108.88 | 145.88 | 6.6 | 0.99 | 3500 | 83.1
P8APKSXW | Eaton (formerly Cooper Lighting) | Metalux | 8WSL-LD2-150-[All Applications]-UPL8-UNV-[All Emergency Options]-[All Flex Options]-L835-[Driver Includes CD HCD 5LTD 5LTHD & SR][2 or 3]-[Blank or All Sensors]-U | Indoor Luminaires | Linear Ambient | Direct Linear Ambient Luminaires | Standard | FALSE | [9 empty] | 42711 | Dimmable | Continuous Below 10 | Yes |  | 4.1 | 15578.86 | 106.79 | 145.88 | 6.6 | 0.99 | 3500 | 83.1
PGYR97ZW | Eaton (formerly Cooper Lighting) | Metalux | 8WSL-LD2-150-[All Applications]-Blank-UNV-[All Emergency Options]-[All Flex Options]-L835-[Driver Includes CD HCD 5LTD 5LTHD & SR][2 or 3]-[Blank or All Sensors]-U | Indoor Luminaires | Linear Ambient | Direct Linear Ambient Luminaires | Standard | FALSE | [9 empty] | 42711 | Dimmable | Continuous Below 10 | Yes |  | 4.1 | 15246 | 104.51 | 145.88 | 6.6 | 0.99 | 3500 | 83.1
PA1KC6EN | Eaton (formerly Cooper Lighting) | Metalux | 8WSL-LD2-160-[All Applications]-UPL15-UNV-[All Emergency Options]-[All Flex Options]-L835-[Driver Includes CD HCD 5LTD 5LTHD & SR][2 or 3]-[Blank or All Sensors]-U | Indoor Luminaires | Linear Ambient | Direct Linear Ambient Luminaires | Standard | FALSE | [9 empty] | 42711 | Dimmable | Continuous Below 10 | Yes |  | 4.1 | 16264.2 | 109.09 | 149.09 | 6.52 | 0.99 | 3500 | 83.1
P2WP1W7W | Eaton (formerly Cooper Lighting) | Metalux | 8WSL-LD2-160-[All Applications]-UPL8-UNV-[All Emergency Options]-[All Flex Options]-L835-[Driver Includes CD HCD 5LTD 5LTHD & SR][2 or 3]-[Blank or All Sensors]-U | Indoor Luminaires | Linear Ambient | Direct Linear Ambient Luminaires | Standard | FALSE | [9 empty] | 42711 | Dimmable | Continuous Below 10 | Yes |  | 4.1 | 15952.85 | 107 | 149.09 | 6.52 | 0.99 | 3500 | 83.1
P331EV56 | Eaton (formerly Cooper Lighting) | Metalux | 8WSL-LD2-160-[All Applications]-Blank-UNV-[All Emergency Options]-[All Flex Options]-L835-[Driver Includes CD HCD 5LTD 5LTHD & SR][2 or 3]-[Blank or All Sensors]-U | Indoor Luminaires | Linear Ambient | Direct Linear Ambient Luminaires | Standard | FALSE | [9 empty] | 42711 | Dimmable | Continuous Below 10 | Yes |  | 4.1 | 15612 | 104.72 | 149.09 | 6.52 | 0.99 | 3500 | 83.1
PESMEEJ6 | Eaton (formerly Cooper Lighting) | Metalux | 4WSL-LD2-30-UNV-L830-CD1-U | Indoor Luminaires | Linear Ambient | Direct Linear Ambient Luminaires | Standard | TRUE | 2946.7 | 116.9 | 25.2 | 5.45 | 0.9977 | 2969 | 81.7 | 5 | 50000 | 42711 | Dimmable | Continuous Below 10 | Yes |  | 4.1 | 2946.7 | 116.9 | 25.2 | 5.45 | 1 | 2969 | 81.7
P74XNJDW | Eaton (formerly Cooper Lighting) | Metalux | 4WSL-LD2-80-347-L830-CD1-U | Indoor Luminaires | Linear Ambient | Direct Linear Ambient Luminaires | Standard | TRUE | 4062.6 | 103.6 | 39.2 | 15.3 | 0.9738 | 2969 | 81.7 | 5 | 50000 | 42711 | Dimmable | Continuous Below 10 | Yes |  | 4.1 | 4062.6 | 103.6 | 39.2 | 15.3 | 0.97 | 2969 | 81.7
PBBUK2V9 | Eaton (formerly Cooper Lighting) | Metalux | 4WSL-LD2-75-[All Applications]-UPL8-UNV-[All Emergency Options]-[All Flex Options]-L850-SD2-[Blank or All Sensors]-U | Indoor Luminaires | Linear Ambient | Direct Linear Ambient Luminaires | Standard | FALSE | [9 empty] | 42711 | Dimmable | Stepped | No |  | 4.1 | 8594.42 | 114.15 | 75.29 | 13.42 | 0.99 | 5000 | 83.1
PY1VZ7T2 | Eaton (formerly Cooper Lighting) | Metalux | 4WSL-LD2-75-[All Applications]-UPL15-UNV-[All Emergency Options]-[All Flex Options]-L850-SD2-[Blank or All Sensors]-U | Indoor Luminaires | Linear Ambient | Direct Linear Ambient Luminaires | Standard | FALSE | [9 empty] | 42711 | Dimmable | Stepped | No |  | 4.1 | 8574.94 | 113.89 | 75.29 | 13.42 | 0.99 | 5000 | 83.1
PEFYUVVX | Eaton (formerly Cooper Lighting) | Metalux | 4WSL-LD2-75-[All Applications]-Blank-UNV-[All Emergency Options]-[All Flex Options]-L850-SD2-[Blank or All Sensors]-U | Indoor Luminaires | Linear Ambient | Direct Linear Ambient Luminaires | Standard | FALSE | [9 empty] | 42711 | Dimmable | Stepped | No |  | 4.1 | 8410.79 | 111.71 | 75.29 | 13.42 | 0.99 | 5000 | 83.1
P8HQ84ED | Eaton (formerly Cooper Lighting) | Metalux | 4WSL-LD2-80-[All Applications]-UPL8-UNV-[All Emergency Options]-[All Flex Options]-L850-SD2-[Blank or All Sensors]-U | Indoor Luminaires | Linear Ambient | Direct Linear Ambient Luminaires | Standard | FALSE | [9 empty] | 42711 | Dimmable | Stepped | No |  | 4.1 | 8800.74 | 113.87 | 77.29 | 13.22 | 0.99 | 5000 | 83.1
PQHPNZNV | Eaton (formerly Cooper Lighting) | Metalux | 4WSL-LD2-80-[All Applications]-UPL15-UNV-[All Emergency Options]-[All Flex Options]-L850-SD2-[Blank or All Sensors]-U | Indoor Luminaires | Linear Ambient | Direct Linear Ambient Luminaires | Standard | FALSE | [9 empty] | 42711 | Dimmable | Stepped | No |  | 4.1 | 8780.79 | 113.61 | 77.29 | 13.22 | 0.99 | 5000 | 83.1
P13RSHRQ | Eaton (formerly Cooper Lighting) | Metalux | 4WSL-LD2-80-[All Applications]-Blank-UNV-[All Emergency Options]-[All Flex Options]-L850-SD2-[Blank or All Sensors]-U | Indoor Luminaires | Linear Ambient | Direct Linear Ambient Luminaires | Standard | FALSE | [9 empty] | 42711 | Dimmable | Stepped | No |  | 4.1 | 8612.7 | 111.43 | 77.29 | 13.22 | 0.99 | 5000 | 83.1
PWY13XA8 | Eaton (formerly Cooper Lighting) | Metalux | 8WSL-LD2-80-[All Applications]-UPL15-UNV-[All Emergency Options]-[All Flex Options]-L850-SD2-[Blank or All Sensors]-U | Indoor Luminaires | Linear Ambient | Direct Linear Ambient Luminaires | Standard | FALSE | [9 empty] | 42711 | Dimmable | Stepped | No |  | 4.1 | 9278.25 | 124.86 | 74.31 | 13.2 | 0.99 | 5000 | 83.1
PD4NUCTU | Eaton (formerly Cooper Lighting) | Metalux | 8WSL-LD2-80-[All Applications]-UPL8-UNV-[All Emergency Options]-[All Flex Options]-L850-SD2-[Blank or All Sensors]-U | Indoor Luminaires | Linear Ambient | Direct Linear Ambient Luminaires | Standard | FALSE | [9 empty] | 42711 | Dimmable | Stepped | No |  | 4.1 | 9100.63 | 122.47 | 74.31 | 13.2 | 0.99 | 5000 | 83.1
PM8WY4EZ | Eaton (formerly Cooper Lighting) | Metalux | 8WSL-LD2-80-[All Applications]-Blank-UNV-[All Emergency Options]-[All Flex Options]-L850-SD2-[Blank or All Sensors]-U | Indoor Luminaires | Linear Ambient | Direct Linear Ambient Luminaires | Standard | FALSE | [9 empty] | 42711 | Dimmable | Stepped | No |  | 4.1 | 8906.19 | 119.85 | 74.31 | 13.2 | 0.99 | 5000 | 83.1
PSUD9A64 | Eaton (formerly Cooper Lighting) | Metalux | 4WSL-LD2-40-[All Applications]-UPL8-UNV-[All Emergency Options]-[All Flex Options]-L850-SD1-[Blank or All Sensors]-U | Indoor Luminaires | Linear Ambient | Direct Linear Ambient Luminaires | Standard | FALSE | [9 empty] | 42711 | Dimmable | Stepped | No |  | 4.1 | 4521 | 124.2 | 36.4 | 13.12 | 0.99 | 5000 | 83.1
PT2T1GEW | Eaton (formerly Cooper Lighting) | Metalux | 4WSL-LD2-40-[All Applications]-UPL15-UNV-[All Emergency Options]-[All Flex Options]-L850-SD1-[Blank or All Sensors]-U | Indoor Luminaires | Linear Ambient | Direct Linear Ambient Luminaires | Standard | FALSE | [9 empty] | 42711 | Dimmable | Stepped | No |  | 4.1 | 4510.76 | 123.92 | 36.4 | 13.12 | 0.99 | 5000 | 83.1
PGW9WGAK | Eaton (formerly Cooper Lighting) | Metalux | 4WSL-LD2-40-[All Applications]-Blank-UNV-[All Emergency Options]-[All Flex Options]-L850-SD1-[Blank or All Sensors]-U | Indoor Luminaires | Linear Ambient | Direct Linear Ambient Luminaires | Standard | FALSE | [9 empty] | 42711 | Dimmable | Stepped | No |  | 4.1 | 4424.41 | 121.55 | 36.4 | 13.12 | 0.99 | 5000 | 83.1
PY56AQ77 | Eaton (formerly Cooper Lighting) | Metalux | 4WSL-LD2-45-[All Applications]-UPL8-UNV-[All Emergency Options]-[All Flex Options]-L850-SD1-[Blank or All Sensors]-U | Indoor Luminaires | Linear Ambient | Direct Linear Ambient Luminaires | Standard | FALSE | [9 empty] | 42711 | Dimmable | Stepped | No |  | 4.1 | 5075.7 | 124.07 | 40.91 | 12.21 | 0.99 | 5000 | 83.1
PB721W5S | Eaton (formerly Cooper Lighting) | Metalux | 4WSL-LD2-45-[All Applications]-UPL15-UNV-[All Emergency Options]-[All Flex Options]-L850-SD1-[Blank or All Sensors]-U | Indoor Luminaires | Linear Ambient | Direct Linear Ambient Luminaires | Standard | FALSE | [9 empty] | 42711 | Dimmable | Stepped | No |  | 4.1 | 5064.2 | 123.79 | 40.91 | 12.21 | 0.99 | 5000 | 83.1
PQN2DUUQ | Eaton (formerly Cooper Lighting) | Metalux | 4WSL-LD2-45-[All Applications]-Blank-UNV-[All Emergency Options]-[All Flex Options]-L850-SD1-[Blank or All Sensors]-U | Indoor Luminaires | Linear Ambient | Direct Linear Ambient Luminaires | Standard | FALSE | [9 empty] | 42711 | Dimmable | Stepped | No |  | 4.1 | 4967.25 | 121.42 | 40.91 | 12.21 | 0.99 | 5000 | 83.1
P67XMMG1 | Eaton (formerly Cooper Lighting) | Metalux | 8WSL-LD2-90-[All Applications]-UPL15-UNV-[All Emergency Options]-[All Flex Options]-L850-SD2-[Blank or All Sensors]-U | Indoor Luminaires | Linear Ambient | Direct Linear Ambient Luminaires | Standard | FALSE | [9 empty] | 42711 | Dimmable | Stepped | No |  | 4.1 | 10349.53 | 125.27 | 82.62 | 12.2 | 0.99 | 5000 | 83.1
P7MYFKQW | Eaton (formerly Cooper Lighting) | Metalux | 8WSL-LD2-90-[All Applications]-UPL8-UNV-[All Emergency Options]-[All Flex Options]-L850-SD2-[Blank or All Sensors]-U | Indoor Luminaires | Linear Ambient | Direct Linear Ambient Luminaires | Standard | FALSE | [9 empty] | 42711 | Dimmable | Stepped | No |  | 4.1 | 10151.4 | 122.87 | 82.62 | 12.2 | 0.99 | 5000 | 83.1
PZ557WMG | Eaton (formerly Cooper Lighting) | Metalux | 8WSL-LD2-90-[All Applications]-Blank-UNV-[All Emergency Options]-[All Flex Options]-L850-SD2-[Blank or All Sensors]-U | Indoor Luminaires | Linear Ambient | Direct Linear Ambient Luminaires | Standard | FALSE | [9 empty] | 42711 | Dimmable | Stepped | No |  | 4.1 | 9934.5 | 120.24 | 82.62 | 12.2 | 0.99 | 5000 | 83.1
PY1JW98F | Eaton (formerly Cooper Lighting) | Metalux | 4WSL-LD2-50-[All Applications]-UPL8-UNV-[All Emergency Options]-[All Flex Options]-L850-SD1-[Blank or All Sensors]-U | Indoor Luminaires | Linear Ambient | Direct Linear Ambient Luminaires | Standard | FALSE | [9 empty] | 42711 | Dimmable | Stepped | No |  | 4.1 | 5623.63 | 123.62 | 45.49 | 11.42 | 0.99 | 5000 | 83.1
PVQJA8Y4 | Eaton (formerly Cooper Lighting) | Metalux | 4WSL-LD2-50-[All Applications]-UPL15-UNV-[All Emergency Options]-[All Flex Options]-L850-SD1-[Blank or All Sensors]-U | Indoor Luminaires | Linear Ambient | Direct Linear Ambient Luminaires | Standard | FALSE | [9 empty] | 42711 | Dimmable | Stepped | No |  | 4.1 | 5610.89 | 123.34 | 45.49 | 11.42 | 0.99 | 5000 | 83.1
P8MEA8DT | Eaton (formerly Cooper Lighting) | Metalux | 4WSL-LD2-50-[All Applications]-Blank-UNV-[All Emergency Options]-[All Flex Options]-L850-SD1-[Blank or All Sensors]-U | Indoor Luminaires | Linear Ambient | Direct Linear Ambient Luminaires | Standard | FALSE | [9 empty] | 42711 | Dimmable | Stepped | No |  | 4.1 | 5503.48 | 120.98 | 45.49 | 11.42 | 0.99 | 5000 | 83.1
PDMPW4JT | Eaton (formerly Cooper Lighting) | Metalux | 8WSL-LD2-100-[All Applications]-UPL15-UNV-[All Emergency Options]-[All Flex Options]-L850-SD2-[Blank or All Sensors]-U | Indoor Luminaires | Linear Ambient | Direct Linear Ambient Luminaires | Standard | FALSE | [9 empty] | 42711 | Dimmable | Stepped | No |  | 4.1 | 11466.78 | 124.65 | 91.99 | 11.4 | 0.99 | 5000 | 83.1
P7HSS4B5 | Eaton (formerly Cooper Lighting) | Metalux | 8WSL-LD2-100-[All Applications]-UPL8-UNV-[All Emergency Options]-[All Flex Options]-L850-SD2-[Blank or All Sensors]-U | Indoor Luminaires | Linear Ambient | Direct Linear Ambient Luminaires | Standard | FALSE | [9 empty] | 42711 | Dimmable | Stepped | No |  | 4.1 | 11247.27 | 122.27 | 91.99 | 11.4 | 0.99 | 5000 | 83.1
PQCA6KCC | Eaton (formerly Cooper Lighting) | Metalux | 8WSL-LD2-100-[All Applications]-Blank-UNV-[All Emergency Options]-[All Flex Options]-L850-SD2-[Blank or All Sensors]-U | Indoor Luminaires | Linear Ambient | Direct Linear Ambient Luminaires | Standard | FALSE | [9 empty] | 42711 | Dimmable | Stepped | No |  | 4.1 | 11006.95 | 119.65 | 91.99 | 11.4 | 0.99 | 5000 | 83.1
PUHBF9RR | Eaton (formerly Cooper Lighting) | Metalux | 4WSL-LD2-55-[All Applications]-UPL8-UNV-[All Emergency Options]-[All Flex Options]-L850-SD1-[Blank or All Sensors]-U | Indoor Luminaires | Linear Ambient | Direct Linear Ambient Luminaires | Standard | FALSE | [9 empty] | 42711 | Dimmable | Stepped | No |  | 4.1 | 6247.1 | 124.17 | 50.31 | 10.75 | 0.99 | 5000 | 83.1
PF6AB47J | Eaton (formerly Cooper Lighting) | Metalux | 4WSL-LD2-55-[All Applications]-UPL15-UNV-[All Emergency Options]-[All Flex Options]-L850-SD1-[Blank or All Sensors]-U | Indoor Luminaires | Linear Ambient | Direct Linear Ambient Luminaires | Standard | FALSE | [9 empty] | 42711 | Dimmable | Stepped | No |  | 4.1 | 6232.95 | 123.89 | 50.31 | 10.75 | 0.99 | 5000 | 83.1
P6PQ5745 | Eaton (formerly Cooper Lighting) | Metalux | 4WSL-LD2-55-[All Applications]-Blank-UNV-[All Emergency Options]-[All Flex Options]-L850-SD1-[Blank or All Sensors]-U | Indoor Luminaires | Linear Ambient | Direct Linear Ambient Luminaires | Standard | FALSE | [9 empty] | 42711 | Dimmable | Stepped | No |  | 4.1 | 6113.63 | 121.52 | 50.31 | 10.75 | 0.99 | 5000 | 83.1
PJZK9BJ2 | Eaton (formerly Cooper Lighting) | Metalux | 8WSL-LD2-60-[All Applications]-UPL15-UNV-[All Emergency Options]-[All Flex Options]-L850-SD1-[Blank or All Sensors]-U | Indoor Luminaires | Linear Ambient | Direct Linear Ambient Luminaires | Standard | FALSE | [9 empty] | 42711 | Dimmable | Stepped | No |  | 4.1 | 7043.75 | 131.05 | 53.75 | 10.2 | 0.99 | 5000 | 83.1
PGX7XTX3 | Eaton (formerly Cooper Lighting) | Metalux | 8WSL-LD2-60-[All Applications]-UPL8-UNV-[All Emergency Options]-[All Flex Options]-L850-SD1-[Blank or All Sensors]-U | Indoor Luminaires | Linear Ambient | Direct Linear Ambient Luminaires | Standard | FALSE | [9 empty] | 42711 | Dimmable | Stepped | No |  | 4.1 | 6908.91 | 128.54 | 53.75 | 10.2 | 0.99 | 5000 | 83.1
P13J1JNZ | Eaton (formerly Cooper Lighting) | Metalux | 8WSL-LD2-60-[All Applications]-Blank-UNV-[All Emergency Options]-[All Flex Options]-L850-SD1-[Blank or All Sensors]-U | Indoor Luminaires | Linear Ambient | Direct Linear Ambient Luminaires | Standard | FALSE | [9 empty] | 42711 | Dimmable | Stepped | No |  | 4.1 | 6761.29 | 125.79 | 53.75 | 10.2 | 0.99 | 5000 | 83.1
PJAG7EDE | Eaton (formerly Cooper Lighting) | Metalux | 4WSL-LD2-60-[All Applications]-UPL8-UNV-[All Emergency Options]-[All Flex Options]-L850-SD1-[Blank or All Sensors]-U | Indoor Luminaires | Linear Ambient | Direct Linear Ambient Luminaires | Standard | FALSE | [9 empty] | 42711 | Dimmable | Stepped | No |  | 4.1 | 6751.06 | 119.7 | 56.4 | 10.1 | 0.99 | 5000 | 83.1
PKGG8GG5 | Eaton (formerly Cooper Lighting) | Metalux | 4WSL-LD2-60-[All Applications]-UPL15-UNV-[All Emergency Options]-[All Flex Options]-L850-SD1-[Blank or All Sensors]-U | Indoor Luminaires | Linear Ambient | Direct Linear Ambient Luminaires | Standard | FALSE | [9 empty] | 42711 | Dimmable | Stepped | No |  | 4.1 | 6735.77 | 119.43 | 56.4 | 10.1 | 0.99 | 5000 | 83.1
PV668J7J | Eaton (formerly Cooper Lighting) | Metalux | 4WSL-LD2-60-[All Applications]-Blank-UNV-[All Emergency Options]-[All Flex Options]-L850-SD1-[Blank or All Sensors]-U | Indoor Luminaires | Linear Ambient | Direct Linear Ambient Luminaires | Standard | FALSE | [9 empty] | 42711 | Dimmable | Stepped | No |  | 4.1 | 6606.82 | 117.14 | 56.4 | 10.1 | 0.99 | 5000 | 83.1
PS3S98XN | Eaton (formerly Cooper Lighting) | Metalux | 8WSL-LD2-65-[All Applications]-UPL15-UNV-[All Emergency Options]-[All Flex Options]-L850-SD1-[Blank or All Sensors]-U | Indoor Luminaires | Linear Ambient | Direct Linear Ambient Luminaires | Standard | FALSE | [9 empty] | 42711 | Dimmable | Stepped | No |  | 4.1 | 7512.72 | 130.11 | 57.74 | 9.8 | 0.99 | 5000 | 83.1
PJQPDM26 | Eaton (formerly Cooper Lighting) | Metalux | 8WSL-LD2-65-[All Applications]-UPL8-UNV-[All Emergency Options]-[All Flex Options]-L850-SD1-[Blank or All Sensors]-U | Indoor Luminaires | Linear Ambient | Direct Linear Ambient Luminaires | Standard | FALSE | [9 empty] | 42711 | Dimmable | Stepped | No |  | 4.1 | 7368.9 | 127.62 | 57.74 | 9.8 | 0.99 | 5000 | 83.1
PVCTNDZE | Eaton (formerly Cooper Lighting) | Metalux | 8WSL-LD2-65-[All Applications]-Blank-UNV-[All Emergency Options]-[All Flex Options]-L850-SD1-[Blank or All Sensors]-U | Indoor Luminaires | Linear Ambient | Direct Linear Ambient Luminaires | Standard | FALSE | [9 empty] | 42711 | Dimmable | Stepped | No |  | 4.1 | 7211.45 | 124.9 | 57.74 | 9.8 | 0.99 | 5000 | 83.1
PRKWKX8M | Eaton (formerly Cooper Lighting) | Metalux | 8WSL-LD2-70-[All Applications]-UPL15-UNV-[All Emergency Options]-[All Flex Options]-L850-SD1-[Blank or All Sensors]-U | Indoor Luminaires | Linear Ambient | Direct Linear Ambient Luminaires | Standard | FALSE | [9 empty] | 42711 | Dimmable | Stepped | No |  | 4.1 | 7970.19 | 127.08 | 62.72 | 9.5 | 0.99 | 5000 | 83.1
PTJ6FUM5 | Eaton (formerly Cooper Lighting) | Metalux | 8WSL-LD2-70-[All Applications]-UPL8-UNV-[All Emergency Options]-[All Flex Options]-L850-SD1-[Blank or All Sensors]-U | Indoor Luminaires | Linear Ambient | Direct Linear Ambient Luminaires | Standard | FALSE | [9 empty] | 42711 | Dimmable | Stepped | No |  | 4.1 | 7817.62 | 124.64 | 62.72 | 9.5 | 0.99 | 5000 | 83.1
P49XNX12 | Eaton (formerly Cooper Lighting) | Metalux | 8WSL-LD2-70-[All Applications]-Blank-UNV-[All Emergency Options]-[All Flex Options]-L850-SD1-[Blank or All Sensors]-U | Indoor Luminaires | Linear Ambient | Direct Linear Ambient Luminaires | Standard | FALSE | [9 empty] | 42711 | Dimmable | Stepped | No |  | 4.1 | 7650.58 | 121.98 | 62.72 | 9.5 | 0.99 | 5000 | 83.1
P75FG7VJ | Eaton (formerly Cooper Lighting) | Metalux | 8WSL-LD2-75-[All Applications]-UPL15-UNV-[All Emergency Options]-[All Flex Options]-L850-SD1-[Blank or All Sensors]-U | Indoor Luminaires | Linear Ambient | Direct Linear Ambient Luminaires | Standard | FALSE | [9 empty] | 42711 | Dimmable | Stepped | No |  | 4.1 | 8583.99 | 128.58 | 66.76 | 9.3 | 0.99 | 5000 | 83.1
P7W3BVAJ | Eaton (formerly Cooper Lighting) | Metalux | 8WSL-LD2-75-[All Applications]-UPL8-UNV-[All Emergency Options]-[All Flex Options]-L850-SD1-[Blank or All Sensors]-U | Indoor Luminaires | Linear Ambient | Direct Linear Ambient Luminaires | Standard | FALSE | [9 empty] | 42711 | Dimmable | Stepped | No |  | 4.1 | 8419.66 | 126.12 | 66.76 | 9.3 | 0.99 | 5000 | 83.1
PTU23QYZ | Eaton (formerly Cooper Lighting) | Metalux | 8WSL-LD2-75-[All Applications]-Blank-UNV-[All Emergency Options]-[All Flex Options]-L850-SD1-[Blank or All Sensors]-U | Indoor Luminaires | Linear Ambient | Direct Linear Ambient Luminaires | Standard | FALSE | [9 empty] | 42711 | Dimmable | Stepped | No |  | 4.1 | 8239.77 | 123.42 | 66.76 | 9.3 | 0.99 | 5000 | 83.1
P9FZBNNT | Eaton (formerly Cooper Lighting) | Metalux | 4WSL-LD2-40-[All Applications]-UPL8-UNV-[All Emergency Options]-[All Flex Options]-L850-[Driver Includes CD HCD 5LTD 5LTHD & SR]1-[Blank or All Sensors]-U | Indoor Luminaires | Linear Ambient | Direct Linear Ambient Luminaires | Standard | FALSE | [9 empty] | 42711 | Dimmable | Continuous Below 10 | Yes |  | 4.1 | 4521 | 127.1 | 35.57 | 9.08 | 0.99 | 5000 | 83.1
PR4T2NS1 | Eaton (formerly Cooper Lighting) | Metalux | 4WSL-LD2-40-[All Applications]-UPL15-UNV-[All Emergency Options]-[All Flex Options]-L850-[Driver Includes CD HCD 5LTD 5LTHD & SR]1-[Blank or All Sensors]-U | Indoor Luminaires | Linear Ambient | Direct Linear Ambient Luminaires | Standard | FALSE | [9 empty] | 42711 | Dimmable | Continuous Below 10 | Yes |  | 4.1 | 4510.76 | 126.81 | 35.57 | 9.08 | 0.99 | 5000 | 83.1
PYXGQVGU | Eaton (formerly Cooper Lighting) | Metalux | 4WSL-LD2-40-[All Applications]-Blank-UNV-[All Emergency Options]-[All Flex Options]-L850-[Driver Includes CD HCD 5LTD 5LTHD & SR]1-[Blank or All Sensors]-U | Indoor Luminaires | Linear Ambient | Direct Linear Ambient Luminaires | Standard | FALSE | [9 empty] | 42711 | Dimmable | Continuous Below 10 | Yes |  | 4.1 | 4424.41 | 124.39 | 35.57 | 9.08 | 0.99 | 5000 | 83.1
P3H6FACT | Eaton (formerly Cooper Lighting) | Metalux | 8WSL-LD2-90-[All Applications]-UPL15-UNV-[All Emergency Options]-[All Flex Options]-L850-[Driver Includes CD HCD 5LTD 5LTHD & SR][1 or 2]-[Blank or All Sensors]-U | Indoor Luminaires | Linear Ambient | Direct Linear Ambient Luminaires | Standard | FALSE | [9 empty] | 42711 | Dimmable | Continuous Below 10 | Yes |  | 4.1 | 10349.53 | 127.32 | 81.29 | 8.83 | 0.99 | 5000 | 83.1
PP9432RA | Eaton (formerly Cooper Lighting) | Metalux | 8WSL-LD2-90-[All Applications]-UPL8-UNV-[All Emergency Options]-[All Flex Options]-L850-[Driver Includes CD HCD 5LTD 5LTHD & SR][1 or 2]-[Blank or All Sensors]-U | Indoor Luminaires | Linear Ambient | Direct Linear Ambient Luminaires | Standard | FALSE | [9 empty] | 42711 | Dimmable | Continuous Below 10 | Yes |  | 4.1 | 10151.4 | 124.88 | 81.29 | 8.83 | 0.99 | 5000 | 83.1
PXYSETKG | Eaton (formerly Cooper Lighting) | Metalux | 8WSL-LD2-90-[All Applications]-Blank-UNV-[All Emergency Options]-[All Flex Options]-L850-[Driver Includes CD HCD 5LTD 5LTHD & SR][1 or 2]-[Blank or All Sensors]-U | Indoor Luminaires | Linear Ambient | Direct Linear Ambient Luminaires | Standard | FALSE | [9 empty] | 42711 | Dimmable | Continuous Below 10 | Yes |  | 4.1 | 9934.5 | 122.21 | 81.29 | 8.83 | 0.99 | 5000 | 83.1
P5Z9YVVG | Eaton (formerly Cooper Lighting) | Metalux | 4WSL-LD2-45-[All Applications]-UPL8-UNV-[All Emergency Options]-[All Flex Options]-L850-[Driver Includes CD HCD 5LTD 5LTHD & SR]1-[Blank or All Sensors]-U | Indoor Luminaires | Linear Ambient | Direct Linear Ambient Luminaires | Standard | FALSE | [9 empty] | 42711 | Dimmable | Continuous Below 10 | Yes |  | 4.1 | 5075.7 | 126.14 | 40.24 | 8.75 | 0.99 | 5000 | 83.1
PYWHG23H | Eaton (formerly Cooper Lighting) | Metalux | 4WSL-LD2-45-[All Applications]-UPL15-UNV-[All Emergency Options]-[All Flex Options]-L850-[Driver Includes CD HCD 5LTD 5LTHD & SR]1-[Blank or All Sensors]-U | Indoor Luminaires | Linear Ambient | Direct Linear Ambient Luminaires | Standard | FALSE | [9 empty] | 42711 | Dimmable | Continuous Below 10 | Yes |  | 4.1 | 5064.2 | 125.85 | 40.24 | 8.75 | 0.99 | 5000 | 83.1
PJYFRBA3 | Eaton (formerly Cooper Lighting) | Metalux | 4WSL-LD2-45-[All Applications]-Blank-UNV-[All Emergency Options]-[All Flex Options]-L850-[Driver Includes CD HCD 5LTD 5LTHD & SR]1-[Blank or All Sensors]-U | Indoor Luminaires | Linear Ambient | Direct Linear Ambient Luminaires | Standard | FALSE | [9 empty] | 42711 | Dimmable | Continuous Below 10 | Yes |  | 4.1 | 4967.25 | 123.44 | 40.24 | 8.75 | 0.99 | 5000 | 83.1
PN4KZ928 | Eaton (formerly Cooper Lighting) | Metalux | 4WSL-LD2-50-[All Applications]-UPL8-UNV-[All Emergency Options]-[All Flex Options]-L850-[Driver Includes CD HCD 5LTD 5LTHD & SR]1-[Blank or All Sensors]-U | Indoor Luminaires | Linear Ambient | Direct Linear Ambient Luminaires | Standard | FALSE | [9 empty] | 42711 | Dimmable | Continuous Below 10 | Yes |  | 4.1 | 5623.63 | 125.16 | 44.93 | 8.56 | 0.99 | 5000 | 83.1
P3BCECZK | Eaton (formerly Cooper Lighting) | Metalux | 4WSL-LD2-50-[All Applications]-UPL15-UNV-[All Emergency Options]-[All Flex Options]-L850-[Driver Includes CD HCD 5LTD 5LTHD & SR]1-[Blank or All Sensors]-U | Indoor Luminaires | Linear Ambient | Direct Linear Ambient Luminaires | Standard | FALSE | [9 empty] | 42711 | Dimmable | Continuous Below 10 | Yes |  | 4.1 | 5610.89 | 124.88 | 44.93 | 8.56 | 0.99 | 5000 | 83.1
PCHARSBM | Eaton (formerly Cooper Lighting) | Metalux | 4WSL-LD2-50-[All Applications]-Blank-UNV-[All Emergency Options]-[All Flex Options]-L850-[Driver Includes CD HCD 5LTD 5LTHD & SR]1-[Blank or All Sensors]-U | Indoor Luminaires | Linear Ambient | Direct Linear Ambient Luminaires | Standard | FALSE | [9 empty] | 42711 | Dimmable | Continuous Below 10 | Yes |  | 4.1 | 5503.48 | 122.49 | 44.93 | 8.56 | 0.99 | 5000 | 83.1
P2BPPQAD | Eaton (formerly Cooper Lighting) | Metalux | 8WSL-LD2-100-[All Applications]-UPL15-UNV-[All Emergency Options]-[All Flex Options]-L850-[Driver Includes CD HCD 5LTD 5LTHD & SR][1 or 2]-[Blank or All Sensors]-U | Indoor Luminaires | Linear Ambient | Direct Linear Ambient Luminaires | Standard | FALSE | [9 empty] | 42711 | Dimmable | Continuous Below 10 | Yes |  | 4.1 | 11466.78 | 126.24 | 90.83 | 8.55 | 0.99 | 5000 | 83.1
PY7TPAS1 | Eaton (formerly Cooper Lighting) | Metalux | 8WSL-LD2-100-[All Applications]-UPL8-UNV-[All Emergency Options]-[All Flex Options]-L850-[Driver Includes CD HCD 5LTD 5LTHD & SR][1 or 2]-[Blank or All Sensors]-U | Indoor Luminaires | Linear Ambient | Direct Linear Ambient Luminaires | Standard | FALSE | [9 empty] | 42711 | Dimmable | Continuous Below 10 | Yes |  | 4.1 | 11247.27 | 123.83 | 90.83 | 8.55 | 0.99 | 5000 | 83.1
P4QNXTP3 | Eaton (formerly Cooper Lighting) | Metalux | 8WSL-LD2-100-[All Applications]-Blank-UNV-[All Emergency Options]-[All Flex Options]-L850-[Driver Includes CD HCD 5LTD 5LTHD & SR][1 or 2]-[Blank or All Sensors]-U | Indoor Luminaires | Linear Ambient | Direct Linear Ambient Luminaires | Standard | FALSE | [9 empty] | 42711 | Dimmable | Continuous Below 10 | Yes |  | 4.1 | 11006.95 | 121.18 | 90.83 | 8.55 | 0.99 | 5000 | 83.1
P8Q85MXY | Eaton (formerly Cooper Lighting) | Metalux | 8WSL-LD2-110-[All Applications]-UPL15-UNV-[All Emergency Options]-[All Flex Options]-L850-[Driver Includes CD HCD 5LTD 5LTHD & SR][2 or 3]-[Blank or All Sensors]-U | Indoor Luminaires | Linear Ambient | Direct Linear Ambient Luminaires | Standard | FALSE | [9 empty] | 42711 | Dimmable | Continuous Below 10 | Yes |  | 4.1 | 12738.06 | 128.63 | 99.03 | 8.25 | 0.99 | 5000 | 83.1
P8P37TC6 | Eaton (formerly Cooper Lighting) | Metalux | 8WSL-LD2-110-[All Applications]-UPL8-UNV-[All Emergency Options]-[All Flex Options]-L850-[Driver Includes CD HCD 5LTD 5LTHD & SR][2 or 3]-[Blank or All Sensors]-U | Indoor Luminaires | Linear Ambient | Direct Linear Ambient Luminaires | Standard | FALSE | [9 empty] | 42711 | Dimmable | Continuous Below 10 | Yes |  | 4.1 | 12494.21 | 126.17 | 99.03 | 8.25 | 0.99 | 5000 | 83.1
PMNCJ56R | Eaton (formerly Cooper Lighting) | Metalux | 8WSL-LD2-110-[All Applications]-Blank-UNV-[All Emergency Options]-[All Flex Options]-L850-[Driver Includes CD HCD 5LTD 5LTHD & SR][2 or 3]-[Blank or All Sensors]-U | Indoor Luminaires | Linear Ambient | Direct Linear Ambient Luminaires | Standard | FALSE | [9 empty] | 42711 | Dimmable | Continuous Below 10 | Yes |  | 4.1 | 12227.25 | 123.47 | 99.03 | 8.25 | 0.99 | 5000 | 83.1
PZBXSN8A | Eaton (formerly Cooper Lighting) | Metalux | 4WSL-LD2-55-[All Applications]-UPL8-UNV-[All Emergency Options]-[All Flex Options]-L850-[Driver Includes CD HCD 5LTD 5LTHD & SR][1 or 2]-[Blank or All Sensors]-U | Indoor Luminaires | Linear Ambient | Direct Linear Ambient Luminaires | Standard | FALSE | [9 empty] | 42711 | Dimmable | Continuous Below 10 | Yes |  | 4.1 | 6247.1 | 124.42 | 50.21 | 8.23 | 0.99 | 5000 | 83.1
PWSWZMUV | Eaton (formerly Cooper Lighting) | Metalux | 4WSL-LD2-55-[All Applications]-UPL15-UNV-[All Emergency Options]-[All Flex Options]-L850-[Driver Includes CD HCD 5LTD 5LTHD & SR][1 or 2]-[Blank or All Sensors]-U | Indoor Luminaires | Linear Ambient | Direct Linear Ambient Luminaires | Standard | FALSE | [9 empty] | 42711 | Dimmable | Continuous Below 10 | Yes |  | 4.1 | 6232.95 | 124.14 | 50.21 | 8.23 | 0.99 | 5000 | 83.1
P9WDFM6H | Eaton (formerly Cooper Lighting) | Metalux | 4WSL-LD2-55-[All Applications]-Blank-UNV-[All Emergency Options]-[All Flex Options]-L850-[Driver Includes CD HCD 5LTD 5LTHD & SR][1 or 2]-[Blank or All Sensors]-U | Indoor Luminaires | Linear Ambient | Direct Linear Ambient Luminaires | Standard | FALSE | [9 empty] | 42711 | Dimmable | Continuous Below 10 | Yes |  | 4.1 | 6113.63 | 121.76 | 50.21 | 8.23 | 0.99 | 5000 | 83.1
PNQB5FFA | Eaton (formerly Cooper Lighting) | Metalux | 8WSL-LD2-60-[All Applications]-UPL15-UNV-[All Emergency Options]-[All Flex Options]-L850-[Driver Includes CD HCD 5LTD 5LTHD & SR][1 or 2]-[Blank or All Sensors]-U | Indoor Luminaires | Linear Ambient | Direct Linear Ambient Luminaires | Standard | FALSE | [9 empty] | 42711 | Dimmable | Continuous Below 10 | Yes |  | 4.1 | 7043.75 | 131.51 | 53.56 | 8.03 | 0.99 | 5000 | 83.1
P57CNU8G | Eaton (formerly Cooper Lighting) | Metalux | 8WSL-LD2-60-[All Applications]-UPL8-UNV-[All Emergency Options]-[All Flex Options]-L850-[Driver Includes CD HCD 5LTD 5LTHD & SR][1 or 2]-[Blank or All Sensors]-U | Indoor Luminaires | Linear Ambient | Direct Linear Ambient Luminaires | Standard | FALSE | [9 empty] | 42711 | Dimmable | Continuous Below 10 | Yes |  | 4.1 | 6908.91 | 128.99 | 53.56 | 8.03 | 0.99 | 5000 | 83.1
PWGK7R2Z | Eaton (formerly Cooper Lighting) | Metalux | 8WSL-LD2-60-[All Applications]-Blank-UNV-[All Emergency Options]-[All Flex Options]-L850-[Driver Includes CD HCD 5LTD 5LTHD & SR][1 or 2]-[Blank or All Sensors]-U | Indoor Luminaires | Linear Ambient | Direct Linear Ambient Luminaires | Standard | FALSE | [9 empty] | 42711 | Dimmable | Continuous Below 10 | Yes |  | 4.1 | 6761.29 | 126.24 | 53.56 | 8.03 | 0.99 | 5000 | 83.1
PT76BD5V | Eaton (formerly Cooper Lighting) | Metalux | 4WSL-LD2-60-[All Applications]-UPL8-UNV-[All Emergency Options]-[All Flex Options]-L850-[Driver Includes CD HCD 5LTD 5LTHD & SR][1 or 2]-[Blank or All Sensors]-U | Indoor Luminaires | Linear Ambient | Direct Linear Ambient Luminaires | Standard | FALSE | [9 empty] | 42711 | Dimmable | Continuous Below 10 | Yes |  | 4.1 | 6751.06 | 120.1 | 56.21 | 7.51 | 0.99 | 5000 | 83.1
PZ522HX3 | Eaton (formerly Cooper Lighting) | Metalux | 4WSL-LD2-60-[All Applications]-UPL15-UNV-[All Emergency Options]-[All Flex Options]-L850-[Driver Includes CD HCD 5LTD 5LTHD & SR][1 or 2]-[Blank or All Sensors]-U | Indoor Luminaires | Linear Ambient | Direct Linear Ambient Luminaires | Standard | FALSE | [9 empty] | 42711 | Dimmable | Continuous Below 10 | Yes |  | 4.1 | 6735.77 | 119.83 | 56.21 | 7.51 | 0.99 | 5000 | 83.1
P6BZDH6D | Eaton (formerly Cooper Lighting) | Metalux | 4WSL-LD2-60-[All Applications]-Blank-UNV-[All Emergency Options]-[All Flex Options]-L850-[Driver Includes CD HCD 5LTD 5LTHD & SR][1 or 2]-[Blank or All Sensors]-U | Indoor Luminaires | Linear Ambient | Direct Linear Ambient Luminaires | Standard | FALSE | [9 empty] | 42711 | Dimmable | Continuous Below 10 | Yes |  | 4.1 | 6606.82 | 117.54 | 56.21 | 7.51 | 0.99 | 5000 | 83.1
P55KF5JP | Eaton (formerly Cooper Lighting) | Metalux | 8WSL-LD2-65-[All Applications]-UPL15-UNV-[All Emergency Options]-[All Flex Options]-L850-[Driver Includes CD HCD 5LTD 5LTHD & SR][1 or 2]-[Blank or All Sensors]-U | Indoor Luminaires | Linear Ambient | Direct Linear Ambient Luminaires | Standard | FALSE | [9 empty] | 42711 | Dimmable | Continuous Below 10 | Yes |  | 4.1 | 7512.72 | 130.82 | 57.43 | 7.42 | 0.99 | 5000 | 83.1
P7WD1U63 | Eaton (formerly Cooper Lighting) | Metalux | 8WSL-LD2-65-[All Applications]-UPL8-UNV-[All Emergency Options]-[All Flex Options]-L850-[Driver Includes CD HCD 5LTD 5LTHD & SR][1 or 2]-[Blank or All Sensors]-U | Indoor Luminaires | Linear Ambient | Direct Linear Ambient Luminaires | Standard | FALSE | [9 empty] | 42711 | Dimmable | Continuous Below 10 | Yes |  | 4.1 | 7368.9 | 128.31 | 57.43 | 7.42 | 0.99 | 5000 | 83.1
PXDTYED8 | Eaton (formerly Cooper Lighting) | Metalux | 8WSL-LD2-65-[All Applications]-Blank-UNV-[All Emergency Options]-[All Flex Options]-L850-[Driver Includes CD HCD 5LTD 5LTHD & SR][1 or 2]-[Blank or All Sensors]-U | Indoor Luminaires | Linear Ambient | Direct Linear Ambient Luminaires | Standard | FALSE | [9 empty] | 42711 | Dimmable | Continuous Below 10 | Yes |  | 4.1 | 7211.45 | 125.57 | 57.43 | 7.42 | 0.99 | 5000 | 83.1
PNB9JMWJ | Eaton (formerly Cooper Lighting) | Metalux | 4WSL-LD2-65-[All Applications]-UPL8-UNV-[All Emergency Options]-[All Flex Options]-L850-[Driver Includes CD HCD 5LTD 5LTHD & SR][1 or 2]-[Blank or All Sensors]-U | Indoor Luminaires | Linear Ambient | Direct Linear Ambient Luminaires | Standard | FALSE | [9 empty] | 42711 | Dimmable | Continuous Below 10 | Yes |  | 4.1 | 7430.91 | 121.34 | 61.24 | 6.85 | 0.99 | 5000 | 83.1
PGZTHFTB | Eaton (formerly Cooper Lighting) | Metalux | 4WSL-LD2-65-[All Applications]-UPL15-UNV-[All Emergency Options]-[All Flex Options]-L850-[Driver Includes CD HCD 5LTD 5LTHD & SR][1 or 2]-[Blank or All Sensors]-U | Indoor Luminaires | Linear Ambient | Direct Linear Ambient Luminaires | Standard | FALSE | [9 empty] | 42711 | Dimmable | Continuous Below 10 | Yes |  | 4.1 | 7414.07 | 121.07 | 61.24 | 6.85 | 0.99 | 5000 | 83.1
PSQ8KS4E | Eaton (formerly Cooper Lighting) | Metalux | 4WSL-LD2-65-[All Applications]-Blank-UNV-[All Emergency Options]-[All Flex Options]-L850-[Driver Includes CD HCD 5LTD 5LTHD & SR][1 or 2]-[Blank or All Sensors]-U | Indoor Luminaires | Linear Ambient | Direct Linear Ambient Luminaires | Standard | FALSE | [9 empty] | 42711 | Dimmable | Continuous Below 10 | Yes |  | 4.1 | 7272.14 | 118.75 | 61.24 | 6.85 | 0.99 | 5000 | 83.1
P62ARN7A | Eaton (formerly Cooper Lighting) | Metalux | 8WSL-LD2-70-[All Applications]-UPL15-UNV-[All Emergency Options]-[All Flex Options]-L850-[Driver Includes CD 5LTD 5LTHD & SR][1 or 2]-[Blank or All Sensors]-U | Indoor Luminaires | Linear Ambient | Direct Linear Ambient Luminaires | Standard | FALSE | [9 empty] | 42711 | Dimmable | Continuous Below 10 | Yes |  | 4.1 | 7970.19 | 127.91 | 62.31 | 6.7 | 0.99 | 5000 | 83.1
PS5DJ5AW | Eaton (formerly Cooper Lighting) | Metalux | 8WSL-LD2-70-[All Applications]-UPL8-UNV-[All Emergency Options]-[All Flex Options]-L850-[Driver Includes CD 5LTD 5LTHD & SR][1 or 2]-[Blank or All Sensors]-U | Indoor Luminaires | Linear Ambient | Direct Linear Ambient Luminaires | Standard | FALSE | [9 empty] | 42711 | Dimmable | Continuous Below 10 | Yes |  | 4.1 | 7817.62 | 125.46 | 62.31 | 6.7 | 0.99 | 5000 | 83.1
PXGP2M4V | Eaton (formerly Cooper Lighting) | Metalux | 8WSL-LD2-70-[All Applications]-Blank-UNV-[All Emergency Options]-[All Flex Options]-L850-[Driver Includes CD 5LTD 5LTHD & SR][1 or 2]-[Blank or All Sensors]-U | Indoor Luminaires | Linear Ambient | Direct Linear Ambient Luminaires | Standard | FALSE | [9 empty] | 42711 | Dimmable | Continuous Below 10 | Yes |  | 4.1 | 7650.58 | 122.78 | 62.31 | 6.7 | 0.99 | 5000 | 83.1
PS58VJ2P | Eaton (formerly Cooper Lighting) | Metalux | 4WSL-LD2-70-[All Applications]-UPL8-UNV-[All Emergency Options]-[All Flex Options]-L850-[Driver Includes CD 5LTD 5LTHD & SR][1 or 2]-[Blank or All Sensors]-U | Indoor Luminaires | Linear Ambient | Direct Linear Ambient Luminaires | Standard | FALSE | [9 empty] | 42711 | Dimmable | Continuous Below 10 | Yes |  | 4.1 | 7897.66 | 117.23 | 67.37 | 6.64 | 0.99 | 5000 | 83.1
PFGJQ4MR | Eaton (formerly Cooper Lighting) | Metalux | 4WSL-LD2-70-[All Applications]-UPL15-UNV-[All Emergency Options]-[All Flex Options]-L850-[Driver Includes CD 5LTD 5LTHD & SR][1 or 2]-[Blank or All Sensors]-U | Indoor Luminaires | Linear Ambient | Direct Linear Ambient Luminaires | Standard | FALSE | [9 empty] | 42711 | Dimmable | Continuous Below 10 | Yes |  | 4.1 | 7879.77 | 116.96 | 67.37 | 6.64 | 0.99 | 5000 | 83.1
PNNW5857 | Eaton (formerly Cooper Lighting) | Metalux | 4WSL-LD2-70-[All Applications]-Blank-UNV-[All Emergency Options]-[All Flex Options]-L850-[Driver Includes CD 5LTD 5LTHD & SR][1 or 2]-[Blank or All Sensors]-U | Indoor Luminaires | Linear Ambient | Direct Linear Ambient Luminaires | Standard | FALSE | [9 empty] | 42711 | Dimmable | Continuous Below 10 | Yes |  | 4.1 | 7728.92 | 114.72 | 67.37 | 6.64 | 0.99 | 5000 | 83.1
P5QUUXE3 | Eaton (formerly Cooper Lighting) | Metalux | 8WSL-LD2-75-[All Applications]-UPL15-UNV-[All Emergency Options]-[All Flex Options]-L850-[Driver Includes CD 5LTD 5LTHD & SR][1 or 2]-[Blank or All Sensors]-U | Indoor Luminaires | Linear Ambient | Direct Linear Ambient Luminaires | Standard | FALSE | [9 empty] | 42711 | Dimmable | Continuous Below 10 | Yes |  | 4.1 | 8583.99 | 130.12 | 65.97 | 6.59 | 0.99 | 5000 | 83.1
PSPHV1E7 | Eaton (formerly Cooper Lighting) | Metalux | 8WSL-LD2-75-[All Applications]-UPL8-UNV-[All Emergency Options]-[All Flex Options]-L850-[Driver Includes CD 5LTD 5LTHD & SR][1 or 2]-[Blank or All Sensors]-U | Indoor Luminaires | Linear Ambient | Direct Linear Ambient Luminaires | Standard | FALSE | [9 empty] | 42711 | Dimmable | Continuous Below 10 | Yes |  | 4.1 | 8419.66 | 127.63 | 65.97 | 6.59 | 0.99 | 5000 | 83.1
PGTF5NTS | Eaton (formerly Cooper Lighting) | Metalux | 8WSL-LD2-75-[All Applications]-Blank-UNV-[All Emergency Options]-[All Flex Options]-L850-[Driver Includes CD 5LTD 5LTHD & SR][1 or 2]-[Blank or All Sensors]-U | Indoor Luminaires | Linear Ambient | Direct Linear Ambient Luminaires | Standard | FALSE | [9 empty] | 42711 | Dimmable | Continuous Below 10 | Yes |  | 4.1 | 8239.77 | 124.9 | 65.97 | 6.59 | 0.99 | 5000 | 83.1
PBABVQWZ | Eaton (formerly Cooper Lighting) | Metalux | 4WSL-LD2-75-[All Applications]-UPL8-UNV-[All Emergency Options]-[All Flex Options]-L850-[Driver Includes CD 5LTD 5LTHD & SR][1 or 2]-[Blank or All Sensors]-U | Indoor Luminaires | Linear Ambient | Direct Linear Ambient Luminaires | Standard | FALSE | [9 empty] | 42711 | Dimmable | Continuous Below 10 | Yes |  | 4.1 | 8594.42 | 118.38 | 72.6 | 6.5 | 0.99 | 5000 | 83.1
PP7AN1VQ | Eaton (formerly Cooper Lighting) | Metalux | 4WSL-LD2-75-[All Applications]-UPL15-UNV-[All Emergency Options]-[All Flex Options]-L850-[Driver Includes CD 5LTD 5LTHD & SR][1 or 2]-[Blank or All Sensors]-U | Indoor Luminaires | Linear Ambient | Direct Linear Ambient Luminaires | Standard | FALSE | [9 empty] | 42711 | Dimmable | Continuous Below 10 | Yes |  | 4.1 | 8574.94 | 118.11 | 72.6 | 6.5 | 0.99 | 5000 | 83.1
PDR4BCG1 | Eaton (formerly Cooper Lighting) | Metalux | 4WSL-LD2-75-[All Applications]-Blank-UNV-[All Emergency Options]-[All Flex Options]-L850-[Driver Includes CD 5LTD 5LTHD & SR][1 or 2]-[Blank or All Sensors]-U | Indoor Luminaires | Linear Ambient | Direct Linear Ambient Luminaires | Standard | FALSE | [9 empty] | 42711 | Dimmable | Continuous Below 10 | Yes |  | 4.1 | 8410.79 | 115.85 | 72.6 | 6.5 | 0.99 | 5000 | 83.1
PWCGKR2Y | Eaton (formerly Cooper Lighting) | Metalux | 4WSL-LD2-80-[All Applications]-UPL8-UNV-[All Emergency Options]-[All Flex Options]-L850-[Driver Includes CD HCD 5LTD 5LTHD & SR][1 or 2]-[Blank or All Sensors]-U | Indoor Luminaires | Linear Ambient | Direct Linear Ambient Luminaires | Standard | FALSE | [9 empty] | 42711 | Dimmable | Continuous Below 10 | Yes |  | 4.1 | 8800.74 | 118.54 | 74.24 | 6.43 | 0.99 | 5000 | 83.1
P2GXSGYA | Eaton (formerly Cooper Lighting) | Metalux | 4WSL-LD2-80-[All Applications]-UPL15-UNV-[All Emergency Options]-[All Flex Options]-L850-[Driver Includes CD HCD 5LTD 5LTHD & SR][1 or 2]-[Blank or All Sensors]-U | Indoor Luminaires | Linear Ambient | Direct Linear Ambient Luminaires | Standard | FALSE | [9 empty] | 42711 | Dimmable | Continuous Below 10 | Yes |  | 4.1 | 8780.79 | 118.28 | 74.24 | 6.43 | 0.99 | 5000 | 83.1
P5CBHYAN | Eaton (formerly Cooper Lighting) | Metalux | 4WSL-LD2-80-[All Applications]-Blank-UNV-[All Emergency Options]-[All Flex Options]-L850-[Driver Includes CD HCD 5LTD 5LTHD & SR][1 or 2]-[Blank or All Sensors]-U | Indoor Luminaires | Linear Ambient | Direct Linear Ambient Luminaires | Standard | FALSE | [9 empty] | 42711 | Dimmable | Continuous Below 10 | Yes |  | 4.1 | 8612.7 | 116.01 | 74.24 | 6.43 | 0.99 | 5000 | 83.1
PAZBJFXW | Eaton (formerly Cooper Lighting) | Metalux | 8WSL-LD2-80-[All Applications]-UPL15-UNV-[All Emergency Options]-[All Flex Options]-L850-[Driver Includes CD HCD 5LTD 5LTHD & SR][1 or 2]-[Blank or All Sensors]-U | Indoor Luminaires | Linear Ambient | Direct Linear Ambient Luminaires | Standard | FALSE | [9 empty] | 42711 | Dimmable | Continuous Below 10 | Yes |  | 4.1 | 9278.25 | 129.91 | 71.42 | 6.42 | 0.99 | 5000 | 83.1
P63B2UCX | Eaton (formerly Cooper Lighting) | Metalux | 8WSL-LD2-80-[All Applications]-UPL8-UNV-[All Emergency Options]-[All Flex Options]-L850-[Driver Includes CD HCD 5LTD 5LTHD & SR][1 or 2]-[Blank or All Sensors]-U | Indoor Luminaires | Linear Ambient | Direct Linear Ambient Luminaires | Standard | FALSE | [9 empty] | 42711 | Dimmable | Continuous Below 10 | Yes |  | 4.1 | 9100.63 | 127.42 | 71.42 | 6.42 | 0.99 | 5000 | 83.1
PHDX142J | Eaton (formerly Cooper Lighting) | Metalux | 8WSL-LD2-80-[All Applications]-Blank-UNV-[All Emergency Options]-[All Flex Options]-L850-[Driver Includes CD HCD 5LTD 5LTHD & SR][1 or 2]-[Blank or All Sensors]-U | Indoor Luminaires | Linear Ambient | Direct Linear Ambient Luminaires | Standard | FALSE | [9 empty] | 42711 | Dimmable | Continuous Below 10 | Yes |  | 4.1 | 8906.19 | 124.7 | 71.42 | 6.42 | 0.99 | 5000 | 83.1
PT88E7N6 | Eaton (formerly Cooper Lighting) | Metalux | 4WSL-LD2-35-[All Applications]-UPL8-UNV-[All Emergency Options]-[All Flex Options]-L850-[Driver Includes CD HCD 5LTD 5LTHD & SR]1-[Blank or All Sensors]-U | Indoor Luminaires | Linear Ambient | Direct Linear Ambient Luminaires | Standard | FALSE | [9 empty] | 42711 | Dimmable | Continuous Below 10 | Yes |  | 4.1 | 3995.62 | 128.93 | 30.99 | 5.66 | 0.99 | 5000 | 83.1
P712X9AU | Eaton (formerly Cooper Lighting) | Metalux | 4WSL-LD2-35-[All Applications]-UPL15-UNV-[All Emergency Options]-[All Flex Options]-L850-[Driver Includes CD HCD 5LTD 5LTHD & SR]1-[Blank or All Sensors]-U | Indoor Luminaires | Linear Ambient | Direct Linear Ambient Luminaires | Standard | FALSE | [9 empty] | 42711 | Dimmable | Continuous Below 10 | Yes |  | 4.1 | 3986.57 | 128.64 | 30.99 | 5.66 | 0.99 | 5000 | 83.1
P3VY3QXZ | Eaton (formerly Cooper Lighting) | Metalux | 4WSL-LD2-35-[All Applications]-Blank-UNV-[All Emergency Options]-[All Flex Options]-L850-[Driver Includes CD HCD 5LTD 5LTHD & SR]1-[Blank or All Sensors]-U | Indoor Luminaires | Linear Ambient | Direct Linear Ambient Luminaires | Standard | FALSE | [9 empty] | 42711 | Dimmable | Continuous Below 10 | Yes |  | 4.1 | 3910.25 | 126.18 | 30.99 | 5.66 | 0.99 | 5000 | 83.1
P1K73JS6 | Eaton (formerly Cooper Lighting) | Metalux | 4WSL-LD2-30-[All Applications]-UPL8-UNV-[All Emergency Options]-[All Flex Options]-L850-[Driver Includes CD HCD 5LTD 5LTHD & SR]1-[Blank or All Sensors]-U | Indoor Luminaires | Linear Ambient | Direct Linear Ambient Luminaires | Standard | FALSE | [9 empty] | 42711 | Dimmable | Continuous Below 10 | Yes |  | 4.1 | 3408 | 131.18 | 25.98 | 5.59 | 0.99 | 5000 | 83.1
PE4DB47G | Eaton (formerly Cooper Lighting) | Metalux | 4WSL-LD2-30-[All Applications]-UPL15-UNV-[All Emergency Options]-[All Flex Options]-L850-[Driver Includes CD HCD 5LTD 5LTHD & SR]1-[Blank or All Sensors]-U | Indoor Luminaires | Linear Ambient | Direct Linear Ambient Luminaires | Standard | FALSE | [9 empty] | 42711 | Dimmable | Continuous Below 10 | Yes |  | 4.1 | 3401 | 130.91 | 25.98 | 5.59 | 0.99 | 5000 | 83.1
PDQU2B4G | Eaton (formerly Cooper Lighting) | Metalux | 4WSL-LD2-30-[All Applications]-Blank-UNV-[All Emergency Options]-[All Flex Options]-L850-[Driver Includes CD HCD 5LTD 5LTHD & SR]1-[Blank or All Sensors]-U | Indoor Luminaires | Linear Ambient | Direct Linear Ambient Luminaires | Standard | FALSE | [9 empty] | 42711 | Dimmable | Continuous Below 10 | Yes |  | 4.1 | 3335 | 128.37 | 25.98 | 5.59 | 0.99 | 5000 | 83.1
PZUWJCBD | Eaton (formerly Cooper Lighting) | Metalux | 8WSL-LD2-80-[All Applications]-UPL15-UNV-[All Emergency Options]-[All Flex Options]-L840-SD2-[Blank or All Sensors]-U | Indoor Luminaires | Linear Ambient | Direct Linear Ambient Luminaires | Standard | FALSE | [9 empty] | 42711 | Dimmable | Stepped | No |  | 4.1 | 8409.21 | 113.16 | 74.31 | 13.2 | 0.99 | 4000 | 83.1
P53JRE5N | Eaton (formerly Cooper Lighting) | Metalux | 8WSL-LD2-80-[All Applications]-UPL8-UNV-[All Emergency Options]-[All Flex Options]-L840-SD2-[Blank or All Sensors]-U | Indoor Luminaires | Linear Ambient | Direct Linear Ambient Luminaires | Standard | FALSE | [9 empty] | 42711 | Dimmable | Stepped | No |  | 4.1 | 8248.23 | 111 | 74.31 | 13.2 | 0.99 | 4000 | 83.1
P3ZKSWQK | Eaton (formerly Cooper Lighting) | Metalux | 8WSL-LD2-80-[All Applications]-Blank-UNV-[All Emergency Options]-[All Flex Options]-L840-SD2-[Blank or All Sensors]-U | Indoor Luminaires | Linear Ambient | Direct Linear Ambient Luminaires | Standard | FALSE | [9 empty] | 42711 | Dimmable | Stepped | No |  | 4.1 | 8072 | 108.63 | 74.31 | 13.2 | 0.99 | 4000 | 83.1
PWV6FSGT | Eaton (formerly Cooper Lighting) | Metalux | 4WSL-LD2-40-[All Applications]-UPL8-UNV-[All Emergency Options]-[All Flex Options]-L840-SD1-[Blank or All Sensors]-U | Indoor Luminaires | Linear Ambient | Direct Linear Ambient Luminaires | Standard | FALSE | [9 empty] | 42711 | Dimmable | Stepped | No |  | 4.1 | 4097.55 | 112.57 | 36.4 | 13.12 | 0.99 | 4000 | 83.1
PJMZSWBY | Eaton (formerly Cooper Lighting) | Metalux | 4WSL-LD2-40-[All Applications]-UPL15-UNV-[All Emergency Options]-[All Flex Options]-L840-SD1-[Blank or All Sensors]-U | Indoor Luminaires | Linear Ambient | Direct Linear Ambient Luminaires | Standard | FALSE | [9 empty] | 42711 | Dimmable | Stepped | No |  | 4.1 | 4088.26 | 112.31 | 36.4 | 13.12 | 0.99 | 4000 | 83.1
PSF88KPY | Eaton (formerly Cooper Lighting) | Metalux | 4WSL-LD2-40-[All Applications]-Blank-UNV-[All Emergency Options]-[All Flex Options]-L840-SD1-[Blank or All Sensors]-U | Indoor Luminaires | Linear Ambient | Direct Linear Ambient Luminaires | Standard | FALSE | [9 empty] | 42711 | Dimmable | Stepped | No |  | 4.1 | 4010 | 110.16 | 36.4 | 13.12 | 0.99 | 4000 | 83.1
PMKAG2TH | Eaton (formerly Cooper Lighting) | Metalux | 4WSL-LD2-45-[All Applications]-UPL8-UNV-[All Emergency Options]-[All Flex Options]-L840-SD1-[Blank or All Sensors]-U | Indoor Luminaires | Linear Ambient | Direct Linear Ambient Luminaires | Standard | FALSE | [9 empty] | 42711 | Dimmable | Stepped | No |  | 4.1 | 4600.29 | 112.45 | 40.91 | 12.21 | 0.99 | 4000 | 83.1
PGP7SKRT | Eaton (formerly Cooper Lighting) | Metalux | 4WSL-LD2-45-[All Applications]-UPL15-UNV-[All Emergency Options]-[All Flex Options]-L840-SD1-[Blank or All Sensors]-U | Indoor Luminaires | Linear Ambient | Direct Linear Ambient Luminaires | Standard | FALSE | [9 empty] | 42711 | Dimmable | Stepped | No |  | 4.1 | 4589.87 | 112.19 | 40.91 | 12.21 | 0.99 | 4000 | 83.1
PFZDG3XY | Eaton (formerly Cooper Lighting) | Metalux | 4WSL-LD2-45-[All Applications]-Blank-UNV-[All Emergency Options]-[All Flex Options]-L840-SD1-[Blank or All Sensors]-U | Indoor Luminaires | Linear Ambient | Direct Linear Ambient Luminaires | Standard | FALSE | [9 empty] | 42711 | Dimmable | Stepped | No |  | 4.1 | 4502 | 110.05 | 40.91 | 12.21 | 0.99 | 4000 | 83.1
PMV3UR8P | Eaton (formerly Cooper Lighting) | Metalux | 8WSL-LD2-90-[All Applications]-UPL15-UNV-[All Emergency Options]-[All Flex Options]-L840-SD2-[Blank or All Sensors]-U | Indoor Luminaires | Linear Ambient | Direct Linear Ambient Luminaires | Standard | FALSE | [9 empty] | 42711 | Dimmable | Stepped | No |  | 4.1 | 9380.15 | 113.53 | 82.62 | 12.2 | 0.99 | 4000 | 83.1
PE98GTTZ | Eaton (formerly Cooper Lighting) | Metalux | 8WSL-LD2-90-[All Applications]-UPL8-UNV-[All Emergency Options]-[All Flex Options]-L840-SD2-[Blank or All Sensors]-U | Indoor Luminaires | Linear Ambient | Direct Linear Ambient Luminaires | Standard | FALSE | [9 empty] | 42711 | Dimmable | Stepped | No |  | 4.1 | 9200.58 | 111.36 | 82.62 | 12.2 | 0.99 | 4000 | 83.1
PHUP34WP | Eaton (formerly Cooper Lighting) | Metalux | 8WSL-LD2-90-[All Applications]-Blank-UNV-[All Emergency Options]-[All Flex Options]-L840-SD2-[Blank or All Sensors]-U | Indoor Luminaires | Linear Ambient | Direct Linear Ambient Luminaires | Standard | FALSE | [9 empty] | 42711 | Dimmable | Stepped | No |  | 4.1 | 9004 | 108.98 | 82.62 | 12.2 | 0.99 | 4000 | 83.1
PGQ69SMY | Eaton (formerly Cooper Lighting) | Metalux | 4WSL-LD2-50-[All Applications]-UPL8-UNV-[All Emergency Options]-[All Flex Options]-L840-SD1-[Blank or All Sensors]-U | Indoor Luminaires | Linear Ambient | Direct Linear Ambient Luminaires | Standard | FALSE | [9 empty] | 42711 | Dimmable | Stepped | No |  | 4.1 | 5096.9 | 112.04 | 45.49 | 11.42 | 0.99 | 4000 | 83.1
PRGNAF7F | Eaton (formerly Cooper Lighting) | Metalux | 4WSL-LD2-50-[All Applications]-UPL15-UNV-[All Emergency Options]-[All Flex Options]-L840-SD1-[Blank or All Sensors]-U | Indoor Luminaires | Linear Ambient | Direct Linear Ambient Luminaires | Standard | FALSE | [9 empty] | 42711 | Dimmable | Stepped | No |  | 4.1 | 5085.35 | 111.79 | 45.49 | 11.42 | 0.99 | 4000 | 83.1
PH4QZTAA | Eaton (formerly Cooper Lighting) | Metalux | 4WSL-LD2-50-[All Applications]-Blank-UNV-[All Emergency Options]-[All Flex Options]-L840-SD1-[Blank or All Sensors]-U | Indoor Luminaires | Linear Ambient | Direct Linear Ambient Luminaires | Standard | FALSE | [9 empty] | 42711 | Dimmable | Stepped | No |  | 4.1 | 4988 | 109.65 | 45.49 | 11.42 | 0.99 | 4000 | 83.1
P55BU24A | Eaton (formerly Cooper Lighting) | Metalux | 8WSL-LD2-100-[All Applications]-UPL15-UNV-[All Emergency Options]-[All Flex Options]-L840-SD2-[Blank or All Sensors]-U | Indoor Luminaires | Linear Ambient | Direct Linear Ambient Luminaires | Standard | FALSE | [9 empty] | 42711 | Dimmable | Stepped | No |  | 4.1 | 10392.75 | 112.98 | 91.99 | 11.4 | 0.99 | 4000 | 83.1
PFANMM8J | Eaton (formerly Cooper Lighting) | Metalux | 8WSL-LD2-100-[All Applications]-UPL8-UNV-[All Emergency Options]-[All Flex Options]-L840-SD2-[Blank or All Sensors]-U | Indoor Luminaires | Linear Ambient | Direct Linear Ambient Luminaires | Standard | FALSE | [9 empty] | 42711 | Dimmable | Stepped | No |  | 4.1 | 10193.8 | 110.81 | 91.99 | 11.4 | 0.99 | 4000 | 83.1
PYUZBEHB | Eaton (formerly Cooper Lighting) | Metalux | 8WSL-LD2-100-[All Applications]-Blank-UNV-[All Emergency Options]-[All Flex Options]-L840-SD2-[Blank or All Sensors]-U | Indoor Luminaires | Linear Ambient | Direct Linear Ambient Luminaires | Standard | FALSE | [9 empty] | 42711 | Dimmable | Stepped | No |  | 4.1 | 9976 | 108.45 | 91.99 | 11.4 | 0.99 | 4000 | 83.1
PZZFJQ61 | Eaton (formerly Cooper Lighting) | Metalux | 8WSL-LD2-110-[All Applications]-UPL15-UNV-[All Emergency Options]-[All Flex Options]-L840-SD2-[Blank or All Sensors]-U | Indoor Luminaires | Linear Ambient | Direct Linear Ambient Luminaires | Standard | FALSE | [9 empty] | 42711 | Dimmable | Stepped | No |  | 4.1 | 11544.96 | 115.65 | 99.83 | 10.9 | 0.99 | 4000 | 83.1
PKGN22WE | Eaton (formerly Cooper Lighting) | Metalux | 8WSL-LD2-110-[All Applications]-UPL8-UNV-[All Emergency Options]-[All Flex Options]-L840-SD2-[Blank or All Sensors]-U | Indoor Luminaires | Linear Ambient | Direct Linear Ambient Luminaires | Standard | FALSE | [9 empty] | 42711 | Dimmable | Stepped | No |  | 4.1 | 11323.95 | 113.43 | 99.83 | 10.9 | 0.99 | 4000 | 83.1
PYP1BKDD | Eaton (formerly Cooper Lighting) | Metalux | 8WSL-LD2-110-[All Applications]-Blank-UNV-[All Emergency Options]-[All Flex Options]-L840-SD2-[Blank or All Sensors]-U | Indoor Luminaires | Linear Ambient | Direct Linear Ambient Luminaires | Standard | FALSE | [9 empty] | 42711 | Dimmable | Stepped | No |  | 4.1 | 11082 | 111.01 | 99.83 | 10.9 | 0.99 | 4000 | 83.1
P97DV9GY | Eaton (formerly Cooper Lighting) | Metalux | 4WSL-LD2-55-[All Applications]-UPL8-UNV-[All Emergency Options]-[All Flex Options]-L840-SD1-[Blank or All Sensors]-U | Indoor Luminaires | Linear Ambient | Direct Linear Ambient Luminaires | Standard | FALSE | [9 empty] | 42711 | Dimmable | Stepped | No |  | 4.1 | 5661.97 | 112.54 | 50.31 | 10.75 | 0.99 | 4000 | 83.1
PYXHZ1SC | Eaton (formerly Cooper Lighting) | Metalux | 4WSL-LD2-55-[All Applications]-UPL15-UNV-[All Emergency Options]-[All Flex Options]-L840-SD1-[Blank or All Sensors]-U | Indoor Luminaires | Linear Ambient | Direct Linear Ambient Luminaires | Standard | FALSE | [9 empty] | 42711 | Dimmable | Stepped | No |  | 4.1 | 5649.14 | 112.29 | 50.31 | 10.75 | 0.99 | 4000 | 83.1
PR2AFP1E | Eaton (formerly Cooper Lighting) | Metalux | 4WSL-LD2-55-[All Applications]-Blank-UNV-[All Emergency Options]-[All Flex Options]-L840-SD1-[Blank or All Sensors]-U | Indoor Luminaires | Linear Ambient | Direct Linear Ambient Luminaires | Standard | FALSE | [9 empty] | 42711 | Dimmable | Stepped | No |  | 4.1 | 5541 | 110.14 | 50.31 | 10.75 | 0.99 | 4000 | 83.1
P87NMWHN | Eaton (formerly Cooper Lighting) | Metalux | 8WSL-LD2-60-[All Applications]-UPL15-UNV-[All Emergency Options]-[All Flex Options]-L840-SD1-[Blank or All Sensors]-U | Indoor Luminaires | Linear Ambient | Direct Linear Ambient Luminaires | Standard | FALSE | [9 empty] | 42711 | Dimmable | Stepped | No |  | 4.1 | 6384 | 118.77 | 53.75 | 10.2 | 0.99 | 4000 | 83.1
PX6D6XZH | Eaton (formerly Cooper Lighting) | Metalux | 8WSL-LD2-60-[All Applications]-UPL8-UNV-[All Emergency Options]-[All Flex Options]-L840-SD1-[Blank or All Sensors]-U | Indoor Luminaires | Linear Ambient | Direct Linear Ambient Luminaires | Standard | FALSE | [9 empty] | 42711 | Dimmable | Stepped | No |  | 4.1 | 6261.79 | 116.5 | 53.75 | 10.2 | 0.99 | 4000 | 83.1
PPSAHR38 | Eaton (formerly Cooper Lighting) | Metalux | 8WSL-LD2-60-[All Applications]-Blank-UNV-[All Emergency Options]-[All Flex Options]-L840-SD1-[Blank or All Sensors]-U | Indoor Luminaires | Linear Ambient | Direct Linear Ambient Luminaires | Standard | FALSE | [9 empty] | 42711 | Dimmable | Stepped | No |  | 4.1 | 6128 | 114.01 | 53.75 | 10.2 | 0.99 | 4000 | 83.1
PPD26W3F | Eaton (formerly Cooper Lighting) | Metalux | 4WSL-LD2-60-[All Applications]-UPL8-UNV-[All Emergency Options]-[All Flex Options]-L840-SD1-[Blank or All Sensors]-U | Indoor Luminaires | Linear Ambient | Direct Linear Ambient Luminaires | Standard | FALSE | [9 empty] | 42711 | Dimmable | Stepped | No |  | 4.1 | 6118.73 | 108.49 | 56.4 | 10.1 | 0.99 | 4000 | 83.1
PVUKUGSQ | Eaton (formerly Cooper Lighting) | Metalux | 4WSL-LD2-60-[All Applications]-UPL15-UNV-[All Emergency Options]-[All Flex Options]-L840-SD1-[Blank or All Sensors]-U | Indoor Luminaires | Linear Ambient | Direct Linear Ambient Luminaires | Standard | FALSE | [9 empty] | 42711 | Dimmable | Stepped | No |  | 4.1 | 6104.87 | 108.24 | 56.4 | 10.1 | 0.99 | 4000 | 83.1
PBM7KGDK | Eaton (formerly Cooper Lighting) | Metalux | 4WSL-LD2-60-[All Applications]-Blank-UNV-[All Emergency Options]-[All Flex Options]-L840-SD1-[Blank or All Sensors]-U | Indoor Luminaires | Linear Ambient | Direct Linear Ambient Luminaires | Standard | FALSE | [9 empty] | 42711 | Dimmable | Stepped | No |  | 4.1 | 5988 | 106.17 | 56.4 | 10.1 | 0.99 | 4000 | 83.1
PZUWASGB | Eaton (formerly Cooper Lighting) | Metalux | 8WSL-LD2-65-[All Applications]-UPL15-UNV-[All Emergency Options]-[All Flex Options]-L840-SD1-[Blank or All Sensors]-U | Indoor Luminaires | Linear Ambient | Direct Linear Ambient Luminaires | Standard | FALSE | [9 empty] | 42711 | Dimmable | Stepped | No |  | 4.1 | 6809.05 | 117.93 | 57.74 | 9.8 | 0.99 | 4000 | 83.1
PKUZC798 | Eaton (formerly Cooper Lighting) | Metalux | 8WSL-LD2-65-[All Applications]-UPL8-UNV-[All Emergency Options]-[All Flex Options]-L840-SD1-[Blank or All Sensors]-U | Indoor Luminaires | Linear Ambient | Direct Linear Ambient Luminaires | Standard | FALSE | [9 empty] | 42711 | Dimmable | Stepped | No |  | 4.1 | 6678.7 | 115.67 | 57.74 | 9.8 | 0.99 | 4000 | 83.1
PUWMEDCW | Eaton (formerly Cooper Lighting) | Metalux | 8WSL-LD2-65-[All Applications]-Blank-UNV-[All Emergency Options]-[All Flex Options]-L840-SD1-[Blank or All Sensors]-U | Indoor Luminaires | Linear Ambient | Direct Linear Ambient Luminaires | Standard | FALSE | [9 empty] | 42711 | Dimmable | Stepped | No |  | 4.1 | 6536 | 113.2 | 57.74 | 9.8 | 0.99 | 4000 | 83.1
PEF5BC7J | Eaton (formerly Cooper Lighting) | Metalux | 8WSL-LD2-70-[All Applications]-UPL15-UNV-[All Emergency Options]-[All Flex Options]-L840-SD1-[Blank or All Sensors]-U | Indoor Luminaires | Linear Ambient | Direct Linear Ambient Luminaires | Standard | FALSE | [9 empty] | 42711 | Dimmable | Stepped | No |  | 4.1 | 7223.67 | 115.17 | 62.72 | 9.5 | 0.99 | 4000 | 83.1
P3M96SBB | Eaton (formerly Cooper Lighting) | Metalux | 8WSL-LD2-70-[All Applications]-UPL8-UNV-[All Emergency Options]-[All Flex Options]-L840-SD1-[Blank or All Sensors]-U | Indoor Luminaires | Linear Ambient | Direct Linear Ambient Luminaires | Standard | FALSE | [9 empty] | 42711 | Dimmable | Stepped | No |  | 4.1 | 7085.39 | 112.97 | 62.72 | 9.5 | 0.99 | 4000 | 83.1
PTYZNXRU | Eaton (formerly Cooper Lighting) | Metalux | 8WSL-LD2-70-[All Applications]-Blank-UNV-[All Emergency Options]-[All Flex Options]-L840-SD1-[Blank or All Sensors]-U | Indoor Luminaires | Linear Ambient | Direct Linear Ambient Luminaires | Standard | FALSE | [9 empty] | 42711 | Dimmable | Stepped | No |  | 4.1 | 6934 | 110.55 | 62.72 | 9.5 | 0.99 | 4000 | 83.1
P7X1VYG7 | Eaton (formerly Cooper Lighting) | Metalux | 8WSL-LD2-75-[All Applications]-UPL15-UNV-[All Emergency Options]-[All Flex Options]-L840-SD1-[Blank or All Sensors]-U | Indoor Luminaires | Linear Ambient | Direct Linear Ambient Luminaires | Standard | FALSE | [9 empty] | 42711 | Dimmable | Stepped | No |  | 4.1 | 7779.98 | 116.54 | 66.76 | 9.3 | 0.99 | 4000 | 83.1
P1YC3K6G | Eaton (formerly Cooper Lighting) | Metalux | 8WSL-LD2-75-[All Applications]-UPL8-UNV-[All Emergency Options]-[All Flex Options]-L840-SD1-[Blank or All Sensors]-U | Indoor Luminaires | Linear Ambient | Direct Linear Ambient Luminaires | Standard | FALSE | [9 empty] | 42711 | Dimmable | Stepped | No |  | 4.1 | 7631.05 | 114.31 | 66.76 | 9.3 | 0.99 | 4000 | 83.1
PRQAAUQC | Eaton (formerly Cooper Lighting) | Metalux | 8WSL-LD2-75-[All Applications]-Blank-UNV-[All Emergency Options]-[All Flex Options]-L840-SD1-[Blank or All Sensors]-U | Indoor Luminaires | Linear Ambient | Direct Linear Ambient Luminaires | Standard | FALSE | [9 empty] | 42711 | Dimmable | Stepped | No |  | 4.1 | 7468 | 111.86 | 66.76 | 9.3 | 0.99 | 4000 | 83.1
PN3SFDQT | Eaton (formerly Cooper Lighting) | Metalux | 4WSL-LD2-40-[All Applications]-UPL8-UNV-[All Emergency Options]-[All Flex Options]-L840-[Driver Includes CD HCD 5LTD 5LTHD & SR]1-[Blank or All Sensors]-U | Indoor Luminaires | Linear Ambient | Direct Linear Ambient Luminaires | Standard | FALSE | [9 empty] | 42711 | Dimmable | Continuous Below 10 | Yes |  | 4.1 | 4097.55 | 115.2 | 35.57 | 9.08 | 0.99 | 4000 | 83.1
PV3HWWCV | Eaton (formerly Cooper Lighting) | Metalux | 4WSL-LD2-40-[All Applications]-UPL15-UNV-[All Emergency Options]-[All Flex Options]-L840-[Driver Includes CD HCD 5LTD 5LTHD & SR]1-[Blank or All Sensors]-U | Indoor Luminaires | Linear Ambient | Direct Linear Ambient Luminaires | Standard | FALSE | [9 empty] | 42711 | Dimmable | Continuous Below 10 | Yes |  | 4.1 | 4088.26 | 114.94 | 35.57 | 9.08 | 0.99 | 4000 | 83.1
PAX3RB2E | Eaton (formerly Cooper Lighting) | Metalux | 4WSL-LD2-40-[All Applications]-Blank-UNV-[All Emergency Options]-[All Flex Options]-L840-[Driver Includes CD HCD 5LTD 5LTHD & SR]1-[Blank or All Sensors]-U | Indoor Luminaires | Linear Ambient | Direct Linear Ambient Luminaires | Standard | FALSE | [9 empty] | 42711 | Dimmable | Continuous Below 10 | Yes |  | 4.1 | 4010 | 112.74 | 35.57 | 9.08 | 0.99 | 4000 | 83.1
PUSDHXJ3 | Eaton (formerly Cooper Lighting) | Metalux | 8WSL-LD2-90-[All Applications]-UPL15-UNV-[All Emergency Options]-[All Flex Options]-L840-[Driver Includes CD HCD 5LTD 5LTHD & SR][1 or 2]-[Blank or All Sensors]-U | Indoor Luminaires | Linear Ambient | Direct Linear Ambient Luminaires | Standard | FALSE | [9 empty] | 42711 | Dimmable | Continuous Below 10 | Yes |  | 4.1 | 9380.15 | 115.39 | 81.29 | 8.83 | 0.99 | 4000 | 83.1
PXY3BREA | Eaton (formerly Cooper Lighting) | Metalux | 8WSL-LD2-90-[All Applications]-UPL8-UNV-[All Emergency Options]-[All Flex Options]-L840-[Driver Includes CD HCD 5LTD 5LTHD & SR][1 or 2]-[Blank or All Sensors]-U | Indoor Luminaires | Linear Ambient | Direct Linear Ambient Luminaires | Standard | FALSE | [9 empty] | 42711 | Dimmable | Continuous Below 10 | Yes |  | 4.1 | 9200.58 | 113.18 | 81.29 | 8.83 | 0.99 | 4000 | 83.1
PJNXYAXS | Eaton (formerly Cooper Lighting) | Metalux | 8WSL-LD2-90-[All Applications]-Blank-UNV-[All Emergency Options]-[All Flex Options]-L840-[Driver Includes CD HCD 5LTD 5LTHD & SR][1 or 2]-[Blank or All Sensors]-U | Indoor Luminaires | Linear Ambient | Direct Linear Ambient Luminaires | Standard | FALSE | [9 empty] | 42711 | Dimmable | Continuous Below 10 | Yes |  | 4.1 | 9004 | 110.76 | 81.29 | 8.83 | 0.99 | 4000 | 83.1
PU1N96C3 | Eaton (formerly Cooper Lighting) | Metalux | 4WSL-LD2-45-[All Applications]-UPL8-UNV-[All Emergency Options]-[All Flex Options]-L840-[Driver Includes CD HCD 5LTD 5LTHD & SR]1-[Blank or All Sensors]-U | Indoor Luminaires | Linear Ambient | Direct Linear Ambient Luminaires | Standard | FALSE | [9 empty] | 42711 | Dimmable | Continuous Below 10 | Yes |  | 4.1 | 4600.29 | 114.32 | 40.24 | 8.75 | 0.99 | 4000 | 83.1
PWB2PM6Q | Eaton (formerly Cooper Lighting) | Metalux | 4WSL-LD2-45-[All Applications]-UPL15-UNV-[All Emergency Options]-[All Flex Options]-L840-[Driver Includes CD HCD 5LTD 5LTHD & SR]1-[Blank or All Sensors]-U | Indoor Luminaires | Linear Ambient | Direct Linear Ambient Luminaires | Standard | FALSE | [9 empty] | 42711 | Dimmable | Continuous Below 10 | Yes |  | 4.1 | 4589.87 | 114.06 | 40.24 | 8.75 | 0.99 | 4000 | 83.1
PNPZQ9PR | Eaton (formerly Cooper Lighting) | Metalux | 4WSL-LD2-45-[All Applications]-Blank-UNV-[All Emergency Options]-[All Flex Options]-L840-[Driver Includes CD HCD 5LTD 5LTHD & SR]1-[Blank or All Sensors]-U | Indoor Luminaires | Linear Ambient | Direct Linear Ambient Luminaires | Standard | FALSE | [9 empty] | 42711 | Dimmable | Continuous Below 10 | Yes |  | 4.1 | 4502 | 111.88 | 40.24 | 8.75 | 0.99 | 4000 | 83.1
PTPHESK2 | Eaton (formerly Cooper Lighting) | Metalux | 4WSL-LD2-50-[All Applications]-UPL8-UNV-[All Emergency Options]-[All Flex Options]-L840-[Driver Includes CD HCD 5LTD 5LTHD & SR]1-[Blank or All Sensors]-U | Indoor Luminaires | Linear Ambient | Direct Linear Ambient Luminaires | Standard | FALSE | [9 empty] | 42711 | Dimmable | Continuous Below 10 | Yes |  | 4.1 | 5096.9 | 113.44 | 44.93 | 8.56 | 0.99 | 4000 | 83.1
P95CK36D | Eaton (formerly Cooper Lighting) | Metalux | 4WSL-LD2-50-[All Applications]-UPL15-UNV-[All Emergency Options]-[All Flex Options]-L840-[Driver Includes CD HCD 5LTD 5LTHD & SR]1-[Blank or All Sensors]-U | Indoor Luminaires | Linear Ambient | Direct Linear Ambient Luminaires | Standard | FALSE | [9 empty] | 42711 | Dimmable | Continuous Below 10 | Yes |  | 4.1 | 5085.35 | 113.18 | 44.93 | 8.56 | 0.99 | 4000 | 83.1
PFWR3XC1 | Eaton (formerly Cooper Lighting) | Metalux | 4WSL-LD2-50-[All Applications]-Blank-UNV-[All Emergency Options]-[All Flex Options]-L840-[Driver Includes CD HCD 5LTD 5LTHD & SR]1-[Blank or All Sensors]-U | Indoor Luminaires | Linear Ambient | Direct Linear Ambient Luminaires | Standard | FALSE | [9 empty] | 42711 | Dimmable | Continuous Below 10 | Yes |  | 4.1 | 4988 | 111.02 | 44.93 | 8.56 | 0.99 | 4000 | 83.1
P82JAJXC | Eaton (formerly Cooper Lighting) | Metalux | 8WSL-LD2-100-[All Applications]-UPL15-UNV-[All Emergency Options]-[All Flex Options]-L840-[Driver Includes CD HCD 5LTD 5LTHD & SR][1 or 2]-[Blank or All Sensors]-U | Indoor Luminaires | Linear Ambient | Direct Linear Ambient Luminaires | Standard | FALSE | [9 empty] | 42711 | Dimmable | Continuous Below 10 | Yes |  | 4.1 | 10392.75 | 114.42 | 90.83 | 8.55 | 0.99 | 4000 | 83.1
PKQQNHJM | Eaton (formerly Cooper Lighting) | Metalux | 8WSL-LD2-100-[All Applications]-UPL8-UNV-[All Emergency Options]-[All Flex Options]-L840-[Driver Includes CD HCD 5LTD 5LTHD & SR][1 or 2]-[Blank or All Sensors]-U | Indoor Luminaires | Linear Ambient | Direct Linear Ambient Luminaires | Standard | FALSE | [9 empty] | 42711 | Dimmable | Continuous Below 10 | Yes |  | 4.1 | 10193.8 | 112.23 | 90.83 | 8.55 | 0.99 | 4000 | 83.1
PPK2QTYC | Eaton (formerly Cooper Lighting) | Metalux | 8WSL-LD2-100-[All Applications]-Blank-UNV-[All Emergency Options]-[All Flex Options]-L840-[Driver Includes CD HCD 5LTD 5LTHD & SR][1 or 2]-[Blank or All Sensors]-U | Indoor Luminaires | Linear Ambient | Direct Linear Ambient Luminaires | Standard | FALSE | [9 empty] | 42711 | Dimmable | Continuous Below 10 | Yes |  | 4.1 | 9976 | 109.83 | 90.83 | 8.55 | 0.99 | 4000 | 83.1
P3CEBXRC | Eaton (formerly Cooper Lighting) | Metalux | 8WSL-LD2-110-[All Applications]-UPL15-UNV-[All Emergency Options]-[All Flex Options]-L840-[Driver Includes CD HCD 5LTD 5LTHD & SR][2 or 3]-[Blank or All Sensors]-U | Indoor Luminaires | Linear Ambient | Direct Linear Ambient Luminaires | Standard | FALSE | [9 empty] | 42711 | Dimmable | Continuous Below 10 | Yes |  | 4.1 | 11544.96 | 116.58 | 99.03 | 8.25 | 0.99 | 4000 | 83.1
P9XQTT2Q | Eaton (formerly Cooper Lighting) | Metalux | 8WSL-LD2-110-[All Applications]-UPL8-UNV-[All Emergency Options]-[All Flex Options]-L840-[Driver Includes CD HCD 5LTD 5LTHD & SR][2 or 3]-[Blank or All Sensors]-U | Indoor Luminaires | Linear Ambient | Direct Linear Ambient Luminaires | Standard | FALSE | [9 empty] | 42711 | Dimmable | Continuous Below 10 | Yes |  | 4.1 | 11323.95 | 114.35 | 99.03 | 8.25 | 0.99 | 4000 | 83.1
PUMFAER1 | Eaton (formerly Cooper Lighting) | Metalux | 8WSL-LD2-110-[All Applications]-Blank-UNV-[All Emergency Options]-[All Flex Options]-L840-[Driver Includes CD HCD 5LTD 5LTHD & SR][2 or 3]-[Blank or All Sensors]-U | Indoor Luminaires | Linear Ambient | Direct Linear Ambient Luminaires | Standard | FALSE | [9 empty] | 42711 | Dimmable | Continuous Below 10 | Yes |  | 4.1 | 11082 | 111.91 | 99.03 | 8.25 | 0.99 | 4000 | 83.1
PU4T95ES | Eaton (formerly Cooper Lighting) | Metalux | 4WSL-LD2-55-[All Applications]-UPL8-UNV-[All Emergency Options]-[All Flex Options]-L840-[Driver Includes CD HCD 5LTD 5LTHD & SR][1 or 2]-[Blank or All Sensors]-U | Indoor Luminaires | Linear Ambient | Direct Linear Ambient Luminaires | Standard | FALSE | [9 empty] | 42711 | Dimmable | Continuous Below 10 | Yes |  | 4.1 | 5661.97 | 112.77 | 50.21 | 8.23 | 0.99 | 4000 | 83.1
PUFS27SU | Eaton (formerly Cooper Lighting) | Metalux | 4WSL-LD2-55-[All Applications]-UPL15-UNV-[All Emergency Options]-[All Flex Options]-L840-[Driver Includes CD HCD 5LTD 5LTHD & SR][1 or 2]-[Blank or All Sensors]-U | Indoor Luminaires | Linear Ambient | Direct Linear Ambient Luminaires | Standard | FALSE | [9 empty] | 42711 | Dimmable | Continuous Below 10 | Yes |  | 4.1 | 5649.14 | 112.51 | 50.21 | 8.23 | 0.99 | 4000 | 83.1
PRNS2DBZ | Eaton (formerly Cooper Lighting) | Metalux | 4WSL-LD2-55-[All Applications]-Blank-UNV-[All Emergency Options]-[All Flex Options]-L840-[Driver Includes CD HCD 5LTD 5LTHD & SR][1 or 2]-[Blank or All Sensors]-U | Indoor Luminaires | Linear Ambient | Direct Linear Ambient Luminaires | Standard | FALSE | [9 empty] | 42711 | Dimmable | Continuous Below 10 | Yes |  | 4.1 | 5541 | 110.36 | 50.21 | 8.23 | 0.99 | 4000 | 83.1
PYD9JJ1A | Eaton (formerly Cooper Lighting) | Metalux | 8WSL-LD2-60-[All Applications]-UPL15-UNV-[All Emergency Options]-[All Flex Options]-L840-[Driver Includes CD HCD 5LTD 5LTHD & SR][1 or 2]-[Blank or All Sensors]-U | Indoor Luminaires | Linear Ambient | Direct Linear Ambient Luminaires | Standard | FALSE | [9 empty] | 42711 | Dimmable | Continuous Below 10 | Yes |  | 4.1 | 6384 | 119.19 | 53.56 | 8.03 | 0.99 | 4000 | 83.1
PXX6FP8V | Eaton (formerly Cooper Lighting) | Metalux | 8WSL-LD2-60-[All Applications]-UPL8-UNV-[All Emergency Options]-[All Flex Options]-L840-[Driver Includes CD HCD 5LTD 5LTHD & SR][1 or 2]-[Blank or All Sensors]-U | Indoor Luminaires | Linear Ambient | Direct Linear Ambient Luminaires | Standard | FALSE | [9 empty] | 42711 | Dimmable | Continuous Below 10 | Yes |  | 4.1 | 6261.79 | 116.91 | 53.56 | 8.03 | 0.99 | 4000 | 83.1
PW4RJK8D | Eaton (formerly Cooper Lighting) | Metalux | 8WSL-LD2-60-[All Applications]-Blank-UNV-[All Emergency Options]-[All Flex Options]-L840-[Driver Includes CD HCD 5LTD 5LTHD & SR][1 or 2]-[Blank or All Sensors]-U | Indoor Luminaires | Linear Ambient | Direct Linear Ambient Luminaires | Standard | FALSE | [9 empty] | 42711 | Dimmable | Continuous Below 10 | Yes |  | 4.1 | 6128 | 114.41 | 53.56 | 8.03 | 0.99 | 4000 | 83.1
PFZX2UCD | Eaton (formerly Cooper Lighting) | Metalux | 4WSL-LD2-60-[All Applications]-UPL8-UNV-[All Emergency Options]-[All Flex Options]-L840-[Driver Includes CD HCD 5LTD 5LTHD & SR][1 or 2]-[Blank or All Sensors]-U | Indoor Luminaires | Linear Ambient | Direct Linear Ambient Luminaires | Standard | FALSE | [9 empty] | 42711 | Dimmable | Continuous Below 10 | Yes |  | 4.1 | 6118.73 | 108.85 | 56.21 | 7.51 | 0.99 | 4000 | 83.1
P43K2DXU | Eaton (formerly Cooper Lighting) | Metalux | 4WSL-LD2-60-[All Applications]-UPL15-UNV-[All Emergency Options]-[All Flex Options]-L840-[Driver Includes CD HCD 5LTD 5LTHD & SR][1 or 2]-[Blank or All Sensors]-U | Indoor Luminaires | Linear Ambient | Direct Linear Ambient Luminaires | Standard | FALSE | [9 empty] | 42711 | Dimmable | Continuous Below 10 | Yes |  | 4.1 | 6104.87 | 108.61 | 56.21 | 7.51 | 0.99 | 4000 | 83.1
PWB2C8N7 | Eaton (formerly Cooper Lighting) | Metalux | 4WSL-LD2-60-[All Applications]-Blank-UNV-[All Emergency Options]-[All Flex Options]-L840-[Driver Includes CD HCD 5LTD 5LTHD & SR][1 or 2]-[Blank or All Sensors]-U | Indoor Luminaires | Linear Ambient | Direct Linear Ambient Luminaires | Standard | FALSE | [9 empty] | 42711 | Dimmable | Continuous Below 10 | Yes |  | 4.1 | 5988 | 106.53 | 56.21 | 7.51 | 0.99 | 4000 | 83.1
P53BQVU3 | Eaton (formerly Cooper Lighting) | Metalux | 8WSL-LD2-65-[All Applications]-UPL15-UNV-[All Emergency Options]-[All Flex Options]-L840-[Driver Includes CD HCD 5LTD 5LTHD & SR][1 or 2]-[Blank or All Sensors]-U | Indoor Luminaires | Linear Ambient | Direct Linear Ambient Luminaires | Standard | FALSE | [9 empty] | 42711 | Dimmable | Continuous Below 10 | Yes |  | 4.1 | 6809.05 | 118.56 | 57.43 | 7.42 | 0.99 | 4000 | 83.1
PYD2WJDY | Eaton (formerly Cooper Lighting) | Metalux | 8WSL-LD2-65-[All Applications]-UPL8-UNV-[All Emergency Options]-[All Flex Options]-L840-[Driver Includes CD HCD 5LTD 5LTHD & SR][1 or 2]-[Blank or All Sensors]-U | Indoor Luminaires | Linear Ambient | Direct Linear Ambient Luminaires | Standard | FALSE | [9 empty] | 42711 | Dimmable | Continuous Below 10 | Yes |  | 4.1 | 6678.7 | 116.29 | 57.43 | 7.42 | 0.99 | 4000 | 83.1
PMRGRK75 | Eaton (formerly Cooper Lighting) | Metalux | 8WSL-LD2-65-[All Applications]-Blank-UNV-[All Emergency Options]-[All Flex Options]-L840-[Driver Includes CD HCD 5LTD 5LTHD & SR][1 or 2]-[Blank or All Sensors]-U | Indoor Luminaires | Linear Ambient | Direct Linear Ambient Luminaires | Standard | FALSE | [9 empty] | 42711 | Dimmable | Continuous Below 10 | Yes |  | 4.1 | 6536 | 113.81 | 57.43 | 7.42 | 0.99 | 4000 | 83.1
PXV3AR7P | Eaton (formerly Cooper Lighting) | Metalux | 4WSL-LD2-65-[All Applications]-UPL8-UNV-[All Emergency Options]-[All Flex Options]-L840-[Driver Includes CD HCD 5LTD 5LTHD & SR][1 or 2]-[Blank or All Sensors]-U | Indoor Luminaires | Linear Ambient | Direct Linear Ambient Luminaires | Standard | FALSE | [9 empty] | 42711 | Dimmable | Continuous Below 10 | Yes |  | 4.1 | 6734.9 | 109.98 | 61.24 | 6.85 | 0.99 | 4000 | 83.1
PABRMMNV | Eaton (formerly Cooper Lighting) | Metalux | 4WSL-LD2-65-[All Applications]-UPL15-UNV-[All Emergency Options]-[All Flex Options]-L840-[Driver Includes CD HCD 5LTD 5LTHD & SR][1 or 2]-[Blank or All Sensors]-U | Indoor Luminaires | Linear Ambient | Direct Linear Ambient Luminaires | Standard | FALSE | [9 empty] | 42711 | Dimmable | Continuous Below 10 | Yes |  | 4.1 | 6719.64 | 109.73 | 61.24 | 6.85 | 0.99 | 4000 | 83.1
P7YE81QP | Eaton (formerly Cooper Lighting) | Metalux | 4WSL-LD2-65-[All Applications]-Blank-UNV-[All Emergency Options]-[All Flex Options]-L840-[Driver Includes CD HCD 5LTD 5LTHD & SR][1 or 2]-[Blank or All Sensors]-U | Indoor Luminaires | Linear Ambient | Direct Linear Ambient Luminaires | Standard | FALSE | [9 empty] | 42711 | Dimmable | Continuous Below 10 | Yes |  | 4.1 | 6591 | 107.63 | 61.24 | 6.85 | 0.99 | 4000 | 83.1
P6YE7JRW | Eaton (formerly Cooper Lighting) | Metalux | 8WSL-LD2-70-[All Applications]-UPL15-UNV-[All Emergency Options]-[All Flex Options]-L840-[Driver Includes CD 5LTD 5LTHD & SR][1 or 2]-[Blank or All Sensors]-U | Indoor Luminaires | Linear Ambient | Direct Linear Ambient Luminaires | Standard | FALSE | [9 empty] | 42711 | Dimmable | Continuous Below 10 | Yes |  | 4.1 | 7223.67 | 115.93 | 62.31 | 6.7 | 0.99 | 4000 | 83.1
P4F9T5Z3 | Eaton (formerly Cooper Lighting) | Metalux | 8WSL-LD2-70-[All Applications]-UPL8-UNV-[All Emergency Options]-[All Flex Options]-L840-[Driver Includes CD 5LTD 5LTHD & SR][1 or 2]-[Blank or All Sensors]-U | Indoor Luminaires | Linear Ambient | Direct Linear Ambient Luminaires | Standard | FALSE | [9 empty] | 42711 | Dimmable | Continuous Below 10 | Yes |  | 4.1 | 7085.39 | 113.71 | 62.31 | 6.7 | 0.99 | 4000 | 83.1
PDUSND4R | Eaton (formerly Cooper Lighting) | Metalux | 8WSL-LD2-70-[All Applications]-Blank-UNV-[All Emergency Options]-[All Flex Options]-L840-[Driver Includes CD 5LTD 5LTHD & SR][1 or 2]-[Blank or All Sensors]-U | Indoor Luminaires | Linear Ambient | Direct Linear Ambient Luminaires | Standard | FALSE | [9 empty] | 42711 | Dimmable | Continuous Below 10 | Yes |  | 4.1 | 6934 | 111.28 | 62.31 | 6.7 | 0.99 | 4000 | 83.1
PM7DE5UU | Eaton (formerly Cooper Lighting) | Metalux | 4WSL-LD2-70-[All Applications]-UPL8-UNV-[All Emergency Options]-[All Flex Options]-L840-[Driver Includes CD 5LTD 5LTHD & SR][1 or 2]-[Blank or All Sensors]-U | Indoor Luminaires | Linear Ambient | Direct Linear Ambient Luminaires | Standard | FALSE | [9 empty] | 42711 | Dimmable | Continuous Below 10 | Yes |  | 4.1 | 7157.94 | 106.25 | 67.37 | 6.64 | 0.99 | 4000 | 83.1
PQ9626AV | Eaton (formerly Cooper Lighting) | Metalux | 4WSL-LD2-70-[All Applications]-UPL15-UNV-[All Emergency Options]-[All Flex Options]-L840-[Driver Includes CD 5LTD 5LTHD & SR][1 or 2]-[Blank or All Sensors]-U | Indoor Luminaires | Linear Ambient | Direct Linear Ambient Luminaires | Standard | FALSE | [9 empty] | 42711 | Dimmable | Continuous Below 10 | Yes |  | 4.1 | 7141.72 | 106.01 | 67.37 | 6.64 | 0.99 | 4000 | 83.1
PU42DKD4 | Eaton (formerly Cooper Lighting) | Metalux | 4WSL-LD2-70-[All Applications]-Blank-UNV-[All Emergency Options]-[All Flex Options]-L840-[Driver Includes CD 5LTD 5LTHD & SR][1 or 2]-[Blank or All Sensors]-U | Indoor Luminaires | Linear Ambient | Direct Linear Ambient Luminaires | Standard | FALSE | [9 empty] | 42711 | Dimmable | Continuous Below 10 | Yes |  | 4.1 | 7005 | 103.98 | 67.37 | 6.64 | 0.99 | 4000 | 83.1
PXUMNZ38 | Eaton (formerly Cooper Lighting) | Metalux | 8WSL-LD2-75-[All Applications]-UPL15-UNV-[All Emergency Options]-[All Flex Options]-L840-[Driver Includes CD 5LTD 5LTHD & SR][1 or 2]-[Blank or All Sensors]-U | Indoor Luminaires | Linear Ambient | Direct Linear Ambient Luminaires | Standard | FALSE | [9 empty] | 42711 | Dimmable | Continuous Below 10 | Yes |  | 4.1 | 7779.98 | 117.93 | 65.97 | 6.59 | 0.99 | 4000 | 83.1
PUGXUDM5 | Eaton (formerly Cooper Lighting) | Metalux | 8WSL-LD2-75-[All Applications]-UPL8-UNV-[All Emergency Options]-[All Flex Options]-L840-[Driver Includes CD 5LTD 5LTHD & SR][1 or 2]-[Blank or All Sensors]-U | Indoor Luminaires | Linear Ambient | Direct Linear Ambient Luminaires | Standard | FALSE | [9 empty] | 42711 | Dimmable | Continuous Below 10 | Yes |  | 4.1 | 7631.05 | 115.67 | 65.97 | 6.59 | 0.99 | 4000 | 83.1
PPKRVCCH | Eaton (formerly Cooper Lighting) | Metalux | 8WSL-LD2-75-[All Applications]-Blank-UNV-[All Emergency Options]-[All Flex Options]-L840-[Driver Includes CD 5LTD 5LTHD & SR][1 or 2]-[Blank or All Sensors]-U | Indoor Luminaires | Linear Ambient | Direct Linear Ambient Luminaires | Standard | FALSE | [9 empty] | 42711 | Dimmable | Continuous Below 10 | Yes |  | 4.1 | 7468 | 113.2 | 65.97 | 6.59 | 0.99 | 4000 | 83.1
P3XMBZDV | Eaton (formerly Cooper Lighting) | Metalux | 4WSL-LD2-75-[All Applications]-UPL8-UNV-[All Emergency Options]-[All Flex Options]-L840-[Driver Includes CD 5LTD 5LTHD & SR][1 or 2]-[Blank or All Sensors]-U | Indoor Luminaires | Linear Ambient | Direct Linear Ambient Luminaires | Standard | FALSE | [9 empty] | 42711 | Dimmable | Continuous Below 10 | Yes |  | 4.1 | 7789.43 | 107.29 | 72.6 | 6.5 | 0.99 | 4000 | 83.1
P4DH49DK | Eaton (formerly Cooper Lighting) | Metalux | 4WSL-LD2-75-[All Applications]-UPL15-UNV-[All Emergency Options]-[All Flex Options]-L840-[Driver Includes CD 5LTD 5LTHD & SR][1 or 2]-[Blank or All Sensors]-U | Indoor Luminaires | Linear Ambient | Direct Linear Ambient Luminaires | Standard | FALSE | [9 empty] | 42711 | Dimmable | Continuous Below 10 | Yes |  | 4.1 | 7771.78 | 107.05 | 72.6 | 6.5 | 0.99 | 4000 | 83.1
PCEVW2EH | Eaton (formerly Cooper Lighting) | Metalux | 4WSL-LD2-75-[All Applications]-Blank-UNV-[All Emergency Options]-[All Flex Options]-L840-[Driver Includes CD 5LTD 5LTHD & SR][1 or 2]-[Blank or All Sensors]-U | Indoor Luminaires | Linear Ambient | Direct Linear Ambient Luminaires | Standard | FALSE | [9 empty] | 42711 | Dimmable | Continuous Below 10 | Yes |  | 4.1 | 7623 | 105 | 72.6 | 6.5 | 0.99 | 4000 | 83.1
PFRY3BXT | Eaton (formerly Cooper Lighting) | Metalux | 4WSL-LD2-80-[All Applications]-UPL8-UNV-[All Emergency Options]-[All Flex Options]-L840-[Driver Includes CD HCD 5LTD 5LTHD & SR][1 or 2]-[Blank or All Sensors]-U | Indoor Luminaires | Linear Ambient | Direct Linear Ambient Luminaires | Standard | FALSE | [9 empty] | 42711 | Dimmable | Continuous Below 10 | Yes |  | 4.1 | 7976.43 | 107.44 | 74.24 | 6.43 | 0.99 | 4000 | 83.1
P6GJCYH5 | Eaton (formerly Cooper Lighting) | Metalux | 4WSL-LD2-80-[All Applications]-UPL15-UNV-[All Emergency Options]-[All Flex Options]-L840-[Driver Includes CD HCD 5LTD 5LTHD & SR][1 or 2]-[Blank or All Sensors]-U | Indoor Luminaires | Linear Ambient | Direct Linear Ambient Luminaires | Standard | FALSE | [9 empty] | 42711 | Dimmable | Continuous Below 10 | Yes |  | 4.1 | 7958.35 | 107.2 | 74.24 | 6.43 | 0.99 | 4000 | 83.1
P8TJXBZ1 | Eaton (formerly Cooper Lighting) | Metalux | 4WSL-LD2-80-[All Applications]-Blank-UNV-[All Emergency Options]-[All Flex Options]-L840-[Driver Includes CD HCD 5LTD 5LTHD & SR][1 or 2]-[Blank or All Sensors]-U | Indoor Luminaires | Linear Ambient | Direct Linear Ambient Luminaires | Standard | FALSE | [9 empty] | 42711 | Dimmable | Continuous Below 10 | Yes |  | 4.1 | 7806 | 105.15 | 74.24 | 6.43 | 0.99 | 4000 | 83.1
PQXQWWDX | Eaton (formerly Cooper Lighting) | Metalux | 8WSL-LD2-80-[All Applications]-UPL15-UNV-[All Emergency Options]-[All Flex Options]-L840-[Driver Includes CD HCD 5LTD 5LTHD & SR][1 or 2]-[Blank or All Sensors]-U | Indoor Luminaires | Linear Ambient | Direct Linear Ambient Luminaires | Standard | FALSE | [9 empty] | 42711 | Dimmable | Continuous Below 10 | Yes |  | 4.1 | 8409.21 | 117.74 | 71.42 | 6.42 | 0.99 | 4000 | 83.1
PREHC4ZS | Eaton (formerly Cooper Lighting) | Metalux | 8WSL-LD2-80-[All Applications]-UPL8-UNV-[All Emergency Options]-[All Flex Options]-L840-[Driver Includes CD HCD 5LTD 5LTHD & SR][1 or 2]-[Blank or All Sensors]-U | Indoor Luminaires | Linear Ambient | Direct Linear Ambient Luminaires | Standard | FALSE | [9 empty] | 42711 | Dimmable | Continuous Below 10 | Yes |  | 4.1 | 8248.23 | 115.49 | 71.42 | 6.42 | 0.99 | 4000 | 83.1
PQ1AU5V7 | Eaton (formerly Cooper Lighting) | Metalux | 8WSL-LD2-80-[All Applications]-Blank-UNV-[All Emergency Options]-[All Flex Options]-L840-[Driver Includes CD HCD 5LTD 5LTHD & SR][1 or 2]-[Blank or All Sensors]-U | Indoor Luminaires | Linear Ambient | Direct Linear Ambient Luminaires | Standard | FALSE | [9 empty] | 42711 | Dimmable | Continuous Below 10 | Yes |  | 4.1 | 8072 | 113.02 | 71.42 | 6.42 | 0.99 | 4000 | 83.1
PXS5HC7K | Eaton (formerly Cooper Lighting) | Metalux | 4WSL-LD2-35-[All Applications]-UPL8-UNV-[All Emergency Options]-[All Flex Options]-L840-[Driver Includes CD HCD 5LTD 5LTHD & SR]1-[Blank or All Sensors]-U | Indoor Luminaires | Linear Ambient | Direct Linear Ambient Luminaires | Standard | FALSE | [9 empty] | 42711 | Dimmable | Continuous Below 10 | Yes |  | 4.1 | 3621.37 | 116.86 | 30.99 | 5.66 | 0.99 | 4000 | 83.1
PE1H3NUU | Eaton (formerly Cooper Lighting) | Metalux | 4WSL-LD2-35-[All Applications]-UPL15-UNV-[All Emergency Options]-[All Flex Options]-L840-[Driver Includes CD HCD 5LTD 5LTHD & SR]1-[Blank or All Sensors]-U | Indoor Luminaires | Linear Ambient | Direct Linear Ambient Luminaires | Standard | FALSE | [9 empty] | 42711 | Dimmable | Continuous Below 10 | Yes |  | 4.1 | 3613.17 | 116.59 | 30.99 | 5.66 | 0.99 | 4000 | 83.1
P7NB2WRX | Eaton (formerly Cooper Lighting) | Metalux | 4WSL-LD2-35-[All Applications]-Blank-UNV-[All Emergency Options]-[All Flex Options]-L840-[Driver Includes CD HCD 5LTD 5LTHD & SR]1-[Blank or All Sensors]-U | Indoor Luminaires | Linear Ambient | Direct Linear Ambient Luminaires | Standard | FALSE | [9 empty] | 42711 | Dimmable | Continuous Below 10 | Yes |  | 4.1 | 3544 | 114.36 | 30.99 | 5.66 | 0.99 | 4000 | 83.1
PVHK5BCN | Eaton (formerly Cooper Lighting) | Metalux | 4WSL-LD2-30-[All Applications]-UPL8-UNV-[All Emergency Options]-[All Flex Options]-L840-[Driver Includes CD HCD 5LTD 5LTHD & SR]1-[Blank or All Sensors]-U | Indoor Luminaires | Linear Ambient | Direct Linear Ambient Luminaires | Standard | FALSE | [9 empty] | 42711 | Dimmable | Continuous Below 10 | Yes |  | 4.1 | 3089 | 118.9 | 25.98 | 5.59 | 0.99 | 4000 | 83.1
P2RV6BAE | Eaton (formerly Cooper Lighting) | Metalux | 4WSL-LD2-30-[All Applications]-UPL15-UNV-[All Emergency Options]-[All Flex Options]-L840-[Driver Includes CD HCD 5LTD 5LTHD & SR]1-[Blank or All Sensors]-U | Indoor Luminaires | Linear Ambient | Direct Linear Ambient Luminaires | Standard | FALSE | [9 empty] | 42711 | Dimmable | Continuous Below 10 | Yes |  | 4.1 | 3082 | 118.63 | 25.98 | 5.59 | 0.99 | 4000 | 83.1
PP457ETG | Eaton (formerly Cooper Lighting) | Metalux | 4WSL-LD2-30-[All Applications]-Blank-UNV-[All Emergency Options]-[All Flex Options]-L840-[Driver Includes CD HCD 5LTD 5LTHD & SR]1-[Blank or All Sensors]-U | Indoor Luminaires | Linear Ambient | Direct Linear Ambient Luminaires | Standard | FALSE | [9 empty] | 42711 | Dimmable | Continuous Below 10 | Yes |  | 4.1 | 3023 | 116.36 | 25.98 | 5.59 | 0.99 | 4000 | 83.1
PYUHYPXZ | Eaton (formerly Cooper Lighting) | Metalux | 8WSL-LD2-80-[All Applications]-UPL15-UNV-[All Emergency Options]-[All Flex Options]-L835-SD2-[Blank or All Sensors]-U | Indoor Luminaires | Linear Ambient | Direct Linear Ambient Luminaires | Standard | FALSE | [9 empty] | 42711 | Dimmable | Stepped | No |  | 4.1 | 8409.21 | 113.16 | 74.31 | 13.2 | 0.99 | 3500 | 83.1
PVPM1VTJ | Eaton (formerly Cooper Lighting) | Metalux | 8WSL-LD2-80-[All Applications]-UPL8-UNV-[All Emergency Options]-[All Flex Options]-L835-SD2-[Blank or All Sensors]-U | Indoor Luminaires | Linear Ambient | Direct Linear Ambient Luminaires | Standard | FALSE | [9 empty] | 42711 | Dimmable | Stepped | No |  | 4.1 | 8248.23 | 111 | 74.31 | 13.2 | 0.99 | 3500 | 83.1
P3RUEEY8 | Eaton (formerly Cooper Lighting) | Metalux | 8WSL-LD2-80-[All Applications]-Blank-UNV-[All Emergency Options]-[All Flex Options]-L835-SD2-[Blank or All Sensors]-U | Indoor Luminaires | Linear Ambient | Direct Linear Ambient Luminaires | Standard | FALSE | [9 empty] | 42711 | Dimmable | Stepped | No |  | 4.1 | 8072 | 108.63 | 74.31 | 13.2 | 0.99 | 3500 | 83.1
PARENT91 | Eaton (formerly Cooper Lighting) | Metalux | 4WSL-LD2-40-[All Applications]-UPL8-UNV-[All Emergency Options]-[All Flex Options]-L835-SD1-[Blank or All Sensors]-U | Indoor Luminaires | Linear Ambient | Direct Linear Ambient Luminaires | Standard | FALSE | [9 empty] | 42711 | Dimmable | Stepped | No |  | 4.1 | 4097.55 | 112.57 | 36.4 | 13.12 | 0.99 | 3500 | 83.1
PD3PKXQ7 | Eaton (formerly Cooper Lighting) | Metalux | 4WSL-LD2-40-[All Applications]-UPL15-UNV-[All Emergency Options]-[All Flex Options]-L835-SD1-[Blank or All Sensors]-U | Indoor Luminaires | Linear Ambient | Direct Linear Ambient Luminaires | Standard | FALSE | [9 empty] | 42711 | Dimmable | Stepped | No |  | 4.1 | 4088.26 | 112.31 | 36.4 | 13.12 | 0.99 | 3500 | 83.1
PT7DEUPG | Eaton (formerly Cooper Lighting) | Metalux | 4WSL-LD2-40-[All Applications]-Blank-UNV-[All Emergency Options]-[All Flex Options]-L835-SD1-[Blank or All Sensors]-U | Indoor Luminaires | Linear Ambient | Direct Linear Ambient Luminaires | Standard | FALSE | [9 empty] | 42711 | Dimmable | Stepped | No |  | 4.1 | 4010 | 110.16 | 36.4 | 13.12 | 0.99 | 3500 | 83.1
PC9AFNE3 | Eaton (formerly Cooper Lighting) | Metalux | 4WSL-LD2-45-[All Applications]-UPL8-UNV-[All Emergency Options]-[All Flex Options]-L835-SD1-[Blank or All Sensors]-U | Indoor Luminaires | Linear Ambient | Direct Linear Ambient Luminaires | Standard | FALSE | [9 empty] | 42711 | Dimmable | Stepped | No |  | 4.1 | 4600.29 | 112.45 | 40.91 | 12.21 | 0.99 | 3500 | 83.1
PP6SN9R9 | Eaton (formerly Cooper Lighting) | Metalux | 4WSL-LD2-45-[All Applications]-UPL15-UNV-[All Emergency Options]-[All Flex Options]-L835-SD1-[Blank or All Sensors]-U | Indoor Luminaires | Linear Ambient | Direct Linear Ambient Luminaires | Standard | FALSE | [9 empty] | 42711 | Dimmable | Stepped | No |  | 4.1 | 4589.87 | 112.19 | 40.91 | 12.21 | 0.99 | 3500 | 83.1
PWVCNRZ7 | Eaton (formerly Cooper Lighting) | Metalux | 4WSL-LD2-45-[All Applications]-Blank-UNV-[All Emergency Options]-[All Flex Options]-L835-SD1-[Blank or All Sensors]-U | Indoor Luminaires | Linear Ambient | Direct Linear Ambient Luminaires | Standard | FALSE | [9 empty] | 42711 | Dimmable | Stepped | No |  | 4.1 | 4502 | 110.05 | 40.91 | 12.21 | 0.99 | 3500 | 83.1
P16DBQBJ | Eaton (formerly Cooper Lighting) | Metalux | 8WSL-LD2-90-[All Applications]-UPL15-UNV-[All Emergency Options]-[All Flex Options]-L835-SD2-[Blank or All Sensors]-U | Indoor Luminaires | Linear Ambient | Direct Linear Ambient Luminaires | Standard | FALSE | [9 empty] | 42711 | Dimmable | Stepped | No |  | 4.1 | 9380.15 | 113.53 | 82.62 | 12.2 | 0.99 | 3500 | 83.1
PBMRTWYM | Eaton (formerly Cooper Lighting) | Metalux | 8WSL-LD2-90-[All Applications]-UPL8-UNV-[All Emergency Options]-[All Flex Options]-L835-SD2-[Blank or All Sensors]-U | Indoor Luminaires | Linear Ambient | Direct Linear Ambient Luminaires | Standard | FALSE | [9 empty] | 42711 | Dimmable | Stepped | No |  | 4.1 | 9200.58 | 111.36 | 82.62 | 12.2 | 0.99 | 3500 | 83.1
P9ZGSUCQ | Eaton (formerly Cooper Lighting) | Metalux | 8WSL-LD2-90-[All Applications]-Blank-UNV-[All Emergency Options]-[All Flex Options]-L835-SD2-[Blank or All Sensors]-U | Indoor Luminaires | Linear Ambient | Direct Linear Ambient Luminaires | Standard | FALSE | [9 empty] | 42711 | Dimmable | Stepped | No |  | 4.1 | 9004 | 108.98 | 82.62 | 12.2 | 0.99 | 3500 | 83.1
PYRRE824 | Eaton (formerly Cooper Lighting) | Metalux | 4WSL-LD2-50-[All Applications]-UPL8-UNV-[All Emergency Options]-[All Flex Options]-L835-SD1-[Blank or All Sensors]-U | Indoor Luminaires | Linear Ambient | Direct Linear Ambient Luminaires | Standard | FALSE | [9 empty] | 42711 | Dimmable | Stepped | No |  | 4.1 | 5096.9 | 112.04 | 45.49 | 11.42 | 0.99 | 3500 | 83.1
PKH7WS65 | Eaton (formerly Cooper Lighting) | Metalux | 4WSL-LD2-50-[All Applications]-UPL15-UNV-[All Emergency Options]-[All Flex Options]-L835-SD1-[Blank or All Sensors]-U | Indoor Luminaires | Linear Ambient | Direct Linear Ambient Luminaires | Standard | FALSE | [9 empty] | 42711 | Dimmable | Stepped | No |  | 4.1 | 5085.35 | 111.79 | 45.49 | 11.42 | 0.99 | 3500 | 83.1
P4CYEYJX | Eaton (formerly Cooper Lighting) | Metalux | 4WSL-LD2-50-[All Applications]-Blank-UNV-[All Emergency Options]-[All Flex Options]-L835-SD1-[Blank or All Sensors]-U | Indoor Luminaires | Linear Ambient | Direct Linear Ambient Luminaires | Standard | FALSE | [9 empty] | 42711 | Dimmable | Stepped | No |  | 4.1 | 4988 | 109.65 | 45.49 | 11.42 | 0.99 | 3500 | 83.1
P1RGUXXU | Eaton (formerly Cooper Lighting) | Metalux | 8WSL-LD2-100-[All Applications]-UPL15-UNV-[All Emergency Options]-[All Flex Options]-L835-SD2-[Blank or All Sensors]-U | Indoor Luminaires | Linear Ambient | Direct Linear Ambient Luminaires | Standard | FALSE | [9 empty] | 42711 | Dimmable | Stepped | No |  | 4.1 | 10392.75 | 112.98 | 91.99 | 11.4 | 0.99 | 3500 | 83.1
PKH5Z52Z | Eaton (formerly Cooper Lighting) | Metalux | 8WSL-LD2-100-[All Applications]-UPL8-UNV-[All Emergency Options]-[All Flex Options]-L835-SD2-[Blank or All Sensors]-U | Indoor Luminaires | Linear Ambient | Direct Linear Ambient Luminaires | Standard | FALSE | [9 empty] | 42711 | Dimmable | Stepped | No |  | 4.1 | 10193.8 | 110.81 | 91.99 | 11.4 | 0.99 | 3500 | 83.1
PYFWSBQ7 | Eaton (formerly Cooper Lighting) | Metalux | 8WSL-LD2-100-[All Applications]-Blank-UNV-[All Emergency Options]-[All Flex Options]-L835-SD2-[Blank or All Sensors]-U | Indoor Luminaires | Linear Ambient | Direct Linear Ambient Luminaires | Standard | FALSE | [9 empty] | 42711 | Dimmable | Stepped | No |  | 4.1 | 9976 | 108.45 | 91.99 | 11.4 | 0.99 | 3500 | 83.1
PHBU5U8E | Eaton (formerly Cooper Lighting) | Metalux | 8WSL-LD2-110-[All Applications]-UPL15-UNV-[All Emergency Options]-[All Flex Options]-L835-SD2-[Blank or All Sensors]-U | Indoor Luminaires | Linear Ambient | Direct Linear Ambient Luminaires | Standard | FALSE | [9 empty] | 42711 | Dimmable | Stepped | No |  | 4.1 | 11544.96 | 115.65 | 99.83 | 10.9 | 0.99 | 3500 | 83.1
PZ92V2WK | Eaton (formerly Cooper Lighting) | Metalux | 8WSL-LD2-110-[All Applications]-UPL8-UNV-[All Emergency Options]-[All Flex Options]-L835-SD2-[Blank or All Sensors]-U | Indoor Luminaires | Linear Ambient | Direct Linear Ambient Luminaires | Standard | FALSE | [9 empty] | 42711 | Dimmable | Stepped | No |  | 4.1 | 11323.95 | 113.43 | 99.83 | 10.9 | 0.99 | 3500 | 83.1
PZB6GQ6X | Eaton (formerly Cooper Lighting) | Metalux | 8WSL-LD2-110-[All Applications]-Blank-UNV-[All Emergency Options]-[All Flex Options]-L835-SD2-[Blank or All Sensors]-U | Indoor Luminaires | Linear Ambient | Direct Linear Ambient Luminaires | Standard | FALSE | [9 empty] | 42711 | Dimmable | Stepped | No |  | 4.1 | 11082 | 111.01 | 99.83 | 10.9 | 0.99 | 3500 | 83.1
PX4DDASN | Eaton (formerly Cooper Lighting) | Metalux | 4WSL-LD2-55-[All Applications]-UPL8-UNV-[All Emergency Options]-[All Flex Options]-L835-SD1-[Blank or All Sensors]-U | Indoor Luminaires | Linear Ambient | Direct Linear Ambient Luminaires | Standard | FALSE | [9 empty] | 42711 | Dimmable | Stepped | No |  | 4.1 | 5661.97 | 112.54 | 50.31 | 10.75 | 0.99 | 3500 | 83.1
P26TQP4S | Eaton (formerly Cooper Lighting) | Metalux | 4WSL-LD2-55-[All Applications]-UPL15-UNV-[All Emergency Options]-[All Flex Options]-L835-SD1-[Blank or All Sensors]-U | Indoor Luminaires | Linear Ambient | Direct Linear Ambient Luminaires | Standard | FALSE | [9 empty] | 42711 | Dimmable | Stepped | No |  | 4.1 | 5649.14 | 112.29 | 50.31 | 10.75 | 0.99 | 3500 | 83.1
PDBDA33G | Eaton (formerly Cooper Lighting) | Metalux | 4WSL-LD2-55-[All Applications]-Blank-UNV-[All Emergency Options]-[All Flex Options]-L835-SD1-[Blank or All Sensors]-U | Indoor Luminaires | Linear Ambient | Direct Linear Ambient Luminaires | Standard | FALSE | [9 empty] | 42711 | Dimmable | Stepped | No |  | 4.1 | 5541 | 110.14 | 50.31 | 10.75 | 0.99 | 3500 | 83.1
PN96NXK8 | Eaton (formerly Cooper Lighting) | Metalux | 8WSL-LD2-60-[All Applications]-UPL15-UNV-[All Emergency Options]-[All Flex Options]-L835-SD1-[Blank or All Sensors]-U | Indoor Luminaires | Linear Ambient | Direct Linear Ambient Luminaires | Standard | FALSE | [9 empty] | 42711 | Dimmable | Stepped | No |  | 4.1 | 6384 | 118.77 | 53.75 | 10.2 | 0.99 | 3500 | 83.1
P9HDSMQM | Eaton (formerly Cooper Lighting) | Metalux | 8WSL-LD2-60-[All Applications]-UPL8-UNV-[All Emergency Options]-[All Flex Options]-L835-SD1-[Blank or All Sensors]-U | Indoor Luminaires | Linear Ambient | Direct Linear Ambient Luminaires | Standard | FALSE | [9 empty] | 42711 | Dimmable | Stepped | No |  | 4.1 | 6261.79 | 116.5 | 53.75 | 10.2 | 0.99 | 3500 | 83.1
P43NWWVN | Eaton (formerly Cooper Lighting) | Metalux | 8WSL-LD2-60-[All Applications]-Blank-UNV-[All Emergency Options]-[All Flex Options]-L835-SD1-[Blank or All Sensors]-U | Indoor Luminaires | Linear Ambient | Direct Linear Ambient Luminaires | Standard | FALSE | [9 empty] | 42711 | Dimmable | Stepped | No |  | 4.1 | 6128 | 114.01 | 53.75 | 10.2 | 0.99 | 3500 | 83.1
PWVYSXM9 | Eaton (formerly Cooper Lighting) | Metalux | 4WSL-LD2-60-[All Applications]-UPL8-UNV-[All Emergency Options]-[All Flex Options]-L835-SD1-[Blank or All Sensors]-U | Indoor Luminaires | Linear Ambient | Direct Linear Ambient Luminaires | Standard | FALSE | [9 empty] | 42711 | Dimmable | Stepped | No |  | 4.1 | 6118.73 | 108.49 | 56.4 | 10.1 | 0.99 | 3500 | 83.1
P7MGYF2P | Eaton (formerly Cooper Lighting) | Metalux | 4WSL-LD2-60-[All Applications]-UPL15-UNV-[All Emergency Options]-[All Flex Options]-L835-SD1-[Blank or All Sensors]-U | Indoor Luminaires | Linear Ambient | Direct Linear Ambient Luminaires | Standard | FALSE | [9 empty] | 42711 | Dimmable | Stepped | No |  | 4.1 | 6104.87 | 108.24 | 56.4 | 10.1 | 0.99 | 3500 | 83.1
P3WKNSUQ | Eaton (formerly Cooper Lighting) | Metalux | 4WSL-LD2-60-[All Applications]-Blank-UNV-[All Emergency Options]-[All Flex Options]-L835-SD1-[Blank or All Sensors]-U | Indoor Luminaires | Linear Ambient | Direct Linear Ambient Luminaires | Standard | FALSE | [9 empty] | 42711 | Dimmable | Stepped | No |  | 4.1 | 5988 | 106.17 | 56.4 | 10.1 | 0.99 | 3500 | 83.1
P31XTMCZ | Eaton (formerly Cooper Lighting) | Metalux | 8WSL-LD2-65-[All Applications]-UPL15-UNV-[All Emergency Options]-[All Flex Options]-L835-SD1-[Blank or All Sensors]-U | Indoor Luminaires | Linear Ambient | Direct Linear Ambient Luminaires | Standard | FALSE | [9 empty] | 42711 | Dimmable | Stepped | No |  | 4.1 | 6809.05 | 117.93 | 57.74 | 9.8 | 0.99 | 3500 | 83.1
PZ25E7H3 | Eaton (formerly Cooper Lighting) | Metalux | 8WSL-LD2-65-[All Applications]-UPL8-UNV-[All Emergency Options]-[All Flex Options]-L835-SD1-[Blank or All Sensors]-U | Indoor Luminaires | Linear Ambient | Direct Linear Ambient Luminaires | Standard | FALSE | [9 empty] | 42711 | Dimmable | Stepped | No |  | 4.1 | 6678.7 | 115.67 | 57.74 | 9.8 | 0.99 | 3500 | 83.1
PKF1BKQC | Eaton (formerly Cooper Lighting) | Metalux | 8WSL-LD2-65-[All Applications]-Blank-UNV-[All Emergency Options]-[All Flex Options]-L835-SD1-[Blank or All Sensors]-U | Indoor Luminaires | Linear Ambient | Direct Linear Ambient Luminaires | Standard | FALSE | [9 empty] | 42711 | Dimmable | Stepped | No |  | 4.1 | 6536 | 113.2 | 57.74 | 9.8 | 0.99 | 3500 | 83.1
PSF9BUMW | Eaton (formerly Cooper Lighting) | Metalux | 8WSL-LD2-70-[All Applications]-UPL15-UNV-[All Emergency Options]-[All Flex Options]-L835-SD1-[Blank or All Sensors]-U | Indoor Luminaires | Linear Ambient | Direct Linear Ambient Luminaires | Standard | FALSE | [9 empty] | 42711 | Dimmable | Stepped | No |  | 4.1 | 7223.67 | 115.17 | 62.72 | 9.5 | 0.99 | 3500 | 83.1
PC3F7WAW | Eaton (formerly Cooper Lighting) | Metalux | 8WSL-LD2-70-[All Applications]-UPL8-UNV-[All Emergency Options]-[All Flex Options]-L835-SD1-[Blank or All Sensors]-U | Indoor Luminaires | Linear Ambient | Direct Linear Ambient Luminaires | Standard | FALSE | [9 empty] | 42711 | Dimmable | Stepped | No |  | 4.1 | 7085.39 | 112.97 | 62.72 | 9.5 | 0.99 | 3500 | 83.1
PFZXHE6N | Eaton (formerly Cooper Lighting) | Metalux | 8WSL-LD2-70-[All Applications]-Blank-UNV-[All Emergency Options]-[All Flex Options]-L835-SD1-[Blank or All Sensors]-U | Indoor Luminaires | Linear Ambient | Direct Linear Ambient Luminaires | Standard | FALSE | [9 empty] | 42711 | Dimmable | Stepped | No |  | 4.1 | 6934 | 110.55 | 62.72 | 9.5 | 0.99 | 3500 | 83.1
PEA1WKTC | Eaton (formerly Cooper Lighting) | Metalux | 8WSL-LD2-75-[All Applications]-UPL15-UNV-[All Emergency Options]-[All Flex Options]-L835-SD1-[Blank or All Sensors]-U | Indoor Luminaires | Linear Ambient | Direct Linear Ambient Luminaires | Standard | FALSE | [9 empty] | 42711 | Dimmable | Stepped | No |  | 4.1 | 7779.98 | 116.54 | 66.76 | 9.3 | 0.99 | 3500 | 83.1
PRPEZ8ZN | Eaton (formerly Cooper Lighting) | Metalux | 8WSL-LD2-75-[All Applications]-UPL8-UNV-[All Emergency Options]-[All Flex Options]-L835-SD1-[Blank or All Sensors]-U | Indoor Luminaires | Linear Ambient | Direct Linear Ambient Luminaires | Standard | FALSE | [9 empty] | 42711 | Dimmable | Stepped | No |  | 4.1 | 7631.05 | 114.31 | 66.76 | 9.3 | 0.99 | 3500 | 83.1
PWHCKY1R | Eaton (formerly Cooper Lighting) | Metalux | 8WSL-LD2-75-[All Applications]-Blank-UNV-[All Emergency Options]-[All Flex Options]-L835-SD1-[Blank or All Sensors]-U | Indoor Luminaires | Linear Ambient | Direct Linear Ambient Luminaires | Standard | FALSE | [9 empty] | 42711 | Dimmable | Stepped | No |  | 4.1 | 7468 | 111.86 | 66.76 | 9.3 | 0.99 | 3500 | 83.1
PV8MMRKE | Eaton (formerly Cooper Lighting) | Metalux | 4WSL-LD2-40-[All Applications]-UPL8-UNV-[All Emergency Options]-[All Flex Options]-L835-[Driver Includes CD HCD 5LTD 5LTHD & SR]1-[Blank or All Sensors]-U | Indoor Luminaires | Linear Ambient | Direct Linear Ambient Luminaires | Standard | FALSE | [9 empty] | 42711 | Dimmable | Continuous Below 10 | Yes |  | 4.1 | 4097.55 | 115.2 | 35.57 | 9.08 | 0.99 | 3500 | 83.1
P2P9F47E | Eaton (formerly Cooper Lighting) | Metalux | 4WSL-LD2-40-[All Applications]-UPL15-UNV-[All Emergency Options]-[All Flex Options]-L835-[Driver Includes CD HCD 5LTD 5LTHD & SR]1-[Blank or All Sensors]-U | Indoor Luminaires | Linear Ambient | Direct Linear Ambient Luminaires | Standard | FALSE | [9 empty] | 42711 | Dimmable | Continuous Below 10 | Yes |  | 4.1 | 4088.26 | 114.94 | 35.57 | 9.08 | 0.99 | 3500 | 83.1
PBS6PE9K | Eaton (formerly Cooper Lighting) | Metalux | 4WSL-LD2-40-[All Applications]-Blank-UNV-[All Emergency Options]-[All Flex Options]-L835-[Driver Includes CD HCD 5LTD 5LTHD & SR]1-[Blank or All Sensors]-U | Indoor Luminaires | Linear Ambient | Direct Linear Ambient Luminaires | Standard | FALSE | [9 empty] | 42711 | Dimmable | Continuous Below 10 | Yes |  | 4.1 | 4010 | 112.74 | 35.57 | 9.08 | 0.99 | 3500 | 83.1
PEAC9WU3 | Eaton (formerly Cooper Lighting) | Metalux | 8WSL-LD2-90-[All Applications]-UPL15-UNV-[All Emergency Options]-[All Flex Options]-L835-[Driver Includes CD HCD 5LTD 5LTHD & SR][1 or 2]-[Blank or All Sensors]-U | Indoor Luminaires | Linear Ambient | Direct Linear Ambient Luminaires | Standard | FALSE | [9 empty] | 42711 | Dimmable | Continuous Below 10 | Yes |  | 4.1 | 9380.15 | 115.39 | 81.29 | 8.83 | 0.99 | 3500 | 83.1
P4UA7PT7 | Eaton (formerly Cooper Lighting) | Metalux | 8WSL-LD2-90-[All Applications]-UPL8-UNV-[All Emergency Options]-[All Flex Options]-L835-[Driver Includes CD HCD 5LTD 5LTHD & SR][1 or 2]-[Blank or All Sensors]-U | Indoor Luminaires | Linear Ambient | Direct Linear Ambient Luminaires | Standard | FALSE | [9 empty] | 42711 | Dimmable | Continuous Below 10 | Yes |  | 4.1 | 9200.58 | 113.18 | 81.29 | 8.83 | 0.99 | 3500 | 83.1
PAHZV2ZY | Eaton (formerly Cooper Lighting) | Metalux | 8WSL-LD2-90-[All Applications]-Blank-UNV-[All Emergency Options]-[All Flex Options]-L835-[Driver Includes CD HCD 5LTD 5LTHD & SR][1 or 2]-[Blank or All Sensors]-U | Indoor Luminaires | Linear Ambient | Direct Linear Ambient Luminaires | Standard | FALSE | [9 empty] | 42711 | Dimmable | Continuous Below 10 | Yes |  | 4.1 | 9004 | 110.76 | 81.29 | 8.83 | 0.99 | 3500 | 83.1
PSF1JV7R | Eaton (formerly Cooper Lighting) | Metalux | 4WSL-LD2-45-[All Applications]-UPL8-UNV-[All Emergency Options]-[All Flex Options]-L835-[Driver Includes CD HCD 5LTD 5LTHD & SR]1-[Blank or All Sensors]-U | Indoor Luminaires | Linear Ambient | Direct Linear Ambient Luminaires | Standard | FALSE | [9 empty] | 42711 | Dimmable | Continuous Below 10 | Yes |  | 4.1 | 4600.29 | 114.32 | 40.24 | 8.75 | 0.99 | 3500 | 83.1
PBG3NGHT | Eaton (formerly Cooper Lighting) | Metalux | 4WSL-LD2-45-[All Applications]-UPL15-UNV-[All Emergency Options]-[All Flex Options]-L835-[Driver Includes CD HCD 5LTD 5LTHD & SR]1-[Blank or All Sensors]-U | Indoor Luminaires | Linear Ambient | Direct Linear Ambient Luminaires | Standard | FALSE | [9 empty] | 42711 | Dimmable | Continuous Below 10 | Yes |  | 4.1 | 4589.87 | 114.06 | 40.24 | 8.75 | 0.99 | 3500 | 83.1
PQGDE5A4 | Eaton (formerly Cooper Lighting) | Metalux | 4WSL-LD2-45-[All Applications]-Blank-UNV-[All Emergency Options]-[All Flex Options]-L835-[Driver Includes CD HCD 5LTD 5LTHD & SR]1-[Blank or All Sensors]-U | Indoor Luminaires | Linear Ambient | Direct Linear Ambient Luminaires | Standard | FALSE | [9 empty] | 42711 | Dimmable | Continuous Below 10 | Yes |  | 4.1 | 4502 | 111.88 | 40.24 | 8.75 | 0.99 | 3500 | 83.1
P3ZKUXJ4 | Eaton (formerly Cooper Lighting) | Metalux | 4WSL-LD2-50-[All Applications]-UPL8-UNV-[All Emergency Options]-[All Flex Options]-L835-[Driver Includes CD HCD 5LTD 5LTHD & SR]1-[Blank or All Sensors]-U | Indoor Luminaires | Linear Ambient | Direct Linear Ambient Luminaires | Standard | FALSE | [9 empty] | 42711 | Dimmable | Continuous Below 10 | Yes |  | 4.1 | 5096.9 | 113.44 | 44.93 | 8.56 | 0.99 | 3500 | 83.1
PMQNSSNG | Eaton (formerly Cooper Lighting) | Metalux | 4WSL-LD2-50-[All Applications]-UPL15-UNV-[All Emergency Options]-[All Flex Options]-L835-[Driver Includes CD HCD 5LTD 5LTHD & SR]1-[Blank or All Sensors]-U | Indoor Luminaires | Linear Ambient | Direct Linear Ambient Luminaires | Standard | FALSE | [9 empty] | 42711 | Dimmable | Continuous Below 10 | Yes |  | 4.1 | 5085.35 | 113.18 | 44.93 | 8.56 | 0.99 | 3500 | 83.1
PWBUG8BT | Eaton (formerly Cooper Lighting) | Metalux | 4WSL-LD2-50-[All Applications]-Blank-UNV-[All Emergency Options]-[All Flex Options]-L835-[Driver Includes CD HCD 5LTD 5LTHD & SR]1-[Blank or All Sensors]-U | Indoor Luminaires | Linear Ambient | Direct Linear Ambient Luminaires | Standard | FALSE | [9 empty] | 42711 | Dimmable | Continuous Below 10 | Yes |  | 4.1 | 4988 | 111.02 | 44.93 | 8.56 | 0.99 | 3500 | 83.1
P3XG699S | Eaton (formerly Cooper Lighting) | Metalux | 8WSL-LD2-100-[All Applications]-UPL15-UNV-[All Emergency Options]-[All Flex Options]-L835-[Driver Includes CD HCD 5LTD 5LTHD & SR][1 or 2]-[Blank or All Sensors]-U | Indoor Luminaires | Linear Ambient | Direct Linear Ambient Luminaires | Standard | FALSE | [9 empty] | 42711 | Dimmable | Continuous Below 10 | Yes |  | 4.1 | 10392.75 | 114.42 | 90.83 | 8.55 | 0.99 | 3500 | 83.1
PN7PQ668 | Eaton (formerly Cooper Lighting) | Metalux | 8WSL-LD2-100-[All Applications]-UPL8-UNV-[All Emergency Options]-[All Flex Options]-L835-[Driver Includes CD HCD 5LTD 5LTHD & SR][1 or 2]-[Blank or All Sensors]-U | Indoor Luminaires | Linear Ambient | Direct Linear Ambient Luminaires | Standard | FALSE | [9 empty] | 42711 | Dimmable | Continuous Below 10 | Yes |  | 4.1 | 10193.8 | 112.23 | 90.83 | 8.55 | 0.99 | 3500 | 83.1
P9DP1CYU | Eaton (formerly Cooper Lighting) | Metalux | 8WSL-LD2-100-[All Applications]-Blank-UNV-[All Emergency Options]-[All Flex Options]-L835-[Driver Includes CD HCD 5LTD 5LTHD & SR][1 or 2]-[Blank or All Sensors]-U | Indoor Luminaires | Linear Ambient | Direct Linear Ambient Luminaires | Standard | FALSE | [9 empty] | 42711 | Dimmable | Continuous Below 10 | Yes |  | 4.1 | 9976 | 109.83 | 90.83 | 8.55 | 0.99 | 3500 | 83.1
PNN2GM11 | Eaton (formerly Cooper Lighting) | Metalux | 8WSL-LD2-110-[All Applications]-UPL15-UNV-[All Emergency Options]-[All Flex Options]-L835-[Driver Includes CD HCD 5LTD 5LTHD & SR][2 or 3]-[Blank or All Sensors]-U | Indoor Luminaires | Linear Ambient | Direct Linear Ambient Luminaires | Standard | FALSE | [9 empty] | 42711 | Dimmable | Continuous Below 10 | Yes |  | 4.1 | 11544.96 | 116.58 | 99.03 | 8.25 | 0.99 | 3500 | 83.1
P3YEM36Q | Eaton (formerly Cooper Lighting) | Metalux | 8WSL-LD2-110-[All Applications]-UPL8-UNV-[All Emergency Options]-[All Flex Options]-L835-[Driver Includes CD HCD 5LTD 5LTHD & SR][2 or 3]-[Blank or All Sensors]-U | Indoor Luminaires | Linear Ambient | Direct Linear Ambient Luminaires | Standard | FALSE | [9 empty] | 42711 | Dimmable | Continuous Below 10 | Yes |  | 4.1 | 11323.95 | 114.35 | 99.03 | 8.25 | 0.99 | 3500 | 83.1
PD48MRTD | Eaton (formerly Cooper Lighting) | Metalux | 8WSL-LD2-110-[All Applications]-Blank-UNV-[All Emergency Options]-[All Flex Options]-L835-[Driver Includes CD HCD 5LTD 5LTHD & SR][2 or 3]-[Blank or All Sensors]-U | Indoor Luminaires | Linear Ambient | Direct Linear Ambient Luminaires | Standard | FALSE | [9 empty] | 42711 | Dimmable | Continuous Below 10 | Yes |  | 4.1 | 11082 | 111.91 | 99.03 | 8.25 | 0.99 | 3500 | 83.1
PFJ6DG5D | Eaton (formerly Cooper Lighting) | Metalux | 4WSL-LD2-55-[All Applications]-UPL8-UNV-[All Emergency Options]-[All Flex Options]-L835-[Driver Includes CD HCD 5LTD 5LTHD & SR][1 or 2]-[Blank or All Sensors]-U | Indoor Luminaires | Linear Ambient | Direct Linear Ambient Luminaires | Standard | FALSE | [9 empty] | 42711 | Dimmable | Continuous Below 10 | Yes |  | 4.1 | 5661.97 | 112.77 | 50.21 | 8.23 | 0.99 | 3500 | 83.1
P65RT84Z | Eaton (formerly Cooper Lighting) | Metalux | 4WSL-LD2-55-[All Applications]-UPL15-UNV-[All Emergency Options]-[All Flex Options]-L835-[Driver Includes CD HCD 5LTD 5LTHD & SR][1 or 2]-[Blank or All Sensors]-U | Indoor Luminaires | Linear Ambient | Direct Linear Ambient Luminaires | Standard | FALSE | [9 empty] | 42711 | Dimmable | Continuous Below 10 | Yes |  | 4.1 | 5649.14 | 112.51 | 50.21 | 8.23 | 0.99 | 3500 | 83.1
PWVJSUZY | Eaton (formerly Cooper Lighting) | Metalux | 4WSL-LD2-55-[All Applications]-Blank-UNV-[All Emergency Options]-[All Flex Options]-L835-[Driver Includes CD HCD 5LTD 5LTHD & SR][1 or 2]-[Blank or All Sensors]-U | Indoor Luminaires | Linear Ambient | Direct Linear Ambient Luminaires | Standard | FALSE | [9 empty] | 42711 | Dimmable | Continuous Below 10 | Yes |  | 4.1 | 5541 | 110.36 | 50.21 | 8.23 | 0.99 | 3500 | 83.1
PKW2RU8X | Eaton (formerly Cooper Lighting) | Metalux | 8WSL-LD2-60-[All Applications]-UPL15-UNV-[All Emergency Options]-[All Flex Options]-L835-[Driver Includes CD HCD 5LTD 5LTHD & SR][1 or 2]-[Blank or All Sensors]-U | Indoor Luminaires | Linear Ambient | Direct Linear Ambient Luminaires | Standard | FALSE | [9 empty] | 42711 | Dimmable | Continuous Below 10 | Yes |  | 4.1 | 6384 | 119.19 | 53.56 | 8.03 | 0.99 | 3500 | 83.1
P9XWSU5E | Eaton (formerly Cooper Lighting) | Metalux | 8WSL-LD2-60-[All Applications]-UPL8-UNV-[All Emergency Options]-[All Flex Options]-L835-[Driver Includes CD HCD 5LTD 5LTHD & SR][1 or 2]-[Blank or All Sensors]-U | Indoor Luminaires | Linear Ambient | Direct Linear Ambient Luminaires | Standard | FALSE | [9 empty] | 42711 | Dimmable | Continuous Below 10 | Yes |  | 4.1 | 6261.79 | 116.91 | 53.56 | 8.03 | 0.99 | 3500 | 83.1
PPRSV64D | Eaton (formerly Cooper Lighting) | Metalux | 8WSL-LD2-60-[All Applications]-Blank-UNV-[All Emergency Options]-[All Flex Options]-L835-[Driver Includes CD HCD 5LTD 5LTHD & SR][1 or 2]-[Blank or All Sensors]-U | Indoor Luminaires | Linear Ambient | Direct Linear Ambient Luminaires | Standard | FALSE | [9 empty] | 42711 | Dimmable | Continuous Below 10 | Yes |  | 4.1 | 6128 | 114.41 | 53.56 | 8.03 | 0.99 | 3500 | 83.1
PEXAQ7TD | Eaton (formerly Cooper Lighting) | Metalux | 4WSL-LD2-60-[All Applications]-UPL8-UNV-[All Emergency Options]-[All Flex Options]-L835-[Driver Includes CD HCD 5LTD 5LTHD & SR][1 or 2]-[Blank or All Sensors]-U | Indoor Luminaires | Linear Ambient | Direct Linear Ambient Luminaires | Standard | FALSE | [9 empty] | 42711 | Dimmable | Continuous Below 10 | Yes |  | 4.1 | 6118.73 | 108.85 | 56.21 | 7.51 | 0.99 | 3500 | 83.1
PHZMQCNF | Eaton (formerly Cooper Lighting) | Metalux | 4WSL-LD2-60-[All Applications]-UPL15-UNV-[All Emergency Options]-[All Flex Options]-L835-[Driver Includes CD HCD 5LTD 5LTHD & SR][1 or 2]-[Blank or All Sensors]-U | Indoor Luminaires | Linear Ambient | Direct Linear Ambient Luminaires | Standard | FALSE | [9 empty] | 42711 | Dimmable | Continuous Below 10 | Yes |  | 4.1 | 6104.87 | 108.61 | 56.21 | 7.51 | 0.99 | 3500 | 83.1
P6RDXJYC | Eaton (formerly Cooper Lighting) | Metalux | 4WSL-LD2-60-[All Applications]-Blank-UNV-[All Emergency Options]-[All Flex Options]-L835-[Driver Includes CD HCD 5LTD 5LTHD & SR][1 or 2]-[Blank or All Sensors]-U | Indoor Luminaires | Linear Ambient | Direct Linear Ambient Luminaires | Standard | FALSE | [9 empty] | 42711 | Dimmable | Continuous Below 10 | Yes |  | 4.1 | 5988 | 106.53 | 56.21 | 7.51 | 0.99 | 3500 | 83.1
PQBGGQ9Y | Eaton (formerly Cooper Lighting) | Metalux | 8WSL-LD2-65-[All Applications]-UPL15-UNV-[All Emergency Options]-[All Flex Options]-L835-[Driver Includes CD HCD 5LTD 5LTHD & SR][1 or 2]-[Blank or All Sensors]-U | Indoor Luminaires | Linear Ambient | Direct Linear Ambient Luminaires | Standard | FALSE | [9 empty] | 42711 | Dimmable | Continuous Below 10 | Yes |  | 4.1 | 6809.05 | 118.56 | 57.43 | 7.42 | 0.99 | 3500 | 83.1
PSKSRCN5 | Eaton (formerly Cooper Lighting) | Metalux | 8WSL-LD2-65-[All Applications]-UPL8-UNV-[All Emergency Options]-[All Flex Options]-L835-[Driver Includes CD HCD 5LTD 5LTHD & SR][1 or 2]-[Blank or All Sensors]-U | Indoor Luminaires | Linear Ambient | Direct Linear Ambient Luminaires | Standard | FALSE | [9 empty] | 42711 | Dimmable | Continuous Below 10 | Yes |  | 4.1 | 6678.7 | 116.29 | 57.43 | 7.42 | 0.99 | 3500 | 83.1
P8ATD1AW | Eaton (formerly Cooper Lighting) | Metalux | 8WSL-LD2-65-[All Applications]-Blank-UNV-[All Emergency Options]-[All Flex Options]-L835-[Driver Includes CD HCD 5LTD 5LTHD & SR][1 or 2]-[Blank or All Sensors]-U | Indoor Luminaires | Linear Ambient | Direct Linear Ambient Luminaires | Standard | FALSE | [9 empty] | 42711 | Dimmable | Continuous Below 10 | Yes |  | 4.1 | 6536 | 113.81 | 57.43 | 7.42 | 0.99 | 3500 | 83.1
PYT385XM | Eaton (formerly Cooper Lighting) | Metalux | 4WSL-LD2-65-[All Applications]-UPL8-UNV-[All Emergency Options]-[All Flex Options]-L835-[Driver Includes CD HCD 5LTD 5LTHD & SR][1 or 2]-[Blank or All Sensors]-U | Indoor Luminaires | Linear Ambient | Direct Linear Ambient Luminaires | Standard | FALSE | [9 empty] | 42711 | Dimmable | Continuous Below 10 | Yes |  | 4.1 | 6734.9 | 109.98 | 61.24 | 6.85 | 0.99 | 3500 | 83.1
PE4E885J | Eaton (formerly Cooper Lighting) | Metalux | 4WSL-LD2-65-[All Applications]-UPL15-UNV-[All Emergency Options]-[All Flex Options]-L835-[Driver Includes CD HCD 5LTD 5LTHD & SR][1 or 2]-[Blank or All Sensors]-U | Indoor Luminaires | Linear Ambient | Direct Linear Ambient Luminaires | Standard | FALSE | [9 empty] | 42711 | Dimmable | Continuous Below 10 | Yes |  | 4.1 | 6719.64 | 109.73 | 61.24 | 6.85 | 0.99 | 3500 | 83.1
PG54S8W6 | Eaton (formerly Cooper Lighting) | Metalux | 4WSL-LD2-65-[All Applications]-Blank-UNV-[All Emergency Options]-[All Flex Options]-L835-[Driver Includes CD HCD 5LTD 5LTHD & SR][1 or 2]-[Blank or All Sensors]-U | Indoor Luminaires | Linear Ambient | Direct Linear Ambient Luminaires | Standard | FALSE | [9 empty] | 42711 | Dimmable | Continuous Below 10 | Yes |  | 4.1 | 6591 | 107.63 | 61.24 | 6.85 | 0.99 | 3500 | 83.1
PB9MAQ3Y | Eaton (formerly Cooper Lighting) | Metalux | 8WSL-LD2-70-[All Applications]-UPL15-UNV-[All Emergency Options]-[All Flex Options]-L835-[Driver Includes CD 5LTD 5LTHD & SR][1 or 2]-[Blank or All Sensors]-U | Indoor Luminaires | Linear Ambient | Direct Linear Ambient Luminaires | Standard | FALSE | [9 empty] | 42711 | Dimmable | Continuous Below 10 | Yes |  | 4.1 | 7223.67 | 115.93 | 62.31 | 6.7 | 0.99 | 3500 | 83.1
PYM5X8XC | Eaton (formerly Cooper Lighting) | Metalux | 8WSL-LD2-70-[All Applications]-UPL8-UNV-[All Emergency Options]-[All Flex Options]-L835-[Driver Includes CD 5LTD 5LTHD & SR][1 or 2]-[Blank or All Sensors]-U | Indoor Luminaires | Linear Ambient | Direct Linear Ambient Luminaires | Standard | FALSE | [9 empty] | 42711 | Dimmable | Continuous Below 10 | Yes |  | 4.1 | 7085.39 | 113.71 | 62.31 | 6.7 | 0.99 | 3500 | 83.1
P8VMNCF4 | Eaton (formerly Cooper Lighting) | Metalux | 8WSL-LD2-70-[All Applications]-Blank-UNV-[All Emergency Options]-[All Flex Options]-L835-[Driver Includes CD 5LTD 5LTHD & SR][1 or 2]-[Blank or All Sensors]-U | Indoor Luminaires | Linear Ambient | Direct Linear Ambient Luminaires | Standard | FALSE | [9 empty] | 42711 | Dimmable | Continuous Below 10 | Yes |  | 4.1 | 6934 | 111.28 | 62.31 | 6.7 | 0.99 | 3500 | 83.1
P3ZXXSYQ | Eaton (formerly Cooper Lighting) | Metalux | 4WSL-LD2-70-[All Applications]-UPL8-UNV-[All Emergency Options]-[All Flex Options]-L835-[Driver Includes CD 5LTD 5LTHD & SR][1 or 2]-[Blank or All Sensors]-U | Indoor Luminaires | Linear Ambient | Direct Linear Ambient Luminaires | Standard | FALSE | [9 empty] | 42711 | Dimmable | Continuous Below 10 | Yes |  | 4.1 | 7157.94 | 106.25 | 67.37 | 6.64 | 0.99 | 3500 | 83.1
PJGYJWHJ | Eaton (formerly Cooper Lighting) | Metalux | 4WSL-LD2-70-[All Applications]-UPL15-UNV-[All Emergency Options]-[All Flex Options]-L835-[Driver Includes CD 5LTD 5LTHD & SR][1 or 2]-[Blank or All Sensors]-U | Indoor Luminaires | Linear Ambient | Direct Linear Ambient Luminaires | Standard | FALSE | [9 empty] | 42711 | Dimmable | Continuous Below 10 | Yes |  | 4.1 | 7141.72 | 106.01 | 67.37 | 6.64 | 0.99 | 3500 | 83.1
P798P18E | Eaton (formerly Cooper Lighting) | Metalux | 4WSL-LD2-70-[All Applications]-Blank-UNV-[All Emergency Options]-[All Flex Options]-L835-[Driver Includes CD 5LTD 5LTHD & SR][1 or 2]-[Blank or All Sensors]-U | Indoor Luminaires | Linear Ambient | Direct Linear Ambient Luminaires | Standard | FALSE | [9 empty] | 42711 | Dimmable | Continuous Below 10 | Yes |  | 4.1 | 7005 | 103.98 | 67.37 | 6.64 | 0.99 | 3500 | 83.1
PG2PYC49 | Eaton (formerly Cooper Lighting) | Metalux | 8WSL-LD2-75-[All Applications]-UPL15-UNV-[All Emergency Options]-[All Flex Options]-L835-[Driver Includes CD 5LTD 5LTHD & SR][1 or 2]-[Blank or All Sensors]-U | Indoor Luminaires | Linear Ambient | Direct Linear Ambient Luminaires | Standard | FALSE | [9 empty] | 42711 | Dimmable | Continuous Below 10 | Yes |  | 4.1 | 7779.98 | 117.93 | 65.97 | 6.59 | 0.99 | 3500 | 83.1
PQ5V19H3 | Eaton (formerly Cooper Lighting) | Metalux | 8WSL-LD2-75-[All Applications]-UPL8-UNV-[All Emergency Options]-[All Flex Options]-L835-[Driver Includes CD 5LTD 5LTHD & SR][1 or 2]-[Blank or All Sensors]-U | Indoor Luminaires | Linear Ambient | Direct Linear Ambient Luminaires | Standard | FALSE | [9 empty] | 42711 | Dimmable | Continuous Below 10 | Yes |  | 4.1 | 7631.05 | 115.67 | 65.97 | 6.59 | 0.99 | 3500 | 83.1
PR5WXBRH | Eaton (formerly Cooper Lighting) | Metalux | 8WSL-LD2-75-[All Applications]-Blank-UNV-[All Emergency Options]-[All Flex Options]-L835-[Driver Includes CD 5LTD 5LTHD & SR][1 or 2]-[Blank or All Sensors]-U | Indoor Luminaires | Linear Ambient | Direct Linear Ambient Luminaires | Standard | FALSE | [9 empty] | 42711 | Dimmable | Continuous Below 10 | Yes |  | 4.1 | 7468 | 113.2 | 65.97 | 6.59 | 0.99 | 3500 | 83.1
PG2T1HZF | Eaton (formerly Cooper Lighting) | Metalux | 4WSL-LD2-75-[All Applications]-UPL8-UNV-[All Emergency Options]-[All Flex Options]-L835-[Driver Includes CD 5LTD 5LTHD & SR][1 or 2]-[Blank or All Sensors]-U | Indoor Luminaires | Linear Ambient | Direct Linear Ambient Luminaires | Standard | FALSE | [9 empty] | 42711 | Dimmable | Continuous Below 10 | Yes |  | 4.1 | 7789.43 | 107.29 | 72.6 | 6.5 | 0.99 | 3500 | 83.1
PREJNJ65 | Eaton (formerly Cooper Lighting) | Metalux | 4WSL-LD2-75-[All Applications]-UPL15-UNV-[All Emergency Options]-[All Flex Options]-L835-[Driver Includes CD 5LTD 5LTHD & SR][1 or 2]-[Blank or All Sensors]-U | Indoor Luminaires | Linear Ambient | Direct Linear Ambient Luminaires | Standard | FALSE | [9 empty] | 42711 | Dimmable | Continuous Below 10 | Yes |  | 4.1 | 7771.78 | 107.05 | 72.6 | 6.5 | 0.99 | 3500 | 83.1
P2UTXE64 | Eaton (formerly Cooper Lighting) | Metalux | 4WSL-LD2-75-[All Applications]-Blank-UNV-[All Emergency Options]-[All Flex Options]-L835-[Driver Includes CD 5LTD 5LTHD & SR][1 or 2]-[Blank or All Sensors]-U | Indoor Luminaires | Linear Ambient | Direct Linear Ambient Luminaires | Standard | FALSE | [9 empty] | 42711 | Dimmable | Continuous Below 10 | Yes |  | 4.1 | 7623 | 105 | 72.6 | 6.5 | 0.99 | 3500 | 83.1
PFGRHU69 | Eaton (formerly Cooper Lighting) | Metalux | 4WSL-LD2-80-[All Applications]-UPL8-UNV-[All Emergency Options]-[All Flex Options]-L835-[Driver Includes CD HCD 5LTD 5LTHD & SR][1 or 2]-[Blank or All Sensors]-U | Indoor Luminaires | Linear Ambient | Direct Linear Ambient Luminaires | Standard | FALSE | [9 empty] | 42711 | Dimmable | Continuous Below 10 | Yes |  | 4.1 | 7976.43 | 107.44 | 74.24 | 6.43 | 0.99 | 3500 | 83.1
PKESSXCA | Eaton (formerly Cooper Lighting) | Metalux | 4WSL-LD2-80-[All Applications]-UPL15-UNV-[All Emergency Options]-[All Flex Options]-L835-[Driver Includes CD HCD 5LTD 5LTHD & SR][1 or 2]-[Blank or All Sensors]-U | Indoor Luminaires | Linear Ambient | Direct Linear Ambient Luminaires | Standard | FALSE | [9 empty] | 42711 | Dimmable | Continuous Below 10 | Yes |  | 4.1 | 7958.35 | 107.2 | 74.24 | 6.43 | 0.99 | 3500 | 83.1
PXKSJT6Q | Eaton (formerly Cooper Lighting) | Metalux | 4WSL-LD2-80-[All Applications]-Blank-UNV-[All Emergency Options]-[All Flex Options]-L835-[Driver Includes CD HCD 5LTD 5LTHD & SR][1 or 2]-[Blank or All Sensors]-U | Indoor Luminaires | Linear Ambient | Direct Linear Ambient Luminaires | Standard | FALSE | [9 empty] | 42711 | Dimmable | Continuous Below 10 | Yes |  | 4.1 | 7806 | 105.15 | 74.24 | 6.43 | 0.99 | 3500 | 83.1
P9PB842V | Eaton (formerly Cooper Lighting) | Metalux | 8WSL-LD2-80-[All Applications]-UPL15-UNV-[All Emergency Options]-[All Flex Options]-L835-[Driver Includes CD HCD 5LTD 5LTHD & SR][1 or 2]-[Blank or All Sensors]-U | Indoor Luminaires | Linear Ambient | Direct Linear Ambient Luminaires | Standard | FALSE | [9 empty] | 42711 | Dimmable | Continuous Below 10 | Yes |  | 4.1 | 8409.21 | 117.74 | 71.42 | 6.42 | 0.99 | 3500 | 83.1
PGFBABEY | Eaton (formerly Cooper Lighting) | Metalux | 8WSL-LD2-80-[All Applications]-UPL8-UNV-[All Emergency Options]-[All Flex Options]-L835-[Driver Includes CD HCD 5LTD 5LTHD & SR][1 or 2]-[Blank or All Sensors]-U | Indoor Luminaires | Linear Ambient | Direct Linear Ambient Luminaires | Standard | FALSE | [9 empty] | 42711 | Dimmable | Continuous Below 10 | Yes |  | 4.1 | 8248.23 | 115.49 | 71.42 | 6.42 | 0.99 | 3500 | 83.1
PJ5GV2KC | Eaton (formerly Cooper Lighting) | Metalux | 8WSL-LD2-80-[All Applications]-Blank-UNV-[All Emergency Options]-[All Flex Options]-L835-[Driver Includes CD HCD 5LTD 5LTHD & SR][1 or 2]-[Blank or All Sensors]-U | Indoor Luminaires | Linear Ambient | Direct Linear Ambient Luminaires | Standard | FALSE | [9 empty] | 42711 | Dimmable | Continuous Below 10 | Yes |  | 4.1 | 8072 | 113.02 | 71.42 | 6.42 | 0.99 | 3500 | 83.1
PFTMESBJ | Eaton (formerly Cooper Lighting) | Metalux | 4WSL-LD2-35-[All Applications]-UPL8-UNV-[All Emergency Options]-[All Flex Options]-L835-[Driver Includes CD HCD 5LTD 5LTHD & SR]1-[Blank or All Sensors]-U | Indoor Luminaires | Linear Ambient | Direct Linear Ambient Luminaires | Standard | FALSE | [9 empty] | 42711 | Dimmable | Continuous Below 10 | Yes |  | 4.1 | 3621.37 | 116.86 | 30.99 | 5.66 | 0.99 | 3500 | 83.1
PQMFDZA5 | Eaton (formerly Cooper Lighting) | Metalux | 4WSL-LD2-35-[All Applications]-UPL15-UNV-[All Emergency Options]-[All Flex Options]-L835-[Driver Includes CD HCD 5LTD 5LTHD & SR]1-[Blank or All Sensors]-U | Indoor Luminaires | Linear Ambient | Direct Linear Ambient Luminaires | Standard | FALSE | [9 empty] | 42711 | Dimmable | Continuous Below 10 | Yes |  | 4.1 | 3613.17 | 116.59 | 30.99 | 5.66 | 0.99 | 3500 | 83.1
P4K3UJRX | Eaton (formerly Cooper Lighting) | Metalux | 4WSL-LD2-35-[All Applications]-Blank-UNV-[All Emergency Options]-[All Flex Options]-L835-[Driver Includes CD HCD 5LTD 5LTHD & SR]1-[Blank or All Sensors]-U | Indoor Luminaires | Linear Ambient | Direct Linear Ambient Luminaires | Standard | FALSE | [9 empty] | 42711 | Dimmable | Continuous Below 10 | Yes |  | 4.1 | 3544 | 114.36 | 30.99 | 5.66 | 0.99 | 3500 | 83.1
P3CVYVN3 | Eaton (formerly Cooper Lighting) | Metalux | 4WSL-LD2-30-[All Applications]-UPL8-UNV-[All Emergency Options]-[All Flex Options]-L835-[Driver Includes CD HCD 5LTD 5LTHD & SR]1-[Blank or All Sensors]-U | Indoor Luminaires | Linear Ambient | Direct Linear Ambient Luminaires | Standard | FALSE | [9 empty] | 42711 | Dimmable | Continuous Below 10 | Yes |  | 4.1 | 3089 | 118.9 | 25.98 | 5.59 | 0.99 | 3500 | 83.1
PQXDHGSF | Eaton (formerly Cooper Lighting) | Metalux | 4WSL-LD2-30-[All Applications]-UPL15-UNV-[All Emergency Options]-[All Flex Options]-L835-[Driver Includes CD HCD 5LTD 5LTHD & SR]1-[Blank or All Sensors]-U | Indoor Luminaires | Linear Ambient | Direct Linear Ambient Luminaires | Standard | FALSE | [9 empty] | 42711 | Dimmable | Continuous Below 10 | Yes |  | 4.1 | 3082 | 118.63 | 25.98 | 5.59 | 0.99 | 3500 | 83.1
PK9YBFME | Eaton (formerly Cooper Lighting) | Metalux | 4WSL-LD2-30-[All Applications]-Blank-UNV-[All Emergency Options]-[All Flex Options]-L835-[Driver Includes CD HCD 5LTD 5LTHD & SR]1-[Blank or All Sensors]-U | Indoor Luminaires | Linear Ambient | Direct Linear Ambient Luminaires | Standard | FALSE | [9 empty] | 42711 | Dimmable | Continuous Below 10 | Yes |  | 4.1 | 3023 | 116.36 | 25.98 | 5.59 | 0.99 | 3500 | 83.1
P6Z8MHWR | Ampco Lighting Ltd | Ampco | WP7-48-45-4K | Indoor Luminaires | Linear Ambient | Direct Linear Ambient Luminaires | Standard | TRUE | 4548.13 | 118.91 | 38.25 | 20.16 | 0.917 | 4028 | 84.6 | 5 | 50000 | 42710 | Dimmable | Continuous Below 10 | No |  | 4 | 4500 | 112.5 | 40 | 7 | 0.9 | 4000 | 80
PH7SRDHH | Shanghai Hongbao Lighting Co. Ltd. | HONGBAO | LWA4-40/D10/30 | Indoor Luminaires | Linear Ambient | Direct Linear Ambient Luminaires | Standard | TRUE | 4443.9 | 108.5 | 40.96 | 10.04 | 0.957 | 3091 | 83.1 | 5 | 50000 | 42709 |  |  | No |  | 4 | 4440 | 108.5 | 40 | 20 | 0.98 | 3000 | 80
PHAZ8T89 | Shanghai Hongbao Lighting Co. Ltd. | HONGBAO | LWA4-40/D10/50 | Indoor Luminaires | Linear Ambient | Direct Linear Ambient Luminaires | Standard | FALSE | [9 empty] | 42709 |  |  | No |  | 4 | 4540 | 110.9 | 40 | 20 | 0.98 | 5000 | 80
PAD82BFK | Shanghai Hongbao Lighting Co. Ltd. | HONGBAO | LWA4-40/D10/40 | Indoor Luminaires | Linear Ambient | Direct Linear Ambient Luminaires | Standard | FALSE | [9 empty] | 42709 |  |  | No |  | 4 | 4510 | 110.2 | 40 | 20 | 0.98 | 4000 | 80
PXJJT7C2 | Shanghai Hongbao Lighting Co. Ltd. | HONGBAO | LWA4-40/D10/35 | Indoor Luminaires | Linear Ambient | Direct Linear Ambient Luminaires | Standard | FALSE | [9 empty] | 42709 |  |  | No |  | 4 | 4470 | 109.3 | 40 | 20 | 0.98 | 3500 | 80
P1MHF39Y | Hubbell Lighting | Litecontrol | 67L-P-D-03-DM-uu-30K-D180-D10-1C-UNV-yyy-zz | Indoor Luminaires | Linear Ambient | Direct Linear Ambient Luminaires | Standard | TRUE | 5146 | 103.5 | 49.7 | 13.5 | 0.964 | 3071 | 83 | 5 | 50000 | 42709 |  |  | No |  | 4 | 5146 | 103.54 | 49.7 | 18.1 | 0.87 | 3048 | 83
PE68NGZB | Hubbell Lighting | Litecontrol | 67L-P-D-03-DM-uu-30K-D055-D10-1C-UNV-yyy-zz | Indoor Luminaires | Linear Ambient | Direct Linear Ambient Luminaires | Standard | TRUE | 1599 | 111.8 | 14.3 | 18.1 | 0.874 | 3048 | 83 | 5 | 50000 | 42709 |  |  | No |  | 4 | 1599 | 111.82 | 14.3 | 18.1 | 0.87 | 3048 | 83
PW32PWDW | Hubbell Lighting | Litecontrol | 67L-P-D-08-BL-uu-40K-D180-D10-1C-UNV-yyy-zz | Indoor Luminaires | Linear Ambient | Direct Linear Ambient Luminaires | Standard | FALSE | [9 empty] | 42709 |  |  | No |  | 4 | 14582.27 | 112.17 | 130 | 17.2 | 0.88 | 4004 | 84
PN6WDR3P | Hubbell Lighting | Litecontrol | 67L-P-D-08-BL-uu-40K-D175-D10-1C-UNV-yyy-zz | Indoor Luminaires | Linear Ambient | Direct Linear Ambient Luminaires | Standard | FALSE | [9 empty] | 42709 |  |  | No |  | 4 | 14304.69 | 112.28 | 127.4 | 17.2 | 0.88 | 4004 | 84
PHSB2RQB | Hubbell Lighting | Litecontrol | 67L-P-D-08-BL-uu-40K-D170-D10-1C-UNV-yyy-zz | Indoor Luminaires | Linear Ambient | Direct Linear Ambient Luminaires | Standard | FALSE | [9 empty] | 42709 |  |  | No |  | 4 | 14031.36 | 112.97 | 124.2 | 17.2 | 0.88 | 4004 | 84
PC5C7DC8 | Hubbell Lighting | Litecontrol | 67L-P-D-06-DM-uu-40K-D180-D10-1C-UNV-yyy-zz | Indoor Luminaires | Linear Ambient | Direct Linear Ambient Luminaires | Standard | FALSE | [9 empty] | 42709 |  |  | No |  | 4 | 10806.6 | 108.72 | 99.4 | 17.2 | 0.88 | 4004 | 84
P4WBT3GH | Hubbell Lighting | Litecontrol | 67L-P-D-06-DM-uu-40K-D175-D10-1C-UNV-yyy-zz | Indoor Luminaires | Linear Ambient | Direct Linear Ambient Luminaires | Standard | FALSE | [9 empty] | 42709 |  |  | No |  | 4 | 10525.2 | 108.96 | 96.6 | 17.2 | 0.88 | 4004 | 84
PTYY4ZXW | Hubbell Lighting | Litecontrol | 67L-P-D-06-DM-uu-40K-D170-D10-1C-UNV-yyy-zz | Indoor Luminaires | Linear Ambient | Direct Linear Ambient Luminaires | Standard | FALSE | [9 empty] | 42709 |  |  | No |  | 4 | 10319.4 | 109.55 | 94.2 | 17.2 | 0.88 | 4004 | 84
PQXXZHVE | Hubbell Lighting | Litecontrol | 67L-P-D-04-BL-uu-40K-D180-D10-1C-UNV-yyy-zz | Indoor Luminaires | Linear Ambient | Direct Linear Ambient Luminaires | Standard | FALSE | [9 empty] | 42709 |  |  | No |  | 4 | 7291.13 | 112.17 | 65 | 17.2 | 0.88 | 4004 | 84
P45EFUQC | Hubbell Lighting | Litecontrol | 67L-P-D-04-BL-uu-40K-D175-D10-1C-UNV-yyy-zz | Indoor Luminaires | Linear Ambient | Direct Linear Ambient Luminaires | Standard | FALSE | [9 empty] | 42709 |  |  | No |  | 4 | 7152.35 | 112.28 | 63.7 | 17.2 | 0.88 | 4004 | 84
PGX7XCG3 | Hubbell Lighting | Litecontrol | 67L-P-D-04-BL-uu-40K-D170-D10-1C-UNV-yyy-zz | Indoor Luminaires | Linear Ambient | Direct Linear Ambient Luminaires | Standard | FALSE | [9 empty] | 42709 |  |  | No |  | 4 | 7015.68 | 112.97 | 62.1 | 17.2 | 0.88 | 4004 | 84
P3VTFSEU | Hubbell Lighting | Litecontrol | 67L-P-D-03-DM-uu-40K-D180-D10-1C-UNV-yyy-zz | Indoor Luminaires | Linear Ambient | Direct Linear Ambient Luminaires | Standard | FALSE | [9 empty] | 42709 |  |  | No |  | 4 | 5403.3 | 108.72 | 49.7 | 17.2 | 0.88 | 4004 | 84
PJYHS4CR | Hubbell Lighting | Litecontrol | 67L-P-D-03-DM-uu-40K-D175-D10-1C-UNV-yyy-zz | Indoor Luminaires | Linear Ambient | Direct Linear Ambient Luminaires | Standard | FALSE | [9 empty] | 42709 |  |  | No |  | 4 | 5262.6 | 108.96 | 48.3 | 17.2 | 0.88 | 4004 | 84
PC415Y2H | Hubbell Lighting | Litecontrol | 67L-P-D-03-DM-uu-40K-D170-D10-1C-UNV-yyy-zz | Indoor Luminaires | Linear Ambient | Direct Linear Ambient Luminaires | Standard | FALSE | [9 empty] | 42709 |  |  | No |  | 4 | 5159.7 | 109.55 | 47.1 | 17.2 | 0.88 | 4004 | 84
PVX2CZUT | Hubbell Lighting | Litecontrol | 67L-P-D-08-BL-uu-40K-D055-D10-1C-UNV-yyy-zz | Indoor Luminaires | Linear Ambient | Direct Linear Ambient Luminaires | Standard | FALSE | [9 empty] | 42709 |  |  | No |  | 4 | 4598.01 | 121.64 | 37.8 | 17.2 | 0.88 | 4004 | 84
PS8SFDJF | Hubbell Lighting | Litecontrol | 67L-P-D-06-DM-uu-40K-D055-D10-1C-UNV-yyy-zz | Indoor Luminaires | Linear Ambient | Direct Linear Ambient Luminaires | Standard | FALSE | [9 empty] | 42709 |  |  | No |  | 4 | 3357.9 | 117.41 | 28.6 | 17.2 | 0.88 | 4004 | 84
PUU1YR1N | Hubbell Lighting | Litecontrol | 67L-P-D-04-BL-uu-40K-D055-D10-1C-UNV-yyy-zz | Indoor Luminaires | Linear Ambient | Direct Linear Ambient Luminaires | Standard | FALSE | [9 empty] | 42709 |  |  | No |  | 4 | 2299.01 | 121.64 | 18.9 | 17.2 | 0.88 | 4004 | 84
PWRX9XXB | Hubbell Lighting | Litecontrol | 67L-P-D-03-DM-uu-40K-D055-D10-1C-UNV-yyy-zz | Indoor Luminaires | Linear Ambient | Direct Linear Ambient Luminaires | Standard | FALSE | [9 empty] | 42709 |  |  | No |  | 4 | 1678.95 | 117.41 | 14.3 | 17.2 | 0.88 | 4004 | 84
P7HSDUPJ | Hubbell Lighting | Litecontrol | 67L-P-D-08-DM-uu-40K-D180-D10-1C-UNV-yyy-zz | Indoor Luminaires | Linear Ambient | Direct Linear Ambient Luminaires | Standard | FALSE | [9 empty] | 42709 |  |  | No |  | 4 | 14452.2 | 111.17 | 130 | 16 | 0.9 | 4004 | 84
PXKH6W8M | Hubbell Lighting | Litecontrol | 67L-P-D-08-DM-uu-40K-D175-D10-1C-UNV-yyy-zz | Indoor Luminaires | Linear Ambient | Direct Linear Ambient Luminaires | Standard | FALSE | [9 empty] | 42709 |  |  | No |  | 4 | 14177.1 | 111.28 | 127.4 | 16 | 0.9 | 4004 | 84
P126Q5JH | Hubbell Lighting | Litecontrol | 67L-P-D-08-DM-uu-40K-D170-D10-1C-UNV-yyy-zz | Indoor Luminaires | Linear Ambient | Direct Linear Ambient Luminaires | Standard | FALSE | [9 empty] | 42709 |  |  | No |  | 4 | 13906.2 | 111.97 | 124.2 | 16 | 0.9 | 4004 | 84
P69QZQGK | Hubbell Lighting | Litecontrol | 67L-P-D-06-BL-uu-40K-D180-D10-1C-UNV-yyy-zz | Indoor Luminaires | Linear Ambient | Direct Linear Ambient Luminaires | Standard | FALSE | [9 empty] | 42709 |  |  | No |  | 4 | 10903.86 | 109.7 | 99.4 | 16 | 0.9 | 4004 | 84
PN85QG8U | Hubbell Lighting | Litecontrol | 67L-P-D-06-BL-uu-40K-D175-D10-1C-UNV-yyy-zz | Indoor Luminaires | Linear Ambient | Direct Linear Ambient Luminaires | Standard | FALSE | [9 empty] | 42709 |  |  | No |  | 4 | 10619.93 | 109.94 | 96.6 | 16 | 0.9 | 4004 | 84
PVKM36AE | Hubbell Lighting | Litecontrol | 67L-P-D-06-BL-uu-40K-D170-D10-1C-UNV-yyy-zz | Indoor Luminaires | Linear Ambient | Direct Linear Ambient Luminaires | Standard | FALSE | [9 empty] | 42709 |  |  | No |  | 4 | 10412.27 | 110.53 | 94.2 | 16 | 0.9 | 4004 | 84
PRK5UHV9 | Hubbell Lighting | Litecontrol | 67L-P-D-04-DM-uu-40K-D180-D10-1C-UNV-yyy-zz | Indoor Luminaires | Linear Ambient | Direct Linear Ambient Luminaires | Standard | FALSE | [9 empty] | 42709 |  |  | No |  | 4 | 7226.1 | 111.17 | 65 | 16 | 0.9 | 4004 | 84
PSVRUP48 | Hubbell Lighting | Litecontrol | 67L-P-D-04-DM-uu-40K-D175-D10-1C-UNV-yyy-zz | Indoor Luminaires | Linear Ambient | Direct Linear Ambient Luminaires | Standard | FALSE | [9 empty] | 42709 |  |  | No |  | 4 | 7088.55 | 111.28 | 63.7 | 16 | 0.9 | 4004 | 84
P1DT8K5R | Hubbell Lighting | Litecontrol | 67L-P-D-04-DM-uu-40K-D170-D10-1C-UNV-yyy-zz | Indoor Luminaires | Linear Ambient | Direct Linear Ambient Luminaires | Standard | FALSE | [9 empty] | 42709 |  |  | No |  | 4 | 6953.1 | 111.97 | 62.1 | 16 | 0.9 | 4004 | 84
PZPU399B | Hubbell Lighting | Litecontrol | 67L-P-D-08-DM-uu-40K-D055-D10-1C-UNV-yyy-zz | Indoor Luminaires | Linear Ambient | Direct Linear Ambient Luminaires | Standard | FALSE | [9 empty] | 42709 |  |  | No |  | 4 | 4557 | 120.56 | 37.8 | 16 | 0.9 | 4004 | 84
PHZ6AXXG | Hubbell Lighting | Litecontrol | 67L-P-D-06-BL-uu-40K-D055-D10-1C-UNV-yyy-zz | Indoor Luminaires | Linear Ambient | Direct Linear Ambient Luminaires | Standard | FALSE | [9 empty] | 42709 |  |  | No |  | 4 | 3388.12 | 118.47 | 28.6 | 16 | 0.9 | 4004 | 84
PXJBRNJN | Hubbell Lighting | Litecontrol | 67L-P-D-04-DM-uu-40K-D055-D10-1C-UNV-yyy-zz | Indoor Luminaires | Linear Ambient | Direct Linear Ambient Luminaires | Standard | FALSE | [9 empty] | 42709 |  |  | No |  | 4 | 2278.5 | 120.56 | 18.9 | 16 | 0.9 | 4004 | 84
PFZMHDSD | Hubbell Lighting | Litecontrol | 67L-P-D-08-BL-uu-35K-D180-D10-1C-UNV-yyy-zz | Indoor Luminaires | Linear Ambient | Direct Linear Ambient Luminaires | Standard | FALSE | [9 empty] | 42709 |  |  | No |  | 4 | 14554.49 | 111.96 | 130 | 18 | 0.88 | 3456 | 83
PMXW1Y2V | Hubbell Lighting | Litecontrol | 67L-P-D-08-BL-uu-35K-D175-D10-1C-UNV-yyy-zz | Indoor Luminaires | Linear Ambient | Direct Linear Ambient Luminaires | Standard | FALSE | [9 empty] | 42709 |  |  | No |  | 4 | 14277.45 | 112.07 | 127.4 | 18 | 0.88 | 3456 | 83
P8RZ31HT | Hubbell Lighting | Litecontrol | 67L-P-D-08-BL-uu-35K-D170-D10-1C-UNV-yyy-zz | Indoor Luminaires | Linear Ambient | Direct Linear Ambient Luminaires | Standard | FALSE | [9 empty] | 42709 |  |  | No |  | 4 | 14004.63 | 112.76 | 124.2 | 18 | 0.88 | 3456 | 83
PK4NPWUQ | Hubbell Lighting | Litecontrol | 67L-P-D-06-DM-uu-35K-D180-D10-1C-UNV-yyy-zz | Indoor Luminaires | Linear Ambient | Direct Linear Ambient Luminaires | Standard | FALSE | [9 empty] | 42709 |  |  | No |  | 4 | 10786.02 | 108.51 | 99.4 | 18 | 0.88 | 3456 | 83
PMNNEK3N | Hubbell Lighting | Litecontrol | 67L-P-D-06-DM-uu-35K-D175-D10-1C-UNV-yyy-zz | Indoor Luminaires | Linear Ambient | Direct Linear Ambient Luminaires | Standard | FALSE | [9 empty] | 42709 |  |  | No |  | 4 | 10505.15 | 108.75 | 96.6 | 18 | 0.88 | 3456 | 83
PKWAEH87 | Hubbell Lighting | Litecontrol | 67L-P-D-06-DM-uu-35K-D170-D10-1C-UNV-yyy-zz | Indoor Luminaires | Linear Ambient | Direct Linear Ambient Luminaires | Standard | FALSE | [9 empty] | 42709 |  |  | No |  | 4 | 10299.74 | 109.34 | 94.2 | 18 | 0.88 | 3456 | 83
P63BPUUU | Hubbell Lighting | Litecontrol | 67L-P-D-04-BL-uu-35K-D180-D10-1C-UNV-yyy-zz | Indoor Luminaires | Linear Ambient | Direct Linear Ambient Luminaires | Standard | FALSE | [9 empty] | 42709 |  |  | No |  | 4 | 7277.25 | 111.96 | 65 | 18 | 0.88 | 3456 | 83
PD8UHZDX | Hubbell Lighting | Litecontrol | 67L-P-D-04-BL-uu-35K-D175-D10-1C-UNV-yyy-zz | Indoor Luminaires | Linear Ambient | Direct Linear Ambient Luminaires | Standard | FALSE | [9 empty] | 42709 |  |  | No |  | 4 | 7138.72 | 112.07 | 63.7 | 18 | 0.88 | 3456 | 83
PJQNBZB8 | Hubbell Lighting | Litecontrol | 67L-P-D-04-BL-uu-35K-D170-D10-1C-UNV-yyy-zz | Indoor Luminaires | Linear Ambient | Direct Linear Ambient Luminaires | Standard | FALSE | [9 empty] | 42709 |  |  | No |  | 4 | 7002.31 | 112.76 | 62.1 | 18 | 0.88 | 3456 | 83
PZTJKEQ5 | Hubbell Lighting | Litecontrol | 67L-P-D-03-DM-uu-35K-D180-D10-1C-UNV-yyy-zz | Indoor Luminaires | Linear Ambient | Direct Linear Ambient Luminaires | Standard | FALSE | [9 empty] | 42709 |  |  | No |  | 4 | 5393.01 | 108.51 | 49.7 | 18 | 0.88 | 3456 | 83
PV5J6HSU | Hubbell Lighting | Litecontrol | 67L-P-D-03-DM-uu-35K-D175-D10-1C-UNV-yyy-zz | Indoor Luminaires | Linear Ambient | Direct Linear Ambient Luminaires | Standard | FALSE | [9 empty] | 42709 |  |  | No |  | 4 | 5252.58 | 108.75 | 48.3 | 18 | 0.88 | 3456 | 83
P8KSUKR1 | Hubbell Lighting | Litecontrol | 67L-P-D-03-DM-uu-35K-D170-D10-1C-UNV-yyy-zz | Indoor Luminaires | Linear Ambient | Direct Linear Ambient Luminaires | Standard | FALSE | [9 empty] | 42709 |  |  | No |  | 4 | 5149.87 | 109.34 | 47.1 | 18 | 0.88 | 3456 | 83
PNSPZBVZ | Hubbell Lighting | Litecontrol | 67L-P-D-08-BL-uu-35K-D055-D10-1C-UNV-yyy-zz | Indoor Luminaires | Linear Ambient | Direct Linear Ambient Luminaires | Standard | FALSE | [9 empty] | 42709 |  |  | No |  | 4 | 4589.25 | 121.41 | 37.8 | 18 | 0.88 | 3456 | 83
PTBP7BTN | Hubbell Lighting | Litecontrol | 67L-P-D-06-DM-uu-35K-D055-D10-1C-UNV-yyy-zz | Indoor Luminaires | Linear Ambient | Direct Linear Ambient Luminaires | Standard | FALSE | [9 empty] | 42709 |  |  | No |  | 4 | 3351.5 | 117.19 | 28.6 | 18 | 0.88 | 3456 | 83
PNY3EB4F | Hubbell Lighting | Litecontrol | 67L-P-D-04-BL-uu-35K-D055-D10-1C-UNV-yyy-zz | Indoor Luminaires | Linear Ambient | Direct Linear Ambient Luminaires | Standard | FALSE | [9 empty] | 42709 |  |  | No |  | 4 | 2294.63 | 121.41 | 18.9 | 18 | 0.88 | 3456 | 83
P3DBBR85 | Hubbell Lighting | Litecontrol | 67L-P-D-03-DM-uu-35K-D055-D10-1C-UNV-yyy-zz | Indoor Luminaires | Linear Ambient | Direct Linear Ambient Luminaires | Standard | FALSE | [9 empty] | 42709 |  |  | No |  | 4 | 1675.75 | 117.19 | 14.3 | 18 | 0.88 | 3456 | 83
PXXPD13P | Hubbell Lighting | Litecontrol | 67L-P-D-08-DM-uu-35K-D180-D10-1C-UNV-yyy-zz | Indoor Luminaires | Linear Ambient | Direct Linear Ambient Luminaires | Standard | FALSE | [9 empty] | 42709 |  |  | No |  | 4 | 14424.67 | 110.96 | 130 | 16 | 0.9 | 3456 | 83
PSUDDC7Y | Hubbell Lighting | Litecontrol | 67L-P-D-08-DM-uu-35K-D175-D10-1C-UNV-yyy-zz | Indoor Luminaires | Linear Ambient | Direct Linear Ambient Luminaires | Standard | FALSE | [9 empty] | 42709 |  |  | No |  | 4 | 14150.1 | 111.07 | 127.4 | 16 | 0.9 | 3456 | 83
P18WZEJG | Hubbell Lighting | Litecontrol | 67L-P-D-08-DM-uu-35K-D170-D10-1C-UNV-yyy-zz | Indoor Luminaires | Linear Ambient | Direct Linear Ambient Luminaires | Standard | FALSE | [9 empty] | 42709 |  |  | No |  | 4 | 13879.71 | 111.75 | 124.2 | 16 | 0.9 | 3456 | 83
PPUH1WCF | Hubbell Lighting | Litecontrol | 67L-P-D-06-BL-uu-35K-D180-D10-1C-UNV-yyy-zz | Indoor Luminaires | Linear Ambient | Direct Linear Ambient Luminaires | Standard | FALSE | [9 empty] | 42709 |  |  | No |  | 4 | 10883.09 | 109.49 | 99.4 | 16 | 0.9 | 3456 | 83
P71YV78J | Hubbell Lighting | Litecontrol | 67L-P-D-06-BL-uu-35K-D175-D10-1C-UNV-yyy-zz | Indoor Luminaires | Linear Ambient | Direct Linear Ambient Luminaires | Standard | FALSE | [9 empty] | 42709 |  |  | No |  | 4 | 10599.7 | 109.73 | 96.6 | 16 | 0.9 | 3456 | 83
PHTRK484 | Hubbell Lighting | Litecontrol | 67L-P-D-06-BL-uu-35K-D170-D10-1C-UNV-yyy-zz | Indoor Luminaires | Linear Ambient | Direct Linear Ambient Luminaires | Standard | FALSE | [9 empty] | 42709 |  |  | No |  | 4 | 10392.44 | 110.32 | 94.2 | 16 | 0.9 | 3456 | 83
PEUTCQ62 | Hubbell Lighting | Litecontrol | 67L-P-D-04-DM-uu-35K-D180-D10-1C-UNV-yyy-zz | Indoor Luminaires | Linear Ambient | Direct Linear Ambient Luminaires | Standard | FALSE | [9 empty] | 42709 |  |  | No |  | 4 | 7212.34 | 110.96 | 65 | 16 | 0.9 | 3456 | 83
PMRZD5FK | Hubbell Lighting | Litecontrol | 67L-P-D-04-DM-uu-35K-D175-D10-1C-UNV-yyy-zz | Indoor Luminaires | Linear Ambient | Direct Linear Ambient Luminaires | Standard | FALSE | [9 empty] | 42709 |  |  | No |  | 4 | 7075.05 | 111.07 | 63.7 | 16 | 0.9 | 3456 | 83
PK2Z2MAX | Hubbell Lighting | Litecontrol | 67L-P-D-04-DM-uu-35K-D170-D10-1C-UNV-yyy-zz | Indoor Luminaires | Linear Ambient | Direct Linear Ambient Luminaires | Standard | FALSE | [9 empty] | 42709 |  |  | No |  | 4 | 6939.86 | 111.75 | 62.1 | 16 | 0.9 | 3456 | 83
PBXK6QPB | Hubbell Lighting | Litecontrol | 67L-P-D-08-DM-uu-35K-D055-D10-1C-UNV-yyy-zz | Indoor Luminaires | Linear Ambient | Direct Linear Ambient Luminaires | Standard | FALSE | [9 empty] | 42709 |  |  | No |  | 4 | 4548.32 | 120.33 | 37.8 | 16 | 0.9 | 3456 | 83
P23ST3Z4 | Hubbell Lighting | Litecontrol | 67L-P-D-06-BL-uu-35K-D055-D10-1C-UNV-yyy-zz | Indoor Luminaires | Linear Ambient | Direct Linear Ambient Luminaires | Standard | FALSE | [9 empty] | 42709 |  |  | No |  | 4 | 3381.67 | 118.24 | 28.6 | 16 | 0.9 | 3456 | 83
PH8HBSXY | Hubbell Lighting | Litecontrol | 67L-P-D-04-DM-uu-35K-D055-D10-1C-UNV-yyy-zz | Indoor Luminaires | Linear Ambient | Direct Linear Ambient Luminaires | Standard | FALSE | [9 empty] | 42709 |  |  | No |  | 4 | 2274.16 | 120.33 | 18.9 | 16 | 0.9 | 3456 | 83
PUXZGYRR | Hubbell Lighting | Litecontrol | 67L-P-D-03-BL-uu-40K-D180-D10-1C-UNV-yyy-zz | Indoor Luminaires | Linear Ambient | Direct Linear Ambient Luminaires | Standard | FALSE | [9 empty] | 42709 |  |  | No |  | 4 | 5451.93 | 109.7 | 49.7 | 16 | 0.9 | 3456 | 83
PC7DVZES | Hubbell Lighting | Litecontrol | 67L-P-D-03-BL-uu-40K-D175-D10-1C-UNV-yyy-zz | Indoor Luminaires | Linear Ambient | Direct Linear Ambient Luminaires | Standard | FALSE | [9 empty] | 42709 |  |  | No |  | 4 | 5309.96 | 109.94 | 48.3 | 16 | 0.9 | 3456 | 83
PBJ2P5GM | Hubbell Lighting | Litecontrol | 67L-P-D-03-BL-uu-40K-D170-D10-1C-UNV-yyy-zz | Indoor Luminaires | Linear Ambient | Direct Linear Ambient Luminaires | Standard | FALSE | [9 empty] | 42709 |  |  | No |  | 4 | 5206.14 | 110.53 | 47.1 | 16 | 0.9 | 3456 | 83
PHPU43T7 | Hubbell Lighting | Litecontrol | 67L-P-D-03-BL-uu-40K-D055-D10-1C-UNV-yyy-zz | Indoor Luminaires | Linear Ambient | Direct Linear Ambient Luminaires | Standard | FALSE | [9 empty] | 42709 |  |  | No |  | 4 | 1694.06 | 118.47 | 14.3 | 16 | 0.9 | 3456 | 83
PZYGKD49 | Hubbell Lighting | Litecontrol | 67L-P-D-08-DM-uu-30K-D180-D10-1C-UNV-yyy-zz | Indoor Luminaires | Linear Ambient | Direct Linear Ambient Luminaires | Standard | FALSE | [9 empty] | 42709 |  |  | No |  | 4 | 13764 | 105.88 | 130 | 16 | 0.9 | 3058 | 83
PFCTGFPN | Hubbell Lighting | Litecontrol | 67L-P-D-08-DM-uu-30K-D175-D10-1C-UNV-yyy-zz | Indoor Luminaires | Linear Ambient | Direct Linear Ambient Luminaires | Standard | FALSE | [9 empty] | 42709 |  |  | No |  | 4 | 13502 | 105.98 | 127.4 | 16 | 0.9 | 3058 | 83
PUA1ZJ81 | Hubbell Lighting | Litecontrol | 67L-P-D-08-DM-uu-30K-D170-D10-1C-UNV-yyy-zz | Indoor Luminaires | Linear Ambient | Direct Linear Ambient Luminaires | Standard | FALSE | [9 empty] | 42709 |  |  | No |  | 4 | 13244 | 106.63 | 124.2 | 16 | 0.9 | 3058 | 83
PKAG82AX | Hubbell Lighting | Litecontrol | 67L-P-D-06-BL-uu-30K-D180-D10-1C-UNV-yyy-zz | Indoor Luminaires | Linear Ambient | Direct Linear Ambient Luminaires | Standard | FALSE | [9 empty] | 42709 |  |  | No |  | 4 | 10384.63 | 104.47 | 99.4 | 16 | 0.9 | 3058 | 83
P9V515ZG | Hubbell Lighting | Litecontrol | 67L-P-D-06-BL-uu-30K-D175-D10-1C-UNV-yyy-zz | Indoor Luminaires | Linear Ambient | Direct Linear Ambient Luminaires | Standard | FALSE | [9 empty] | 42709 |  |  | No |  | 4 | 10114.22 | 104.7 | 96.6 | 16 | 0.9 | 3058 | 83
PFS5EUDQ | Hubbell Lighting | Litecontrol | 67L-P-D-06-BL-uu-30K-D170-D10-1C-UNV-yyy-zz | Indoor Luminaires | Linear Ambient | Direct Linear Ambient Luminaires | Standard | FALSE | [9 empty] | 42709 |  |  | No |  | 4 | 9916.45 | 105.27 | 94.2 | 16 | 0.9 | 3058 | 83
PGTKFXB6 | Hubbell Lighting | Litecontrol | 67L-P-D-04-DM-uu-30K-D180-D10-1C-UNV-yyy-zz | Indoor Luminaires | Linear Ambient | Direct Linear Ambient Luminaires | Standard | FALSE | [9 empty] | 42709 |  |  | No |  | 4 | 6882 | 105.88 | 65 | 16 | 0.9 | 3058 | 83
PUAJX3FF | Hubbell Lighting | Litecontrol | 67L-P-D-04-DM-uu-30K-D175-D10-1C-UNV-yyy-zz | Indoor Luminaires | Linear Ambient | Direct Linear Ambient Luminaires | Standard | FALSE | [9 empty] | 42709 |  |  | No |  | 4 | 6751 | 105.98 | 63.7 | 16 | 0.9 | 3058 | 83
PMRUTMP2 | Hubbell Lighting | Litecontrol | 67L-P-D-04-DM-uu-30K-D170-D10-1C-UNV-yyy-zz | Indoor Luminaires | Linear Ambient | Direct Linear Ambient Luminaires | Standard | FALSE | [9 empty] | 42709 |  |  | No |  | 4 | 6622 | 106.63 | 62.1 | 16 | 0.9 | 3058 | 83
PE2R8KWB | Hubbell Lighting | Litecontrol | 67L-P-D-03-BL-uu-35K-D180-D10-1C-UNV-yyy-zz | Indoor Luminaires | Linear Ambient | Direct Linear Ambient Luminaires | Standard | FALSE | [9 empty] | 42709 |  |  | No |  | 4 | 5441.55 | 109.49 | 49.7 | 16 | 0.9 | 3058 | 83
PSPUPFDE | Hubbell Lighting | Litecontrol | 67L-P-D-03-BL-uu-35K-D175-D10-1C-UNV-yyy-zz | Indoor Luminaires | Linear Ambient | Direct Linear Ambient Luminaires | Standard | FALSE | [9 empty] | 42709 |  |  | No |  | 4 | 5299.85 | 109.73 | 48.3 | 16 | 0.9 | 3058 | 83
P7YRZG23 | Hubbell Lighting | Litecontrol | 67L-P-D-03-BL-uu-35K-D170-D10-1C-UNV-yyy-zz | Indoor Luminaires | Linear Ambient | Direct Linear Ambient Luminaires | Standard | FALSE | [9 empty] | 42709 |  |  | No |  | 4 | 5196.22 | 110.32 | 47.1 | 16 | 0.9 | 3058 | 83
PHXA7EUZ | Hubbell Lighting | Litecontrol | 67L-P-D-08-DM-uu-30K-D055-D10-1C-UNV-yyy-zz | Indoor Luminaires | Linear Ambient | Direct Linear Ambient Luminaires | Standard | FALSE | [9 empty] | 42709 |  |  | No |  | 4 | 4340 | 114.81 | 37.8 | 16 | 0.9 | 3058 | 83
PR43A8MN | Hubbell Lighting | Litecontrol | 67L-P-D-06-BL-uu-30K-D055-D10-1C-UNV-yyy-zz | Indoor Luminaires | Linear Ambient | Direct Linear Ambient Luminaires | Standard | FALSE | [9 empty] | 42709 |  |  | No |  | 4 | 3226.78 | 112.82 | 28.6 | 16 | 0.9 | 3058 | 83
PW7E963V | Hubbell Lighting | Litecontrol | 67L-P-D-04-DM-uu-30K-D055-D10-1C-UNV-yyy-zz | Indoor Luminaires | Linear Ambient | Direct Linear Ambient Luminaires | Standard | FALSE | [9 empty] | 42709 |  |  | No |  | 4 | 2170 | 114.81 | 18.9 | 16 | 0.9 | 3058 | 83
PQ7VYEAT | Hubbell Lighting | Litecontrol | 67L-P-D-03-BL-uu-35K-D055-D10-1C-UNV-yyy-zz | Indoor Luminaires | Linear Ambient | Direct Linear Ambient Luminaires | Standard | FALSE | [9 empty] | 42709 |  |  | No |  | 4 | 1690.83 | 118.24 | 14.3 | 16 | 0.9 | 3058 | 83
PBY7MNFN | Hubbell Lighting | Litecontrol | 67L-P-D-08-BL-uu-30K-D180-D10-1C-UNV-yyy-zz | Indoor Luminaires | Linear Ambient | Direct Linear Ambient Luminaires | Standard | FALSE | [9 empty] | 42709 |  |  | No |  | 4 | 13887.88 | 106.83 | 130 | 18.1 | 0.87 | 3048 | 83
PC4BUSSM | Hubbell Lighting | Litecontrol | 67L-P-D-08-BL-uu-30K-D175-D10-1C-UNV-yyy-zz | Indoor Luminaires | Linear Ambient | Direct Linear Ambient Luminaires | Standard | FALSE | [9 empty] | 42709 |  |  | No |  | 4 | 13623.52 | 106.93 | 127.4 | 18.1 | 0.87 | 3048 | 83
PGR5K6CR | Hubbell Lighting | Litecontrol | 67L-P-D-08-BL-uu-30K-D170-D10-1C-UNV-yyy-zz | Indoor Luminaires | Linear Ambient | Direct Linear Ambient Luminaires | Standard | FALSE | [9 empty] | 42709 |  |  | No |  | 4 | 13363.2 | 107.59 | 124.2 | 18.1 | 0.87 | 3048 | 83
PRP24VQ8 | Hubbell Lighting | Litecontrol | 67L-P-D-06-DM-uu-30K-D180-D10-1C-UNV-yyy-zz | Indoor Luminaires | Linear Ambient | Direct Linear Ambient Luminaires | Standard | FALSE | [9 empty] | 42709 |  |  | No |  | 4 | 10292 | 103.54 | 99.4 | 18.1 | 0.87 | 3048 | 83
PSDFNNQ8 | Hubbell Lighting | Litecontrol | 67L-P-D-06-DM-uu-30K-D175-D10-1C-UNV-yyy-zz | Indoor Luminaires | Linear Ambient | Direct Linear Ambient Luminaires | Standard | FALSE | [9 empty] | 42709 |  |  | No |  | 4 | 10024 | 103.77 | 96.6 | 18.1 | 0.87 | 3048 | 83
P7GBRKTB | Hubbell Lighting | Litecontrol | 67L-P-D-06-DM-uu-30K-D170-D10-1C-UNV-yyy-zz | Indoor Luminaires | Linear Ambient | Direct Linear Ambient Luminaires | Standard | FALSE | [9 empty] | 42709 |  |  | No |  | 4 | 9828 | 104.33 | 94.2 | 18.1 | 0.87 | 3048 | 83
PJQDN2HN | Hubbell Lighting | Litecontrol | 67L-P-D-04-BL-uu-30K-D180-D10-1C-UNV-yyy-zz | Indoor Luminaires | Linear Ambient | Direct Linear Ambient Luminaires | Standard | FALSE | [9 empty] | 42709 |  |  | No |  | 4 | 6943.94 | 106.83 | 65 | 18.1 | 0.87 | 3048 | 83
PDX3H359 | Hubbell Lighting | Litecontrol | 67L-P-D-04-BL-uu-30K-D175-D10-1C-UNV-yyy-zz | Indoor Luminaires | Linear Ambient | Direct Linear Ambient Luminaires | Standard | FALSE | [9 empty] | 42709 |  |  | No |  | 4 | 6811.76 | 106.93 | 63.7 | 18.1 | 0.87 | 3048 | 83
PXCR5SDU | Hubbell Lighting | Litecontrol | 67L-P-D-04-BL-uu-30K-D170-D10-1C-UNV-yyy-zz | Indoor Luminaires | Linear Ambient | Direct Linear Ambient Luminaires | Standard | FALSE | [9 empty] | 42709 |  |  | No |  | 4 | 6681.6 | 107.59 | 62.1 | 18.1 | 0.87 | 3048 | 83
PHD88JZF | Hubbell Lighting | Litecontrol | 67L-P-D-03-BL-uu-30K-D180-D10-1C-UNV-yyy-zz | Indoor Luminaires | Linear Ambient | Direct Linear Ambient Luminaires | Standard | FALSE | [9 empty] | 42709 |  |  | No |  | 4 | 5192.31 | 104.47 | 49.7 | 18.1 | 0.87 | 3048 | 83
PQYTY8F7 | Hubbell Lighting | Litecontrol | 67L-P-D-03-BL-uu-30K-D175-D10-1C-UNV-yyy-zz | Indoor Luminaires | Linear Ambient | Direct Linear Ambient Luminaires | Standard | FALSE | [9 empty] | 42709 |  |  | No |  | 4 | 5057.11 | 104.7 | 48.3 | 18.1 | 0.87 | 3048 | 83
PQMMJEPZ | Hubbell Lighting | Litecontrol | 67L-P-D-03-DM-uu-30K-D175-D10-1C-UNV-yyy-zz | Indoor Luminaires | Linear Ambient | Direct Linear Ambient Luminaires | Standard | FALSE | [9 empty] | 42709 |  |  | No |  | 4 | 5012 | 103.77 | 48.3 | 18.1 | 0.87 | 3048 | 83
PSGFNF4N | Hubbell Lighting | Litecontrol | 67L-P-D-03-BL-uu-30K-D170-D10-1C-UNV-yyy-zz | Indoor Luminaires | Linear Ambient | Direct Linear Ambient Luminaires | Standard | FALSE | [9 empty] | 42709 |  |  | No |  | 4 | 4958.23 | 105.27 | 47.1 | 18.1 | 0.87 | 3048 | 83
PEDHEK9F | Hubbell Lighting | Litecontrol | 67L-P-D-03-DM-uu-30K-D170-D10-1C-UNV-yyy-zz | Indoor Luminaires | Linear Ambient | Direct Linear Ambient Luminaires | Standard | FALSE | [9 empty] | 42709 |  |  | No |  | 4 | 4914 | 104.33 | 47.1 | 18.1 | 0.87 | 3048 | 83
P23179UH | Hubbell Lighting | Litecontrol | 67L-P-D-08-BL-uu-30K-D055-D10-1C-UNV-yyy-zz | Indoor Luminaires | Linear Ambient | Direct Linear Ambient Luminaires | Standard | FALSE | [9 empty] | 42709 |  |  | No |  | 4 | 4379.06 | 115.85 | 37.8 | 18.1 | 0.87 | 3048 | 83
PKAXS4MJ | Hubbell Lighting | Litecontrol | 67L-P-D-06-DM-uu-30K-D055-D10-1C-UNV-yyy-zz | Indoor Luminaires | Linear Ambient | Direct Linear Ambient Luminaires | Standard | FALSE | [9 empty] | 42709 |  |  | No |  | 4 | 3198 | 111.82 | 28.6 | 18.1 | 0.87 | 3048 | 83
PJ7MAXX8 | Hubbell Lighting | Litecontrol | 67L-P-D-04-BL-uu-30K-D055-D10-1C-UNV-yyy-zz | Indoor Luminaires | Linear Ambient | Direct Linear Ambient Luminaires | Standard | FALSE | [9 empty] | 42709 |  |  | No |  | 4 | 2189.53 | 115.85 | 18.9 | 18.1 | 0.87 | 3048 | 83
P32MQE82 | Eaton (formerly Cooper Lighting) | NEORAY | S124-RDP-1-40-SC-[All Cable Length]-[All Ceiling Type]-0023-[All Circuiting]-1-DD-[All Emergency]-[All Fusings]-1-W | Indoor Luminaires | Linear Ambient | Direct Linear Ambient Luminaires | Standard | FALSE | [9 empty] | 42709 | Dimmable | Continuous Below 10 | No |  | 3.1 | 1340.2 | 91.17 | 14.7 | 9.12 | 0.99 | 4000 | 85
P1EQBUWF | Eaton (formerly Cooper Lighting) | NEORAY | S125-DP-1-40SC-[All Cable Length]-[All Ceiling Type]-0023-[All Circuiting]-1-DD-[All Emergency]-[All Fusings]-1-[All Colors]-[All Options] | Indoor Luminaires | Linear Ambient | Direct Linear Ambient Luminaires | Standard | FALSE | [9 empty] | 42709 | Dimmable | Continuous Below 10 | No |  | 3.1 | 1339.2 | 91.1 | 14.7 | 9.12 | 0.99 | 4000 | 85
PPBH9VQS | Eaton (formerly Cooper Lighting) | NEORAY | S125-DP-1-40SC-[All Cable Length]-[All Ceiling Type]-0023-[All Circuiting]-1-DD-[All Emergency]-[All Fusings]-4-[All Colors]-[All Options] | Indoor Luminaires | Linear Ambient | Direct Linear Ambient Luminaires | Standard | FALSE | [9 empty] | 42709 | Dimmable | Continuous Below 10 | No |  | 3.1 | 1306.3 | 88.86 | 14.7 | 9.12 | 0.99 | 4000 | 85
P73JUFWA | Eaton (formerly Cooper Lighting) | NEORAY | S125-RDP-1-40SC-[All Cable Length]-[All Ceiling Type]-0023-[All Circuiting]-1-DD-[All Emergency]-[All Fusings]-1-W | Indoor Luminaires | Linear Ambient | Direct Linear Ambient Luminaires | Standard | FALSE | [9 empty] | 42709 | Dimmable | Continuous Below 10 | No |  | 3.1 | 1287.4 | 87.58 | 14.7 | 9.12 | 0.99 | 4000 | 85
PRQMDFK3 | Eaton (formerly Cooper Lighting) | NEORAY | S124-DP-1-40-SC-[All Cable Length]-[All Ceiling Type]-0023-[All Circuiting]-1-DD-[All Emergency]-[All Fusings]-4-[All Colors]-[All Options] | Indoor Luminaires | Linear Ambient | Direct Linear Ambient Luminaires | Standard | FALSE | [9 empty] | 42709 | Dimmable | Continuous Below 10 | No |  | 3.1 | 1252.5 | 85.2 | 14.7 | 9.12 | 0.99 | 4000 | 85
PEK8J2SN | Eaton (formerly Cooper Lighting) | NEORAY | S124-DP-1-40-SC-[All Cable Length]-[All Ceiling Type]-0023-[All Circuiting]-1-DD-[All Emergency]-[All Fusings]-1-[All Colors]-[All Options] | Indoor Luminaires | Linear Ambient | Direct Linear Ambient Luminaires | Standard | FALSE | [9 empty] | 42709 | Dimmable | Continuous Below 10 | No |  | 3.1 | 1242.2 | 84.5 | 14.7 | 9.12 | 0.99 | 4000 | 85
P6DCXFPY | Eaton (formerly Cooper Lighting) | NEORAY | S123-DP-1-40-SC-[All Cable Length]-[All Ceiling Type]-0023-[All Circuiting]-1-DD-[All Emergency]-[All Fusings]-4-[All Colors]-[All Options] | Indoor Luminaires | Linear Ambient | Direct Linear Ambient Luminaires | Standard | FALSE | [9 empty] | 42709 | Dimmable | Continuous Below 10 | No |  | 3.1 | 1239.7 | 84.33 | 14.7 | 9.12 | 0.99 | 4000 | 85
P3UBD18D | Eaton (formerly Cooper Lighting) | NEORAY | S123-DP-1-40-SC-[All Cable Length]-[All Ceiling Type]-0023-[All Circuiting]-1-DD-[All Emergency]-[All Fusings]-1-[All Colors]-[All Options] | Indoor Luminaires | Linear Ambient | Direct Linear Ambient Luminaires | Standard | FALSE | [9 empty] | 42709 | Dimmable | Continuous Below 10 | No |  | 3.1 | 1220.7 | 83.04 | 14.7 | 9.12 | 0.99 | 4000 | 85
PN5FGYWV | Eaton (formerly Cooper Lighting) | NEORAY | S124-RDP-1-40-SC-[All Cable Length]-[All Ceiling Type]-0083-[All Circuiting]-U-DD-[All Emergency]-[All Fusings]-1-W | Indoor Luminaires | Linear Ambient | Direct Linear Ambient Luminaires | Standard | FALSE | [9 empty] | 42709 | Dimmable | Continuous Below 10 | No |  | 3.1 | 4836.3 | 91.77 | 52.7 | 8.45 | 0.99 | 4000 | 85
P4WX97EE | Eaton (formerly Cooper Lighting) | NEORAY | S125-DP-1-40SC-[All Cable Length]-[All Ceiling Type]-0083-[All Circuiting]-U-DD-[All Emergency]-[All Fusings]-1-[All Colors]-[All Options] | Indoor Luminaires | Linear Ambient | Direct Linear Ambient Luminaires | Standard | FALSE | [9 empty] | 42709 | Dimmable | Continuous Below 10 | No |  | 3.1 | 4832.6 | 91.7 | 52.7 | 8.45 | 0.99 | 4000 | 85
PB3VHX1X | Eaton (formerly Cooper Lighting) | NEORAY | S125-DP-1-40SC-[All Cable Length]-[All Ceiling Type]-0083-[All Circuiting]-U-DD-[All Emergency]-[All Fusings]-4-[All Colors]-[All Options] | Indoor Luminaires | Linear Ambient | Direct Linear Ambient Luminaires | Standard | FALSE | [9 empty] | 42709 | Dimmable | Continuous Below 10 | No |  | 3.1 | 4714.2 | 89.45 | 52.7 | 8.45 | 0.99 | 4000 | 85
PA7A41F2 | Eaton (formerly Cooper Lighting) | NEORAY | S125-RDP-1-40SC-[All Cable Length]-[All Ceiling Type]-0083-[All Circuiting]-U-DD-[All Emergency]-[All Fusings]-1-W | Indoor Luminaires | Linear Ambient | Direct Linear Ambient Luminaires | Standard | FALSE | [9 empty] | 42709 | Dimmable | Continuous Below 10 | No |  | 3.1 | 4645.7 | 88.15 | 52.7 | 8.45 | 0.99 | 4000 | 85
PBAMGDY4 | Eaton (formerly Cooper Lighting) | NEORAY | S124-DP-1-40-SC-[All Cable Length]-[All Ceiling Type]-0083-[All Circuiting]-U-DD-[All Emergency]-[All Fusings]-4-[All Colors]-[All Options] | Indoor Luminaires | Linear Ambient | Direct Linear Ambient Luminaires | Standard | FALSE | [9 empty] | 42709 | Dimmable | Continuous Below 10 | No |  | 3.1 | 4519.8 | 85.76 | 52.7 | 8.45 | 0.99 | 4000 | 85
PDZKX5MR | Eaton (formerly Cooper Lighting) | NEORAY | S124-DP-1-40-SC-[All Cable Length]-[All Ceiling Type]-0083-[All Circuiting]-1-DD-[All Emergency]-[All Fusings]-1-[All Colors]-[All Options] | Indoor Luminaires | Linear Ambient | Direct Linear Ambient Luminaires | Standard | FALSE | [9 empty] | 42709 | Dimmable | Continuous Below 10 | No |  | 3.1 | 4482.8 | 85.06 | 52.7 | 8.45 | 0.99 | 4000 | 85
PJFRTAKC | Eaton (formerly Cooper Lighting) | NEORAY | S123-DP-1-40-SC-[All Cable Length]-[All Ceiling Type]-0083-[All Circuiting]-1-DD-[All Emergency]-[All Fusings]-4-[All Colors]-[All Options] | Indoor Luminaires | Linear Ambient | Direct Linear Ambient Luminaires | Standard | FALSE | [9 empty] | 42709 | Dimmable | Continuous Below 10 | No |  | 3.1 | 4473.6 | 84.89 | 52.7 | 8.45 | 0.99 | 4000 | 85
P91UFU9M | Eaton (formerly Cooper Lighting) | NEORAY | S123-DP-1-40-SC-[All Cable Length]-[All Ceiling Type]-0083-[All Circuiting]-1-DD-[All Emergency]-[All Fusings]-1-[All Colors]-[All Options] | Indoor Luminaires | Linear Ambient | Direct Linear Ambient Luminaires | Standard | FALSE | [9 empty] | 42709 | Dimmable | Continuous Below 10 | No |  | 3.1 | 4405.1 | 83.59 | 52.7 | 8.45 | 0.99 | 4000 | 85
PYK9DMJ2 | Eaton (formerly Cooper Lighting) | NEORAY | S124-RDP-2-40-SC-[All Cable Length]-[All Ceiling Type]-0059-[All Circuiting]-U-DD-[All Emergency]-[All Fusings]-1-W | Indoor Luminaires | Linear Ambient | Direct Linear Ambient Luminaires | Standard | FALSE | [9 empty] | 42709 | Dimmable | Continuous Below 10 | No |  | 3.1 | 5344.2 | 95.43 | 56 | 8.36 | 0.99 | 4000 | 85
PHCHW3TQ | Eaton (formerly Cooper Lighting) | NEORAY | S125-DP-2-40SC-[All Cable Length]-[All Ceiling Type]-0059-[All Circuiting]-U-DD-[All Emergency]-[All Fusings]-1-[All Colors]-[All Options] | Indoor Luminaires | Linear Ambient | Direct Linear Ambient Luminaires | Standard | FALSE | [9 empty] | 42709 | Dimmable | Continuous Below 10 | No |  | 3.1 | 5178.5 | 92.47 | 56 | 8.36 | 0.99 | 4000 | 85
PAE96W2J | Eaton (formerly Cooper Lighting) | NEORAY | S125-DP-2-40SC-[All Cable Length]-[All Ceiling Type]-0059-[All Circuiting]-U-DD-[All Emergency]-[All Fusings]-4-[All Colors]-[All Options] | Indoor Luminaires | Linear Ambient | Direct Linear Ambient Luminaires | Standard | FALSE | [9 empty] | 42709 | Dimmable | Continuous Below 10 | No |  | 3.1 | 5051.6 | 90.21 | 56 | 8.36 | 0.99 | 4000 | 85
P4A8896K | Eaton (formerly Cooper Lighting) | NEORAY | S124-DP-2-40-SC-[All Cable Length]-[All Ceiling Type]-0059-[All Circuiting]-U-DD-[All Emergency]-[All Fusings]-4-[All Colors]-[All Options] | Indoor Luminaires | Linear Ambient | Direct Linear Ambient Luminaires | Standard | FALSE | [9 empty] | 42709 | Dimmable | Continuous Below 10 | No |  | 3.1 | 4994.5 | 89.19 | 56 | 8.36 | 0.99 | 4000 | 85
PWMNZJVM | Eaton (formerly Cooper Lighting) | NEORAY | S125-RDP-2-40SC-[All Cable Length]-[All Ceiling Type]-0059-[All Circuiting]-U-DD-[All Emergency]-[All Fusings]-1-W | Indoor Luminaires | Linear Ambient | Direct Linear Ambient Luminaires | Standard | FALSE | [9 empty] | 42709 | Dimmable | Continuous Below 10 | No |  | 3.1 | 4978.2 | 88.9 | 56 | 8.36 | 0.99 | 4000 | 85
PMC858DX | Eaton (formerly Cooper Lighting) | NEORAY | S124-DP-2-40-SC-[All Cable Length]-[All Ceiling Type]-0059-[All Circuiting]-U-DD-[All Emergency]-[All Fusings]-1-[All Colors]-[All Options] | Indoor Luminaires | Linear Ambient | Direct Linear Ambient Luminaires | Standard | FALSE | [9 empty] | 42709 | Dimmable | Continuous Below 10 | No |  | 3.1 | 4953.6 | 88.46 | 56 | 8.36 | 0.99 | 4000 | 85
PRN6XS79 | Eaton (formerly Cooper Lighting) | NEORAY | S123-DP-2-40-SC-[All Cable Length]-[All Ceiling Type]-0059-[All Circuiting]-1-DD-[All Emergency]-[All Fusings]-4-[All Colors]-[All Options] | Indoor Luminaires | Linear Ambient | Direct Linear Ambient Luminaires | Standard | FALSE | [9 empty] | 42709 | Dimmable | Continuous Below 10 | No |  | 3.1 | 4680.5 | 83.58 | 56 | 8.36 | 0.99 | 4000 | 85
PZP1KAUF | Eaton (formerly Cooper Lighting) | NEORAY | S124-RDP-1-40-SC-[All Cable Length]-[All Ceiling Type]-0047-[All Circuiting]-U-DD-[All Emergency]-[All Fusings]-1-W | Indoor Luminaires | Linear Ambient | Direct Linear Ambient Luminaires | Standard | FALSE | [9 empty] | 42709 | Dimmable | Continuous Below 10 | No |  | 3.1 | 2738.7 | 92.52 | 29.6 | 8.27 | 0.99 | 4000 | 85
P618ACSG | Eaton (formerly Cooper Lighting) | NEORAY | S125-DP-1-40SC-[All Cable Length]-[All Ceiling Type]-0047-[All Circuiting]-U-DD-[All Emergency]-[All Fusings]-1-[All Colors]-[All Options] | Indoor Luminaires | Linear Ambient | Direct Linear Ambient Luminaires | Standard | FALSE | [9 empty] | 42709 | Dimmable | Continuous Below 10 | No |  | 3.1 | 2736.6 | 92.45 | 29.6 | 8.27 | 0.99 | 4000 | 85
PSQW8S94 | Eaton (formerly Cooper Lighting) | NEORAY | S125-DP-1-40SC-[All Cable Length]-[All Ceiling Type]-0047-[All Circuiting]-U-DD-[All Emergency]-[All Fusings]-4-[All Colors]-[All Options] | Indoor Luminaires | Linear Ambient | Direct Linear Ambient Luminaires | Standard | FALSE | [9 empty] | 42709 | Dimmable | Continuous Below 10 | No |  | 3.1 | 2669.5 | 90.19 | 29.6 | 8.27 | 0.99 | 4000 | 85
PY8VDHEB | Eaton (formerly Cooper Lighting) | NEORAY | S125-RDP-1-40SC-[All Cable Length]-[All Ceiling Type]-0047-[All Circuiting]-U-DD-[All Emergency]-[All Fusings]-1-W | Indoor Luminaires | Linear Ambient | Direct Linear Ambient Luminaires | Standard | FALSE | [9 empty] | 42709 | Dimmable | Continuous Below 10 | No |  | 3.1 | 2630.7 | 88.88 | 29.6 | 8.27 | 0.99 | 4000 | 85
P3RKU5Y1 | Eaton (formerly Cooper Lighting) | NEORAY | S124-DP-1-40-SC-[All Cable Length]-[All Ceiling Type]-0047-[All Circuiting]-U-DD-[All Emergency]-[All Fusings]-4-[All Colors]-[All Options] | Indoor Luminaires | Linear Ambient | Direct Linear Ambient Luminaires | Standard | FALSE | [9 empty] | 42709 | Dimmable | Continuous Below 10 | No |  | 3.1 | 2559.4 | 86.47 | 29.6 | 8.27 | 0.99 | 4000 | 85
PUYP6R6H | Eaton (formerly Cooper Lighting) | NEORAY | S124-DP-1-40-SC-[All Cable Length]-[All Ceiling Type]-0047-[All Circuiting]-U-DD-[All Emergency]-[All Fusings]-1-[All Colors]-[All Options] | Indoor Luminaires | Linear Ambient | Direct Linear Ambient Luminaires | Standard | FALSE | [9 empty] | 42709 | Dimmable | Continuous Below 10 | No |  | 3.1 | 2538.5 | 85.76 | 29.6 | 8.27 | 0.99 | 4000 | 85
PUJU2F9P | Eaton (formerly Cooper Lighting) | NEORAY | S123-DP-1-40-SC-[All Cable Length]-[All Ceiling Type]-0047-[All Circuiting]-U-DD-[All Emergency]-[All Fusings]-4-[All Colors]-[All Options] | Indoor Luminaires | Linear Ambient | Direct Linear Ambient Luminaires | Standard | FALSE | [9 empty] | 42709 | Dimmable | Continuous Below 10 | No |  | 3.1 | 2533.2 | 85.58 | 29.6 | 8.27 | 0.99 | 4000 | 85
PXVXU82E | Eaton (formerly Cooper Lighting) | NEORAY | S123-DP-1-40-SC-[All Cable Length]-[All Ceiling Type]-0047-[All Circuiting]-1-DD-[All Emergency]-[All Fusings]-1-[All Colors]-[All Options] | Indoor Luminaires | Linear Ambient | Direct Linear Ambient Luminaires | Standard | FALSE | [9 empty] | 42709 | Dimmable | Continuous Below 10 | No |  | 3.1 | 2494.5 | 84.27 | 29.6 | 8.27 | 0.99 | 4000 | 85
PT1B9Y7W | Eaton (formerly Cooper Lighting) | NEORAY | S124-RDP-1-40-SC-[All Cable Length]-[All Ceiling Type]-0095-[All Circuiting]-U-DD-[All Emergency]-[All Fusings]-1-W | Indoor Luminaires | Linear Ambient | Direct Linear Ambient Luminaires | Standard | FALSE | [9 empty] | 42709 | Dimmable | Continuous Below 10 | No |  | 3.1 | 5535.6 | 91.95 | 60.2 | 8.25 | 0.99 | 4000 | 85
PN4DTG56 | Eaton (formerly Cooper Lighting) | NEORAY | S125-DP-1-40SC-[All Cable Length]-[All Ceiling Type]-0095-[All Circuiting]-U-DD-[All Emergency]-[All Fusings]-1-[All Colors]-[All Options] | Indoor Luminaires | Linear Ambient | Direct Linear Ambient Luminaires | Standard | FALSE | [9 empty] | 42709 | Dimmable | Continuous Below 10 | No |  | 3.1 | 5531.3 | 91.88 | 60.2 | 8.25 | 0.99 | 4000 | 85
PVK8DPJ3 | Eaton (formerly Cooper Lighting) | NEORAY | S125-DP-1-40SC-[All Cable Length]-[All Ceiling Type]-0095-[All Circuiting]-U-DD-[All Emergency]-[All Fusings]-4-[All Colors]-[All Options] | Indoor Luminaires | Linear Ambient | Direct Linear Ambient Luminaires | Standard | FALSE | [9 empty] | 42709 | Dimmable | Continuous Below 10 | No |  | 3.1 | 5395.8 | 89.63 | 60.2 | 8.25 | 0.99 | 4000 | 85
PYUQNGQX | Eaton (formerly Cooper Lighting) | NEORAY | S125-RDP-1-40SC-[All Cable Length]-[All Ceiling Type]-0095-[All Circuiting]-U-DD-[All Emergency]-[All Fusings]-1-W | Indoor Luminaires | Linear Ambient | Direct Linear Ambient Luminaires | Standard | FALSE | [9 empty] | 42709 | Dimmable | Continuous Below 10 | No |  | 3.1 | 5317.4 | 88.33 | 60.2 | 8.25 | 0.99 | 4000 | 85
P4PV3M99 | Eaton (formerly Cooper Lighting) | NEORAY | S124-DP-1-40-SC-[All Cable Length]-[All Ceiling Type]-0095-[All Circuiting]-U-DD-[All Emergency]-[All Fusings]-4-[All Colors]-[All Options] | Indoor Luminaires | Linear Ambient | Direct Linear Ambient Luminaires | Standard | FALSE | [9 empty] | 42709 | Dimmable | Continuous Below 10 | No |  | 3.1 | 5173.3 | 85.94 | 60.2 | 8.25 | 0.99 | 4000 | 85
PNCDPJZW | Eaton (formerly Cooper Lighting) | NEORAY | S124-DP-1-40-SC-[All Cable Length]-[All Ceiling Type]-0095-[All Circuiting]-U-DD-[All Emergency]-[All Fusings]-1-[All Colors]-[All Options] | Indoor Luminaires | Linear Ambient | Direct Linear Ambient Luminaires | Standard | FALSE | [9 empty] | 42709 | Dimmable | Continuous Below 10 | No |  | 3.1 | 5131 | 85.23 | 60.2 | 8.25 | 0.99 | 4000 | 85
PRKWXC9G | Eaton (formerly Cooper Lighting) | NEORAY | S123-DP-1-40-SC-[All Cable Length]-[All Ceiling Type]-0095-[All Circuiting]-U-DD-[All Emergency]-[All Fusings]-4-[All Colors]-[All Options] | Indoor Luminaires | Linear Ambient | Direct Linear Ambient Luminaires | Standard | FALSE | [9 empty] | 42709 | Dimmable | Continuous Below 10 | No |  | 3.1 | 5120.4 | 85.06 | 60.2 | 8.25 | 0.99 | 4000 | 85
PQDWH753 | Eaton (formerly Cooper Lighting) | NEORAY | S123-DP-1-40-SC-[All Cable Length]-[All Ceiling Type]-0095-[All Circuiting]-1-DD-[All Emergency]-[All Fusings]-1-[All Colors]-[All Options] | Indoor Luminaires | Linear Ambient | Direct Linear Ambient Luminaires | Standard | FALSE | [9 empty] | 42709 | Dimmable | Continuous Below 10 | No |  | 3.1 | 5042 | 83.75 | 60.2 | 8.25 | 0.99 | 4000 | 85
PXX1QZQ6 | Eaton (formerly Cooper Lighting) | NEORAY | S124-RDP-1-40-SC-[All Cable Length]-[All Ceiling Type]-0059-[All Circuiting]-U-DD-[All Emergency]-[All Fusings]-1-W | Indoor Luminaires | Linear Ambient | Direct Linear Ambient Luminaires | Standard | FALSE | [9 empty] | 42709 | Dimmable | Continuous Below 10 | No |  | 3.1 | 3437.9 | 92.17 | 37.3 | 8.25 | 0.99 | 4000 | 85
PJJ4DRYA | Eaton (formerly Cooper Lighting) | NEORAY | S125-DP-1-40SC-[All Cable Length]-[All Ceiling Type]-0059-[All Circuiting]-U-DD-[All Emergency]-[All Fusings]-1-[All Colors]-[All Options] | Indoor Luminaires | Linear Ambient | Direct Linear Ambient Luminaires | Standard | FALSE | [9 empty] | 42709 | Dimmable | Continuous Below 10 | No |  | 3.1 | 3435.3 | 92.1 | 37.3 | 8.25 | 0.99 | 4000 | 85
PWZU8T29 | Eaton (formerly Cooper Lighting) | NEORAY | S125-DP-1-40SC-[All Cable Length]-[All Ceiling Type]-0059-[All Circuiting]-U-DD-[All Emergency]-[All Fusings]-4-[All Colors]-[All Options] | Indoor Luminaires | Linear Ambient | Direct Linear Ambient Luminaires | Standard | FALSE | [9 empty] | 42709 | Dimmable | Continuous Below 10 | No |  | 3.1 | 3351.1 | 89.84 | 37.3 | 8.25 | 0.99 | 4000 | 85
PTE5VY6M | Eaton (formerly Cooper Lighting) | NEORAY | S125-RDP-1-40SC-[All Cable Length]-[All Ceiling Type]-0059-[All Circuiting]-U-DD-[All Emergency]-[All Fusings]-1-W | Indoor Luminaires | Linear Ambient | Direct Linear Ambient Luminaires | Standard | FALSE | [9 empty] | 42709 | Dimmable | Continuous Below 10 | No |  | 3.1 | 3302.4 | 88.54 | 37.3 | 8.25 | 0.99 | 4000 | 85
P8HQPRQH | Eaton (formerly Cooper Lighting) | NEORAY | S124-DP-1-40-SC-[All Cable Length]-[All Ceiling Type]-0059-[All Circuiting]-U-DD-[All Emergency]-[All Fusings]-4-[All Colors]-[All Options] | Indoor Luminaires | Linear Ambient | Direct Linear Ambient Luminaires | Standard | FALSE | [9 empty] | 42709 | Dimmable | Continuous Below 10 | No |  | 3.1 | 3212.9 | 86.14 | 37.3 | 8.25 | 0.99 | 4000 | 85
P3546NC9 | Eaton (formerly Cooper Lighting) | NEORAY | S124-DP-1-40-SC-[All Cable Length]-[All Ceiling Type]-0059-[All Circuiting]-U-DD-[All Emergency]-[All Fusings]-1-[All Colors]-[All Options] | Indoor Luminaires | Linear Ambient | Direct Linear Ambient Luminaires | Standard | FALSE | [9 empty] | 42709 | Dimmable | Continuous Below 10 | No |  | 3.1 | 3186.6 | 85.43 | 37.3 | 8.25 | 0.99 | 4000 | 85
PJQTXSZK | Eaton (formerly Cooper Lighting) | NEORAY | S123-DP-1-40-SC-[All Cable Length]-[All Ceiling Type]-0059-[All Circuiting]-U-DD-[All Emergency]-[All Fusings]-4-[All Colors]-[All Options] | Indoor Luminaires | Linear Ambient | Direct Linear Ambient Luminaires | Standard | FALSE | [9 empty] | 42709 | Dimmable | Continuous Below 10 | No |  | 3.1 | 3180 | 85.25 | 37.3 | 8.25 | 0.99 | 4000 | 85
PRY55KC5 | Eaton (formerly Cooper Lighting) | NEORAY | S123-DP-1-40-SC-[All Cable Length]-[All Ceiling Type]-0059-[All Circuiting]-U-DD-[All Emergency]-[All Fusings]-1-[All Colors]-[All Options] | Indoor Luminaires | Linear Ambient | Direct Linear Ambient Luminaires | Standard | FALSE | [9 empty] | 42709 | Dimmable | Continuous Below 10 | No |  | 3.1 | 3131.3 | 83.95 | 37.3 | 8.25 | 0.99 | 4000 | 85
P2PBH69E | Eaton (formerly Cooper Lighting) | NEORAY | S124-RDP-2-40-SC-[All Cable Length]-[All Ceiling Type]-0035-[All Circuiting]-U-DD-[All Emergency]-[All Fusings]-1-W | Indoor Luminaires | Linear Ambient | Direct Linear Ambient Luminaires | Standard | FALSE | [9 empty] | 42709 | Dimmable | Continuous Below 10 | No |  | 3.1 | 3170.3 | 96.07 | 33 | 8.13 | 0.99 | 4000 | 85
PKVQ849B | Eaton (formerly Cooper Lighting) | NEORAY | S125-DP-2-40SC-[All Cable Length]-[All Ceiling Type]-0035-[All Circuiting]-U-DD-[All Emergency]-[All Fusings]-1-[All Colors]-[All Options] | Indoor Luminaires | Linear Ambient | Direct Linear Ambient Luminaires | Standard | FALSE | [9 empty] | 42709 | Dimmable | Continuous Below 10 | No |  | 3.1 | 3072 | 93.09 | 33 | 8.13 | 0.99 | 4000 | 85
PJ3K9TE8 | Eaton (formerly Cooper Lighting) | NEORAY | S125-DP-2-40SC-[All Cable Length]-[All Ceiling Type]-0035-[All Circuiting]-U-DD-[All Emergency]-[All Fusings]-4-[All Colors]-[All Options] | Indoor Luminaires | Linear Ambient | Direct Linear Ambient Luminaires | Standard | FALSE | [9 empty] | 42709 | Dimmable | Continuous Below 10 | No |  | 3.1 | 2996.7 | 90.81 | 33 | 8.13 | 0.99 | 4000 | 85
PSXP1RZJ | Eaton (formerly Cooper Lighting) | NEORAY | S124-DP-2-40-SC-[All Cable Length]-[All Ceiling Type]-0035-[All Circuiting]-U-DD-[All Emergency]-[All Fusings]-4-[All Colors]-[All Options] | Indoor Luminaires | Linear Ambient | Direct Linear Ambient Luminaires | Standard | FALSE | [9 empty] | 42709 | Dimmable | Continuous Below 10 | No |  | 3.1 | 2962.8 | 89.78 | 33 | 8.13 | 0.99 | 4000 | 85
PZ19RC61 | Eaton (formerly Cooper Lighting) | NEORAY | S125-RDP-2-40SC-[All Cable Length]-[All Ceiling Type]-0035-[All Circuiting]-U-DD-[All Emergency]-[All Fusings]-1-W | Indoor Luminaires | Linear Ambient | Direct Linear Ambient Luminaires | Standard | FALSE | [9 empty] | 42709 | Dimmable | Continuous Below 10 | No |  | 3.1 | 2953.2 | 89.49 | 33 | 8.13 | 0.99 | 4000 | 85
P884KG84 | Eaton (formerly Cooper Lighting) | NEORAY | S124-DP-2-40-SC-[All Cable Length]-[All Ceiling Type]-0035-[All Circuiting]-U-DD-[All Emergency]-[All Fusings]-1-[All Colors]-[All Options] | Indoor Luminaires | Linear Ambient | Direct Linear Ambient Luminaires | Standard | FALSE | [9 empty] | 42709 | Dimmable | Continuous Below 10 | No |  | 3.1 | 2938.6 | 89.05 | 33 | 8.13 | 0.99 | 4000 | 85
PHCEJ3CJ | Eaton (formerly Cooper Lighting) | NEORAY | S123-DP-2-40-SC-[All Cable Length]-[All Ceiling Type]-0035-[All Circuiting]-1-DD-[All Emergency]-[All Fusings]-4-[All Colors]-[All Options] | Indoor Luminaires | Linear Ambient | Direct Linear Ambient Luminaires | Standard | FALSE | [9 empty] | 42709 | Dimmable | Continuous Below 10 | No |  | 3.1 | 2776.6 | 84.14 | 33 | 8.13 | 0.99 | 4000 | 85
PAMSEVV6 | Eaton (formerly Cooper Lighting) | NEORAY | S123-DP-2-40-SC-[All Cable Length]-[All Ceiling Type]-0035-[All Circuiting]-1-DD-[All Emergency]-[All Fusings]-1-[All Colors]-[All Options] | Indoor Luminaires | Linear Ambient | Direct Linear Ambient Luminaires | Standard | FALSE | [9 empty] | 42709 | Dimmable | Continuous Below 10 | No |  | 3.1 | 2734.1 | 82.85 | 33 | 8.13 | 0.99 | 4000 | 85
PPPRHHJF | Eaton (formerly Cooper Lighting) | NEORAY | S124-RDP-2-40-SC-[All Cable Length]-[All Ceiling Type]-0071-[All Circuiting]-U-DD-[All Emergency]-[All Fusings]-1-W | Indoor Luminaires | Linear Ambient | Direct Linear Ambient Luminaires | Standard | FALSE | [9 empty] | 42709 | Dimmable | Continuous Below 10 | No |  | 3.1 | 6431.2 | 95.56 | 67.3 | 8.1 | 0.99 | 4000 | 85
PTV2CQ4E | Eaton (formerly Cooper Lighting) | NEORAY | S125-DP-2-40SC-[All Cable Length]-[All Ceiling Type]-0071-[All Circuiting]-U-DD-[All Emergency]-[All Fusings]-1-[All Colors]-[All Options] | Indoor Luminaires | Linear Ambient | Direct Linear Ambient Luminaires | Standard | FALSE | [9 empty] | 42709 | Dimmable | Continuous Below 10 | No |  | 3.1 | 6231.8 | 92.6 | 67.3 | 8.1 | 0.99 | 4000 | 85
PGNV39CJ | Eaton (formerly Cooper Lighting) | NEORAY | S125-DP-2-40SC-[All Cable Length]-[All Ceiling Type]-0071-[All Circuiting]-U-DD-[All Emergency]-[All Fusings]-4-[All Colors]-[All Options] | Indoor Luminaires | Linear Ambient | Direct Linear Ambient Luminaires | Standard | FALSE | [9 empty] | 42709 | Dimmable | Continuous Below 10 | No |  | 3.1 | 6079.1 | 90.33 | 67.3 | 8.1 | 0.99 | 4000 | 85
PY9X66JW | Eaton (formerly Cooper Lighting) | NEORAY | S124-DP-2-40-SC-[All Cable Length]-[All Ceiling Type]-0071-[All Circuiting]-U-DD-[All Emergency]-[All Fusings]-4-[All Colors]-[All Options] | Indoor Luminaires | Linear Ambient | Direct Linear Ambient Luminaires | Standard | FALSE | [9 empty] | 42709 | Dimmable | Continuous Below 10 | No |  | 3.1 | 6010.3 | 89.31 | 67.3 | 8.1 | 0.99 | 4000 | 85
PB1BWCSQ | Eaton (formerly Cooper Lighting) | NEORAY | S125-RDP-2-40SC-[All Cable Length]-[All Ceiling Type]-0071-[All Circuiting]-U-DD-[All Emergency]-[All Fusings]-1-W | Indoor Luminaires | Linear Ambient | Direct Linear Ambient Luminaires | Standard | FALSE | [9 empty] | 42709 | Dimmable | Continuous Below 10 | No |  | 3.1 | 5990.7 | 89.01 | 67.3 | 8.1 | 0.99 | 4000 | 85
P9MWXSBF | Eaton (formerly Cooper Lighting) | NEORAY | S124-DP-2-40-SC-[All Cable Length]-[All Ceiling Type]-0071-[All Circuiting]-U-DD-[All Emergency]-[All Fusings]-1-[All Colors]-[All Options] | Indoor Luminaires | Linear Ambient | Direct Linear Ambient Luminaires | Standard | FALSE | [9 empty] | 42709 | Dimmable | Continuous Below 10 | No |  | 3.1 | 5961.1 | 88.58 | 67.3 | 8.1 | 0.99 | 4000 | 85
P7NBDXDJ | Eaton (formerly Cooper Lighting) | NEORAY | S123-DP-2-40-SC-[All Cable Length]-[All Ceiling Type]-0071-[All Circuiting]-1-DD-[All Emergency]-[All Fusings]-4-[All Colors]-[All Options] | Indoor Luminaires | Linear Ambient | Direct Linear Ambient Luminaires | Standard | FALSE | [9 empty] | 42709 | Dimmable | Continuous Below 10 | No |  | 3.1 | 5632.5 | 83.69 | 67.3 | 8.1 | 0.99 | 4000 | 85
P4W477FE | Eaton (formerly Cooper Lighting) | NEORAY | S124-RDP-2-40-SC-[All Cable Length]-[All Ceiling Type]-0107-[All Circuiting]-U-DD-[All Emergency]-[All Fusings]-1-W | Indoor Luminaires | Linear Ambient | Direct Linear Ambient Luminaires | Standard | FALSE | [9 empty] | 42709 | Dimmable | Continuous Below 10 | No |  | 3.1 | 9692 | 97.02 | 99.9 | 7.97 | 0.99 | 4000 | 85
PF9W61ZH | Eaton (formerly Cooper Lighting) | NEORAY | S124-DP-2-40-SC-[All Cable Length]-[All Ceiling Type]-0107-[All Circuiting]-U-DD-[All Emergency]-[All Fusings]-4-[All Colors]-[All Options] | Indoor Luminaires | Linear Ambient | Direct Linear Ambient Luminaires | Standard | FALSE | [9 empty] | 42709 | Dimmable | Continuous Below 10 | No |  | 3.1 | 9057.8 | 90.67 | 99.9 | 7.97 | 0.99 | 4000 | 85
P6SMYYG7 | Eaton (formerly Cooper Lighting) | NEORAY | S124-DP-2-40-SC-[All Cable Length]-[All Ceiling Type]-0107-[All Circuiting]-U-DD-[All Emergency]-[All Fusings]-1-[All Colors]-[All Options] | Indoor Luminaires | Linear Ambient | Direct Linear Ambient Luminaires | Standard | FALSE | [9 empty] | 42709 | Dimmable | Continuous Below 10 | No |  | 3.1 | 8983.6 | 89.93 | 99.9 | 7.97 | 0.99 | 4000 | 85
PGM1J6B5 | Eaton (formerly Cooper Lighting) | NEORAY | S123-DP-2-40-SC-[All Cable Length]-[All Ceiling Type]-0107-[All Circuiting]-U-DD-[All Emergency]-[All Fusings]-4-[All Colors]-[All Options] | Indoor Luminaires | Linear Ambient | Direct Linear Ambient Luminaires | Standard | FALSE | [9 empty] | 42709 | Dimmable | Continuous Below 10 | No |  | 3.1 | 8488.4 | 84.97 | 99.9 | 7.97 | 0.99 | 4000 | 85
PGQK4WCK | Eaton (formerly Cooper Lighting) | NEORAY | S123-DP-2-40-SC-[All Cable Length]-[All Ceiling Type]-0107-[All Circuiting]-1-DD-[All Emergency]-[All Fusings]-1-[All Colors]-[All Options] | Indoor Luminaires | Linear Ambient | Direct Linear Ambient Luminaires | Standard | FALSE | [9 empty] | 42709 | Dimmable | Continuous Below 10 | No |  | 3.1 | 8358.4 | 83.67 | 99.9 | 7.97 | 0.99 | 4000 | 85
PZ413XUN | Eaton (formerly Cooper Lighting) | NEORAY | S124-RDP-2-40-SC-[All Cable Length]-[All Ceiling Type]-0083-[All Circuiting]-U-DD-[All Emergency]-[All Fusings]-1-W | Indoor Luminaires | Linear Ambient | Direct Linear Ambient Luminaires | Standard | FALSE | [9 empty] | 42709 | Dimmable | Continuous Below 10 | No |  | 3.1 | 7518.1 | 97.64 | 77 | 7.89 | 0.99 | 4000 | 85
PHC41PGE | Eaton (formerly Cooper Lighting) | NEORAY | S125-DP-2-40SC-[All Cable Length]-[All Ceiling Type]-0083-[All Circuiting]-U-DD-[All Emergency]-[All Fusings]-1-[All Colors]-[All Options] | Indoor Luminaires | Linear Ambient | Direct Linear Ambient Luminaires | Standard | FALSE | [9 empty] | 42709 | Dimmable | Continuous Below 10 | No |  | 3.1 | 7285.1 | 94.61 | 77 | 7.89 | 0.99 | 4000 | 85
PYEWP5SC | Eaton (formerly Cooper Lighting) | NEORAY | S125-DP-2-40SC-[All Cable Length]-[All Ceiling Type]-0083-[All Circuiting]-U-DD-[All Emergency]-[All Fusings]-4-[All Colors]-[All Options] | Indoor Luminaires | Linear Ambient | Direct Linear Ambient Luminaires | Standard | FALSE | [9 empty] | 42709 | Dimmable | Continuous Below 10 | No |  | 3.1 | 7106.5 | 92.29 | 77 | 7.89 | 0.99 | 4000 | 85
PSF6F9WZ | Eaton (formerly Cooper Lighting) | NEORAY | S124-DP-2-40-SC-[All Cable Length]-[All Ceiling Type]-0083-[All Circuiting]-U-DD-[All Emergency]-[All Fusings]-4-[All Colors]-[All Options] | Indoor Luminaires | Linear Ambient | Direct Linear Ambient Luminaires | Standard | FALSE | [9 empty] | 42709 | Dimmable | Continuous Below 10 | No |  | 3.1 | 7026.1 | 91.25 | 77 | 7.89 | 0.99 | 4000 | 85
PNVKYA7G | Eaton (formerly Cooper Lighting) | NEORAY | S125-RDP-2-40SC-[All Cable Length]-[All Ceiling Type]-0083-[All Circuiting]-U-DD-[All Emergency]-[All Fusings]-1-W | Indoor Luminaires | Linear Ambient | Direct Linear Ambient Luminaires | Standard | FALSE | [9 empty] | 42709 | Dimmable | Continuous Below 10 | No |  | 3.1 | 7003.3 | 90.95 | 77 | 7.89 | 0.99 | 4000 | 85
PS8DTBRF | Eaton (formerly Cooper Lighting) | NEORAY | S124-DP-2-40-SC-[All Cable Length]-[All Ceiling Type]-0083-[All Circuiting]-U-DD-[All Emergency]-[All Fusings]-1-[All Colors]-[All Options] | Indoor Luminaires | Linear Ambient | Direct Linear Ambient Luminaires | Standard | FALSE | [9 empty] | 42709 | Dimmable | Continuous Below 10 | No |  | 3.1 | 6968.6 | 90.5 | 77 | 7.89 | 0.99 | 4000 | 85
PGHVCA75 | Eaton (formerly Cooper Lighting) | NEORAY | S123-DP-2-40-SC-[All Cable Length]-[All Ceiling Type]-0083-[All Circuiting]-U-DD-[All Emergency]-[All Fusings]-4-[All Colors]-[All Options] | Indoor Luminaires | Linear Ambient | Direct Linear Ambient Luminaires | Standard | FALSE | [9 empty] | 42709 | Dimmable | Continuous Below 10 | No |  | 3.1 | 6584.4 | 85.51 | 77 | 7.89 | 0.99 | 4000 | 85
P2GVY1FD | Eaton (formerly Cooper Lighting) | NEORAY | S123-DP-2-40-SC-[All Cable Length]-[All Ceiling Type]-0083-[All Circuiting]-U-DD-[All Emergency]-[All Fusings]-1-[All Colors]-[All Options] | Indoor Luminaires | Linear Ambient | Direct Linear Ambient Luminaires | Standard | FALSE | [9 empty] | 42709 | Dimmable | Continuous Below 10 | No |  | 3.1 | 6483.6 | 84.2 | 77 | 7.89 | 0.99 | 4000 | 85
PKWTG3HQ | Eaton (formerly Cooper Lighting) | NEORAY | S124-RDP-2-40-SC-[All Cable Length]-[All Ceiling Type]-0023-[All Circuiting]-U-DD-[All Emergency]-[All Fusings]-1-W | Indoor Luminaires | Linear Ambient | Direct Linear Ambient Luminaires | Standard | FALSE | [9 empty] | 42709 | Dimmable | Continuous Below 10 | No |  | 3.1 | 2083.3 | 96 | 21.7 | 7.32 | 0.99 | 4000 | 85
P53VAMFV | Eaton (formerly Cooper Lighting) | NEORAY | S125-DP-2-40SC-[All Cable Length]-[All Ceiling Type]-0023-[All Circuiting]-U-DD-[All Emergency]-[All Fusings]-1-[All Colors]-[All Options] | Indoor Luminaires | Linear Ambient | Direct Linear Ambient Luminaires | Standard | FALSE | [9 empty] | 42709 | Dimmable | Continuous Below 10 | No |  | 3.1 | 2018.8 | 93.03 | 21.7 | 7.32 | 0.99 | 4000 | 85
PSCFHWJW | Eaton (formerly Cooper Lighting) | NEORAY | S125-DP-2-40SC-[All Cable Length]-[All Ceiling Type]-0023-[All Circuiting]-U-DD-[All Emergency]-[All Fusings]-4-[All Colors]-[All Options] | Indoor Luminaires | Linear Ambient | Direct Linear Ambient Luminaires | Standard | FALSE | [9 empty] | 42709 | Dimmable | Continuous Below 10 | No |  | 3.1 | 1969.3 | 90.75 | 21.7 | 7.32 | 0.99 | 4000 | 85
PN9ET5XF | Eaton (formerly Cooper Lighting) | NEORAY | S124-DP-2-40-SC-[All Cable Length]-[All Ceiling Type]-0023-[All Circuiting]-U-DD-[All Emergency]-[All Fusings]-4-[All Colors]-[All Options] | Indoor Luminaires | Linear Ambient | Direct Linear Ambient Luminaires | Standard | FALSE | [9 empty] | 42709 | Dimmable | Continuous Below 10 | No |  | 3.1 | 1947 | 89.72 | 21.7 | 7.32 | 0.99 | 4000 | 85
PHX8HH7Y | Eaton (formerly Cooper Lighting) | NEORAY | S125-RDP-2-40SC-[All Cable Length]-[All Ceiling Type]-0023-[All Circuiting]-U-DD-[All Emergency]-[All Fusings]-1-W | Indoor Luminaires | Linear Ambient | Direct Linear Ambient Luminaires | Standard | FALSE | [9 empty] | 42709 | Dimmable | Continuous Below 10 | No |  | 3.1 | 1940.7 | 89.43 | 21.7 | 7.32 | 0.99 | 4000 | 85
PB6BQ1FK | Eaton (formerly Cooper Lighting) | NEORAY | S124-DP-2-40-SC-[All Cable Length]-[All Ceiling Type]-0023-[All Circuiting]-U-DD-[All Emergency]-[All Fusings]-1-[All Colors]-[All Options] | Indoor Luminaires | Linear Ambient | Direct Linear Ambient Luminaires | Standard | FALSE | [9 empty] | 42709 | Dimmable | Continuous Below 10 | No |  | 3.1 | 1931 | 88.99 | 21.7 | 7.32 | 0.99 | 4000 | 85
P9Q5VJYX | Eaton (formerly Cooper Lighting) | NEORAY | S123-DP-2-40-SC-[All Cable Length]-[All Ceiling Type]-0023-[All Circuiting]-1-DD-[All Emergency]-[All Fusings]-4-[All Colors]-[All Options] | Indoor Luminaires | Linear Ambient | Direct Linear Ambient Luminaires | Standard | FALSE | [9 empty] | 42709 | Dimmable | Continuous Below 10 | No |  | 3.1 | 1824.6 | 84.08 | 21.7 | 7.32 | 0.99 | 4000 | 85
P97S1GXZ | Eaton (formerly Cooper Lighting) | NEORAY | S123-DP-2-40-SC-[All Cable Length]-[All Ceiling Type]-0023-[All Circuiting]-1-DD-[All Emergency]-[All Fusings]-1-[All Colors]-[All Options] | Indoor Luminaires | Linear Ambient | Direct Linear Ambient Luminaires | Standard | FALSE | [9 empty] | 42709 | Dimmable | Continuous Below 10 | No |  | 3.1 | 1796.7 | 82.8 | 21.7 | 7.32 | 0.99 | 4000 | 85
PYPSCTAH | Eaton (formerly Cooper Lighting) | NEORAY | S124-RDP-1-40-SC-[All Cable Length]-[All Ceiling Type]-0035-[All Circuiting]-U-DD-[All Emergency]-[All Fusings]-1-W | Indoor Luminaires | Linear Ambient | Direct Linear Ambient Luminaires | Standard | FALSE | [9 empty] | 42709 | Dimmable | Continuous Below 10 | No |  | 3.1 | 2039.4 | 91.86 | 22.2 | 7.28 | 0.99 | 4000 | 85
PZEH87SA | Eaton (formerly Cooper Lighting) | NEORAY | S125-DP-1-40SC-[All Cable Length]-[All Ceiling Type]-0035-[All Circuiting]-U-DD-[All Emergency]-[All Fusings]-1-[All Colors]-[All Options] | Indoor Luminaires | Linear Ambient | Direct Linear Ambient Luminaires | Standard | FALSE | [9 empty] | 42709 | Dimmable | Continuous Below 10 | No |  | 3.1 | 2037.9 | 91.8 | 22.2 | 7.28 | 0.99 | 4000 | 85
PRKE7JC7 | Eaton (formerly Cooper Lighting) | NEORAY | S125-DP-1-40SC-[All Cable Length]-[All Ceiling Type]-0035-[All Circuiting]-U-DD-[All Emergency]-[All Fusings]-4-[All Colors]-[All Options] | Indoor Luminaires | Linear Ambient | Direct Linear Ambient Luminaires | Standard | FALSE | [9 empty] | 42709 | Dimmable | Continuous Below 10 | No |  | 3.1 | 1987.9 | 89.55 | 22.2 | 7.28 | 0.99 | 4000 | 85
P6NC5TX4 | Eaton (formerly Cooper Lighting) | NEORAY | S125-RDP-1-40SC-[All Cable Length]-[All Ceiling Type]-0035-[All Circuiting]-U-DD-[All Emergency]-[All Fusings]-1-W | Indoor Luminaires | Linear Ambient | Direct Linear Ambient Luminaires | Standard | FALSE | [9 empty] | 42709 | Dimmable | Continuous Below 10 | No |  | 3.1 | 1959 | 88.24 | 22.2 | 7.28 | 0.99 | 4000 | 85
P1EQCM3H | Eaton (formerly Cooper Lighting) | NEORAY | S124-DP-1-40-SC-[All Cable Length]-[All Ceiling Type]-0035-[All Circuiting]-1-DD-[All Emergency]-[All Fusings]-4-[All Colors]-[All Options] | Indoor Luminaires | Linear Ambient | Direct Linear Ambient Luminaires | Standard | FALSE | [9 empty] | 42709 | Dimmable | Continuous Below 10 | No |  | 3.1 | 1906 | 85.86 | 22.2 | 7.28 | 0.99 | 4000 | 85
PUVB74KH | Eaton (formerly Cooper Lighting) | NEORAY | S124-DP-1-40-SC-[All Cable Length]-[All Ceiling Type]-0035-[All Circuiting]-1-DD-[All Emergency]-[All Fusings]-1-[All Colors]-[All Options] | Indoor Luminaires | Linear Ambient | Direct Linear Ambient Luminaires | Standard | FALSE | [9 empty] | 42709 | Dimmable | Continuous Below 10 | No |  | 3.1 | 1890.4 | 85.15 | 22.2 | 7.28 | 0.99 | 4000 | 85
PNBYKU27 | Eaton (formerly Cooper Lighting) | NEORAY | S123-DP-1-40-SC-[All Cable Length]-[All Ceiling Type]-0035-[All Circuiting]-1-DD-[All Emergency]-[All Fusings]-4-[All Colors]-[All Options] | Indoor Luminaires | Linear Ambient | Direct Linear Ambient Luminaires | Standard | FALSE | [9 empty] | 42709 | Dimmable | Continuous Below 10 | No |  | 3.1 | 1886.4 | 84.97 | 22.2 | 7.28 | 0.99 | 4000 | 85
PZBDDCKG | Eaton (formerly Cooper Lighting) | NEORAY | S123-DP-1-40-SC-[All Cable Length]-[All Ceiling Type]-0035-[All Circuiting]-1-DD-[All Emergency]-[All Fusings]-1-[All Colors]-[All Options] | Indoor Luminaires | Linear Ambient | Direct Linear Ambient Luminaires | Standard | FALSE | [9 empty] | 42709 | Dimmable | Continuous Below 10 | No |  | 3.1 | 1857.6 | 83.68 | 22.2 | 7.28 | 0.99 | 4000 | 85
P12US95K | Eaton (formerly Cooper Lighting) | NEORAY | S124-RDP-2-40-SC-[All Cable Length]-[All Ceiling Type]-0095-[All Circuiting]-U-DD-[All Emergency]-[All Fusings]-1-W | Indoor Luminaires | Linear Ambient | Direct Linear Ambient Luminaires | Standard | FALSE | [9 empty] | 42709 | Dimmable | Continuous Below 10 | No |  | 3.1 | 8605.1 | 97.23 | 88.5 | 5.44 | 0.99 | 4000 | 85
P7R93AQT | Eaton (formerly Cooper Lighting) | NEORAY | S125-DP-2-40SC-[All Cable Length]-[All Ceiling Type]-0095-[All Circuiting]-U-DD-[All Emergency]-[All Fusings]-1-[All Colors]-[All Options] | Indoor Luminaires | Linear Ambient | Direct Linear Ambient Luminaires | Standard | FALSE | [9 empty] | 42709 | Dimmable | Continuous Below 10 | No |  | 3.1 | 8338.3 | 94.22 | 88.5 | 5.44 | 0.99 | 4000 | 85
P3KBKJBE | Eaton (formerly Cooper Lighting) | NEORAY | S125-DP-2-40SC-[All Cable Length]-[All Ceiling Type]-0095-[All Circuiting]-U-DD-[All Emergency]-[All Fusings]-4-[All Colors]-[All Options] | Indoor Luminaires | Linear Ambient | Direct Linear Ambient Luminaires | Standard | FALSE | [9 empty] | 42709 | Dimmable | Continuous Below 10 | No |  | 3.1 | 8133.9 | 91.91 | 88.5 | 5.44 | 0.99 | 4000 | 85
PHTH4JWM | Eaton (formerly Cooper Lighting) | NEORAY | S124-DP-2-40-SC-[All Cable Length]-[All Ceiling Type]-0095-[All Circuiting]-U-DD-[All Emergency]-[All Fusings]-4-[All Colors]-[All Options] | Indoor Luminaires | Linear Ambient | Direct Linear Ambient Luminaires | Standard | FALSE | [9 empty] | 42709 | Dimmable | Continuous Below 10 | No |  | 3.1 | 8041.9 | 90.87 | 88.5 | 5.44 | 0.99 | 4000 | 85
PBT6A6CJ | Eaton (formerly Cooper Lighting) | NEORAY | S125-RDP-2-40SC-[All Cable Length]-[All Ceiling Type]-0095-[All Circuiting]-U-DD-[All Emergency]-[All Fusings]-1-W | Indoor Luminaires | Linear Ambient | Direct Linear Ambient Luminaires | Standard | FALSE | [9 empty] | 42709 | Dimmable | Continuous Below 10 | No |  | 3.1 | 8015.8 | 90.57 | 88.5 | 5.44 | 0.99 | 4000 | 85
PN55FVZD | Eaton (formerly Cooper Lighting) | NEORAY | S124-DP-2-40-SC-[All Cable Length]-[All Ceiling Type]-0095-[All Circuiting]-U-DD-[All Emergency]-[All Fusings]-1-[All Colors]-[All Options] | Indoor Luminaires | Linear Ambient | Direct Linear Ambient Luminaires | Standard | FALSE | [9 empty] | 42709 | Dimmable | Continuous Below 10 | No |  | 3.1 | 7976.1 | 90.13 | 88.5 | 5.44 | 0.99 | 4000 | 85
PH11P2JD | Eaton (formerly Cooper Lighting) | NEORAY | S123-DP-2-40-SC-[All Cable Length]-[All Ceiling Type]-0095-[All Circuiting]-U-DD-[All Emergency]-[All Fusings]-4-[All Colors]-[All Options] | Indoor Luminaires | Linear Ambient | Direct Linear Ambient Luminaires | Standard | FALSE | [9 empty] | 42709 | Dimmable | Continuous Below 10 | No |  | 3.1 | 7536.4 | 85.16 | 88.5 | 5.44 | 0.99 | 4000 | 85
PF46YANJ | Eaton (formerly Cooper Lighting) | NEORAY | S123-DP-2-40-SC-[All Cable Length]-[All Ceiling Type]-0095-[All Circuiting]-U-DD-[All Emergency]-[All Fusings]-1-[All Colors]-[All Options] | Indoor Luminaires | Linear Ambient | Direct Linear Ambient Luminaires | Standard | FALSE | [9 empty] | 42709 | Dimmable | Continuous Below 10 | No |  | 3.1 | 7421 | 83.85 | 88.5 | 5.44 | 0.99 | 4000 | 85
P7U38EJN | Eaton (formerly Cooper Lighting) | NEORAY | S124-RDP-1-40-SC-[All Cable Length]-[All Ceiling Type]-0107-[All Circuiting]-U-DD-[All Emergency]-[All Fusings]-1-W | Indoor Luminaires | Linear Ambient | Direct Linear Ambient Luminaires | Standard | FALSE | [9 empty] | 42709 | Dimmable | Continuous Below 10 | No |  | 3.1 | 6234.8 | 93.48 | 66.7 | 4.2 | 0.99 | 4000 | 85
PRCHZS1D | Eaton (formerly Cooper Lighting) | NEORAY | S125-DP-1-40SC-[All Cable Length]-[All Ceiling Type]-0107-[All Circuiting]-U-DD-[All Emergency]-[All Fusings]-1-[All Colors]-[All Options] | Indoor Luminaires | Linear Ambient | Direct Linear Ambient Luminaires | Standard | FALSE | [9 empty] | 42709 | Dimmable | Continuous Below 10 | No |  | 3.1 | 6230 | 93.4 | 66.7 | 4.2 | 0.99 | 4000 | 85
P78AHCHC | Eaton (formerly Cooper Lighting) | NEORAY | S125-DP-1-40SC-[All Cable Length]-[All Ceiling Type]-0107-[All Circuiting]-U-DD-[All Emergency]-[All Fusings]-4-[All Colors]-[All Options] | Indoor Luminaires | Linear Ambient | Direct Linear Ambient Luminaires | Standard | FALSE | [9 empty] | 42709 | Dimmable | Continuous Below 10 | No |  | 3.1 | 6077.3 | 91.11 | 66.7 | 4.2 | 0.99 | 4000 | 85
PJB999Q6 | Eaton (formerly Cooper Lighting) | NEORAY | S124-DP-1-40-SC-[All Cable Length]-[All Ceiling Type]-0107-[All Circuiting]-U-DD-[All Emergency]-[All Fusings]-4-[All Colors]-[All Options] | Indoor Luminaires | Linear Ambient | Direct Linear Ambient Luminaires | Standard | FALSE | [9 empty] | 42709 | Dimmable | Continuous Below 10 | No |  | 3.1 | 5826.8 | 87.36 | 66.7 | 4.2 | 0.99 | 4000 | 85
PCS2AHMS | Eaton (formerly Cooper Lighting) | NEORAY | S124-DP-1-40-SC-[All Cable Length]-[All Ceiling Type]-0107-[All Circuiting]-U-DD-[All Emergency]-[All Fusings]-1-[All Colors]-[All Options] | Indoor Luminaires | Linear Ambient | Direct Linear Ambient Luminaires | Standard | FALSE | [9 empty] | 42709 | Dimmable | Continuous Below 10 | No |  | 3.1 | 5779.1 | 86.64 | 66.7 | 4.2 | 0.99 | 4000 | 85
P7UR3966 | Eaton (formerly Cooper Lighting) | NEORAY | S123-DP-1-40-SC-[All Cable Length]-[All Ceiling Type]-0107-[All Circuiting]-U-DD-[All Emergency]-[All Fusings]-4-[All Colors]-[All Options] | Indoor Luminaires | Linear Ambient | Direct Linear Ambient Luminaires | Standard | FALSE | [9 empty] | 42709 | Dimmable | Continuous Below 10 | No |  | 3.1 | 5767.1 | 86.46 | 66.7 | 4.2 | 0.99 | 4000 | 85
PZW2H5BJ | Eaton (formerly Cooper Lighting) | NEORAY | S123-DP-1-40-SC-[All Cable Length]-[All Ceiling Type]-0107-[All Circuiting]-1-DD-[All Emergency]-[All Fusings]-1-[All Colors]-[All Options] | Indoor Luminaires | Linear Ambient | Direct Linear Ambient Luminaires | Standard | FALSE | [9 empty] | 42709 | Dimmable | Continuous Below 10 | No |  | 3.1 | 5678.9 | 85.14 | 66.7 | 4.2 | 0.99 | 4000 | 85
PAX2WDBG | Eaton (formerly Cooper Lighting) | NEORAY | S123-RDP-1-40-SC-[All Cable Length]-[All Ceiling Type]-0107-[All Circuiting]-1-DD-[All Emergency]-[All Fusings]-1-W | Indoor Luminaires | Linear Ambient | Direct Linear Ambient Luminaires | Standard | FALSE | [9 empty] | 42709 | Dimmable | Continuous Below 10 | No |  | 3.1 | 5552.4 | 83.24 | 66.7 | 4.2 | 0.99 | 4000 | 85
PA93UVQ3 | Eaton (formerly Cooper Lighting) | NEORAY | S124-RDP-1-40-SC-[All Cable Length]-[All Ceiling Type]-0071-[All Circuiting]-U-DD-[All Emergency]-[All Fusings]-1-W | Indoor Luminaires | Linear Ambient | Direct Linear Ambient Luminaires | Standard | FALSE | [9 empty] | 42709 | Dimmable | Continuous Below 10 | No |  | 3.1 | 4137.1 | 91.33 | 45.3 | 3.28 | 0.99 | 4000 | 85
PHGCYRJD | Eaton (formerly Cooper Lighting) | NEORAY | S125-DP-1-40SC-[All Cable Length]-[All Ceiling Type]-0071-[All Circuiting]-U-DD-[All Emergency]-[All Fusings]-1-[All Colors]-[All Options] | Indoor Luminaires | Linear Ambient | Direct Linear Ambient Luminaires | Standard | FALSE | [9 empty] | 42709 | Dimmable | Continuous Below 10 | No |  | 3.1 | 4134 | 91.26 | 45.3 | 3.28 | 0.99 | 4000 | 85
P5WSDA7X | Eaton (formerly Cooper Lighting) | NEORAY | S125-DP-1-40SC-[All Cable Length]-[All Ceiling Type]-0071-[All Circuiting]-U-DD-[All Emergency]-[All Fusings]-4-[All Colors]-[All Options] | Indoor Luminaires | Linear Ambient | Direct Linear Ambient Luminaires | Standard | FALSE | [9 empty] | 42709 | Dimmable | Continuous Below 10 | No |  | 3.1 | 4032.6 | 89.02 | 45.3 | 3.28 | 0.99 | 4000 | 85
PR3US1D9 | Eaton (formerly Cooper Lighting) | NEORAY | S125-RDP-1-40SC-[All Cable Length]-[All Ceiling Type]-0071-[All Circuiting]-U-DD-[All Emergency]-[All Fusings]-1-W | Indoor Luminaires | Linear Ambient | Direct Linear Ambient Luminaires | Standard | FALSE | [9 empty] | 42709 | Dimmable | Continuous Below 10 | No |  | 3.1 | 3974 | 87.73 | 45.3 | 3.28 | 0.99 | 4000 | 85
PKY7KD27 | Eaton (formerly Cooper Lighting) | NEORAY | S124-DP-1-40-SC-[All Cable Length]-[All Ceiling Type]-0071-[All Circuiting]-U-DD-[All Emergency]-[All Fusings]-4-[All Colors]-[All Options] | Indoor Luminaires | Linear Ambient | Direct Linear Ambient Luminaires | Standard | FALSE | [9 empty] | 42709 | Dimmable | Continuous Below 10 | No |  | 3.1 | 3866.4 | 85.35 | 45.3 | 3.28 | 0.99 | 4000 | 85
PQXU6R6T | Eaton (formerly Cooper Lighting) | NEORAY | S124-DP-1-40-SC-[All Cable Length]-[All Ceiling Type]-0071-[All Circuiting]-U-DD-[All Emergency]-[All Fusings]-1-[All Colors]-[All Options] | Indoor Luminaires | Linear Ambient | Direct Linear Ambient Luminaires | Standard | FALSE | [9 empty] | 42709 | Dimmable | Continuous Below 10 | No |  | 3.1 | 3834.7 | 84.65 | 45.3 | 3.28 | 0.99 | 4000 | 85
P6DDUJWZ | Eaton (formerly Cooper Lighting) | NEORAY | S123-DP-1-40-SC-[All Cable Length]-[All Ceiling Type]-0071-[All Circuiting]-U-DD-[All Emergency]-[All Fusings]-4-[All Colors]-[All Options] | Indoor Luminaires | Linear Ambient | Direct Linear Ambient Luminaires | Standard | FALSE | [9 empty] | 42709 | Dimmable | Continuous Below 10 | No |  | 3.1 | 3826.8 | 84.48 | 45.3 | 3.28 | 0.99 | 4000 | 85
PVKTUN23 | Eaton (formerly Cooper Lighting) | NEORAY | S123-DP-1-40-SC-[All Cable Length]-[All Ceiling Type]-0071-[All Circuiting]-U-DD-[All Emergency]-[All Fusings]-1-[All Colors]-[All Options] | Indoor Luminaires | Linear Ambient | Direct Linear Ambient Luminaires | Standard | FALSE | [9 empty] | 42709 | Dimmable | Continuous Below 10 | No |  | 3.1 | 3768.2 | 83.18 | 45.3 | 3.28 | 0.99 | 4000 | 85
P5TDKWCU | Eaton (formerly Cooper Lighting) | NEORAY | S124-RDP-2-40-SC-[All Cable Length]-[All Ceiling Type]-0047-[All Circuiting]-U-DD-[All Emergency]-[All Fusings]-1-W | Indoor Luminaires | Linear Ambient | Direct Linear Ambient Luminaires | Standard | FALSE | [9 empty] | 42709 | Dimmable | Continuous Below 10 | No |  | 3.1 | 4257.2 | 95.24 | 44.7 | 3.27 | 0.99 | 4000 | 85
P9P796X8 | Eaton (formerly Cooper Lighting) | NEORAY | S125-DP-2-40SC-[All Cable Length]-[All Ceiling Type]-0047-[All Circuiting]-U-DD-[All Emergency]-[All Fusings]-1-[All Colors]-[All Options] | Indoor Luminaires | Linear Ambient | Direct Linear Ambient Luminaires | Standard | FALSE | [9 empty] | 42709 | Dimmable | Continuous Below 10 | No |  | 3.1 | 4125.3 | 92.29 | 44.7 | 3.27 | 0.99 | 4000 | 85
P3EKUVMW | Eaton (formerly Cooper Lighting) | NEORAY | S125-DP-2-40SC-[All Cable Length]-[All Ceiling Type]-0047-[All Circuiting]-U-DD-[All Emergency]-[All Fusings]-4-[All Colors]-[All Options] | Indoor Luminaires | Linear Ambient | Direct Linear Ambient Luminaires | Standard | FALSE | [9 empty] | 42709 | Dimmable | Continuous Below 10 | No |  | 3.1 | 4024.2 | 90.03 | 44.7 | 3.27 | 0.99 | 4000 | 85
PWE6ZDFQ | Eaton (formerly Cooper Lighting) | NEORAY | S124-DP-2-40-SC-[All Cable Length]-[All Ceiling Type]-0047-[All Circuiting]-U-DD-[All Emergency]-[All Fusings]-4-[All Colors]-[All Options] | Indoor Luminaires | Linear Ambient | Direct Linear Ambient Luminaires | Standard | FALSE | [9 empty] | 42709 | Dimmable | Continuous Below 10 | No |  | 3.1 | 3978.6 | 89.01 | 44.7 | 3.27 | 0.99 | 4000 | 85
PAY8WN5C | Eaton (formerly Cooper Lighting) | NEORAY | S125-RDP-2-40SC-[All Cable Length]-[All Ceiling Type]-0047-[All Circuiting]-U-DD-[All Emergency]-[All Fusings]-1-W | Indoor Luminaires | Linear Ambient | Direct Linear Ambient Luminaires | Standard | FALSE | [9 empty] | 42709 | Dimmable | Continuous Below 10 | No |  | 3.1 | 3965.7 | 88.72 | 44.7 | 3.27 | 0.99 | 4000 | 85
P54AH9DA | Eaton (formerly Cooper Lighting) | NEORAY | S124-DP-2-40-SC-[All Cable Length]-[All Ceiling Type]-0047-[All Circuiting]-U-DD-[All Emergency]-[All Fusings]-1-[All Colors]-[All Options] | Indoor Luminaires | Linear Ambient | Direct Linear Ambient Luminaires | Standard | FALSE | [9 empty] | 42709 | Dimmable | Continuous Below 10 | No |  | 3.1 | 3946.1 | 88.28 | 44.7 | 3.27 | 0.99 | 4000 | 85
PGMCKNG8 | Eaton (formerly Cooper Lighting) | NEORAY | S123-DP-2-40-SC-[All Cable Length]-[All Ceiling Type]-0047-[All Circuiting]-U-DD-[All Emergency]-[All Fusings]-4-[All Colors]-[All Options] | Indoor Luminaires | Linear Ambient | Direct Linear Ambient Luminaires | Standard | FALSE | [9 empty] | 42709 | Dimmable | Continuous Below 10 | No |  | 3.1 | 3728.5 | 83.41 | 44.7 | 3.27 | 0.99 | 4000 | 85
PA85RHPD | Eaton (formerly Cooper Lighting) | NEORAY | S124-RDP-1-35-SC-[All Cable Length]-[All Ceiling Type]-0023-[All Circuiting]-1-DD-[All Emergency]-[All Fusings]-1-W | Indoor Luminaires | Linear Ambient | Direct Linear Ambient Luminaires | Standard | FALSE | [9 empty] | 42709 | Dimmable | Continuous Below 10 | No |  | 3.1 | 1278.7 | 86.99 | 14.7 | 9.12 | 0.99 | 3500 | 85
P9URT5WH | Eaton (formerly Cooper Lighting) | NEORAY | S125-DP-1-35SC-[All Cable Length]-[All Ceiling Type]-0023-[All Circuiting]-1-DD-[All Emergency]-[All Fusings]-1-[All Colors]-[All Options] | Indoor Luminaires | Linear Ambient | Direct Linear Ambient Luminaires | Standard | FALSE | [9 empty] | 42709 | Dimmable | Continuous Below 10 | No |  | 3.1 | 1277.7 | 86.92 | 14.7 | 9.12 | 0.99 | 3500 | 85
PDZAWHTS | Eaton (formerly Cooper Lighting) | NEORAY | S125-DP-1-35SC-[All Cable Length]-[All Ceiling Type]-0023-[All Circuiting]-1-DD-[All Emergency]-[All Fusings]-4-[All Colors]-[All Options] | Indoor Luminaires | Linear Ambient | Direct Linear Ambient Luminaires | Standard | FALSE | [9 empty] | 42709 | Dimmable | Continuous Below 10 | No |  | 3.1 | 1246.4 | 84.79 | 14.7 | 9.12 | 0.99 | 3500 | 85
PTGTKF18 | Eaton (formerly Cooper Lighting) | NEORAY | S125-RDP-1-35SC-[All Cable Length]-[All Ceiling Type]-0023-[All Circuiting]-1-DD-[All Emergency]-[All Fusings]-1-W | Indoor Luminaires | Linear Ambient | Direct Linear Ambient Luminaires | Standard | FALSE | [9 empty] | 42709 | Dimmable | Continuous Below 10 | No |  | 3.1 | 1228.3 | 83.56 | 14.7 | 9.12 | 0.99 | 3500 | 85
PFJRXSKG | Eaton (formerly Cooper Lighting) | NEORAY | S124-RDP-1-35-SC-[All Cable Length]-[All Ceiling Type]-0083-[All Circuiting]-U-DD-[All Emergency]-[All Fusings]-1-W | Indoor Luminaires | Linear Ambient | Direct Linear Ambient Luminaires | Standard | FALSE | [9 empty] | 42709 | Dimmable | Continuous Below 10 | No |  | 3.1 | 4614.4 | 87.56 | 52.7 | 8.45 | 0.99 | 3500 | 85
PGRZ4AVE | Eaton (formerly Cooper Lighting) | NEORAY | S125-DP-1-35SC-[All Cable Length]-[All Ceiling Type]-0083-[All Circuiting]-U-DD-[All Emergency]-[All Fusings]-1-[All Colors]-[All Options] | Indoor Luminaires | Linear Ambient | Direct Linear Ambient Luminaires | Standard | FALSE | [9 empty] | 42709 | Dimmable | Continuous Below 10 | No |  | 3.1 | 4610.9 | 87.49 | 52.7 | 8.45 | 0.99 | 3500 | 85
PD7MP4WH | Eaton (formerly Cooper Lighting) | NEORAY | S125-DP-1-35SC-[All Cable Length]-[All Ceiling Type]-0083-[All Circuiting]-U-DD-[All Emergency]-[All Fusings]-4-[All Colors]-[All Options] | Indoor Luminaires | Linear Ambient | Direct Linear Ambient Luminaires | Standard | FALSE | [9 empty] | 42709 | Dimmable | Continuous Below 10 | No |  | 3.1 | 4497.9 | 85.35 | 52.7 | 8.45 | 0.99 | 3500 | 85
PS7N2PF7 | Eaton (formerly Cooper Lighting) | NEORAY | S125-RDP-1-35SC-[All Cable Length]-[All Ceiling Type]-0083-[All Circuiting]-1-DD-[All Emergency]-[All Fusings]-1-W | Indoor Luminaires | Linear Ambient | Direct Linear Ambient Luminaires | Standard | FALSE | [9 empty] | 42709 | Dimmable | Continuous Below 10 | No |  | 3.1 | 4432.6 | 84.11 | 52.7 | 8.45 | 0.99 | 3500 | 85
PFRUSMVQ | Eaton (formerly Cooper Lighting) | NEORAY | S124-RDP-2-35-SC-[All Cable Length]-[All Ceiling Type]-0059-[All Circuiting]-U-DD-[All Emergency]-[All Fusings]-1-W | Indoor Luminaires | Linear Ambient | Direct Linear Ambient Luminaires | Standard | FALSE | [9 empty] | 42709 | Dimmable | Continuous Below 10 | No |  | 3.1 | 5099 | 91.05 | 56 | 8.36 | 0.99 | 3500 | 85
PN1KPEDB | Eaton (formerly Cooper Lighting) | NEORAY | S125-DP-2-35SC-[All Cable Length]-[All Ceiling Type]-0059-[All Circuiting]-U-DD-[All Emergency]-[All Fusings]-1-[All Colors]-[All Options] | Indoor Luminaires | Linear Ambient | Direct Linear Ambient Luminaires | Standard | FALSE | [9 empty] | 42709 | Dimmable | Continuous Below 10 | No |  | 3.1 | 4940.9 | 88.23 | 56 | 8.36 | 0.99 | 3500 | 85
P7TD1D8Z | Eaton (formerly Cooper Lighting) | NEORAY | S125-DP-2-35SC-[All Cable Length]-[All Ceiling Type]-0059-[All Circuiting]-U-DD-[All Emergency]-[All Fusings]-4-[All Colors]-[All Options] | Indoor Luminaires | Linear Ambient | Direct Linear Ambient Luminaires | Standard | FALSE | [9 empty] | 42709 | Dimmable | Continuous Below 10 | No |  | 3.1 | 4819.8 | 86.07 | 56 | 8.36 | 0.99 | 3500 | 85
P78CGJHU | Eaton (formerly Cooper Lighting) | NEORAY | S124-DP-2-35-SC-[All Cable Length]-[All Ceiling Type]-0059-[All Circuiting]-U-DD-[All Emergency]-[All Fusings]-4-[All Colors]-[All Options] | Indoor Luminaires | Linear Ambient | Direct Linear Ambient Luminaires | Standard | FALSE | [9 empty] | 42709 | Dimmable | Continuous Below 10 | No |  | 3.1 | 4765.3 | 85.09 | 56 | 8.36 | 0.99 | 3500 | 85
P21NMZKP | Eaton (formerly Cooper Lighting) | NEORAY | S125-RDP-2-35SC-[All Cable Length]-[All Ceiling Type]-0059-[All Circuiting]-U-DD-[All Emergency]-[All Fusings]-1-W | Indoor Luminaires | Linear Ambient | Direct Linear Ambient Luminaires | Standard | FALSE | [9 empty] | 42709 | Dimmable | Continuous Below 10 | No |  | 3.1 | 4749.8 | 84.82 | 56 | 8.36 | 0.99 | 3500 | 85
PJZH7CGV | Eaton (formerly Cooper Lighting) | NEORAY | S124-DP-2-35-SC-[All Cable Length]-[All Ceiling Type]-0059-[All Circuiting]-1-DD-[All Emergency]-[All Fusings]-1-[All Colors]-[All Options] | Indoor Luminaires | Linear Ambient | Direct Linear Ambient Luminaires | Standard | FALSE | [9 empty] | 42709 | Dimmable | Continuous Below 10 | No |  | 3.1 | 4726.3 | 84.4 | 56 | 8.36 | 0.99 | 3500 | 85
P531STHQ | Eaton (formerly Cooper Lighting) | NEORAY | S124-RDP-1-35-SC-[All Cable Length]-[All Ceiling Type]-0047-[All Circuiting]-U-DD-[All Emergency]-[All Fusings]-1-W | Indoor Luminaires | Linear Ambient | Direct Linear Ambient Luminaires | Standard | FALSE | [9 empty] | 42709 | Dimmable | Continuous Below 10 | No |  | 3.1 | 2613 | 88.28 | 29.6 | 8.27 | 0.99 | 3500 | 85
PDPHFU1E | Eaton (formerly Cooper Lighting) | NEORAY | S125-DP-1-35SC-[All Cable Length]-[All Ceiling Type]-0047-[All Circuiting]-U-DD-[All Emergency]-[All Fusings]-1-[All Colors]-[All Options] | Indoor Luminaires | Linear Ambient | Direct Linear Ambient Luminaires | Standard | FALSE | [9 empty] | 42709 | Dimmable | Continuous Below 10 | No |  | 3.1 | 2611 | 88.21 | 29.6 | 8.27 | 0.99 | 3500 | 85
PQK79V54 | Eaton (formerly Cooper Lighting) | NEORAY | S125-DP-1-35SC-[All Cable Length]-[All Ceiling Type]-0047-[All Circuiting]-U-DD-[All Emergency]-[All Fusings]-4-[All Colors]-[All Options] | Indoor Luminaires | Linear Ambient | Direct Linear Ambient Luminaires | Standard | FALSE | [9 empty] | 42709 | Dimmable | Continuous Below 10 | No |  | 3.1 | 2547 | 86.05 | 29.6 | 8.27 | 0.99 | 3500 | 85
P9XGB1MT | Eaton (formerly Cooper Lighting) | NEORAY | S125-RDP-1-35SC-[All Cable Length]-[All Ceiling Type]-0047-[All Circuiting]-1-DD-[All Emergency]-[All Fusings]-1-W | Indoor Luminaires | Linear Ambient | Direct Linear Ambient Luminaires | Standard | FALSE | [9 empty] | 42709 | Dimmable | Continuous Below 10 | No |  | 3.1 | 2510 | 84.8 | 29.6 | 8.27 | 0.99 | 3500 | 85
PSZ3T12B | Eaton (formerly Cooper Lighting) | NEORAY | S124-DP-1-35-SC-[All Cable Length]-[All Ceiling Type]-0047-[All Circuiting]-1-DD-[All Emergency]-[All Fusings]-4-[All Colors]-[All Options] | Indoor Luminaires | Linear Ambient | Direct Linear Ambient Luminaires | Standard | FALSE | [9 empty] | 42709 | Dimmable | Continuous Below 10 | No |  | 3.1 | 2442 | 82.5 | 29.6 | 8.27 | 0.99 | 3500 | 85
PQK6ZPJX | Eaton (formerly Cooper Lighting) | NEORAY | S124-RDP-1-35-SC-[All Cable Length]-[All Ceiling Type]-0095-[All Circuiting]-U-DD-[All Emergency]-[All Fusings]-1-W | Indoor Luminaires | Linear Ambient | Direct Linear Ambient Luminaires | Standard | FALSE | [9 empty] | 42709 | Dimmable | Continuous Below 10 | No |  | 3.1 | 5281.6 | 87.73 | 60.2 | 8.25 | 0.99 | 3500 | 85
PCCJEYU4 | Eaton (formerly Cooper Lighting) | NEORAY | S125-DP-1-35SC-[All Cable Length]-[All Ceiling Type]-0095-[All Circuiting]-U-DD-[All Emergency]-[All Fusings]-1-[All Colors]-[All Options] | Indoor Luminaires | Linear Ambient | Direct Linear Ambient Luminaires | Standard | FALSE | [9 empty] | 42709 | Dimmable | Continuous Below 10 | No |  | 3.1 | 5277.6 | 87.67 | 60.2 | 8.25 | 0.99 | 3500 | 85
PD3G62SU | Eaton (formerly Cooper Lighting) | NEORAY | S125-DP-1-35SC-[All Cable Length]-[All Ceiling Type]-0095-[All Circuiting]-U-DD-[All Emergency]-[All Fusings]-4-[All Colors]-[All Options] | Indoor Luminaires | Linear Ambient | Direct Linear Ambient Luminaires | Standard | FALSE | [9 empty] | 42709 | Dimmable | Continuous Below 10 | No |  | 3.1 | 5148.2 | 85.52 | 60.2 | 8.25 | 0.99 | 3500 | 85
PMZH1F8M | Eaton (formerly Cooper Lighting) | NEORAY | S125-RDP-1-35SC-[All Cable Length]-[All Ceiling Type]-0095-[All Circuiting]-1-DD-[All Emergency]-[All Fusings]-1-W | Indoor Luminaires | Linear Ambient | Direct Linear Ambient Luminaires | Standard | FALSE | [9 empty] | 42709 | Dimmable | Continuous Below 10 | No |  | 3.1 | 5073.4 | 84.28 | 60.2 | 8.25 | 0.99 | 3500 | 85
PFCHBJCG | Eaton (formerly Cooper Lighting) | NEORAY | S124-RDP-1-35-SC-[All Cable Length]-[All Ceiling Type]-0059-[All Circuiting]-U-DD-[All Emergency]-[All Fusings]-1-W | Indoor Luminaires | Linear Ambient | Direct Linear Ambient Luminaires | Standard | FALSE | [9 empty] | 42709 | Dimmable | Continuous Below 10 | No |  | 3.1 | 3280.1 | 87.94 | 37.3 | 8.25 | 0.99 | 3500 | 85
P54F9EMY | Eaton (formerly Cooper Lighting) | NEORAY | S125-DP-1-35SC-[All Cable Length]-[All Ceiling Type]-0059-[All Circuiting]-U-DD-[All Emergency]-[All Fusings]-1-[All Colors]-[All Options] | Indoor Luminaires | Linear Ambient | Direct Linear Ambient Luminaires | Standard | FALSE | [9 empty] | 42709 | Dimmable | Continuous Below 10 | No |  | 3.1 | 3277.6 | 87.87 | 37.3 | 8.25 | 0.99 | 3500 | 85
PRHRJZ27 | Eaton (formerly Cooper Lighting) | NEORAY | S125-DP-1-35SC-[All Cable Length]-[All Ceiling Type]-0059-[All Circuiting]-U-DD-[All Emergency]-[All Fusings]-4-[All Colors]-[All Options] | Indoor Luminaires | Linear Ambient | Direct Linear Ambient Luminaires | Standard | FALSE | [9 empty] | 42709 | Dimmable | Continuous Below 10 | No |  | 3.1 | 3197.3 | 85.72 | 37.3 | 8.25 | 0.99 | 3500 | 85
PEWAXUZD | Eaton (formerly Cooper Lighting) | NEORAY | S125-RDP-1-35SC-[All Cable Length]-[All Ceiling Type]-0059-[All Circuiting]-U-DD-[All Emergency]-[All Fusings]-1-W | Indoor Luminaires | Linear Ambient | Direct Linear Ambient Luminaires | Standard | FALSE | [9 empty] | 42709 | Dimmable | Continuous Below 10 | No |  | 3.1 | 3150.9 | 84.47 | 37.3 | 8.25 | 0.99 | 3500 | 85
PFW2D5PN | Eaton (formerly Cooper Lighting) | NEORAY | S124-RDP-2-35-SC-[All Cable Length]-[All Ceiling Type]-0035-[All Circuiting]-U-DD-[All Emergency]-[All Fusings]-1-W | Indoor Luminaires | Linear Ambient | Direct Linear Ambient Luminaires | Standard | FALSE | [9 empty] | 42709 | Dimmable | Continuous Below 10 | No |  | 3.1 | 3024.8 | 91.66 | 33 | 8.13 | 0.99 | 3500 | 85
P9R5WBCZ | Eaton (formerly Cooper Lighting) | NEORAY | S125-DP-2-35SC-[All Cable Length]-[All Ceiling Type]-0035-[All Circuiting]-U-DD-[All Emergency]-[All Fusings]-1-[All Colors]-[All Options] | Indoor Luminaires | Linear Ambient | Direct Linear Ambient Luminaires | Standard | FALSE | [9 empty] | 42709 | Dimmable | Continuous Below 10 | No |  | 3.1 | 2931.1 | 88.82 | 33 | 8.13 | 0.99 | 3500 | 85
P647P1TV | Eaton (formerly Cooper Lighting) | NEORAY | S125-DP-2-35SC-[All Cable Length]-[All Ceiling Type]-0035-[All Circuiting]-U-DD-[All Emergency]-[All Fusings]-4-[All Colors]-[All Options] | Indoor Luminaires | Linear Ambient | Direct Linear Ambient Luminaires | Standard | FALSE | [9 empty] | 42709 | Dimmable | Continuous Below 10 | No |  | 3.1 | 2859.2 | 86.64 | 33 | 8.13 | 0.99 | 3500 | 85
PMRDYM3R | Eaton (formerly Cooper Lighting) | NEORAY | S124-DP-2-35-SC-[All Cable Length]-[All Ceiling Type]-0035-[All Circuiting]-U-DD-[All Emergency]-[All Fusings]-4-[All Colors]-[All Options] | Indoor Luminaires | Linear Ambient | Direct Linear Ambient Luminaires | Standard | FALSE | [9 empty] | 42709 | Dimmable | Continuous Below 10 | No |  | 3.1 | 2826.9 | 85.66 | 33 | 8.13 | 0.99 | 3500 | 85
PKMVF9QF | Eaton (formerly Cooper Lighting) | NEORAY | S125-RDP-2-35SC-[All Cable Length]-[All Ceiling Type]-0035-[All Circuiting]-U-DD-[All Emergency]-[All Fusings]-1-W | Indoor Luminaires | Linear Ambient | Direct Linear Ambient Luminaires | Standard | FALSE | [9 empty] | 42709 | Dimmable | Continuous Below 10 | No |  | 3.1 | 2817.7 | 85.38 | 33 | 8.13 | 0.99 | 3500 | 85
P4P22ZVH | Eaton (formerly Cooper Lighting) | NEORAY | S124-DP-2-35-SC-[All Cable Length]-[All Ceiling Type]-0035-[All Circuiting]-U-DD-[All Emergency]-[All Fusings]-1-[All Colors]-[All Options] | Indoor Luminaires | Linear Ambient | Direct Linear Ambient Luminaires | Standard | FALSE | [9 empty] | 42709 | Dimmable | Continuous Below 10 | No |  | 3.1 | 2803.7 | 84.96 | 33 | 8.13 | 0.99 | 3500 | 85
PMMYX12F | Eaton (formerly Cooper Lighting) | NEORAY | S124-RDP-2-35-SC-[All Cable Length]-[All Ceiling Type]-0071-[All Circuiting]-U-DD-[All Emergency]-[All Fusings]-1-W | Indoor Luminaires | Linear Ambient | Direct Linear Ambient Luminaires | Standard | FALSE | [9 empty] | 42709 | Dimmable | Continuous Below 10 | No |  | 3.1 | 6136.1 | 91.18 | 67.3 | 8.1 | 0.99 | 3500 | 85
PWNKMEWH | Eaton (formerly Cooper Lighting) | NEORAY | S125-DP-2-35SC-[All Cable Length]-[All Ceiling Type]-0071-[All Circuiting]-U-DD-[All Emergency]-[All Fusings]-1-[All Colors]-[All Options] | Indoor Luminaires | Linear Ambient | Direct Linear Ambient Luminaires | Standard | FALSE | [9 empty] | 42709 | Dimmable | Continuous Below 10 | No |  | 3.1 | 5945.9 | 88.35 | 67.3 | 8.1 | 0.99 | 3500 | 85
PHD7MGNA | Eaton (formerly Cooper Lighting) | NEORAY | S125-DP-2-35SC-[All Cable Length]-[All Ceiling Type]-0071-[All Circuiting]-U-DD-[All Emergency]-[All Fusings]-4-[All Colors]-[All Options] | Indoor Luminaires | Linear Ambient | Direct Linear Ambient Luminaires | Standard | FALSE | [9 empty] | 42709 | Dimmable | Continuous Below 10 | No |  | 3.1 | 5800.1 | 86.18 | 67.3 | 8.1 | 0.99 | 3500 | 85
PWJ3RYYZ | Eaton (formerly Cooper Lighting) | NEORAY | S124-DP-2-35-SC-[All Cable Length]-[All Ceiling Type]-0071-[All Circuiting]-U-DD-[All Emergency]-[All Fusings]-4-[All Colors]-[All Options] | Indoor Luminaires | Linear Ambient | Direct Linear Ambient Luminaires | Standard | FALSE | [9 empty] | 42709 | Dimmable | Continuous Below 10 | No |  | 3.1 | 5734.5 | 85.21 | 67.3 | 8.1 | 0.99 | 3500 | 85
PDFMH7CM | Eaton (formerly Cooper Lighting) | NEORAY | S125-RDP-2-35SC-[All Cable Length]-[All Ceiling Type]-0071-[All Circuiting]-U-DD-[All Emergency]-[All Fusings]-1-W | Indoor Luminaires | Linear Ambient | Direct Linear Ambient Luminaires | Standard | FALSE | [9 empty] | 42709 | Dimmable | Continuous Below 10 | No |  | 3.1 | 5715.9 | 84.93 | 67.3 | 8.1 | 0.99 | 3500 | 85
P5NBMDT5 | Eaton (formerly Cooper Lighting) | NEORAY | S124-DP-2-35-SC-[All Cable Length]-[All Ceiling Type]-0071-[All Circuiting]-U-DD-[All Emergency]-[All Fusings]-1-[All Colors]-[All Options] | Indoor Luminaires | Linear Ambient | Direct Linear Ambient Luminaires | Standard | FALSE | [9 empty] | 42709 | Dimmable | Continuous Below 10 | No |  | 3.1 | 5687.6 | 84.51 | 67.3 | 8.1 | 0.99 | 3500 | 85
PYV9D9S2 | Eaton (formerly Cooper Lighting) | NEORAY | S124-RDP-2-35-SC-[All Cable Length]-[All Ceiling Type]-0107-[All Circuiting]-U-DD-[All Emergency]-[All Fusings]-1-W | Indoor Luminaires | Linear Ambient | Direct Linear Ambient Luminaires | Standard | FALSE | [9 empty] | 42709 | Dimmable | Continuous Below 10 | No |  | 3.1 | 9247.3 | 92.57 | 99.9 | 7.97 | 0.99 | 3500 | 85
PVVHGKFH | Eaton (formerly Cooper Lighting) | NEORAY | S124-DP-2-35-SC-[All Cable Length]-[All Ceiling Type]-0107-[All Circuiting]-U-DD-[All Emergency]-[All Fusings]-4-[All Colors]-[All Options] | Indoor Luminaires | Linear Ambient | Direct Linear Ambient Luminaires | Standard | FALSE | [9 empty] | 42709 | Dimmable | Continuous Below 10 | No |  | 3.1 | 8642.2 | 86.51 | 99.9 | 7.97 | 0.99 | 3500 | 85
P6YG54YZ | Eaton (formerly Cooper Lighting) | NEORAY | S124-DP-2-35-SC-[All Cable Length]-[All Ceiling Type]-0107-[All Circuiting]-U-DD-[All Emergency]-[All Fusings]-1-[All Colors]-[All Options] | Indoor Luminaires | Linear Ambient | Direct Linear Ambient Luminaires | Standard | FALSE | [9 empty] | 42709 | Dimmable | Continuous Below 10 | No |  | 3.1 | 8571.4 | 85.8 | 99.9 | 7.97 | 0.99 | 3500 | 85
PBGYBHXS | Eaton (formerly Cooper Lighting) | NEORAY | S124-RDP-2-35-SC-[All Cable Length]-[All Ceiling Type]-0083-[All Circuiting]-U-DD-[All Emergency]-[All Fusings]-1-W | Indoor Luminaires | Linear Ambient | Direct Linear Ambient Luminaires | Standard | FALSE | [9 empty] | 42709 | Dimmable | Continuous Below 10 | No |  | 3.1 | 7173.2 | 93.16 | 77 | 7.89 | 0.99 | 3500 | 85
P6VZ9DQ8 | Eaton (formerly Cooper Lighting) | NEORAY | S125-DP-2-35SC-[All Cable Length]-[All Ceiling Type]-0083-[All Circuiting]-U-DD-[All Emergency]-[All Fusings]-1-[All Colors]-[All Options] | Indoor Luminaires | Linear Ambient | Direct Linear Ambient Luminaires | Standard | FALSE | [9 empty] | 42709 | Dimmable | Continuous Below 10 | No |  | 3.1 | 6950.8 | 90.27 | 77 | 7.89 | 0.99 | 3500 | 85
PJNYPAJ6 | Eaton (formerly Cooper Lighting) | NEORAY | S125-DP-2-35SC-[All Cable Length]-[All Ceiling Type]-0083-[All Circuiting]-U-DD-[All Emergency]-[All Fusings]-4-[All Colors]-[All Options] | Indoor Luminaires | Linear Ambient | Direct Linear Ambient Luminaires | Standard | FALSE | [9 empty] | 42709 | Dimmable | Continuous Below 10 | No |  | 3.1 | 6780.4 | 88.06 | 77 | 7.89 | 0.99 | 3500 | 85
PTR7MMK3 | Eaton (formerly Cooper Lighting) | NEORAY | S124-DP-2-35-SC-[All Cable Length]-[All Ceiling Type]-0083-[All Circuiting]-U-DD-[All Emergency]-[All Fusings]-4-[All Colors]-[All Options] | Indoor Luminaires | Linear Ambient | Direct Linear Ambient Luminaires | Standard | FALSE | [9 empty] | 42709 | Dimmable | Continuous Below 10 | No |  | 3.1 | 6703.7 | 87.06 | 77 | 7.89 | 0.99 | 3500 | 85
PQ65XR13 | Eaton (formerly Cooper Lighting) | NEORAY | S125-RDP-2-35SC-[All Cable Length]-[All Ceiling Type]-0083-[All Circuiting]-U-DD-[All Emergency]-[All Fusings]-1-W | Indoor Luminaires | Linear Ambient | Direct Linear Ambient Luminaires | Standard | FALSE | [9 empty] | 42709 | Dimmable | Continuous Below 10 | No |  | 3.1 | 6681.9 | 86.78 | 77 | 7.89 | 0.99 | 3500 | 85
P96Z63JJ | Eaton (formerly Cooper Lighting) | NEORAY | S124-DP-2-35-SC-[All Cable Length]-[All Ceiling Type]-0083-[All Circuiting]-U-DD-[All Emergency]-[All Fusings]-1-[All Colors]-[All Options] | Indoor Luminaires | Linear Ambient | Direct Linear Ambient Luminaires | Standard | FALSE | [9 empty] | 42709 | Dimmable | Continuous Below 10 | No |  | 3.1 | 6648.8 | 86.35 | 77 | 7.89 | 0.99 | 3500 | 85
P4V3GJ4Y | Eaton (formerly Cooper Lighting) | NEORAY | S124-RDP-2-35-SC-[All Cable Length]-[All Ceiling Type]-0023-[All Circuiting]-U-DD-[All Emergency]-[All Fusings]-1-W | Indoor Luminaires | Linear Ambient | Direct Linear Ambient Luminaires | Standard | FALSE | [9 empty] | 42709 | Dimmable | Continuous Below 10 | No |  | 3.1 | 1987.7 | 91.6 | 21.7 | 7.32 | 0.99 | 3500 | 85
PZUV8SK1 | Eaton (formerly Cooper Lighting) | NEORAY | S125-DP-2-35SC-[All Cable Length]-[All Ceiling Type]-0023-[All Circuiting]-U-DD-[All Emergency]-[All Fusings]-1-[All Colors]-[All Options] | Indoor Luminaires | Linear Ambient | Direct Linear Ambient Luminaires | Standard | FALSE | [9 empty] | 42709 | Dimmable | Continuous Below 10 | No |  | 3.1 | 1926.1 | 88.76 | 21.7 | 7.32 | 0.99 | 3500 | 85
PE3GNZN6 | Eaton (formerly Cooper Lighting) | NEORAY | S125-DP-2-35SC-[All Cable Length]-[All Ceiling Type]-0023-[All Circuiting]-1-DD-[All Emergency]-[All Fusings]-4-[All Colors]-[All Options] | Indoor Luminaires | Linear Ambient | Direct Linear Ambient Luminaires | Standard | FALSE | [9 empty] | 42709 | Dimmable | Continuous Below 10 | No |  | 3.1 | 1878.9 | 86.59 | 21.7 | 7.32 | 0.99 | 3500 | 85
PR8P62HZ | Eaton (formerly Cooper Lighting) | NEORAY | S124-DP-2-35-SC-[All Cable Length]-[All Ceiling Type]-0023-[All Circuiting]-1-DD-[All Emergency]-[All Fusings]-4-[All Colors]-[All Options] | Indoor Luminaires | Linear Ambient | Direct Linear Ambient Luminaires | Standard | FALSE | [9 empty] | 42709 | Dimmable | Continuous Below 10 | No |  | 3.1 | 1857.7 | 85.61 | 21.7 | 7.32 | 0.99 | 3500 | 85
PV5CCMRT | Eaton (formerly Cooper Lighting) | NEORAY | S125-RDP-2-35SC-[All Cable Length]-[All Ceiling Type]-0023-[All Circuiting]-1-DD-[All Emergency]-[All Fusings]-1-W | Indoor Luminaires | Linear Ambient | Direct Linear Ambient Luminaires | Standard | FALSE | [9 empty] | 42709 | Dimmable | Continuous Below 10 | No |  | 3.1 | 1851.6 | 85.33 | 21.7 | 7.32 | 0.99 | 3500 | 85
PVZDAFJ8 | Eaton (formerly Cooper Lighting) | NEORAY | S124-DP-2-35-SC-[All Cable Length]-[All Ceiling Type]-0023-[All Circuiting]-1-DD-[All Emergency]-[All Fusings]-1-[All Colors]-[All Options] | Indoor Luminaires | Linear Ambient | Direct Linear Ambient Luminaires | Standard | FALSE | [9 empty] | 42709 | Dimmable | Continuous Below 10 | No |  | 3.1 | 1842.4 | 84.9 | 21.7 | 7.32 | 0.99 | 3500 | 85
PFBCJ2YQ | Eaton (formerly Cooper Lighting) | NEORAY | S124-RDP-1-35-SC-[All Cable Length]-[All Ceiling Type]-0035-[All Circuiting]-U-DD-[All Emergency]-[All Fusings]-1-W | Indoor Luminaires | Linear Ambient | Direct Linear Ambient Luminaires | Standard | FALSE | [9 empty] | 42709 | Dimmable | Continuous Below 10 | No |  | 3.1 | 1945.9 | 87.65 | 22.2 | 7.28 | 0.99 | 3500 | 85
PVMGZ7VN | Eaton (formerly Cooper Lighting) | NEORAY | S125-DP-1-35SC-[All Cable Length]-[All Ceiling Type]-0035-[All Circuiting]-U-DD-[All Emergency]-[All Fusings]-1-[All Colors]-[All Options] | Indoor Luminaires | Linear Ambient | Direct Linear Ambient Luminaires | Standard | FALSE | [9 empty] | 42709 | Dimmable | Continuous Below 10 | No |  | 3.1 | 1944.4 | 87.59 | 22.2 | 7.28 | 0.99 | 3500 | 85
PPBQVDBJ | Eaton (formerly Cooper Lighting) | NEORAY | S125-DP-1-35SC-[All Cable Length]-[All Ceiling Type]-0035-[All Circuiting]-1-DD-[All Emergency]-[All Fusings]-4-[All Colors]-[All Options] | Indoor Luminaires | Linear Ambient | Direct Linear Ambient Luminaires | Standard | FALSE | [9 empty] | 42709 | Dimmable | Continuous Below 10 | No |  | 3.1 | 1896.7 | 85.44 | 22.2 | 7.28 | 0.99 | 3500 | 85
P1JX58NW | Eaton (formerly Cooper Lighting) | NEORAY | S125-RDP-1-35SC-[All Cable Length]-[All Ceiling Type]-0035-[All Circuiting]-1-DD-[All Emergency]-[All Fusings]-1-W | Indoor Luminaires | Linear Ambient | Direct Linear Ambient Luminaires | Standard | FALSE | [9 empty] | 42709 | Dimmable | Continuous Below 10 | No |  | 3.1 | 1869.1 | 84.19 | 22.2 | 7.28 | 0.99 | 3500 | 85
PU1W1K6N | Eaton (formerly Cooper Lighting) | NEORAY | S124-RDP-2-35-SC-[All Cable Length]-[All Ceiling Type]-0095-[All Circuiting]-U-DD-[All Emergency]-[All Fusings]-1-W | Indoor Luminaires | Linear Ambient | Direct Linear Ambient Luminaires | Standard | FALSE | [9 empty] | 42709 | Dimmable | Continuous Below 10 | No |  | 3.1 | 8210.2 | 92.77 | 88.5 | 5.44 | 0.99 | 3500 | 85
PBEVC5XR | Eaton (formerly Cooper Lighting) | NEORAY | S125-DP-2-35SC-[All Cable Length]-[All Ceiling Type]-0095-[All Circuiting]-U-DD-[All Emergency]-[All Fusings]-1-[All Colors]-[All Options] | Indoor Luminaires | Linear Ambient | Direct Linear Ambient Luminaires | Standard | FALSE | [9 empty] | 42709 | Dimmable | Continuous Below 10 | No |  | 3.1 | 7955.7 | 89.89 | 88.5 | 5.44 | 0.99 | 3500 | 85
P7P4TQ4N | Eaton (formerly Cooper Lighting) | NEORAY | S125-DP-2-35SC-[All Cable Length]-[All Ceiling Type]-0095-[All Circuiting]-U-DD-[All Emergency]-[All Fusings]-4-[All Colors]-[All Options] | Indoor Luminaires | Linear Ambient | Direct Linear Ambient Luminaires | Standard | FALSE | [9 empty] | 42709 | Dimmable | Continuous Below 10 | No |  | 3.1 | 7760.7 | 87.69 | 88.5 | 5.44 | 0.99 | 3500 | 85
P1P99U8G | Eaton (formerly Cooper Lighting) | NEORAY | S124-DP-2-35-SC-[All Cable Length]-[All Ceiling Type]-0095-[All Circuiting]-U-DD-[All Emergency]-[All Fusings]-4-[All Colors]-[All Options] | Indoor Luminaires | Linear Ambient | Direct Linear Ambient Luminaires | Standard | FALSE | [9 empty] | 42709 | Dimmable | Continuous Below 10 | No |  | 3.1 | 7672.9 | 86.7 | 88.5 | 5.44 | 0.99 | 3500 | 85
P6DW9RQB | Eaton (formerly Cooper Lighting) | NEORAY | S125-RDP-2-35SC-[All Cable Length]-[All Ceiling Type]-0095-[All Circuiting]-U-DD-[All Emergency]-[All Fusings]-1-W | Indoor Luminaires | Linear Ambient | Direct Linear Ambient Luminaires | Standard | FALSE | [9 empty] | 42709 | Dimmable | Continuous Below 10 | No |  | 3.1 | 7648 | 86.42 | 88.5 | 5.44 | 0.99 | 3500 | 85
PWHAN2WG | Eaton (formerly Cooper Lighting) | NEORAY | S124-DP-2-35-SC-[All Cable Length]-[All Ceiling Type]-0095-[All Circuiting]-U-DD-[All Emergency]-[All Fusings]-1-[All Colors]-[All Options] | Indoor Luminaires | Linear Ambient | Direct Linear Ambient Luminaires | Standard | FALSE | [9 empty] | 42709 | Dimmable | Continuous Below 10 | No |  | 3.1 | 7610.1 | 85.99 | 88.5 | 5.44 | 0.99 | 3500 | 85
P2ABNY8T | Eaton (formerly Cooper Lighting) | NEORAY | S124-RDP-1-35-SC-[All Cable Length]-[All Ceiling Type]-0107-[All Circuiting]-U-DD-[All Emergency]-[All Fusings]-1-W | Indoor Luminaires | Linear Ambient | Direct Linear Ambient Luminaires | Standard | FALSE | [9 empty] | 42709 | Dimmable | Continuous Below 10 | No |  | 3.1 | 5948.7 | 89.19 | 66.7 | 4.2 | 0.99 | 3500 | 85
PR48VR5J | Eaton (formerly Cooper Lighting) | NEORAY | S125-DP-1-35SC-[All Cable Length]-[All Ceiling Type]-0107-[All Circuiting]-U-DD-[All Emergency]-[All Fusings]-1-[All Colors]-[All Options] | Indoor Luminaires | Linear Ambient | Direct Linear Ambient Luminaires | Standard | FALSE | [9 empty] | 42709 | Dimmable | Continuous Below 10 | No |  | 3.1 | 5944.2 | 89.12 | 66.7 | 4.2 | 0.99 | 3500 | 85
PCKCFJMC | Eaton (formerly Cooper Lighting) | NEORAY | S125-DP-1-35SC-[All Cable Length]-[All Ceiling Type]-0107-[All Circuiting]-U-DD-[All Emergency]-[All Fusings]-4-[All Colors]-[All Options] | Indoor Luminaires | Linear Ambient | Direct Linear Ambient Luminaires | Standard | FALSE | [9 empty] | 42709 | Dimmable | Continuous Below 10 | No |  | 3.1 | 5798.5 | 86.93 | 66.7 | 4.2 | 0.99 | 3500 | 85
P8QH7GNX | Eaton (formerly Cooper Lighting) | NEORAY | S124-DP-1-35-SC-[All Cable Length]-[All Ceiling Type]-0107-[All Circuiting]-1-DD-[All Emergency]-[All Fusings]-4-[All Colors]-[All Options] | Indoor Luminaires | Linear Ambient | Direct Linear Ambient Luminaires | Standard | FALSE | [9 empty] | 42709 | Dimmable | Continuous Below 10 | No |  | 3.1 | 5559.4 | 83.35 | 66.7 | 4.2 | 0.99 | 3500 | 85
PS51WP3E | Eaton (formerly Cooper Lighting) | NEORAY | S124-DP-1-35-SC-[All Cable Length]-[All Ceiling Type]-0107-[All Circuiting]-1-DD-[All Emergency]-[All Fusings]-1-[All Colors]-[All Options] | Indoor Luminaires | Linear Ambient | Direct Linear Ambient Luminaires | Standard | FALSE | [9 empty] | 42709 | Dimmable | Continuous Below 10 | No |  | 3.1 | 5513.9 | 82.67 | 66.7 | 4.2 | 0.99 | 3500 | 85
P4T3VWMW | Eaton (formerly Cooper Lighting) | NEORAY | S123-DP-1-35-SC-[All Cable Length]-[All Ceiling Type]-0107-[All Circuiting]-1-DD-[All Emergency]-[All Fusings]-4-[All Colors]-[All Options] | Indoor Luminaires | Linear Ambient | Direct Linear Ambient Luminaires | Standard | FALSE | [9 empty] | 42709 | Dimmable | Continuous Below 10 | No |  | 3.1 | 5502.5 | 82.5 | 66.7 | 4.2 | 0.99 | 3500 | 85
PRFJE42C | Eaton (formerly Cooper Lighting) | NEORAY | S124-RDP-1-35-SC-[All Cable Length]-[All Ceiling Type]-0071-[All Circuiting]-U-DD-[All Emergency]-[All Fusings]-1-W | Indoor Luminaires | Linear Ambient | Direct Linear Ambient Luminaires | Standard | FALSE | [9 empty] | 42709 | Dimmable | Continuous Below 10 | No |  | 3.1 | 3947.3 | 87.14 | 45.3 | 3.28 | 0.99 | 3500 | 85
PDTM56W8 | Eaton (formerly Cooper Lighting) | NEORAY | S125-DP-1-35SC-[All Cable Length]-[All Ceiling Type]-0071-[All Circuiting]-U-DD-[All Emergency]-[All Fusings]-1-[All Colors]-[All Options] | Indoor Luminaires | Linear Ambient | Direct Linear Ambient Luminaires | Standard | FALSE | [9 empty] | 42709 | Dimmable | Continuous Below 10 | No |  | 3.1 | 3944.3 | 87.07 | 45.3 | 3.28 | 0.99 | 3500 | 85
PM3D6XNM | Eaton (formerly Cooper Lighting) | NEORAY | S125-DP-1-35SC-[All Cable Length]-[All Ceiling Type]-0071-[All Circuiting]-U-DD-[All Emergency]-[All Fusings]-4-[All Colors]-[All Options] | Indoor Luminaires | Linear Ambient | Direct Linear Ambient Luminaires | Standard | FALSE | [9 empty] | 42709 | Dimmable | Continuous Below 10 | No |  | 3.1 | 3847.6 | 84.94 | 45.3 | 3.28 | 0.99 | 3500 | 85
P7416ZM1 | Eaton (formerly Cooper Lighting) | NEORAY | S125-RDP-1-35SC-[All Cable Length]-[All Ceiling Type]-0071-[All Circuiting]-U-DD-[All Emergency]-[All Fusings]-1-W | Indoor Luminaires | Linear Ambient | Direct Linear Ambient Luminaires | Standard | FALSE | [9 empty] | 42709 | Dimmable | Continuous Below 10 | No |  | 3.1 | 3791.7 | 83.7 | 45.3 | 3.28 | 0.99 | 3500 | 85
PXKM6V1R | Eaton (formerly Cooper Lighting) | NEORAY | S124-RDP-2-35-SC-[All Cable Length]-[All Ceiling Type]-0047-[All Circuiting]-U-DD-[All Emergency]-[All Fusings]-1-W | Indoor Luminaires | Linear Ambient | Direct Linear Ambient Luminaires | Standard | FALSE | [9 empty] | 42709 | Dimmable | Continuous Below 10 | No |  | 3.1 | 4061.9 | 90.87 | 44.7 | 3.27 | 0.99 | 3500 | 85
P6W9QRWY | Eaton (formerly Cooper Lighting) | NEORAY | S125-DP-2-35SC-[All Cable Length]-[All Ceiling Type]-0047-[All Circuiting]-U-DD-[All Emergency]-[All Fusings]-1-[All Colors]-[All Options] | Indoor Luminaires | Linear Ambient | Direct Linear Ambient Luminaires | Standard | FALSE | [9 empty] | 42709 | Dimmable | Continuous Below 10 | No |  | 3.1 | 3936 | 88.05 | 44.7 | 3.27 | 0.99 | 3500 | 85
P57WUN3H | Eaton (formerly Cooper Lighting) | NEORAY | S125-DP-2-35SC-[All Cable Length]-[All Ceiling Type]-0047-[All Circuiting]-U-DD-[All Emergency]-[All Fusings]-4-[All Colors]-[All Options] | Indoor Luminaires | Linear Ambient | Direct Linear Ambient Luminaires | Standard | FALSE | [9 empty] | 42709 | Dimmable | Continuous Below 10 | No |  | 3.1 | 3839.5 | 85.89 | 44.7 | 3.27 | 0.99 | 3500 | 85
PP6E1Y2E | Eaton (formerly Cooper Lighting) | NEORAY | S124-DP-2-35-SC-[All Cable Length]-[All Ceiling Type]-0047-[All Circuiting]-U-DD-[All Emergency]-[All Fusings]-4-[All Colors]-[All Options] | Indoor Luminaires | Linear Ambient | Direct Linear Ambient Luminaires | Standard | FALSE | [9 empty] | 42709 | Dimmable | Continuous Below 10 | No |  | 3.1 | 3796.1 | 84.92 | 44.7 | 3.27 | 0.99 | 3500 | 85
P4MRZZ9T | Eaton (formerly Cooper Lighting) | NEORAY | S125-RDP-2-35SC-[All Cable Length]-[All Ceiling Type]-0047-[All Circuiting]-U-DD-[All Emergency]-[All Fusings]-1-W | Indoor Luminaires | Linear Ambient | Direct Linear Ambient Luminaires | Standard | FALSE | [9 empty] | 42709 | Dimmable | Continuous Below 10 | No |  | 3.1 | 3783.7 | 84.65 | 44.7 | 3.27 | 0.99 | 3500 | 85
PBAP3Q2T | Eaton (formerly Cooper Lighting) | NEORAY | S124-DP-2-35-SC-[All Cable Length]-[All Ceiling Type]-0047-[All Circuiting]-U-DD-[All Emergency]-[All Fusings]-1-[All Colors]-[All Options] | Indoor Luminaires | Linear Ambient | Direct Linear Ambient Luminaires | Standard | FALSE | [9 empty] | 42709 | Dimmable | Continuous Below 10 | No |  | 3.1 | 3765 | 84.23 | 44.7 | 3.27 | 0.99 | 3500 | 85
P72ZD5QX | Eaton (formerly Cooper Lighting) | NEORAY | S124-RDP-2-30-SC-[All Cable Length]-[All Ceiling Type]-0059-[All Circuiting]-1-DD-[All Emergency]-[All Fusings]-1-W | Indoor Luminaires | Linear Ambient | Direct Linear Ambient Luminaires | Standard | FALSE | [9 empty] | 42709 | Dimmable | Continuous Below 10 | No |  | 3.1 | 4728 | 84.43 | 56 | 8.36 | 0.99 | 3000 | 85
PD7HST23 | Eaton (formerly Cooper Lighting) | NEORAY | S124-RDP-2-30-SC-[All Cable Length]-[All Ceiling Type]-0035-[All Circuiting]-U-DD-[All Emergency]-[All Fusings]-1-W | Indoor Luminaires | Linear Ambient | Direct Linear Ambient Luminaires | Standard | FALSE | [9 empty] | 42709 | Dimmable | Continuous Below 10 | No |  | 3.1 | 2804.8 | 84.99 | 33 | 8.13 | 0.99 | 3000 | 85
PN2Q3H4M | Eaton (formerly Cooper Lighting) | NEORAY | S124-RDP-2-30-SC-[All Cable Length]-[All Ceiling Type]-0071-[All Circuiting]-U-DD-[All Emergency]-[All Fusings]-1-W | Indoor Luminaires | Linear Ambient | Direct Linear Ambient Luminaires | Standard | FALSE | [9 empty] | 42709 | Dimmable | Continuous Below 10 | No |  | 3.1 | 5689.7 | 84.54 | 67.3 | 8.1 | 0.99 | 3000 | 85
PUYKMG91 | Eaton (formerly Cooper Lighting) | NEORAY | S124-RDP-2-30-SC-[All Cable Length]-[All Ceiling Type]-0107-[All Circuiting]-U-DD-[All Emergency]-[All Fusings]-1-W | Indoor Luminaires | Linear Ambient | Direct Linear Ambient Luminaires | Standard | FALSE | [9 empty] | 42709 | Dimmable | Continuous Below 10 | No |  | 3.1 | 8574.6 | 85.83 | 99.9 | 7.97 | 0.99 | 3000 | 85
PHNKUAYV | Eaton (formerly Cooper Lighting) | NEORAY | S124-RDP-2-30-SC-[All Cable Length]-[All Ceiling Type]-0083-[All Circuiting]-U-DD-[All Emergency]-[All Fusings]-1-W | Indoor Luminaires | Linear Ambient | Direct Linear Ambient Luminaires | Standard | FALSE | [9 empty] | 42709 | Dimmable | Continuous Below 10 | No |  | 3.1 | 6651.3 | 86.38 | 77 | 7.89 | 0.99 | 3000 | 85
PARPABHB | Eaton (formerly Cooper Lighting) | NEORAY | S125-DP-2-30SC-[All Cable Length]-[All Ceiling Type]-0083-[All Circuiting]-1-DD-[All Emergency]-[All Fusings]-1-[All Colors]-[All Options] | Indoor Luminaires | Linear Ambient | Direct Linear Ambient Luminaires | Standard | FALSE | [9 empty] | 42709 | Dimmable | Continuous Below 10 | No |  | 3.1 | 6445.1 | 83.7 | 77 | 7.89 | 0.99 | 3000 | 85
P5J9C3CU | Eaton (formerly Cooper Lighting) | NEORAY | S124-RDP-2-30-SC-[All Cable Length]-[All Ceiling Type]-0023-[All Circuiting]-1-DD-[All Emergency]-[All Fusings]-1-W | Indoor Luminaires | Linear Ambient | Direct Linear Ambient Luminaires | Standard | FALSE | [9 empty] | 42709 | Dimmable | Continuous Below 10 | No |  | 3.1 | 1843.1 | 84.94 | 21.7 | 7.32 | 0.99 | 3000 | 85
PYEQ12PS | Eaton (formerly Cooper Lighting) | NEORAY | S124-RDP-2-30-SC-[All Cable Length]-[All Ceiling Type]-0095-[All Circuiting]-U-DD-[All Emergency]-[All Fusings]-1-W | Indoor Luminaires | Linear Ambient | Direct Linear Ambient Luminaires | Standard | FALSE | [9 empty] | 42709 | Dimmable | Continuous Below 10 | No |  | 3.1 | 7613 | 86.02 | 88.5 | 5.44 | 0.99 | 3000 | 85
P9SSYBMV | Eaton (formerly Cooper Lighting) | NEORAY | S125-DP-2-30SC-[All Cable Length]-[All Ceiling Type]-0095-[All Circuiting]-U-DD-[All Emergency]-[All Fusings]-1-[All Colors]-[All Options] | Indoor Luminaires | Linear Ambient | Direct Linear Ambient Luminaires | Standard | FALSE | [9 empty] | 42709 | Dimmable | Continuous Below 10 | No |  | 3.1 | 7377 | 83.36 | 88.5 | 5.44 | 0.99 | 3000 | 85
P41WPPHB | Eaton (formerly Cooper Lighting) | NEORAY | S124-RDP-1-30-SC-[All Cable Length]-[All Ceiling Type]-0107-[All Circuiting]-1-DD-[All Emergency]-[All Fusings]-1-W | Indoor Luminaires | Linear Ambient | Direct Linear Ambient Luminaires | Standard | FALSE | [9 empty] | 42709 | Dimmable | Continuous Below 10 | No |  | 3.1 | 5516 | 82.7 | 66.7 | 4.2 | 0.99 | 3000 | 85
PSKM9HQH | Eaton (formerly Cooper Lighting) | NEORAY | S125-DP-1-30SC-[All Cable Length]-[All Ceiling Type]-0107-[All Circuiting]-1-DD-[All Emergency]-[All Fusings]-1-[All Colors]-[All Options] | Indoor Luminaires | Linear Ambient | Direct Linear Ambient Luminaires | Standard | FALSE | [9 empty] | 42709 | Dimmable | Continuous Below 10 | No |  | 3.1 | 5511.8 | 82.64 | 66.7 | 4.2 | 0.99 | 3000 | 85
P3HE2DC8 | Eaton (formerly Cooper Lighting) | NEORAY | S124-RDP-2-30-SC-[All Cable Length]-[All Ceiling Type]-0047-[All Circuiting]-U-DD-[All Emergency]-[All Fusings]-1-W | Indoor Luminaires | Linear Ambient | Direct Linear Ambient Luminaires | Standard | FALSE | [9 empty] | 42709 | Dimmable | Continuous Below 10 | No |  | 3.1 | 3766.4 | 84.26 | 44.7 | 3.27 | 0.99 | 3000 | 85
PY73RUTC | Eaton (formerly Cooper Lighting) | NEORAY | S125-DR-1-40-[All Ceiling Type]-0023-[All Circuiting]-1-DD-[All Emergency]-[All Options]-1-[All Colors] | Indoor Luminaires | Linear Ambient | Direct Linear Ambient Luminaires | Standard | FALSE | [9 empty] | 42709 | Dimmable | Continuous Below 10 | No |  | 3.1 | 1339.2 | 91.1 | 14.7 | 9.12 | 0.99 | 4000 | 85
PBEQQN7D | Eaton (formerly Cooper Lighting) | NEORAY | S125-DR-1-40-[All Ceiling Type]-0023-[All Circuiting]-1-DD-[All Emergency]-[All Options]-4-[All Colors] | Indoor Luminaires | Linear Ambient | Direct Linear Ambient Luminaires | Standard | FALSE | [9 empty] | 42709 | Dimmable | Continuous Below 10 | No |  | 3.1 | 1306.3 | 88.86 | 14.7 | 9.12 | 0.99 | 4000 | 85
PM3E4SHZ | Eaton (formerly Cooper Lighting) | NEORAY | S125-RDR-1-40-[All Ceiling Type]-0023-[All Circuiting]-1-DD-[All Emergency]-[All Options]-1-W | Indoor Luminaires | Linear Ambient | Direct Linear Ambient Luminaires | Standard | FALSE | [9 empty] | 42709 | Dimmable | Continuous Below 10 | No |  | 3.1 | 1287.4 | 87.58 | 14.7 | 9.12 | 0.99 | 4000 | 85
PXG2GF8K | Eaton (formerly Cooper Lighting) | NEORAY | S125-DR-1-40-[All Ceiling Type]-0083-[All Circuiting]-U-DD-[All Emergency]-[All Options]-1-[All Colors] | Indoor Luminaires | Linear Ambient | Direct Linear Ambient Luminaires | Standard | FALSE | [9 empty] | 42709 | Dimmable | Continuous Below 10 | No |  | 3.1 | 4832.6 | 91.7 | 52.7 | 8.45 | 0.99 | 4000 | 85
PJQ4NMJB | Eaton (formerly Cooper Lighting) | NEORAY | S125-DR-1-40-[All Ceiling Type]-0083-[All Circuiting]-U-DD-[All Emergency]-[All Options]-4-[All Colors] | Indoor Luminaires | Linear Ambient | Direct Linear Ambient Luminaires | Standard | FALSE | [9 empty] | 42709 | Dimmable | Continuous Below 10 | No |  | 3.1 | 4714.2 | 89.45 | 52.7 | 8.45 | 0.99 | 4000 | 85
PFGSX6DD | Eaton (formerly Cooper Lighting) | NEORAY | S125-RDR-1-40-[All Ceiling Type]-0083-[All Circuiting]-U-DD-[All Emergency]-[All Options]-1-W | Indoor Luminaires | Linear Ambient | Direct Linear Ambient Luminaires | Standard | FALSE | [9 empty] | 42709 | Dimmable | Continuous Below 10 | No |  | 3.1 | 4645.7 | 88.15 | 52.7 | 8.45 | 0.99 | 4000 | 85
PQ37JKAS | Eaton (formerly Cooper Lighting) | NEORAY | S125-DR-2-40-[All Ceiling Type]-0059-[All Circuiting]-U-DD-[All Emergency]-[All Options]-1-[All Colors] | Indoor Luminaires | Linear Ambient | Direct Linear Ambient Luminaires | Standard | FALSE | [9 empty] | 42709 | Dimmable | Continuous Below 10 | No |  | 3.1 | 5178.5 | 92.47 | 56 | 8.36 | 0.99 | 4000 | 85
PQJT3N7J | Eaton (formerly Cooper Lighting) | NEORAY | S125-DR-2-40-[All Ceiling Type]-0059-[All Circuiting]-U-DD-[All Emergency]-[All Options]-4-[All Colors] | Indoor Luminaires | Linear Ambient | Direct Linear Ambient Luminaires | Standard | FALSE | [9 empty] | 42709 | Dimmable | Continuous Below 10 | No |  | 3.1 | 5051.6 | 90.21 | 56 | 8.36 | 0.99 | 4000 | 85
PG4KYTDZ | Eaton (formerly Cooper Lighting) | NEORAY | S125-RDR-2-40-[All Ceiling Type]-0059-[All Circuiting]-U-DD-[All Emergency]-[All Options]-1-W | Indoor Luminaires | Linear Ambient | Direct Linear Ambient Luminaires | Standard | FALSE | [9 empty] | 42709 | Dimmable | Continuous Below 10 | No |  | 3.1 | 4978.2 | 88.9 | 56 | 8.36 | 0.99 | 4000 | 85
P7DXSDGU | Eaton (formerly Cooper Lighting) | NEORAY | S125-DR-1-40-[All Ceiling Type]-0047-[All Circuiting]-U-DD-[All Emergency]-[All Options]-1-[All Colors] | Indoor Luminaires | Linear Ambient | Direct Linear Ambient Luminaires | Standard | FALSE | [9 empty] | 42709 | Dimmable | Continuous Below 10 | No |  | 3.1 | 2736.6 | 92.45 | 29.6 | 8.27 | 0.99 | 4000 | 85
P6EU6V5Q | Eaton (formerly Cooper Lighting) | NEORAY | S125-DR-1-40-[All Ceiling Type]-0047-[All Circuiting]-U-DD-[All Emergency]-[All Options]-4-[All Colors] | Indoor Luminaires | Linear Ambient | Direct Linear Ambient Luminaires | Standard | FALSE | [9 empty] | 42709 | Dimmable | Continuous Below 10 | No |  | 3.1 | 2669.5 | 90.19 | 29.6 | 8.27 | 0.99 | 4000 | 85
PDEXUDDF | Eaton (formerly Cooper Lighting) | NEORAY | S125-RDR-1-40-[All Ceiling Type]-0047-[All Circuiting]-U-DD-[All Emergency]-[All Options]-1-W | Indoor Luminaires | Linear Ambient | Direct Linear Ambient Luminaires | Standard | FALSE | [9 empty] | 42709 | Dimmable | Continuous Below 10 | No |  | 3.1 | 2630.7 | 88.88 | 29.6 | 8.27 | 0.99 | 4000 | 85
PQ1Q7AF4 | Eaton (formerly Cooper Lighting) | NEORAY | S125-DR-1-40-[All Ceiling Type]-0095-[All Circuiting]-U-DD-[All Emergency]-[All Options]-1-[All Colors] | Indoor Luminaires | Linear Ambient | Direct Linear Ambient Luminaires | Standard | FALSE | [9 empty] | 42709 | Dimmable | Continuous Below 10 | No |  | 3.1 | 5531.3 | 91.88 | 60.2 | 8.25 | 0.99 | 4000 | 85
PU7NWPM9 | Eaton (formerly Cooper Lighting) | NEORAY | S125-DR-1-40-[All Ceiling Type]-0095-[All Circuiting]-U-DD-[All Emergency]-[All Options]-4-[All Colors] | Indoor Luminaires | Linear Ambient | Direct Linear Ambient Luminaires | Standard | FALSE | [9 empty] | 42709 | Dimmable | Continuous Below 10 | No |  | 3.1 | 5395.8 | 89.63 | 60.2 | 8.25 | 0.99 | 4000 | 85
P85PN9CH | Eaton (formerly Cooper Lighting) | NEORAY | S125-RDR-1-40-[All Ceiling Type]-0095-[All Circuiting]-U-DD-[All Emergency]-[All Options]-1-W | Indoor Luminaires | Linear Ambient | Direct Linear Ambient Luminaires | Standard | FALSE | [9 empty] | 42709 | Dimmable | Continuous Below 10 | No |  | 3.1 | 5317.4 | 88.33 | 60.2 | 8.25 | 0.99 | 4000 | 85
PAW2BXHN | Eaton (formerly Cooper Lighting) | NEORAY | S125-DR-1-40-[All Ceiling Type]-0059-[All Circuiting]-U-DD-[All Emergency]-[All Options]-1-[All Colors] | Indoor Luminaires | Linear Ambient | Direct Linear Ambient Luminaires | Standard | FALSE | [9 empty] | 42709 | Dimmable | Continuous Below 10 | No |  | 3.1 | 3435.3 | 92.1 | 37.3 | 8.25 | 0.99 | 4000 | 85
P6Y7BFGN | Eaton (formerly Cooper Lighting) | NEORAY | S125-DR-1-40-[All Ceiling Type]-0059-[All Circuiting]-U-DD-[All Emergency]-[All Options]-4-[All Colors] | Indoor Luminaires | Linear Ambient | Direct Linear Ambient Luminaires | Standard | FALSE | [9 empty] | 42709 | Dimmable | Continuous Below 10 | No |  | 3.1 | 3351.1 | 89.84 | 37.3 | 8.25 | 0.99 | 4000 | 85
PZ4343PX | Eaton (formerly Cooper Lighting) | NEORAY | S125-RDR-1-40-[All Ceiling Type]-0059-[All Circuiting]-U-DD-[All Emergency]-[All Options]-1-W | Indoor Luminaires | Linear Ambient | Direct Linear Ambient Luminaires | Standard | FALSE | [9 empty] | 42709 | Dimmable | Continuous Below 10 | No |  | 3.1 | 3302.4 | 88.54 | 37.3 | 8.25 | 0.99 | 4000 | 85
PD8X6PU2 | Eaton (formerly Cooper Lighting) | NEORAY | S125-DR-2-40-[All Ceiling Type]-0119-[All Circuiting]-U-DD-[All Emergency]-[All Options]-1-[All Colors] | Indoor Luminaires | Linear Ambient | Direct Linear Ambient Luminaires | Standard | FALSE | [9 empty] | 42709 | Dimmable | Continuous Below 10 | No |  | 3.1 | 10444.9 | 93.51 | 111.7 | 8.23 | 0.99 | 4000 | 85
PWXRW991 | Eaton (formerly Cooper Lighting) | NEORAY | S125-DR-2-40-[All Ceiling Type]-0119-[All Circuiting]-U-DD-[All Emergency]-[All Options]-4-[All Colors] | Indoor Luminaires | Linear Ambient | Direct Linear Ambient Luminaires | Standard | FALSE | [9 empty] | 42709 | Dimmable | Continuous Below 10 | No |  | 3.1 | 10188.8 | 91.22 | 111.7 | 8.23 | 0.99 | 4000 | 85
PM6VA4HX | Eaton (formerly Cooper Lighting) | NEORAY | S125-RDR-2-40-[All Ceiling Type]-0119-[All Circuiting]-U-DD-[All Emergency]-[All Options]-1-W | Indoor Luminaires | Linear Ambient | Direct Linear Ambient Luminaires | Standard | FALSE | [9 empty] | 42709 | Dimmable | Continuous Below 10 | No |  | 3.1 | 10040.8 | 89.89 | 111.7 | 8.23 | 0.99 | 4000 | 85
PK78ZNDV | Eaton (formerly Cooper Lighting) | NEORAY | S125-DR-2-40-[All Ceiling Type]-0035-[All Circuiting]-U-DD-[All Emergency]-[All Options]-1-[All Colors] | Indoor Luminaires | Linear Ambient | Direct Linear Ambient Luminaires | Standard | FALSE | [9 empty] | 42709 | Dimmable | Continuous Below 10 | No |  | 3.1 | 3072 | 93.09 | 33 | 8.13 | 0.99 | 4000 | 85
P9BU8MJW | Eaton (formerly Cooper Lighting) | NEORAY | S125-DR-2-40-[All Ceiling Type]-0035-[All Circuiting]-U-DD-[All Emergency]-[All Options]-4-[All Colors] | Indoor Luminaires | Linear Ambient | Direct Linear Ambient Luminaires | Standard | FALSE | [9 empty] | 42709 | Dimmable | Continuous Below 10 | No |  | 3.1 | 2996.7 | 90.81 | 33 | 8.13 | 0.99 | 4000 | 85
PTGF5A6G | Eaton (formerly Cooper Lighting) | NEORAY | S125-RDR-2-40-[All Ceiling Type]-0035-[All Circuiting]-U-DD-[All Emergency]-[All Options]-1-W | Indoor Luminaires | Linear Ambient | Direct Linear Ambient Luminaires | Standard | FALSE | [9 empty] | 42709 | Dimmable | Continuous Below 10 | No |  | 3.1 | 2953.2 | 89.49 | 33 | 8.13 | 0.99 | 4000 | 85
PPAECWX7 | Eaton (formerly Cooper Lighting) | NEORAY | S125-DR-2-40-[All Ceiling Type]-0131-[All Circuiting]-U-DD-[All Emergency]-[All Options]-1-[All Colors] | Indoor Luminaires | Linear Ambient | Direct Linear Ambient Luminaires | Standard | FALSE | [9 empty] | 42709 | Dimmable | Continuous Below 10 | No |  | 3.1 | 11498.1 | 93.56 | 122.9 | 8.11 | 0.99 | 4000 | 85
PDEJNC73 | Eaton (formerly Cooper Lighting) | NEORAY | S125-DR-2-40-[All Ceiling Type]-0131-[All Circuiting]-U-DD-[All Emergency]-[All Options]-4-[All Colors] | Indoor Luminaires | Linear Ambient | Direct Linear Ambient Luminaires | Standard | FALSE | [9 empty] | 42709 | Dimmable | Continuous Below 10 | No |  | 3.1 | 11216.3 | 91.26 | 122.9 | 8.11 | 0.99 | 4000 | 85
PUUM69RG | Eaton (formerly Cooper Lighting) | NEORAY | S125-RDR-2-40-[All Ceiling Type]-0131-[All Circuiting]-U-DD-[All Emergency]-[All Options]-1-W | Indoor Luminaires | Linear Ambient | Direct Linear Ambient Luminaires | Standard | FALSE | [9 empty] | 42709 | Dimmable | Continuous Below 10 | No |  | 3.1 | 11053.3 | 89.94 | 122.9 | 8.11 | 0.99 | 4000 | 85
PS1XYEUR | Eaton (formerly Cooper Lighting) | NEORAY | S125-DR-2-40-[All Ceiling Type]-0071-[All Circuiting]-U-DD-[All Emergency]-[All Options]-1-[All Colors] | Indoor Luminaires | Linear Ambient | Direct Linear Ambient Luminaires | Standard | FALSE | [9 empty] | 42709 | Dimmable | Continuous Below 10 | No |  | 3.1 | 6231.8 | 92.6 | 67.3 | 8.1 | 0.99 | 4000 | 85
PRSN1TEQ | Eaton (formerly Cooper Lighting) | NEORAY | S125-DR-2-40-[All Ceiling Type]-0071-[All Circuiting]-U-DD-[All Emergency]-[All Options]-4-[All Colors] | Indoor Luminaires | Linear Ambient | Direct Linear Ambient Luminaires | Standard | FALSE | [9 empty] | 42709 | Dimmable | Continuous Below 10 | No |  | 3.1 | 6079.1 | 90.33 | 67.3 | 8.1 | 0.99 | 4000 | 85
P6XWUE72 | Eaton (formerly Cooper Lighting) | NEORAY | S125-RDR-2-40-[All Ceiling Type]-0071-[All Circuiting]-U-DD-[All Emergency]-[All Options]-1-W | Indoor Luminaires | Linear Ambient | Direct Linear Ambient Luminaires | Standard | FALSE | [9 empty] | 42709 | Dimmable | Continuous Below 10 | No |  | 3.1 | 5990.7 | 89.01 | 67.3 | 8.1 | 0.99 | 4000 | 85
PVU82CCP | Eaton (formerly Cooper Lighting) | NEORAY | S125-DR-1-40-[All Ceiling Type]-0143-[All Circuiting]-U-DD-[All Emergency]-[All Options]-1-[All Colors] | Indoor Luminaires | Linear Ambient | Direct Linear Ambient Luminaires | Standard | FALSE | [9 empty] | 42709 | Dimmable | Continuous Below 10 | No |  | 3.1 | 8326.1 | 94.72 | 87.9 | 7.99 | 1 | 4000 | 85
PEF9EJP3 | Eaton (formerly Cooper Lighting) | NEORAY | S125-DR-1-40-[All Ceiling Type]-0143-[All Circuiting]-U-DD-[All Emergency]-[All Options]-4-[All Colors] | Indoor Luminaires | Linear Ambient | Direct Linear Ambient Luminaires | Standard | FALSE | [9 empty] | 42709 | Dimmable | Continuous Below 10 | No |  | 3.1 | 8122 | 92.4 | 87.9 | 7.99 | 1 | 4000 | 85
P7E6HAC1 | Eaton (formerly Cooper Lighting) | NEORAY | S125-RDR-1-40-[All Ceiling Type]-0143-[All Circuiting]-U-DD-[All Emergency]-[All Options]-1-W | Indoor Luminaires | Linear Ambient | Direct Linear Ambient Luminaires | Standard | FALSE | [9 empty] | 42709 | Dimmable | Continuous Below 10 | No |  | 3.1 | 8004.1 | 91.06 | 87.9 | 7.99 | 1 | 4000 | 85
PMUU26C8 | Eaton (formerly Cooper Lighting) | NEORAY | S125-DR-2-40-[All Ceiling Type]-0107-[All Circuiting]-U-DD-[All Emergency]-[All Options]-1-[All Colors] | Indoor Luminaires | Linear Ambient | Direct Linear Ambient Luminaires | Standard | FALSE | [9 empty] | 42709 | Dimmable | Continuous Below 10 | No |  | 3.1 | 9391.6 | 94.01 | 99.9 | 7.97 | 0.99 | 4000 | 85
P7SWTUYH | Eaton (formerly Cooper Lighting) | NEORAY | S125-DR-2-40-[All Ceiling Type]-0107-[All Circuiting]-U-DD-[All Emergency]-[All Options]-4-[All Colors] | Indoor Luminaires | Linear Ambient | Direct Linear Ambient Luminaires | Standard | FALSE | [9 empty] | 42709 | Dimmable | Continuous Below 10 | No |  | 3.1 | 9161.4 | 91.71 | 99.9 | 7.97 | 0.99 | 4000 | 85
PK5528R2 | Eaton (formerly Cooper Lighting) | NEORAY | S125-RDR-2-40-[All Ceiling Type]-0107-[All Circuiting]-U-DD-[All Emergency]-[All Options]-1-W | Indoor Luminaires | Linear Ambient | Direct Linear Ambient Luminaires | Standard | FALSE | [9 empty] | 42709 | Dimmable | Continuous Below 10 | No |  | 3.1 | 9028.3 | 90.37 | 99.9 | 7.97 | 0.99 | 4000 | 85
PPD2PRGW | Eaton (formerly Cooper Lighting) | NEORAY | S125-DR-2-40-[All Ceiling Type]-0143-[All Circuiting]-U-DD-[All Emergency]-[All Options]-1-[All Colors] | Indoor Luminaires | Linear Ambient | Direct Linear Ambient Luminaires | Standard | FALSE | [9 empty] | 42709 | Dimmable | Continuous Below 10 | No |  | 3.1 | 12551.4 | 94.73 | 132.5 | 7.9 | 0.99 | 4000 | 85
P9NENHGZ | Eaton (formerly Cooper Lighting) | NEORAY | S125-DR-2-40-[All Ceiling Type]-0143-[All Circuiting]-U-DD-[All Emergency]-[All Options]-4-[All Colors] | Indoor Luminaires | Linear Ambient | Direct Linear Ambient Luminaires | Standard | FALSE | [9 empty] | 42709 | Dimmable | Continuous Below 10 | No |  | 3.1 | 12243.7 | 92.41 | 132.5 | 7.9 | 0.99 | 4000 | 85
P4C8YNP4 | Eaton (formerly Cooper Lighting) | NEORAY | S125-RDR-2-40-[All Ceiling Type]-0143-[All Circuiting]-U-DD-[All Emergency]-[All Options]-1-W | Indoor Luminaires | Linear Ambient | Direct Linear Ambient Luminaires | Standard | FALSE | [9 empty] | 42709 | Dimmable | Continuous Below 10 | No |  | 3.1 | 12065.9 | 91.06 | 132.5 | 7.9 | 0.99 | 4000 | 85
PRNAF4NV | Eaton (formerly Cooper Lighting) | NEORAY | S125-DR-2-40-[All Ceiling Type]-0083-[All Circuiting]-U-DD-[All Emergency]-[All Options]-1-[All Colors] | Indoor Luminaires | Linear Ambient | Direct Linear Ambient Luminaires | Standard | FALSE | [9 empty] | 42709 | Dimmable | Continuous Below 10 | No |  | 3.1 | 7285.1 | 94.61 | 77 | 7.89 | 0.99 | 4000 | 85
PJXYAJE6 | Eaton (formerly Cooper Lighting) | NEORAY | S125-DR-2-40-[All Ceiling Type]-0083-[All Circuiting]-U-DD-[All Emergency]-[All Options]-4-[All Colors] | Indoor Luminaires | Linear Ambient | Direct Linear Ambient Luminaires | Standard | FALSE | [9 empty] | 42709 | Dimmable | Continuous Below 10 | No |  | 3.1 | 7106.5 | 92.29 | 77 | 7.89 | 0.99 | 4000 | 85
PV8WV2QN | Eaton (formerly Cooper Lighting) | NEORAY | S125-RDR-2-40-[All Ceiling Type]-0083-[All Circuiting]-U-DD-[All Emergency]-[All Options]-1-W | Indoor Luminaires | Linear Ambient | Direct Linear Ambient Luminaires | Standard | FALSE | [9 empty] | 42709 | Dimmable | Continuous Below 10 | No |  | 3.1 | 7003.3 | 90.95 | 77 | 7.89 | 0.99 | 4000 | 85
PJUJWAQE | Eaton (formerly Cooper Lighting) | NEORAY | S125-DR-2-40-[All Ceiling Type]-0023-[All Circuiting]-U-DD-[All Emergency]-[All Options]-1-[All Colors] | Indoor Luminaires | Linear Ambient | Direct Linear Ambient Luminaires | Standard | FALSE | [9 empty] | 42709 | Dimmable | Continuous Below 10 | No |  | 3.1 | 2018.8 | 93.03 | 21.7 | 7.32 | 0.99 | 4000 | 85
P2R56NPU | Eaton (formerly Cooper Lighting) | NEORAY | S125-DR-2-40-[All Ceiling Type]-0023-[All Circuiting]-U-DD-[All Emergency]-[All Options]-4-[All Colors] | Indoor Luminaires | Linear Ambient | Direct Linear Ambient Luminaires | Standard | FALSE | [9 empty] | 42709 | Dimmable | Continuous Below 10 | No |  | 3.1 | 1969.3 | 90.75 | 21.7 | 7.32 | 0.99 | 4000 | 85
P8EFJU77 | Eaton (formerly Cooper Lighting) | NEORAY | S125-RDR-2-40-[All Ceiling Type]-0023-[All Circuiting]-U-DD-[All Emergency]-[All Options]-1-W | Indoor Luminaires | Linear Ambient | Direct Linear Ambient Luminaires | Standard | FALSE | [9 empty] | 42709 | Dimmable | Continuous Below 10 | No |  | 3.1 | 1940.7 | 89.43 | 21.7 | 7.32 | 0.99 | 4000 | 85
PX22Y2BP | Eaton (formerly Cooper Lighting) | NEORAY | S125-DR-1-40-[All Ceiling Type]-0035-[All Circuiting]-U-DD-[All Emergency]-[All Options]-1-[All Colors] | Indoor Luminaires | Linear Ambient | Direct Linear Ambient Luminaires | Standard | FALSE | [9 empty] | 42709 | Dimmable | Continuous Below 10 | No |  | 3.1 | 2037.9 | 91.8 | 22.2 | 7.28 | 0.99 | 4000 | 85
PK6G59UW | Eaton (formerly Cooper Lighting) | NEORAY | S125-DR-1-40-[All Ceiling Type]-0035-[All Circuiting]-U-DD-[All Emergency]-[All Options]-4-[All Colors] | Indoor Luminaires | Linear Ambient | Direct Linear Ambient Luminaires | Standard | FALSE | [9 empty] | 42709 | Dimmable | Continuous Below 10 | No |  | 3.1 | 1987.9 | 89.55 | 22.2 | 7.28 | 0.99 | 4000 | 85
PN11G14Y | Eaton (formerly Cooper Lighting) | NEORAY | S125-RDR-1-40-[All Ceiling Type]-0035-[All Circuiting]-U-DD-[All Emergency]-[All Options]-1-W | Indoor Luminaires | Linear Ambient | Direct Linear Ambient Luminaires | Standard | FALSE | [9 empty] | 42709 | Dimmable | Continuous Below 10 | No |  | 3.1 | 1959 | 88.24 | 22.2 | 7.28 | 0.99 | 4000 | 85
PF3GXHCV | Eaton (formerly Cooper Lighting) | NEORAY | S125-DR-1-40-[All Ceiling Type]-0119-[All Circuiting]-U-DD-[All Emergency]-[All Options]-1-[All Colors] | Indoor Luminaires | Linear Ambient | Direct Linear Ambient Luminaires | Standard | FALSE | [9 empty] | 42709 | Dimmable | Continuous Below 10 | No |  | 3.1 | 6928.7 | 91.65 | 75.6 | 5.77 | 0.99 | 4000 | 85
PBTMZP7C | Eaton (formerly Cooper Lighting) | NEORAY | S125-DR-1-40-[All Ceiling Type]-0119-[All Circuiting]-U-DD-[All Emergency]-[All Options]-4-[All Colors] | Indoor Luminaires | Linear Ambient | Direct Linear Ambient Luminaires | Standard | FALSE | [9 empty] | 42709 | Dimmable | Continuous Below 10 | No |  | 3.1 | 6758.9 | 89.4 | 75.6 | 5.77 | 0.99 | 4000 | 85
P8MAZ4C3 | Eaton (formerly Cooper Lighting) | NEORAY | S125-RDR-1-40-[All Ceiling Type]-0119-[All Circuiting]-U-DD-[All Emergency]-[All Options]-1-W | Indoor Luminaires | Linear Ambient | Direct Linear Ambient Luminaires | Standard | FALSE | [9 empty] | 42709 | Dimmable | Continuous Below 10 | No |  | 3.1 | 6660.7 | 88.1 | 75.6 | 5.77 | 0.99 | 4000 | 85
PZ51J7EQ | Eaton (formerly Cooper Lighting) | NEORAY | S125-DR-2-40-[All Ceiling Type]-0095-[All Circuiting]-U-DD-[All Emergency]-[All Options]-1-[All Colors] | Indoor Luminaires | Linear Ambient | Direct Linear Ambient Luminaires | Standard | FALSE | [9 empty] | 42709 | Dimmable | Continuous Below 10 | No |  | 3.1 | 8338.3 | 94.22 | 88.5 | 5.44 | 0.99 | 4000 | 85
P18AB128 | Eaton (formerly Cooper Lighting) | NEORAY | S125-DR-2-40-[All Ceiling Type]-0095-[All Circuiting]-U-DD-[All Emergency]-[All Options]-4-[All Colors] | Indoor Luminaires | Linear Ambient | Direct Linear Ambient Luminaires | Standard | FALSE | [9 empty] | 42709 | Dimmable | Continuous Below 10 | No |  | 3.1 | 8133.9 | 91.91 | 88.5 | 5.44 | 0.99 | 4000 | 85
PNWMTM1F | Eaton (formerly Cooper Lighting) | NEORAY | S125-RDR-2-40-[All Ceiling Type]-0095-[All Circuiting]-U-DD-[All Emergency]-[All Options]-1-W | Indoor Luminaires | Linear Ambient | Direct Linear Ambient Luminaires | Standard | FALSE | [9 empty] | 42709 | Dimmable | Continuous Below 10 | No |  | 3.1 | 8015.8 | 90.57 | 88.5 | 5.44 | 0.99 | 4000 | 85
P4438XVJ | Eaton (formerly Cooper Lighting) | NEORAY | S125-DR-1-40-[All Ceiling Type]-0107-[All Circuiting]-U-DD-[All Emergency]-[All Options]-1-[All Colors] | Indoor Luminaires | Linear Ambient | Direct Linear Ambient Luminaires | Standard | FALSE | [9 empty] | 42709 | Dimmable | Continuous Below 10 | No |  | 3.1 | 6230 | 93.4 | 66.7 | 4.2 | 0.99 | 4000 | 85
PSE59HC2 | Eaton (formerly Cooper Lighting) | NEORAY | S125-DR-1-40-[All Ceiling Type]-0107-[All Circuiting]-U-DD-[All Emergency]-[All Options]-4-[All Colors] | Indoor Luminaires | Linear Ambient | Direct Linear Ambient Luminaires | Standard | FALSE | [9 empty] | 42709 | Dimmable | Continuous Below 10 | No |  | 3.1 | 6077.3 | 91.11 | 66.7 | 4.2 | 0.99 | 4000 | 85
P71NVGZX | Eaton (formerly Cooper Lighting) | NEORAY | S125-RDR-1-40-[All Ceiling Type]-0107-[All Circuiting]-U-DD-[All Emergency]-[All Options]-1-W | Indoor Luminaires | Linear Ambient | Direct Linear Ambient Luminaires | Standard | FALSE | [9 empty] | 42709 | Dimmable | Continuous Below 10 | No |  | 3.1 | 5989 | 89.79 | 66.7 | 4.2 | 0.99 | 4000 | 85
PKPV3XKR | Eaton (formerly Cooper Lighting) | NEORAY | S125-DR-1-40-[All Ceiling Type]-0131-[All Circuiting]-U-DD-[All Emergency]-[All Options]-1-[All Colors] | Indoor Luminaires | Linear Ambient | Direct Linear Ambient Luminaires | Standard | FALSE | [9 empty] | 42709 | Dimmable | Continuous Below 10 | No |  | 3.1 | 7627.4 | 91.46 | 83.4 | 3.87 | 0.99 | 4000 | 85
PWAPZY38 | Eaton (formerly Cooper Lighting) | NEORAY | S125-DR-1-40-[All Ceiling Type]-0131-[All Circuiting]-U-DD-[All Emergency]-[All Options]-4-[All Colors] | Indoor Luminaires | Linear Ambient | Direct Linear Ambient Luminaires | Standard | FALSE | [9 empty] | 42709 | Dimmable | Continuous Below 10 | No |  | 3.1 | 7440.5 | 89.21 | 83.4 | 3.87 | 0.99 | 4000 | 85
PCAZVMW8 | Eaton (formerly Cooper Lighting) | NEORAY | S125-RDR-1-40-[All Ceiling Type]-0131-[All Circuiting]-U-DD-[All Emergency]-[All Options]-1-W | Indoor Luminaires | Linear Ambient | Direct Linear Ambient Luminaires | Standard | FALSE | [9 empty] | 42709 | Dimmable | Continuous Below 10 | No |  | 3.1 | 7332.4 | 87.92 | 83.4 | 3.87 | 0.99 | 4000 | 85
PBWWU8SD | Eaton (formerly Cooper Lighting) | NEORAY | S125-DR-1-40-[All Ceiling Type]-0071-[All Circuiting]-U-DD-[All Emergency]-[All Options]-1-[All Colors] | Indoor Luminaires | Linear Ambient | Direct Linear Ambient Luminaires | Standard | FALSE | [9 empty] | 42709 | Dimmable | Continuous Below 10 | No |  | 3.1 | 4134 | 91.26 | 45.3 | 3.28 | 0.99 | 4000 | 85
PA27JZV2 | Eaton (formerly Cooper Lighting) | NEORAY | S125-DR-1-40-[All Ceiling Type]-0071-[All Circuiting]-U-DD-[All Emergency]-[All Options]-4-[All Colors] | Indoor Luminaires | Linear Ambient | Direct Linear Ambient Luminaires | Standard | FALSE | [9 empty] | 42709 | Dimmable | Continuous Below 10 | No |  | 3.1 | 4032.6 | 89.02 | 45.3 | 3.28 | 0.99 | 4000 | 85
PVY1TFTB | Eaton (formerly Cooper Lighting) | NEORAY | S125-RDR-1-40-[All Ceiling Type]-0071-[All Circuiting]-U-DD-[All Emergency]-[All Options]-1-W | Indoor Luminaires | Linear Ambient | Direct Linear Ambient Luminaires | Standard | FALSE | [9 empty] | 42709 | Dimmable | Continuous Below 10 | No |  | 3.1 | 3974 | 87.73 | 45.3 | 3.28 | 0.99 | 4000 | 85
PM9PTX5P | Eaton (formerly Cooper Lighting) | NEORAY | S125-DR-2-40-[All Ceiling Type]-0047-[All Circuiting]-U-DD-[All Emergency]-[All Options]-1-[All Colors] | Indoor Luminaires | Linear Ambient | Direct Linear Ambient Luminaires | Standard | FALSE | [9 empty] | 42709 | Dimmable | Continuous Below 10 | No |  | 3.1 | 4125.3 | 92.29 | 44.7 | 3.27 | 0.99 | 4000 | 85
P6SWYFKG | Eaton (formerly Cooper Lighting) | NEORAY | S125-DR-2-40-[All Ceiling Type]-0047-[All Circuiting]-U-DD-[All Emergency]-[All Options]-4-[All Colors] | Indoor Luminaires | Linear Ambient | Direct Linear Ambient Luminaires | Standard | FALSE | [9 empty] | 42709 | Dimmable | Continuous Below 10 | No |  | 3.1 | 4024.2 | 90.03 | 44.7 | 3.27 | 0.99 | 4000 | 85
P32YTQ32 | Eaton (formerly Cooper Lighting) | NEORAY | S125-RDR-2-40-[All Ceiling Type]-0047-[All Circuiting]-U-DD-[All Emergency]-[All Options]-1-W | Indoor Luminaires | Linear Ambient | Direct Linear Ambient Luminaires | Standard | FALSE | [9 empty] | 42709 | Dimmable | Continuous Below 10 | No |  | 3.1 | 3965.7 | 88.72 | 44.7 | 3.27 | 0.99 | 4000 | 85
P6CF6DHU | Eaton (formerly Cooper Lighting) | NEORAY | S125-RDR-1-35-[All Ceiling Type]-0023-[All Circuiting]-1-DD-[All Emergency]-[All Options]-1-W | Indoor Luminaires | Linear Ambient | Direct Linear Ambient Luminaires | Standard | FALSE | [9 empty] | 42709 | Dimmable | Continuous Below 10 | No |  | 3.1 | 1228.3 | 83.56 | 14.7 | 9.12 | 0.99 | 3500 | 85
PKKXCZUT | Eaton (formerly Cooper Lighting) | NEORAY | S125-DR-1-35-[All Ceiling Type]-0083-[All Circuiting]-U-DD-[All Emergency]-[All Options]-4-[All Colors] | Indoor Luminaires | Linear Ambient | Direct Linear Ambient Luminaires | Standard | FALSE | [9 empty] | 42709 | Dimmable | Continuous Below 10 | No |  | 3.1 | 4497.9 | 85.35 | 52.7 | 8.45 | 0.99 | 3500 | 85
PCCS9ZJ7 | Eaton (formerly Cooper Lighting) | NEORAY | S125-RDR-1-35-[All Ceiling Type]-0083-[All Circuiting]-1-DD-[All Emergency]-[All Options]-1-W | Indoor Luminaires | Linear Ambient | Direct Linear Ambient Luminaires | Standard | FALSE | [9 empty] | 42709 | Dimmable | Continuous Below 10 | No |  | 3.1 | 4432.6 | 84.11 | 52.7 | 8.45 | 0.99 | 3500 | 85
PVCQFM6S | Eaton (formerly Cooper Lighting) | NEORAY | S125-DR-2-35-[All Ceiling Type]-0059-[All Circuiting]-U-DD-[All Emergency]-[All Options]-1-[All Colors] | Indoor Luminaires | Linear Ambient | Direct Linear Ambient Luminaires | Standard | FALSE | [9 empty] | 42709 | Dimmable | Continuous Below 10 | No |  | 3.1 | 4940.9 | 88.23 | 56 | 8.36 | 0.99 | 3500 | 85
P4TFF1JV | Eaton (formerly Cooper Lighting) | NEORAY | S125-DR-2-35-[All Ceiling Type]-0059-[All Circuiting]-U-DD-[All Emergency]-[All Options]-4-[All Colors] | Indoor Luminaires | Linear Ambient | Direct Linear Ambient Luminaires | Standard | FALSE | [9 empty] | 42709 | Dimmable | Continuous Below 10 | No |  | 3.1 | 4819.8 | 86.07 | 56 | 8.36 | 0.99 | 3500 | 85
P5Z2YRK9 | Eaton (formerly Cooper Lighting) | NEORAY | S125-RDR-2-35-[All Ceiling Type]-0059-[All Circuiting]-U-DD-[All Emergency]-[All Options]-1-W | Indoor Luminaires | Linear Ambient | Direct Linear Ambient Luminaires | Standard | FALSE | [9 empty] | 42709 | Dimmable | Continuous Below 10 | No |  | 3.1 | 4749.8 | 84.82 | 56 | 8.36 | 0.99 | 3500 | 85
P4PTMW8H | Eaton (formerly Cooper Lighting) | NEORAY | S125-RDR-1-35-[All Ceiling Type]-0047-[All Circuiting]-1-DD-[All Emergency]-[All Options]-1-W | Indoor Luminaires | Linear Ambient | Direct Linear Ambient Luminaires | Standard | FALSE | [9 empty] | 42709 | Dimmable | Continuous Below 10 | No |  | 3.1 | 2510 | 84.8 | 29.6 | 8.27 | 0.99 | 3500 | 85
PWE4Z6AK | Eaton (formerly Cooper Lighting) | NEORAY | S125-DR-1-35-[All Ceiling Type]-0095-[All Circuiting]-U-DD-[All Emergency]-[All Options]-1-[All Colors] | Indoor Luminaires | Linear Ambient | Direct Linear Ambient Luminaires | Standard | FALSE | [9 empty] | 42709 | Dimmable | Continuous Below 10 | No |  | 3.1 | 5277.6 | 87.67 | 60.2 | 8.25 | 0.99 | 3500 | 85
PYQNGZZF | Eaton (formerly Cooper Lighting) | NEORAY | S125-DR-1-35-[All Ceiling Type]-0095-[All Circuiting]-U-DD-[All Emergency]-[All Options]-4-[All Colors] | Indoor Luminaires | Linear Ambient | Direct Linear Ambient Luminaires | Standard | FALSE | [9 empty] | 42709 | Dimmable | Continuous Below 10 | No |  | 3.1 | 5148.2 | 85.52 | 60.2 | 8.25 | 0.99 | 3500 | 85
PXNQQ7WF | Eaton (formerly Cooper Lighting) | NEORAY | S125-RDR-1-35-[All Ceiling Type]-0095-[All Circuiting]-1-DD-[All Emergency]-[All Options]-1-W | Indoor Luminaires | Linear Ambient | Direct Linear Ambient Luminaires | Standard | FALSE | [9 empty] | 42709 | Dimmable | Continuous Below 10 | No |  | 3.1 | 5073.4 | 84.28 | 60.2 | 8.25 | 0.99 | 3500 | 85
PTZHU2DP | Eaton (formerly Cooper Lighting) | NEORAY | S125-RDR-1-35-[All Ceiling Type]-0059-[All Circuiting]-U-DD-[All Emergency]-[All Options]-1-W | Indoor Luminaires | Linear Ambient | Direct Linear Ambient Luminaires | Standard | FALSE | [9 empty] | 42709 | Dimmable | Continuous Below 10 | No |  | 3.1 | 3150.9 | 84.47 | 37.3 | 8.25 | 0.99 | 3500 | 85
PG1ZEQ7U | Eaton (formerly Cooper Lighting) | NEORAY | S125-DR-2-35-[All Ceiling Type]-0119-[All Circuiting]-U-DD-[All Emergency]-[All Options]-1-[All Colors] | Indoor Luminaires | Linear Ambient | Direct Linear Ambient Luminaires | Standard | FALSE | [9 empty] | 42709 | Dimmable | Continuous Below 10 | No |  | 3.1 | 9965.6 | 89.22 | 111.7 | 8.23 | 0.99 | 3500 | 85
PV41MWA4 | Eaton (formerly Cooper Lighting) | NEORAY | S125-DR-2-35-[All Ceiling Type]-0119-[All Circuiting]-U-DD-[All Emergency]-[All Options]-4-[All Colors] | Indoor Luminaires | Linear Ambient | Direct Linear Ambient Luminaires | Standard | FALSE | [9 empty] | 42709 | Dimmable | Continuous Below 10 | No |  | 3.1 | 9721.3 | 87.03 | 111.7 | 8.23 | 0.99 | 3500 | 85
PZ1E5DYN | Eaton (formerly Cooper Lighting) | NEORAY | S125-RDR-2-35-[All Ceiling Type]-0119-[All Circuiting]-U-DD-[All Emergency]-[All Options]-1-W | Indoor Luminaires | Linear Ambient | Direct Linear Ambient Luminaires | Standard | FALSE | [9 empty] | 42709 | Dimmable | Continuous Below 10 | No |  | 3.1 | 9580.1 | 85.77 | 111.7 | 8.23 | 0.99 | 3500 | 85
PCM84RBU | Eaton (formerly Cooper Lighting) | NEORAY | S125-DR-2-35-[All Ceiling Type]-0035-[All Circuiting]-U-DD-[All Emergency]-[All Options]-1-[All Colors] | Indoor Luminaires | Linear Ambient | Direct Linear Ambient Luminaires | Standard | FALSE | [9 empty] | 42709 | Dimmable | Continuous Below 10 | No |  | 3.1 | 2931.1 | 88.82 | 33 | 8.13 | 0.99 | 3500 | 85
PYUG5YKG | Eaton (formerly Cooper Lighting) | NEORAY | S125-DR-2-35-[All Ceiling Type]-0035-[All Circuiting]-U-DD-[All Emergency]-[All Options]-4-[All Colors] | Indoor Luminaires | Linear Ambient | Direct Linear Ambient Luminaires | Standard | FALSE | [9 empty] | 42709 | Dimmable | Continuous Below 10 | No |  | 3.1 | 2859.2 | 86.64 | 33 | 8.13 | 0.99 | 3500 | 85
P7N784QG | Eaton (formerly Cooper Lighting) | NEORAY | S125-RDR-2-35-[All Ceiling Type]-0035-[All Circuiting]-U-DD-[All Emergency]-[All Options]-1-W | Indoor Luminaires | Linear Ambient | Direct Linear Ambient Luminaires | Standard | FALSE | [9 empty] | 42709 | Dimmable | Continuous Below 10 | No |  | 3.1 | 2817.7 | 85.38 | 33 | 8.13 | 0.99 | 3500 | 85
PQYGWYDN | Eaton (formerly Cooper Lighting) | NEORAY | S125-DR-2-35-[All Ceiling Type]-0131-[All Circuiting]-U-DD-[All Emergency]-[All Options]-1-[All Colors] | Indoor Luminaires | Linear Ambient | Direct Linear Ambient Luminaires | Standard | FALSE | [9 empty] | 42709 | Dimmable | Continuous Below 10 | No |  | 3.1 | 10970.6 | 89.26 | 122.9 | 8.11 | 0.99 | 3500 | 85
PYQ2GZVQ | Eaton (formerly Cooper Lighting) | NEORAY | S125-DR-2-35-[All Ceiling Type]-0131-[All Circuiting]-U-DD-[All Emergency]-[All Options]-4-[All Colors] | Indoor Luminaires | Linear Ambient | Direct Linear Ambient Luminaires | Standard | FALSE | [9 empty] | 42709 | Dimmable | Continuous Below 10 | No |  | 3.1 | 10701.6 | 87.08 | 122.9 | 8.11 | 0.99 | 3500 | 85
P6V3GTG8 | Eaton (formerly Cooper Lighting) | NEORAY | S125-RDR-2-35-[All Ceiling Type]-0131-[All Circuiting]-U-DD-[All Emergency]-[All Options]-1-W | Indoor Luminaires | Linear Ambient | Direct Linear Ambient Luminaires | Standard | FALSE | [9 empty] | 42709 | Dimmable | Continuous Below 10 | No |  | 3.1 | 10546.2 | 85.81 | 122.9 | 8.11 | 0.99 | 3500 | 85
PG9RBUE2 | Eaton (formerly Cooper Lighting) | NEORAY | S125-DR-2-35-[All Ceiling Type]-0071-[All Circuiting]-U-DD-[All Emergency]-[All Options]-1-[All Colors] | Indoor Luminaires | Linear Ambient | Direct Linear Ambient Luminaires | Standard | FALSE | [9 empty] | 42709 | Dimmable | Continuous Below 10 | No |  | 3.1 | 5945.9 | 88.35 | 67.3 | 8.1 | 0.99 | 3500 | 85
PU9M6ZZR | Eaton (formerly Cooper Lighting) | NEORAY | S125-DR-2-35-[All Ceiling Type]-0071-[All Circuiting]-U-DD-[All Emergency]-[All Options]-4-[All Colors] | Indoor Luminaires | Linear Ambient | Direct Linear Ambient Luminaires | Standard | FALSE | [9 empty] | 42709 | Dimmable | Continuous Below 10 | No |  | 3.1 | 5800.1 | 86.18 | 67.3 | 8.1 | 0.99 | 3500 | 85
PVRNFW69 | Eaton (formerly Cooper Lighting) | NEORAY | S125-RDR-2-35-[All Ceiling Type]-0071-[All Circuiting]-U-DD-[All Emergency]-[All Options]-1-W | Indoor Luminaires | Linear Ambient | Direct Linear Ambient Luminaires | Standard | FALSE | [9 empty] | 42709 | Dimmable | Continuous Below 10 | No |  | 3.1 | 5715.9 | 84.93 | 67.3 | 8.1 | 0.99 | 3500 | 85
PSEAFPVM | Eaton (formerly Cooper Lighting) | NEORAY | S125-DR-1-35-[All Ceiling Type]-0143-[All Circuiting]-U-DD-[All Emergency]-[All Options]-1-[All Colors] | Indoor Luminaires | Linear Ambient | Direct Linear Ambient Luminaires | Standard | FALSE | [9 empty] | 42709 | Dimmable | Continuous Below 10 | No |  | 3.1 | 7944.1 | 90.38 | 87.9 | 7.99 | 1 | 3500 | 85
P9YRV4GW | Eaton (formerly Cooper Lighting) | NEORAY | S125-DR-1-35-[All Ceiling Type]-0143-[All Circuiting]-U-DD-[All Emergency]-[All Options]-4-[All Colors] | Indoor Luminaires | Linear Ambient | Direct Linear Ambient Luminaires | Standard | FALSE | [9 empty] | 42709 | Dimmable | Continuous Below 10 | No |  | 3.1 | 7749.4 | 88.16 | 87.9 | 7.99 | 1 | 3500 | 85
PMBN7ZM5 | Eaton (formerly Cooper Lighting) | NEORAY | S125-RDR-1-35-[All Ceiling Type]-0143-[All Circuiting]-U-DD-[All Emergency]-[All Options]-1-W | Indoor Luminaires | Linear Ambient | Direct Linear Ambient Luminaires | Standard | FALSE | [9 empty] | 42709 | Dimmable | Continuous Below 10 | No |  | 3.1 | 7636.8 | 86.88 | 87.9 | 7.99 | 1 | 3500 | 85
PCDJWGBH | Eaton (formerly Cooper Lighting) | NEORAY | S125-DR-2-35-[All Ceiling Type]-0107-[All Circuiting]-U-DD-[All Emergency]-[All Options]-1-[All Colors] | Indoor Luminaires | Linear Ambient | Direct Linear Ambient Luminaires | Standard | FALSE | [9 empty] | 42709 | Dimmable | Continuous Below 10 | No |  | 3.1 | 8960.7 | 89.7 | 99.9 | 7.97 | 0.99 | 3500 | 85
PURXSUR1 | Eaton (formerly Cooper Lighting) | NEORAY | S125-DR-2-35-[All Ceiling Type]-0107-[All Circuiting]-U-DD-[All Emergency]-[All Options]-4-[All Colors] | Indoor Luminaires | Linear Ambient | Direct Linear Ambient Luminaires | Standard | FALSE | [9 empty] | 42709 | Dimmable | Continuous Below 10 | No |  | 3.1 | 8741 | 87.5 | 99.9 | 7.97 | 0.99 | 3500 | 85
PY8F915D | Eaton (formerly Cooper Lighting) | NEORAY | S125-RDR-2-35-[All Ceiling Type]-0107-[All Circuiting]-U-DD-[All Emergency]-[All Options]-1-W | Indoor Luminaires | Linear Ambient | Direct Linear Ambient Luminaires | Standard | FALSE | [9 empty] | 42709 | Dimmable | Continuous Below 10 | No |  | 3.1 | 8614.1 | 86.23 | 99.9 | 7.97 | 0.99 | 3500 | 85
P95Y3XYU | Eaton (formerly Cooper Lighting) | NEORAY | S125-DR-2-35-[All Ceiling Type]-0143-[All Circuiting]-U-DD-[All Emergency]-[All Options]-1-[All Colors] | Indoor Luminaires | Linear Ambient | Direct Linear Ambient Luminaires | Standard | FALSE | [9 empty] | 42709 | Dimmable | Continuous Below 10 | No |  | 3.1 | 11975.5 | 90.38 | 132.5 | 7.9 | 0.99 | 3500 | 85
P3NGHEST | Eaton (formerly Cooper Lighting) | NEORAY | S125-DR-2-35-[All Ceiling Type]-0143-[All Circuiting]-U-DD-[All Emergency]-[All Options]-4-[All Colors] | Indoor Luminaires | Linear Ambient | Direct Linear Ambient Luminaires | Standard | FALSE | [9 empty] | 42709 | Dimmable | Continuous Below 10 | No |  | 3.1 | 11681.9 | 88.17 | 132.5 | 7.9 | 0.99 | 3500 | 85
P8BTPG1G | Eaton (formerly Cooper Lighting) | NEORAY | S125-RDR-2-35-[All Ceiling Type]-0143-[All Circuiting]-U-DD-[All Emergency]-[All Options]-1-W | Indoor Luminaires | Linear Ambient | Direct Linear Ambient Luminaires | Standard | FALSE | [9 empty] | 42709 | Dimmable | Continuous Below 10 | No |  | 3.1 | 11512.2 | 86.88 | 132.5 | 7.9 | 0.99 | 3500 | 85
PV81UJ1D | Eaton (formerly Cooper Lighting) | NEORAY | S125-DR-2-35-[All Ceiling Type]-0083-[All Circuiting]-U-DD-[All Emergency]-[All Options]-1-[All Colors] | Indoor Luminaires | Linear Ambient | Direct Linear Ambient Luminaires | Standard | FALSE | [9 empty] | 42709 | Dimmable | Continuous Below 10 | No |  | 3.1 | 6950.8 | 90.27 | 77 | 7.89 | 0.99 | 3500 | 85
PR2ZNP14 | Eaton (formerly Cooper Lighting) | NEORAY | S125-DR-2-35-[All Ceiling Type]-0083-[All Circuiting]-U-DD-[All Emergency]-[All Options]-4-[All Colors] | Indoor Luminaires | Linear Ambient | Direct Linear Ambient Luminaires | Standard | FALSE | [9 empty] | 42709 | Dimmable | Continuous Below 10 | No |  | 3.1 | 6780.4 | 88.06 | 77 | 7.89 | 0.99 | 3500 | 85
P7T6TXDE | Eaton (formerly Cooper Lighting) | NEORAY | S125-RDR-2-35-[All Ceiling Type]-0083-[All Circuiting]-U-DD-[All Emergency]-[All Options]-1-W | Indoor Luminaires | Linear Ambient | Direct Linear Ambient Luminaires | Standard | FALSE | [9 empty] | 42709 | Dimmable | Continuous Below 10 | No |  | 3.1 | 6681.9 | 86.78 | 77 | 7.89 | 0.99 | 3500 | 85
PPBV92MP | Eaton (formerly Cooper Lighting) | NEORAY | S125-DR-2-35-[All Ceiling Type]-0023-[All Circuiting]-U-DD-[All Emergency]-[All Options]-1-[All Colors] | Indoor Luminaires | Linear Ambient | Direct Linear Ambient Luminaires | Standard | FALSE | [9 empty] | 42709 | Dimmable | Continuous Below 10 | No |  | 3.1 | 1926.1 | 88.76 | 21.7 | 7.32 | 0.99 | 3500 | 85
PJ1FM14N | Eaton (formerly Cooper Lighting) | NEORAY | S125-DR-2-35-[All Ceiling Type]-0023-[All Circuiting]-1-DD-[All Emergency]-[All Options]-4-[All Colors] | Indoor Luminaires | Linear Ambient | Direct Linear Ambient Luminaires | Standard | FALSE | [9 empty] | 42709 | Dimmable | Continuous Below 10 | No |  | 3.1 | 1878.9 | 86.59 | 21.7 | 7.32 | 0.99 | 3500 | 85
P9QS3MQY | Eaton (formerly Cooper Lighting) | NEORAY | S125-RDR-2-35-[All Ceiling Type]-0023-[All Circuiting]-1-DD-[All Emergency]-[All Options]-1-W | Indoor Luminaires | Linear Ambient | Direct Linear Ambient Luminaires | Standard | FALSE | [9 empty] | 42709 | Dimmable | Continuous Below 10 | No |  | 3.1 | 1851.6 | 85.33 | 21.7 | 7.32 | 0.99 | 3500 | 85
PRSQ8BKA | Eaton (formerly Cooper Lighting) | NEORAY | S125-RDR-1-35-[All Ceiling Type]-0035-[All Circuiting]-1-DD-[All Emergency]-[All Options]-1-W | Indoor Luminaires | Linear Ambient | Direct Linear Ambient Luminaires | Standard | FALSE | [9 empty] | 42709 | Dimmable | Continuous Below 10 | No |  | 3.1 | 1869.1 | 84.19 | 22.2 | 7.28 | 0.99 | 3500 | 85
PMRZ2D59 | Eaton (formerly Cooper Lighting) | NEORAY | S125-DR-1-35-[All Ceiling Type]-0119-[All Circuiting]-U-DD-[All Emergency]-[All Options]-1-[All Colors] | Indoor Luminaires | Linear Ambient | Direct Linear Ambient Luminaires | Standard | FALSE | [9 empty] | 42709 | Dimmable | Continuous Below 10 | No |  | 3.1 | 6610.8 | 87.44 | 75.6 | 5.77 | 0.99 | 3500 | 85
P6Q7NHV6 | Eaton (formerly Cooper Lighting) | NEORAY | S125-DR-1-35-[All Ceiling Type]-0119-[All Circuiting]-U-DD-[All Emergency]-[All Options]-4-[All Colors] | Indoor Luminaires | Linear Ambient | Direct Linear Ambient Luminaires | Standard | FALSE | [9 empty] | 42709 | Dimmable | Continuous Below 10 | No |  | 3.1 | 6448.8 | 85.3 | 75.6 | 5.77 | 0.99 | 3500 | 85
PP8NMEE3 | Eaton (formerly Cooper Lighting) | NEORAY | S125-RDR-1-35-[All Ceiling Type]-0119-[All Circuiting]-U-DD-[All Emergency]-[All Options]-1-W | Indoor Luminaires | Linear Ambient | Direct Linear Ambient Luminaires | Standard | FALSE | [9 empty] | 42709 | Dimmable | Continuous Below 10 | No |  | 3.1 | 6355.1 | 84.06 | 75.6 | 5.77 | 0.99 | 3500 | 85
P9QSENDQ | Eaton (formerly Cooper Lighting) | NEORAY | S125-DR-2-35-[All Ceiling Type]-0095-[All Circuiting]-U-DD-[All Emergency]-[All Options]-1-[All Colors] | Indoor Luminaires | Linear Ambient | Direct Linear Ambient Luminaires | Standard | FALSE | [9 empty] | 42709 | Dimmable | Continuous Below 10 | No |  | 3.1 | 7955.7 | 89.89 | 88.5 | 5.44 | 0.99 | 3500 | 85
P2UBNXCA | Eaton (formerly Cooper Lighting) | NEORAY | S125-DR-2-35-[All Ceiling Type]-0095-[All Circuiting]-U-DD-[All Emergency]-[All Options]-4-[All Colors] | Indoor Luminaires | Linear Ambient | Direct Linear Ambient Luminaires | Standard | FALSE | [9 empty] | 42709 | Dimmable | Continuous Below 10 | No |  | 3.1 | 7760.7 | 87.69 | 88.5 | 5.44 | 0.99 | 3500 | 85
PX2WSG1B | Eaton (formerly Cooper Lighting) | NEORAY | S125-RDR-2-35-[All Ceiling Type]-0095-[All Circuiting]-U-DD-[All Emergency]-[All Options]-1-W | Indoor Luminaires | Linear Ambient | Direct Linear Ambient Luminaires | Standard | FALSE | [9 empty] | 42709 | Dimmable | Continuous Below 10 | No |  | 3.1 | 7648 | 86.42 | 88.5 | 5.44 | 0.99 | 3500 | 85
PSD4FZDQ | Eaton (formerly Cooper Lighting) | NEORAY | S125-DR-1-35-[All Ceiling Type]-0107-[All Circuiting]-U-DD-[All Emergency]-[All Options]-1-[All Colors] | Indoor Luminaires | Linear Ambient | Direct Linear Ambient Luminaires | Standard | FALSE | [9 empty] | 42709 | Dimmable | Continuous Below 10 | No |  | 3.1 | 5944.2 | 89.12 | 66.7 | 4.2 | 0.99 | 3500 | 85
PYXZYZX1 | Eaton (formerly Cooper Lighting) | NEORAY | S125-DR-1-35-[All Ceiling Type]-0107-[All Circuiting]-U-DD-[All Emergency]-[All Options]-4-[All Colors] | Indoor Luminaires | Linear Ambient | Direct Linear Ambient Luminaires | Standard | FALSE | [9 empty] | 42709 | Dimmable | Continuous Below 10 | No |  | 3.1 | 5798.5 | 86.93 | 66.7 | 4.2 | 0.99 | 3500 | 85
P8XAXHSP | Eaton (formerly Cooper Lighting) | NEORAY | S125-RDR-1-35-[All Ceiling Type]-0107-[All Circuiting]-U-DD-[All Emergency]-[All Options]-1-W | Indoor Luminaires | Linear Ambient | Direct Linear Ambient Luminaires | Standard | FALSE | [9 empty] | 42709 | Dimmable | Continuous Below 10 | No |  | 3.1 | 5714.3 | 85.67 | 66.7 | 4.2 | 0.99 | 3500 | 85
PVVUHKK3 | Eaton (formerly Cooper Lighting) | NEORAY | S125-DR-1-35-[All Ceiling Type]-0131-[All Circuiting]-U-DD-[All Emergency]-[All Options]-1-[All Colors] | Indoor Luminaires | Linear Ambient | Direct Linear Ambient Luminaires | Standard | FALSE | [9 empty] | 42709 | Dimmable | Continuous Below 10 | No |  | 3.1 | 7277.5 | 87.26 | 83.4 | 3.87 | 0.99 | 3500 | 85
PG37AQD8 | Eaton (formerly Cooper Lighting) | NEORAY | S125-DR-1-35-[All Ceiling Type]-0131-[All Circuiting]-U-DD-[All Emergency]-[All Options]-4-[All Colors] | Indoor Luminaires | Linear Ambient | Direct Linear Ambient Luminaires | Standard | FALSE | [9 empty] | 42709 | Dimmable | Continuous Below 10 | No |  | 3.1 | 7099.1 | 85.12 | 83.4 | 3.87 | 0.99 | 3500 | 85
PSYVWC42 | Eaton (formerly Cooper Lighting) | NEORAY | S125-RDR-1-35-[All Ceiling Type]-0131-[All Circuiting]-U-DD-[All Emergency]-[All Options]-1-W | Indoor Luminaires | Linear Ambient | Direct Linear Ambient Luminaires | Standard | FALSE | [9 empty] | 42709 | Dimmable | Continuous Below 10 | No |  | 3.1 | 6996 | 83.88 | 83.4 | 3.87 | 0.99 | 3500 | 85
PY91NRGG | Eaton (formerly Cooper Lighting) | NEORAY | S125-RDR-1-35-[All Ceiling Type]-0071-[All Circuiting]-U-DD-[All Emergency]-[All Options]-1-W | Indoor Luminaires | Linear Ambient | Direct Linear Ambient Luminaires | Standard | FALSE | [9 empty] | 42709 | Dimmable | Continuous Below 10 | No |  | 3.1 | 3791.7 | 83.7 | 45.3 | 3.28 | 0.99 | 3500 | 85
PXSVX5XY | Eaton (formerly Cooper Lighting) | NEORAY | S125-DR-2-35-[All Ceiling Type]-0047-[All Circuiting]-U-DD-[All Emergency]-[All Options]-1-[All Colors] | Indoor Luminaires | Linear Ambient | Direct Linear Ambient Luminaires | Standard | FALSE | [9 empty] | 42709 | Dimmable | Continuous Below 10 | No |  | 3.1 | 3936 | 88.05 | 44.7 | 3.27 | 0.99 | 3500 | 85
PX19D634 | Eaton (formerly Cooper Lighting) | NEORAY | S125-DR-2-35-[All Ceiling Type]-0047-[All Circuiting]-U-DD-[All Emergency]-[All Options]-4-[All Colors] | Indoor Luminaires | Linear Ambient | Direct Linear Ambient Luminaires | Standard | FALSE | [9 empty] | 42709 | Dimmable | Continuous Below 10 | No |  | 3.1 | 3839.5 | 85.89 | 44.7 | 3.27 | 0.99 | 3500 | 85
P5S8BBM6 | Eaton (formerly Cooper Lighting) | NEORAY | S125-RDR-2-35-[All Ceiling Type]-0047-[All Circuiting]-U-DD-[All Emergency]-[All Options]-1-W | Indoor Luminaires | Linear Ambient | Direct Linear Ambient Luminaires | Standard | FALSE | [9 empty] | 42709 | Dimmable | Continuous Below 10 | No |  | 3.1 | 3783.7 | 84.65 | 44.7 | 3.27 | 0.99 | 3500 | 85
P8P7K5ZE | Eaton (formerly Cooper Lighting) | NEORAY | S125-DR-2-30-[All Ceiling Type]-0119-[All Circuiting]-1-DD-[All Emergency]-[All Options]-1-[All Colors] | Indoor Luminaires | Linear Ambient | Direct Linear Ambient Luminaires | Standard | FALSE | [9 empty] | 42709 | Dimmable | Continuous Below 10 | No |  | 3.1 | 9240.6 | 82.73 | 111.7 | 8.23 | 0.99 | 3000 | 85
PGWXP7XJ | Eaton (formerly Cooper Lighting) | NEORAY | S125-DR-2-30-[All Ceiling Type]-0131-[All Circuiting]-1-DD-[All Emergency]-[All Options]-1-[All Colors] | Indoor Luminaires | Linear Ambient | Direct Linear Ambient Luminaires | Standard | FALSE | [9 empty] | 42709 | Dimmable | Continuous Below 10 | No |  | 3.1 | 10172.4 | 82.77 | 122.9 | 8.11 | 0.99 | 3000 | 85
P238VJXR | Eaton (formerly Cooper Lighting) | NEORAY | S125-DR-2-30-[All Ceiling Type]-0107-[All Circuiting]-1-DD-[All Emergency]-[All Options]-1-[All Colors] | Indoor Luminaires | Linear Ambient | Direct Linear Ambient Luminaires | Standard | FALSE | [9 empty] | 42709 | Dimmable | Continuous Below 10 | No |  | 3.1 | 8308.8 | 83.17 | 99.9 | 7.97 | 0.99 | 3000 | 85
PUER9X24 | Eaton (formerly Cooper Lighting) | NEORAY | S125-DR-2-30-[All Ceiling Type]-0143-[All Circuiting]-1-DD-[All Emergency]-[All Options]-1-[All Colors] | Indoor Luminaires | Linear Ambient | Direct Linear Ambient Luminaires | Standard | FALSE | [9 empty] | 42709 | Dimmable | Continuous Below 10 | No |  | 3.1 | 11104.3 | 83.81 | 132.5 | 7.9 | 0.99 | 3000 | 85
PMRJHYFG | Eaton (formerly Cooper Lighting) | NEORAY | S125-DR-2-30-[All Ceiling Type]-0083-[All Circuiting]-1-DD-[All Emergency]-[All Options]-1-[All Colors] | Indoor Luminaires | Linear Ambient | Direct Linear Ambient Luminaires | Standard | FALSE | [9 empty] | 42709 | Dimmable | Continuous Below 10 | No |  | 3.1 | 6445.1 | 83.7 | 77 | 7.89 | 0.99 | 3000 | 85
P2KGV2MU | Eaton (formerly Cooper Lighting) | NEORAY | S125-DR-2-30-[All Ceiling Type]-0095-[All Circuiting]-U-DD-[All Emergency]-[All Options]-1-[All Colors] | Indoor Luminaires | Linear Ambient | Direct Linear Ambient Luminaires | Standard | FALSE | [9 empty] | 42709 | Dimmable | Continuous Below 10 | No |  | 3.1 | 7377 | 83.36 | 88.5 | 5.44 | 0.99 | 3000 | 85
PVN66ZMH | Eaton (formerly Cooper Lighting) | NEORAY | S124-RDP-2-40-SC-[All Cable Length]-[All Ceiling Type]-0119-[All Circuiting]-U-ED-[All Emergency]-[All Fusings]-1-W | Indoor Luminaires | Linear Ambient | Direct Linear Ambient Luminaires | Standard | FALSE | [9 empty] | 42709 | Not Dimmable | Not Dimmable | No |  | 3.1 | 10779 | 96.5 | 111.7 | 8.23 | 0.99 | 4000 | 85
PKSN1V19 | Eaton (formerly Cooper Lighting) | NEORAY | S125-DP-2-40SC-[All Cable Length]-[All Ceiling Type]-0119-[All Circuiting]-U-ED-[All Emergency]-[All Fusings]-1-[All Colors]-[All Options] | Indoor Luminaires | Linear Ambient | Direct Linear Ambient Luminaires | Standard | FALSE | [9 empty] | 42709 | Not Dimmable | Not Dimmable | No |  | 3.1 | 10444.9 | 93.51 | 111.7 | 8.23 | 0.99 | 4000 | 85
P7XRT55S | Eaton (formerly Cooper Lighting) | NEORAY | S125-DP-2-40SC-[All Cable Length]-[All Ceiling Type]-0119-[All Circuiting]-U-ED-[All Emergency]-[All Fusings]-4-[All Colors]-[All Options] | Indoor Luminaires | Linear Ambient | Direct Linear Ambient Luminaires | Standard | FALSE | [9 empty] | 42709 | Not Dimmable | Not Dimmable | No |  | 3.1 | 10188.8 | 91.22 | 111.7 | 8.23 | 0.99 | 4000 | 85
PB69FP7C | Eaton (formerly Cooper Lighting) | NEORAY | S124-DP-2-40-SC-[All Cable Length]-[All Ceiling Type]-0119-[All Circuiting]-U-ED-[All Emergency]-[All Fusings]-4-[All Colors]-[All Options] | Indoor Luminaires | Linear Ambient | Direct Linear Ambient Luminaires | Standard | FALSE | [9 empty] | 42709 | Not Dimmable | Not Dimmable | No |  | 3.1 | 10073.6 | 90.18 | 111.7 | 8.23 | 0.99 | 4000 | 85
PSE3ARU7 | Eaton (formerly Cooper Lighting) | NEORAY | S125-RDP-2-40SC-[All Cable Length]-[All Ceiling Type]-0119-[All Circuiting]-U-ED-[All Emergency]-[All Fusings]-1-W | Indoor Luminaires | Linear Ambient | Direct Linear Ambient Luminaires | Standard | FALSE | [9 empty] | 42709 | Not Dimmable | Not Dimmable | No |  | 3.1 | 10040.8 | 89.89 | 111.7 | 8.23 | 0.99 | 4000 | 85
P8DJWTFG | Eaton (formerly Cooper Lighting) | NEORAY | S124-DP-2-40-SC-[All Cable Length]-[All Ceiling Type]-0119-[All Circuiting]-U-ED-[All Emergency]-[All Fusings]-1-[All Colors]-[All Options] | Indoor Luminaires | Linear Ambient | Direct Linear Ambient Luminaires | Standard | FALSE | [9 empty] | 42709 | Not Dimmable | Not Dimmable | No |  | 3.1 | 9991.1 | 89.45 | 111.7 | 8.23 | 0.99 | 4000 | 85
PQJK7Y5M | Eaton (formerly Cooper Lighting) | NEORAY | S123-DP-2-40-SC-[All Cable Length]-[All Ceiling Type]-0119-[All Circuiting]-U-ED-[All Emergency]-[All Fusings]-4-[All Colors]-[All Options] | Indoor Luminaires | Linear Ambient | Direct Linear Ambient Luminaires | Standard | FALSE | [9 empty] | 42709 | Not Dimmable | Not Dimmable | No |  | 3.1 | 9440.3 | 84.51 | 111.7 | 8.23 | 0.99 | 4000 | 85
PK94MXN7 | Eaton (formerly Cooper Lighting) | NEORAY | S123-DP-2-40-SC-[All Cable Length]-[All Ceiling Type]-0119-[All Circuiting]-1-ED-[All Emergency]-[All Fusings]-1-[All Colors]-[All Options] | Indoor Luminaires | Linear Ambient | Direct Linear Ambient Luminaires | Standard | FALSE | [9 empty] | 42709 | Not Dimmable | Not Dimmable | No |  | 3.1 | 9295.8 | 83.22 | 111.7 | 8.23 | 0.99 | 4000 | 85
P3NEQCDX | Eaton (formerly Cooper Lighting) | NEORAY | S124-RDP-2-40-SC-[All Cable Length]-[All Ceiling Type]-0131-[All Circuiting]-U-ED-[All Emergency]-[All Fusings]-1-W | Indoor Luminaires | Linear Ambient | Direct Linear Ambient Luminaires | Standard | FALSE | [9 empty] | 42709 | Not Dimmable | Not Dimmable | No |  | 3.1 | 11865.9 | 96.55 | 122.9 | 8.11 | 0.99 | 4000 | 85
PT9V1Y5E | Eaton (formerly Cooper Lighting) | NEORAY | S125-DP-2-40SC-[All Cable Length]-[All Ceiling Type]-0131-[All Circuiting]-U-ED-[All Emergency]-[All Fusings]-1-[All Colors]-[All Options] | Indoor Luminaires | Linear Ambient | Direct Linear Ambient Luminaires | Standard | FALSE | [9 empty] | 42709 | Not Dimmable | Not Dimmable | No |  | 3.1 | 11498.1 | 93.56 | 122.9 | 8.11 | 0.99 | 4000 | 85
PW1G7C88 | Eaton (formerly Cooper Lighting) | NEORAY | S125-DP-2-40SC-[All Cable Length]-[All Ceiling Type]-0131-[All Circuiting]-U-ED-[All Emergency]-[All Fusings]-4-[All Colors]-[All Options] | Indoor Luminaires | Linear Ambient | Direct Linear Ambient Luminaires | Standard | FALSE | [9 empty] | 42709 | Not Dimmable | Not Dimmable | No |  | 3.1 | 11216.3 | 91.26 | 122.9 | 8.11 | 0.99 | 4000 | 85
PYZ5AAX3 | Eaton (formerly Cooper Lighting) | NEORAY | S124-DP-2-40-SC-[All Cable Length]-[All Ceiling Type]-0131-[All Circuiting]-U-ED-[All Emergency]-[All Fusings]-4-[All Colors]-[All Options] | Indoor Luminaires | Linear Ambient | Direct Linear Ambient Luminaires | Standard | FALSE | [9 empty] | 42709 | Not Dimmable | Not Dimmable | No |  | 3.1 | 11089.4 | 90.23 | 122.9 | 8.11 | 0.99 | 4000 | 85
PEPXMH1T | Eaton (formerly Cooper Lighting) | NEORAY | S125-RDP-2-40SC-[All Cable Length]-[All Ceiling Type]-0131-[All Circuiting]-U-ED-[All Emergency]-[All Fusings]-1-W | Indoor Luminaires | Linear Ambient | Direct Linear Ambient Luminaires | Standard | FALSE | [9 empty] | 42709 | Not Dimmable | Not Dimmable | No |  | 3.1 | 11053.3 | 89.94 | 122.9 | 8.11 | 0.99 | 4000 | 85
PRYKSR6A | Eaton (formerly Cooper Lighting) | NEORAY | S124-DP-2-40-SC-[All Cable Length]-[All Ceiling Type]-0131-[All Circuiting]-U-ED-[All Emergency]-[All Fusings]-1-[All Colors]-[All Options] | Indoor Luminaires | Linear Ambient | Direct Linear Ambient Luminaires | Standard | FALSE | [9 empty] | 42709 | Not Dimmable | Not Dimmable | No |  | 3.1 | 10998.6 | 89.49 | 122.9 | 8.11 | 0.99 | 4000 | 85
PAXJQ3E8 | Eaton (formerly Cooper Lighting) | NEORAY | S123-DP-2-40-SC-[All Cable Length]-[All Ceiling Type]-0131-[All Circuiting]-U-ED-[All Emergency]-[All Fusings]-4-[All Colors]-[All Options] | Indoor Luminaires | Linear Ambient | Direct Linear Ambient Luminaires | Standard | FALSE | [9 empty] | 42709 | Not Dimmable | Not Dimmable | No |  | 3.1 | 10392.3 | 84.56 | 122.9 | 8.11 | 0.99 | 4000 | 85
PVKP8KET | Eaton (formerly Cooper Lighting) | NEORAY | S123-DP-2-40-SC-[All Cable Length]-[All Ceiling Type]-0131-[All Circuiting]-1-ED-[All Emergency]-[All Fusings]-1-[All Colors]-[All Options] | Indoor Luminaires | Linear Ambient | Direct Linear Ambient Luminaires | Standard | FALSE | [9 empty] | 42709 | Not Dimmable | Not Dimmable | No |  | 3.1 | 10233.2 | 83.26 | 122.9 | 8.11 | 0.99 | 4000 | 85
PK1VQUDN | Eaton (formerly Cooper Lighting) | NEORAY | S124-RDP-1-40-SC-[All Cable Length]-[All Ceiling Type]-0143-[All Circuiting]-U-ED-[All Emergency]-[All Fusings]-1-W | Indoor Luminaires | Linear Ambient | Direct Linear Ambient Luminaires | Standard | FALSE | [9 empty] | 42709 | Not Dimmable | Not Dimmable | No |  | 3.1 | 8332.5 | 94.8 | 87.9 | 7.99 | 1 | 4000 | 85
PVD7FZ6H | Eaton (formerly Cooper Lighting) | NEORAY | S125-DP-1-40SC-[All Cable Length]-[All Ceiling Type]-0143-[All Circuiting]-U-ED-[All Emergency]-[All Fusings]-1-[All Colors]-[All Options] | Indoor Luminaires | Linear Ambient | Direct Linear Ambient Luminaires | Standard | FALSE | [9 empty] | 42709 | Not Dimmable | Not Dimmable | No |  | 3.1 | 8326.1 | 94.72 | 87.9 | 7.99 | 1 | 4000 | 85
P3KEZM6D | Eaton (formerly Cooper Lighting) | NEORAY | S125-DP-1-40SC-[All Cable Length]-[All Ceiling Type]-0143-[All Circuiting]-U-ED-[All Emergency]-[All Fusings]-4-[All Colors]-[All Options] | Indoor Luminaires | Linear Ambient | Direct Linear Ambient Luminaires | Standard | FALSE | [9 empty] | 42709 | Not Dimmable | Not Dimmable | No |  | 3.1 | 8122 | 92.4 | 87.9 | 7.99 | 1 | 4000 | 85
PM29E17Q | Eaton (formerly Cooper Lighting) | NEORAY | S125-RDP-1-40SC-[All Cable Length]-[All Ceiling Type]-0143-[All Circuiting]-U-ED-[All Emergency]-[All Fusings]-1-W | Indoor Luminaires | Linear Ambient | Direct Linear Ambient Luminaires | Standard | FALSE | [9 empty] | 42709 | Not Dimmable | Not Dimmable | No |  | 3.1 | 8004.1 | 91.06 | 87.9 | 7.99 | 1 | 4000 | 85
P19PNC6P | Eaton (formerly Cooper Lighting) | NEORAY | S124-DP-1-40-SC-[All Cable Length]-[All Ceiling Type]-0143-[All Circuiting]-U-ED-[All Emergency]-[All Fusings]-4-[All Colors]-[All Options] | Indoor Luminaires | Linear Ambient | Direct Linear Ambient Luminaires | Standard | FALSE | [9 empty] | 42709 | Not Dimmable | Not Dimmable | No |  | 3.1 | 7787.2 | 88.59 | 87.9 | 7.99 | 1 | 4000 | 85
P9753AX1 | Eaton (formerly Cooper Lighting) | NEORAY | S124-DP-1-40-SC-[All Cable Length]-[All Ceiling Type]-0143-[All Circuiting]-U-ED-[All Emergency]-[All Fusings]-1-[All Colors]-[All Options] | Indoor Luminaires | Linear Ambient | Direct Linear Ambient Luminaires | Standard | FALSE | [9 empty] | 42709 | Not Dimmable | Not Dimmable | No |  | 3.1 | 7723.4 | 87.87 | 87.9 | 7.99 | 1 | 4000 | 85
PSG9J57S | Eaton (formerly Cooper Lighting) | NEORAY | S123-DP-1-40-SC-[All Cable Length]-[All Ceiling Type]-0143-[All Circuiting]-U-ED-[All Emergency]-[All Fusings]-4-[All Colors]-[All Options] | Indoor Luminaires | Linear Ambient | Direct Linear Ambient Luminaires | Standard | FALSE | [9 empty] | 42709 | Not Dimmable | Not Dimmable | No |  | 3.1 | 7707.5 | 87.68 | 87.9 | 7.99 | 1 | 4000 | 85
PT2SN6W7 | Eaton (formerly Cooper Lighting) | NEORAY | S123-DP-1-40-SC-[All Cable Length]-[All Ceiling Type]-0143-[All Circuiting]-U-ED-[All Emergency]-[All Fusings]-1-[All Colors]-[All Options] | Indoor Luminaires | Linear Ambient | Direct Linear Ambient Luminaires | Standard | FALSE | [9 empty] | 42709 | Not Dimmable | Not Dimmable | No |  | 3.1 | 7589.5 | 86.34 | 87.9 | 7.99 | 1 | 4000 | 85
PC5HKF5W | Eaton (formerly Cooper Lighting) | NEORAY | S123-RDP-1-40-SC-[All Cable Length]-[All Ceiling Type]-0143-[All Circuiting]-U-ED-[All Emergency]-[All Fusings]-1-W | Indoor Luminaires | Linear Ambient | Direct Linear Ambient Luminaires | Standard | FALSE | [9 empty] | 42709 | Not Dimmable | Not Dimmable | No |  | 3.1 | 7420.5 | 84.42 | 87.9 | 7.99 | 1 | 4000 | 85
PZEYRGRD | Eaton (formerly Cooper Lighting) | NEORAY | S124-RDP-2-40-SC-[All Cable Length]-[All Ceiling Type]-0107-[All Circuiting]-U-ED-[All Emergency]-[All Fusings]-1-W | Indoor Luminaires | Linear Ambient | Direct Linear Ambient Luminaires | Standard | FALSE | [9 empty] | 42709 | Not Dimmable | Not Dimmable | No |  | 3.1 | 9692 | 97.02 | 99.9 | 7.97 | 0.99 | 4000 | 85
PG2Z8YDJ | Eaton (formerly Cooper Lighting) | NEORAY | S125-DP-2-40SC-[All Cable Length]-[All Ceiling Type]-0107-[All Circuiting]-U-ED-[All Emergency]-[All Fusings]-1-[All Colors]-[All Options] | Indoor Luminaires | Linear Ambient | Direct Linear Ambient Luminaires | Standard | FALSE | [9 empty] | 42709 | Not Dimmable | Not Dimmable | No |  | 3.1 | 9391.6 | 94.01 | 99.9 | 7.97 | 0.99 | 4000 | 85
PDW8XE7Y | Eaton (formerly Cooper Lighting) | NEORAY | S125-DP-2-40SC-[All Cable Length]-[All Ceiling Type]-0107-[All Circuiting]-U-ED-[All Emergency]-[All Fusings]-4-[All Colors]-[All Options] | Indoor Luminaires | Linear Ambient | Direct Linear Ambient Luminaires | Standard | FALSE | [9 empty] | 42709 | Not Dimmable | Not Dimmable | No |  | 3.1 | 9161.4 | 91.71 | 99.9 | 7.97 | 0.99 | 4000 | 85
P4N24DPC | Eaton (formerly Cooper Lighting) | NEORAY | S124-DP-2-40-SC-[All Cable Length]-[All Ceiling Type]-0107-[All Circuiting]-U-ED-[All Emergency]-[All Fusings]-4-[All Colors]-[All Options] | Indoor Luminaires | Linear Ambient | Direct Linear Ambient Luminaires | Standard | FALSE | [9 empty] | 42709 | Not Dimmable | Not Dimmable | No |  | 3.1 | 9057.8 | 90.67 | 99.9 | 7.97 | 0.99 | 4000 | 85
P164G1VW | Eaton (formerly Cooper Lighting) | NEORAY | S125-RDP-2-40SC-[All Cable Length]-[All Ceiling Type]-0107-[All Circuiting]-U-ED-[All Emergency]-[All Fusings]-1-W | Indoor Luminaires | Linear Ambient | Direct Linear Ambient Luminaires | Standard | FALSE | [9 empty] | 42709 | Not Dimmable | Not Dimmable | No |  | 3.1 | 9028.3 | 90.37 | 99.9 | 7.97 | 0.99 | 4000 | 85
PC1HVEEH | Eaton (formerly Cooper Lighting) | NEORAY | S124-DP-2-40-SC-[All Cable Length]-[All Ceiling Type]-0107-[All Circuiting]-U-ED-[All Emergency]-[All Fusings]-1-[All Colors]-[All Options] | Indoor Luminaires | Linear Ambient | Direct Linear Ambient Luminaires | Standard | FALSE | [9 empty] | 42709 | Not Dimmable | Not Dimmable | No |  | 3.1 | 8983.6 | 89.93 | 99.9 | 7.97 | 0.99 | 4000 | 85
PC8JJ43S | Eaton (formerly Cooper Lighting) | NEORAY | S124-RDP-2-40-SC-[All Cable Length]-[All Ceiling Type]-0143-[All Circuiting]-U-ED-[All Emergency]-[All Fusings]-1-W | Indoor Luminaires | Linear Ambient | Direct Linear Ambient Luminaires | Standard | FALSE | [9 empty] | 42709 | Not Dimmable | Not Dimmable | No |  | 3.1 | 12952.9 | 97.76 | 132.5 | 7.9 | 0.99 | 4000 | 85
P4BF9QQ3 | Eaton (formerly Cooper Lighting) | NEORAY | S125-DP-2-40SC-[All Cable Length]-[All Ceiling Type]-0143-[All Circuiting]-U-ED-[All Emergency]-[All Fusings]-1-[All Colors]-[All Options] | Indoor Luminaires | Linear Ambient | Direct Linear Ambient Luminaires | Standard | FALSE | [9 empty] | 42709 | Not Dimmable | Not Dimmable | No |  | 3.1 | 12551.4 | 94.73 | 132.5 | 7.9 | 0.99 | 4000 | 85
PXV8R4X6 | Eaton (formerly Cooper Lighting) | NEORAY | S125-DP-2-40SC-[All Cable Length]-[All Ceiling Type]-0143-[All Circuiting]-U-ED-[All Emergency]-[All Fusings]-4-[All Colors]-[All Options] | Indoor Luminaires | Linear Ambient | Direct Linear Ambient Luminaires | Standard | FALSE | [9 empty] | 42709 | Not Dimmable | Not Dimmable | No |  | 3.1 | 12243.7 | 92.41 | 132.5 | 7.9 | 0.99 | 4000 | 85
P7NSFH6C | Eaton (formerly Cooper Lighting) | NEORAY | S124-DP-2-40-SC-[All Cable Length]-[All Ceiling Type]-0143-[All Circuiting]-U-ED-[All Emergency]-[All Fusings]-4-[All Colors]-[All Options] | Indoor Luminaires | Linear Ambient | Direct Linear Ambient Luminaires | Standard | FALSE | [9 empty] | 42709 | Not Dimmable | Not Dimmable | No |  | 3.1 | 12105.2 | 91.36 | 132.5 | 7.9 | 0.99 | 4000 | 85
PWBTUP98 | Eaton (formerly Cooper Lighting) | NEORAY | S125-RDP-2-40SC-[All Cable Length]-[All Ceiling Type]-0143-[All Circuiting]-U-ED-[All Emergency]-[All Fusings]-1-W | Indoor Luminaires | Linear Ambient | Direct Linear Ambient Luminaires | Standard | FALSE | [9 empty] | 42709 | Not Dimmable | Not Dimmable | No |  | 3.1 | 12065.9 | 91.06 | 132.5 | 7.9 | 0.99 | 4000 | 85
PNRV1TZD | Eaton (formerly Cooper Lighting) | NEORAY | S124-DP-2-40-SC-[All Cable Length]-[All Ceiling Type]-0143-[All Circuiting]-U-ED-[All Emergency]-[All Fusings]-1-[All Colors]-[All Options] | Indoor Luminaires | Linear Ambient | Direct Linear Ambient Luminaires | Standard | FALSE | [9 empty] | 42709 | Not Dimmable | Not Dimmable | No |  | 3.1 | 12006.1 | 90.61 | 132.5 | 7.9 | 0.99 | 4000 | 85
P3AT8UUB | Eaton (formerly Cooper Lighting) | NEORAY | S123-DP-2-40-SC-[All Cable Length]-[All Ceiling Type]-0143-[All Circuiting]-U-ED-[All Emergency]-[All Fusings]-4-[All Colors]-[All Options] | Indoor Luminaires | Linear Ambient | Direct Linear Ambient Luminaires | Standard | FALSE | [9 empty] | 42709 | Not Dimmable | Not Dimmable | No |  | 3.1 | 11344.3 | 85.62 | 132.5 | 7.9 | 0.99 | 4000 | 85
PFRWXK41 | Eaton (formerly Cooper Lighting) | NEORAY | S123-DP-2-40-SC-[All Cable Length]-[All Ceiling Type]-0143-[All Circuiting]-1-ED-[All Emergency]-[All Fusings]-1-[All Colors]-[All Options] | Indoor Luminaires | Linear Ambient | Direct Linear Ambient Luminaires | Standard | FALSE | [9 empty] | 42709 | Not Dimmable | Not Dimmable | No |  | 3.1 | 11170.6 | 84.31 | 132.5 | 7.9 | 0.99 | 4000 | 85
P495PH7Q | Eaton (formerly Cooper Lighting) | NEORAY | S124-RDP-1-40-SC-[All Cable Length]-[All Ceiling Type]-0119-[All Circuiting]-U-ED-[All Emergency]-[All Fusings]-1-W | Indoor Luminaires | Linear Ambient | Direct Linear Ambient Luminaires | Standard | FALSE | [9 empty] | 42709 | Not Dimmable | Not Dimmable | No |  | 3.1 | 6934 | 91.72 | 75.6 | 5.77 | 0.99 | 4000 | 85
PPBQT82T | Eaton (formerly Cooper Lighting) | NEORAY | S125-DP-1-40SC-[All Cable Length]-[All Ceiling Type]-0119-[All Circuiting]-U-ED-[All Emergency]-[All Fusings]-1-[All Colors]-[All Options] | Indoor Luminaires | Linear Ambient | Direct Linear Ambient Luminaires | Standard | FALSE | [9 empty] | 42709 | Not Dimmable | Not Dimmable | No |  | 3.1 | 6928.7 | 91.65 | 75.6 | 5.77 | 0.99 | 4000 | 85
PE1826TJ | Eaton (formerly Cooper Lighting) | NEORAY | S125-DP-1-40SC-[All Cable Length]-[All Ceiling Type]-0119-[All Circuiting]-U-ED-[All Emergency]-[All Fusings]-4-[All Colors]-[All Options] | Indoor Luminaires | Linear Ambient | Direct Linear Ambient Luminaires | Standard | FALSE | [9 empty] | 42709 | Not Dimmable | Not Dimmable | No |  | 3.1 | 6758.9 | 89.4 | 75.6 | 5.77 | 0.99 | 4000 | 85
PY6BNWR5 | Eaton (formerly Cooper Lighting) | NEORAY | S125-RDP-1-40SC-[All Cable Length]-[All Ceiling Type]-0119-[All Circuiting]-U-ED-[All Emergency]-[All Fusings]-1-W | Indoor Luminaires | Linear Ambient | Direct Linear Ambient Luminaires | Standard | FALSE | [9 empty] | 42709 | Not Dimmable | Not Dimmable | No |  | 3.1 | 6660.7 | 88.1 | 75.6 | 5.77 | 0.99 | 4000 | 85
PHK8DDPW | Eaton (formerly Cooper Lighting) | NEORAY | S124-DP-1-40-SC-[All Cable Length]-[All Ceiling Type]-0119-[All Circuiting]-U-ED-[All Emergency]-[All Fusings]-4-[All Colors]-[All Options] | Indoor Luminaires | Linear Ambient | Direct Linear Ambient Luminaires | Standard | FALSE | [9 empty] | 42709 | Not Dimmable | Not Dimmable | No |  | 3.1 | 6480.3 | 85.72 | 75.6 | 5.77 | 0.99 | 4000 | 85
PNYNB9VK | Eaton (formerly Cooper Lighting) | NEORAY | S124-DP-1-40-SC-[All Cable Length]-[All Ceiling Type]-0119-[All Circuiting]-U-ED-[All Emergency]-[All Fusings]-1-[All Colors]-[All Options] | Indoor Luminaires | Linear Ambient | Direct Linear Ambient Luminaires | Standard | FALSE | [9 empty] | 42709 | Not Dimmable | Not Dimmable | No |  | 3.1 | 6427.2 | 85.02 | 75.6 | 5.77 | 0.99 | 4000 | 85
PUZHAE8G | Eaton (formerly Cooper Lighting) | NEORAY | S123-DP-1-40-SC-[All Cable Length]-[All Ceiling Type]-0119-[All Circuiting]-U-ED-[All Emergency]-[All Fusings]-4-[All Colors]-[All Options] | Indoor Luminaires | Linear Ambient | Direct Linear Ambient Luminaires | Standard | FALSE | [9 empty] | 42709 | Not Dimmable | Not Dimmable | No |  | 3.1 | 6413.9 | 84.84 | 75.6 | 5.77 | 0.99 | 4000 | 85
P1GQFJNT | Eaton (formerly Cooper Lighting) | NEORAY | S123-DP-1-40-SC-[All Cable Length]-[All Ceiling Type]-0119-[All Circuiting]-U-ED-[All Emergency]-[All Fusings]-1-[All Colors]-[All Options] | Indoor Luminaires | Linear Ambient | Direct Linear Ambient Luminaires | Standard | FALSE | [9 empty] | 42709 | Not Dimmable | Not Dimmable | No |  | 3.1 | 6315.7 | 83.54 | 75.6 | 5.77 | 0.99 | 4000 | 85
PGWY4ZWA | Eaton (formerly Cooper Lighting) | NEORAY | S124-RDP-1-40-SC-[All Cable Length]-[All Ceiling Type]-0107-[All Circuiting]-U-ED-[All Emergency]-[All Fusings]-1-W | Indoor Luminaires | Linear Ambient | Direct Linear Ambient Luminaires | Standard | FALSE | [9 empty] | 42709 | Not Dimmable | Not Dimmable | No |  | 3.1 | 6234.8 | 93.48 | 66.7 | 4.2 | 0.99 | 4000 | 85
P6NW3QUT | Eaton (formerly Cooper Lighting) | NEORAY | S125-DP-1-40SC-[All Cable Length]-[All Ceiling Type]-0107-[All Circuiting]-U-ED-[All Emergency]-[All Fusings]-1-[All Colors]-[All Options] | Indoor Luminaires | Linear Ambient | Direct Linear Ambient Luminaires | Standard | FALSE | [9 empty] | 42709 | Not Dimmable | Not Dimmable | No |  | 3.1 | 6230 | 93.4 | 66.7 | 4.2 | 0.99 | 4000 | 85
PS9PSE7P | Eaton (formerly Cooper Lighting) | NEORAY | S125-DP-1-40SC-[All Cable Length]-[All Ceiling Type]-0107-[All Circuiting]-U-ED-[All Emergency]-[All Fusings]-4-[All Colors]-[All Options] | Indoor Luminaires | Linear Ambient | Direct Linear Ambient Luminaires | Standard | FALSE | [9 empty] | 42709 | Not Dimmable | Not Dimmable | No |  | 3.1 | 6077.3 | 91.11 | 66.7 | 4.2 | 0.99 | 4000 | 85
PAR1ENS6 | Eaton (formerly Cooper Lighting) | NEORAY | S125-RDP-1-40SC-[All Cable Length]-[All Ceiling Type]-0107-[All Circuiting]-U-ED-[All Emergency]-[All Fusings]-1-W | Indoor Luminaires | Linear Ambient | Direct Linear Ambient Luminaires | Standard | FALSE | [9 empty] | 42709 | Not Dimmable | Not Dimmable | No |  | 3.1 | 5989 | 89.79 | 66.7 | 4.2 | 0.99 | 4000 | 85
PEBJNQC1 | Eaton (formerly Cooper Lighting) | NEORAY | S124-RDP-1-40-SC-[All Cable Length]-[All Ceiling Type]-0131-[All Circuiting]-U-ED-[All Emergency]-[All Fusings]-1-W | Indoor Luminaires | Linear Ambient | Direct Linear Ambient Luminaires | Standard | FALSE | [9 empty] | 42709 | Not Dimmable | Not Dimmable | No |  | 3.1 | 7633.3 | 91.53 | 83.4 | 3.87 | 0.99 | 4000 | 85
PE5E4MQ2 | Eaton (formerly Cooper Lighting) | NEORAY | S125-DP-1-40SC-[All Cable Length]-[All Ceiling Type]-0131-[All Circuiting]-U-ED-[All Emergency]-[All Fusings]-1-[All Colors]-[All Options] | Indoor Luminaires | Linear Ambient | Direct Linear Ambient Luminaires | Standard | FALSE | [9 empty] | 42709 | Not Dimmable | Not Dimmable | No |  | 3.1 | 7627.4 | 91.46 | 83.4 | 3.87 | 0.99 | 4000 | 85
PS49B4WM | Eaton (formerly Cooper Lighting) | NEORAY | S125-DP-1-40SC-[All Cable Length]-[All Ceiling Type]-0131-[All Circuiting]-U-ED-[All Emergency]-[All Fusings]-4-[All Colors]-[All Options] | Indoor Luminaires | Linear Ambient | Direct Linear Ambient Luminaires | Standard | FALSE | [9 empty] | 42709 | Not Dimmable | Not Dimmable | No |  | 3.1 | 7440.5 | 89.21 | 83.4 | 3.87 | 0.99 | 4000 | 85
PVTP1P9H | Eaton (formerly Cooper Lighting) | NEORAY | S125-RDP-1-40SC-[All Cable Length]-[All Ceiling Type]-0131-[All Circuiting]-U-ED-[All Emergency]-[All Fusings]-1-W | Indoor Luminaires | Linear Ambient | Direct Linear Ambient Luminaires | Standard | FALSE | [9 empty] | 42709 | Not Dimmable | Not Dimmable | No |  | 3.1 | 7332.4 | 87.92 | 83.4 | 3.87 | 0.99 | 4000 | 85
P3DWM594 | Eaton (formerly Cooper Lighting) | NEORAY | S124-DP-1-40-SC-[All Cable Length]-[All Ceiling Type]-0131-[All Circuiting]-U-ED-[All Emergency]-[All Fusings]-4-[All Colors]-[All Options] | Indoor Luminaires | Linear Ambient | Direct Linear Ambient Luminaires | Standard | FALSE | [9 empty] | 42709 | Not Dimmable | Not Dimmable | No |  | 3.1 | 7133.7 | 85.54 | 83.4 | 3.87 | 0.99 | 4000 | 85
PV7WFJW9 | Eaton (formerly Cooper Lighting) | NEORAY | S124-DP-1-40-SC-[All Cable Length]-[All Ceiling Type]-0131-[All Circuiting]-U-ED-[All Emergency]-[All Fusings]-1-[All Colors]-[All Options] | Indoor Luminaires | Linear Ambient | Direct Linear Ambient Luminaires | Standard | FALSE | [9 empty] | 42709 | Not Dimmable | Not Dimmable | No |  | 3.1 | 7075.3 | 84.84 | 83.4 | 3.87 | 0.99 | 4000 | 85
PVVMAJXX | Eaton (formerly Cooper Lighting) | NEORAY | S123-DP-1-40-SC-[All Cable Length]-[All Ceiling Type]-0131-[All Circuiting]-U-ED-[All Emergency]-[All Fusings]-4-[All Colors]-[All Options] | Indoor Luminaires | Linear Ambient | Direct Linear Ambient Luminaires | Standard | FALSE | [9 empty] | 42709 | Not Dimmable | Not Dimmable | No |  | 3.1 | 7060.7 | 84.66 | 83.4 | 3.87 | 0.99 | 4000 | 85
PZC81KV5 | Eaton (formerly Cooper Lighting) | NEORAY | S123-DP-1-40-SC-[All Cable Length]-[All Ceiling Type]-0131-[All Circuiting]-U-ED-[All Emergency]-[All Fusings]-1-[All Colors]-[All Options] | Indoor Luminaires | Linear Ambient | Direct Linear Ambient Luminaires | Standard | FALSE | [9 empty] | 42709 | Not Dimmable | Not Dimmable | No |  | 3.1 | 6952.6 | 83.36 | 83.4 | 3.87 | 0.99 | 4000 | 85
PK86XBPV | Eaton (formerly Cooper Lighting) | NEORAY | S124-RDR-1-40-[All Ceiling Type]-0023-[All Circuiting]-1-DD-[All Emergency]-[All Options]-1-W | Indoor Luminaires | Linear Ambient | Direct Linear Ambient Luminaires | Standard | FALSE | [9 empty] | 42709 | Dimmable | Continuous Below 10 | No |  | 3.1 | 1340.2 | 91.17 | 14.7 | 9.12 | 0.99 | 4000 | 85
P7MG1YNE | Eaton (formerly Cooper Lighting) | NEORAY | S124-DR-1-40-[All Ceiling Type]-0023-[All Circuiting]-1-DD-[All Emergency]-[All Options]-4-[All Colors] | Indoor Luminaires | Linear Ambient | Direct Linear Ambient Luminaires | Standard | FALSE | [9 empty] | 42709 | Dimmable | Continuous Below 10 | No |  | 3.1 | 1252.5 | 85.2 | 14.7 | 9.12 | 0.99 | 4000 | 85
PHH7DUV8 | Eaton (formerly Cooper Lighting) | NEORAY | S124-DR-1-40-[All Ceiling Type]-0023-[All Circuiting]-1-DD-[All Emergency]-[All Options]-1-[All Colors] | Indoor Luminaires | Linear Ambient | Direct Linear Ambient Luminaires | Standard | FALSE | [9 empty] | 42709 | Dimmable | Continuous Below 10 | No |  | 3.1 | 1242.2 | 84.5 | 14.7 | 9.12 | 0.99 | 4000 | 85
PU7N4KDF | Eaton (formerly Cooper Lighting) | NEORAY | S123-DR-1-40-[All Ceiling Type]-0023-[All Circuiting]-1-DD-[All Emergency]-[All Options]-4-[All Colors] | Indoor Luminaires | Linear Ambient | Direct Linear Ambient Luminaires | Standard | FALSE | [9 empty] | 42709 | Dimmable | Continuous Below 10 | No |  | 3.1 | 1239.7 | 84.33 | 14.7 | 9.12 | 0.99 | 4000 | 85
P4ZSPGUD | Eaton (formerly Cooper Lighting) | NEORAY | S123-DR-1-40-[All Ceiling Type]-0023-[All Circuiting]-1-DD-[All Emergency]-[All Options]-1-[All Colors] | Indoor Luminaires | Linear Ambient | Direct Linear Ambient Luminaires | Standard | FALSE | [9 empty] | 42709 | Dimmable | Continuous Below 10 | No |  | 3.1 | 1220.7 | 83.04 | 14.7 | 9.12 | 0.99 | 4000 | 85
PJJZBV7S | Eaton (formerly Cooper Lighting) | NEORAY | S124-RDR-1-40-[All Ceiling Type]-0083-[All Circuiting]-U-DD-[All Emergency]-[All Options]-1-W | Indoor Luminaires | Linear Ambient | Direct Linear Ambient Luminaires | Standard | FALSE | [9 empty] | 42709 | Dimmable | Continuous Below 10 | No |  | 3.1 | 4836.3 | 91.77 | 52.7 | 8.45 | 0.99 | 4000 | 85
PY4PN12W | Eaton (formerly Cooper Lighting) | NEORAY | S124-DR-1-40-[All Ceiling Type]-0083-[All Circuiting]-U-DD-[All Emergency]-[All Options]-4-[All Colors] | Indoor Luminaires | Linear Ambient | Direct Linear Ambient Luminaires | Standard | FALSE | [9 empty] | 42709 | Dimmable | Continuous Below 10 | No |  | 3.1 | 4519.8 | 85.76 | 52.7 | 8.45 | 0.99 | 4000 | 85
P5A97HJ2 | Eaton (formerly Cooper Lighting) | NEORAY | S124-DR-1-40-[All Ceiling Type]-0083-[All Circuiting]-1-DD-[All Emergency]-[All Options]-1-[All Colors] | Indoor Luminaires | Linear Ambient | Direct Linear Ambient Luminaires | Standard | FALSE | [9 empty] | 42709 | Dimmable | Continuous Below 10 | No |  | 3.1 | 4482.8 | 85.06 | 52.7 | 8.45 | 0.99 | 4000 | 85
PD91CMTU | Eaton (formerly Cooper Lighting) | NEORAY | S123-DR-1-40-[All Ceiling Type]-0083-[All Circuiting]-1-DD-[All Emergency]-[All Options]-4-[All Colors] | Indoor Luminaires | Linear Ambient | Direct Linear Ambient Luminaires | Standard | FALSE | [9 empty] | 42709 | Dimmable | Continuous Below 10 | No |  | 3.1 | 4473.6 | 84.89 | 52.7 | 8.45 | 0.99 | 4000 | 85
PMDMRRCW | Eaton (formerly Cooper Lighting) | NEORAY | S123-DR-1-40-[All Ceiling Type]-0083-[All Circuiting]-1-DD-[All Emergency]-[All Options]-1-[All Colors] | Indoor Luminaires | Linear Ambient | Direct Linear Ambient Luminaires | Standard | FALSE | [9 empty] | 42709 | Dimmable | Continuous Below 10 | No |  | 3.1 | 4405.1 | 83.59 | 52.7 | 8.45 | 0.99 | 4000 | 85
PGH7P1KQ | Eaton (formerly Cooper Lighting) | NEORAY | S124-RDR-2-40-[All Ceiling Type]-0059-[All Circuiting]-U-DD-[All Emergency]-[All Options]-1-W | Indoor Luminaires | Linear Ambient | Direct Linear Ambient Luminaires | Standard | FALSE | [9 empty] | 42709 | Dimmable | Continuous Below 10 | No |  | 3.1 | 5344.2 | 95.43 | 56 | 8.36 | 0.99 | 4000 | 85
P6TAED8F | Eaton (formerly Cooper Lighting) | NEORAY | S124-DR-2-40-[All Ceiling Type]-0059-[All Circuiting]-U-DD-[All Emergency]-[All Options]-4-[All Colors] | Indoor Luminaires | Linear Ambient | Direct Linear Ambient Luminaires | Standard | FALSE | [9 empty] | 42709 | Dimmable | Continuous Below 10 | No |  | 3.1 | 4994.5 | 89.19 | 56 | 8.36 | 0.99 | 4000 | 85
PM3FY54J | Eaton (formerly Cooper Lighting) | NEORAY | S124-DR-2-40-[All Ceiling Type]-0059-[All Circuiting]-U-DD-[All Emergency]-[All Options]-1-[All Colors] | Indoor Luminaires | Linear Ambient | Direct Linear Ambient Luminaires | Standard | FALSE | [9 empty] | 42709 | Dimmable | Continuous Below 10 | No |  | 3.1 | 4953.6 | 88.46 | 56 | 8.36 | 0.99 | 4000 | 85
P4T99SAB | Eaton (formerly Cooper Lighting) | NEORAY | S123-DR-2-40-[All Ceiling Type]-0059-[All Circuiting]-1-DD-[All Emergency]-[All Options]-4-[All Colors] | Indoor Luminaires | Linear Ambient | Direct Linear Ambient Luminaires | Standard | FALSE | [9 empty] | 42709 | Dimmable | Continuous Below 10 | No |  | 3.1 | 4680.5 | 83.58 | 56 | 8.36 | 0.99 | 4000 | 85
PQRARD6G | Eaton (formerly Cooper Lighting) | NEORAY | S124-RDR-1-40-[All Ceiling Type]-0047-[All Circuiting]-U-DD-[All Emergency]-[All Options]-1-W | Indoor Luminaires | Linear Ambient | Direct Linear Ambient Luminaires | Standard | FALSE | [9 empty] | 42709 | Dimmable | Continuous Below 10 | No |  | 3.1 | 2738.7 | 92.52 | 29.6 | 8.27 | 0.99 | 4000 | 85
PB345B4Z | Eaton (formerly Cooper Lighting) | NEORAY | S124-DR-1-40-[All Ceiling Type]-0047-[All Circuiting]-U-DD-[All Emergency]-[All Options]-4-[All Colors] | Indoor Luminaires | Linear Ambient | Direct Linear Ambient Luminaires | Standard | FALSE | [9 empty] | 42709 | Dimmable | Continuous Below 10 | No |  | 3.1 | 2559.4 | 86.47 | 29.6 | 8.27 | 0.99 | 4000 | 85
PTX1PC92 | Eaton (formerly Cooper Lighting) | NEORAY | S124-DR-1-40-[All Ceiling Type]-0047-[All Circuiting]-U-DD-[All Emergency]-[All Options]-1-[All Colors] | Indoor Luminaires | Linear Ambient | Direct Linear Ambient Luminaires | Standard | FALSE | [9 empty] | 42709 | Dimmable | Continuous Below 10 | No |  | 3.1 | 2538.5 | 85.76 | 29.6 | 8.27 | 0.99 | 4000 | 85
P56V1YDF | Eaton (formerly Cooper Lighting) | NEORAY | S123-DR-1-40-[All Ceiling Type]-0047-[All Circuiting]-U-DD-[All Emergency]-[All Options]-4-[All Colors] | Indoor Luminaires | Linear Ambient | Direct Linear Ambient Luminaires | Standard | FALSE | [9 empty] | 42709 | Dimmable | Continuous Below 10 | No |  | 3.1 | 2533.2 | 85.58 | 29.6 | 8.27 | 0.99 | 4000 | 85
PDVSUK6Y | Eaton (formerly Cooper Lighting) | NEORAY | S123-DR-1-40-[All Ceiling Type]-0047-[All Circuiting]-1-DD-[All Emergency]-[All Options]-1-[All Colors] | Indoor Luminaires | Linear Ambient | Direct Linear Ambient Luminaires | Standard | FALSE | [9 empty] | 42709 | Dimmable | Continuous Below 10 | No |  | 3.1 | 2494.5 | 84.27 | 29.6 | 8.27 | 0.99 | 4000 | 85
P4EJUQNM | Eaton (formerly Cooper Lighting) | NEORAY | S124-RDR-1-40-[All Ceiling Type]-0095-[All Circuiting]-U-DD-[All Emergency]-[All Options]-1-W | Indoor Luminaires | Linear Ambient | Direct Linear Ambient Luminaires | Standard | FALSE | [9 empty] | 42709 | Dimmable | Continuous Below 10 | No |  | 3.1 | 5535.6 | 91.95 | 60.2 | 8.25 | 0.99 | 4000 | 85
P3M7B4KQ | Eaton (formerly Cooper Lighting) | NEORAY | S124-DR-1-40-[All Ceiling Type]-0095-[All Circuiting]-U-DD-[All Emergency]-[All Options]-4-[All Colors] | Indoor Luminaires | Linear Ambient | Direct Linear Ambient Luminaires | Standard | FALSE | [9 empty] | 42709 | Dimmable | Continuous Below 10 | No |  | 3.1 | 5173.3 | 85.94 | 60.2 | 8.25 | 0.99 | 4000 | 85
P3Y6K1P5 | Eaton (formerly Cooper Lighting) | NEORAY | S124-DR-1-40-[All Ceiling Type]-0095-[All Circuiting]-U-DD-[All Emergency]-[All Options]-1-[All Colors] | Indoor Luminaires | Linear Ambient | Direct Linear Ambient Luminaires | Standard | FALSE | [9 empty] | 42709 | Dimmable | Continuous Below 10 | No |  | 3.1 | 5131 | 85.23 | 60.2 | 8.25 | 0.99 | 4000 | 85
P7DG191S | Eaton (formerly Cooper Lighting) | NEORAY | S123-DR-1-40-[All Ceiling Type]-0095-[All Circuiting]-U-DD-[All Emergency]-[All Options]-4-[All Colors] | Indoor Luminaires | Linear Ambient | Direct Linear Ambient Luminaires | Standard | FALSE | [9 empty] | 42709 | Dimmable | Continuous Below 10 | No |  | 3.1 | 5120.4 | 85.06 | 60.2 | 8.25 | 0.99 | 4000 | 85
P91EU9JQ | Eaton (formerly Cooper Lighting) | NEORAY | S123-DR-1-40-[All Ceiling Type]-0095-[All Circuiting]-1-DD-[All Emergency]-[All Options]-1-[All Colors] | Indoor Luminaires | Linear Ambient | Direct Linear Ambient Luminaires | Standard | FALSE | [9 empty] | 42709 | Dimmable | Continuous Below 10 | No |  | 3.1 | 5042 | 83.75 | 60.2 | 8.25 | 0.99 | 4000 | 85
P8TB89UW | Eaton (formerly Cooper Lighting) | NEORAY | S124-RDR-1-40-[All Ceiling Type]-0059-[All Circuiting]-U-DD-[All Emergency]-[All Options]-1-W | Indoor Luminaires | Linear Ambient | Direct Linear Ambient Luminaires | Standard | FALSE | [9 empty] | 42709 | Dimmable | Continuous Below 10 | No |  | 3.1 | 3437.9 | 92.17 | 37.3 | 8.25 | 0.99 | 4000 | 85
P75CS3HP | Eaton (formerly Cooper Lighting) | NEORAY | S124-DR-1-40-[All Ceiling Type]-0059-[All Circuiting]-U-DD-[All Emergency]-[All Options]-4-[All Colors] | Indoor Luminaires | Linear Ambient | Direct Linear Ambient Luminaires | Standard | FALSE | [9 empty] | 42709 | Dimmable | Continuous Below 10 | No |  | 3.1 | 3212.9 | 86.14 | 37.3 | 8.25 | 0.99 | 4000 | 85
PDPDJH5G | Eaton (formerly Cooper Lighting) | NEORAY | S124-DR-1-40-[All Ceiling Type]-0059-[All Circuiting]-U-DD-[All Emergency]-[All Options]-1-[All Colors] | Indoor Luminaires | Linear Ambient | Direct Linear Ambient Luminaires | Standard | FALSE | [9 empty] | 42709 | Dimmable | Continuous Below 10 | No |  | 3.1 | 3186.6 | 85.43 | 37.3 | 8.25 | 0.99 | 4000 | 85
PVW1P27Q | Eaton (formerly Cooper Lighting) | NEORAY | S123-DR-1-40-[All Ceiling Type]-0059-[All Circuiting]-U-DD-[All Emergency]-[All Options]-4-[All Colors] | Indoor Luminaires | Linear Ambient | Direct Linear Ambient Luminaires | Standard | FALSE | [9 empty] | 42709 | Dimmable | Continuous Below 10 | No |  | 3.1 | 3180 | 85.25 | 37.3 | 8.25 | 0.99 | 4000 | 85
P4EUFWJR | Eaton (formerly Cooper Lighting) | NEORAY | S123-DR-1-40-[All Ceiling Type]-0059-[All Circuiting]-U-DD-[All Emergency]-[All Options]-1-[All Colors] | Indoor Luminaires | Linear Ambient | Direct Linear Ambient Luminaires | Standard | FALSE | [9 empty] | 42709 | Dimmable | Continuous Below 10 | No |  | 3.1 | 3131.3 | 83.95 | 37.3 | 8.25 | 0.99 | 4000 | 85
PB3BWPZB | Eaton (formerly Cooper Lighting) | NEORAY | S124-RDR-2-40-[All Ceiling Type]-0119-[All Circuiting]-U-DD-[All Emergency]-[All Options]-1-W | Indoor Luminaires | Linear Ambient | Direct Linear Ambient Luminaires | Standard | FALSE | [9 empty] | 42709 | Dimmable | Continuous Below 10 | No |  | 3.1 | 10779 | 96.5 | 111.7 | 8.23 | 0.99 | 4000 | 85
PJ99DPKZ | Eaton (formerly Cooper Lighting) | NEORAY | S124-DR-2-40-[All Ceiling Type]-0119-[All Circuiting]-U-DD-[All Emergency]-[All Options]-4-[All Colors] | Indoor Luminaires | Linear Ambient | Direct Linear Ambient Luminaires | Standard | FALSE | [9 empty] | 42709 | Dimmable | Continuous Below 10 | No |  | 3.1 | 10073.6 | 90.18 | 111.7 | 8.23 | 0.99 | 4000 | 85
P248MUKZ | Eaton (formerly Cooper Lighting) | NEORAY | S124-DR-2-40-[All Ceiling Type]-0119-[All Circuiting]-U-DD-[All Emergency]-[All Options]-1-[All Colors] | Indoor Luminaires | Linear Ambient | Direct Linear Ambient Luminaires | Standard | FALSE | [9 empty] | 42709 | Dimmable | Continuous Below 10 | No |  | 3.1 | 9991.1 | 89.45 | 111.7 | 8.23 | 0.99 | 4000 | 85
PYXB3851 | Eaton (formerly Cooper Lighting) | NEORAY | S123-DR-2-40-[All Ceiling Type]-0119-[All Circuiting]-U-DD-[All Emergency]-[All Options]-4-[All Colors] | Indoor Luminaires | Linear Ambient | Direct Linear Ambient Luminaires | Standard | FALSE | [9 empty] | 42709 | Dimmable | Continuous Below 10 | No |  | 3.1 | 9440.3 | 84.51 | 111.7 | 8.23 | 0.99 | 4000 | 85
PSJPFFDK | Eaton (formerly Cooper Lighting) | NEORAY | S123-DR-2-40-[All Ceiling Type]-0119-[All Circuiting]-1-DD-[All Emergency]-[All Options]-1-[All Colors] | Indoor Luminaires | Linear Ambient | Direct Linear Ambient Luminaires | Standard | FALSE | [9 empty] | 42709 | Dimmable | Continuous Below 10 | No |  | 3.1 | 9295.8 | 83.22 | 111.7 | 8.23 | 0.99 | 4000 | 85
PHBX9XSY | Eaton (formerly Cooper Lighting) | NEORAY | S124-RDR-2-40-[All Ceiling Type]-0035-[All Circuiting]-U-DD-[All Emergency]-[All Options]-1-W | Indoor Luminaires | Linear Ambient | Direct Linear Ambient Luminaires | Standard | FALSE | [9 empty] | 42709 | Dimmable | Continuous Below 10 | No |  | 3.1 | 3170.3 | 96.07 | 33 | 8.13 | 0.99 | 4000 | 85
P34TZQX2 | Eaton (formerly Cooper Lighting) | NEORAY | S124-DR-2-40-[All Ceiling Type]-0035-[All Circuiting]-U-DD-[All Emergency]-[All Options]-4-[All Colors] | Indoor Luminaires | Linear Ambient | Direct Linear Ambient Luminaires | Standard | FALSE | [9 empty] | 42709 | Dimmable | Continuous Below 10 | No |  | 3.1 | 2962.8 | 89.78 | 33 | 8.13 | 0.99 | 4000 | 85
P1J8DUWP | Eaton (formerly Cooper Lighting) | NEORAY | S124-DR-2-40-[All Ceiling Type]-0035-[All Circuiting]-U-DD-[All Emergency]-[All Options]-1-[All Colors] | Indoor Luminaires | Linear Ambient | Direct Linear Ambient Luminaires | Standard | FALSE | [9 empty] | 42709 | Dimmable | Continuous Below 10 | No |  | 3.1 | 2938.6 | 89.05 | 33 | 8.13 | 0.99 | 4000 | 85
P8GD3CSX | Eaton (formerly Cooper Lighting) | NEORAY | S123-DR-2-40-[All Ceiling Type]-0035-[All Circuiting]-1-DD-[All Emergency]-[All Options]-4-[All Colors] | Indoor Luminaires | Linear Ambient | Direct Linear Ambient Luminaires | Standard | FALSE | [9 empty] | 42709 | Dimmable | Continuous Below 10 | No |  | 3.1 | 2776.6 | 84.14 | 33 | 8.13 | 0.99 | 4000 | 85
PF2C7V53 | Eaton (formerly Cooper Lighting) | NEORAY | S123-DR-2-40-[All Ceiling Type]-0035-[All Circuiting]-1-DD-[All Emergency]-[All Options]-1-[All Colors] | Indoor Luminaires | Linear Ambient | Direct Linear Ambient Luminaires | Standard | FALSE | [9 empty] | 42709 | Dimmable | Continuous Below 10 | No |  | 3.1 | 2734.1 | 82.85 | 33 | 8.13 | 0.99 | 4000 | 85
PWNSQHDN | Eaton (formerly Cooper Lighting) | NEORAY | S124-RDR-2-40-[All Ceiling Type]-0131-[All Circuiting]-U-DD-[All Emergency]-[All Options]-1-W | Indoor Luminaires | Linear Ambient | Direct Linear Ambient Luminaires | Standard | FALSE | [9 empty] | 42709 | Dimmable | Continuous Below 10 | No |  | 3.1 | 11865.9 | 96.55 | 122.9 | 8.11 | 0.99 | 4000 | 85
PW7AF5N4 | Eaton (formerly Cooper Lighting) | NEORAY | S124-DR-2-40-[All Ceiling Type]-0131-[All Circuiting]-U-DD-[All Emergency]-[All Options]-4-[All Colors] | Indoor Luminaires | Linear Ambient | Direct Linear Ambient Luminaires | Standard | FALSE | [9 empty] | 42709 | Dimmable | Continuous Below 10 | No |  | 3.1 | 11089.4 | 90.23 | 122.9 | 8.11 | 0.99 | 4000 | 85
PXXE5DMH | Eaton (formerly Cooper Lighting) | NEORAY | S124-DR-2-40-[All Ceiling Type]-0131-[All Circuiting]-U-DD-[All Emergency]-[All Options]-1-[All Colors] | Indoor Luminaires | Linear Ambient | Direct Linear Ambient Luminaires | Standard | FALSE | [9 empty] | 42709 | Dimmable | Continuous Below 10 | No |  | 3.1 | 10998.6 | 89.49 | 122.9 | 8.11 | 0.99 | 4000 | 85
PWYDSPUD | Eaton (formerly Cooper Lighting) | NEORAY | S123-DR-2-40-[All Ceiling Type]-0131-[All Circuiting]-U-DD-[All Emergency]-[All Options]-4-[All Colors] | Indoor Luminaires | Linear Ambient | Direct Linear Ambient Luminaires | Standard | FALSE | [9 empty] | 42709 | Dimmable | Continuous Below 10 | No |  | 3.1 | 10392.3 | 84.56 | 122.9 | 8.11 | 0.99 | 4000 | 85
P9TGPVE1 | Eaton (formerly Cooper Lighting) | NEORAY | S123-DR-2-40-[All Ceiling Type]-0131-[All Circuiting]-1-DD-[All Emergency]-[All Options]-1-[All Colors] | Indoor Luminaires | Linear Ambient | Direct Linear Ambient Luminaires | Standard | FALSE | [9 empty] | 42709 | Dimmable | Continuous Below 10 | No |  | 3.1 | 10233.2 | 83.26 | 122.9 | 8.11 | 0.99 | 4000 | 85
PFQKSHHU | Eaton (formerly Cooper Lighting) | NEORAY | S124-RDR-2-40-[All Ceiling Type]-0071-[All Circuiting]-U-DD-[All Emergency]-[All Options]-1-W | Indoor Luminaires | Linear Ambient | Direct Linear Ambient Luminaires | Standard | FALSE | [9 empty] | 42709 | Dimmable | Continuous Below 10 | No |  | 3.1 | 6431.2 | 95.56 | 67.3 | 8.1 | 0.99 | 4000 | 85
PF9RVMGW | Eaton (formerly Cooper Lighting) | NEORAY | S124-DR-2-40-[All Ceiling Type]-0071-[All Circuiting]-U-DD-[All Emergency]-[All Options]-4-[All Colors] | Indoor Luminaires | Linear Ambient | Direct Linear Ambient Luminaires | Standard | FALSE | [9 empty] | 42709 | Dimmable | Continuous Below 10 | No |  | 3.1 | 6010.3 | 89.31 | 67.3 | 8.1 | 0.99 | 4000 | 85
P3D5TFBE | Eaton (formerly Cooper Lighting) | NEORAY | S124-DR-2-40-[All Ceiling Type]-0071-[All Circuiting]-U-DD-[All Emergency]-[All Options]-1-[All Colors] | Indoor Luminaires | Linear Ambient | Direct Linear Ambient Luminaires | Standard | FALSE | [9 empty] | 42709 | Dimmable | Continuous Below 10 | No |  | 3.1 | 5961.1 | 88.58 | 67.3 | 8.1 | 0.99 | 4000 | 85
P8QY1WXG | Eaton (formerly Cooper Lighting) | NEORAY | S123-DR-2-40-[All Ceiling Type]-0071-[All Circuiting]-1-DD-[All Emergency]-[All Options]-4-[All Colors] | Indoor Luminaires | Linear Ambient | Direct Linear Ambient Luminaires | Standard | FALSE | [9 empty] | 42709 | Dimmable | Continuous Below 10 | No |  | 3.1 | 5632.5 | 83.69 | 67.3 | 8.1 | 0.99 | 4000 | 85
PFMQU9ZD | Eaton (formerly Cooper Lighting) | NEORAY | S124-RDR-1-40-[All Ceiling Type]-0143-[All Circuiting]-U-DD-[All Emergency]-[All Options]-1-W | Indoor Luminaires | Linear Ambient | Direct Linear Ambient Luminaires | Standard | FALSE | [9 empty] | 42709 | Dimmable | Continuous Below 10 | No |  | 3.1 | 8332.5 | 94.8 | 87.9 | 7.99 | 1 | 4000 | 85
PHK3VSUF | Eaton (formerly Cooper Lighting) | NEORAY | S124-DR-1-40-[All Ceiling Type]-0143-[All Circuiting]-U-DD-[All Emergency]-[All Options]-4-[All Colors] | Indoor Luminaires | Linear Ambient | Direct Linear Ambient Luminaires | Standard | FALSE | [9 empty] | 42709 | Dimmable | Continuous Below 10 | No |  | 3.1 | 7787.2 | 88.59 | 87.9 | 7.99 | 1 | 4000 | 85
PVM212PX | Eaton (formerly Cooper Lighting) | NEORAY | S124-DR-1-40-[All Ceiling Type]-0143-[All Circuiting]-U-DD-[All Emergency]-[All Options]-1-[All Colors] | Indoor Luminaires | Linear Ambient | Direct Linear Ambient Luminaires | Standard | FALSE | [9 empty] | 42709 | Dimmable | Continuous Below 10 | No |  | 3.1 | 7723.4 | 87.87 | 87.9 | 7.99 | 1 | 4000 | 85
PN2DP5DE | Eaton (formerly Cooper Lighting) | NEORAY | S123-DR-1-40-[All Ceiling Type]-0143-[All Circuiting]-U-DD-[All Emergency]-[All Options]-4-[All Colors] | Indoor Luminaires | Linear Ambient | Direct Linear Ambient Luminaires | Standard | FALSE | [9 empty] | 42709 | Dimmable | Continuous Below 10 | No |  | 3.1 | 7707.5 | 87.68 | 87.9 | 7.99 | 1 | 4000 | 85
PMGHEQC7 | Eaton (formerly Cooper Lighting) | NEORAY | S123-DR-1-40-[All Ceiling Type]-0143-[All Circuiting]-U-DD-[All Emergency]-[All Options]-1-[All Colors] | Indoor Luminaires | Linear Ambient | Direct Linear Ambient Luminaires | Standard | FALSE | [9 empty] | 42709 | Dimmable | Continuous Below 10 | No |  | 3.1 | 7589.5 | 86.34 | 87.9 | 7.99 | 1 | 4000 | 85
PD8N2KV6 | Eaton (formerly Cooper Lighting) | NEORAY | S123-RDR-1-40-[All Ceiling Type]-0143-[All Circuiting]-U-DD-[All Emergency]-[All Options]-1-W | Indoor Luminaires | Linear Ambient | Direct Linear Ambient Luminaires | Standard | FALSE | [9 empty] | 42709 | Dimmable | Continuous Below 10 | No |  | 3.1 | 7420.5 | 84.42 | 87.9 | 7.99 | 1 | 4000 | 85
P4KRJTMZ | Eaton (formerly Cooper Lighting) | NEORAY | S124-RDR-2-40-[All Ceiling Type]-0107-[All Circuiting]-U-DD-[All Emergency]-[All Options]-1-W | Indoor Luminaires | Linear Ambient | Direct Linear Ambient Luminaires | Standard | FALSE | [9 empty] | 42709 | Dimmable | Continuous Below 10 | No |  | 3.1 | 9692 | 97.02 | 99.9 | 7.97 | 0.99 | 4000 | 85
PY75PJZ1 | Eaton (formerly Cooper Lighting) | NEORAY | S124-DR-2-40-[All Ceiling Type]-0107-[All Circuiting]-U-DD-[All Emergency]-[All Options]-4-[All Colors] | Indoor Luminaires | Linear Ambient | Direct Linear Ambient Luminaires | Standard | FALSE | [9 empty] | 42709 | Dimmable | Continuous Below 10 | No |  | 3.1 | 9057.8 | 90.67 | 99.9 | 7.97 | 0.99 | 4000 | 85
P31DUXXS | Eaton (formerly Cooper Lighting) | NEORAY | S124-DR-2-40-[All Ceiling Type]-0107-[All Circuiting]-U-DD-[All Emergency]-[All Options]-1-[All Colors] | Indoor Luminaires | Linear Ambient | Direct Linear Ambient Luminaires | Standard | FALSE | [9 empty] | 42709 | Dimmable | Continuous Below 10 | No |  | 3.1 | 8983.6 | 89.93 | 99.9 | 7.97 | 0.99 | 4000 | 85
PUXF2MRK | Eaton (formerly Cooper Lighting) | NEORAY | S123-DR-2-40-[All Ceiling Type]-0107-[All Circuiting]-U-DD-[All Emergency]-[All Options]-4-[All Colors] | Indoor Luminaires | Linear Ambient | Direct Linear Ambient Luminaires | Standard | FALSE | [9 empty] | 42709 | Dimmable | Continuous Below 10 | No |  | 3.1 | 8488.4 | 84.97 | 99.9 | 7.97 | 0.99 | 4000 | 85
P3RCS5QN | Eaton (formerly Cooper Lighting) | NEORAY | S123-DR-2-40-[All Ceiling Type]-0107-[All Circuiting]-1-DD-[All Emergency]-[All Options]-1-[All Colors] | Indoor Luminaires | Linear Ambient | Direct Linear Ambient Luminaires | Standard | FALSE | [9 empty] | 42709 | Dimmable | Continuous Below 10 | No |  | 3.1 | 8358.4 | 83.67 | 99.9 | 7.97 | 0.99 | 4000 | 85
PQEWZQ5R | Eaton (formerly Cooper Lighting) | NEORAY | S124-RDR-2-40-[All Ceiling Type]-0143-[All Circuiting]-U-DD-[All Emergency]-[All Options]-1-W | Indoor Luminaires | Linear Ambient | Direct Linear Ambient Luminaires | Standard | FALSE | [9 empty] | 42709 | Dimmable | Continuous Below 10 | No |  | 3.1 | 12952.9 | 97.76 | 132.5 | 7.9 | 0.99 | 4000 | 85
PPS3KKQU | Eaton (formerly Cooper Lighting) | NEORAY | S124-DR-2-40-[All Ceiling Type]-0143-[All Circuiting]-U-DD-[All Emergency]-[All Options]-4-[All Colors] | Indoor Luminaires | Linear Ambient | Direct Linear Ambient Luminaires | Standard | FALSE | [9 empty] | 42709 | Dimmable | Continuous Below 10 | No |  | 3.1 | 12105.2 | 91.36 | 132.5 | 7.9 | 0.99 | 4000 | 85
P3WG8DV7 | Eaton (formerly Cooper Lighting) | NEORAY | S124-DR-2-40-[All Ceiling Type]-0143-[All Circuiting]-U-DD-[All Emergency]-[All Options]-1-[All Colors] | Indoor Luminaires | Linear Ambient | Direct Linear Ambient Luminaires | Standard | FALSE | [9 empty] | 42709 | Dimmable | Continuous Below 10 | No |  | 3.1 | 12006.1 | 90.61 | 132.5 | 7.9 | 0.99 | 4000 | 85
P3T7YY1E | Eaton (formerly Cooper Lighting) | NEORAY | S123-DR-2-40-[All Ceiling Type]-0143-[All Circuiting]-U-DD-[All Emergency]-[All Options]-4-[All Colors] | Indoor Luminaires | Linear Ambient | Direct Linear Ambient Luminaires | Standard | FALSE | [9 empty] | 42709 | Dimmable | Continuous Below 10 | No |  | 3.1 | 11344.3 | 85.62 | 132.5 | 7.9 | 0.99 | 4000 | 85
PD47RHB2 | Eaton (formerly Cooper Lighting) | NEORAY | S123-DR-2-40-[All Ceiling Type]-0143-[All Circuiting]-1-DD-[All Emergency]-[All Options]-1-[All Colors] | Indoor Luminaires | Linear Ambient | Direct Linear Ambient Luminaires | Standard | FALSE | [9 empty] | 42709 | Dimmable | Continuous Below 10 | No |  | 3.1 | 11170.6 | 84.31 | 132.5 | 7.9 | 0.99 | 4000 | 85
P4C56U9G | Eaton (formerly Cooper Lighting) | NEORAY | S124-RDR-2-40-[All Ceiling Type]-0083-[All Circuiting]-U-DD-[All Emergency]-[All Options]-1-W | Indoor Luminaires | Linear Ambient | Direct Linear Ambient Luminaires | Standard | FALSE | [9 empty] | 42709 | Dimmable | Continuous Below 10 | No |  | 3.1 | 7518.1 | 97.64 | 77 | 7.89 | 0.99 | 4000 | 85
PBMAV4S4 | Eaton (formerly Cooper Lighting) | NEORAY | S124-DR-2-40-[All Ceiling Type]-0083-[All Circuiting]-U-DD-[All Emergency]-[All Options]-4-[All Colors] | Indoor Luminaires | Linear Ambient | Direct Linear Ambient Luminaires | Standard | FALSE | [9 empty] | 42709 | Dimmable | Continuous Below 10 | No |  | 3.1 | 7026.1 | 91.25 | 77 | 7.89 | 0.99 | 4000 | 85
PQ5DJZZS | Eaton (formerly Cooper Lighting) | NEORAY | S124-DR-2-40-[All Ceiling Type]-0083-[All Circuiting]-U-DD-[All Emergency]-[All Options]-1-[All Colors] | Indoor Luminaires | Linear Ambient | Direct Linear Ambient Luminaires | Standard | FALSE | [9 empty] | 42709 | Dimmable | Continuous Below 10 | No |  | 3.1 | 6968.6 | 90.5 | 77 | 7.89 | 0.99 | 4000 | 85
PTB1VM47 | Eaton (formerly Cooper Lighting) | NEORAY | S123-DR-2-40-[All Ceiling Type]-0083-[All Circuiting]-U-DD-[All Emergency]-[All Options]-4-[All Colors] | Indoor Luminaires | Linear Ambient | Direct Linear Ambient Luminaires | Standard | FALSE | [9 empty] | 42709 | Dimmable | Continuous Below 10 | No |  | 3.1 | 6584.4 | 85.51 | 77 | 7.89 | 0.99 | 4000 | 85
P9BRKHNF | Eaton (formerly Cooper Lighting) | NEORAY | S123-DR-2-40-[All Ceiling Type]-0083-[All Circuiting]-U-DD-[All Emergency]-[All Options]-1-[All Colors] | Indoor Luminaires | Linear Ambient | Direct Linear Ambient Luminaires | Standard | FALSE | [9 empty] | 42709 | Dimmable | Continuous Below 10 | No |  | 3.1 | 6483.6 | 84.2 | 77 | 7.89 | 0.99 | 4000 | 85
P7JZQMYE | Eaton (formerly Cooper Lighting) | NEORAY | S124-RDR-2-40-[All Ceiling Type]-0023-[All Circuiting]-U-DD-[All Emergency]-[All Options]-1-W | Indoor Luminaires | Linear Ambient | Direct Linear Ambient Luminaires | Standard | FALSE | [9 empty] | 42709 | Dimmable | Continuous Below 10 | No |  | 3.1 | 2083.3 | 96 | 21.7 | 7.32 | 0.99 | 4000 | 85
P5G1BJSF | Eaton (formerly Cooper Lighting) | NEORAY | S124-DR-2-40-[All Ceiling Type]-0023-[All Circuiting]-U-DD-[All Emergency]-[All Options]-4-[All Colors] | Indoor Luminaires | Linear Ambient | Direct Linear Ambient Luminaires | Standard | FALSE | [9 empty] | 42709 | Dimmable | Continuous Below 10 | No |  | 3.1 | 1947 | 89.72 | 21.7 | 7.32 | 0.99 | 4000 | 85
P8XWV843 | Eaton (formerly Cooper Lighting) | NEORAY | S124-DR-2-40-[All Ceiling Type]-0023-[All Circuiting]-U-DD-[All Emergency]-[All Options]-1-[All Colors] | Indoor Luminaires | Linear Ambient | Direct Linear Ambient Luminaires | Standard | FALSE | [9 empty] | 42709 | Dimmable | Continuous Below 10 | No |  | 3.1 | 1931 | 88.99 | 21.7 | 7.32 | 0.99 | 4000 | 85
PKH4SZSK | Eaton (formerly Cooper Lighting) | NEORAY | S123-DR-2-40-[All Ceiling Type]-0023-[All Circuiting]-1-DD-[All Emergency]-[All Options]-4-[All Colors] | Indoor Luminaires | Linear Ambient | Direct Linear Ambient Luminaires | Standard | FALSE | [9 empty] | 42709 | Dimmable | Continuous Below 10 | No |  | 3.1 | 1824.6 | 84.08 | 21.7 | 7.32 | 0.99 | 4000 | 85
PD1EUY4S | Eaton (formerly Cooper Lighting) | NEORAY | S123-DR-2-40-[All Ceiling Type]-0023-[All Circuiting]-1-DD-[All Emergency]-[All Options]-1-[All Colors] | Indoor Luminaires | Linear Ambient | Direct Linear Ambient Luminaires | Standard | FALSE | [9 empty] | 42709 | Dimmable | Continuous Below 10 | No |  | 3.1 | 1796.7 | 82.8 | 21.7 | 7.32 | 0.99 | 4000 | 85
PXSNMSNH | Eaton (formerly Cooper Lighting) | NEORAY | S124-RDR-1-40-[All Ceiling Type]-0035-[All Circuiting]-U-DD-[All Emergency]-[All Options]-1-W | Indoor Luminaires | Linear Ambient | Direct Linear Ambient Luminaires | Standard | FALSE | [9 empty] | 42709 | Dimmable | Continuous Below 10 | No |  | 3.1 | 2039.4 | 91.86 | 22.2 | 7.28 | 0.99 | 4000 | 85
P5C7XVV8 | Eaton (formerly Cooper Lighting) | NEORAY | S124-DR-1-40-[All Ceiling Type]-0035-[All Circuiting]-1-DD-[All Emergency]-[All Options]-4-[All Colors] | Indoor Luminaires | Linear Ambient | Direct Linear Ambient Luminaires | Standard | FALSE | [9 empty] | 42709 | Dimmable | Continuous Below 10 | No |  | 3.1 | 1906 | 85.86 | 22.2 | 7.28 | 0.99 | 4000 | 85
PYY459C8 | Eaton (formerly Cooper Lighting) | NEORAY | S124-DR-1-40-[All Ceiling Type]-0035-[All Circuiting]-1-DD-[All Emergency]-[All Options]-1-[All Colors] | Indoor Luminaires | Linear Ambient | Direct Linear Ambient Luminaires | Standard | FALSE | [9 empty] | 42709 | Dimmable | Continuous Below 10 | No |  | 3.1 | 1890.4 | 85.15 | 22.2 | 7.28 | 0.99 | 4000 | 85
PQJT7ZW9 | Eaton (formerly Cooper Lighting) | NEORAY | S123-DR-1-40-[All Ceiling Type]-0035-[All Circuiting]-1-DD-[All Emergency]-[All Options]-4-[All Colors] | Indoor Luminaires | Linear Ambient | Direct Linear Ambient Luminaires | Standard | FALSE | [9 empty] | 42709 | Dimmable | Continuous Below 10 | No |  | 3.1 | 1886.4 | 84.97 | 22.2 | 7.28 | 0.99 | 4000 | 85
PQHZCDUJ | Eaton (formerly Cooper Lighting) | NEORAY | S123-DR-1-40-[All Ceiling Type]-0035-[All Circuiting]-1-DD-[All Emergency]-[All Options]-1-[All Colors] | Indoor Luminaires | Linear Ambient | Direct Linear Ambient Luminaires | Standard | FALSE | [9 empty] | 42709 | Dimmable | Continuous Below 10 | No |  | 3.1 | 1857.6 | 83.68 | 22.2 | 7.28 | 0.99 | 4000 | 85
PR4YB48V | Eaton (formerly Cooper Lighting) | NEORAY | S124-RDR-1-40-[All Ceiling Type]-0119-[All Circuiting]-U-DD-[All Emergency]-[All Options]-1-W | Indoor Luminaires | Linear Ambient | Direct Linear Ambient Luminaires | Standard | FALSE | [9 empty] | 42709 | Dimmable | Continuous Below 10 | No |  | 3.1 | 6934 | 91.72 | 75.6 | 5.77 | 0.99 | 4000 | 85
P2RJY91C | Eaton (formerly Cooper Lighting) | NEORAY | S124-DR-1-40-[All Ceiling Type]-0119-[All Circuiting]-U-DD-[All Emergency]-[All Options]-4-[All Colors] | Indoor Luminaires | Linear Ambient | Direct Linear Ambient Luminaires | Standard | FALSE | [9 empty] | 42709 | Dimmable | Continuous Below 10 | No |  | 3.1 | 6480.3 | 85.72 | 75.6 | 5.77 | 0.99 | 4000 | 85
PFDWHJ35 | Eaton (formerly Cooper Lighting) | NEORAY | S124-DR-1-40-[All Ceiling Type]-0119-[All Circuiting]-U-DD-[All Emergency]-[All Options]-1-[All Colors] | Indoor Luminaires | Linear Ambient | Direct Linear Ambient Luminaires | Standard | FALSE | [9 empty] | 42709 | Dimmable | Continuous Below 10 | No |  | 3.1 | 6427.2 | 85.02 | 75.6 | 5.77 | 0.99 | 4000 | 85
PEERJHFQ | Eaton (formerly Cooper Lighting) | NEORAY | S123-DR-1-40-[All Ceiling Type]-0119-[All Circuiting]-U-DD-[All Emergency]-[All Options]-4-[All Colors] | Indoor Luminaires | Linear Ambient | Direct Linear Ambient Luminaires | Standard | FALSE | [9 empty] | 42709 | Dimmable | Continuous Below 10 | No |  | 3.1 | 6413.9 | 84.84 | 75.6 | 5.77 | 0.99 | 4000 | 85
P91RWW6N | Eaton (formerly Cooper Lighting) | NEORAY | S123-DR-1-40-[All Ceiling Type]-0119-[All Circuiting]-U-DD-[All Emergency]-[All Options]-1-[All Colors] | Indoor Luminaires | Linear Ambient | Direct Linear Ambient Luminaires | Standard | FALSE | [9 empty] | 42709 | Dimmable | Continuous Below 10 | No |  | 3.1 | 6315.7 | 83.54 | 75.6 | 5.77 | 0.99 | 4000 | 85
P1HME39G | Eaton (formerly Cooper Lighting) | NEORAY | S124-RDR-2-40-[All Ceiling Type]-0095-[All Circuiting]-U-DD-[All Emergency]-[All Options]-1-W | Indoor Luminaires | Linear Ambient | Direct Linear Ambient Luminaires | Standard | FALSE | [9 empty] | 42709 | Dimmable | Continuous Below 10 | No |  | 3.1 | 8605.1 | 97.23 | 88.5 | 5.44 | 0.99 | 4000 | 85
PZHRD5VE | Eaton (formerly Cooper Lighting) | NEORAY | S124-DR-2-40-[All Ceiling Type]-0095-[All Circuiting]-U-DD-[All Emergency]-[All Options]-4-[All Colors] | Indoor Luminaires | Linear Ambient | Direct Linear Ambient Luminaires | Standard | FALSE | [9 empty] | 42709 | Dimmable | Continuous Below 10 | No |  | 3.1 | 8041.9 | 90.87 | 88.5 | 5.44 | 0.99 | 4000 | 85
PSZRVH3M | Eaton (formerly Cooper Lighting) | NEORAY | S124-DR-2-40-[All Ceiling Type]-0095-[All Circuiting]-U-DD-[All Emergency]-[All Options]-1-[All Colors] | Indoor Luminaires | Linear Ambient | Direct Linear Ambient Luminaires | Standard | FALSE | [9 empty] | 42709 | Dimmable | Continuous Below 10 | No |  | 3.1 | 7976.1 | 90.13 | 88.5 | 5.44 | 0.99 | 4000 | 85
PJC7C52A | Eaton (formerly Cooper Lighting) | NEORAY | S123-DR-2-40-[All Ceiling Type]-0095-[All Circuiting]-U-DD-[All Emergency]-[All Options]-4-[All Colors] | Indoor Luminaires | Linear Ambient | Direct Linear Ambient Luminaires | Standard | FALSE | [9 empty] | 42709 | Dimmable | Continuous Below 10 | No |  | 3.1 | 7536.4 | 85.16 | 88.5 | 5.44 | 0.99 | 4000 | 85
PX1AZ3ZM | Eaton (formerly Cooper Lighting) | NEORAY | S123-DR-2-40-[All Ceiling Type]-0095-[All Circuiting]-U-DD-[All Emergency]-[All Options]-1-[All Colors] | Indoor Luminaires | Linear Ambient | Direct Linear Ambient Luminaires | Standard | FALSE | [9 empty] | 42709 | Dimmable | Continuous Below 10 | No |  | 3.1 | 7421 | 83.85 | 88.5 | 5.44 | 0.99 | 4000 | 85
PSR7TWJM | Eaton (formerly Cooper Lighting) | NEORAY | S124-RDR-1-40-[All Ceiling Type]-0107-[All Circuiting]-U-DD-[All Emergency]-[All Options]-1-W | Indoor Luminaires | Linear Ambient | Direct Linear Ambient Luminaires | Standard | FALSE | [9 empty] | 42709 | Dimmable | Continuous Below 10 | No |  | 3.1 | 6234.8 | 93.48 | 66.7 | 4.2 | 0.99 | 4000 | 85
P4CUU9WS | Eaton (formerly Cooper Lighting) | NEORAY | S124-DR-1-40-[All Ceiling Type]-0107-[All Circuiting]-U-DD-[All Emergency]-[All Options]-4-[All Colors] | Indoor Luminaires | Linear Ambient | Direct Linear Ambient Luminaires | Standard | FALSE | [9 empty] | 42709 | Dimmable | Continuous Below 10 | No |  | 3.1 | 5826.8 | 87.36 | 66.7 | 4.2 | 0.99 | 4000 | 85
P82Y4SVB | Eaton (formerly Cooper Lighting) | NEORAY | S124-DR-1-40-[All Ceiling Type]-0107-[All Circuiting]-U-DD-[All Emergency]-[All Options]-1-[All Colors] | Indoor Luminaires | Linear Ambient | Direct Linear Ambient Luminaires | Standard | FALSE | [9 empty] | 42709 | Dimmable | Continuous Below 10 | No |  | 3.1 | 5779.1 | 86.64 | 66.7 | 4.2 | 0.99 | 4000 | 85
PSQ8K44M | Eaton (formerly Cooper Lighting) | NEORAY | S123-DR-1-40-[All Ceiling Type]-0107-[All Circuiting]-U-DD-[All Emergency]-[All Options]-4-[All Colors] | Indoor Luminaires | Linear Ambient | Direct Linear Ambient Luminaires | Standard | FALSE | [9 empty] | 42709 | Dimmable | Continuous Below 10 | No |  | 3.1 | 5767.1 | 86.46 | 66.7 | 4.2 | 0.99 | 4000 | 85
PJJFP35H | Eaton (formerly Cooper Lighting) | NEORAY | S123-DR-1-40-[All Ceiling Type]-0107-[All Circuiting]-1-DD-[All Emergency]-[All Options]-1-[All Colors] | Indoor Luminaires | Linear Ambient | Direct Linear Ambient Luminaires | Standard | FALSE | [9 empty] | 42709 | Dimmable | Continuous Below 10 | No |  | 3.1 | 5678.9 | 85.14 | 66.7 | 4.2 | 0.99 | 4000 | 85
P3BY6VXU | Eaton (formerly Cooper Lighting) | NEORAY | S123-RDR-1-40-[All Ceiling Type]-0107-[All Circuiting]-1-DD-[All Emergency]-[All Options]-1-W | Indoor Luminaires | Linear Ambient | Direct Linear Ambient Luminaires | Standard | FALSE | [9 empty] | 42709 | Dimmable | Continuous Below 10 | No |  | 3.1 | 5552.4 | 83.24 | 66.7 | 4.2 | 0.99 | 4000 | 85
PXKFYYFE | Eaton (formerly Cooper Lighting) | NEORAY | S124-RDR-1-40-[All Ceiling Type]-0131-[All Circuiting]-U-DD-[All Emergency]-[All Options]-1-W | Indoor Luminaires | Linear Ambient | Direct Linear Ambient Luminaires | Standard | FALSE | [9 empty] | 42709 | Dimmable | Continuous Below 10 | No |  | 3.1 | 7633.3 | 91.53 | 83.4 | 3.87 | 0.99 | 4000 | 85
PCZTHFV9 | Eaton (formerly Cooper Lighting) | NEORAY | S124-DR-1-40-[All Ceiling Type]-0131-[All Circuiting]-U-DD-[All Emergency]-[All Options]-4-[All Colors] | Indoor Luminaires | Linear Ambient | Direct Linear Ambient Luminaires | Standard | FALSE | [9 empty] | 42709 | Dimmable | Continuous Below 10 | No |  | 3.1 | 7133.7 | 85.54 | 83.4 | 3.87 | 0.99 | 4000 | 85
PZC6Q9MZ | Eaton (formerly Cooper Lighting) | NEORAY | S124-DR-1-40-[All Ceiling Type]-0131-[All Circuiting]-U-DD-[All Emergency]-[All Options]-1-[All Colors] | Indoor Luminaires | Linear Ambient | Direct Linear Ambient Luminaires | Standard | FALSE | [9 empty] | 42709 | Dimmable | Continuous Below 10 | No |  | 3.1 | 7075.3 | 84.84 | 83.4 | 3.87 | 0.99 | 4000 | 85
PZVYUYKS | Eaton (formerly Cooper Lighting) | NEORAY | S123-DR-1-40-[All Ceiling Type]-0131-[All Circuiting]-U-DD-[All Emergency]-[All Options]-4-[All Colors] | Indoor Luminaires | Linear Ambient | Direct Linear Ambient Luminaires | Standard | FALSE | [9 empty] | 42709 | Dimmable | Continuous Below 10 | No |  | 3.1 | 7060.7 | 84.66 | 83.4 | 3.87 | 0.99 | 4000 | 85
PADZSMD4 | Eaton (formerly Cooper Lighting) | NEORAY | S123-DR-1-40-[All Ceiling Type]-0131-[All Circuiting]-U-DD-[All Emergency]-[All Options]-1-[All Colors] | Indoor Luminaires | Linear Ambient | Direct Linear Ambient Luminaires | Standard | FALSE | [9 empty] | 42709 | Dimmable | Continuous Below 10 | No |  | 3.1 | 6952.6 | 83.36 | 83.4 | 3.87 | 0.99 | 4000 | 85
PC5BE3YB | Eaton (formerly Cooper Lighting) | NEORAY | S124-RDR-1-40-[All Ceiling Type]-0071-[All Circuiting]-U-DD-[All Emergency]-[All Options]-1-W | Indoor Luminaires | Linear Ambient | Direct Linear Ambient Luminaires | Standard | FALSE | [9 empty] | 42709 | Dimmable | Continuous Below 10 | No |  | 3.1 | 4137.1 | 91.33 | 45.3 | 3.28 | 0.99 | 4000 | 85
PYRNVPNW | Eaton (formerly Cooper Lighting) | NEORAY | S124-DR-1-40-[All Ceiling Type]-0071-[All Circuiting]-U-DD-[All Emergency]-[All Options]-4-[All Colors] | Indoor Luminaires | Linear Ambient | Direct Linear Ambient Luminaires | Standard | FALSE | [9 empty] | 42709 | Dimmable | Continuous Below 10 | No |  | 3.1 | 3866.4 | 85.35 | 45.3 | 3.28 | 0.99 | 4000 | 85
PF9S89AP | Eaton (formerly Cooper Lighting) | NEORAY | S124-DR-1-40-[All Ceiling Type]-0071-[All Circuiting]-U-DD-[All Emergency]-[All Options]-1-[All Colors] | Indoor Luminaires | Linear Ambient | Direct Linear Ambient Luminaires | Standard | FALSE | [9 empty] | 42709 | Dimmable | Continuous Below 10 | No |  | 3.1 | 3834.7 | 84.65 | 45.3 | 3.28 | 0.99 | 4000 | 85
PM5K9HSV | Eaton (formerly Cooper Lighting) | NEORAY | S123-DR-1-40-[All Ceiling Type]-0071-[All Circuiting]-U-DD-[All Emergency]-[All Options]-4-[All Colors] | Indoor Luminaires | Linear Ambient | Direct Linear Ambient Luminaires | Standard | FALSE | [9 empty] | 42709 | Dimmable | Continuous Below 10 | No |  | 3.1 | 3826.8 | 84.48 | 45.3 | 3.28 | 0.99 | 4000 | 85
PR8ST7EQ | Eaton (formerly Cooper Lighting) | NEORAY | S123-DR-1-40-[All Ceiling Type]-0071-[All Circuiting]-U-DD-[All Emergency]-[All Options]-1-[All Colors] | Indoor Luminaires | Linear Ambient | Direct Linear Ambient Luminaires | Standard | FALSE | [9 empty] | 42709 | Dimmable | Continuous Below 10 | No |  | 3.1 | 3768.2 | 83.18 | 45.3 | 3.28 | 0.99 | 4000 | 85
PGT9SJQC | Eaton (formerly Cooper Lighting) | NEORAY | S124-RDR-2-40-[All Ceiling Type]-0047-[All Circuiting]-U-DD-[All Emergency]-[All Options]-1-W | Indoor Luminaires | Linear Ambient | Direct Linear Ambient Luminaires | Standard | FALSE | [9 empty] | 42709 | Dimmable | Continuous Below 10 | No |  | 3.1 | 4257.2 | 95.24 | 44.7 | 3.27 | 0.99 | 4000 | 85
PD4C9J7Z | Eaton (formerly Cooper Lighting) | NEORAY | S124-DR-2-40-[All Ceiling Type]-0047-[All Circuiting]-U-DD-[All Emergency]-[All Options]-4-[All Colors] | Indoor Luminaires | Linear Ambient | Direct Linear Ambient Luminaires | Standard | FALSE | [9 empty] | 42709 | Dimmable | Continuous Below 10 | No |  | 3.1 | 3978.6 | 89.01 | 44.7 | 3.27 | 0.99 | 4000 | 85
P1A1WZF9 | Eaton (formerly Cooper Lighting) | NEORAY | S124-DR-2-40-[All Ceiling Type]-0047-[All Circuiting]-U-DD-[All Emergency]-[All Options]-1-[All Colors] | Indoor Luminaires | Linear Ambient | Direct Linear Ambient Luminaires | Standard | FALSE | [9 empty] | 42709 | Dimmable | Continuous Below 10 | No |  | 3.1 | 3946.1 | 88.28 | 44.7 | 3.27 | 0.99 | 4000 | 85
PNVDSAZW | Eaton (formerly Cooper Lighting) | NEORAY | S123-DR-2-40-[All Ceiling Type]-0047-[All Circuiting]-U-DD-[All Emergency]-[All Options]-4-[All Colors] | Indoor Luminaires | Linear Ambient | Direct Linear Ambient Luminaires | Standard | FALSE | [9 empty] | 42709 | Dimmable | Continuous Below 10 | No |  | 3.1 | 3728.5 | 83.41 | 44.7 | 3.27 | 0.99 | 4000 | 85
PFZTVGQR | Eaton (formerly Cooper Lighting) | NEORAY | S124-RDP-2-35-SC-[All Cable Length]-[All Ceiling Type]-0119-[All Circuiting]-U-ED-[All Emergency]-[All Fusings]-1-W | Indoor Luminaires | Linear Ambient | Direct Linear Ambient Luminaires | Standard | FALSE | [9 empty] | 42709 | Not Dimmable | Not Dimmable | No |  | 3.1 | 10284.4 | 92.07 | 111.7 | 8.23 | 0.99 | 3500 | 85
P5NUSWFB | Eaton (formerly Cooper Lighting) | NEORAY | S125-DP-2-35SC-[All Cable Length]-[All Ceiling Type]-0119-[All Circuiting]-U-ED-[All Emergency]-[All Fusings]-1-[All Colors]-[All Options] | Indoor Luminaires | Linear Ambient | Direct Linear Ambient Luminaires | Standard | FALSE | [9 empty] | 42709 | Not Dimmable | Not Dimmable | No |  | 3.1 | 9965.6 | 89.22 | 111.7 | 8.23 | 0.99 | 3500 | 85
PKKM8XCF | Eaton (formerly Cooper Lighting) | NEORAY | S125-DP-2-35SC-[All Cable Length]-[All Ceiling Type]-0119-[All Circuiting]-U-ED-[All Emergency]-[All Fusings]-4-[All Colors]-[All Options] | Indoor Luminaires | Linear Ambient | Direct Linear Ambient Luminaires | Standard | FALSE | [9 empty] | 42709 | Not Dimmable | Not Dimmable | No |  | 3.1 | 9721.3 | 87.03 | 111.7 | 8.23 | 0.99 | 3500 | 85
P795DGZM | Eaton (formerly Cooper Lighting) | NEORAY | S124-DP-2-35-SC-[All Cable Length]-[All Ceiling Type]-0119-[All Circuiting]-U-ED-[All Emergency]-[All Fusings]-4-[All Colors]-[All Options] | Indoor Luminaires | Linear Ambient | Direct Linear Ambient Luminaires | Standard | FALSE | [9 empty] | 42709 | Not Dimmable | Not Dimmable | No |  | 3.1 | 9611.4 | 86.05 | 111.7 | 8.23 | 0.99 | 3500 | 85
PQX4JQCM | Eaton (formerly Cooper Lighting) | NEORAY | S125-RDP-2-35SC-[All Cable Length]-[All Ceiling Type]-0119-[All Circuiting]-U-ED-[All Emergency]-[All Fusings]-1-W | Indoor Luminaires | Linear Ambient | Direct Linear Ambient Luminaires | Standard | FALSE | [9 empty] | 42709 | Not Dimmable | Not Dimmable | No |  | 3.1 | 9580.1 | 85.77 | 111.7 | 8.23 | 0.99 | 3500 | 85
PSRMCKWQ | Eaton (formerly Cooper Lighting) | NEORAY | S124-DP-2-35-SC-[All Cable Length]-[All Ceiling Type]-0119-[All Circuiting]-U-ED-[All Emergency]-[All Fusings]-1-[All Colors]-[All Options] | Indoor Luminaires | Linear Ambient | Direct Linear Ambient Luminaires | Standard | FALSE | [9 empty] | 42709 | Not Dimmable | Not Dimmable | No |  | 3.1 | 9532.7 | 85.34 | 111.7 | 8.23 | 0.99 | 3500 | 85
PQK4QD4N | Eaton (formerly Cooper Lighting) | NEORAY | S124-RDP-2-35-SC-[All Cable Length]-[All Ceiling Type]-0131-[All Circuiting]-U-ED-[All Emergency]-[All Fusings]-1-W | Indoor Luminaires | Linear Ambient | Direct Linear Ambient Luminaires | Standard | FALSE | [9 empty] | 42709 | Not Dimmable | Not Dimmable | No |  | 3.1 | 11321.5 | 92.12 | 122.9 | 8.11 | 0.99 | 3500 | 85
PDJXRWB3 | Eaton (formerly Cooper Lighting) | NEORAY | S125-DP-2-35SC-[All Cable Length]-[All Ceiling Type]-0131-[All Circuiting]-U-ED-[All Emergency]-[All Fusings]-1-[All Colors]-[All Options] | Indoor Luminaires | Linear Ambient | Direct Linear Ambient Luminaires | Standard | FALSE | [9 empty] | 42709 | Not Dimmable | Not Dimmable | No |  | 3.1 | 10970.6 | 89.26 | 122.9 | 8.11 | 0.99 | 3500 | 85
PJZQKUGY | Eaton (formerly Cooper Lighting) | NEORAY | S125-DP-2-35SC-[All Cable Length]-[All Ceiling Type]-0131-[All Circuiting]-U-ED-[All Emergency]-[All Fusings]-4-[All Colors]-[All Options] | Indoor Luminaires | Linear Ambient | Direct Linear Ambient Luminaires | Standard | FALSE | [9 empty] | 42709 | Not Dimmable | Not Dimmable | No |  | 3.1 | 10701.6 | 87.08 | 122.9 | 8.11 | 0.99 | 3500 | 85
P4QCEPQY | Eaton (formerly Cooper Lighting) | NEORAY | S124-DP-2-35-SC-[All Cable Length]-[All Ceiling Type]-0131-[All Circuiting]-U-ED-[All Emergency]-[All Fusings]-4-[All Colors]-[All Options] | Indoor Luminaires | Linear Ambient | Direct Linear Ambient Luminaires | Standard | FALSE | [9 empty] | 42709 | Not Dimmable | Not Dimmable | No |  | 3.1 | 10580.6 | 86.09 | 122.9 | 8.11 | 0.99 | 3500 | 85
PEV1KQYE | Eaton (formerly Cooper Lighting) | NEORAY | S125-RDP-2-35SC-[All Cable Length]-[All Ceiling Type]-0131-[All Circuiting]-U-ED-[All Emergency]-[All Fusings]-1-W | Indoor Luminaires | Linear Ambient | Direct Linear Ambient Luminaires | Standard | FALSE | [9 empty] | 42709 | Not Dimmable | Not Dimmable | No |  | 3.1 | 10546.2 | 85.81 | 122.9 | 8.11 | 0.99 | 3500 | 85
PBSHEQZ6 | Eaton (formerly Cooper Lighting) | NEORAY | S124-DP-2-35-SC-[All Cable Length]-[All Ceiling Type]-0131-[All Circuiting]-U-ED-[All Emergency]-[All Fusings]-1-[All Colors]-[All Options] | Indoor Luminaires | Linear Ambient | Direct Linear Ambient Luminaires | Standard | FALSE | [9 empty] | 42709 | Not Dimmable | Not Dimmable | No |  | 3.1 | 10493.9 | 85.39 | 122.9 | 8.11 | 0.99 | 3500 | 85
P6CY2F93 | Eaton (formerly Cooper Lighting) | NEORAY | S124-RDP-1-35-SC-[All Cable Length]-[All Ceiling Type]-0143-[All Circuiting]-U-ED-[All Emergency]-[All Fusings]-1-W | Indoor Luminaires | Linear Ambient | Direct Linear Ambient Luminaires | Standard | FALSE | [9 empty] | 42709 | Not Dimmable | Not Dimmable | No |  | 3.1 | 7950.2 | 90.45 | 87.9 | 7.99 | 1 | 3500 | 85
PW71Y3Z2 | Eaton (formerly Cooper Lighting) | NEORAY | S125-DP-1-35SC-[All Cable Length]-[All Ceiling Type]-0143-[All Circuiting]-U-ED-[All Emergency]-[All Fusings]-1-[All Colors]-[All Options] | Indoor Luminaires | Linear Ambient | Direct Linear Ambient Luminaires | Standard | FALSE | [9 empty] | 42709 | Not Dimmable | Not Dimmable | No |  | 3.1 | 7944.1 | 90.38 | 87.9 | 7.99 | 1 | 3500 | 85
P2UPE8PS | Eaton (formerly Cooper Lighting) | NEORAY | S125-DP-1-35SC-[All Cable Length]-[All Ceiling Type]-0143-[All Circuiting]-U-ED-[All Emergency]-[All Fusings]-4-[All Colors]-[All Options] | Indoor Luminaires | Linear Ambient | Direct Linear Ambient Luminaires | Standard | FALSE | [9 empty] | 42709 | Not Dimmable | Not Dimmable | No |  | 3.1 | 7749.4 | 88.16 | 87.9 | 7.99 | 1 | 3500 | 85
P6FY9WYA | Eaton (formerly Cooper Lighting) | NEORAY | S125-RDP-1-35SC-[All Cable Length]-[All Ceiling Type]-0143-[All Circuiting]-U-ED-[All Emergency]-[All Fusings]-1-W | Indoor Luminaires | Linear Ambient | Direct Linear Ambient Luminaires | Standard | FALSE | [9 empty] | 42709 | Not Dimmable | Not Dimmable | No |  | 3.1 | 7636.8 | 86.88 | 87.9 | 7.99 | 1 | 3500 | 85
PFXBN4AN | Eaton (formerly Cooper Lighting) | NEORAY | S124-DP-1-35-SC-[All Cable Length]-[All Ceiling Type]-0143-[All Circuiting]-U-ED-[All Emergency]-[All Fusings]-4-[All Colors]-[All Options] | Indoor Luminaires | Linear Ambient | Direct Linear Ambient Luminaires | Standard | FALSE | [9 empty] | 42709 | Not Dimmable | Not Dimmable | No |  | 3.1 | 7429.9 | 84.53 | 87.9 | 7.99 | 1 | 3500 | 85
P4J8TBHY | Eaton (formerly Cooper Lighting) | NEORAY | S124-DP-1-35-SC-[All Cable Length]-[All Ceiling Type]-0143-[All Circuiting]-U-ED-[All Emergency]-[All Fusings]-1-[All Colors]-[All Options] | Indoor Luminaires | Linear Ambient | Direct Linear Ambient Luminaires | Standard | FALSE | [9 empty] | 42709 | Not Dimmable | Not Dimmable | No |  | 3.1 | 7369.1 | 83.84 | 87.9 | 7.99 | 1 | 3500 | 85
PTQTTC4N | Eaton (formerly Cooper Lighting) | NEORAY | S123-DP-1-35-SC-[All Cable Length]-[All Ceiling Type]-0143-[All Circuiting]-U-ED-[All Emergency]-[All Fusings]-4-[All Colors]-[All Options] | Indoor Luminaires | Linear Ambient | Direct Linear Ambient Luminaires | Standard | FALSE | [9 empty] | 42709 | Not Dimmable | Not Dimmable | No |  | 3.1 | 7353.9 | 83.66 | 87.9 | 7.99 | 1 | 3500 | 85
PV3MV5MS | Eaton (formerly Cooper Lighting) | NEORAY | S124-RDP-2-35-SC-[All Cable Length]-[All Ceiling Type]-0107-[All Circuiting]-U-ED-[All Emergency]-[All Fusings]-1-W | Indoor Luminaires | Linear Ambient | Direct Linear Ambient Luminaires | Standard | FALSE | [9 empty] | 42709 | Not Dimmable | Not Dimmable | No |  | 3.1 | 9247.3 | 92.57 | 99.9 | 7.97 | 0.99 | 3500 | 85
PZMFCKFA | Eaton (formerly Cooper Lighting) | NEORAY | S125-DP-2-35SC-[All Cable Length]-[All Ceiling Type]-0107-[All Circuiting]-U-ED-[All Emergency]-[All Fusings]-1-[All Colors]-[All Options] | Indoor Luminaires | Linear Ambient | Direct Linear Ambient Luminaires | Standard | FALSE | [9 empty] | 42709 | Not Dimmable | Not Dimmable | No |  | 3.1 | 8960.7 | 89.7 | 99.9 | 7.97 | 0.99 | 3500 | 85
PV4G34ZE | Eaton (formerly Cooper Lighting) | NEORAY | S125-DP-2-35SC-[All Cable Length]-[All Ceiling Type]-0107-[All Circuiting]-U-ED-[All Emergency]-[All Fusings]-4-[All Colors]-[All Options] | Indoor Luminaires | Linear Ambient | Direct Linear Ambient Luminaires | Standard | FALSE | [9 empty] | 42709 | Not Dimmable | Not Dimmable | No |  | 3.1 | 8741 | 87.5 | 99.9 | 7.97 | 0.99 | 3500 | 85
PH8UW41U | Eaton (formerly Cooper Lighting) | NEORAY | S124-DP-2-35-SC-[All Cable Length]-[All Ceiling Type]-0107-[All Circuiting]-U-ED-[All Emergency]-[All Fusings]-4-[All Colors]-[All Options] | Indoor Luminaires | Linear Ambient | Direct Linear Ambient Luminaires | Standard | FALSE | [9 empty] | 42709 | Not Dimmable | Not Dimmable | No |  | 3.1 | 8642.2 | 86.51 | 99.9 | 7.97 | 0.99 | 3500 | 85
PFFYMGH3 | Eaton (formerly Cooper Lighting) | NEORAY | S125-RDP-2-35SC-[All Cable Length]-[All Ceiling Type]-0107-[All Circuiting]-U-ED-[All Emergency]-[All Fusings]-1-W | Indoor Luminaires | Linear Ambient | Direct Linear Ambient Luminaires | Standard | FALSE | [9 empty] | 42709 | Not Dimmable | Not Dimmable | No |  | 3.1 | 8614.1 | 86.23 | 99.9 | 7.97 | 0.99 | 3500 | 85
PQSU49J6 | Eaton (formerly Cooper Lighting) | NEORAY | S124-RDP-2-35-SC-[All Cable Length]-[All Ceiling Type]-0143-[All Circuiting]-U-ED-[All Emergency]-[All Fusings]-1-W | Indoor Luminaires | Linear Ambient | Direct Linear Ambient Luminaires | Standard | FALSE | [9 empty] | 42709 | Not Dimmable | Not Dimmable | No |  | 3.1 | 12358.6 | 93.27 | 132.5 | 7.9 | 0.99 | 3500 | 85
PV3FGVEK | Eaton (formerly Cooper Lighting) | NEORAY | S125-DP-2-35SC-[All Cable Length]-[All Ceiling Type]-0143-[All Circuiting]-U-ED-[All Emergency]-[All Fusings]-1-[All Colors]-[All Options] | Indoor Luminaires | Linear Ambient | Direct Linear Ambient Luminaires | Standard | FALSE | [9 empty] | 42709 | Not Dimmable | Not Dimmable | No |  | 3.1 | 11975.5 | 90.38 | 132.5 | 7.9 | 0.99 | 3500 | 85
PP6D5P94 | Eaton (formerly Cooper Lighting) | NEORAY | S125-DP-2-35SC-[All Cable Length]-[All Ceiling Type]-0143-[All Circuiting]-U-ED-[All Emergency]-[All Fusings]-4-[All Colors]-[All Options] | Indoor Luminaires | Linear Ambient | Direct Linear Ambient Luminaires | Standard | FALSE | [9 empty] | 42709 | Not Dimmable | Not Dimmable | No |  | 3.1 | 11681.9 | 88.17 | 132.5 | 7.9 | 0.99 | 3500 | 85
PGXEHVCW | Eaton (formerly Cooper Lighting) | NEORAY | S124-DP-2-35-SC-[All Cable Length]-[All Ceiling Type]-0143-[All Circuiting]-U-ED-[All Emergency]-[All Fusings]-4-[All Colors]-[All Options] | Indoor Luminaires | Linear Ambient | Direct Linear Ambient Luminaires | Standard | FALSE | [9 empty] | 42709 | Not Dimmable | Not Dimmable | No |  | 3.1 | 11549.8 | 87.17 | 132.5 | 7.9 | 0.99 | 3500 | 85
PQB576KB | Eaton (formerly Cooper Lighting) | NEORAY | S125-RDP-2-35SC-[All Cable Length]-[All Ceiling Type]-0143-[All Circuiting]-U-ED-[All Emergency]-[All Fusings]-1-W | Indoor Luminaires | Linear Ambient | Direct Linear Ambient Luminaires | Standard | FALSE | [9 empty] | 42709 | Not Dimmable | Not Dimmable | No |  | 3.1 | 11512.2 | 86.88 | 132.5 | 7.9 | 0.99 | 3500 | 85
PN29ZC5N | Eaton (formerly Cooper Lighting) | NEORAY | S124-DP-2-35-SC-[All Cable Length]-[All Ceiling Type]-0143-[All Circuiting]-U-ED-[All Emergency]-[All Fusings]-1-[All Colors]-[All Options] | Indoor Luminaires | Linear Ambient | Direct Linear Ambient Luminaires | Standard | FALSE | [9 empty] | 42709 | Not Dimmable | Not Dimmable | No |  | 3.1 | 11455.2 | 86.45 | 132.5 | 7.9 | 0.99 | 3500 | 85
PY5HT9K8 | Eaton (formerly Cooper Lighting) | NEORAY | S124-RDP-1-35-SC-[All Cable Length]-[All Ceiling Type]-0119-[All Circuiting]-U-ED-[All Emergency]-[All Fusings]-1-W | Indoor Luminaires | Linear Ambient | Direct Linear Ambient Luminaires | Standard | FALSE | [9 empty] | 42709 | Not Dimmable | Not Dimmable | No |  | 3.1 | 6615.9 | 87.51 | 75.6 | 5.77 | 0.99 | 3500 | 85
PEXVHPNE | Eaton (formerly Cooper Lighting) | NEORAY | S125-DP-1-35SC-[All Cable Length]-[All Ceiling Type]-0119-[All Circuiting]-U-ED-[All Emergency]-[All Fusings]-1-[All Colors]-[All Options] | Indoor Luminaires | Linear Ambient | Direct Linear Ambient Luminaires | Standard | FALSE | [9 empty] | 42709 | Not Dimmable | Not Dimmable | No |  | 3.1 | 6610.8 | 87.44 | 75.6 | 5.77 | 0.99 | 3500 | 85
PDQGJH3N | Eaton (formerly Cooper Lighting) | NEORAY | S125-DP-1-35SC-[All Cable Length]-[All Ceiling Type]-0119-[All Circuiting]-U-ED-[All Emergency]-[All Fusings]-4-[All Colors]-[All Options] | Indoor Luminaires | Linear Ambient | Direct Linear Ambient Luminaires | Standard | FALSE | [9 empty] | 42709 | Not Dimmable | Not Dimmable | No |  | 3.1 | 6448.8 | 85.3 | 75.6 | 5.77 | 0.99 | 3500 | 85
PRZ1XW3U | Eaton (formerly Cooper Lighting) | NEORAY | S125-RDP-1-35SC-[All Cable Length]-[All Ceiling Type]-0119-[All Circuiting]-U-ED-[All Emergency]-[All Fusings]-1-W | Indoor Luminaires | Linear Ambient | Direct Linear Ambient Luminaires | Standard | FALSE | [9 empty] | 42709 | Not Dimmable | Not Dimmable | No |  | 3.1 | 6355.1 | 84.06 | 75.6 | 5.77 | 0.99 | 3500 | 85
P9ZYGY2A | Eaton (formerly Cooper Lighting) | NEORAY | S124-RDP-1-35-SC-[All Cable Length]-[All Ceiling Type]-0107-[All Circuiting]-U-ED-[All Emergency]-[All Fusings]-1-W | Indoor Luminaires | Linear Ambient | Direct Linear Ambient Luminaires | Standard | FALSE | [9 empty] | 42709 | Not Dimmable | Not Dimmable | No |  | 3.1 | 5948.7 | 89.19 | 66.7 | 4.2 | 0.99 | 3500 | 85
P1D9Q3BK | Eaton (formerly Cooper Lighting) | NEORAY | S125-DP-1-35SC-[All Cable Length]-[All Ceiling Type]-0107-[All Circuiting]-U-ED-[All Emergency]-[All Fusings]-1-[All Colors]-[All Options] | Indoor Luminaires | Linear Ambient | Direct Linear Ambient Luminaires | Standard | FALSE | [9 empty] | 42709 | Not Dimmable | Not Dimmable | No |  | 3.1 | 5944.2 | 89.12 | 66.7 | 4.2 | 0.99 | 3500 | 85
PYU5JQXP | Eaton (formerly Cooper Lighting) | NEORAY | S125-DP-1-35SC-[All Cable Length]-[All Ceiling Type]-0107-[All Circuiting]-U-ED-[All Emergency]-[All Fusings]-4-[All Colors]-[All Options] | Indoor Luminaires | Linear Ambient | Direct Linear Ambient Luminaires | Standard | FALSE | [9 empty] | 42709 | Not Dimmable | Not Dimmable | No |  | 3.1 | 5798.5 | 86.93 | 66.7 | 4.2 | 0.99 | 3500 | 85
PBJSU3UF | Eaton (formerly Cooper Lighting) | NEORAY | S125-RDP-1-35SC-[All Cable Length]-[All Ceiling Type]-0107-[All Circuiting]-U-ED-[All Emergency]-[All Fusings]-1-W | Indoor Luminaires | Linear Ambient | Direct Linear Ambient Luminaires | Standard | FALSE | [9 empty] | 42709 | Not Dimmable | Not Dimmable | No |  | 3.1 | 5714.3 | 85.67 | 66.7 | 4.2 | 0.99 | 3500 | 85
PG3XQEY9 | Eaton (formerly Cooper Lighting) | NEORAY | S124-RDP-1-35-SC-[All Cable Length]-[All Ceiling Type]-0131-[All Circuiting]-U-ED-[All Emergency]-[All Fusings]-1-W | Indoor Luminaires | Linear Ambient | Direct Linear Ambient Luminaires | Standard | FALSE | [9 empty] | 42709 | Not Dimmable | Not Dimmable | No |  | 3.1 | 7283 | 87.33 | 83.4 | 3.87 | 0.99 | 3500 | 85
PXQ1H2ZK | Eaton (formerly Cooper Lighting) | NEORAY | S125-DP-1-35SC-[All Cable Length]-[All Ceiling Type]-0131-[All Circuiting]-U-ED-[All Emergency]-[All Fusings]-1-[All Colors]-[All Options] | Indoor Luminaires | Linear Ambient | Direct Linear Ambient Luminaires | Standard | FALSE | [9 empty] | 42709 | Not Dimmable | Not Dimmable | No |  | 3.1 | 7277.5 | 87.26 | 83.4 | 3.87 | 0.99 | 3500 | 85
PXBEA3KF | Eaton (formerly Cooper Lighting) | NEORAY | S125-DP-1-35SC-[All Cable Length]-[All Ceiling Type]-0131-[All Circuiting]-U-ED-[All Emergency]-[All Fusings]-4-[All Colors]-[All Options] | Indoor Luminaires | Linear Ambient | Direct Linear Ambient Luminaires | Standard | FALSE | [9 empty] | 42709 | Not Dimmable | Not Dimmable | No |  | 3.1 | 7099.1 | 85.12 | 83.4 | 3.87 | 0.99 | 3500 | 85
P6FY4GKB | Eaton (formerly Cooper Lighting) | NEORAY | S125-RDP-1-35SC-[All Cable Length]-[All Ceiling Type]-0131-[All Circuiting]-U-ED-[All Emergency]-[All Fusings]-1-W | Indoor Luminaires | Linear Ambient | Direct Linear Ambient Luminaires | Standard | FALSE | [9 empty] | 42709 | Not Dimmable | Not Dimmable | No |  | 3.1 | 6996 | 83.88 | 83.4 | 3.87 | 0.99 | 3500 | 85
P77EY76R | Eaton (formerly Cooper Lighting) | NEORAY | S124-RDR-1-35-[All Ceiling Type]-0023-[All Circuiting]-1-DD-[All Emergency]-[All Options]-1-W | Indoor Luminaires | Linear Ambient | Direct Linear Ambient Luminaires | Standard | FALSE | [9 empty] | 42709 | Dimmable | Continuous Below 10 | No |  | 3.1 | 1278.7 | 86.99 | 14.7 | 9.12 | 0.99 | 3500 | 85
PK4KFJFE | Eaton (formerly Cooper Lighting) | NEORAY | S125-DR-1-35-[All Ceiling Type]-0023-[All Circuiting]-1-DD-[All Emergency]-[All Options]-1-[All Colors] | Indoor Luminaires | Linear Ambient | Direct Linear Ambient Luminaires | Standard | FALSE | [9 empty] | 42709 | Dimmable | Continuous Below 10 | No |  | 3.1 | 1277.7 | 86.92 | 14.7 | 9.12 | 0.99 | 3500 | 85
P641V54P | Eaton (formerly Cooper Lighting) | NEORAY | S125-DR-1-35-[All Ceiling Type]-0023-[All Circuiting]-1-DD-[All Emergency]-[All Options]-4-[All Colors] | Indoor Luminaires | Linear Ambient | Direct Linear Ambient Luminaires | Standard | FALSE | [9 empty] | 42709 | Dimmable | Continuous Below 10 | No |  | 3.1 | 1246.4 | 84.79 | 14.7 | 9.12 | 0.99 | 3500 | 85
PVXWNUCN | Eaton (formerly Cooper Lighting) | NEORAY | S124-RDR-1-35-[All Ceiling Type]-0083-[All Circuiting]-U-DD-[All Emergency]-[All Options]-1-W | Indoor Luminaires | Linear Ambient | Direct Linear Ambient Luminaires | Standard | FALSE | [9 empty] | 42709 | Dimmable | Continuous Below 10 | No |  | 3.1 | 4614.4 | 87.56 | 52.7 | 8.45 | 0.99 | 3500 | 85
PUA8279R | Eaton (formerly Cooper Lighting) | NEORAY | S125-DR-1-35-[All Ceiling Type]-0083-[All Circuiting]-U-DD-[All Emergency]-[All Options]-1-[All Colors] | Indoor Luminaires | Linear Ambient | Direct Linear Ambient Luminaires | Standard | FALSE | [9 empty] | 42709 | Dimmable | Continuous Below 10 | No |  | 3.1 | 4610.9 | 87.49 | 52.7 | 8.45 | 0.99 | 3500 | 85
P67P8VMW | Eaton (formerly Cooper Lighting) | NEORAY | S124-RDR-2-35-[All Ceiling Type]-0059-[All Circuiting]-U-DD-[All Emergency]-[All Options]-1-W | Indoor Luminaires | Linear Ambient | Direct Linear Ambient Luminaires | Standard | FALSE | [9 empty] | 42709 | Dimmable | Continuous Below 10 | No |  | 3.1 | 5099 | 91.05 | 56 | 8.36 | 0.99 | 3500 | 85
PG3TKY9E | Eaton (formerly Cooper Lighting) | NEORAY | S124-DR-2-35-[All Ceiling Type]-0059-[All Circuiting]-U-DD-[All Emergency]-[All Options]-4-[All Colors] | Indoor Luminaires | Linear Ambient | Direct Linear Ambient Luminaires | Standard | FALSE | [9 empty] | 42709 | Dimmable | Continuous Below 10 | No |  | 3.1 | 4765.3 | 85.09 | 56 | 8.36 | 0.99 | 3500 | 85
PYX2SVU4 | Eaton (formerly Cooper Lighting) | NEORAY | S124-DR-2-35-[All Ceiling Type]-0059-[All Circuiting]-1-DD-[All Emergency]-[All Options]-1-[All Colors] | Indoor Luminaires | Linear Ambient | Direct Linear Ambient Luminaires | Standard | FALSE | [9 empty] | 42709 | Dimmable | Continuous Below 10 | No |  | 3.1 | 4726.3 | 84.4 | 56 | 8.36 | 0.99 | 3500 | 85
PENU47Z5 | Eaton (formerly Cooper Lighting) | NEORAY | S124-RDR-1-35-[All Ceiling Type]-0047-[All Circuiting]-U-DD-[All Emergency]-[All Options]-1-W | Indoor Luminaires | Linear Ambient | Direct Linear Ambient Luminaires | Standard | FALSE | [9 empty] | 42709 | Dimmable | Continuous Below 10 | No |  | 3.1 | 2613 | 88.28 | 29.6 | 8.27 | 0.99 | 3500 | 85
PTJ1KJVD | Eaton (formerly Cooper Lighting) | NEORAY | S125-DR-1-35-[All Ceiling Type]-0047-[All Circuiting]-U-DD-[All Emergency]-[All Options]-1-[All Colors] | Indoor Luminaires | Linear Ambient | Direct Linear Ambient Luminaires | Standard | FALSE | [9 empty] | 42709 | Dimmable | Continuous Below 10 | No |  | 3.1 | 2611 | 88.21 | 29.6 | 8.27 | 0.99 | 3500 | 85
PKKUEZMC | Eaton (formerly Cooper Lighting) | NEORAY | S125-DR-1-35-[All Ceiling Type]-0047-[All Circuiting]-U-DD-[All Emergency]-[All Options]-4-[All Colors] | Indoor Luminaires | Linear Ambient | Direct Linear Ambient Luminaires | Standard | FALSE | [9 empty] | 42709 | Dimmable | Continuous Below 10 | No |  | 3.1 | 2547 | 86.05 | 29.6 | 8.27 | 0.99 | 3500 | 85
PVKY2UFV | Eaton (formerly Cooper Lighting) | NEORAY | S124-DR-1-35-[All Ceiling Type]-0047-[All Circuiting]-1-DD-[All Emergency]-[All Options]-4-[All Colors] | Indoor Luminaires | Linear Ambient | Direct Linear Ambient Luminaires | Standard | FALSE | [9 empty] | 42709 | Dimmable | Continuous Below 10 | No |  | 3.1 | 2442 | 82.5 | 29.6 | 8.27 | 0.99 | 3500 | 85
PMK9X92E | Eaton (formerly Cooper Lighting) | NEORAY | S124-RDR-1-35-[All Ceiling Type]-0095-[All Circuiting]-U-DD-[All Emergency]-[All Options]-1-W | Indoor Luminaires | Linear Ambient | Direct Linear Ambient Luminaires | Standard | FALSE | [9 empty] | 42709 | Dimmable | Continuous Below 10 | No |  | 3.1 | 5281.6 | 87.73 | 60.2 | 8.25 | 0.99 | 3500 | 85
P3V7TW3T | Eaton (formerly Cooper Lighting) | NEORAY | S124-RDR-1-35-[All Ceiling Type]-0059-[All Circuiting]-U-DD-[All Emergency]-[All Options]-1-W | Indoor Luminaires | Linear Ambient | Direct Linear Ambient Luminaires | Standard | FALSE | [9 empty] | 42709 | Dimmable | Continuous Below 10 | No |  | 3.1 | 3280.1 | 87.94 | 37.3 | 8.25 | 0.99 | 3500 | 85
P1TNQP98 | Eaton (formerly Cooper Lighting) | NEORAY | S125-DR-1-35-[All Ceiling Type]-0059-[All Circuiting]-U-DD-[All Emergency]-[All Options]-1-[All Colors] | Indoor Luminaires | Linear Ambient | Direct Linear Ambient Luminaires | Standard | FALSE | [9 empty] | 42709 | Dimmable | Continuous Below 10 | No |  | 3.1 | 3277.6 | 87.87 | 37.3 | 8.25 | 0.99 | 3500 | 85
P9YVRVZD | Eaton (formerly Cooper Lighting) | NEORAY | S125-DR-1-35-[All Ceiling Type]-0059-[All Circuiting]-U-DD-[All Emergency]-[All Options]-4-[All Colors] | Indoor Luminaires | Linear Ambient | Direct Linear Ambient Luminaires | Standard | FALSE | [9 empty] | 42709 | Dimmable | Continuous Below 10 | No |  | 3.1 | 3197.3 | 85.72 | 37.3 | 8.25 | 0.99 | 3500 | 85
PRD3JHGE | Eaton (formerly Cooper Lighting) | NEORAY | S124-RDR-2-35-[All Ceiling Type]-0119-[All Circuiting]-U-DD-[All Emergency]-[All Options]-1-W | Indoor Luminaires | Linear Ambient | Direct Linear Ambient Luminaires | Standard | FALSE | [9 empty] | 42709 | Dimmable | Continuous Below 10 | No |  | 3.1 | 10284.4 | 92.07 | 111.7 | 8.23 | 0.99 | 3500 | 85
P9KNZY2Y | Eaton (formerly Cooper Lighting) | NEORAY | S124-DR-2-35-[All Ceiling Type]-0119-[All Circuiting]-U-DD-[All Emergency]-[All Options]-4-[All Colors] | Indoor Luminaires | Linear Ambient | Direct Linear Ambient Luminaires | Standard | FALSE | [9 empty] | 42709 | Dimmable | Continuous Below 10 | No |  | 3.1 | 9611.4 | 86.05 | 111.7 | 8.23 | 0.99 | 3500 | 85
PCTZWBXM | Eaton (formerly Cooper Lighting) | NEORAY | S124-DR-2-35-[All Ceiling Type]-0119-[All Circuiting]-U-DD-[All Emergency]-[All Options]-1-[All Colors] | Indoor Luminaires | Linear Ambient | Direct Linear Ambient Luminaires | Standard | FALSE | [9 empty] | 42709 | Dimmable | Continuous Below 10 | No |  | 3.1 | 9532.7 | 85.34 | 111.7 | 8.23 | 0.99 | 3500 | 85
PCEV2JVP | Eaton (formerly Cooper Lighting) | NEORAY | S124-RDR-2-35-[All Ceiling Type]-0035-[All Circuiting]-U-DD-[All Emergency]-[All Options]-1-W | Indoor Luminaires | Linear Ambient | Direct Linear Ambient Luminaires | Standard | FALSE | [9 empty] | 42709 | Dimmable | Continuous Below 10 | No |  | 3.1 | 3024.8 | 91.66 | 33 | 8.13 | 0.99 | 3500 | 85
PET7HNRR | Eaton (formerly Cooper Lighting) | NEORAY | S124-DR-2-35-[All Ceiling Type]-0035-[All Circuiting]-U-DD-[All Emergency]-[All Options]-4-[All Colors] | Indoor Luminaires | Linear Ambient | Direct Linear Ambient Luminaires | Standard | FALSE | [9 empty] | 42709 | Dimmable | Continuous Below 10 | No |  | 3.1 | 2826.9 | 85.66 | 33 | 8.13 | 0.99 | 3500 | 85
PQCACG6G | Eaton (formerly Cooper Lighting) | NEORAY | S124-DR-2-35-[All Ceiling Type]-0035-[All Circuiting]-U-DD-[All Emergency]-[All Options]-1-[All Colors] | Indoor Luminaires | Linear Ambient | Direct Linear Ambient Luminaires | Standard | FALSE | [9 empty] | 42709 | Dimmable | Continuous Below 10 | No |  | 3.1 | 2803.7 | 84.96 | 33 | 8.13 | 0.99 | 3500 | 85
PQ36M2JX | Eaton (formerly Cooper Lighting) | NEORAY | S124-RDR-2-35-[All Ceiling Type]-0131-[All Circuiting]-U-DD-[All Emergency]-[All Options]-1-W | Indoor Luminaires | Linear Ambient | Direct Linear Ambient Luminaires | Standard | FALSE | [9 empty] | 42709 | Dimmable | Continuous Below 10 | No |  | 3.1 | 11321.5 | 92.12 | 122.9 | 8.11 | 0.99 | 3500 | 85
P72RY8DZ | Eaton (formerly Cooper Lighting) | NEORAY | S124-DR-2-35-[All Ceiling Type]-0131-[All Circuiting]-U-DD-[All Emergency]-[All Options]-4-[All Colors] | Indoor Luminaires | Linear Ambient | Direct Linear Ambient Luminaires | Standard | FALSE | [9 empty] | 42709 | Dimmable | Continuous Below 10 | No |  | 3.1 | 10580.6 | 86.09 | 122.9 | 8.11 | 0.99 | 3500 | 85
P16S6KQU | Eaton (formerly Cooper Lighting) | NEORAY | S124-DR-2-35-[All Ceiling Type]-0131-[All Circuiting]-U-DD-[All Emergency]-[All Options]-1-[All Colors] | Indoor Luminaires | Linear Ambient | Direct Linear Ambient Luminaires | Standard | FALSE | [9 empty] | 42709 | Dimmable | Continuous Below 10 | No |  | 3.1 | 10493.9 | 85.39 | 122.9 | 8.11 | 0.99 | 3500 | 85
P8Z2583D | Eaton (formerly Cooper Lighting) | NEORAY | S124-RDR-2-35-[All Ceiling Type]-0071-[All Circuiting]-U-DD-[All Emergency]-[All Options]-1-W | Indoor Luminaires | Linear Ambient | Direct Linear Ambient Luminaires | Standard | FALSE | [9 empty] | 42709 | Dimmable | Continuous Below 10 | No |  | 3.1 | 6136.1 | 91.18 | 67.3 | 8.1 | 0.99 | 3500 | 85
PWKTSJKE | Eaton (formerly Cooper Lighting) | NEORAY | S124-DR-2-35-[All Ceiling Type]-0071-[All Circuiting]-U-DD-[All Emergency]-[All Options]-4-[All Colors] | Indoor Luminaires | Linear Ambient | Direct Linear Ambient Luminaires | Standard | FALSE | [9 empty] | 42709 | Dimmable | Continuous Below 10 | No |  | 3.1 | 5734.5 | 85.21 | 67.3 | 8.1 | 0.99 | 3500 | 85
P6JJSTYH | Eaton (formerly Cooper Lighting) | NEORAY | S124-DR-2-35-[All Ceiling Type]-0071-[All Circuiting]-U-DD-[All Emergency]-[All Options]-1-[All Colors] | Indoor Luminaires | Linear Ambient | Direct Linear Ambient Luminaires | Standard | FALSE | [9 empty] | 42709 | Dimmable | Continuous Below 10 | No |  | 3.1 | 5687.6 | 84.51 | 67.3 | 8.1 | 0.99 | 3500 | 85
P17SPXTR | Eaton (formerly Cooper Lighting) | NEORAY | S124-RDR-1-35-[All Ceiling Type]-0143-[All Circuiting]-U-DD-[All Emergency]-[All Options]-1-W | Indoor Luminaires | Linear Ambient | Direct Linear Ambient Luminaires | Standard | FALSE | [9 empty] | 42709 | Dimmable | Continuous Below 10 | No |  | 3.1 | 7950.2 | 90.45 | 87.9 | 7.99 | 1 | 3500 | 85
P5VZ8R6G | Eaton (formerly Cooper Lighting) | NEORAY | S124-DR-1-35-[All Ceiling Type]-0143-[All Circuiting]-U-DD-[All Emergency]-[All Options]-4-[All Colors] | Indoor Luminaires | Linear Ambient | Direct Linear Ambient Luminaires | Standard | FALSE | [9 empty] | 42709 | Dimmable | Continuous Below 10 | No |  | 3.1 | 7429.9 | 84.53 | 87.9 | 7.99 | 1 | 3500 | 85
PXQV47V9 | Eaton (formerly Cooper Lighting) | NEORAY | S124-DR-1-35-[All Ceiling Type]-0143-[All Circuiting]-U-DD-[All Emergency]-[All Options]-1-[All Colors] | Indoor Luminaires | Linear Ambient | Direct Linear Ambient Luminaires | Standard | FALSE | [9 empty] | 42709 | Dimmable | Continuous Below 10 | No |  | 3.1 | 7369.1 | 83.84 | 87.9 | 7.99 | 1 | 3500 | 85
P63K4TKF | Eaton (formerly Cooper Lighting) | NEORAY | S123-DR-1-35-[All Ceiling Type]-0143-[All Circuiting]-U-DD-[All Emergency]-[All Options]-4-[All Colors] | Indoor Luminaires | Linear Ambient | Direct Linear Ambient Luminaires | Standard | FALSE | [9 empty] | 42709 | Dimmable | Continuous Below 10 | No |  | 3.1 | 7353.9 | 83.66 | 87.9 | 7.99 | 1 | 3500 | 85
P3S1H9FX | Eaton (formerly Cooper Lighting) | NEORAY | S124-RDR-2-35-[All Ceiling Type]-0107-[All Circuiting]-U-DD-[All Emergency]-[All Options]-1-W | Indoor Luminaires | Linear Ambient | Direct Linear Ambient Luminaires | Standard | FALSE | [9 empty] | 42709 | Dimmable | Continuous Below 10 | No |  | 3.1 | 9247.3 | 92.57 | 99.9 | 7.97 | 0.99 | 3500 | 85
PU2ZWMYB | Eaton (formerly Cooper Lighting) | NEORAY | S124-DR-2-35-[All Ceiling Type]-0107-[All Circuiting]-U-DD-[All Emergency]-[All Options]-4-[All Colors] | Indoor Luminaires | Linear Ambient | Direct Linear Ambient Luminaires | Standard | FALSE | [9 empty] | 42709 | Dimmable | Continuous Below 10 | No |  | 3.1 | 8642.2 | 86.51 | 99.9 | 7.97 | 0.99 | 3500 | 85
PMH9MHZS | Eaton (formerly Cooper Lighting) | NEORAY | S124-DR-2-35-[All Ceiling Type]-0107-[All Circuiting]-U-DD-[All Emergency]-[All Options]-1-[All Colors] | Indoor Luminaires | Linear Ambient | Direct Linear Ambient Luminaires | Standard | FALSE | [9 empty] | 42709 | Dimmable | Continuous Below 10 | No |  | 3.1 | 8571.4 | 85.8 | 99.9 | 7.97 | 0.99 | 3500 | 85
PPMK8T8P | Eaton (formerly Cooper Lighting) | NEORAY | S124-RDR-2-35-[All Ceiling Type]-0143-[All Circuiting]-U-DD-[All Emergency]-[All Options]-1-W | Indoor Luminaires | Linear Ambient | Direct Linear Ambient Luminaires | Standard | FALSE | [9 empty] | 42709 | Dimmable | Continuous Below 10 | No |  | 3.1 | 12358.6 | 93.27 | 132.5 | 7.9 | 0.99 | 3500 | 85
P9FSEZ1N | Eaton (formerly Cooper Lighting) | NEORAY | S124-DR-2-35-[All Ceiling Type]-0143-[All Circuiting]-U-DD-[All Emergency]-[All Options]-4-[All Colors] | Indoor Luminaires | Linear Ambient | Direct Linear Ambient Luminaires | Standard | FALSE | [9 empty] | 42709 | Dimmable | Continuous Below 10 | No |  | 3.1 | 11549.8 | 87.17 | 132.5 | 7.9 | 0.99 | 3500 | 85
PVTTG8MA | Eaton (formerly Cooper Lighting) | NEORAY | S124-DR-2-35-[All Ceiling Type]-0143-[All Circuiting]-U-DD-[All Emergency]-[All Options]-1-[All Colors] | Indoor Luminaires | Linear Ambient | Direct Linear Ambient Luminaires | Standard | FALSE | [9 empty] | 42709 | Dimmable | Continuous Below 10 | No |  | 3.1 | 11455.2 | 86.45 | 132.5 | 7.9 | 0.99 | 3500 | 85
PEKKJ1RU | Eaton (formerly Cooper Lighting) | NEORAY | S124-RDR-2-35-[All Ceiling Type]-0083-[All Circuiting]-U-DD-[All Emergency]-[All Options]-1-W | Indoor Luminaires | Linear Ambient | Direct Linear Ambient Luminaires | Standard | FALSE | [9 empty] | 42709 | Dimmable | Continuous Below 10 | No |  | 3.1 | 7173.2 | 93.16 | 77 | 7.89 | 0.99 | 3500 | 85
P5F226XV | Eaton (formerly Cooper Lighting) | NEORAY | S124-DR-2-35-[All Ceiling Type]-0083-[All Circuiting]-U-DD-[All Emergency]-[All Options]-4-[All Colors] | Indoor Luminaires | Linear Ambient | Direct Linear Ambient Luminaires | Standard | FALSE | [9 empty] | 42709 | Dimmable | Continuous Below 10 | No |  | 3.1 | 6703.7 | 87.06 | 77 | 7.89 | 0.99 | 3500 | 85
P1H1WBXS | Eaton (formerly Cooper Lighting) | NEORAY | S124-DR-2-35-[All Ceiling Type]-0083-[All Circuiting]-U-DD-[All Emergency]-[All Options]-1-[All Colors] | Indoor Luminaires | Linear Ambient | Direct Linear Ambient Luminaires | Standard | FALSE | [9 empty] | 42709 | Dimmable | Continuous Below 10 | No |  | 3.1 | 6648.8 | 86.35 | 77 | 7.89 | 0.99 | 3500 | 85
PUPS15V3 | Eaton (formerly Cooper Lighting) | NEORAY | S124-RDR-2-35-[All Ceiling Type]-0023-[All Circuiting]-U-DD-[All Emergency]-[All Options]-1-W | Indoor Luminaires | Linear Ambient | Direct Linear Ambient Luminaires | Standard | FALSE | [9 empty] | 42709 | Dimmable | Continuous Below 10 | No |  | 3.1 | 1987.7 | 91.6 | 21.7 | 7.32 | 0.99 | 3500 | 85
PAYE9J3C | Eaton (formerly Cooper Lighting) | NEORAY | S124-DR-2-35-[All Ceiling Type]-0023-[All Circuiting]-1-DD-[All Emergency]-[All Options]-4-[All Colors] | Indoor Luminaires | Linear Ambient | Direct Linear Ambient Luminaires | Standard | FALSE | [9 empty] | 42709 | Dimmable | Continuous Below 10 | No |  | 3.1 | 1857.7 | 85.61 | 21.7 | 7.32 | 0.99 | 3500 | 85
PKQFS48E | Eaton (formerly Cooper Lighting) | NEORAY | S124-DR-2-35-[All Ceiling Type]-0023-[All Circuiting]-1-DD-[All Emergency]-[All Options]-1-[All Colors] | Indoor Luminaires | Linear Ambient | Direct Linear Ambient Luminaires | Standard | FALSE | [9 empty] | 42709 | Dimmable | Continuous Below 10 | No |  | 3.1 | 1842.4 | 84.9 | 21.7 | 7.32 | 0.99 | 3500 | 85
PN3EJZ3J | Eaton (formerly Cooper Lighting) | NEORAY | S124-RDR-1-35-[All Ceiling Type]-0035-[All Circuiting]-U-DD-[All Emergency]-[All Options]-1-W | Indoor Luminaires | Linear Ambient | Direct Linear Ambient Luminaires | Standard | FALSE | [9 empty] | 42709 | Dimmable | Continuous Below 10 | No |  | 3.1 | 1945.9 | 87.65 | 22.2 | 7.28 | 0.99 | 3500 | 85
PG3YCSYS | Eaton (formerly Cooper Lighting) | NEORAY | S125-DR-1-35-[All Ceiling Type]-0035-[All Circuiting]-U-DD-[All Emergency]-[All Options]-1-[All Colors] | Indoor Luminaires | Linear Ambient | Direct Linear Ambient Luminaires | Standard | FALSE | [9 empty] | 42709 | Dimmable | Continuous Below 10 | No |  | 3.1 | 1944.4 | 87.59 | 22.2 | 7.28 | 0.99 | 3500 | 85
PF5UDRJC | Eaton (formerly Cooper Lighting) | NEORAY | S125-DR-1-35-[All Ceiling Type]-0035-[All Circuiting]-1-DD-[All Emergency]-[All Options]-4-[All Colors] | Indoor Luminaires | Linear Ambient | Direct Linear Ambient Luminaires | Standard | FALSE | [9 empty] | 42709 | Dimmable | Continuous Below 10 | No |  | 3.1 | 1896.7 | 85.44 | 22.2 | 7.28 | 0.99 | 3500 | 85
PMGFMC8S | Eaton (formerly Cooper Lighting) | NEORAY | S124-RDR-1-35-[All Ceiling Type]-0119-[All Circuiting]-U-DD-[All Emergency]-[All Options]-1-W | Indoor Luminaires | Linear Ambient | Direct Linear Ambient Luminaires | Standard | FALSE | [9 empty] | 42709 | Dimmable | Continuous Below 10 | No |  | 3.1 | 6615.9 | 87.51 | 75.6 | 5.77 | 0.99 | 3500 | 85
PTADHFA7 | Eaton (formerly Cooper Lighting) | NEORAY | S124-RDR-2-35-[All Ceiling Type]-0095-[All Circuiting]-U-DD-[All Emergency]-[All Options]-1-W | Indoor Luminaires | Linear Ambient | Direct Linear Ambient Luminaires | Standard | FALSE | [9 empty] | 42709 | Dimmable | Continuous Below 10 | No |  | 3.1 | 8210.2 | 92.77 | 88.5 | 5.44 | 0.99 | 3500 | 85
PCT5DFNB | Eaton (formerly Cooper Lighting) | NEORAY | S124-DR-2-35-[All Ceiling Type]-0095-[All Circuiting]-U-DD-[All Emergency]-[All Options]-4-[All Colors] | Indoor Luminaires | Linear Ambient | Direct Linear Ambient Luminaires | Standard | FALSE | [9 empty] | 42709 | Dimmable | Continuous Below 10 | No |  | 3.1 | 7672.9 | 86.7 | 88.5 | 5.44 | 0.99 | 3500 | 85
PJMGEUXN | Eaton (formerly Cooper Lighting) | NEORAY | S124-DR-2-35-[All Ceiling Type]-0095-[All Circuiting]-U-DD-[All Emergency]-[All Options]-1-[All Colors] | Indoor Luminaires | Linear Ambient | Direct Linear Ambient Luminaires | Standard | FALSE | [9 empty] | 42709 | Dimmable | Continuous Below 10 | No |  | 3.1 | 7610.1 | 85.99 | 88.5 | 5.44 | 0.99 | 3500 | 85
PM9MQ3KE | Eaton (formerly Cooper Lighting) | NEORAY | S124-RDR-1-35-[All Ceiling Type]-0107-[All Circuiting]-U-DD-[All Emergency]-[All Options]-1-W | Indoor Luminaires | Linear Ambient | Direct Linear Ambient Luminaires | Standard | FALSE | [9 empty] | 42709 | Dimmable | Continuous Below 10 | No |  | 3.1 | 5948.7 | 89.19 | 66.7 | 4.2 | 0.99 | 3500 | 85
P9KZ7QW3 | Eaton (formerly Cooper Lighting) | NEORAY | S124-DR-1-35-[All Ceiling Type]-0107-[All Circuiting]-1-DD-[All Emergency]-[All Options]-4-[All Colors] | Indoor Luminaires | Linear Ambient | Direct Linear Ambient Luminaires | Standard | FALSE | [9 empty] | 42709 | Dimmable | Continuous Below 10 | No |  | 3.1 | 5559.4 | 83.35 | 66.7 | 4.2 | 0.99 | 3500 | 85
P4DNZ49F | Eaton (formerly Cooper Lighting) | NEORAY | S124-DR-1-35-[All Ceiling Type]-0107-[All Circuiting]-1-DD-[All Emergency]-[All Options]-1-[All Colors] | Indoor Luminaires | Linear Ambient | Direct Linear Ambient Luminaires | Standard | FALSE | [9 empty] | 42709 | Dimmable | Continuous Below 10 | No |  | 3.1 | 5513.9 | 82.67 | 66.7 | 4.2 | 0.99 | 3500 | 85
P11SPS1R | Eaton (formerly Cooper Lighting) | NEORAY | S123-DR-1-35-[All Ceiling Type]-0107-[All Circuiting]-1-DD-[All Emergency]-[All Options]-4-[All Colors] | Indoor Luminaires | Linear Ambient | Direct Linear Ambient Luminaires | Standard | FALSE | [9 empty] | 42709 | Dimmable | Continuous Below 10 | No |  | 3.1 | 5502.5 | 82.5 | 66.7 | 4.2 | 0.99 | 3500 | 85
PEMSWA2V | Eaton (formerly Cooper Lighting) | NEORAY | S124-RDR-1-35-[All Ceiling Type]-0131-[All Circuiting]-U-DD-[All Emergency]-[All Options]-1-W | Indoor Luminaires | Linear Ambient | Direct Linear Ambient Luminaires | Standard | FALSE | [9 empty] | 42709 | Dimmable | Continuous Below 10 | No |  | 3.1 | 7283 | 87.33 | 83.4 | 3.87 | 0.99 | 3500 | 85
P6X32D2S | Eaton (formerly Cooper Lighting) | NEORAY | S124-RDR-1-35-[All Ceiling Type]-0071-[All Circuiting]-U-DD-[All Emergency]-[All Options]-1-W | Indoor Luminaires | Linear Ambient | Direct Linear Ambient Luminaires | Standard | FALSE | [9 empty] | 42709 | Dimmable | Continuous Below 10 | No |  | 3.1 | 3947.3 | 87.14 | 45.3 | 3.28 | 0.99 | 3500 | 85
PAXD3SXP | Eaton (formerly Cooper Lighting) | NEORAY | S125-DR-1-35-[All Ceiling Type]-0071-[All Circuiting]-U-DD-[All Emergency]-[All Options]-1-[All Colors] | Indoor Luminaires | Linear Ambient | Direct Linear Ambient Luminaires | Standard | FALSE | [9 empty] | 42709 | Dimmable | Continuous Below 10 | No |  | 3.1 | 3944.3 | 87.07 | 45.3 | 3.28 | 0.99 | 3500 | 85
PVAJWHJ5 | Eaton (formerly Cooper Lighting) | NEORAY | S125-DR-1-35-[All Ceiling Type]-0071-[All Circuiting]-U-DD-[All Emergency]-[All Options]-4-[All Colors] | Indoor Luminaires | Linear Ambient | Direct Linear Ambient Luminaires | Standard | FALSE | [9 empty] | 42709 | Dimmable | Continuous Below 10 | No |  | 3.1 | 3847.6 | 84.94 | 45.3 | 3.28 | 0.99 | 3500 | 85
P2ZWUY9T | Eaton (formerly Cooper Lighting) | NEORAY | S124-RDR-2-35-[All Ceiling Type]-0047-[All Circuiting]-U-DD-[All Emergency]-[All Options]-1-W | Indoor Luminaires | Linear Ambient | Direct Linear Ambient Luminaires | Standard | FALSE | [9 empty] | 42709 | Dimmable | Continuous Below 10 | No |  | 3.1 | 4061.9 | 90.87 | 44.7 | 3.27 | 0.99 | 3500 | 85
PJM2MW5V | Eaton (formerly Cooper Lighting) | NEORAY | S124-DR-2-35-[All Ceiling Type]-0047-[All Circuiting]-U-DD-[All Emergency]-[All Options]-4-[All Colors] | Indoor Luminaires | Linear Ambient | Direct Linear Ambient Luminaires | Standard | FALSE | [9 empty] | 42709 | Dimmable | Continuous Below 10 | No |  | 3.1 | 3796.1 | 84.92 | 44.7 | 3.27 | 0.99 | 3500 | 85
P3C4S3T3 | Eaton (formerly Cooper Lighting) | NEORAY | S124-DR-2-35-[All Ceiling Type]-0047-[All Circuiting]-U-DD-[All Emergency]-[All Options]-1-[All Colors] | Indoor Luminaires | Linear Ambient | Direct Linear Ambient Luminaires | Standard | FALSE | [9 empty] | 42709 | Dimmable | Continuous Below 10 | No |  | 3.1 | 3765 | 84.23 | 44.7 | 3.27 | 0.99 | 3500 | 85
PYS7258K | Eaton (formerly Cooper Lighting) | NEORAY | S124-RDP-2-30-SC-[All Cable Length]-[All Ceiling Type]-0119-[All Circuiting]-U-ED-[All Emergency]-[All Fusings]-1-W | Indoor Luminaires | Linear Ambient | Direct Linear Ambient Luminaires | Standard | FALSE | [9 empty] | 42709 | Not Dimmable | Not Dimmable | No |  | 3.1 | 9536.2 | 85.37 | 111.7 | 8.23 | 0.99 | 3000 | 85
PX8TUVFU | Eaton (formerly Cooper Lighting) | NEORAY | S125-DP-2-30SC-[All Cable Length]-[All Ceiling Type]-0119-[All Circuiting]-1-ED-[All Emergency]-[All Fusings]-1-[All Colors]-[All Options] | Indoor Luminaires | Linear Ambient | Direct Linear Ambient Luminaires | Standard | FALSE | [9 empty] | 42709 | Not Dimmable | Not Dimmable | No |  | 3.1 | 9240.6 | 82.73 | 111.7 | 8.23 | 0.99 | 3000 | 85
PTUA5GKN | Eaton (formerly Cooper Lighting) | NEORAY | S124-RDP-2-30-SC-[All Cable Length]-[All Ceiling Type]-0131-[All Circuiting]-U-ED-[All Emergency]-[All Fusings]-1-W | Indoor Luminaires | Linear Ambient | Direct Linear Ambient Luminaires | Standard | FALSE | [9 empty] | 42709 | Not Dimmable | Not Dimmable | No |  | 3.1 | 10497.9 | 85.42 | 122.9 | 8.11 | 0.99 | 3000 | 85
PYE8N9D6 | Eaton (formerly Cooper Lighting) | NEORAY | S125-DP-2-30SC-[All Cable Length]-[All Ceiling Type]-0131-[All Circuiting]-1-ED-[All Emergency]-[All Fusings]-1-[All Colors]-[All Options] | Indoor Luminaires | Linear Ambient | Direct Linear Ambient Luminaires | Standard | FALSE | [9 empty] | 42709 | Not Dimmable | Not Dimmable | No |  | 3.1 | 10172.4 | 82.77 | 122.9 | 8.11 | 0.99 | 3000 | 85
PKVF8MJ4 | Eaton (formerly Cooper Lighting) | NEORAY | S124-RDP-1-30-SC-[All Cable Length]-[All Ceiling Type]-0143-[All Circuiting]-U-ED-[All Emergency]-[All Fusings]-1-W | Indoor Luminaires | Linear Ambient | Direct Linear Ambient Luminaires | Standard | FALSE | [9 empty] | 42709 | Not Dimmable | Not Dimmable | No |  | 3.1 | 7371.8 | 83.87 | 87.9 | 7.99 | 1 | 3000 | 85
PP78NZMX | Eaton (formerly Cooper Lighting) | NEORAY | S125-DP-1-30SC-[All Cable Length]-[All Ceiling Type]-0143-[All Circuiting]-U-ED-[All Emergency]-[All Fusings]-1-[All Colors]-[All Options] | Indoor Luminaires | Linear Ambient | Direct Linear Ambient Luminaires | Standard | FALSE | [9 empty] | 42709 | Not Dimmable | Not Dimmable | No |  | 3.1 | 7366.2 | 83.8 | 87.9 | 7.99 | 1 | 3000 | 85
PQV5CECR | Eaton (formerly Cooper Lighting) | NEORAY | S124-RDP-2-30-SC-[All Cable Length]-[All Ceiling Type]-0107-[All Circuiting]-U-ED-[All Emergency]-[All Fusings]-1-W | Indoor Luminaires | Linear Ambient | Direct Linear Ambient Luminaires | Standard | FALSE | [9 empty] | 42709 | Not Dimmable | Not Dimmable | No |  | 3.1 | 8574.6 | 85.83 | 99.9 | 7.97 | 0.99 | 3000 | 85
PASW2554 | Eaton (formerly Cooper Lighting) | NEORAY | S125-DP-2-30SC-[All Cable Length]-[All Ceiling Type]-0107-[All Circuiting]-1-ED-[All Emergency]-[All Fusings]-1-[All Colors]-[All Options] | Indoor Luminaires | Linear Ambient | Direct Linear Ambient Luminaires | Standard | FALSE | [9 empty] | 42709 | Not Dimmable | Not Dimmable | No |  | 3.1 | 8308.8 | 83.17 | 99.9 | 7.97 | 0.99 | 3000 | 85
PT3WVFKQ | Eaton (formerly Cooper Lighting) | NEORAY | S124-RDP-2-30-SC-[All Cable Length]-[All Ceiling Type]-0143-[All Circuiting]-U-ED-[All Emergency]-[All Fusings]-1-W | Indoor Luminaires | Linear Ambient | Direct Linear Ambient Luminaires | Standard | FALSE | [9 empty] | 42709 | Not Dimmable | Not Dimmable | No |  | 3.1 | 11459.5 | 86.49 | 132.5 | 7.9 | 0.99 | 3000 | 85
P5XHS933 | Eaton (formerly Cooper Lighting) | NEORAY | S125-DP-2-30SC-[All Cable Length]-[All Ceiling Type]-0143-[All Circuiting]-1-ED-[All Emergency]-[All Fusings]-1-[All Colors]-[All Options] | Indoor Luminaires | Linear Ambient | Direct Linear Ambient Luminaires | Standard | FALSE | [9 empty] | 42709 | Not Dimmable | Not Dimmable | No |  | 3.1 | 11104.3 | 83.81 | 132.5 | 7.9 | 0.99 | 3000 | 85
P1JQ7PTD | Eaton (formerly Cooper Lighting) | NEORAY | S124-RDP-1-30-SC-[All Cable Length]-[All Ceiling Type]-0107-[All Circuiting]-1-ED-[All Emergency]-[All Fusings]-1-W | Indoor Luminaires | Linear Ambient | Direct Linear Ambient Luminaires | Standard | FALSE | [9 empty] | 42709 | Not Dimmable | Not Dimmable | No |  | 3.1 | 5516 | 82.7 | 66.7 | 4.2 | 0.99 | 3000 | 85
PBVPSNGW | Eaton (formerly Cooper Lighting) | NEORAY | S125-DP-1-30SC-[All Cable Length]-[All Ceiling Type]-0107-[All Circuiting]-1-ED-[All Emergency]-[All Fusings]-1-[All Colors]-[All Options] | Indoor Luminaires | Linear Ambient | Direct Linear Ambient Luminaires | Standard | FALSE | [9 empty] | 42709 | Not Dimmable | Not Dimmable | No |  | 3.1 | 5511.8 | 82.64 | 66.7 | 4.2 | 0.99 | 3000 | 85
P5D62FFK | Eaton (formerly Cooper Lighting) | NEORAY | S124-RDR-2-30-[All Ceiling Type]-0059-[All Circuiting]-1-DD-[All Emergency]-[All Options]-1-W | Indoor Luminaires | Linear Ambient | Direct Linear Ambient Luminaires | Standard | FALSE | [9 empty] | 42709 | Dimmable | Continuous Below 10 | No |  | 3.1 | 4728 | 84.43 | 56 | 8.36 | 0.99 | 3000 | 85
PYT3ADKJ | Eaton (formerly Cooper Lighting) | NEORAY | S124-RDR-2-30-[All Ceiling Type]-0119-[All Circuiting]-U-DD-[All Emergency]-[All Options]-1-W | Indoor Luminaires | Linear Ambient | Direct Linear Ambient Luminaires | Standard | FALSE | [9 empty] | 42709 | Dimmable | Continuous Below 10 | No |  | 3.1 | 9536.2 | 85.37 | 111.7 | 8.23 | 0.99 | 3000 | 85
PPEWFQ14 | Eaton (formerly Cooper Lighting) | NEORAY | S124-RDR-2-30-[All Ceiling Type]-0035-[All Circuiting]-U-DD-[All Emergency]-[All Options]-1-W | Indoor Luminaires | Linear Ambient | Direct Linear Ambient Luminaires | Standard | FALSE | [9 empty] | 42709 | Dimmable | Continuous Below 10 | No |  | 3.1 | 2804.8 | 84.99 | 33 | 8.13 | 0.99 | 3000 | 85
PXXV5T1P | Eaton (formerly Cooper Lighting) | NEORAY | S124-RDR-2-30-[All Ceiling Type]-0131-[All Circuiting]-U-DD-[All Emergency]-[All Options]-1-W | Indoor Luminaires | Linear Ambient | Direct Linear Ambient Luminaires | Standard | FALSE | [9 empty] | 42709 | Dimmable | Continuous Below 10 | No |  | 3.1 | 10497.9 | 85.42 | 122.9 | 8.11 | 0.99 | 3000 | 85
PDT8WUGC | Eaton (formerly Cooper Lighting) | NEORAY | S124-RDR-2-30-[All Ceiling Type]-0071-[All Circuiting]-U-DD-[All Emergency]-[All Options]-1-W | Indoor Luminaires | Linear Ambient | Direct Linear Ambient Luminaires | Standard | FALSE | [9 empty] | 42709 | Dimmable | Continuous Below 10 | No |  | 3.1 | 5689.7 | 84.54 | 67.3 | 8.1 | 0.99 | 3000 | 85
PJZUENSF | Eaton (formerly Cooper Lighting) | NEORAY | S124-RDR-1-30-[All Ceiling Type]-0143-[All Circuiting]-U-DD-[All Emergency]-[All Options]-1-W | Indoor Luminaires | Linear Ambient | Direct Linear Ambient Luminaires | Standard | FALSE | [9 empty] | 42709 | Dimmable | Continuous Below 10 | No |  | 3.1 | 7371.8 | 83.87 | 87.9 | 7.99 | 1 | 3000 | 85
PE4HZ742 | Eaton (formerly Cooper Lighting) | NEORAY | S125-DR-1-30-[All Ceiling Type]-0143-[All Circuiting]-U-DD-[All Emergency]-[All Options]-1-[All Colors] | Indoor Luminaires | Linear Ambient | Direct Linear Ambient Luminaires | Standard | FALSE | [9 empty] | 42709 | Dimmable | Continuous Below 10 | No |  | 3.1 | 7366.2 | 83.8 | 87.9 | 7.99 | 1 | 3000 | 85
PMQ4B37T | Eaton (formerly Cooper Lighting) | NEORAY | S124-RDR-2-30-[All Ceiling Type]-0107-[All Circuiting]-U-DD-[All Emergency]-[All Options]-1-W | Indoor Luminaires | Linear Ambient | Direct Linear Ambient Luminaires | Standard | FALSE | [9 empty] | 42709 | Dimmable | Continuous Below 10 | No |  | 3.1 | 8574.6 | 85.83 | 99.9 | 7.97 | 0.99 | 3000 | 85
PZSDJ78Z | Eaton (formerly Cooper Lighting) | NEORAY | S124-RDR-2-30-[All Ceiling Type]-0143-[All Circuiting]-U-DD-[All Emergency]-[All Options]-1-W | Indoor Luminaires | Linear Ambient | Direct Linear Ambient Luminaires | Standard | FALSE | [9 empty] | 42709 | Dimmable | Continuous Below 10 | No |  | 3.1 | 11459.5 | 86.49 | 132.5 | 7.9 | 0.99 | 3000 | 85
PBKSXY9H | Eaton (formerly Cooper Lighting) | NEORAY | S124-RDR-2-30-[All Ceiling Type]-0083-[All Circuiting]-U-DD-[All Emergency]-[All Options]-1-W | Indoor Luminaires | Linear Ambient | Direct Linear Ambient Luminaires | Standard | FALSE | [9 empty] | 42709 | Dimmable | Continuous Below 10 | No |  | 3.1 | 6651.3 | 86.38 | 77 | 7.89 | 0.99 | 3000 | 85
PN2PUGKW | Eaton (formerly Cooper Lighting) | NEORAY | S124-RDR-2-30-[All Ceiling Type]-0023-[All Circuiting]-1-DD-[All Emergency]-[All Options]-1-W | Indoor Luminaires | Linear Ambient | Direct Linear Ambient Luminaires | Standard | FALSE | [9 empty] | 42709 | Dimmable | Continuous Below 10 | No |  | 3.1 | 1843.1 | 84.94 | 21.7 | 7.32 | 0.99 | 3000 | 85
PEUSJRM1 | Eaton (formerly Cooper Lighting) | NEORAY | S124-RDR-2-30-[All Ceiling Type]-0095-[All Circuiting]-U-DD-[All Emergency]-[All Options]-1-W | Indoor Luminaires | Linear Ambient | Direct Linear Ambient Luminaires | Standard | FALSE | [9 empty] | 42709 | Dimmable | Continuous Below 10 | No |  | 3.1 | 7613 | 86.02 | 88.5 | 5.44 | 0.99 | 3000 | 85
P1ERJM2A | Eaton (formerly Cooper Lighting) | NEORAY | S124-RDR-1-30-[All Ceiling Type]-0107-[All Circuiting]-1-DD-[All Emergency]-[All Options]-1-W | Indoor Luminaires | Linear Ambient | Direct Linear Ambient Luminaires | Standard | FALSE | [9 empty] | 42709 | Dimmable | Continuous Below 10 | No |  | 3.1 | 5516 | 82.7 | 66.7 | 4.2 | 0.99 | 3000 | 85
P9VH7KHN | Eaton (formerly Cooper Lighting) | NEORAY | S125-DR-1-30-[All Ceiling Type]-0107-[All Circuiting]-1-DD-[All Emergency]-[All Options]-1-[All Colors] | Indoor Luminaires | Linear Ambient | Direct Linear Ambient Luminaires | Standard | FALSE | [9 empty] | 42709 | Dimmable | Continuous Below 10 | No |  | 3.1 | 5511.8 | 82.64 | 66.7 | 4.2 | 0.99 | 3000 | 85
PRA9187G | Eaton (formerly Cooper Lighting) | NEORAY | S124-RDR-2-30-[All Ceiling Type]-0047-[All Circuiting]-U-DD-[All Emergency]-[All Options]-1-W | Indoor Luminaires | Linear Ambient | Direct Linear Ambient Luminaires | Standard | FALSE | [9 empty] | 42709 | Dimmable | Continuous Below 10 | No |  | 3.1 | 3766.4 | 84.26 | 44.7 | 3.27 | 0.99 | 3000 | 85
PYNXPCC7 | Eaton (formerly Cooper Lighting) | NEORAY | S124-RDP-1-40-SC-[All Cable Length]-[All Ceiling Type]-0023-[All Circuiting]-1-ED-[All Emergency]-[All Fusings]-1-W | Indoor Luminaires | Linear Ambient | Direct Linear Ambient Luminaires | Standard | FALSE | [9 empty] | 42709 | Not Dimmable | Not Dimmable | No |  | 3.1 | 1340.2 | 91.17 | 14.7 | 9.12 | 0.99 | 4000 | 85
P3N23EUD | Eaton (formerly Cooper Lighting) | NEORAY | S125-DP-1-40SC-[All Cable Length]-[All Ceiling Type]-0023-[All Circuiting]-1-ED-[All Emergency]-[All Fusings]-1-[All Colors]-[All Options] | Indoor Luminaires | Linear Ambient | Direct Linear Ambient Luminaires | Standard | FALSE | [9 empty] | 42709 | Not Dimmable | Not Dimmable | No |  | 3.1 | 1339.2 | 91.1 | 14.7 | 9.12 | 0.99 | 4000 | 85
P692DVTF | Eaton (formerly Cooper Lighting) | NEORAY | S125-DP-1-40SC-[All Cable Length]-[All Ceiling Type]-0023-[All Circuiting]-1-ED-[All Emergency]-[All Fusings]-4-[All Colors]-[All Options] | Indoor Luminaires | Linear Ambient | Direct Linear Ambient Luminaires | Standard | FALSE | [9 empty] | 42709 | Not Dimmable | Not Dimmable | No |  | 3.1 | 1306.3 | 88.86 | 14.7 | 9.12 | 0.99 | 4000 | 85
P7VDGH5T | Eaton (formerly Cooper Lighting) | NEORAY | S125-RDP-1-40SC-[All Cable Length]-[All Ceiling Type]-0023-[All Circuiting]-1-ED-[All Emergency]-[All Fusings]-1-W | Indoor Luminaires | Linear Ambient | Direct Linear Ambient Luminaires | Standard | FALSE | [9 empty] | 42709 | Not Dimmable | Not Dimmable | No |  | 3.1 | 1287.4 | 87.58 | 14.7 | 9.12 | 0.99 | 4000 | 85
PVHBJTBK | Eaton (formerly Cooper Lighting) | NEORAY | S124-DP-1-40-SC-[All Cable Length]-[All Ceiling Type]-0023-[All Circuiting]-1-ED-[All Emergency]-[All Fusings]-4-[All Colors]-[All Options] | Indoor Luminaires | Linear Ambient | Direct Linear Ambient Luminaires | Standard | FALSE | [9 empty] | 42709 | Not Dimmable | Not Dimmable | No |  | 3.1 | 1252.5 | 85.2 | 14.7 | 9.12 | 0.99 | 4000 | 85
PK8KSXXX | Eaton (formerly Cooper Lighting) | NEORAY | S124-DP-1-40-SC-[All Cable Length]-[All Ceiling Type]-0023-[All Circuiting]-1-ED-[All Emergency]-[All Fusings]-1-[All Colors]-[All Options] | Indoor Luminaires | Linear Ambient | Direct Linear Ambient Luminaires | Standard | FALSE | [9 empty] | 42709 | Not Dimmable | Not Dimmable | No |  | 3.1 | 1242.2 | 84.5 | 14.7 | 9.12 | 0.99 | 4000 | 85
P29AAZK1 | Eaton (formerly Cooper Lighting) | NEORAY | S123-DP-1-40-SC-[All Cable Length]-[All Ceiling Type]-0023-[All Circuiting]-1-ED-[All Emergency]-[All Fusings]-4-[All Colors]-[All Options] | Indoor Luminaires | Linear Ambient | Direct Linear Ambient Luminaires | Standard | FALSE | [9 empty] | 42709 | Not Dimmable | Not Dimmable | No |  | 3.1 | 1239.7 | 84.33 | 14.7 | 9.12 | 0.99 | 4000 | 85
PYM18PRD | Eaton (formerly Cooper Lighting) | NEORAY | S123-DP-1-40-SC-[All Cable Length]-[All Ceiling Type]-0023-[All Circuiting]-1-ED-[All Emergency]-[All Fusings]-1-[All Colors]-[All Options] | Indoor Luminaires | Linear Ambient | Direct Linear Ambient Luminaires | Standard | FALSE | [9 empty] | 42709 | Not Dimmable | Not Dimmable | No |  | 3.1 | 1220.7 | 83.04 | 14.7 | 9.12 | 0.99 | 4000 | 85
PTZ5147F | Eaton (formerly Cooper Lighting) | NEORAY | S124-RDP-1-40-SC-[All Cable Length]-[All Ceiling Type]-0083-[All Circuiting]-U-ED-[All Emergency]-[All Fusings]-1-W | Indoor Luminaires | Linear Ambient | Direct Linear Ambient Luminaires | Standard | FALSE | [9 empty] | 42709 | Not Dimmable | Not Dimmable | No |  | 3.1 | 4836.3 | 91.77 | 52.7 | 8.45 | 0.99 | 4000 | 85
PBTZ88XQ | Eaton (formerly Cooper Lighting) | NEORAY | S125-DP-1-40SC-[All Cable Length]-[All Ceiling Type]-0083-[All Circuiting]-U-ED-[All Emergency]-[All Fusings]-1-[All Colors]-[All Options] | Indoor Luminaires | Linear Ambient | Direct Linear Ambient Luminaires | Standard | FALSE | [9 empty] | 42709 | Not Dimmable | Not Dimmable | No |  | 3.1 | 4832.6 | 91.7 | 52.7 | 8.45 | 0.99 | 4000 | 85
PTUBNTZD | Eaton (formerly Cooper Lighting) | NEORAY | S125-DP-1-40SC-[All Cable Length]-[All Ceiling Type]-0083-[All Circuiting]-U-ED-[All Emergency]-[All Fusings]-4-[All Colors]-[All Options] | Indoor Luminaires | Linear Ambient | Direct Linear Ambient Luminaires | Standard | FALSE | [9 empty] | 42709 | Not Dimmable | Not Dimmable | No |  | 3.1 | 4714.2 | 89.45 | 52.7 | 8.45 | 0.99 | 4000 | 85
PMH84WZ6 | Eaton (formerly Cooper Lighting) | NEORAY | S125-RDP-1-40SC-[All Cable Length]-[All Ceiling Type]-0083-[All Circuiting]-U-ED-[All Emergency]-[All Fusings]-1-W | Indoor Luminaires | Linear Ambient | Direct Linear Ambient Luminaires | Standard | FALSE | [9 empty] | 42709 | Not Dimmable | Not Dimmable | No |  | 3.1 | 4645.7 | 88.15 | 52.7 | 8.45 | 0.99 | 4000 | 85
PXNJTPN9 | Eaton (formerly Cooper Lighting) | NEORAY | S124-DP-1-40-SC-[All Cable Length]-[All Ceiling Type]-0083-[All Circuiting]-U-ED-[All Emergency]-[All Fusings]-4-[All Colors]-[All Options] | Indoor Luminaires | Linear Ambient | Direct Linear Ambient Luminaires | Standard | FALSE | [9 empty] | 42709 | Not Dimmable | Not Dimmable | No |  | 3.1 | 4519.8 | 85.76 | 52.7 | 8.45 | 0.99 | 4000 | 85
PBHHAMNX | Eaton (formerly Cooper Lighting) | NEORAY | S124-DP-1-40-SC-[All Cable Length]-[All Ceiling Type]-0083-[All Circuiting]-1-ED-[All Emergency]-[All Fusings]-1-[All Colors]-[All Options] | Indoor Luminaires | Linear Ambient | Direct Linear Ambient Luminaires | Standard | FALSE | [9 empty] | 42709 | Not Dimmable | Not Dimmable | No |  | 3.1 | 4482.8 | 85.06 | 52.7 | 8.45 | 0.99 | 4000 | 85
PB8YM61C | Eaton (formerly Cooper Lighting) | NEORAY | S123-DP-1-40-SC-[All Cable Length]-[All Ceiling Type]-0083-[All Circuiting]-1-ED-[All Emergency]-[All Fusings]-4-[All Colors]-[All Options] | Indoor Luminaires | Linear Ambient | Direct Linear Ambient Luminaires | Standard | FALSE | [9 empty] | 42709 | Not Dimmable | Not Dimmable | No |  | 3.1 | 4473.6 | 84.89 | 52.7 | 8.45 | 0.99 | 4000 | 85
P46BJ658 | Eaton (formerly Cooper Lighting) | NEORAY | S123-DP-1-40-SC-[All Cable Length]-[All Ceiling Type]-0083-[All Circuiting]-1-ED-[All Emergency]-[All Fusings]-1-[All Colors]-[All Options] | Indoor Luminaires | Linear Ambient | Direct Linear Ambient Luminaires | Standard | FALSE | [9 empty] | 42709 | Not Dimmable | Not Dimmable | No |  | 3.1 | 4405.1 | 83.59 | 52.7 | 8.45 | 0.99 | 4000 | 85
PJ7R3E2G | Eaton (formerly Cooper Lighting) | NEORAY | S124-RDP-2-40-SC-[All Cable Length]-[All Ceiling Type]-0059-[All Circuiting]-U-ED-[All Emergency]-[All Fusings]-1-W | Indoor Luminaires | Linear Ambient | Direct Linear Ambient Luminaires | Standard | FALSE | [9 empty] | 42709 | Not Dimmable | Not Dimmable | No |  | 3.1 | 5344.2 | 95.43 | 56 | 8.36 | 0.99 | 4000 | 85
PZ5EMP59 | Eaton (formerly Cooper Lighting) | NEORAY | S125-DP-2-40SC-[All Cable Length]-[All Ceiling Type]-0059-[All Circuiting]-U-ED-[All Emergency]-[All Fusings]-1-[All Colors]-[All Options] | Indoor Luminaires | Linear Ambient | Direct Linear Ambient Luminaires | Standard | FALSE | [9 empty] | 42709 | Not Dimmable | Not Dimmable | No |  | 3.1 | 5178.5 | 92.47 | 56 | 8.36 | 0.99 | 4000 | 85
PH3KGFP9 | Eaton (formerly Cooper Lighting) | NEORAY | S125-DP-2-40SC-[All Cable Length]-[All Ceiling Type]-0059-[All Circuiting]-U-ED-[All Emergency]-[All Fusings]-4-[All Colors]-[All Options] | Indoor Luminaires | Linear Ambient | Direct Linear Ambient Luminaires | Standard | FALSE | [9 empty] | 42709 | Not Dimmable | Not Dimmable | No |  | 3.1 | 5051.6 | 90.21 | 56 | 8.36 | 0.99 | 4000 | 85
PW3QH69N | Eaton (formerly Cooper Lighting) | NEORAY | S124-DP-2-40-SC-[All Cable Length]-[All Ceiling Type]-0059-[All Circuiting]-U-ED-[All Emergency]-[All Fusings]-4-[All Colors]-[All Options] | Indoor Luminaires | Linear Ambient | Direct Linear Ambient Luminaires | Standard | FALSE | [9 empty] | 42709 | Not Dimmable | Not Dimmable | No |  | 3.1 | 4994.5 | 89.19 | 56 | 8.36 | 0.99 | 4000 | 85
PK96QT1R | Eaton (formerly Cooper Lighting) | NEORAY | S125-RDP-2-40SC-[All Cable Length]-[All Ceiling Type]-0059-[All Circuiting]-U-ED-[All Emergency]-[All Fusings]-1-W | Indoor Luminaires | Linear Ambient | Direct Linear Ambient Luminaires | Standard | FALSE | [9 empty] | 42709 | Not Dimmable | Not Dimmable | No |  | 3.1 | 4978.2 | 88.9 | 56 | 8.36 | 0.99 | 4000 | 85
PAS3971D | Eaton (formerly Cooper Lighting) | NEORAY | S124-DP-2-40-SC-[All Cable Length]-[All Ceiling Type]-0059-[All Circuiting]-U-ED-[All Emergency]-[All Fusings]-1-[All Colors]-[All Options] | Indoor Luminaires | Linear Ambient | Direct Linear Ambient Luminaires | Standard | FALSE | [9 empty] | 42709 | Not Dimmable | Not Dimmable | No |  | 3.1 | 4953.6 | 88.46 | 56 | 8.36 | 0.99 | 4000 | 85
PVB8X614 | Eaton (formerly Cooper Lighting) | NEORAY | S123-DP-2-40-SC-[All Cable Length]-[All Ceiling Type]-0059-[All Circuiting]-1-ED-[All Emergency]-[All Fusings]-4-[All Colors]-[All Options] | Indoor Luminaires | Linear Ambient | Direct Linear Ambient Luminaires | Standard | FALSE | [9 empty] | 42709 | Not Dimmable | Not Dimmable | No |  | 3.1 | 4680.5 | 83.58 | 56 | 8.36 | 0.99 | 4000 | 85
P9DYHYU5 | Eaton (formerly Cooper Lighting) | NEORAY | S124-RDP-1-40-SC-[All Cable Length]-[All Ceiling Type]-0047-[All Circuiting]-U-ED-[All Emergency]-[All Fusings]-1-W | Indoor Luminaires | Linear Ambient | Direct Linear Ambient Luminaires | Standard | FALSE | [9 empty] | 42709 | Not Dimmable | Not Dimmable | No |  | 3.1 | 2738.7 | 92.52 | 29.6 | 8.27 | 0.99 | 4000 | 85
PNMH94HR | Eaton (formerly Cooper Lighting) | NEORAY | S125-DP-1-40SC-[All Cable Length]-[All Ceiling Type]-0047-[All Circuiting]-U-ED-[All Emergency]-[All Fusings]-1-[All Colors]-[All Options] | Indoor Luminaires | Linear Ambient | Direct Linear Ambient Luminaires | Standard | FALSE | [9 empty] | 42709 | Not Dimmable | Not Dimmable | No |  | 3.1 | 2736.6 | 92.45 | 29.6 | 8.27 | 0.99 | 4000 | 85
PZQ2JG1X | Eaton (formerly Cooper Lighting) | NEORAY | S125-DP-1-40SC-[All Cable Length]-[All Ceiling Type]-0047-[All Circuiting]-U-ED-[All Emergency]-[All Fusings]-4-[All Colors]-[All Options] | Indoor Luminaires | Linear Ambient | Direct Linear Ambient Luminaires | Standard | FALSE | [9 empty] | 42709 | Not Dimmable | Not Dimmable | No |  | 3.1 | 2669.5 | 90.19 | 29.6 | 8.27 | 0.99 | 4000 | 85
PAEY5F9K | Eaton (formerly Cooper Lighting) | NEORAY | S125-RDP-1-40SC-[All Cable Length]-[All Ceiling Type]-0047-[All Circuiting]-U-ED-[All Emergency]-[All Fusings]-1-W | Indoor Luminaires | Linear Ambient | Direct Linear Ambient Luminaires | Standard | FALSE | [9 empty] | 42709 | Not Dimmable | Not Dimmable | No |  | 3.1 | 2630.7 | 88.88 | 29.6 | 8.27 | 0.99 | 4000 | 85
PF5Q2G75 | Eaton (formerly Cooper Lighting) | NEORAY | S124-DP-1-40-SC-[All Cable Length]-[All Ceiling Type]-0047-[All Circuiting]-U-ED-[All Emergency]-[All Fusings]-4-[All Colors]-[All Options] | Indoor Luminaires | Linear Ambient | Direct Linear Ambient Luminaires | Standard | FALSE | [9 empty] | 42709 | Not Dimmable | Not Dimmable | No |  | 3.1 | 2559.4 | 86.47 | 29.6 | 8.27 | 0.99 | 4000 | 85
P2D3W7D1 | Eaton (formerly Cooper Lighting) | NEORAY | S124-DP-1-40-SC-[All Cable Length]-[All Ceiling Type]-0047-[All Circuiting]-U-ED-[All Emergency]-[All Fusings]-1-[All Colors]-[All Options] | Indoor Luminaires | Linear Ambient | Direct Linear Ambient Luminaires | Standard | FALSE | [9 empty] | 42709 | Not Dimmable | Not Dimmable | No |  | 3.1 | 2538.5 | 85.76 | 29.6 | 8.27 | 0.99 | 4000 | 85
P1KUV1G4 | Eaton (formerly Cooper Lighting) | NEORAY | S123-DP-1-40-SC-[All Cable Length]-[All Ceiling Type]-0047-[All Circuiting]-U-ED-[All Emergency]-[All Fusings]-4-[All Colors]-[All Options] | Indoor Luminaires | Linear Ambient | Direct Linear Ambient Luminaires | Standard | FALSE | [9 empty] | 42709 | Not Dimmable | Not Dimmable | No |  | 3.1 | 2533.2 | 85.58 | 29.6 | 8.27 | 0.99 | 4000 | 85
PN16483J | Eaton (formerly Cooper Lighting) | NEORAY | S123-DP-1-40-SC-[All Cable Length]-[All Ceiling Type]-0047-[All Circuiting]-1-ED-[All Emergency]-[All Fusings]-1-[All Colors]-[All Options] | Indoor Luminaires | Linear Ambient | Direct Linear Ambient Luminaires | Standard | FALSE | [9 empty] | 42709 | Not Dimmable | Not Dimmable | No |  | 3.1 | 2494.5 | 84.27 | 29.6 | 8.27 | 0.99 | 4000 | 85
P793F9RQ | Eaton (formerly Cooper Lighting) | NEORAY | S124-RDP-1-40-SC-[All Cable Length]-[All Ceiling Type]-0095-[All Circuiting]-U-ED-[All Emergency]-[All Fusings]-1-W | Indoor Luminaires | Linear Ambient | Direct Linear Ambient Luminaires | Standard | FALSE | [9 empty] | 42709 | Not Dimmable | Not Dimmable | No |  | 3.1 | 5535.6 | 91.95 | 60.2 | 8.25 | 0.99 | 4000 | 85
PFUXS1JS | Eaton (formerly Cooper Lighting) | NEORAY | S125-DP-1-40SC-[All Cable Length]-[All Ceiling Type]-0095-[All Circuiting]-U-ED-[All Emergency]-[All Fusings]-1-[All Colors]-[All Options] | Indoor Luminaires | Linear Ambient | Direct Linear Ambient Luminaires | Standard | FALSE | [9 empty] | 42709 | Not Dimmable | Not Dimmable | No |  | 3.1 | 5531.3 | 91.88 | 60.2 | 8.25 | 0.99 | 4000 | 85
P3QWHKHW | Eaton (formerly Cooper Lighting) | NEORAY | S125-DP-1-40SC-[All Cable Length]-[All Ceiling Type]-0095-[All Circuiting]-U-ED-[All Emergency]-[All Fusings]-4-[All Colors]-[All Options] | Indoor Luminaires | Linear Ambient | Direct Linear Ambient Luminaires | Standard | FALSE | [9 empty] | 42709 | Not Dimmable | Not Dimmable | No |  | 3.1 | 5395.8 | 89.63 | 60.2 | 8.25 | 0.99 | 4000 | 85
PB7HBBXU | Eaton (formerly Cooper Lighting) | NEORAY | S125-RDP-1-40SC-[All Cable Length]-[All Ceiling Type]-0095-[All Circuiting]-U-ED-[All Emergency]-[All Fusings]-1-W | Indoor Luminaires | Linear Ambient | Direct Linear Ambient Luminaires | Standard | FALSE | [9 empty] | 42709 | Not Dimmable | Not Dimmable | No |  | 3.1 | 5317.4 | 88.33 | 60.2 | 8.25 | 0.99 | 4000 | 85
P36MRVMB | Eaton (formerly Cooper Lighting) | NEORAY | S124-DP-1-40-SC-[All Cable Length]-[All Ceiling Type]-0095-[All Circuiting]-U-ED-[All Emergency]-[All Fusings]-4-[All Colors]-[All Options] | Indoor Luminaires | Linear Ambient | Direct Linear Ambient Luminaires | Standard | FALSE | [9 empty] | 42709 | Not Dimmable | Not Dimmable | No |  | 3.1 | 5173.3 | 85.94 | 60.2 | 8.25 | 0.99 | 4000 | 85
PAZEMSYY | Eaton (formerly Cooper Lighting) | NEORAY | S124-DP-1-40-SC-[All Cable Length]-[All Ceiling Type]-0095-[All Circuiting]-U-ED-[All Emergency]-[All Fusings]-1-[All Colors]-[All Options] | Indoor Luminaires | Linear Ambient | Direct Linear Ambient Luminaires | Standard | FALSE | [9 empty] | 42709 | Not Dimmable | Not Dimmable | No |  | 3.1 | 5131 | 85.23 | 60.2 | 8.25 | 0.99 | 4000 | 85
PVWV2M1T | Eaton (formerly Cooper Lighting) | NEORAY | S123-DP-1-40-SC-[All Cable Length]-[All Ceiling Type]-0095-[All Circuiting]-U-ED-[All Emergency]-[All Fusings]-4-[All Colors]-[All Options] | Indoor Luminaires | Linear Ambient | Direct Linear Ambient Luminaires | Standard | FALSE | [9 empty] | 42709 | Not Dimmable | Not Dimmable | No |  | 3.1 | 5120.4 | 85.06 | 60.2 | 8.25 | 0.99 | 4000 | 85
PXQCSEEU | Eaton (formerly Cooper Lighting) | NEORAY | S123-DP-1-40-SC-[All Cable Length]-[All Ceiling Type]-0095-[All Circuiting]-1-ED-[All Emergency]-[All Fusings]-1-[All Colors]-[All Options] | Indoor Luminaires | Linear Ambient | Direct Linear Ambient Luminaires | Standard | FALSE | [9 empty] | 42709 | Not Dimmable | Not Dimmable | No |  | 3.1 | 5042 | 83.75 | 60.2 | 8.25 | 0.99 | 4000 | 85
P9W8GWZB | Eaton (formerly Cooper Lighting) | NEORAY | S124-RDP-1-40-SC-[All Cable Length]-[All Ceiling Type]-0059-[All Circuiting]-U-ED-[All Emergency]-[All Fusings]-1-W | Indoor Luminaires | Linear Ambient | Direct Linear Ambient Luminaires | Standard | FALSE | [9 empty] | 42709 | Not Dimmable | Not Dimmable | No |  | 3.1 | 3437.9 | 92.17 | 37.3 | 8.25 | 0.99 | 4000 | 85
PJZXS7V4 | Eaton (formerly Cooper Lighting) | NEORAY | S125-DP-1-40SC-[All Cable Length]-[All Ceiling Type]-0059-[All Circuiting]-U-ED-[All Emergency]-[All Fusings]-1-[All Colors]-[All Options] | Indoor Luminaires | Linear Ambient | Direct Linear Ambient Luminaires | Standard | FALSE | [9 empty] | 42709 | Not Dimmable | Not Dimmable | No |  | 3.1 | 3435.3 | 92.1 | 37.3 | 8.25 | 0.99 | 4000 | 85
PSFEG4PZ | Eaton (formerly Cooper Lighting) | NEORAY | S125-DP-1-40SC-[All Cable Length]-[All Ceiling Type]-0059-[All Circuiting]-U-ED-[All Emergency]-[All Fusings]-4-[All Colors]-[All Options] | Indoor Luminaires | Linear Ambient | Direct Linear Ambient Luminaires | Standard | FALSE | [9 empty] | 42709 | Not Dimmable | Not Dimmable | No |  | 3.1 | 3351.1 | 89.84 | 37.3 | 8.25 | 0.99 | 4000 | 85
PMP4CGZH | Eaton (formerly Cooper Lighting) | NEORAY | S125-RDP-1-40SC-[All Cable Length]-[All Ceiling Type]-0059-[All Circuiting]-U-ED-[All Emergency]-[All Fusings]-1-W | Indoor Luminaires | Linear Ambient | Direct Linear Ambient Luminaires | Standard | FALSE | [9 empty] | 42709 | Not Dimmable | Not Dimmable | No |  | 3.1 | 3302.4 | 88.54 | 37.3 | 8.25 | 0.99 | 4000 | 85
P32MYNCU | Eaton (formerly Cooper Lighting) | NEORAY | S124-DP-1-40-SC-[All Cable Length]-[All Ceiling Type]-0059-[All Circuiting]-U-ED-[All Emergency]-[All Fusings]-4-[All Colors]-[All Options] | Indoor Luminaires | Linear Ambient | Direct Linear Ambient Luminaires | Standard | FALSE | [9 empty] | 42709 | Not Dimmable | Not Dimmable | No |  | 3.1 | 3212.9 | 86.14 | 37.3 | 8.25 | 0.99 | 4000 | 85
PMX4CHQG | Eaton (formerly Cooper Lighting) | NEORAY | S124-DP-1-40-SC-[All Cable Length]-[All Ceiling Type]-0059-[All Circuiting]-U-ED-[All Emergency]-[All Fusings]-1-[All Colors]-[All Options] | Indoor Luminaires | Linear Ambient | Direct Linear Ambient Luminaires | Standard | FALSE | [9 empty] | 42709 | Not Dimmable | Not Dimmable | No |  | 3.1 | 3186.6 | 85.43 | 37.3 | 8.25 | 0.99 | 4000 | 85
PF5NS8W4 | Eaton (formerly Cooper Lighting) | NEORAY | S123-DP-1-40-SC-[All Cable Length]-[All Ceiling Type]-0059-[All Circuiting]-U-ED-[All Emergency]-[All Fusings]-4-[All Colors]-[All Options] | Indoor Luminaires | Linear Ambient | Direct Linear Ambient Luminaires | Standard | FALSE | [9 empty] | 42709 | Not Dimmable | Not Dimmable | No |  | 3.1 | 3180 | 85.25 | 37.3 | 8.25 | 0.99 | 4000 | 85
PRJWTSKF | Eaton (formerly Cooper Lighting) | NEORAY | S123-DP-1-40-SC-[All Cable Length]-[All Ceiling Type]-0059-[All Circuiting]-U-ED-[All Emergency]-[All Fusings]-1-[All Colors]-[All Options] | Indoor Luminaires | Linear Ambient | Direct Linear Ambient Luminaires | Standard | FALSE | [9 empty] | 42709 | Not Dimmable | Not Dimmable | No |  | 3.1 | 3131.3 | 83.95 | 37.3 | 8.25 | 0.99 | 4000 | 85
P1NZ9HSV | Eaton (formerly Cooper Lighting) | NEORAY | S124-RDP-2-40-SC-[All Cable Length]-[All Ceiling Type]-0035-[All Circuiting]-U-ED-[All Emergency]-[All Fusings]-1-W | Indoor Luminaires | Linear Ambient | Direct Linear Ambient Luminaires | Standard | FALSE | [9 empty] | 42709 | Not Dimmable | Not Dimmable | No |  | 3.1 | 3170.3 | 96.07 | 33 | 8.13 | 0.99 | 4000 | 85
P86VESW8 | Eaton (formerly Cooper Lighting) | NEORAY | S125-DP-2-40SC-[All Cable Length]-[All Ceiling Type]-0035-[All Circuiting]-U-ED-[All Emergency]-[All Fusings]-1-[All Colors]-[All Options] | Indoor Luminaires | Linear Ambient | Direct Linear Ambient Luminaires | Standard | FALSE | [9 empty] | 42709 | Not Dimmable | Not Dimmable | No |  | 3.1 | 3072 | 93.09 | 33 | 8.13 | 0.99 | 4000 | 85
PU63SRUV | Eaton (formerly Cooper Lighting) | NEORAY | S125-DP-2-40SC-[All Cable Length]-[All Ceiling Type]-0035-[All Circuiting]-U-ED-[All Emergency]-[All Fusings]-4-[All Colors]-[All Options] | Indoor Luminaires | Linear Ambient | Direct Linear Ambient Luminaires | Standard | FALSE | [9 empty] | 42709 | Not Dimmable | Not Dimmable | No |  | 3.1 | 2996.7 | 90.81 | 33 | 8.13 | 0.99 | 4000 | 85
PXB2YK49 | Eaton (formerly Cooper Lighting) | NEORAY | S124-DP-2-40-SC-[All Cable Length]-[All Ceiling Type]-0035-[All Circuiting]-U-ED-[All Emergency]-[All Fusings]-4-[All Colors]-[All Options] | Indoor Luminaires | Linear Ambient | Direct Linear Ambient Luminaires | Standard | FALSE | [9 empty] | 42709 | Not Dimmable | Not Dimmable | No |  | 3.1 | 2962.8 | 89.78 | 33 | 8.13 | 0.99 | 4000 | 85
PPZPFVE9 | Eaton (formerly Cooper Lighting) | NEORAY | S125-RDP-2-40SC-[All Cable Length]-[All Ceiling Type]-0035-[All Circuiting]-U-ED-[All Emergency]-[All Fusings]-1-W | Indoor Luminaires | Linear Ambient | Direct Linear Ambient Luminaires | Standard | FALSE | [9 empty] | 42709 | Not Dimmable | Not Dimmable | No |  | 3.1 | 2953.2 | 89.49 | 33 | 8.13 | 0.99 | 4000 | 85
PAUKA1KH | Eaton (formerly Cooper Lighting) | NEORAY | S124-DP-2-40-SC-[All Cable Length]-[All Ceiling Type]-0035-[All Circuiting]-U-ED-[All Emergency]-[All Fusings]-1-[All Colors]-[All Options] | Indoor Luminaires | Linear Ambient | Direct Linear Ambient Luminaires | Standard | FALSE | [9 empty] | 42709 | Not Dimmable | Not Dimmable | No |  | 3.1 | 2938.6 | 89.05 | 33 | 8.13 | 0.99 | 4000 | 85
P3WBK4YJ | Eaton (formerly Cooper Lighting) | NEORAY | S123-DP-2-40-SC-[All Cable Length]-[All Ceiling Type]-0035-[All Circuiting]-1-ED-[All Emergency]-[All Fusings]-4-[All Colors]-[All Options] | Indoor Luminaires | Linear Ambient | Direct Linear Ambient Luminaires | Standard | FALSE | [9 empty] | 42709 | Not Dimmable | Not Dimmable | No |  | 3.1 | 2776.6 | 84.14 | 33 | 8.13 | 0.99 | 4000 | 85
P8UGARGG | Eaton (formerly Cooper Lighting) | NEORAY | S123-DP-2-40-SC-[All Cable Length]-[All Ceiling Type]-0035-[All Circuiting]-1-ED-[All Emergency]-[All Fusings]-1-[All Colors]-[All Options] | Indoor Luminaires | Linear Ambient | Direct Linear Ambient Luminaires | Standard | FALSE | [9 empty] | 42709 | Not Dimmable | Not Dimmable | No |  | 3.1 | 2734.1 | 82.85 | 33 | 8.13 | 0.99 | 4000 | 85
PE7GS414 | Eaton (formerly Cooper Lighting) | NEORAY | S124-RDP-2-40-SC-[All Cable Length]-[All Ceiling Type]-0071-[All Circuiting]-U-ED-[All Emergency]-[All Fusings]-1-W | Indoor Luminaires | Linear Ambient | Direct Linear Ambient Luminaires | Standard | FALSE | [9 empty] | 42709 | Not Dimmable | Not Dimmable | No |  | 3.1 | 6431.2 | 95.56 | 67.3 | 8.1 | 0.99 | 4000 | 85
PU8554J1 | Eaton (formerly Cooper Lighting) | NEORAY | S125-DP-2-40SC-[All Cable Length]-[All Ceiling Type]-0071-[All Circuiting]-U-ED-[All Emergency]-[All Fusings]-1-[All Colors]-[All Options] | Indoor Luminaires | Linear Ambient | Direct Linear Ambient Luminaires | Standard | FALSE | [9 empty] | 42709 | Not Dimmable | Not Dimmable | No |  | 3.1 | 6231.8 | 92.6 | 67.3 | 8.1 | 0.99 | 4000 | 85
PTQ3MCTJ | Eaton (formerly Cooper Lighting) | NEORAY | S125-DP-2-40SC-[All Cable Length]-[All Ceiling Type]-0071-[All Circuiting]-U-ED-[All Emergency]-[All Fusings]-4-[All Colors]-[All Options] | Indoor Luminaires | Linear Ambient | Direct Linear Ambient Luminaires | Standard | FALSE | [9 empty] | 42709 | Not Dimmable | Not Dimmable | No |  | 3.1 | 6079.1 | 90.33 | 67.3 | 8.1 | 0.99 | 4000 | 85
PXQPTTZY | Eaton (formerly Cooper Lighting) | NEORAY | S124-DP-2-40-SC-[All Cable Length]-[All Ceiling Type]-0071-[All Circuiting]-U-ED-[All Emergency]-[All Fusings]-4-[All Colors]-[All Options] | Indoor Luminaires | Linear Ambient | Direct Linear Ambient Luminaires | Standard | FALSE | [9 empty] | 42709 | Not Dimmable | Not Dimmable | No |  | 3.1 | 6010.3 | 89.31 | 67.3 | 8.1 | 0.99 | 4000 | 85
P4M4KG6R | Eaton (formerly Cooper Lighting) | NEORAY | S125-RDP-2-40SC-[All Cable Length]-[All Ceiling Type]-0071-[All Circuiting]-U-ED-[All Emergency]-[All Fusings]-1-W | Indoor Luminaires | Linear Ambient | Direct Linear Ambient Luminaires | Standard | FALSE | [9 empty] | 42709 | Not Dimmable | Not Dimmable | No |  | 3.1 | 5990.7 | 89.01 | 67.3 | 8.1 | 0.99 | 4000 | 85
PXYHP99A | Eaton (formerly Cooper Lighting) | NEORAY | S124-DP-2-40-SC-[All Cable Length]-[All Ceiling Type]-0071-[All Circuiting]-U-ED-[All Emergency]-[All Fusings]-1-[All Colors]-[All Options] | Indoor Luminaires | Linear Ambient | Direct Linear Ambient Luminaires | Standard | FALSE | [9 empty] | 42709 | Not Dimmable | Not Dimmable | No |  | 3.1 | 5961.1 | 88.58 | 67.3 | 8.1 | 0.99 | 4000 | 85
PRMHGE1S | Eaton (formerly Cooper Lighting) | NEORAY | S123-DP-2-40-SC-[All Cable Length]-[All Ceiling Type]-0071-[All Circuiting]-1-ED-[All Emergency]-[All Fusings]-4-[All Colors]-[All Options] | Indoor Luminaires | Linear Ambient | Direct Linear Ambient Luminaires | Standard | FALSE | [9 empty] | 42709 | Not Dimmable | Not Dimmable | No |  | 3.1 | 5632.5 | 83.69 | 67.3 | 8.1 | 0.99 | 4000 | 85
P89ABRCK | Eaton (formerly Cooper Lighting) | NEORAY | S123-DP-2-40-SC-[All Cable Length]-[All Ceiling Type]-0107-[All Circuiting]-U-ED-[All Emergency]-[All Fusings]-4-[All Colors]-[All Options] | Indoor Luminaires | Linear Ambient | Direct Linear Ambient Luminaires | Standard | FALSE | [9 empty] | 42709 | Not Dimmable | Not Dimmable | No |  | 3.1 | 8488.4 | 84.97 | 99.9 | 7.97 | 0.99 | 4000 | 85
PUFBP2SV | Eaton (formerly Cooper Lighting) | NEORAY | S123-DP-2-40-SC-[All Cable Length]-[All Ceiling Type]-0107-[All Circuiting]-1-ED-[All Emergency]-[All Fusings]-1-[All Colors]-[All Options] | Indoor Luminaires | Linear Ambient | Direct Linear Ambient Luminaires | Standard | FALSE | [9 empty] | 42709 | Not Dimmable | Not Dimmable | No |  | 3.1 | 8358.4 | 83.67 | 99.9 | 7.97 | 0.99 | 4000 | 85
PPMCX2X2 | Eaton (formerly Cooper Lighting) | NEORAY | S124-RDP-2-40-SC-[All Cable Length]-[All Ceiling Type]-0083-[All Circuiting]-U-ED-[All Emergency]-[All Fusings]-1-W | Indoor Luminaires | Linear Ambient | Direct Linear Ambient Luminaires | Standard | FALSE | [9 empty] | 42709 | Not Dimmable | Not Dimmable | No |  | 3.1 | 7518.1 | 97.64 | 77 | 7.89 | 0.99 | 4000 | 85
P4PZ49M8 | Eaton (formerly Cooper Lighting) | NEORAY | S125-DP-2-40SC-[All Cable Length]-[All Ceiling Type]-0083-[All Circuiting]-U-ED-[All Emergency]-[All Fusings]-1-[All Colors]-[All Options] | Indoor Luminaires | Linear Ambient | Direct Linear Ambient Luminaires | Standard | FALSE | [9 empty] | 42709 | Not Dimmable | Not Dimmable | No |  | 3.1 | 7285.1 | 94.61 | 77 | 7.89 | 0.99 | 4000 | 85
PRUA7X7V | Eaton (formerly Cooper Lighting) | NEORAY | S125-DP-2-40SC-[All Cable Length]-[All Ceiling Type]-0083-[All Circuiting]-U-ED-[All Emergency]-[All Fusings]-4-[All Colors]-[All Options] | Indoor Luminaires | Linear Ambient | Direct Linear Ambient Luminaires | Standard | FALSE | [9 empty] | 42709 | Not Dimmable | Not Dimmable | No |  | 3.1 | 7106.5 | 92.29 | 77 | 7.89 | 0.99 | 4000 | 85
PZQMUNQ2 | Eaton (formerly Cooper Lighting) | NEORAY | S124-DP-2-40-SC-[All Cable Length]-[All Ceiling Type]-0083-[All Circuiting]-U-ED-[All Emergency]-[All Fusings]-4-[All Colors]-[All Options] | Indoor Luminaires | Linear Ambient | Direct Linear Ambient Luminaires | Standard | FALSE | [9 empty] | 42709 | Not Dimmable | Not Dimmable | No |  | 3.1 | 7026.1 | 91.25 | 77 | 7.89 | 0.99 | 4000 | 85
PPNHJCK8 | Eaton (formerly Cooper Lighting) | NEORAY | S125-RDP-2-40SC-[All Cable Length]-[All Ceiling Type]-0083-[All Circuiting]-U-ED-[All Emergency]-[All Fusings]-1-W | Indoor Luminaires | Linear Ambient | Direct Linear Ambient Luminaires | Standard | FALSE | [9 empty] | 42709 | Not Dimmable | Not Dimmable | No |  | 3.1 | 7003.3 | 90.95 | 77 | 7.89 | 0.99 | 4000 | 85
PUY2E5X9 | Eaton (formerly Cooper Lighting) | NEORAY | S124-DP-2-40-SC-[All Cable Length]-[All Ceiling Type]-0083-[All Circuiting]-U-ED-[All Emergency]-[All Fusings]-1-[All Colors]-[All Options] | Indoor Luminaires | Linear Ambient | Direct Linear Ambient Luminaires | Standard | FALSE | [9 empty] | 42709 | Not Dimmable | Not Dimmable | No |  | 3.1 | 6968.6 | 90.5 | 77 | 7.89 | 0.99 | 4000 | 85
PYMNT1AM | Eaton (formerly Cooper Lighting) | NEORAY | S123-DP-2-40-SC-[All Cable Length]-[All Ceiling Type]-0083-[All Circuiting]-U-ED-[All Emergency]-[All Fusings]-4-[All Colors]-[All Options] | Indoor Luminaires | Linear Ambient | Direct Linear Ambient Luminaires | Standard | FALSE | [9 empty] | 42709 | Not Dimmable | Not Dimmable | No |  | 3.1 | 6584.4 | 85.51 | 77 | 7.89 | 0.99 | 4000 | 85
PQRMQAQS | Eaton (formerly Cooper Lighting) | NEORAY | S123-DP-2-40-SC-[All Cable Length]-[All Ceiling Type]-0083-[All Circuiting]-U-ED-[All Emergency]-[All Fusings]-1-[All Colors]-[All Options] | Indoor Luminaires | Linear Ambient | Direct Linear Ambient Luminaires | Standard | FALSE | [9 empty] | 42709 | Not Dimmable | Not Dimmable | No |  | 3.1 | 6483.6 | 84.2 | 77 | 7.89 | 0.99 | 4000 | 85
PSKU339V | Eaton (formerly Cooper Lighting) | NEORAY | S124-RDP-2-40-SC-[All Cable Length]-[All Ceiling Type]-0023-[All Circuiting]-U-ED-[All Emergency]-[All Fusings]-1-W | Indoor Luminaires | Linear Ambient | Direct Linear Ambient Luminaires | Standard | FALSE | [9 empty] | 42709 | Not Dimmable | Not Dimmable | No |  | 3.1 | 2083.3 | 96 | 21.7 | 7.32 | 0.99 | 4000 | 85
PPTXQJKZ | Eaton (formerly Cooper Lighting) | NEORAY | S125-DP-2-40SC-[All Cable Length]-[All Ceiling Type]-0023-[All Circuiting]-U-ED-[All Emergency]-[All Fusings]-1-[All Colors]-[All Options] | Indoor Luminaires | Linear Ambient | Direct Linear Ambient Luminaires | Standard | FALSE | [9 empty] | 42709 | Not Dimmable | Not Dimmable | No |  | 3.1 | 2018.8 | 93.03 | 21.7 | 7.32 | 0.99 | 4000 | 85
P739YRSF | Eaton (formerly Cooper Lighting) | NEORAY | S125-DP-2-40SC-[All Cable Length]-[All Ceiling Type]-0023-[All Circuiting]-U-ED-[All Emergency]-[All Fusings]-4-[All Colors]-[All Options] | Indoor Luminaires | Linear Ambient | Direct Linear Ambient Luminaires | Standard | FALSE | [9 empty] | 42709 | Not Dimmable | Not Dimmable | No |  | 3.1 | 1969.3 | 90.75 | 21.7 | 7.32 | 0.99 | 4000 | 85
PA1TCXCY | Eaton (formerly Cooper Lighting) | NEORAY | S124-DP-2-40-SC-[All Cable Length]-[All Ceiling Type]-0023-[All Circuiting]-U-ED-[All Emergency]-[All Fusings]-4-[All Colors]-[All Options] | Indoor Luminaires | Linear Ambient | Direct Linear Ambient Luminaires | Standard | FALSE | [9 empty] | 42709 | Not Dimmable | Not Dimmable | No |  | 3.1 | 1947 | 89.72 | 21.7 | 7.32 | 0.99 | 4000 | 85
PRDYKHRD | Eaton (formerly Cooper Lighting) | NEORAY | S125-RDP-2-40SC-[All Cable Length]-[All Ceiling Type]-0023-[All Circuiting]-U-ED-[All Emergency]-[All Fusings]-1-W | Indoor Luminaires | Linear Ambient | Direct Linear Ambient Luminaires | Standard | FALSE | [9 empty] | 42709 | Not Dimmable | Not Dimmable | No |  | 3.1 | 1940.7 | 89.43 | 21.7 | 7.32 | 0.99 | 4000 | 85
PRUYVSNS | Eaton (formerly Cooper Lighting) | NEORAY | S124-DP-2-40-SC-[All Cable Length]-[All Ceiling Type]-0023-[All Circuiting]-U-ED-[All Emergency]-[All Fusings]-1-[All Colors]-[All Options] | Indoor Luminaires | Linear Ambient | Direct Linear Ambient Luminaires | Standard | FALSE | [9 empty] | 42709 | Not Dimmable | Not Dimmable | No |  | 3.1 | 1931 | 88.99 | 21.7 | 7.32 | 0.99 | 4000 | 85
P86FK491 | Eaton (formerly Cooper Lighting) | NEORAY | S123-DP-2-40-SC-[All Cable Length]-[All Ceiling Type]-0023-[All Circuiting]-1-ED-[All Emergency]-[All Fusings]-4-[All Colors]-[All Options] | Indoor Luminaires | Linear Ambient | Direct Linear Ambient Luminaires | Standard | FALSE | [9 empty] | 42709 | Not Dimmable | Not Dimmable | No |  | 3.1 | 1824.6 | 84.08 | 21.7 | 7.32 | 0.99 | 4000 | 85
PJAM8K5Y | Eaton (formerly Cooper Lighting) | NEORAY | S123-DP-2-40-SC-[All Cable Length]-[All Ceiling Type]-0023-[All Circuiting]-1-ED-[All Emergency]-[All Fusings]-1-[All Colors]-[All Options] | Indoor Luminaires | Linear Ambient | Direct Linear Ambient Luminaires | Standard | FALSE | [9 empty] | 42709 | Not Dimmable | Not Dimmable | No |  | 3.1 | 1796.7 | 82.8 | 21.7 | 7.32 | 0.99 | 4000 | 85
P468UW2B | Eaton (formerly Cooper Lighting) | NEORAY | S124-RDP-1-40-SC-[All Cable Length]-[All Ceiling Type]-0035-[All Circuiting]-U-ED-[All Emergency]-[All Fusings]-1-W | Indoor Luminaires | Linear Ambient | Direct Linear Ambient Luminaires | Standard | FALSE | [9 empty] | 42709 | Not Dimmable | Not Dimmable | No |  | 3.1 | 2039.4 | 91.86 | 22.2 | 7.28 | 0.99 | 4000 | 85
P333F1BB | Eaton (formerly Cooper Lighting) | NEORAY | S125-DP-1-40SC-[All Cable Length]-[All Ceiling Type]-0035-[All Circuiting]-U-ED-[All Emergency]-[All Fusings]-1-[All Colors]-[All Options] | Indoor Luminaires | Linear Ambient | Direct Linear Ambient Luminaires | Standard | FALSE | [9 empty] | 42709 | Not Dimmable | Not Dimmable | No |  | 3.1 | 2037.9 | 91.8 | 22.2 | 7.28 | 0.99 | 4000 | 85
PKKKUYFD | Eaton (formerly Cooper Lighting) | NEORAY | S125-DP-1-40SC-[All Cable Length]-[All Ceiling Type]-0035-[All Circuiting]-U-ED-[All Emergency]-[All Fusings]-4-[All Colors]-[All Options] | Indoor Luminaires | Linear Ambient | Direct Linear Ambient Luminaires | Standard | FALSE | [9 empty] | 42709 | Not Dimmable | Not Dimmable | No |  | 3.1 | 1987.9 | 89.55 | 22.2 | 7.28 | 0.99 | 4000 | 85
PD72HZAF | Eaton (formerly Cooper Lighting) | NEORAY | S125-RDP-1-40SC-[All Cable Length]-[All Ceiling Type]-0035-[All Circuiting]-U-ED-[All Emergency]-[All Fusings]-1-W | Indoor Luminaires | Linear Ambient | Direct Linear Ambient Luminaires | Standard | FALSE | [9 empty] | 42709 | Not Dimmable | Not Dimmable | No |  | 3.1 | 1959 | 88.24 | 22.2 | 7.28 | 0.99 | 4000 | 85
P8TWNR86 | Eaton (formerly Cooper Lighting) | NEORAY | S124-DP-1-40-SC-[All Cable Length]-[All Ceiling Type]-0035-[All Circuiting]-1-ED-[All Emergency]-[All Fusings]-4-[All Colors]-[All Options] | Indoor Luminaires | Linear Ambient | Direct Linear Ambient Luminaires | Standard | FALSE | [9 empty] | 42709 | Not Dimmable | Not Dimmable | No |  | 3.1 | 1906 | 85.86 | 22.2 | 7.28 | 0.99 | 4000 | 85
PX1U1EBW | Eaton (formerly Cooper Lighting) | NEORAY | S124-DP-1-40-SC-[All Cable Length]-[All Ceiling Type]-0035-[All Circuiting]-1-ED-[All Emergency]-[All Fusings]-1-[All Colors]-[All Options] | Indoor Luminaires | Linear Ambient | Direct Linear Ambient Luminaires | Standard | FALSE | [9 empty] | 42709 | Not Dimmable | Not Dimmable | No |  | 3.1 | 1890.4 | 85.15 | 22.2 | 7.28 | 0.99 | 4000 | 85
P5NVT3MR | Eaton (formerly Cooper Lighting) | NEORAY | S123-DP-1-40-SC-[All Cable Length]-[All Ceiling Type]-0035-[All Circuiting]-1-ED-[All Emergency]-[All Fusings]-4-[All Colors]-[All Options] | Indoor Luminaires | Linear Ambient | Direct Linear Ambient Luminaires | Standard | FALSE | [9 empty] | 42709 | Not Dimmable | Not Dimmable | No |  | 3.1 | 1886.4 | 84.97 | 22.2 | 7.28 | 0.99 | 4000 | 85
PKWVW5PU | Eaton (formerly Cooper Lighting) | NEORAY | S123-DP-1-40-SC-[All Cable Length]-[All Ceiling Type]-0035-[All Circuiting]-1-ED-[All Emergency]-[All Fusings]-1-[All Colors]-[All Options] | Indoor Luminaires | Linear Ambient | Direct Linear Ambient Luminaires | Standard | FALSE | [9 empty] | 42709 | Not Dimmable | Not Dimmable | No |  | 3.1 | 1857.6 | 83.68 | 22.2 | 7.28 | 0.99 | 4000 | 85
PMEP9G71 | Eaton (formerly Cooper Lighting) | NEORAY | S124-RDP-2-40-SC-[All Cable Length]-[All Ceiling Type]-0095-[All Circuiting]-U-ED-[All Emergency]-[All Fusings]-1-W | Indoor Luminaires | Linear Ambient | Direct Linear Ambient Luminaires | Standard | FALSE | [9 empty] | 42709 | Not Dimmable | Not Dimmable | No |  | 3.1 | 8605.1 | 97.23 | 88.5 | 5.44 | 0.99 | 4000 | 85
PW1TRXH2 | Eaton (formerly Cooper Lighting) | NEORAY | S125-DP-2-40SC-[All Cable Length]-[All Ceiling Type]-0095-[All Circuiting]-U-ED-[All Emergency]-[All Fusings]-1-[All Colors]-[All Options] | Indoor Luminaires | Linear Ambient | Direct Linear Ambient Luminaires | Standard | FALSE | [9 empty] | 42709 | Not Dimmable | Not Dimmable | No |  | 3.1 | 8338.3 | 94.22 | 88.5 | 5.44 | 0.99 | 4000 | 85
PU2KAEGZ | Eaton (formerly Cooper Lighting) | NEORAY | S125-DP-2-40SC-[All Cable Length]-[All Ceiling Type]-0095-[All Circuiting]-U-ED-[All Emergency]-[All Fusings]-4-[All Colors]-[All Options] | Indoor Luminaires | Linear Ambient | Direct Linear Ambient Luminaires | Standard | FALSE | [9 empty] | 42709 | Not Dimmable | Not Dimmable | No |  | 3.1 | 8133.9 | 91.91 | 88.5 | 5.44 | 0.99 | 4000 | 85
P7QQ5B4M | Eaton (formerly Cooper Lighting) | NEORAY | S124-DP-2-40-SC-[All Cable Length]-[All Ceiling Type]-0095-[All Circuiting]-U-ED-[All Emergency]-[All Fusings]-4-[All Colors]-[All Options] | Indoor Luminaires | Linear Ambient | Direct Linear Ambient Luminaires | Standard | FALSE | [9 empty] | 42709 | Not Dimmable | Not Dimmable | No |  | 3.1 | 8041.9 | 90.87 | 88.5 | 5.44 | 0.99 | 4000 | 85
PYYM5QD2 | Eaton (formerly Cooper Lighting) | NEORAY | S125-RDP-2-40SC-[All Cable Length]-[All Ceiling Type]-0095-[All Circuiting]-U-ED-[All Emergency]-[All Fusings]-1-W | Indoor Luminaires | Linear Ambient | Direct Linear Ambient Luminaires | Standard | FALSE | [9 empty] | 42709 | Not Dimmable | Not Dimmable | No |  | 3.1 | 8015.8 | 90.57 | 88.5 | 5.44 | 0.99 | 4000 | 85
P1TR8D5U | Eaton (formerly Cooper Lighting) | NEORAY | S124-DP-2-40-SC-[All Cable Length]-[All Ceiling Type]-0095-[All Circuiting]-U-ED-[All Emergency]-[All Fusings]-1-[All Colors]-[All Options] | Indoor Luminaires | Linear Ambient | Direct Linear Ambient Luminaires | Standard | FALSE | [9 empty] | 42709 | Not Dimmable | Not Dimmable | No |  | 3.1 | 7976.1 | 90.13 | 88.5 | 5.44 | 0.99 | 4000 | 85
PCYVBFBZ | Eaton (formerly Cooper Lighting) | NEORAY | S123-DP-2-40-SC-[All Cable Length]-[All Ceiling Type]-0095-[All Circuiting]-U-ED-[All Emergency]-[All Fusings]-4-[All Colors]-[All Options] | Indoor Luminaires | Linear Ambient | Direct Linear Ambient Luminaires | Standard | FALSE | [9 empty] | 42709 | Not Dimmable | Not Dimmable | No |  | 3.1 | 7536.4 | 85.16 | 88.5 | 5.44 | 0.99 | 4000 | 85
PE2APXB4 | Eaton (formerly Cooper Lighting) | NEORAY | S123-DP-2-40-SC-[All Cable Length]-[All Ceiling Type]-0095-[All Circuiting]-U-ED-[All Emergency]-[All Fusings]-1-[All Colors]-[All Options] | Indoor Luminaires | Linear Ambient | Direct Linear Ambient Luminaires | Standard | FALSE | [9 empty] | 42709 | Not Dimmable | Not Dimmable | No |  | 3.1 | 7421 | 83.85 | 88.5 | 5.44 | 0.99 | 4000 | 85
PCF4RHJM | Eaton (formerly Cooper Lighting) | NEORAY | S124-DP-1-40-SC-[All Cable Length]-[All Ceiling Type]-0107-[All Circuiting]-U-ED-[All Emergency]-[All Fusings]-4-[All Colors]-[All Options] | Indoor Luminaires | Linear Ambient | Direct Linear Ambient Luminaires | Standard | FALSE | [9 empty] | 42709 | Not Dimmable | Not Dimmable | No |  | 3.1 | 5826.8 | 87.36 | 66.7 | 4.2 | 0.99 | 4000 | 85
PJFEJYQF | Eaton (formerly Cooper Lighting) | NEORAY | S124-DP-1-40-SC-[All Cable Length]-[All Ceiling Type]-0107-[All Circuiting]-U-ED-[All Emergency]-[All Fusings]-1-[All Colors]-[All Options] | Indoor Luminaires | Linear Ambient | Direct Linear Ambient Luminaires | Standard | FALSE | [9 empty] | 42709 | Not Dimmable | Not Dimmable | No |  | 3.1 | 5779.1 | 86.64 | 66.7 | 4.2 | 0.99 | 4000 | 85
P4KQWWH5 | Eaton (formerly Cooper Lighting) | NEORAY | S123-DP-1-40-SC-[All Cable Length]-[All Ceiling Type]-0107-[All Circuiting]-U-ED-[All Emergency]-[All Fusings]-4-[All Colors]-[All Options] | Indoor Luminaires | Linear Ambient | Direct Linear Ambient Luminaires | Standard | FALSE | [9 empty] | 42709 | Not Dimmable | Not Dimmable | No |  | 3.1 | 5767.1 | 86.46 | 66.7 | 4.2 | 0.99 | 4000 | 85
PDCG56KV | Eaton (formerly Cooper Lighting) | NEORAY | S123-DP-1-40-SC-[All Cable Length]-[All Ceiling Type]-0107-[All Circuiting]-1-ED-[All Emergency]-[All Fusings]-1-[All Colors]-[All Options] | Indoor Luminaires | Linear Ambient | Direct Linear Ambient Luminaires | Standard | FALSE | [9 empty] | 42709 | Not Dimmable | Not Dimmable | No |  | 3.1 | 5678.9 | 85.14 | 66.7 | 4.2 | 0.99 | 4000 | 85
PS9SASUV | Eaton (formerly Cooper Lighting) | NEORAY | S123-RDP-1-40-SC-[All Cable Length]-[All Ceiling Type]-0107-[All Circuiting]-1-ED-[All Emergency]-[All Fusings]-1-W | Indoor Luminaires | Linear Ambient | Direct Linear Ambient Luminaires | Standard | FALSE | [9 empty] | 42709 | Not Dimmable | Not Dimmable | No |  | 3.1 | 5552.4 | 83.24 | 66.7 | 4.2 | 0.99 | 4000 | 85
P26SFGCG | Eaton (formerly Cooper Lighting) | NEORAY | S124-RDP-1-40-SC-[All Cable Length]-[All Ceiling Type]-0071-[All Circuiting]-U-ED-[All Emergency]-[All Fusings]-1-W | Indoor Luminaires | Linear Ambient | Direct Linear Ambient Luminaires | Standard | FALSE | [9 empty] | 42709 | Not Dimmable | Not Dimmable | No |  | 3.1 | 4137.1 | 91.33 | 45.3 | 3.28 | 0.99 | 4000 | 85
PPQ2YSYM | Eaton (formerly Cooper Lighting) | NEORAY | S125-DP-1-40SC-[All Cable Length]-[All Ceiling Type]-0071-[All Circuiting]-U-ED-[All Emergency]-[All Fusings]-1-[All Colors]-[All Options] | Indoor Luminaires | Linear Ambient | Direct Linear Ambient Luminaires | Standard | FALSE | [9 empty] | 42709 | Not Dimmable | Not Dimmable | No |  | 3.1 | 4134 | 91.26 | 45.3 | 3.28 | 0.99 | 4000 | 85
P32GZDSX | Eaton (formerly Cooper Lighting) | NEORAY | S125-DP-1-40SC-[All Cable Length]-[All Ceiling Type]-0071-[All Circuiting]-U-ED-[All Emergency]-[All Fusings]-4-[All Colors]-[All Options] | Indoor Luminaires | Linear Ambient | Direct Linear Ambient Luminaires | Standard | FALSE | [9 empty] | 42709 | Not Dimmable | Not Dimmable | No |  | 3.1 | 4032.6 | 89.02 | 45.3 | 3.28 | 0.99 | 4000 | 85
PSUPUQJK | Eaton (formerly Cooper Lighting) | NEORAY | S125-RDP-1-40SC-[All Cable Length]-[All Ceiling Type]-0071-[All Circuiting]-U-ED-[All Emergency]-[All Fusings]-1-W | Indoor Luminaires | Linear Ambient | Direct Linear Ambient Luminaires | Standard | FALSE | [9 empty] | 42709 | Not Dimmable | Not Dimmable | No |  | 3.1 | 3974 | 87.73 | 45.3 | 3.28 | 0.99 | 4000 | 85
PX9UUW1X | Eaton (formerly Cooper Lighting) | NEORAY | S124-DP-1-40-SC-[All Cable Length]-[All Ceiling Type]-0071-[All Circuiting]-U-ED-[All Emergency]-[All Fusings]-4-[All Colors]-[All Options] | Indoor Luminaires | Linear Ambient | Direct Linear Ambient Luminaires | Standard | FALSE | [9 empty] | 42709 | Not Dimmable | Not Dimmable | No |  | 3.1 | 3866.4 | 85.35 | 45.3 | 3.28 | 0.99 | 4000 | 85
PYR5N8HA | Eaton (formerly Cooper Lighting) | NEORAY | S124-DP-1-40-SC-[All Cable Length]-[All Ceiling Type]-0071-[All Circuiting]-U-ED-[All Emergency]-[All Fusings]-1-[All Colors]-[All Options] | Indoor Luminaires | Linear Ambient | Direct Linear Ambient Luminaires | Standard | FALSE | [9 empty] | 42709 | Not Dimmable | Not Dimmable | No |  | 3.1 | 3834.7 | 84.65 | 45.3 | 3.28 | 0.99 | 4000 | 85
PMXYSQGN | Eaton (formerly Cooper Lighting) | NEORAY | S123-DP-1-40-SC-[All Cable Length]-[All Ceiling Type]-0071-[All Circuiting]-U-ED-[All Emergency]-[All Fusings]-4-[All Colors]-[All Options] | Indoor Luminaires | Linear Ambient | Direct Linear Ambient Luminaires | Standard | FALSE | [9 empty] | 42709 | Not Dimmable | Not Dimmable | No |  | 3.1 | 3826.8 | 84.48 | 45.3 | 3.28 | 0.99 | 4000 | 85
PZCJ2S1Z | Eaton (formerly Cooper Lighting) | NEORAY | S123-DP-1-40-SC-[All Cable Length]-[All Ceiling Type]-0071-[All Circuiting]-U-ED-[All Emergency]-[All Fusings]-1-[All Colors]-[All Options] | Indoor Luminaires | Linear Ambient | Direct Linear Ambient Luminaires | Standard | FALSE | [9 empty] | 42709 | Not Dimmable | Not Dimmable | No |  | 3.1 | 3768.2 | 83.18 | 45.3 | 3.28 | 0.99 | 4000 | 85
PNR1SRX7 | Eaton (formerly Cooper Lighting) | NEORAY | S124-RDP-2-40-SC-[All Cable Length]-[All Ceiling Type]-0047-[All Circuiting]-U-ED-[All Emergency]-[All Fusings]-1-W | Indoor Luminaires | Linear Ambient | Direct Linear Ambient Luminaires | Standard | FALSE | [9 empty] | 42709 | Not Dimmable | Not Dimmable | No |  | 3.1 | 4257.2 | 95.24 | 44.7 | 3.27 | 0.99 | 4000 | 85
P4ZZ435A | Eaton (formerly Cooper Lighting) | NEORAY | S125-DP-2-40SC-[All Cable Length]-[All Ceiling Type]-0047-[All Circuiting]-U-ED-[All Emergency]-[All Fusings]-1-[All Colors]-[All Options] | Indoor Luminaires | Linear Ambient | Direct Linear Ambient Luminaires | Standard | FALSE | [9 empty] | 42709 | Not Dimmable | Not Dimmable | No |  | 3.1 | 4125.3 | 92.29 | 44.7 | 3.27 | 0.99 | 4000 | 85
PDSTWPRK | Eaton (formerly Cooper Lighting) | NEORAY | S125-DP-2-40SC-[All Cable Length]-[All Ceiling Type]-0047-[All Circuiting]-U-ED-[All Emergency]-[All Fusings]-4-[All Colors]-[All Options] | Indoor Luminaires | Linear Ambient | Direct Linear Ambient Luminaires | Standard | FALSE | [9 empty] | 42709 | Not Dimmable | Not Dimmable | No |  | 3.1 | 4024.2 | 90.03 | 44.7 | 3.27 | 0.99 | 4000 | 85
PG283CC3 | Eaton (formerly Cooper Lighting) | NEORAY | S124-DP-2-40-SC-[All Cable Length]-[All Ceiling Type]-0047-[All Circuiting]-U-ED-[All Emergency]-[All Fusings]-4-[All Colors]-[All Options] | Indoor Luminaires | Linear Ambient | Direct Linear Ambient Luminaires | Standard | FALSE | [9 empty] | 42709 | Not Dimmable | Not Dimmable | No |  | 3.1 | 3978.6 | 89.01 | 44.7 | 3.27 | 0.99 | 4000 | 85
PZBRQ5XU | Eaton (formerly Cooper Lighting) | NEORAY | S125-RDP-2-40SC-[All Cable Length]-[All Ceiling Type]-0047-[All Circuiting]-U-ED-[All Emergency]-[All Fusings]-1-W | Indoor Luminaires | Linear Ambient | Direct Linear Ambient Luminaires | Standard | FALSE | [9 empty] | 42709 | Not Dimmable | Not Dimmable | No |  | 3.1 | 3965.7 | 88.72 | 44.7 | 3.27 | 0.99 | 4000 | 85
PWNXEVK9 | Eaton (formerly Cooper Lighting) | NEORAY | S124-DP-2-40-SC-[All Cable Length]-[All Ceiling Type]-0047-[All Circuiting]-U-ED-[All Emergency]-[All Fusings]-1-[All Colors]-[All Options] | Indoor Luminaires | Linear Ambient | Direct Linear Ambient Luminaires | Standard | FALSE | [9 empty] | 42709 | Not Dimmable | Not Dimmable | No |  | 3.1 | 3946.1 | 88.28 | 44.7 | 3.27 | 0.99 | 4000 | 85
P9473V38 | Eaton (formerly Cooper Lighting) | NEORAY | S123-DP-2-40-SC-[All Cable Length]-[All Ceiling Type]-0047-[All Circuiting]-U-ED-[All Emergency]-[All Fusings]-4-[All Colors]-[All Options] | Indoor Luminaires | Linear Ambient | Direct Linear Ambient Luminaires | Standard | FALSE | [9 empty] | 42709 | Not Dimmable | Not Dimmable | No |  | 3.1 | 3728.5 | 83.41 | 44.7 | 3.27 | 0.99 | 4000 | 85
PRV3FXT6 | Eaton (formerly Cooper Lighting) | NEORAY | S124-RDP-2-40-SC-[All Cable Length]-[All Ceiling Type]-0119-[All Circuiting]-U-DD-[All Emergency]-[All Fusings]-1-W | Indoor Luminaires | Linear Ambient | Direct Linear Ambient Luminaires | Standard | FALSE | [9 empty] | 42709 | Dimmable | Continuous Below 10 | No |  | 3.1 | 10779 | 96.5 | 111.7 | 8.23 | 0.99 | 4000 | 85
P49GZV4T | Eaton (formerly Cooper Lighting) | NEORAY | S125-DP-2-40SC-[All Cable Length]-[All Ceiling Type]-0119-[All Circuiting]-U-DD-[All Emergency]-[All Fusings]-1-[All Colors]-[All Options] | Indoor Luminaires | Linear Ambient | Direct Linear Ambient Luminaires | Standard | FALSE | [9 empty] | 42709 | Dimmable | Continuous Below 10 | No |  | 3.1 | 10444.9 | 93.51 | 111.7 | 8.23 | 0.99 | 4000 | 85
PNRQQAUY | Eaton (formerly Cooper Lighting) | NEORAY | S125-DP-2-40SC-[All Cable Length]-[All Ceiling Type]-0119-[All Circuiting]-U-DD-[All Emergency]-[All Fusings]-4-[All Colors]-[All Options] | Indoor Luminaires | Linear Ambient | Direct Linear Ambient Luminaires | Standard | FALSE | [9 empty] | 42709 | Dimmable | Continuous Below 10 | No |  | 3.1 | 10188.8 | 91.22 | 111.7 | 8.23 | 0.99 | 4000 | 85
PTEWDUM8 | Eaton (formerly Cooper Lighting) | NEORAY | S124-DP-2-40-SC-[All Cable Length]-[All Ceiling Type]-0119-[All Circuiting]-U-DD-[All Emergency]-[All Fusings]-4-[All Colors]-[All Options] | Indoor Luminaires | Linear Ambient | Direct Linear Ambient Luminaires | Standard | FALSE | [9 empty] | 42709 | Dimmable | Continuous Below 10 | No |  | 3.1 | 10073.6 | 90.18 | 111.7 | 8.23 | 0.99 | 4000 | 85
P4BJ5C99 | Eaton (formerly Cooper Lighting) | NEORAY | S125-RDP-2-40SC-[All Cable Length]-[All Ceiling Type]-0119-[All Circuiting]-U-DD-[All Emergency]-[All Fusings]-1-W | Indoor Luminaires | Linear Ambient | Direct Linear Ambient Luminaires | Standard | FALSE | [9 empty] | 42709 | Dimmable | Continuous Below 10 | No |  | 3.1 | 10040.8 | 89.89 | 111.7 | 8.23 | 0.99 | 4000 | 85
PRATESUJ | Eaton (formerly Cooper Lighting) | NEORAY | S124-DP-2-40-SC-[All Cable Length]-[All Ceiling Type]-0119-[All Circuiting]-U-DD-[All Emergency]-[All Fusings]-1-[All Colors]-[All Options] | Indoor Luminaires | Linear Ambient | Direct Linear Ambient Luminaires | Standard | FALSE | [9 empty] | 42709 | Dimmable | Continuous Below 10 | No |  | 3.1 | 9991.1 | 89.45 | 111.7 | 8.23 | 0.99 | 4000 | 85
PX2ESFUQ | Eaton (formerly Cooper Lighting) | NEORAY | S123-DP-2-40-SC-[All Cable Length]-[All Ceiling Type]-0119-[All Circuiting]-U-DD-[All Emergency]-[All Fusings]-4-[All Colors]-[All Options] | Indoor Luminaires | Linear Ambient | Direct Linear Ambient Luminaires | Standard | FALSE | [9 empty] | 42709 | Dimmable | Continuous Below 10 | No |  | 3.1 | 9440.3 | 84.51 | 111.7 | 8.23 | 0.99 | 4000 | 85
PQC7Q36X | Eaton (formerly Cooper Lighting) | NEORAY | S123-DP-2-40-SC-[All Cable Length]-[All Ceiling Type]-0119-[All Circuiting]-1-DD-[All Emergency]-[All Fusings]-1-[All Colors]-[All Options] | Indoor Luminaires | Linear Ambient | Direct Linear Ambient Luminaires | Standard | FALSE | [9 empty] | 42709 | Dimmable | Continuous Below 10 | No |  | 3.1 | 9295.8 | 83.22 | 111.7 | 8.23 | 0.99 | 4000 | 85
PETAAV3G | Eaton (formerly Cooper Lighting) | NEORAY | S124-RDP-2-40-SC-[All Cable Length]-[All Ceiling Type]-0131-[All Circuiting]-U-DD-[All Emergency]-[All Fusings]-1-W | Indoor Luminaires | Linear Ambient | Direct Linear Ambient Luminaires | Standard | FALSE | [9 empty] | 42709 | Dimmable | Continuous Below 10 | No |  | 3.1 | 11865.9 | 96.55 | 122.9 | 8.11 | 0.99 | 4000 | 85
PFWUV9SB | Eaton (formerly Cooper Lighting) | NEORAY | S125-DP-2-40SC-[All Cable Length]-[All Ceiling Type]-0131-[All Circuiting]-U-DD-[All Emergency]-[All Fusings]-1-[All Colors]-[All Options] | Indoor Luminaires | Linear Ambient | Direct Linear Ambient Luminaires | Standard | FALSE | [9 empty] | 42709 | Dimmable | Continuous Below 10 | No |  | 3.1 | 11498.1 | 93.56 | 122.9 | 8.11 | 0.99 | 4000 | 85
P8QKV2WG | Eaton (formerly Cooper Lighting) | NEORAY | S125-DP-2-40SC-[All Cable Length]-[All Ceiling Type]-0131-[All Circuiting]-U-DD-[All Emergency]-[All Fusings]-4-[All Colors]-[All Options] | Indoor Luminaires | Linear Ambient | Direct Linear Ambient Luminaires | Standard | FALSE | [9 empty] | 42709 | Dimmable | Continuous Below 10 | No |  | 3.1 | 11216.3 | 91.26 | 122.9 | 8.11 | 0.99 | 4000 | 85
PMDR73ED | Eaton (formerly Cooper Lighting) | NEORAY | S124-DP-2-40-SC-[All Cable Length]-[All Ceiling Type]-0131-[All Circuiting]-U-DD-[All Emergency]-[All Fusings]-4-[All Colors]-[All Options] | Indoor Luminaires | Linear Ambient | Direct Linear Ambient Luminaires | Standard | FALSE | [9 empty] | 42709 | Dimmable | Continuous Below 10 | No |  | 3.1 | 11089.4 | 90.23 | 122.9 | 8.11 | 0.99 | 4000 | 85
PKDGWUK2 | Eaton (formerly Cooper Lighting) | NEORAY | S125-RDP-2-40SC-[All Cable Length]-[All Ceiling Type]-0131-[All Circuiting]-U-DD-[All Emergency]-[All Fusings]-1-W | Indoor Luminaires | Linear Ambient | Direct Linear Ambient Luminaires | Standard | FALSE | [9 empty] | 42709 | Dimmable | Continuous Below 10 | No |  | 3.1 | 11053.3 | 89.94 | 122.9 | 8.11 | 0.99 | 4000 | 85
PT26ZE9K | Eaton (formerly Cooper Lighting) | NEORAY | S124-DP-2-40-SC-[All Cable Length]-[All Ceiling Type]-0131-[All Circuiting]-U-DD-[All Emergency]-[All Fusings]-1-[All Colors]-[All Options] | Indoor Luminaires | Linear Ambient | Direct Linear Ambient Luminaires | Standard | FALSE | [9 empty] | 42709 | Dimmable | Continuous Below 10 | No |  | 3.1 | 10998.6 | 89.49 | 122.9 | 8.11 | 0.99 | 4000 | 85
P23T5TDK | Eaton (formerly Cooper Lighting) | NEORAY | S123-DP-2-40-SC-[All Cable Length]-[All Ceiling Type]-0131-[All Circuiting]-U-DD-[All Emergency]-[All Fusings]-4-[All Colors]-[All Options] | Indoor Luminaires | Linear Ambient | Direct Linear Ambient Luminaires | Standard | FALSE | [9 empty] | 42709 | Dimmable | Continuous Below 10 | No |  | 3.1 | 10392.3 | 84.56 | 122.9 | 8.11 | 0.99 | 4000 | 85
P67TPZH5 | Eaton (formerly Cooper Lighting) | NEORAY | S123-DP-2-40-SC-[All Cable Length]-[All Ceiling Type]-0131-[All Circuiting]-1-DD-[All Emergency]-[All Fusings]-1-[All Colors]-[All Options] | Indoor Luminaires | Linear Ambient | Direct Linear Ambient Luminaires | Standard | FALSE | [9 empty] | 42709 | Dimmable | Continuous Below 10 | No |  | 3.1 | 10233.2 | 83.26 | 122.9 | 8.11 | 0.99 | 4000 | 85
PJWAU8HR | Eaton (formerly Cooper Lighting) | NEORAY | S124-RDP-1-40-SC-[All Cable Length]-[All Ceiling Type]-0143-[All Circuiting]-U-DD-[All Emergency]-[All Fusings]-1-W | Indoor Luminaires | Linear Ambient | Direct Linear Ambient Luminaires | Standard | FALSE | [9 empty] | 42709 | Dimmable | Continuous Below 10 | No |  | 3.1 | 8332.5 | 94.8 | 87.9 | 7.99 | 1 | 4000 | 85
PHXPZXW9 | Eaton (formerly Cooper Lighting) | NEORAY | S125-DP-1-40SC-[All Cable Length]-[All Ceiling Type]-0143-[All Circuiting]-U-DD-[All Emergency]-[All Fusings]-1-[All Colors]-[All Options] | Indoor Luminaires | Linear Ambient | Direct Linear Ambient Luminaires | Standard | FALSE | [9 empty] | 42709 | Dimmable | Continuous Below 10 | No |  | 3.1 | 8326.1 | 94.72 | 87.9 | 7.99 | 1 | 4000 | 85
P8SK5A6D | Eaton (formerly Cooper Lighting) | NEORAY | S125-DP-1-40SC-[All Cable Length]-[All Ceiling Type]-0143-[All Circuiting]-U-DD-[All Emergency]-[All Fusings]-4-[All Colors]-[All Options] | Indoor Luminaires | Linear Ambient | Direct Linear Ambient Luminaires | Standard | FALSE | [9 empty] | 42709 | Dimmable | Continuous Below 10 | No |  | 3.1 | 8122 | 92.4 | 87.9 | 7.99 | 1 | 4000 | 85
PM78AX8E | Eaton (formerly Cooper Lighting) | NEORAY | S125-RDP-1-40SC-[All Cable Length]-[All Ceiling Type]-0143-[All Circuiting]-U-DD-[All Emergency]-[All Fusings]-1-W | Indoor Luminaires | Linear Ambient | Direct Linear Ambient Luminaires | Standard | FALSE | [9 empty] | 42709 | Dimmable | Continuous Below 10 | No |  | 3.1 | 8004.1 | 91.06 | 87.9 | 7.99 | 1 | 4000 | 85
PG9AGK3T | Eaton (formerly Cooper Lighting) | NEORAY | S124-DP-1-40-SC-[All Cable Length]-[All Ceiling Type]-0143-[All Circuiting]-U-DD-[All Emergency]-[All Fusings]-4-[All Colors]-[All Options] | Indoor Luminaires | Linear Ambient | Direct Linear Ambient Luminaires | Standard | FALSE | [9 empty] | 42709 | Dimmable | Continuous Below 10 | No |  | 3.1 | 7787.2 | 88.59 | 87.9 | 7.99 | 1 | 4000 | 85
PJE5XQXX | Eaton (formerly Cooper Lighting) | NEORAY | S124-DP-1-40-SC-[All Cable Length]-[All Ceiling Type]-0143-[All Circuiting]-U-DD-[All Emergency]-[All Fusings]-1-[All Colors]-[All Options] | Indoor Luminaires | Linear Ambient | Direct Linear Ambient Luminaires | Standard | FALSE | [9 empty] | 42709 | Dimmable | Continuous Below 10 | No |  | 3.1 | 7723.4 | 87.87 | 87.9 | 7.99 | 1 | 4000 | 85
PGJHQ2AC | Eaton (formerly Cooper Lighting) | NEORAY | S123-DP-1-40-SC-[All Cable Length]-[All Ceiling Type]-0143-[All Circuiting]-U-DD-[All Emergency]-[All Fusings]-4-[All Colors]-[All Options] | Indoor Luminaires | Linear Ambient | Direct Linear Ambient Luminaires | Standard | FALSE | [9 empty] | 42709 | Dimmable | Continuous Below 10 | No |  | 3.1 | 7707.5 | 87.68 | 87.9 | 7.99 | 1 | 4000 | 85
P69PR8FQ | Eaton (formerly Cooper Lighting) | NEORAY | S123-DP-1-40-SC-[All Cable Length]-[All Ceiling Type]-0143-[All Circuiting]-U-DD-[All Emergency]-[All Fusings]-1-[All Colors]-[All Options] | Indoor Luminaires | Linear Ambient | Direct Linear Ambient Luminaires | Standard | FALSE | [9 empty] | 42709 | Dimmable | Continuous Below 10 | No |  | 3.1 | 7589.5 | 86.34 | 87.9 | 7.99 | 1 | 4000 | 85
PYXR58V8 | Eaton (formerly Cooper Lighting) | NEORAY | S123-RDP-1-40-SC-[All Cable Length]-[All Ceiling Type]-0143-[All Circuiting]-U-DD-[All Emergency]-[All Fusings]-1-W | Indoor Luminaires | Linear Ambient | Direct Linear Ambient Luminaires | Standard | FALSE | [9 empty] | 42709 | Dimmable | Continuous Below 10 | No |  | 3.1 | 7420.5 | 84.42 | 87.9 | 7.99 | 1 | 4000 | 85
PHCK2YET | Eaton (formerly Cooper Lighting) | NEORAY | S125-DP-2-40SC-[All Cable Length]-[All Ceiling Type]-0107-[All Circuiting]-U-DD-[All Emergency]-[All Fusings]-1-[All Colors]-[All Options] | Indoor Luminaires | Linear Ambient | Direct Linear Ambient Luminaires | Standard | FALSE | [9 empty] | 42709 | Dimmable | Continuous Below 10 | No |  | 3.1 | 9391.6 | 94.01 | 99.9 | 7.97 | 0.99 | 4000 | 85
P57MNXGZ | Eaton (formerly Cooper Lighting) | NEORAY | S125-DP-2-40SC-[All Cable Length]-[All Ceiling Type]-0107-[All Circuiting]-U-DD-[All Emergency]-[All Fusings]-4-[All Colors]-[All Options] | Indoor Luminaires | Linear Ambient | Direct Linear Ambient Luminaires | Standard | FALSE | [9 empty] | 42709 | Dimmable | Continuous Below 10 | No |  | 3.1 | 9161.4 | 91.71 | 99.9 | 7.97 | 0.99 | 4000 | 85
P6BG6NZ6 | Eaton (formerly Cooper Lighting) | NEORAY | S125-RDP-2-40SC-[All Cable Length]-[All Ceiling Type]-0107-[All Circuiting]-U-DD-[All Emergency]-[All Fusings]-1-W | Indoor Luminaires | Linear Ambient | Direct Linear Ambient Luminaires | Standard | FALSE | [9 empty] | 42709 | Dimmable | Continuous Below 10 | No |  | 3.1 | 9028.3 | 90.37 | 99.9 | 7.97 | 0.99 | 4000 | 85
PJXTHDGU | Eaton (formerly Cooper Lighting) | NEORAY | S124-RDP-2-40-SC-[All Cable Length]-[All Ceiling Type]-0143-[All Circuiting]-U-DD-[All Emergency]-[All Fusings]-1-W | Indoor Luminaires | Linear Ambient | Direct Linear Ambient Luminaires | Standard | FALSE | [9 empty] | 42709 | Dimmable | Continuous Below 10 | No |  | 3.1 | 12952.9 | 97.76 | 132.5 | 7.9 | 0.99 | 4000 | 85
PBG9NWJA | Eaton (formerly Cooper Lighting) | NEORAY | S125-DP-2-40SC-[All Cable Length]-[All Ceiling Type]-0143-[All Circuiting]-U-DD-[All Emergency]-[All Fusings]-1-[All Colors]-[All Options] | Indoor Luminaires | Linear Ambient | Direct Linear Ambient Luminaires | Standard | FALSE | [9 empty] | 42709 | Dimmable | Continuous Below 10 | No |  | 3.1 | 12551.4 | 94.73 | 132.5 | 7.9 | 0.99 | 4000 | 85
PZYEBXUV | Eaton (formerly Cooper Lighting) | NEORAY | S125-DP-2-40SC-[All Cable Length]-[All Ceiling Type]-0143-[All Circuiting]-U-DD-[All Emergency]-[All Fusings]-4-[All Colors]-[All Options] | Indoor Luminaires | Linear Ambient | Direct Linear Ambient Luminaires | Standard | FALSE | [9 empty] | 42709 | Dimmable | Continuous Below 10 | No |  | 3.1 | 12243.7 | 92.41 | 132.5 | 7.9 | 0.99 | 4000 | 85
PSVGT8K8 | Eaton (formerly Cooper Lighting) | NEORAY | S124-DP-2-40-SC-[All Cable Length]-[All Ceiling Type]-0143-[All Circuiting]-U-DD-[All Emergency]-[All Fusings]-4-[All Colors]-[All Options] | Indoor Luminaires | Linear Ambient | Direct Linear Ambient Luminaires | Standard | FALSE | [9 empty] | 42709 | Dimmable | Continuous Below 10 | No |  | 3.1 | 12105.2 | 91.36 | 132.5 | 7.9 | 0.99 | 4000 | 85
P8PYKXGR | Eaton (formerly Cooper Lighting) | NEORAY | S125-RDP-2-40SC-[All Cable Length]-[All Ceiling Type]-0143-[All Circuiting]-U-DD-[All Emergency]-[All Fusings]-1-W | Indoor Luminaires | Linear Ambient | Direct Linear Ambient Luminaires | Standard | FALSE | [9 empty] | 42709 | Dimmable | Continuous Below 10 | No |  | 3.1 | 12065.9 | 91.06 | 132.5 | 7.9 | 0.99 | 4000 | 85
P2HYRH2Q | Eaton (formerly Cooper Lighting) | NEORAY | S124-DP-2-40-SC-[All Cable Length]-[All Ceiling Type]-0143-[All Circuiting]-U-DD-[All Emergency]-[All Fusings]-1-[All Colors]-[All Options] | Indoor Luminaires | Linear Ambient | Direct Linear Ambient Luminaires | Standard | FALSE | [9 empty] | 42709 | Dimmable | Continuous Below 10 | No |  | 3.1 | 12006.1 | 90.61 | 132.5 | 7.9 | 0.99 | 4000 | 85
PH2QR16W | Eaton (formerly Cooper Lighting) | NEORAY | S123-DP-2-40-SC-[All Cable Length]-[All Ceiling Type]-0143-[All Circuiting]-U-DD-[All Emergency]-[All Fusings]-4-[All Colors]-[All Options] | Indoor Luminaires | Linear Ambient | Direct Linear Ambient Luminaires | Standard | FALSE | [9 empty] | 42709 | Dimmable | Continuous Below 10 | No |  | 3.1 | 11344.3 | 85.62 | 132.5 | 7.9 | 0.99 | 4000 | 85
PJRSBBN3 | Eaton (formerly Cooper Lighting) | NEORAY | S123-DP-2-40-SC-[All Cable Length]-[All Ceiling Type]-0143-[All Circuiting]-1-DD-[All Emergency]-[All Fusings]-1-[All Colors]-[All Options] | Indoor Luminaires | Linear Ambient | Direct Linear Ambient Luminaires | Standard | FALSE | [9 empty] | 42709 | Dimmable | Continuous Below 10 | No |  | 3.1 | 11170.6 | 84.31 | 132.5 | 7.9 | 0.99 | 4000 | 85
PF8VRW83 | Eaton (formerly Cooper Lighting) | NEORAY | S124-RDP-1-40-SC-[All Cable Length]-[All Ceiling Type]-0119-[All Circuiting]-U-DD-[All Emergency]-[All Fusings]-1-W | Indoor Luminaires | Linear Ambient | Direct Linear Ambient Luminaires | Standard | FALSE | [9 empty] | 42709 | Dimmable | Continuous Below 10 | No |  | 3.1 | 6934 | 91.72 | 75.6 | 5.77 | 0.99 | 4000 | 85
P313978B | Eaton (formerly Cooper Lighting) | NEORAY | S125-DP-1-40SC-[All Cable Length]-[All Ceiling Type]-0119-[All Circuiting]-U-DD-[All Emergency]-[All Fusings]-1-[All Colors]-[All Options] | Indoor Luminaires | Linear Ambient | Direct Linear Ambient Luminaires | Standard | FALSE | [9 empty] | 42709 | Dimmable | Continuous Below 10 | No |  | 3.1 | 6928.7 | 91.65 | 75.6 | 5.77 | 0.99 | 4000 | 85
PZXXEQXZ | Eaton (formerly Cooper Lighting) | NEORAY | S125-DP-1-40SC-[All Cable Length]-[All Ceiling Type]-0119-[All Circuiting]-U-DD-[All Emergency]-[All Fusings]-4-[All Colors]-[All Options] | Indoor Luminaires | Linear Ambient | Direct Linear Ambient Luminaires | Standard | FALSE | [9 empty] | 42709 | Dimmable | Continuous Below 10 | No |  | 3.1 | 6758.9 | 89.4 | 75.6 | 5.77 | 0.99 | 4000 | 85
P9CJFFDK | Eaton (formerly Cooper Lighting) | NEORAY | S125-RDP-1-40SC-[All Cable Length]-[All Ceiling Type]-0119-[All Circuiting]-U-DD-[All Emergency]-[All Fusings]-1-W | Indoor Luminaires | Linear Ambient | Direct Linear Ambient Luminaires | Standard | FALSE | [9 empty] | 42709 | Dimmable | Continuous Below 10 | No |  | 3.1 | 6660.7 | 88.1 | 75.6 | 5.77 | 0.99 | 4000 | 85
PRA58MXH | Eaton (formerly Cooper Lighting) | NEORAY | S124-DP-1-40-SC-[All Cable Length]-[All Ceiling Type]-0119-[All Circuiting]-U-DD-[All Emergency]-[All Fusings]-4-[All Colors]-[All Options] | Indoor Luminaires | Linear Ambient | Direct Linear Ambient Luminaires | Standard | FALSE | [9 empty] | 42709 | Dimmable | Continuous Below 10 | No |  | 3.1 | 6480.3 | 85.72 | 75.6 | 5.77 | 0.99 | 4000 | 85
P1A4RE36 | Eaton (formerly Cooper Lighting) | NEORAY | S124-DP-1-40-SC-[All Cable Length]-[All Ceiling Type]-0119-[All Circuiting]-U-DD-[All Emergency]-[All Fusings]-1-[All Colors]-[All Options] | Indoor Luminaires | Linear Ambient | Direct Linear Ambient Luminaires | Standard | FALSE | [9 empty] | 42709 | Dimmable | Continuous Below 10 | No |  | 3.1 | 6427.2 | 85.02 | 75.6 | 5.77 | 0.99 | 4000 | 85
P9T8BHMG | Eaton (formerly Cooper Lighting) | NEORAY | S123-DP-1-40-SC-[All Cable Length]-[All Ceiling Type]-0119-[All Circuiting]-U-DD-[All Emergency]-[All Fusings]-4-[All Colors]-[All Options] | Indoor Luminaires | Linear Ambient | Direct Linear Ambient Luminaires | Standard | FALSE | [9 empty] | 42709 | Dimmable | Continuous Below 10 | No |  | 3.1 | 6413.9 | 84.84 | 75.6 | 5.77 | 0.99 | 4000 | 85
PEGF9KB9 | Eaton (formerly Cooper Lighting) | NEORAY | S123-DP-1-40-SC-[All Cable Length]-[All Ceiling Type]-0119-[All Circuiting]-U-DD-[All Emergency]-[All Fusings]-1-[All Colors]-[All Options] | Indoor Luminaires | Linear Ambient | Direct Linear Ambient Luminaires | Standard | FALSE | [9 empty] | 42709 | Dimmable | Continuous Below 10 | No |  | 3.1 | 6315.7 | 83.54 | 75.6 | 5.77 | 0.99 | 4000 | 85
PAYG5HNX | Eaton (formerly Cooper Lighting) | NEORAY | S125-RDP-1-40SC-[All Cable Length]-[All Ceiling Type]-0107-[All Circuiting]-U-DD-[All Emergency]-[All Fusings]-1-W | Indoor Luminaires | Linear Ambient | Direct Linear Ambient Luminaires | Standard | FALSE | [9 empty] | 42709 | Dimmable | Continuous Below 10 | No |  | 3.1 | 5989 | 89.79 | 66.7 | 4.2 | 0.99 | 4000 | 85
PTU7YPPJ | Eaton (formerly Cooper Lighting) | NEORAY | S124-RDP-1-40-SC-[All Cable Length]-[All Ceiling Type]-0131-[All Circuiting]-U-DD-[All Emergency]-[All Fusings]-1-W | Indoor Luminaires | Linear Ambient | Direct Linear Ambient Luminaires | Standard | FALSE | [9 empty] | 42709 | Dimmable | Continuous Below 10 | No |  | 3.1 | 7633.3 | 91.53 | 83.4 | 3.87 | 0.99 | 4000 | 85
PMMQSA4Z | Eaton (formerly Cooper Lighting) | NEORAY | S125-DP-1-40SC-[All Cable Length]-[All Ceiling Type]-0131-[All Circuiting]-U-DD-[All Emergency]-[All Fusings]-1-[All Colors]-[All Options] | Indoor Luminaires | Linear Ambient | Direct Linear Ambient Luminaires | Standard | FALSE | [9 empty] | 42709 | Dimmable | Continuous Below 10 | No |  | 3.1 | 7627.4 | 91.46 | 83.4 | 3.87 | 0.99 | 4000 | 85
PVEDHTZP | Eaton (formerly Cooper Lighting) | NEORAY | S125-DP-1-40SC-[All Cable Length]-[All Ceiling Type]-0131-[All Circuiting]-U-DD-[All Emergency]-[All Fusings]-4-[All Colors]-[All Options] | Indoor Luminaires | Linear Ambient | Direct Linear Ambient Luminaires | Standard | FALSE | [9 empty] | 42709 | Dimmable | Continuous Below 10 | No |  | 3.1 | 7440.5 | 89.21 | 83.4 | 3.87 | 0.99 | 4000 | 85
P2PJNU1B | Eaton (formerly Cooper Lighting) | NEORAY | S125-RDP-1-40SC-[All Cable Length]-[All Ceiling Type]-0131-[All Circuiting]-U-DD-[All Emergency]-[All Fusings]-1-W | Indoor Luminaires | Linear Ambient | Direct Linear Ambient Luminaires | Standard | FALSE | [9 empty] | 42709 | Dimmable | Continuous Below 10 | No |  | 3.1 | 7332.4 | 87.92 | 83.4 | 3.87 | 0.99 | 4000 | 85
P39Q9594 | Eaton (formerly Cooper Lighting) | NEORAY | S124-DP-1-40-SC-[All Cable Length]-[All Ceiling Type]-0131-[All Circuiting]-U-DD-[All Emergency]-[All Fusings]-4-[All Colors]-[All Options] | Indoor Luminaires | Linear Ambient | Direct Linear Ambient Luminaires | Standard | FALSE | [9 empty] | 42709 | Dimmable | Continuous Below 10 | No |  | 3.1 | 7133.7 | 85.54 | 83.4 | 3.87 | 0.99 | 4000 | 85
PPYJSJRY | Eaton (formerly Cooper Lighting) | NEORAY | S124-DP-1-40-SC-[All Cable Length]-[All Ceiling Type]-0131-[All Circuiting]-U-DD-[All Emergency]-[All Fusings]-1-[All Colors]-[All Options] | Indoor Luminaires | Linear Ambient | Direct Linear Ambient Luminaires | Standard | FALSE | [9 empty] | 42709 | Dimmable | Continuous Below 10 | No |  | 3.1 | 7075.3 | 84.84 | 83.4 | 3.87 | 0.99 | 4000 | 85
PZAP8GH4 | Eaton (formerly Cooper Lighting) | NEORAY | S123-DP-1-40-SC-[All Cable Length]-[All Ceiling Type]-0131-[All Circuiting]-U-DD-[All Emergency]-[All Fusings]-4-[All Colors]-[All Options] | Indoor Luminaires | Linear Ambient | Direct Linear Ambient Luminaires | Standard | FALSE | [9 empty] | 42709 | Dimmable | Continuous Below 10 | No |  | 3.1 | 7060.7 | 84.66 | 83.4 | 3.87 | 0.99 | 4000 | 85
PKKK1GJK | Eaton (formerly Cooper Lighting) | NEORAY | S123-DP-1-40-SC-[All Cable Length]-[All Ceiling Type]-0131-[All Circuiting]-U-DD-[All Emergency]-[All Fusings]-1-[All Colors]-[All Options] | Indoor Luminaires | Linear Ambient | Direct Linear Ambient Luminaires | Standard | FALSE | [9 empty] | 42709 | Dimmable | Continuous Below 10 | No |  | 3.1 | 6952.6 | 83.36 | 83.4 | 3.87 | 0.99 | 4000 | 85
P3JY33PH | Eaton (formerly Cooper Lighting) | NEORAY | S124-RDP-1-35-SC-[All Cable Length]-[All Ceiling Type]-0023-[All Circuiting]-1-ED-[All Emergency]-[All Fusings]-1-W | Indoor Luminaires | Linear Ambient | Direct Linear Ambient Luminaires | Standard | FALSE | [9 empty] | 42709 | Not Dimmable | Not Dimmable | No |  | 3.1 | 1278.7 | 86.99 | 14.7 | 9.12 | 0.99 | 3500 | 85
PBYUTQS2 | Eaton (formerly Cooper Lighting) | NEORAY | S125-DP-1-35SC-[All Cable Length]-[All Ceiling Type]-0023-[All Circuiting]-1-ED-[All Emergency]-[All Fusings]-1-[All Colors]-[All Options] | Indoor Luminaires | Linear Ambient | Direct Linear Ambient Luminaires | Standard | FALSE | [9 empty] | 42709 | Not Dimmable | Not Dimmable | No |  | 3.1 | 1277.7 | 86.92 | 14.7 | 9.12 | 0.99 | 3500 | 85
PGAFPKUQ | Eaton (formerly Cooper Lighting) | NEORAY | S125-DP-1-35SC-[All Cable Length]-[All Ceiling Type]-0023-[All Circuiting]-1-ED-[All Emergency]-[All Fusings]-4-[All Colors]-[All Options] | Indoor Luminaires | Linear Ambient | Direct Linear Ambient Luminaires | Standard | FALSE | [9 empty] | 42709 | Not Dimmable | Not Dimmable | No |  | 3.1 | 1246.4 | 84.79 | 14.7 | 9.12 | 0.99 | 3500 | 85
PZ2Q58VE | Eaton (formerly Cooper Lighting) | NEORAY | S125-RDP-1-35SC-[All Cable Length]-[All Ceiling Type]-0023-[All Circuiting]-1-ED-[All Emergency]-[All Fusings]-1-W | Indoor Luminaires | Linear Ambient | Direct Linear Ambient Luminaires | Standard | FALSE | [9 empty] | 42709 | Not Dimmable | Not Dimmable | No |  | 3.1 | 1228.3 | 83.56 | 14.7 | 9.12 | 0.99 | 3500 | 85
PDB6WCT4 | Eaton (formerly Cooper Lighting) | NEORAY | S124-RDP-1-35-SC-[All Cable Length]-[All Ceiling Type]-0083-[All Circuiting]-U-ED-[All Emergency]-[All Fusings]-1-W | Indoor Luminaires | Linear Ambient | Direct Linear Ambient Luminaires | Standard | FALSE | [9 empty] | 42709 | Not Dimmable | Not Dimmable | No |  | 3.1 | 4614.4 | 87.56 | 52.7 | 8.45 | 0.99 | 3500 | 85
PS9WPQNB | Eaton (formerly Cooper Lighting) | NEORAY | S125-DP-1-35SC-[All Cable Length]-[All Ceiling Type]-0083-[All Circuiting]-U-ED-[All Emergency]-[All Fusings]-1-[All Colors]-[All Options] | Indoor Luminaires | Linear Ambient | Direct Linear Ambient Luminaires | Standard | FALSE | [9 empty] | 42709 | Not Dimmable | Not Dimmable | No |  | 3.1 | 4610.9 | 87.49 | 52.7 | 8.45 | 0.99 | 3500 | 85
P86QAZ4A | Eaton (formerly Cooper Lighting) | NEORAY | S125-DP-1-35SC-[All Cable Length]-[All Ceiling Type]-0083-[All Circuiting]-U-ED-[All Emergency]-[All Fusings]-4-[All Colors]-[All Options] | Indoor Luminaires | Linear Ambient | Direct Linear Ambient Luminaires | Standard | FALSE | [9 empty] | 42709 | Not Dimmable | Not Dimmable | No |  | 3.1 | 4497.9 | 85.35 | 52.7 | 8.45 | 0.99 | 3500 | 85
PDN7QQ2X | Eaton (formerly Cooper Lighting) | NEORAY | S125-RDP-1-35SC-[All Cable Length]-[All Ceiling Type]-0083-[All Circuiting]-1-ED-[All Emergency]-[All Fusings]-1-W | Indoor Luminaires | Linear Ambient | Direct Linear Ambient Luminaires | Standard | FALSE | [9 empty] | 42709 | Not Dimmable | Not Dimmable | No |  | 3.1 | 4432.6 | 84.11 | 52.7 | 8.45 | 0.99 | 3500 | 85
PJUYRNRK | Eaton (formerly Cooper Lighting) | NEORAY | S124-RDP-2-35-SC-[All Cable Length]-[All Ceiling Type]-0059-[All Circuiting]-U-ED-[All Emergency]-[All Fusings]-1-W | Indoor Luminaires | Linear Ambient | Direct Linear Ambient Luminaires | Standard | FALSE | [9 empty] | 42709 | Not Dimmable | Not Dimmable | No |  | 3.1 | 5099 | 91.05 | 56 | 8.36 | 0.99 | 3500 | 85
PYTPS85Z | Eaton (formerly Cooper Lighting) | NEORAY | S125-DP-2-35SC-[All Cable Length]-[All Ceiling Type]-0059-[All Circuiting]-U-ED-[All Emergency]-[All Fusings]-1-[All Colors]-[All Options] | Indoor Luminaires | Linear Ambient | Direct Linear Ambient Luminaires | Standard | FALSE | [9 empty] | 42709 | Not Dimmable | Not Dimmable | No |  | 3.1 | 4940.9 | 88.23 | 56 | 8.36 | 0.99 | 3500 | 85
PB8TWV2P | Eaton (formerly Cooper Lighting) | NEORAY | S125-DP-2-35SC-[All Cable Length]-[All Ceiling Type]-0059-[All Circuiting]-U-ED-[All Emergency]-[All Fusings]-4-[All Colors]-[All Options] | Indoor Luminaires | Linear Ambient | Direct Linear Ambient Luminaires | Standard | FALSE | [9 empty] | 42709 | Not Dimmable | Not Dimmable | No |  | 3.1 | 4819.8 | 86.07 | 56 | 8.36 | 0.99 | 3500 | 85
PKSKNWBE | Eaton (formerly Cooper Lighting) | NEORAY | S124-DP-2-35-SC-[All Cable Length]-[All Ceiling Type]-0059-[All Circuiting]-U-ED-[All Emergency]-[All Fusings]-4-[All Colors]-[All Options] | Indoor Luminaires | Linear Ambient | Direct Linear Ambient Luminaires | Standard | FALSE | [9 empty] | 42709 | Not Dimmable | Not Dimmable | No |  | 3.1 | 4765.3 | 85.09 | 56 | 8.36 | 0.99 | 3500 | 85
P1D5N4Q2 | Eaton (formerly Cooper Lighting) | NEORAY | S125-RDP-2-35SC-[All Cable Length]-[All Ceiling Type]-0059-[All Circuiting]-U-ED-[All Emergency]-[All Fusings]-1-W | Indoor Luminaires | Linear Ambient | Direct Linear Ambient Luminaires | Standard | FALSE | [9 empty] | 42709 | Not Dimmable | Not Dimmable | No |  | 3.1 | 4749.8 | 84.82 | 56 | 8.36 | 0.99 | 3500 | 85
P6BNYYDD | Eaton (formerly Cooper Lighting) | NEORAY | S124-DP-2-35-SC-[All Cable Length]-[All Ceiling Type]-0059-[All Circuiting]-1-ED-[All Emergency]-[All Fusings]-1-[All Colors]-[All Options] | Indoor Luminaires | Linear Ambient | Direct Linear Ambient Luminaires | Standard | FALSE | [9 empty] | 42709 | Not Dimmable | Not Dimmable | No |  | 3.1 | 4726.3 | 84.4 | 56 | 8.36 | 0.99 | 3500 | 85
P8SBN5CG | Eaton (formerly Cooper Lighting) | NEORAY | S124-RDP-1-35-SC-[All Cable Length]-[All Ceiling Type]-0047-[All Circuiting]-U-ED-[All Emergency]-[All Fusings]-1-W | Indoor Luminaires | Linear Ambient | Direct Linear Ambient Luminaires | Standard | FALSE | [9 empty] | 42709 | Not Dimmable | Not Dimmable | No |  | 3.1 | 2613 | 88.28 | 29.6 | 8.27 | 0.99 | 3500 | 85
P9MWS8JW | Eaton (formerly Cooper Lighting) | NEORAY | S125-DP-1-35SC-[All Cable Length]-[All Ceiling Type]-0047-[All Circuiting]-U-ED-[All Emergency]-[All Fusings]-1-[All Colors]-[All Options] | Indoor Luminaires | Linear Ambient | Direct Linear Ambient Luminaires | Standard | FALSE | [9 empty] | 42709 | Not Dimmable | Not Dimmable | No |  | 3.1 | 2611 | 88.21 | 29.6 | 8.27 | 0.99 | 3500 | 85
PJ8672DW | Eaton (formerly Cooper Lighting) | NEORAY | S125-DP-1-35SC-[All Cable Length]-[All Ceiling Type]-0047-[All Circuiting]-U-ED-[All Emergency]-[All Fusings]-4-[All Colors]-[All Options] | Indoor Luminaires | Linear Ambient | Direct Linear Ambient Luminaires | Standard | FALSE | [9 empty] | 42709 | Not Dimmable | Not Dimmable | No |  | 3.1 | 2547 | 86.05 | 29.6 | 8.27 | 0.99 | 3500 | 85
P65G2T9W | Eaton (formerly Cooper Lighting) | NEORAY | S125-RDP-1-35SC-[All Cable Length]-[All Ceiling Type]-0047-[All Circuiting]-1-ED-[All Emergency]-[All Fusings]-1-W | Indoor Luminaires | Linear Ambient | Direct Linear Ambient Luminaires | Standard | FALSE | [9 empty] | 42709 | Not Dimmable | Not Dimmable | No |  | 3.1 | 2510 | 84.8 | 29.6 | 8.27 | 0.99 | 3500 | 85
P6ETG3G8 | Eaton (formerly Cooper Lighting) | NEORAY | S124-DP-1-35-SC-[All Cable Length]-[All Ceiling Type]-0047-[All Circuiting]-1-ED-[All Emergency]-[All Fusings]-4-[All Colors]-[All Options] | Indoor Luminaires | Linear Ambient | Direct Linear Ambient Luminaires | Standard | FALSE | [9 empty] | 42709 | Not Dimmable | Not Dimmable | No |  | 3.1 | 2442 | 82.5 | 29.6 | 8.27 | 0.99 | 3500 | 85
P5Y7CZ3F | Eaton (formerly Cooper Lighting) | NEORAY | S124-RDP-1-35-SC-[All Cable Length]-[All Ceiling Type]-0095-[All Circuiting]-U-ED-[All Emergency]-[All Fusings]-1-W | Indoor Luminaires | Linear Ambient | Direct Linear Ambient Luminaires | Standard | FALSE | [9 empty] | 42709 | Not Dimmable | Not Dimmable | No |  | 3.1 | 5281.6 | 87.73 | 60.2 | 8.25 | 0.99 | 3500 | 85
PU8PTMP4 | Eaton (formerly Cooper Lighting) | NEORAY | S125-DP-1-35SC-[All Cable Length]-[All Ceiling Type]-0095-[All Circuiting]-U-ED-[All Emergency]-[All Fusings]-1-[All Colors]-[All Options] | Indoor Luminaires | Linear Ambient | Direct Linear Ambient Luminaires | Standard | FALSE | [9 empty] | 42709 | Not Dimmable | Not Dimmable | No |  | 3.1 | 5277.6 | 87.67 | 60.2 | 8.25 | 0.99 | 3500 | 85
PTX3DQES | Eaton (formerly Cooper Lighting) | NEORAY | S125-DP-1-35SC-[All Cable Length]-[All Ceiling Type]-0095-[All Circuiting]-U-ED-[All Emergency]-[All Fusings]-4-[All Colors]-[All Options] | Indoor Luminaires | Linear Ambient | Direct Linear Ambient Luminaires | Standard | FALSE | [9 empty] | 42709 | Not Dimmable | Not Dimmable | No |  | 3.1 | 5148.2 | 85.52 | 60.2 | 8.25 | 0.99 | 3500 | 85
PHWK6SV5 | Eaton (formerly Cooper Lighting) | NEORAY | S125-RDP-1-35SC-[All Cable Length]-[All Ceiling Type]-0095-[All Circuiting]-1-ED-[All Emergency]-[All Fusings]-1-W | Indoor Luminaires | Linear Ambient | Direct Linear Ambient Luminaires | Standard | FALSE | [9 empty] | 42709 | Not Dimmable | Not Dimmable | No |  | 3.1 | 5073.4 | 84.28 | 60.2 | 8.25 | 0.99 | 3500 | 85
PDA4VUJY | Eaton (formerly Cooper Lighting) | NEORAY | S124-RDP-1-35-SC-[All Cable Length]-[All Ceiling Type]-0059-[All Circuiting]-U-ED-[All Emergency]-[All Fusings]-1-W | Indoor Luminaires | Linear Ambient | Direct Linear Ambient Luminaires | Standard | FALSE | [9 empty] | 42709 | Not Dimmable | Not Dimmable | No |  | 3.1 | 3280.1 | 87.94 | 37.3 | 8.25 | 0.99 | 3500 | 85
PRS2C2RB | Eaton (formerly Cooper Lighting) | NEORAY | S125-DP-1-35SC-[All Cable Length]-[All Ceiling Type]-0059-[All Circuiting]-U-ED-[All Emergency]-[All Fusings]-1-[All Colors]-[All Options] | Indoor Luminaires | Linear Ambient | Direct Linear Ambient Luminaires | Standard | FALSE | [9 empty] | 42709 | Not Dimmable | Not Dimmable | No |  | 3.1 | 3277.6 | 87.87 | 37.3 | 8.25 | 0.99 | 3500 | 85
P643KABQ | Eaton (formerly Cooper Lighting) | NEORAY | S125-DP-1-35SC-[All Cable Length]-[All Ceiling Type]-0059-[All Circuiting]-U-ED-[All Emergency]-[All Fusings]-4-[All Colors]-[All Options] | Indoor Luminaires | Linear Ambient | Direct Linear Ambient Luminaires | Standard | FALSE | [9 empty] | 42709 | Not Dimmable | Not Dimmable | No |  | 3.1 | 3197.3 | 85.72 | 37.3 | 8.25 | 0.99 | 3500 | 85
PMX68CMG | Eaton (formerly Cooper Lighting) | NEORAY | S125-RDP-1-35SC-[All Cable Length]-[All Ceiling Type]-0059-[All Circuiting]-U-ED-[All Emergency]-[All Fusings]-1-W | Indoor Luminaires | Linear Ambient | Direct Linear Ambient Luminaires | Standard | FALSE | [9 empty] | 42709 | Not Dimmable | Not Dimmable | No |  | 3.1 | 3150.9 | 84.47 | 37.3 | 8.25 | 0.99 | 3500 | 85
P8KNZYY9 | Eaton (formerly Cooper Lighting) | NEORAY | S124-RDP-2-35-SC-[All Cable Length]-[All Ceiling Type]-0035-[All Circuiting]-U-ED-[All Emergency]-[All Fusings]-1-W | Indoor Luminaires | Linear Ambient | Direct Linear Ambient Luminaires | Standard | FALSE | [9 empty] | 42709 | Not Dimmable | Not Dimmable | No |  | 3.1 | 3024.8 | 91.66 | 33 | 8.13 | 0.99 | 3500 | 85
PUJUPJSN | Eaton (formerly Cooper Lighting) | NEORAY | S125-DP-2-35SC-[All Cable Length]-[All Ceiling Type]-0035-[All Circuiting]-U-ED-[All Emergency]-[All Fusings]-1-[All Colors]-[All Options] | Indoor Luminaires | Linear Ambient | Direct Linear Ambient Luminaires | Standard | FALSE | [9 empty] | 42709 | Not Dimmable | Not Dimmable | No |  | 3.1 | 2931.1 | 88.82 | 33 | 8.13 | 0.99 | 3500 | 85
PWG3T23K | Eaton (formerly Cooper Lighting) | NEORAY | S125-DP-2-35SC-[All Cable Length]-[All Ceiling Type]-0035-[All Circuiting]-U-ED-[All Emergency]-[All Fusings]-4-[All Colors]-[All Options] | Indoor Luminaires | Linear Ambient | Direct Linear Ambient Luminaires | Standard | FALSE | [9 empty] | 42709 | Not Dimmable | Not Dimmable | No |  | 3.1 | 2859.2 | 86.64 | 33 | 8.13 | 0.99 | 3500 | 85
PVSK2J7T | Eaton (formerly Cooper Lighting) | NEORAY | S124-DP-2-35-SC-[All Cable Length]-[All Ceiling Type]-0035-[All Circuiting]-U-ED-[All Emergency]-[All Fusings]-4-[All Colors]-[All Options] | Indoor Luminaires | Linear Ambient | Direct Linear Ambient Luminaires | Standard | FALSE | [9 empty] | 42709 | Not Dimmable | Not Dimmable | No |  | 3.1 | 2826.9 | 85.66 | 33 | 8.13 | 0.99 | 3500 | 85
PW9Y9J1N | Eaton (formerly Cooper Lighting) | NEORAY | S125-RDP-2-35SC-[All Cable Length]-[All Ceiling Type]-0035-[All Circuiting]-U-ED-[All Emergency]-[All Fusings]-1-W | Indoor Luminaires | Linear Ambient | Direct Linear Ambient Luminaires | Standard | FALSE | [9 empty] | 42709 | Not Dimmable | Not Dimmable | No |  | 3.1 | 2817.7 | 85.38 | 33 | 8.13 | 0.99 | 3500 | 85
PX3ENKBS | Eaton (formerly Cooper Lighting) | NEORAY | S124-DP-2-35-SC-[All Cable Length]-[All Ceiling Type]-0035-[All Circuiting]-U-ED-[All Emergency]-[All Fusings]-1-[All Colors]-[All Options] | Indoor Luminaires | Linear Ambient | Direct Linear Ambient Luminaires | Standard | FALSE | [9 empty] | 42709 | Not Dimmable | Not Dimmable | No |  | 3.1 | 2803.7 | 84.96 | 33 | 8.13 | 0.99 | 3500 | 85
PMKFX2WY | Eaton (formerly Cooper Lighting) | NEORAY | S124-RDP-2-35-SC-[All Cable Length]-[All Ceiling Type]-0071-[All Circuiting]-U-ED-[All Emergency]-[All Fusings]-1-W | Indoor Luminaires | Linear Ambient | Direct Linear Ambient Luminaires | Standard | FALSE | [9 empty] | 42709 | Not Dimmable | Not Dimmable | No |  | 3.1 | 6136.1 | 91.18 | 67.3 | 8.1 | 0.99 | 3500 | 85
P8JYPMPE | Eaton (formerly Cooper Lighting) | NEORAY | S125-DP-2-35SC-[All Cable Length]-[All Ceiling Type]-0071-[All Circuiting]-U-ED-[All Emergency]-[All Fusings]-1-[All Colors]-[All Options] | Indoor Luminaires | Linear Ambient | Direct Linear Ambient Luminaires | Standard | FALSE | [9 empty] | 42709 | Not Dimmable | Not Dimmable | No |  | 3.1 | 5945.9 | 88.35 | 67.3 | 8.1 | 0.99 | 3500 | 85
PDQ9GTEU | Eaton (formerly Cooper Lighting) | NEORAY | S125-DP-2-35SC-[All Cable Length]-[All Ceiling Type]-0071-[All Circuiting]-U-ED-[All Emergency]-[All Fusings]-4-[All Colors]-[All Options] | Indoor Luminaires | Linear Ambient | Direct Linear Ambient Luminaires | Standard | FALSE | [9 empty] | 42709 | Not Dimmable | Not Dimmable | No |  | 3.1 | 5800.1 | 86.18 | 67.3 | 8.1 | 0.99 | 3500 | 85
PSG5PGP4 | Eaton (formerly Cooper Lighting) | NEORAY | S124-DP-2-35-SC-[All Cable Length]-[All Ceiling Type]-0071-[All Circuiting]-U-ED-[All Emergency]-[All Fusings]-4-[All Colors]-[All Options] | Indoor Luminaires | Linear Ambient | Direct Linear Ambient Luminaires | Standard | FALSE | [9 empty] | 42709 | Not Dimmable | Not Dimmable | No |  | 3.1 | 5734.5 | 85.21 | 67.3 | 8.1 | 0.99 | 3500 | 85
PA2S9U2J | Eaton (formerly Cooper Lighting) | NEORAY | S125-RDP-2-35SC-[All Cable Length]-[All Ceiling Type]-0071-[All Circuiting]-U-ED-[All Emergency]-[All Fusings]-1-W | Indoor Luminaires | Linear Ambient | Direct Linear Ambient Luminaires | Standard | FALSE | [9 empty] | 42709 | Not Dimmable | Not Dimmable | No |  | 3.1 | 5715.9 | 84.93 | 67.3 | 8.1 | 0.99 | 3500 | 85
PMUM19TQ | Eaton (formerly Cooper Lighting) | NEORAY | S124-DP-2-35-SC-[All Cable Length]-[All Ceiling Type]-0071-[All Circuiting]-U-ED-[All Emergency]-[All Fusings]-1-[All Colors]-[All Options] | Indoor Luminaires | Linear Ambient | Direct Linear Ambient Luminaires | Standard | FALSE | [9 empty] | 42709 | Not Dimmable | Not Dimmable | No |  | 3.1 | 5687.6 | 84.51 | 67.3 | 8.1 | 0.99 | 3500 | 85
PK7VEZJP | Eaton (formerly Cooper Lighting) | NEORAY | S124-DP-2-35-SC-[All Cable Length]-[All Ceiling Type]-0107-[All Circuiting]-U-ED-[All Emergency]-[All Fusings]-1-[All Colors]-[All Options] | Indoor Luminaires | Linear Ambient | Direct Linear Ambient Luminaires | Standard | FALSE | [9 empty] | 42709 | Not Dimmable | Not Dimmable | No |  | 3.1 | 8571.4 | 85.8 | 99.9 | 7.97 | 0.99 | 3500 | 85
PYTNU19D | Eaton (formerly Cooper Lighting) | NEORAY | S124-RDP-2-35-SC-[All Cable Length]-[All Ceiling Type]-0083-[All Circuiting]-U-ED-[All Emergency]-[All Fusings]-1-W | Indoor Luminaires | Linear Ambient | Direct Linear Ambient Luminaires | Standard | FALSE | [9 empty] | 42709 | Not Dimmable | Not Dimmable | No |  | 3.1 | 7173.2 | 93.16 | 77 | 7.89 | 0.99 | 3500 | 85
PPGR9EB1 | Eaton (formerly Cooper Lighting) | NEORAY | S125-DP-2-35SC-[All Cable Length]-[All Ceiling Type]-0083-[All Circuiting]-U-ED-[All Emergency]-[All Fusings]-1-[All Colors]-[All Options] | Indoor Luminaires | Linear Ambient | Direct Linear Ambient Luminaires | Standard | FALSE | [9 empty] | 42709 | Not Dimmable | Not Dimmable | No |  | 3.1 | 6950.8 | 90.27 | 77 | 7.89 | 0.99 | 3500 | 85
PX7UAFDN | Eaton (formerly Cooper Lighting) | NEORAY | S125-DP-2-35SC-[All Cable Length]-[All Ceiling Type]-0083-[All Circuiting]-U-ED-[All Emergency]-[All Fusings]-4-[All Colors]-[All Options] | Indoor Luminaires | Linear Ambient | Direct Linear Ambient Luminaires | Standard | FALSE | [9 empty] | 42709 | Not Dimmable | Not Dimmable | No |  | 3.1 | 6780.4 | 88.06 | 77 | 7.89 | 0.99 | 3500 | 85
P5T5GS8F | Eaton (formerly Cooper Lighting) | NEORAY | S124-DP-2-35-SC-[All Cable Length]-[All Ceiling Type]-0083-[All Circuiting]-U-ED-[All Emergency]-[All Fusings]-4-[All Colors]-[All Options] | Indoor Luminaires | Linear Ambient | Direct Linear Ambient Luminaires | Standard | FALSE | [9 empty] | 42709 | Not Dimmable | Not Dimmable | No |  | 3.1 | 6703.7 | 87.06 | 77 | 7.89 | 0.99 | 3500 | 85
PWSNNW1U | Eaton (formerly Cooper Lighting) | NEORAY | S125-RDP-2-35SC-[All Cable Length]-[All Ceiling Type]-0083-[All Circuiting]-U-ED-[All Emergency]-[All Fusings]-1-W | Indoor Luminaires | Linear Ambient | Direct Linear Ambient Luminaires | Standard | FALSE | [9 empty] | 42709 | Not Dimmable | Not Dimmable | No |  | 3.1 | 6681.9 | 86.78 | 77 | 7.89 | 0.99 | 3500 | 85
P44XXAFP | Eaton (formerly Cooper Lighting) | NEORAY | S124-DP-2-35-SC-[All Cable Length]-[All Ceiling Type]-0083-[All Circuiting]-U-ED-[All Emergency]-[All Fusings]-1-[All Colors]-[All Options] | Indoor Luminaires | Linear Ambient | Direct Linear Ambient Luminaires | Standard | FALSE | [9 empty] | 42709 | Not Dimmable | Not Dimmable | No |  | 3.1 | 6648.8 | 86.35 | 77 | 7.89 | 0.99 | 3500 | 85
PYPZBZ3Z | Eaton (formerly Cooper Lighting) | NEORAY | S124-RDP-2-35-SC-[All Cable Length]-[All Ceiling Type]-0023-[All Circuiting]-U-ED-[All Emergency]-[All Fusings]-1-W | Indoor Luminaires | Linear Ambient | Direct Linear Ambient Luminaires | Standard | FALSE | [9 empty] | 42709 | Not Dimmable | Not Dimmable | No |  | 3.1 | 1987.7 | 91.6 | 21.7 | 7.32 | 0.99 | 3500 | 85
PJX3QSPS | Eaton (formerly Cooper Lighting) | NEORAY | S125-DP-2-35SC-[All Cable Length]-[All Ceiling Type]-0023-[All Circuiting]-U-ED-[All Emergency]-[All Fusings]-1-[All Colors]-[All Options] | Indoor Luminaires | Linear Ambient | Direct Linear Ambient Luminaires | Standard | FALSE | [9 empty] | 42709 | Not Dimmable | Not Dimmable | No |  | 3.1 | 1926.1 | 88.76 | 21.7 | 7.32 | 0.99 | 3500 | 85
PBCWJCMV | Eaton (formerly Cooper Lighting) | NEORAY | S125-DP-2-35SC-[All Cable Length]-[All Ceiling Type]-0023-[All Circuiting]-1-ED-[All Emergency]-[All Fusings]-4-[All Colors]-[All Options] | Indoor Luminaires | Linear Ambient | Direct Linear Ambient Luminaires | Standard | FALSE | [9 empty] | 42709 | Not Dimmable | Not Dimmable | No |  | 3.1 | 1878.9 | 86.59 | 21.7 | 7.32 | 0.99 | 3500 | 85
PPMNMM3Z | Eaton (formerly Cooper Lighting) | NEORAY | S124-DP-2-35-SC-[All Cable Length]-[All Ceiling Type]-0023-[All Circuiting]-1-ED-[All Emergency]-[All Fusings]-4-[All Colors]-[All Options] | Indoor Luminaires | Linear Ambient | Direct Linear Ambient Luminaires | Standard | FALSE | [9 empty] | 42709 | Not Dimmable | Not Dimmable | No |  | 3.1 | 1857.7 | 85.61 | 21.7 | 7.32 | 0.99 | 3500 | 85
P19NXEXT | Eaton (formerly Cooper Lighting) | NEORAY | S125-RDP-2-35SC-[All Cable Length]-[All Ceiling Type]-0023-[All Circuiting]-1-ED-[All Emergency]-[All Fusings]-1-W | Indoor Luminaires | Linear Ambient | Direct Linear Ambient Luminaires | Standard | FALSE | [9 empty] | 42709 | Not Dimmable | Not Dimmable | No |  | 3.1 | 1851.6 | 85.33 | 21.7 | 7.32 | 0.99 | 3500 | 85
P1H4XQ6Y | Eaton (formerly Cooper Lighting) | NEORAY | S124-DP-2-35-SC-[All Cable Length]-[All Ceiling Type]-0023-[All Circuiting]-1-ED-[All Emergency]-[All Fusings]-1-[All Colors]-[All Options] | Indoor Luminaires | Linear Ambient | Direct Linear Ambient Luminaires | Standard | FALSE | [9 empty] | 42709 | Not Dimmable | Not Dimmable | No |  | 3.1 | 1842.4 | 84.9 | 21.7 | 7.32 | 0.99 | 3500 | 85
PAWXAHMF | Eaton (formerly Cooper Lighting) | NEORAY | S124-RDP-1-35-SC-[All Cable Length]-[All Ceiling Type]-0035-[All Circuiting]-U-ED-[All Emergency]-[All Fusings]-1-W | Indoor Luminaires | Linear Ambient | Direct Linear Ambient Luminaires | Standard | FALSE | [9 empty] | 42709 | Not Dimmable | Not Dimmable | No |  | 3.1 | 1945.9 | 87.65 | 22.2 | 7.28 | 0.99 | 3500 | 85
PYNRETFP | Eaton (formerly Cooper Lighting) | NEORAY | S125-DP-1-35SC-[All Cable Length]-[All Ceiling Type]-0035-[All Circuiting]-U-ED-[All Emergency]-[All Fusings]-1-[All Colors]-[All Options] | Indoor Luminaires | Linear Ambient | Direct Linear Ambient Luminaires | Standard | FALSE | [9 empty] | 42709 | Not Dimmable | Not Dimmable | No |  | 3.1 | 1944.4 | 87.59 | 22.2 | 7.28 | 0.99 | 3500 | 85
P6X2BWNF | Eaton (formerly Cooper Lighting) | NEORAY | S125-DP-1-35SC-[All Cable Length]-[All Ceiling Type]-0035-[All Circuiting]-1-ED-[All Emergency]-[All Fusings]-4-[All Colors]-[All Options] | Indoor Luminaires | Linear Ambient | Direct Linear Ambient Luminaires | Standard | FALSE | [9 empty] | 42709 | Not Dimmable | Not Dimmable | No |  | 3.1 | 1896.7 | 85.44 | 22.2 | 7.28 | 0.99 | 3500 | 85
PNSS8FCD | Eaton (formerly Cooper Lighting) | NEORAY | S125-RDP-1-35SC-[All Cable Length]-[All Ceiling Type]-0035-[All Circuiting]-1-ED-[All Emergency]-[All Fusings]-1-W | Indoor Luminaires | Linear Ambient | Direct Linear Ambient Luminaires | Standard | FALSE | [9 empty] | 42709 | Not Dimmable | Not Dimmable | No |  | 3.1 | 1869.1 | 84.19 | 22.2 | 7.28 | 0.99 | 3500 | 85
PP6TSSS8 | Eaton (formerly Cooper Lighting) | NEORAY | S124-RDP-2-35-SC-[All Cable Length]-[All Ceiling Type]-0095-[All Circuiting]-U-ED-[All Emergency]-[All Fusings]-1-W | Indoor Luminaires | Linear Ambient | Direct Linear Ambient Luminaires | Standard | FALSE | [9 empty] | 42709 | Not Dimmable | Not Dimmable | No |  | 3.1 | 8210.2 | 92.77 | 88.5 | 5.44 | 0.99 | 3500 | 85
PMT1HZH5 | Eaton (formerly Cooper Lighting) | NEORAY | S125-DP-2-35SC-[All Cable Length]-[All Ceiling Type]-0095-[All Circuiting]-U-ED-[All Emergency]-[All Fusings]-1-[All Colors]-[All Options] | Indoor Luminaires | Linear Ambient | Direct Linear Ambient Luminaires | Standard | FALSE | [9 empty] | 42709 | Not Dimmable | Not Dimmable | No |  | 3.1 | 7955.7 | 89.89 | 88.5 | 5.44 | 0.99 | 3500 | 85
PH1NCNSE | Eaton (formerly Cooper Lighting) | NEORAY | S125-DP-2-35SC-[All Cable Length]-[All Ceiling Type]-0095-[All Circuiting]-U-ED-[All Emergency]-[All Fusings]-4-[All Colors]-[All Options] | Indoor Luminaires | Linear Ambient | Direct Linear Ambient Luminaires | Standard | FALSE | [9 empty] | 42709 | Not Dimmable | Not Dimmable | No |  | 3.1 | 7760.7 | 87.69 | 88.5 | 5.44 | 0.99 | 3500 | 85
PWH6RHDV | Eaton (formerly Cooper Lighting) | NEORAY | S124-DP-2-35-SC-[All Cable Length]-[All Ceiling Type]-0095-[All Circuiting]-U-ED-[All Emergency]-[All Fusings]-4-[All Colors]-[All Options] | Indoor Luminaires | Linear Ambient | Direct Linear Ambient Luminaires | Standard | FALSE | [9 empty] | 42709 | Not Dimmable | Not Dimmable | No |  | 3.1 | 7672.9 | 86.7 | 88.5 | 5.44 | 0.99 | 3500 | 85
PZHE82RH | Eaton (formerly Cooper Lighting) | NEORAY | S125-RDP-2-35SC-[All Cable Length]-[All Ceiling Type]-0095-[All Circuiting]-U-ED-[All Emergency]-[All Fusings]-1-W | Indoor Luminaires | Linear Ambient | Direct Linear Ambient Luminaires | Standard | FALSE | [9 empty] | 42709 | Not Dimmable | Not Dimmable | No |  | 3.1 | 7648 | 86.42 | 88.5 | 5.44 | 0.99 | 3500 | 85
P62VJABJ | Eaton (formerly Cooper Lighting) | NEORAY | S124-DP-2-35-SC-[All Cable Length]-[All Ceiling Type]-0095-[All Circuiting]-U-ED-[All Emergency]-[All Fusings]-1-[All Colors]-[All Options] | Indoor Luminaires | Linear Ambient | Direct Linear Ambient Luminaires | Standard | FALSE | [9 empty] | 42709 | Not Dimmable | Not Dimmable | No |  | 3.1 | 7610.1 | 85.99 | 88.5 | 5.44 | 0.99 | 3500 | 85
PP6J367F | Eaton (formerly Cooper Lighting) | NEORAY | S124-DP-1-35-SC-[All Cable Length]-[All Ceiling Type]-0107-[All Circuiting]-1-ED-[All Emergency]-[All Fusings]-4-[All Colors]-[All Options] | Indoor Luminaires | Linear Ambient | Direct Linear Ambient Luminaires | Standard | FALSE | [9 empty] | 42709 | Not Dimmable | Not Dimmable | No |  | 3.1 | 5559.4 | 83.35 | 66.7 | 4.2 | 0.99 | 3500 | 85
PE7C5FX4 | Eaton (formerly Cooper Lighting) | NEORAY | S124-DP-1-35-SC-[All Cable Length]-[All Ceiling Type]-0107-[All Circuiting]-1-ED-[All Emergency]-[All Fusings]-1-[All Colors]-[All Options] | Indoor Luminaires | Linear Ambient | Direct Linear Ambient Luminaires | Standard | FALSE | [9 empty] | 42709 | Not Dimmable | Not Dimmable | No |  | 3.1 | 5513.9 | 82.67 | 66.7 | 4.2 | 0.99 | 3500 | 85
P1QHUAEA | Eaton (formerly Cooper Lighting) | NEORAY | S123-DP-1-35-SC-[All Cable Length]-[All Ceiling Type]-0107-[All Circuiting]-1-ED-[All Emergency]-[All Fusings]-4-[All Colors]-[All Options] | Indoor Luminaires | Linear Ambient | Direct Linear Ambient Luminaires | Standard | FALSE | [9 empty] | 42709 | Not Dimmable | Not Dimmable | No |  | 3.1 | 5502.5 | 82.5 | 66.7 | 4.2 | 0.99 | 3500 | 85
PXD84R1E | Eaton (formerly Cooper Lighting) | NEORAY | S124-RDP-1-35-SC-[All Cable Length]-[All Ceiling Type]-0071-[All Circuiting]-U-ED-[All Emergency]-[All Fusings]-1-W | Indoor Luminaires | Linear Ambient | Direct Linear Ambient Luminaires | Standard | FALSE | [9 empty] | 42709 | Not Dimmable | Not Dimmable | No |  | 3.1 | 3947.3 | 87.14 | 45.3 | 3.28 | 0.99 | 3500 | 85
PC7V2XY5 | Eaton (formerly Cooper Lighting) | NEORAY | S125-DP-1-35SC-[All Cable Length]-[All Ceiling Type]-0071-[All Circuiting]-U-ED-[All Emergency]-[All Fusings]-1-[All Colors]-[All Options] | Indoor Luminaires | Linear Ambient | Direct Linear Ambient Luminaires | Standard | FALSE | [9 empty] | 42709 | Not Dimmable | Not Dimmable | No |  | 3.1 | 3944.3 | 87.07 | 45.3 | 3.28 | 0.99 | 3500 | 85
P22H263Q | Eaton (formerly Cooper Lighting) | NEORAY | S125-DP-1-35SC-[All Cable Length]-[All Ceiling Type]-0071-[All Circuiting]-U-ED-[All Emergency]-[All Fusings]-4-[All Colors]-[All Options] | Indoor Luminaires | Linear Ambient | Direct Linear Ambient Luminaires | Standard | FALSE | [9 empty] | 42709 | Not Dimmable | Not Dimmable | No |  | 3.1 | 3847.6 | 84.94 | 45.3 | 3.28 | 0.99 | 3500 | 85
PENBUGH4 | Eaton (formerly Cooper Lighting) | NEORAY | S125-RDP-1-35SC-[All Cable Length]-[All Ceiling Type]-0071-[All Circuiting]-U-ED-[All Emergency]-[All Fusings]-1-W | Indoor Luminaires | Linear Ambient | Direct Linear Ambient Luminaires | Standard | FALSE | [9 empty] | 42709 | Not Dimmable | Not Dimmable | No |  | 3.1 | 3791.7 | 83.7 | 45.3 | 3.28 | 0.99 | 3500 | 85
PS3WWW6S | Eaton (formerly Cooper Lighting) | NEORAY | S124-RDP-2-35-SC-[All Cable Length]-[All Ceiling Type]-0047-[All Circuiting]-U-ED-[All Emergency]-[All Fusings]-1-W | Indoor Luminaires | Linear Ambient | Direct Linear Ambient Luminaires | Standard | FALSE | [9 empty] | 42709 | Not Dimmable | Not Dimmable | No |  | 3.1 | 4061.9 | 90.87 | 44.7 | 3.27 | 0.99 | 3500 | 85
PY82H68W | Eaton (formerly Cooper Lighting) | NEORAY | S125-DP-2-35SC-[All Cable Length]-[All Ceiling Type]-0047-[All Circuiting]-U-ED-[All Emergency]-[All Fusings]-1-[All Colors]-[All Options] | Indoor Luminaires | Linear Ambient | Direct Linear Ambient Luminaires | Standard | FALSE | [9 empty] | 42709 | Not Dimmable | Not Dimmable | No |  | 3.1 | 3936 | 88.05 | 44.7 | 3.27 | 0.99 | 3500 | 85
PCACEA7H | Eaton (formerly Cooper Lighting) | NEORAY | S125-DP-2-35SC-[All Cable Length]-[All Ceiling Type]-0047-[All Circuiting]-U-ED-[All Emergency]-[All Fusings]-4-[All Colors]-[All Options] | Indoor Luminaires | Linear Ambient | Direct Linear Ambient Luminaires | Standard | FALSE | [9 empty] | 42709 | Not Dimmable | Not Dimmable | No |  | 3.1 | 3839.5 | 85.89 | 44.7 | 3.27 | 0.99 | 3500 | 85
P6SN9NBS | Eaton (formerly Cooper Lighting) | NEORAY | S124-DP-2-35-SC-[All Cable Length]-[All Ceiling Type]-0047-[All Circuiting]-U-ED-[All Emergency]-[All Fusings]-4-[All Colors]-[All Options] | Indoor Luminaires | Linear Ambient | Direct Linear Ambient Luminaires | Standard | FALSE | [9 empty] | 42709 | Not Dimmable | Not Dimmable | No |  | 3.1 | 3796.1 | 84.92 | 44.7 | 3.27 | 0.99 | 3500 | 85
PKE53KH5 | Eaton (formerly Cooper Lighting) | NEORAY | S125-RDP-2-35SC-[All Cable Length]-[All Ceiling Type]-0047-[All Circuiting]-U-ED-[All Emergency]-[All Fusings]-1-W | Indoor Luminaires | Linear Ambient | Direct Linear Ambient Luminaires | Standard | FALSE | [9 empty] | 42709 | Not Dimmable | Not Dimmable | No |  | 3.1 | 3783.7 | 84.65 | 44.7 | 3.27 | 0.99 | 3500 | 85
PYEQTUTQ | Eaton (formerly Cooper Lighting) | NEORAY | S124-DP-2-35-SC-[All Cable Length]-[All Ceiling Type]-0047-[All Circuiting]-U-ED-[All Emergency]-[All Fusings]-1-[All Colors]-[All Options] | Indoor Luminaires | Linear Ambient | Direct Linear Ambient Luminaires | Standard | FALSE | [9 empty] | 42709 | Not Dimmable | Not Dimmable | No |  | 3.1 | 3765 | 84.23 | 44.7 | 3.27 | 0.99 | 3500 | 85
PAN44D9H | Eaton (formerly Cooper Lighting) | NEORAY | S124-RDP-2-35-SC-[All Cable Length]-[All Ceiling Type]-0119-[All Circuiting]-U-DD-[All Emergency]-[All Fusings]-1-W | Indoor Luminaires | Linear Ambient | Direct Linear Ambient Luminaires | Standard | FALSE | [9 empty] | 42709 | Dimmable | Continuous Below 10 | No |  | 3.1 | 10284.4 | 92.07 | 111.7 | 8.23 | 0.99 | 3500 | 85
PN21Z227 | Eaton (formerly Cooper Lighting) | NEORAY | S125-DP-2-35SC-[All Cable Length]-[All Ceiling Type]-0119-[All Circuiting]-U-DD-[All Emergency]-[All Fusings]-1-[All Colors]-[All Options] | Indoor Luminaires | Linear Ambient | Direct Linear Ambient Luminaires | Standard | FALSE | [9 empty] | 42709 | Dimmable | Continuous Below 10 | No |  | 3.1 | 9965.6 | 89.22 | 111.7 | 8.23 | 0.99 | 3500 | 85
PQE8TTSY | Eaton (formerly Cooper Lighting) | NEORAY | S125-DP-2-35SC-[All Cable Length]-[All Ceiling Type]-0119-[All Circuiting]-U-DD-[All Emergency]-[All Fusings]-4-[All Colors]-[All Options] | Indoor Luminaires | Linear Ambient | Direct Linear Ambient Luminaires | Standard | FALSE | [9 empty] | 42709 | Dimmable | Continuous Below 10 | No |  | 3.1 | 9721.3 | 87.03 | 111.7 | 8.23 | 0.99 | 3500 | 85
P8KRV4JT | Eaton (formerly Cooper Lighting) | NEORAY | S124-DP-2-35-SC-[All Cable Length]-[All Ceiling Type]-0119-[All Circuiting]-U-DD-[All Emergency]-[All Fusings]-4-[All Colors]-[All Options] | Indoor Luminaires | Linear Ambient | Direct Linear Ambient Luminaires | Standard | FALSE | [9 empty] | 42709 | Dimmable | Continuous Below 10 | No |  | 3.1 | 9611.4 | 86.05 | 111.7 | 8.23 | 0.99 | 3500 | 85
PTZX7EBV | Eaton (formerly Cooper Lighting) | NEORAY | S125-RDP-2-35SC-[All Cable Length]-[All Ceiling Type]-0119-[All Circuiting]-U-DD-[All Emergency]-[All Fusings]-1-W | Indoor Luminaires | Linear Ambient | Direct Linear Ambient Luminaires | Standard | FALSE | [9 empty] | 42709 | Dimmable | Continuous Below 10 | No |  | 3.1 | 9580.1 | 85.77 | 111.7 | 8.23 | 0.99 | 3500 | 85
P2WF6Z8S | Eaton (formerly Cooper Lighting) | NEORAY | S124-DP-2-35-SC-[All Cable Length]-[All Ceiling Type]-0119-[All Circuiting]-U-DD-[All Emergency]-[All Fusings]-1-[All Colors]-[All Options] | Indoor Luminaires | Linear Ambient | Direct Linear Ambient Luminaires | Standard | FALSE | [9 empty] | 42709 | Dimmable | Continuous Below 10 | No |  | 3.1 | 9532.7 | 85.34 | 111.7 | 8.23 | 0.99 | 3500 | 85
PGTJ1ATN | Eaton (formerly Cooper Lighting) | NEORAY | S124-RDP-2-35-SC-[All Cable Length]-[All Ceiling Type]-0131-[All Circuiting]-U-DD-[All Emergency]-[All Fusings]-1-W | Indoor Luminaires | Linear Ambient | Direct Linear Ambient Luminaires | Standard | FALSE | [9 empty] | 42709 | Dimmable | Continuous Below 10 | No |  | 3.1 | 11321.5 | 92.12 | 122.9 | 8.11 | 0.99 | 3500 | 85
PZVAGYK9 | Eaton (formerly Cooper Lighting) | NEORAY | S125-DP-2-35SC-[All Cable Length]-[All Ceiling Type]-0131-[All Circuiting]-U-DD-[All Emergency]-[All Fusings]-1-[All Colors]-[All Options] | Indoor Luminaires | Linear Ambient | Direct Linear Ambient Luminaires | Standard | FALSE | [9 empty] | 42709 | Dimmable | Continuous Below 10 | No |  | 3.1 | 10970.6 | 89.26 | 122.9 | 8.11 | 0.99 | 3500 | 85
PUJ8QR93 | Eaton (formerly Cooper Lighting) | NEORAY | S125-DP-2-35SC-[All Cable Length]-[All Ceiling Type]-0131-[All Circuiting]-U-DD-[All Emergency]-[All Fusings]-4-[All Colors]-[All Options] | Indoor Luminaires | Linear Ambient | Direct Linear Ambient Luminaires | Standard | FALSE | [9 empty] | 42709 | Dimmable | Continuous Below 10 | No |  | 3.1 | 10701.6 | 87.08 | 122.9 | 8.11 | 0.99 | 3500 | 85
PE1SP2EU | Eaton (formerly Cooper Lighting) | NEORAY | S124-DP-2-35-SC-[All Cable Length]-[All Ceiling Type]-0131-[All Circuiting]-U-DD-[All Emergency]-[All Fusings]-4-[All Colors]-[All Options] | Indoor Luminaires | Linear Ambient | Direct Linear Ambient Luminaires | Standard | FALSE | [9 empty] | 42709 | Dimmable | Continuous Below 10 | No |  | 3.1 | 10580.6 | 86.09 | 122.9 | 8.11 | 0.99 | 3500 | 85
P5E4C1V5 | Eaton (formerly Cooper Lighting) | NEORAY | S125-RDP-2-35SC-[All Cable Length]-[All Ceiling Type]-0131-[All Circuiting]-U-DD-[All Emergency]-[All Fusings]-1-W | Indoor Luminaires | Linear Ambient | Direct Linear Ambient Luminaires | Standard | FALSE | [9 empty] | 42709 | Dimmable | Continuous Below 10 | No |  | 3.1 | 10546.2 | 85.81 | 122.9 | 8.11 | 0.99 | 3500 | 85
PZJ88417 | Eaton (formerly Cooper Lighting) | NEORAY | S124-DP-2-35-SC-[All Cable Length]-[All Ceiling Type]-0131-[All Circuiting]-U-DD-[All Emergency]-[All Fusings]-1-[All Colors]-[All Options] | Indoor Luminaires | Linear Ambient | Direct Linear Ambient Luminaires | Standard | FALSE | [9 empty] | 42709 | Dimmable | Continuous Below 10 | No |  | 3.1 | 10493.9 | 85.39 | 122.9 | 8.11 | 0.99 | 3500 | 85
PGW85U2G | Eaton (formerly Cooper Lighting) | NEORAY | S124-RDP-1-35-SC-[All Cable Length]-[All Ceiling Type]-0143-[All Circuiting]-U-DD-[All Emergency]-[All Fusings]-1-W | Indoor Luminaires | Linear Ambient | Direct Linear Ambient Luminaires | Standard | FALSE | [9 empty] | 42709 | Dimmable | Continuous Below 10 | No |  | 3.1 | 7950.2 | 90.45 | 87.9 | 7.99 | 1 | 3500 | 85
P9G99BTY | Eaton (formerly Cooper Lighting) | NEORAY | S125-DP-1-35SC-[All Cable Length]-[All Ceiling Type]-0143-[All Circuiting]-U-DD-[All Emergency]-[All Fusings]-1-[All Colors]-[All Options] | Indoor Luminaires | Linear Ambient | Direct Linear Ambient Luminaires | Standard | FALSE | [9 empty] | 42709 | Dimmable | Continuous Below 10 | No |  | 3.1 | 7944.1 | 90.38 | 87.9 | 7.99 | 1 | 3500 | 85
PH5BXSBA | Eaton (formerly Cooper Lighting) | NEORAY | S125-DP-1-35SC-[All Cable Length]-[All Ceiling Type]-0143-[All Circuiting]-U-DD-[All Emergency]-[All Fusings]-4-[All Colors]-[All Options] | Indoor Luminaires | Linear Ambient | Direct Linear Ambient Luminaires | Standard | FALSE | [9 empty] | 42709 | Dimmable | Continuous Below 10 | No |  | 3.1 | 7749.4 | 88.16 | 87.9 | 7.99 | 1 | 3500 | 85
PZZWVE4C | Eaton (formerly Cooper Lighting) | NEORAY | S125-RDP-1-35SC-[All Cable Length]-[All Ceiling Type]-0143-[All Circuiting]-U-DD-[All Emergency]-[All Fusings]-1-W | Indoor Luminaires | Linear Ambient | Direct Linear Ambient Luminaires | Standard | FALSE | [9 empty] | 42709 | Dimmable | Continuous Below 10 | No |  | 3.1 | 7636.8 | 86.88 | 87.9 | 7.99 | 1 | 3500 | 85
P49F3KY5 | Eaton (formerly Cooper Lighting) | NEORAY | S124-DP-1-35-SC-[All Cable Length]-[All Ceiling Type]-0143-[All Circuiting]-U-DD-[All Emergency]-[All Fusings]-4-[All Colors]-[All Options] | Indoor Luminaires | Linear Ambient | Direct Linear Ambient Luminaires | Standard | FALSE | [9 empty] | 42709 | Dimmable | Continuous Below 10 | No |  | 3.1 | 7429.9 | 84.53 | 87.9 | 7.99 | 1 | 3500 | 85
PFQW3PRD | Eaton (formerly Cooper Lighting) | NEORAY | S124-DP-1-35-SC-[All Cable Length]-[All Ceiling Type]-0143-[All Circuiting]-U-DD-[All Emergency]-[All Fusings]-1-[All Colors]-[All Options] | Indoor Luminaires | Linear Ambient | Direct Linear Ambient Luminaires | Standard | FALSE | [9 empty] | 42709 | Dimmable | Continuous Below 10 | No |  | 3.1 | 7369.1 | 83.84 | 87.9 | 7.99 | 1 | 3500 | 85
PE1X6Y2R | Eaton (formerly Cooper Lighting) | NEORAY | S123-DP-1-35-SC-[All Cable Length]-[All Ceiling Type]-0143-[All Circuiting]-U-DD-[All Emergency]-[All Fusings]-4-[All Colors]-[All Options] | Indoor Luminaires | Linear Ambient | Direct Linear Ambient Luminaires | Standard | FALSE | [9 empty] | 42709 | Dimmable | Continuous Below 10 | No |  | 3.1 | 7353.9 | 83.66 | 87.9 | 7.99 | 1 | 3500 | 85
P2BUTXS1 | Eaton (formerly Cooper Lighting) | NEORAY | S125-DP-2-35SC-[All Cable Length]-[All Ceiling Type]-0107-[All Circuiting]-U-DD-[All Emergency]-[All Fusings]-1-[All Colors]-[All Options] | Indoor Luminaires | Linear Ambient | Direct Linear Ambient Luminaires | Standard | FALSE | [9 empty] | 42709 | Dimmable | Continuous Below 10 | No |  | 3.1 | 8960.7 | 89.7 | 99.9 | 7.97 | 0.99 | 3500 | 85
PK11Y5CA | Eaton (formerly Cooper Lighting) | NEORAY | S125-DP-2-35SC-[All Cable Length]-[All Ceiling Type]-0107-[All Circuiting]-U-DD-[All Emergency]-[All Fusings]-4-[All Colors]-[All Options] | Indoor Luminaires | Linear Ambient | Direct Linear Ambient Luminaires | Standard | FALSE | [9 empty] | 42709 | Dimmable | Continuous Below 10 | No |  | 3.1 | 8741 | 87.5 | 99.9 | 7.97 | 0.99 | 3500 | 85
PHKUHEBE | Eaton (formerly Cooper Lighting) | NEORAY | S125-RDP-2-35SC-[All Cable Length]-[All Ceiling Type]-0107-[All Circuiting]-U-DD-[All Emergency]-[All Fusings]-1-W | Indoor Luminaires | Linear Ambient | Direct Linear Ambient Luminaires | Standard | FALSE | [9 empty] | 42709 | Dimmable | Continuous Below 10 | No |  | 3.1 | 8614.1 | 86.23 | 99.9 | 7.97 | 0.99 | 3500 | 85
PFNMS4EW | Eaton (formerly Cooper Lighting) | NEORAY | S124-RDP-2-35-SC-[All Cable Length]-[All Ceiling Type]-0143-[All Circuiting]-U-DD-[All Emergency]-[All Fusings]-1-W | Indoor Luminaires | Linear Ambient | Direct Linear Ambient Luminaires | Standard | FALSE | [9 empty] | 42709 | Dimmable | Continuous Below 10 | No |  | 3.1 | 12358.6 | 93.27 | 132.5 | 7.9 | 0.99 | 3500 | 85
PEMS2W8A | Eaton (formerly Cooper Lighting) | NEORAY | S125-DP-2-35SC-[All Cable Length]-[All Ceiling Type]-0143-[All Circuiting]-U-DD-[All Emergency]-[All Fusings]-1-[All Colors]-[All Options] | Indoor Luminaires | Linear Ambient | Direct Linear Ambient Luminaires | Standard | FALSE | [9 empty] | 42709 | Dimmable | Continuous Below 10 | No |  | 3.1 | 11975.5 | 90.38 | 132.5 | 7.9 | 0.99 | 3500 | 85
P3RVWFTP | Eaton (formerly Cooper Lighting) | NEORAY | S125-DP-2-35SC-[All Cable Length]-[All Ceiling Type]-0143-[All Circuiting]-U-DD-[All Emergency]-[All Fusings]-4-[All Colors]-[All Options] | Indoor Luminaires | Linear Ambient | Direct Linear Ambient Luminaires | Standard | FALSE | [9 empty] | 42709 | Dimmable | Continuous Below 10 | No |  | 3.1 | 11681.9 | 88.17 | 132.5 | 7.9 | 0.99 | 3500 | 85
PB6HX6ZQ | Eaton (formerly Cooper Lighting) | NEORAY | S124-DP-2-35-SC-[All Cable Length]-[All Ceiling Type]-0143-[All Circuiting]-U-DD-[All Emergency]-[All Fusings]-4-[All Colors]-[All Options] | Indoor Luminaires | Linear Ambient | Direct Linear Ambient Luminaires | Standard | FALSE | [9 empty] | 42709 | Dimmable | Continuous Below 10 | No |  | 3.1 | 11549.8 | 87.17 | 132.5 | 7.9 | 0.99 | 3500 | 85
PBZH5N1W | Eaton (formerly Cooper Lighting) | NEORAY | S125-RDP-2-35SC-[All Cable Length]-[All Ceiling Type]-0143-[All Circuiting]-U-DD-[All Emergency]-[All Fusings]-1-W | Indoor Luminaires | Linear Ambient | Direct Linear Ambient Luminaires | Standard | FALSE | [9 empty] | 42709 | Dimmable | Continuous Below 10 | No |  | 3.1 | 11512.2 | 86.88 | 132.5 | 7.9 | 0.99 | 3500 | 85
PX2V4QED | Eaton (formerly Cooper Lighting) | NEORAY | S124-DP-2-35-SC-[All Cable Length]-[All Ceiling Type]-0143-[All Circuiting]-U-DD-[All Emergency]-[All Fusings]-1-[All Colors]-[All Options] | Indoor Luminaires | Linear Ambient | Direct Linear Ambient Luminaires | Standard | FALSE | [9 empty] | 42709 | Dimmable | Continuous Below 10 | No |  | 3.1 | 11455.2 | 86.45 | 132.5 | 7.9 | 0.99 | 3500 | 85
PBBRSHQ5 | Eaton (formerly Cooper Lighting) | NEORAY | S124-RDP-1-35-SC-[All Cable Length]-[All Ceiling Type]-0119-[All Circuiting]-U-DD-[All Emergency]-[All Fusings]-1-W | Indoor Luminaires | Linear Ambient | Direct Linear Ambient Luminaires | Standard | FALSE | [9 empty] | 42709 | Dimmable | Continuous Below 10 | No |  | 3.1 | 6615.9 | 87.51 | 75.6 | 5.77 | 0.99 | 3500 | 85
PHADV5XJ | Eaton (formerly Cooper Lighting) | NEORAY | S125-DP-1-35SC-[All Cable Length]-[All Ceiling Type]-0119-[All Circuiting]-U-DD-[All Emergency]-[All Fusings]-1-[All Colors]-[All Options] | Indoor Luminaires | Linear Ambient | Direct Linear Ambient Luminaires | Standard | FALSE | [9 empty] | 42709 | Dimmable | Continuous Below 10 | No |  | 3.1 | 6610.8 | 87.44 | 75.6 | 5.77 | 0.99 | 3500 | 85
PC7Z6VS2 | Eaton (formerly Cooper Lighting) | NEORAY | S125-DP-1-35SC-[All Cable Length]-[All Ceiling Type]-0119-[All Circuiting]-U-DD-[All Emergency]-[All Fusings]-4-[All Colors]-[All Options] | Indoor Luminaires | Linear Ambient | Direct Linear Ambient Luminaires | Standard | FALSE | [9 empty] | 42709 | Dimmable | Continuous Below 10 | No |  | 3.1 | 6448.8 | 85.3 | 75.6 | 5.77 | 0.99 | 3500 | 85
PER7EVJQ | Eaton (formerly Cooper Lighting) | NEORAY | S125-RDP-1-35SC-[All Cable Length]-[All Ceiling Type]-0119-[All Circuiting]-U-DD-[All Emergency]-[All Fusings]-1-W | Indoor Luminaires | Linear Ambient | Direct Linear Ambient Luminaires | Standard | FALSE | [9 empty] | 42709 | Dimmable | Continuous Below 10 | No |  | 3.1 | 6355.1 | 84.06 | 75.6 | 5.77 | 0.99 | 3500 | 85
PM2GZ34Z | Eaton (formerly Cooper Lighting) | NEORAY | S125-RDP-1-35SC-[All Cable Length]-[All Ceiling Type]-0107-[All Circuiting]-U-DD-[All Emergency]-[All Fusings]-1-W | Indoor Luminaires | Linear Ambient | Direct Linear Ambient Luminaires | Standard | FALSE | [9 empty] | 42709 | Dimmable | Continuous Below 10 | No |  | 3.1 | 5714.3 | 85.67 | 66.7 | 4.2 | 0.99 | 3500 | 85
P7DQ4HBC | Eaton (formerly Cooper Lighting) | NEORAY | S124-RDP-1-35-SC-[All Cable Length]-[All Ceiling Type]-0131-[All Circuiting]-U-DD-[All Emergency]-[All Fusings]-1-W | Indoor Luminaires | Linear Ambient | Direct Linear Ambient Luminaires | Standard | FALSE | [9 empty] | 42709 | Dimmable | Continuous Below 10 | No |  | 3.1 | 7283 | 87.33 | 83.4 | 3.87 | 0.99 | 3500 | 85
PWCUTDS9 | Eaton (formerly Cooper Lighting) | NEORAY | S125-DP-1-35SC-[All Cable Length]-[All Ceiling Type]-0131-[All Circuiting]-U-DD-[All Emergency]-[All Fusings]-1-[All Colors]-[All Options] | Indoor Luminaires | Linear Ambient | Direct Linear Ambient Luminaires | Standard | FALSE | [9 empty] | 42709 | Dimmable | Continuous Below 10 | No |  | 3.1 | 7277.5 | 87.26 | 83.4 | 3.87 | 0.99 | 3500 | 85
PH9A2WBP | Eaton (formerly Cooper Lighting) | NEORAY | S125-DP-1-35SC-[All Cable Length]-[All Ceiling Type]-0131-[All Circuiting]-U-DD-[All Emergency]-[All Fusings]-4-[All Colors]-[All Options] | Indoor Luminaires | Linear Ambient | Direct Linear Ambient Luminaires | Standard | FALSE | [9 empty] | 42709 | Dimmable | Continuous Below 10 | No |  | 3.1 | 7099.1 | 85.12 | 83.4 | 3.87 | 0.99 | 3500 | 85
PDN9AABX | Eaton (formerly Cooper Lighting) | NEORAY | S125-RDP-1-35SC-[All Cable Length]-[All Ceiling Type]-0131-[All Circuiting]-U-DD-[All Emergency]-[All Fusings]-1-W | Indoor Luminaires | Linear Ambient | Direct Linear Ambient Luminaires | Standard | FALSE | [9 empty] | 42709 | Dimmable | Continuous Below 10 | No |  | 3.1 | 6996 | 83.88 | 83.4 | 3.87 | 0.99 | 3500 | 85
PFT1WPB3 | Eaton (formerly Cooper Lighting) | NEORAY | S124-RDP-2-30-SC-[All Cable Length]-[All Ceiling Type]-0059-[All Circuiting]-1-ED-[All Emergency]-[All Fusings]-1-W | Indoor Luminaires | Linear Ambient | Direct Linear Ambient Luminaires | Standard | FALSE | [9 empty] | 42709 | Not Dimmable | Not Dimmable | No |  | 3.1 | 4728 | 84.43 | 56 | 8.36 | 0.99 | 3000 | 85
PHJ95DD8 | Eaton (formerly Cooper Lighting) | NEORAY | S124-RDP-2-30-SC-[All Cable Length]-[All Ceiling Type]-0035-[All Circuiting]-U-ED-[All Emergency]-[All Fusings]-1-W | Indoor Luminaires | Linear Ambient | Direct Linear Ambient Luminaires | Standard | FALSE | [9 empty] | 42709 | Not Dimmable | Not Dimmable | No |  | 3.1 | 2804.8 | 84.99 | 33 | 8.13 | 0.99 | 3000 | 85
PHA914GA | Eaton (formerly Cooper Lighting) | NEORAY | S124-RDP-2-30-SC-[All Cable Length]-[All Ceiling Type]-0071-[All Circuiting]-U-ED-[All Emergency]-[All Fusings]-1-W | Indoor Luminaires | Linear Ambient | Direct Linear Ambient Luminaires | Standard | FALSE | [9 empty] | 42709 | Not Dimmable | Not Dimmable | No |  | 3.1 | 5689.7 | 84.54 | 67.3 | 8.1 | 0.99 | 3000 | 85
PZN35QSD | Eaton (formerly Cooper Lighting) | NEORAY | S124-RDP-2-30-SC-[All Cable Length]-[All Ceiling Type]-0083-[All Circuiting]-U-ED-[All Emergency]-[All Fusings]-1-W | Indoor Luminaires | Linear Ambient | Direct Linear Ambient Luminaires | Standard | FALSE | [9 empty] | 42709 | Not Dimmable | Not Dimmable | No |  | 3.1 | 6651.3 | 86.38 | 77 | 7.89 | 0.99 | 3000 | 85
PN3CCJQH | Eaton (formerly Cooper Lighting) | NEORAY | S125-DP-2-30SC-[All Cable Length]-[All Ceiling Type]-0083-[All Circuiting]-1-ED-[All Emergency]-[All Fusings]-1-[All Colors]-[All Options] | Indoor Luminaires | Linear Ambient | Direct Linear Ambient Luminaires | Standard | FALSE | [9 empty] | 42709 | Not Dimmable | Not Dimmable | No |  | 3.1 | 6445.1 | 83.7 | 77 | 7.89 | 0.99 | 3000 | 85
PW8FK58E | Eaton (formerly Cooper Lighting) | NEORAY | S124-RDP-2-30-SC-[All Cable Length]-[All Ceiling Type]-0023-[All Circuiting]-1-ED-[All Emergency]-[All Fusings]-1-W | Indoor Luminaires | Linear Ambient | Direct Linear Ambient Luminaires | Standard | FALSE | [9 empty] | 42709 | Not Dimmable | Not Dimmable | No |  | 3.1 | 1843.1 | 84.94 | 21.7 | 7.32 | 0.99 | 3000 | 85
PRJ6HVCB | Eaton (formerly Cooper Lighting) | NEORAY | S124-RDP-2-30-SC-[All Cable Length]-[All Ceiling Type]-0095-[All Circuiting]-U-ED-[All Emergency]-[All Fusings]-1-W | Indoor Luminaires | Linear Ambient | Direct Linear Ambient Luminaires | Standard | FALSE | [9 empty] | 42709 | Not Dimmable | Not Dimmable | No |  | 3.1 | 7613 | 86.02 | 88.5 | 5.44 | 0.99 | 3000 | 85
P4QF3TY6 | Eaton (formerly Cooper Lighting) | NEORAY | S125-DP-2-30SC-[All Cable Length]-[All Ceiling Type]-0095-[All Circuiting]-U-ED-[All Emergency]-[All Fusings]-1-[All Colors]-[All Options] | Indoor Luminaires | Linear Ambient | Direct Linear Ambient Luminaires | Standard | FALSE | [9 empty] | 42709 | Not Dimmable | Not Dimmable | No |  | 3.1 | 7377 | 83.36 | 88.5 | 5.44 | 0.99 | 3000 | 85
PWQXVCJU | Eaton (formerly Cooper Lighting) | NEORAY | S124-RDP-2-30-SC-[All Cable Length]-[All Ceiling Type]-0047-[All Circuiting]-U-ED-[All Emergency]-[All Fusings]-1-W | Indoor Luminaires | Linear Ambient | Direct Linear Ambient Luminaires | Standard | FALSE | [9 empty] | 42709 | Not Dimmable | Not Dimmable | No |  | 3.1 | 3766.4 | 84.26 | 44.7 | 3.27 | 0.99 | 3000 | 85
P1N5KUPA | Eaton (formerly Cooper Lighting) | NEORAY | S124-RDP-2-30-SC-[All Cable Length]-[All Ceiling Type]-0119-[All Circuiting]-U-DD-[All Emergency]-[All Fusings]-1-W | Indoor Luminaires | Linear Ambient | Direct Linear Ambient Luminaires | Standard | FALSE | [9 empty] | 42709 | Dimmable | Continuous Below 10 | No |  | 3.1 | 9536.2 | 85.37 | 111.7 | 8.23 | 0.99 | 3000 | 85
PP3J8R6T | Eaton (formerly Cooper Lighting) | NEORAY | S125-DP-2-30SC-[All Cable Length]-[All Ceiling Type]-0119-[All Circuiting]-1-DD-[All Emergency]-[All Fusings]-1-[All Colors]-[All Options] | Indoor Luminaires | Linear Ambient | Direct Linear Ambient Luminaires | Standard | FALSE | [9 empty] | 42709 | Dimmable | Continuous Below 10 | No |  | 3.1 | 9240.6 | 82.73 | 111.7 | 8.23 | 0.99 | 3000 | 85
P82DTKEJ | Eaton (formerly Cooper Lighting) | NEORAY | S124-RDP-2-30-SC-[All Cable Length]-[All Ceiling Type]-0131-[All Circuiting]-U-DD-[All Emergency]-[All Fusings]-1-W | Indoor Luminaires | Linear Ambient | Direct Linear Ambient Luminaires | Standard | FALSE | [9 empty] | 42709 | Dimmable | Continuous Below 10 | No |  | 3.1 | 10497.9 | 85.42 | 122.9 | 8.11 | 0.99 | 3000 | 85
PA6Y3VBM | Eaton (formerly Cooper Lighting) | NEORAY | S125-DP-2-30SC-[All Cable Length]-[All Ceiling Type]-0131-[All Circuiting]-1-DD-[All Emergency]-[All Fusings]-1-[All Colors]-[All Options] | Indoor Luminaires | Linear Ambient | Direct Linear Ambient Luminaires | Standard | FALSE | [9 empty] | 42709 | Dimmable | Continuous Below 10 | No |  | 3.1 | 10172.4 | 82.77 | 122.9 | 8.11 | 0.99 | 3000 | 85
PQWVDYVG | Eaton (formerly Cooper Lighting) | NEORAY | S124-RDP-1-30-SC-[All Cable Length]-[All Ceiling Type]-0143-[All Circuiting]-U-DD-[All Emergency]-[All Fusings]-1-W | Indoor Luminaires | Linear Ambient | Direct Linear Ambient Luminaires | Standard | FALSE | [9 empty] | 42709 | Dimmable | Continuous Below 10 | No |  | 3.1 | 7371.8 | 83.87 | 87.9 | 7.99 | 1 | 3000 | 85
PXZVY9GH | Eaton (formerly Cooper Lighting) | NEORAY | S125-DP-1-30SC-[All Cable Length]-[All Ceiling Type]-0143-[All Circuiting]-U-DD-[All Emergency]-[All Fusings]-1-[All Colors]-[All Options] | Indoor Luminaires | Linear Ambient | Direct Linear Ambient Luminaires | Standard | FALSE | [9 empty] | 42709 | Dimmable | Continuous Below 10 | No |  | 3.1 | 7366.2 | 83.8 | 87.9 | 7.99 | 1 | 3000 | 85
PN9M8UTH | Eaton (formerly Cooper Lighting) | NEORAY | S125-DP-2-30SC-[All Cable Length]-[All Ceiling Type]-0107-[All Circuiting]-1-DD-[All Emergency]-[All Fusings]-1-[All Colors]-[All Options] | Indoor Luminaires | Linear Ambient | Direct Linear Ambient Luminaires | Standard | FALSE | [9 empty] | 42709 | Dimmable | Continuous Below 10 | No |  | 3.1 | 8308.8 | 83.17 | 99.9 | 7.97 | 0.99 | 3000 | 85
P2N1BADE | Eaton (formerly Cooper Lighting) | NEORAY | S124-RDP-2-30-SC-[All Cable Length]-[All Ceiling Type]-0143-[All Circuiting]-U-DD-[All Emergency]-[All Fusings]-1-W | Indoor Luminaires | Linear Ambient | Direct Linear Ambient Luminaires | Standard | FALSE | [9 empty] | 42709 | Dimmable | Continuous Below 10 | No |  | 3.1 | 11459.5 | 86.49 | 132.5 | 7.9 | 0.99 | 3000 | 85
PYENA67G | Eaton (formerly Cooper Lighting) | NEORAY | S125-DP-2-30SC-[All Cable Length]-[All Ceiling Type]-0143-[All Circuiting]-1-DD-[All Emergency]-[All Fusings]-1-[All Colors]-[All Options] | Indoor Luminaires | Linear Ambient | Direct Linear Ambient Luminaires | Standard | FALSE | [9 empty] | 42709 | Dimmable | Continuous Below 10 | No |  | 3.1 | 11104.3 | 83.81 | 132.5 | 7.9 | 0.99 | 3000 | 85
PXKCS2UT | Hubbell Lighting | Litecontrol | 67L-P-D-03-BL-uu-30K-D055-D10-1C-UNV-yyy-zz | Indoor Luminaires | Linear Ambient | Direct Linear Ambient Luminaires | Standard | FALSE | [9 empty] | 42709 | Dimmable | Continuous Below 10 | No |  | 4 | 1613.39 | 112.82 | 14.3 | 18.1 | 0.87 | 3048 | 83
PGH23NJU | Hubbell Lighting | Litecontrol | 3L-P-ID-03-SOF-uu-30K-I040-D040-D10-xx-120-yyy-[blankNLW1W2W3W4] | Indoor Luminaires | Linear Ambient | Linear Ambient Luminaires w/ Indirect component | Standard | TRUE | 2395 | 108.9 | 22 | 6.7 | 0.986 | 3027 | 83 | 5 | 50000 | 42709 | Dimmable | Continuous Below 10 | No |  | 4 | 2395 | 109.36 | 21.9 | 6.7 | 0.99 | 3000 | 83
PFWG37QP | Hubbell Lighting | Litecontrol | 3L-P-ID-04-SOF-uu-30K-I070-D070-D10-xx-UNV-yyy-[blankNLW1W2W3W4] | Indoor Luminaires | Linear Ambient | Linear Ambient Luminaires w/ Indirect component | Standard | TRUE | 5560 | 104.9 | 53 | 16.7 | 0.913 | 3031 | 83 | 5 | 50000 | 42709 | Dimmable | Continuous Below 10 | No |  | 4 | 5560 | 105.1 | 52.9 | 16.7 | 0.91 | 3000 | 83
P4MKP4TF | Hubbell Lighting | Litecontrol | 6L-P-ID-06-SOF-uu-40K-I070-D070-D10-xx-UNV-yyy-[blankNLW1W2W3W4] | Indoor Luminaires | Linear Ambient | Linear Ambient Luminaires w/ Indirect component | Standard | FALSE | [9 empty] | 42709 | Dimmable | Continuous Below 10 | No |  | 4 | 9024.38 | 110.59 | 81.6 | 20.2 | 0.87 | 4000 | 84
PMTWT969 | Hubbell Lighting | Litecontrol | 4L-P-ID-06-SOF-uu-40K-I070-D070-D10-xx-UNV-yyy-[blankNLW1W2W3W4] | Indoor Luminaires | Linear Ambient | Linear Ambient Luminaires w/ Indirect component | Standard | FALSE | [9 empty] | 42709 | Dimmable | Continuous Below 10 | No |  | 4 | 8980.81 | 110.06 | 81.6 | 20.2 | 0.87 | 4000 | 84
P3D9GHR2 | Hubbell Lighting | Litecontrol | 3L-P-ID-06-SOF-uu-40K-I070-D070-D10-xx-UNV-yyy-[blankNLW1W2W3W4] | Indoor Luminaires | Linear Ambient | Linear Ambient Luminaires w/ Indirect component | Standard | FALSE | [9 empty] | 42709 | Dimmable | Continuous Below 10 | No |  | 4 | 8715 | 106.8 | 81.6 | 20.2 | 0.87 | 4000 | 84
PDQK1A2K | Hubbell Lighting | Litecontrol | 6L-P-ID-03-SOF-uu-40K-I070-D070-D10-xx-UNV-yyy-[blankNLW1W2W3W4] | Indoor Luminaires | Linear Ambient | Linear Ambient Luminaires w/ Indirect component | Standard | FALSE | [9 empty] | 42709 | Dimmable | Continuous Below 10 | No |  | 4 | 4512.19 | 110.59 | 40.8 | 20.2 | 0.87 | 4000 | 84
PGK3XZXX | Hubbell Lighting | Litecontrol | 4L-P-ID-03-SOF-uu-40K-I070-D070-D10-xx-UNV-yyy-[blankNLW1W2W3W4] | Indoor Luminaires | Linear Ambient | Linear Ambient Luminaires w/ Indirect component | Standard | FALSE | [9 empty] | 42709 | Dimmable | Continuous Below 10 | No |  | 4 | 4490.4 | 110.06 | 40.8 | 20.2 | 0.87 | 4000 | 84
PWTMRWY9 | Hubbell Lighting | Litecontrol | 3L-P-ID-03-SOF-uu-40K-I070-D070-D10-xx-UNV-yyy-[blankNLW1W2W3W4] | Indoor Luminaires | Linear Ambient | Linear Ambient Luminaires w/ Indirect component | Standard | FALSE | [9 empty] | 42709 | Dimmable | Continuous Below 10 | No |  | 4 | 4357.5 | 106.8 | 40.8 | 20.2 | 0.87 | 4000 | 84
PRBZ532H | Hubbell Lighting | Litecontrol | 6L-P-ID-08-SOF-uu-40K-I120-D040-D10-xx-UNV-yyy-[blankNLW1W2W3W4] | Indoor Luminaires | Linear Ambient | Linear Ambient Luminaires w/ Indirect component | Standard | FALSE | [9 empty] | 42709 | Dimmable | Continuous Below 10 | No |  | 4 | 13815.62 | 113.87 | 121.33 | 19.6 | 0.91 | 4000 | 84
P37GMH8S | Hubbell Lighting | Litecontrol | 4L-P-ID-08-SOF-uu-40K-I120-D040-D10-xx-UNV-yyy-[blankNLW1W2W3W4] | Indoor Luminaires | Linear Ambient | Linear Ambient Luminaires w/ Indirect component | Standard | FALSE | [9 empty] | 42709 | Dimmable | Continuous Below 10 | No |  | 4 | 13750.31 | 113.33 | 121.33 | 19.6 | 0.91 | 4000 | 84
P6ZJNRZ2 | Hubbell Lighting | Litecontrol | 3L-P-ID-08-SOF-uu-40K-I120-D040-D10-xx-UNV-yyy-[blankNLW1W2W3W4] | Indoor Luminaires | Linear Ambient | Linear Ambient Luminaires w/ Indirect component | Standard | FALSE | [9 empty] | 42709 | Dimmable | Continuous Below 10 | No |  | 4 | 13577.2 | 111.9 | 121.33 | 19.6 | 0.91 | 4000 | 84
PEBCAMG7 | Hubbell Lighting | Litecontrol | 6L-P-ID-06-SOF-uu-40K-I120-D040-D10-xx-UNV-yyy-[blankNLW1W2W3W4] | Indoor Luminaires | Linear Ambient | Linear Ambient Luminaires w/ Indirect component | Standard | FALSE | [9 empty] | 42709 | Dimmable | Continuous Below 10 | No |  | 4 | 10361.72 | 113.87 | 91 | 19.6 | 0.91 | 4000 | 84
PYBQRZK3 | Hubbell Lighting | Litecontrol | 4L-P-ID-06-SOF-uu-40K-I120-D040-D10-xx-UNV-yyy-[blankNLW1W2W3W4] | Indoor Luminaires | Linear Ambient | Linear Ambient Luminaires w/ Indirect component | Standard | FALSE | [9 empty] | 42709 | Dimmable | Continuous Below 10 | No |  | 4 | 10312.73 | 113.33 | 91 | 19.6 | 0.91 | 4000 | 84
PJSSRKJ8 | Hubbell Lighting | Litecontrol | 3L-P-ID-06-SOF-uu-40K-I120-D040-D10-xx-UNV-yyy-[blankNLW1W2W3W4] | Indoor Luminaires | Linear Ambient | Linear Ambient Luminaires w/ Indirect component | Standard | FALSE | [9 empty] | 42709 | Dimmable | Continuous Below 10 | No |  | 4 | 10182.9 | 111.9 | 91 | 19.6 | 0.91 | 4000 | 84
P7N2UZ6X | Hubbell Lighting | Litecontrol | 6L-P-ID-04-SOF-uu-40K-I120-D040-D10-xx-UNV-yyy-[blankNLW1W2W3W4] | Indoor Luminaires | Linear Ambient | Linear Ambient Luminaires w/ Indirect component | Standard | FALSE | [9 empty] | 42709 | Dimmable | Continuous Below 10 | No |  | 4 | 6907.81 | 113.87 | 60.67 | 19.6 | 0.91 | 4000 | 84
P9JYD3BQ | Hubbell Lighting | Litecontrol | 4L-P-ID-04-SOF-uu-40K-I120-D040-D10-xx-UNV-yyy-[blankNLW1W2W3W4] | Indoor Luminaires | Linear Ambient | Linear Ambient Luminaires w/ Indirect component | Standard | FALSE | [9 empty] | 42709 | Dimmable | Continuous Below 10 | No |  | 4 | 6875.15 | 113.33 | 60.67 | 19.6 | 0.91 | 4000 | 84
PKMA1CF8 | Hubbell Lighting | Litecontrol | 3L-P-ID-04-SOF-uu-40K-I120-D040-D10-xx-UNV-yyy-[blankNLW1W2W3W4] | Indoor Luminaires | Linear Ambient | Linear Ambient Luminaires w/ Indirect component | Standard | FALSE | [9 empty] | 42709 | Dimmable | Continuous Below 10 | No |  | 4 | 6788.6 | 111.9 | 60.67 | 19.6 | 0.91 | 4000 | 84
PQ5JCPN6 | Hubbell Lighting | Litecontrol | 6L-P-ID-03-SOF-uu-40K-I120-D040-D10-xx-UNV-yyy-[blankNLW1W2W3W4] | Indoor Luminaires | Linear Ambient | Linear Ambient Luminaires w/ Indirect component | Standard | FALSE | [9 empty] | 42709 | Dimmable | Continuous Below 10 | No |  | 4 | 5180.86 | 113.87 | 45.5 | 19.6 | 0.91 | 4000 | 84
PNUSZT25 | Hubbell Lighting | Litecontrol | 4L-P-ID-03-SOF-uu-40K-I120-D040-D10-xx-UNV-yyy-[blankNLW1W2W3W4] | Indoor Luminaires | Linear Ambient | Linear Ambient Luminaires w/ Indirect component | Standard | FALSE | [9 empty] | 42709 | Dimmable | Continuous Below 10 | No |  | 4 | 5156.37 | 113.33 | 45.5 | 19.6 | 0.91 | 4000 | 84
PCG5URGU | Hubbell Lighting | Litecontrol | 3L-P-ID-03-SOF-uu-40K-I120-D040-D10-xx-UNV-yyy-[blankNLW1W2W3W4] | Indoor Luminaires | Linear Ambient | Linear Ambient Luminaires w/ Indirect component | Standard | FALSE | [9 empty] | 42709 | Dimmable | Continuous Below 10 | No |  | 4 | 5091.45 | 111.9 | 45.5 | 19.6 | 0.91 | 4000 | 84
PDT9V39E | Hubbell Lighting | Litecontrol | 3L-P-ID-08-SOF-uu-40K-I120-D070-D10-xx-UNV-yyy-[blankNLW1W2W3W4] | Indoor Luminaires | Linear Ambient | Linear Ambient Luminaires w/ Indirect component | Standard | FALSE | [9 empty] | 42709 | Dimmable | Continuous Below 10 | No |  | 4 | 16427.6 | 114.08 | 144 | 16.9 | 0.92 | 4000 | 84
PAZYYYR7 | Hubbell Lighting | Litecontrol | 3L-P-ID-06-SOF-uu-40K-I120-D070-D10-xx-UNV-yyy-[blankNLW1W2W3W4] | Indoor Luminaires | Linear Ambient | Linear Ambient Luminaires w/ Indirect component | Standard | FALSE | [9 empty] | 42709 | Dimmable | Continuous Below 10 | No |  | 4 | 12320.7 | 114.08 | 108 | 16.9 | 0.92 | 4000 | 84
PEZFJ5F1 | Hubbell Lighting | Litecontrol | 3L-P-ID-04-SOF-uu-40K-I120-D070-D10-xx-UNV-yyy-[blankNLW1W2W3W4] | Indoor Luminaires | Linear Ambient | Linear Ambient Luminaires w/ Indirect component | Standard | FALSE | [9 empty] | 42709 | Dimmable | Continuous Below 10 | No |  | 4 | 8213.8 | 114.08 | 72 | 16.9 | 0.92 | 4000 | 84
PDNBHAQU | Hubbell Lighting | Litecontrol | 3L-P-ID-03-SOF-uu-40K-I120-D070-D10-xx-UNV-yyy-[blankNLW1W2W3W4] | Indoor Luminaires | Linear Ambient | Linear Ambient Luminaires w/ Indirect component | Standard | FALSE | [9 empty] | 42709 | Dimmable | Continuous Below 10 | No |  | 4 | 6160.35 | 114.08 | 54 | 16.9 | 0.92 | 4000 | 84
P57XMENS | Hubbell Lighting | Litecontrol | 6L-P-ID-08-SOF-uu-40K-I120-D120-D10-xx-UNV-yyy-[blankNLW1W2W3W4] | Indoor Luminaires | Linear Ambient | Linear Ambient Luminaires w/ Indirect component | Standard | FALSE | [9 empty] | 42709 | Dimmable | Continuous Below 10 | No |  | 4 | 21889.02 | 108.68 | 201.4 | 16.7 | 0.94 | 4000 | 84
PKS1B6QS | Hubbell Lighting | Litecontrol | 4L-P-ID-08-SOF-uu-40K-I120-D120-D10-xx-UNV-yyy-[blankNLW1W2W3W4] | Indoor Luminaires | Linear Ambient | Linear Ambient Luminaires w/ Indirect component | Standard | FALSE | [9 empty] | 42709 | Dimmable | Continuous Below 10 | No |  | 4 | 21783.33 | 108.16 | 201.4 | 16.7 | 0.94 | 4000 | 84
PUW83APH | Hubbell Lighting | Litecontrol | 6L-P-ID-08-SOF-uu-40K-I070-D070-D10-xx-UNV-yyy-[blankNLW1W2W3W4] | Indoor Luminaires | Linear Ambient | Linear Ambient Luminaires w/ Indirect component | Standard | FALSE | [9 empty] | 42709 | Dimmable | Continuous Below 10 | No |  | 4 | 12090.5 | 114.28 | 105.8 | 16.7 | 0.91 | 4000 | 84
PQ6VTVKE | Hubbell Lighting | Litecontrol | 4L-P-ID-08-SOF-uu-40K-I070-D070-D10-xx-UNV-yyy-[blankNLW1W2W3W4] | Indoor Luminaires | Linear Ambient | Linear Ambient Luminaires w/ Indirect component | Standard | FALSE | [9 empty] | 42709 | Dimmable | Continuous Below 10 | No |  | 4 | 12032.12 | 113.73 | 105.8 | 16.7 | 0.91 | 4000 | 84
PXAKN286 | Hubbell Lighting | Litecontrol | 3L-P-ID-08-SOF-uu-40K-I070-D070-D10-xx-UNV-yyy-[blankNLW1W2W3W4] | Indoor Luminaires | Linear Ambient | Linear Ambient Luminaires w/ Indirect component | Standard | FALSE | [9 empty] | 42709 | Dimmable | Continuous Below 10 | No |  | 4 | 11676 | 110.36 | 105.8 | 16.7 | 0.91 | 4000 | 84
P7N4SGZ5 | Hubbell Lighting | Litecontrol | 6L-P-ID-04-SOF-uu-40K-I120-D120-D10-xx-UNV-yyy-[blankNLW1W2W3W4] | Indoor Luminaires | Linear Ambient | Linear Ambient Luminaires w/ Indirect component | Standard | FALSE | [9 empty] | 42709 | Dimmable | Continuous Below 10 | No |  | 4 | 10944.51 | 108.68 | 100.7 | 16.7 | 0.94 | 4000 | 84
PK1C3HJC | Hubbell Lighting | Litecontrol | 4L-P-ID-04-SOF-uu-40K-I120-D120-D10-xx-UNV-yyy-[blankNLW1W2W3W4] | Indoor Luminaires | Linear Ambient | Linear Ambient Luminaires w/ Indirect component | Standard | FALSE | [9 empty] | 42709 | Dimmable | Continuous Below 10 | No |  | 4 | 10891.66 | 108.16 | 100.7 | 16.7 | 0.94 | 4000 | 84
P6HVHQGQ | Hubbell Lighting | Litecontrol | 6L-P-ID-04-SOF-uu-40K-I070-D070-D10-xx-UNV-yyy-[blankNLW1W2W3W4] | Indoor Luminaires | Linear Ambient | Linear Ambient Luminaires w/ Indirect component | Standard | FALSE | [9 empty] | 42709 | Dimmable | Continuous Below 10 | No |  | 4 | 6045.25 | 114.28 | 52.9 | 16.7 | 0.91 | 4000 | 84
P1P3HJWX | Hubbell Lighting | Litecontrol | 4L-P-ID-04-SOF-uu-40K-I070-D070-D10-xx-UNV-yyy-[blankNLW1W2W3W4] | Indoor Luminaires | Linear Ambient | Linear Ambient Luminaires w/ Indirect component | Standard | FALSE | [9 empty] | 42709 | Dimmable | Continuous Below 10 | No |  | 4 | 6016.06 | 113.73 | 52.9 | 16.7 | 0.91 | 4000 | 84
P7QEZ3VT | Hubbell Lighting | Litecontrol | 3L-P-ID-04-SOF-uu-40K-I070-D070-D10-xx-UNV-yyy-[blankNLW1W2W3W4] | Indoor Luminaires | Linear Ambient | Linear Ambient Luminaires w/ Indirect component | Standard | FALSE | [9 empty] | 42709 | Dimmable | Continuous Below 10 | No |  | 4 | 5838 | 110.36 | 52.9 | 16.7 | 0.91 | 4000 | 84
PH71UZ5Y | Hubbell Lighting | Litecontrol | 6L-P-ID-06-SOF-uu-40K-I120-D120-D10-xx-UNV-yyy-[blankNLW1W2W3W4] | Indoor Luminaires | Linear Ambient | Linear Ambient Luminaires w/ Indirect component | Standard | FALSE | [9 empty] | 42709 | Dimmable | Continuous Below 10 | No |  | 4 | 15463.23 | 110.45 | 140 | 16.3 | 0.94 | 4000 | 84
PD4MRPHT | Hubbell Lighting | Litecontrol | 4L-P-ID-06-SOF-uu-40K-I120-D120-D10-xx-UNV-yyy-[blankNLW1W2W3W4] | Indoor Luminaires | Linear Ambient | Linear Ambient Luminaires w/ Indirect component | Standard | FALSE | [9 empty] | 42709 | Dimmable | Continuous Below 10 | No |  | 4 | 15388.56 | 109.92 | 140 | 16.3 | 0.94 | 4000 | 84
PQGU6YPU | Hubbell Lighting | Litecontrol | 3L-P-ID-06-SOF-uu-40K-I120-D120-D10-xx-UNV-yyy-[blankNLW1W2W3W4] | Indoor Luminaires | Linear Ambient | Linear Ambient Luminaires w/ Indirect component | Standard | FALSE | [9 empty] | 42709 | Dimmable | Continuous Below 10 | No |  | 4 | 14933.1 | 106.67 | 140 | 16.3 | 0.94 | 4000 | 84
PW8U7CCX | Hubbell Lighting | Litecontrol | 6L-P-ID-03-SOF-uu-40K-I120-D120-D10-xx-UNV-yyy-[blankNLW1W2W3W4] | Indoor Luminaires | Linear Ambient | Linear Ambient Luminaires w/ Indirect component | Standard | FALSE | [9 empty] | 42709 | Dimmable | Continuous Below 10 | No |  | 4 | 7731.61 | 110.45 | 70 | 16.3 | 0.94 | 4000 | 84
PZGYTSDG | Hubbell Lighting | Litecontrol | 4L-P-ID-03-SOF-uu-40K-I120-D120-D10-xx-UNV-yyy-[blankNLW1W2W3W4] | Indoor Luminaires | Linear Ambient | Linear Ambient Luminaires w/ Indirect component | Standard | FALSE | [9 empty] | 42709 | Dimmable | Continuous Below 10 | No |  | 4 | 7694.28 | 109.92 | 70 | 16.3 | 0.94 | 4000 | 84
PW8DADTU | Hubbell Lighting | Litecontrol | 3L-P-ID-03-SOF-uu-40K-I120-D120-D10-xx-UNV-yyy-[blankNLW1W2W3W4] | Indoor Luminaires | Linear Ambient | Linear Ambient Luminaires w/ Indirect component | Standard | FALSE | [9 empty] | 42709 | Dimmable | Continuous Below 10 | No |  | 4 | 7466.55 | 106.67 | 70 | 16.3 | 0.94 | 4000 | 84
P54YZM3T | Hubbell Lighting | Litecontrol | 6L-P-ID-06-SOF-uu-40K-I040-D040-D10-xx-120-yyy-[blankNLW1W2W3W4] | Indoor Luminaires | Linear Ambient | Linear Ambient Luminaires w/ Indirect component | Standard | FALSE | [9 empty] | 42709 | Dimmable | Continuous Below 10 | No |  | 4 | 5208.05 | 118.91 | 43.8 | 6.7 | 0.99 | 4000 | 84
PC7X1NV2 | Hubbell Lighting | Litecontrol | 4L-P-ID-06-SOF-uu-40K-I040-D040-D10-xx-120-yyy-[blankNLW1W2W3W4] | Indoor Luminaires | Linear Ambient | Linear Ambient Luminaires w/ Indirect component | Standard | FALSE | [9 empty] | 42709 | Dimmable | Continuous Below 10 | No |  | 4 | 5182.9 | 118.33 | 43.8 | 6.7 | 0.99 | 4000 | 84
PPCMSM5F | Hubbell Lighting | Litecontrol | 3L-P-ID-06-SOF-uu-40K-I040-D040-D10-xx-120-yyy-[blankNLW1W2W3W4] | Indoor Luminaires | Linear Ambient | Linear Ambient Luminaires w/ Indirect component | Standard | FALSE | [9 empty] | 42709 | Dimmable | Continuous Below 10 | No |  | 4 | 5029.5 | 114.83 | 43.8 | 6.7 | 0.99 | 4000 | 84
P9PFMMXC | Hubbell Lighting | Litecontrol | 6L-P-ID-03-SOF-uu-40K-I040-D040-D10-xx-120-yyy-[blankNLW1W2W3W4] | Indoor Luminaires | Linear Ambient | Linear Ambient Luminaires w/ Indirect component | Standard | FALSE | [9 empty] | 42709 | Dimmable | Continuous Below 10 | No |  | 4 | 2604.02 | 118.91 | 21.9 | 6.7 | 0.99 | 4000 | 84
PAEQCDSN | Hubbell Lighting | Litecontrol | 4L-P-ID-03-SOF-uu-40K-I040-D040-D10-xx-120-yyy-[blankNLW1W2W3W4] | Indoor Luminaires | Linear Ambient | Linear Ambient Luminaires w/ Indirect component | Standard | FALSE | [9 empty] | 42709 | Dimmable | Continuous Below 10 | No |  | 4 | 2591.45 | 118.33 | 21.9 | 6.7 | 0.99 | 4000 | 84
PGGJ3NRG | Hubbell Lighting | Litecontrol | 3L-P-ID-03-SOF-uu-40K-I040-D040-D10-xx-120-yyy-[blankNLW1W2W3W4] | Indoor Luminaires | Linear Ambient | Linear Ambient Luminaires w/ Indirect component | Standard | FALSE | [9 empty] | 42709 | Dimmable | Continuous Below 10 | No |  | 4 | 2514.75 | 114.83 | 21.9 | 6.7 | 0.99 | 4000 | 84
PVEGYV71 | Hubbell Lighting | Litecontrol | 3L-P-ID-08-SOF-uu-40K-I070-D040-D10-xx-120-yyy-[blankNLW1W2W3W4] | Indoor Luminaires | Linear Ambient | Linear Ambient Luminaires w/ Indirect component | Standard | FALSE | [9 empty] | 42709 | Dimmable | Continuous Below 10 | No |  | 4 | 9324 | 120.57 | 77.33 | 6 | 0.99 | 4000 | 84
PQT1BUE5 | Hubbell Lighting | Litecontrol | 3L-P-ID-06-SOF-uu-40K-I070-D040-D10-xx-120-yyy-[blankNLW1W2W3W4] | Indoor Luminaires | Linear Ambient | Linear Ambient Luminaires w/ Indirect component | Standard | FALSE | [9 empty] | 42709 | Dimmable | Continuous Below 10 | No |  | 4 | 6993 | 120.57 | 58 | 6 | 0.99 | 4000 | 84
PR1P5YY3 | Hubbell Lighting | Litecontrol | 3L-P-ID-04-SOF-uu-40K-I070-D040-D10-xx-120-yyy-[blankNLW1W2W3W4] | Indoor Luminaires | Linear Ambient | Linear Ambient Luminaires w/ Indirect component | Standard | FALSE | [9 empty] | 42709 | Dimmable | Continuous Below 10 | No |  | 4 | 4662 | 120.57 | 38.67 | 6 | 0.99 | 4000 | 84
PXDXMJVH | Hubbell Lighting | Litecontrol | 3L-P-ID-03-SOF-uu-40K-I070-D040-D10-xx-120-yyy-[blankNLW1W2W3W4] | Indoor Luminaires | Linear Ambient | Linear Ambient Luminaires w/ Indirect component | Standard | FALSE | [9 empty] | 42709 | Dimmable | Continuous Below 10 | No |  | 4 | 3496.5 | 120.57 | 29 | 6 | 0.99 | 4000 | 84
PZJV849B | Hubbell Lighting | Litecontrol | 6L-P-ID-08-SOF-uu-40K-I040-D040-D10-xx-120-yyy-[blankNLW1W2W3W4] | Indoor Luminaires | Linear Ambient | Linear Ambient Luminaires w/ Indirect component | Standard | FALSE | [9 empty] | 42709 | Dimmable | Continuous Below 10 | No |  | 4 | 7015.1 | 123.07 | 57 | 5.7 | 0.99 | 4000 | 84
PSFCJWFV | Hubbell Lighting | Litecontrol | 4L-P-ID-08-SOF-uu-40K-I040-D040-D10-xx-120-yyy-[blankNLW1W2W3W4] | Indoor Luminaires | Linear Ambient | Linear Ambient Luminaires w/ Indirect component | Standard | FALSE | [9 empty] | 42709 | Dimmable | Continuous Below 10 | No |  | 4 | 6981.23 | 122.48 | 57 | 5.7 | 0.99 | 4000 | 84
PAWN3CSH | Hubbell Lighting | Litecontrol | 3L-P-ID-08-SOF-uu-40K-I040-D040-D10-xx-120-yyy-[blankNLW1W2W3W4] | Indoor Luminaires | Linear Ambient | Linear Ambient Luminaires w/ Indirect component | Standard | FALSE | [9 empty] | 42709 | Dimmable | Continuous Below 10 | No |  | 4 | 6774.6 | 118.85 | 57 | 5.7 | 0.99 | 4000 | 84
P6E8B6QE | Hubbell Lighting | Litecontrol | 6L-P-ID-04-SOF-uu-40K-I040-D040-D10-xx-120-yyy-[blankNLW1W2W3W4] | Indoor Luminaires | Linear Ambient | Linear Ambient Luminaires w/ Indirect component | Standard | FALSE | [9 empty] | 42709 | Dimmable | Continuous Below 10 | No |  | 4 | 3507.55 | 123.07 | 28.5 | 5.7 | 0.99 | 4000 | 84
P2K8G52Y | Hubbell Lighting | Litecontrol | 4L-P-ID-04-SOF-uu-40K-I040-D040-D10-xx-120-yyy-[blankNLW1W2W3W4] | Indoor Luminaires | Linear Ambient | Linear Ambient Luminaires w/ Indirect component | Standard | FALSE | [9 empty] | 42709 | Dimmable | Continuous Below 10 | No |  | 4 | 3490.61 | 122.48 | 28.5 | 5.7 | 0.99 | 4000 | 84
PVBZ6P18 | Hubbell Lighting | Litecontrol | 3L-P-ID-04-SOF-uu-40K-I040-D040-D10-xx-120-yyy-[blankNLW1W2W3W4] | Indoor Luminaires | Linear Ambient | Linear Ambient Luminaires w/ Indirect component | Standard | FALSE | [9 empty] | 42709 | Dimmable | Continuous Below 10 | No |  | 4 | 3387.3 | 118.85 | 28.5 | 5.7 | 0.99 | 4000 | 84
PGBZR4N3 | Hubbell Lighting | Litecontrol | 6L-P-ID-06-SOF-uu-35K-I070-D070-D10-xx-UNV-yyy-[blankNLW1W2W3W4] | Indoor Luminaires | Linear Ambient | Linear Ambient Luminaires w/ Indirect component | Standard | FALSE | [9 empty] | 42709 | Dimmable | Continuous Below 10 | No |  | 4 | 8809.52 | 107.96 | 81.6 | 20.2 | 0.87 | 3500 | 83
PEDDRUG9 | Hubbell Lighting | Litecontrol | 4L-P-ID-06-SOF-uu-35K-I070-D070-D10-xx-UNV-yyy-[blankNLW1W2W3W4] | Indoor Luminaires | Linear Ambient | Linear Ambient Luminaires w/ Indirect component | Standard | FALSE | [9 empty] | 42709 | Dimmable | Continuous Below 10 | No |  | 4 | 8766.98 | 107.44 | 81.6 | 20.2 | 0.87 | 3500 | 83
P2R1ETWB | Hubbell Lighting | Litecontrol | 6L-P-ID-03-SOF-uu-35K-I070-D070-D10-xx-UNV-yyy-[blankNLW1W2W3W4] | Indoor Luminaires | Linear Ambient | Linear Ambient Luminaires w/ Indirect component | Standard | FALSE | [9 empty] | 42709 | Dimmable | Continuous Below 10 | No |  | 4 | 4404.76 | 107.96 | 40.8 | 20.2 | 0.87 | 3500 | 83
PG4YVYR2 | Hubbell Lighting | Litecontrol | 4L-P-ID-03-SOF-uu-35K-I070-D070-D10-xx-UNV-yyy-[blankNLW1W2W3W4] | Indoor Luminaires | Linear Ambient | Linear Ambient Luminaires w/ Indirect component | Standard | FALSE | [9 empty] | 42709 | Dimmable | Continuous Below 10 | No |  | 4 | 4383.49 | 107.44 | 40.8 | 20.2 | 0.87 | 3500 | 83
P3SK3XT7 | Hubbell Lighting | Litecontrol | 6L-P-ID-08-SOF-uu-35K-I120-D040-D10-xx-UNV-yyy-[blankNLW1W2W3W4] | Indoor Luminaires | Linear Ambient | Linear Ambient Luminaires w/ Indirect component | Standard | FALSE | [9 empty] | 42709 | Dimmable | Continuous Below 10 | No |  | 4 | 13486.68 | 111.15 | 121.33 | 19.6 | 0.91 | 3500 | 83
PXJG2B7C | Hubbell Lighting | Litecontrol | 4L-P-ID-08-SOF-uu-35K-I120-D040-D10-xx-UNV-yyy-[blankNLW1W2W3W4] | Indoor Luminaires | Linear Ambient | Linear Ambient Luminaires w/ Indirect component | Standard | FALSE | [9 empty] | 42709 | Dimmable | Continuous Below 10 | No |  | 4 | 13422.92 | 110.63 | 121.33 | 19.6 | 0.91 | 3500 | 83
PSEDSVTP | Hubbell Lighting | Litecontrol | 3L-P-ID-08-SOF-uu-35K-I120-D040-D10-xx-UNV-yyy-[blankNLW1W2W3W4] | Indoor Luminaires | Linear Ambient | Linear Ambient Luminaires w/ Indirect component | Standard | FALSE | [9 empty] | 42709 | Dimmable | Continuous Below 10 | No |  | 4 | 13253.93 | 109.24 | 121.33 | 19.6 | 0.91 | 3500 | 83
PUE266NX | Hubbell Lighting | Litecontrol | 6L-P-ID-06-SOF-uu-35K-I120-D040-D10-xx-UNV-yyy-[blankNLW1W2W3W4] | Indoor Luminaires | Linear Ambient | Linear Ambient Luminaires w/ Indirect component | Standard | FALSE | [9 empty] | 42709 | Dimmable | Continuous Below 10 | No |  | 4 | 10115.01 | 111.15 | 91 | 19.6 | 0.91 | 3500 | 83
PXHJN2HH | Hubbell Lighting | Litecontrol | 4L-P-ID-06-SOF-uu-35K-I120-D040-D10-xx-UNV-yyy-[blankNLW1W2W3W4] | Indoor Luminaires | Linear Ambient | Linear Ambient Luminaires w/ Indirect component | Standard | FALSE | [9 empty] | 42709 | Dimmable | Continuous Below 10 | No |  | 4 | 10067.19 | 110.63 | 91 | 19.6 | 0.91 | 3500 | 83
PSCTSXRS | Hubbell Lighting | Litecontrol | 3L-P-ID-06-SOF-uu-35K-I120-D040-D10-xx-UNV-yyy-[blankNLW1W2W3W4] | Indoor Luminaires | Linear Ambient | Linear Ambient Luminaires w/ Indirect component | Standard | FALSE | [9 empty] | 42709 | Dimmable | Continuous Below 10 | No |  | 4 | 9940.45 | 109.24 | 91 | 19.6 | 0.91 | 3500 | 83
P3V6FYTG | Hubbell Lighting | Litecontrol | 6L-P-ID-04-SOF-uu-35K-I120-D040-D10-xx-UNV-yyy-[blankNLW1W2W3W4] | Indoor Luminaires | Linear Ambient | Linear Ambient Luminaires w/ Indirect component | Standard | FALSE | [9 empty] | 42709 | Dimmable | Continuous Below 10 | No |  | 4 | 6743.34 | 111.15 | 60.67 | 19.6 | 0.91 | 3500 | 83
P61MWNU8 | Hubbell Lighting | Litecontrol | 4L-P-ID-04-SOF-uu-35K-I120-D040-D10-xx-UNV-yyy-[blankNLW1W2W3W4] | Indoor Luminaires | Linear Ambient | Linear Ambient Luminaires w/ Indirect component | Standard | FALSE | [9 empty] | 42709 | Dimmable | Continuous Below 10 | No |  | 4 | 6711.46 | 110.63 | 60.67 | 19.6 | 0.91 | 3500 | 83
PEQNZ2FD | Hubbell Lighting | Litecontrol | 3L-P-ID-04-SOF-uu-35K-I120-D040-D10-xx-UNV-yyy-[blankNLW1W2W3W4] | Indoor Luminaires | Linear Ambient | Linear Ambient Luminaires w/ Indirect component | Standard | FALSE | [9 empty] | 42709 | Dimmable | Continuous Below 10 | No |  | 4 | 6626.97 | 109.24 | 60.67 | 19.6 | 0.91 | 3500 | 83
PDUZU3Q5 | Hubbell Lighting | Litecontrol | 6L-P-ID-03-SOF-uu-35K-I120-D040-D10-xx-UNV-yyy-[blankNLW1W2W3W4] | Indoor Luminaires | Linear Ambient | Linear Ambient Luminaires w/ Indirect component | Standard | FALSE | [9 empty] | 42709 | Dimmable | Continuous Below 10 | No |  | 4 | 5057.5 | 111.15 | 45.5 | 19.6 | 0.91 | 3500 | 83
P7KT11GC | Hubbell Lighting | Litecontrol | 4L-P-ID-03-SOF-uu-35K-I120-D040-D10-xx-UNV-yyy-[blankNLW1W2W3W4] | Indoor Luminaires | Linear Ambient | Linear Ambient Luminaires w/ Indirect component | Standard | FALSE | [9 empty] | 42709 | Dimmable | Continuous Below 10 | No |  | 4 | 5033.6 | 110.63 | 45.5 | 19.6 | 0.91 | 3500 | 83
PCSYHHSZ | Hubbell Lighting | Litecontrol | 3L-P-ID-03-SOF-uu-35K-I120-D040-D10-xx-UNV-yyy-[blankNLW1W2W3W4] | Indoor Luminaires | Linear Ambient | Linear Ambient Luminaires w/ Indirect component | Standard | FALSE | [9 empty] | 42709 | Dimmable | Continuous Below 10 | No |  | 4 | 4970.23 | 109.24 | 45.5 | 19.6 | 0.91 | 3500 | 83
PE7K4958 | Hubbell Lighting | Litecontrol | 3L-P-ID-08-SOF-uu-35K-I120-D070-D10-xx-UNV-yyy-[blankNLW1W2W3W4] | Indoor Luminaires | Linear Ambient | Linear Ambient Luminaires w/ Indirect component | Standard | FALSE | [9 empty] | 42709 | Dimmable | Continuous Below 10 | No |  | 4 | 16036.47 | 111.36 | 144 | 16.9 | 0.92 | 3500 | 83
PFC7E5P9 | Hubbell Lighting | Litecontrol | 3L-P-ID-06-SOF-uu-35K-I120-D070-D10-xx-UNV-yyy-[blankNLW1W2W3W4] | Indoor Luminaires | Linear Ambient | Linear Ambient Luminaires w/ Indirect component | Standard | FALSE | [9 empty] | 42709 | Dimmable | Continuous Below 10 | No |  | 4 | 12027.35 | 111.36 | 108 | 16.9 | 0.92 | 3500 | 83
P87CYX34 | Hubbell Lighting | Litecontrol | 3L-P-ID-04-SOF-uu-35K-I120-D070-D10-xx-UNV-yyy-[blankNLW1W2W3W4] | Indoor Luminaires | Linear Ambient | Linear Ambient Luminaires w/ Indirect component | Standard | FALSE | [9 empty] | 42709 | Dimmable | Continuous Below 10 | No |  | 4 | 8018.23 | 111.36 | 72 | 16.9 | 0.92 | 3500 | 83
PW7XTNC8 | Hubbell Lighting | Litecontrol | 3L-P-ID-03-SOF-uu-35K-I120-D070-D10-xx-UNV-yyy-[blankNLW1W2W3W4] | Indoor Luminaires | Linear Ambient | Linear Ambient Luminaires w/ Indirect component | Standard | FALSE | [9 empty] | 42709 | Dimmable | Continuous Below 10 | No |  | 4 | 6013.68 | 111.36 | 54 | 16.9 | 0.92 | 3500 | 83
PE8JU5RN | Hubbell Lighting | Litecontrol | 6L-P-ID-08-SOF-uu-35K-I120-D120-D10-xx-UNV-yyy-[blankNLW1W2W3W4] | Indoor Luminaires | Linear Ambient | Linear Ambient Luminaires w/ Indirect component | Standard | FALSE | [9 empty] | 42709 | Dimmable | Continuous Below 10 | No |  | 4 | 21367.85 | 106.1 | 201.4 | 16.7 | 0.94 | 3500 | 83
P8FQ8BTC | Hubbell Lighting | Litecontrol | 4L-P-ID-08-SOF-uu-35K-I120-D120-D10-xx-UNV-yyy-[blankNLW1W2W3W4] | Indoor Luminaires | Linear Ambient | Linear Ambient Luminaires w/ Indirect component | Standard | FALSE | [9 empty] | 42709 | Dimmable | Continuous Below 10 | No |  | 4 | 21264.68 | 105.58 | 201.4 | 16.7 | 0.94 | 3500 | 83
PDNSWNJM | Hubbell Lighting | Litecontrol | 6L-P-ID-08-SOF-uu-35K-I070-D070-D10-xx-UNV-yyy-[blankNLW1W2W3W4] | Indoor Luminaires | Linear Ambient | Linear Ambient Luminaires w/ Indirect component | Standard | FALSE | [9 empty] | 42709 | Dimmable | Continuous Below 10 | No |  | 4 | 11802.63 | 111.56 | 105.8 | 16.7 | 0.91 | 3500 | 83
PP76PA1D | Hubbell Lighting | Litecontrol | 4L-P-ID-08-SOF-uu-35K-I070-D070-D10-xx-UNV-yyy-[blankNLW1W2W3W4] | Indoor Luminaires | Linear Ambient | Linear Ambient Luminaires w/ Indirect component | Standard | FALSE | [9 empty] | 42709 | Dimmable | Continuous Below 10 | No |  | 4 | 11745.64 | 111.02 | 105.8 | 16.7 | 0.91 | 3500 | 83
PWGDW7M5 | Hubbell Lighting | Litecontrol | 3L-P-ID-08-SOF-uu-35K-I070-D070-D10-xx-UNV-yyy-[blankNLW1W2W3W4] | Indoor Luminaires | Linear Ambient | Linear Ambient Luminaires w/ Indirect component | Standard | FALSE | [9 empty] | 42709 | Dimmable | Continuous Below 10 | No |  | 4 | 11398 | 107.73 | 105.8 | 16.7 | 0.91 | 3500 | 83
PMSKCF69 | Hubbell Lighting | Litecontrol | 6L-P-ID-04-SOF-uu-35K-I120-D120-D10-xx-UNV-yyy-[blankNLW1W2W3W4] | Indoor Luminaires | Linear Ambient | Linear Ambient Luminaires w/ Indirect component | Standard | FALSE | [9 empty] | 42709 | Dimmable | Continuous Below 10 | No |  | 4 | 10683.93 | 106.1 | 100.7 | 16.7 | 0.94 | 3500 | 83
PMWYE3KB | Hubbell Lighting | Litecontrol | 4L-P-ID-04-SOF-uu-35K-I120-D120-D10-xx-UNV-yyy-[blankNLW1W2W3W4] | Indoor Luminaires | Linear Ambient | Linear Ambient Luminaires w/ Indirect component | Standard | FALSE | [9 empty] | 42709 | Dimmable | Continuous Below 10 | No |  | 4 | 10632.34 | 105.58 | 100.7 | 16.7 | 0.94 | 3500 | 83
P71FMKHN | Hubbell Lighting | Litecontrol | 6L-P-ID-04-SOF-uu-35K-I070-D070-D10-xx-UNV-yyy-[blankNLW1W2W3W4] | Indoor Luminaires | Linear Ambient | Linear Ambient Luminaires w/ Indirect component | Standard | FALSE | [9 empty] | 42709 | Dimmable | Continuous Below 10 | No |  | 4 | 5901.31 | 111.56 | 52.9 | 16.7 | 0.91 | 3500 | 83
PC4HHC6U | Hubbell Lighting | Litecontrol | 4L-P-ID-04-SOF-uu-35K-I070-D070-D10-xx-UNV-yyy-[blankNLW1W2W3W4] | Indoor Luminaires | Linear Ambient | Linear Ambient Luminaires w/ Indirect component | Standard | FALSE | [9 empty] | 42709 | Dimmable | Continuous Below 10 | No |  | 4 | 5872.82 | 111.02 | 52.9 | 16.7 | 0.91 | 3500 | 83
P5UD4QCB | Hubbell Lighting | Litecontrol | 3L-P-ID-04-SOF-uu-35K-I070-D070-D10-xx-UNV-yyy-[blankNLW1W2W3W4] | Indoor Luminaires | Linear Ambient | Linear Ambient Luminaires w/ Indirect component | Standard | FALSE | [9 empty] | 42709 | Dimmable | Continuous Below 10 | No |  | 4 | 5699 | 107.73 | 52.9 | 16.7 | 0.91 | 3500 | 83
PSPMTKMK | Hubbell Lighting | Litecontrol | 6L-P-ID-06-SOF-uu-35K-I120-D120-D10-xx-UNV-yyy-[blankNLW1W2W3W4] | Indoor Luminaires | Linear Ambient | Linear Ambient Luminaires w/ Indirect component | Standard | FALSE | [9 empty] | 42709 | Dimmable | Continuous Below 10 | No |  | 4 | 15095.05 | 107.82 | 140 | 16.3 | 0.94 | 3500 | 83
PA5FW4VV | Hubbell Lighting | Litecontrol | 4L-P-ID-06-SOF-uu-35K-I120-D120-D10-xx-UNV-yyy-[blankNLW1W2W3W4] | Indoor Luminaires | Linear Ambient | Linear Ambient Luminaires w/ Indirect component | Standard | FALSE | [9 empty] | 42709 | Dimmable | Continuous Below 10 | No |  | 4 | 15022.17 | 107.3 | 140 | 16.3 | 0.94 | 3500 | 83
P96WM52P | Hubbell Lighting | Litecontrol | 6L-P-ID-03-SOF-uu-35K-I120-D120-D10-xx-UNV-yyy-[blankNLW1W2W3W4] | Indoor Luminaires | Linear Ambient | Linear Ambient Luminaires w/ Indirect component | Standard | FALSE | [9 empty] | 42709 | Dimmable | Continuous Below 10 | No |  | 4 | 7547.53 | 107.82 | 70 | 16.3 | 0.94 | 3500 | 83
PFR2EA9D | Hubbell Lighting | Litecontrol | 4L-P-ID-03-SOF-uu-35K-I120-D120-D10-xx-UNV-yyy-[blankNLW1W2W3W4] | Indoor Luminaires | Linear Ambient | Linear Ambient Luminaires w/ Indirect component | Standard | FALSE | [9 empty] | 42709 | Dimmable | Continuous Below 10 | No |  | 4 | 7511.08 | 107.3 | 70 | 16.3 | 0.94 | 3500 | 83
PEKEXZE9 | Hubbell Lighting | Litecontrol | 6L-P-ID-06-SOF-uu-35K-I040-D040-D10-xx-120-yyy-[blankNLW1W2W3W4] | Indoor Luminaires | Linear Ambient | Linear Ambient Luminaires w/ Indirect component | Standard | FALSE | [9 empty] | 42709 | Dimmable | Continuous Below 10 | No |  | 4 | 5084.05 | 116.07 | 43.8 | 6.7 | 0.99 | 3500 | 83
P7WR5RKG | Hubbell Lighting | Litecontrol | 4L-P-ID-06-SOF-uu-35K-I040-D040-D10-xx-120-yyy-[blankNLW1W2W3W4] | Indoor Luminaires | Linear Ambient | Linear Ambient Luminaires w/ Indirect component | Standard | FALSE | [9 empty] | 42709 | Dimmable | Continuous Below 10 | No |  | 4 | 5059.5 | 115.51 | 43.8 | 6.7 | 0.99 | 3500 | 83
PDD8ZQUN | Hubbell Lighting | Litecontrol | 3L-P-ID-06-SOF-uu-35K-I040-D040-D10-xx-120-yyy-[blankNLW1W2W3W4] | Indoor Luminaires | Linear Ambient | Linear Ambient Luminaires w/ Indirect component | Standard | FALSE | [9 empty] | 42709 | Dimmable | Continuous Below 10 | No |  | 4 | 4909.75 | 112.09 | 43.8 | 6.7 | 0.99 | 3500 | 83
PXZW93BW | Hubbell Lighting | Litecontrol | 6L-P-ID-03-SOF-uu-35K-I040-D040-D10-xx-120-yyy-[blankNLW1W2W3W4] | Indoor Luminaires | Linear Ambient | Linear Ambient Luminaires w/ Indirect component | Standard | FALSE | [9 empty] | 42709 | Dimmable | Continuous Below 10 | No |  | 4 | 2542.02 | 116.07 | 21.9 | 6.7 | 0.99 | 3500 | 83
PKAAMHD1 | Hubbell Lighting | Litecontrol | 4L-P-ID-03-SOF-uu-35K-I040-D040-D10-xx-120-yyy-[blankNLW1W2W3W4] | Indoor Luminaires | Linear Ambient | Linear Ambient Luminaires w/ Indirect component | Standard | FALSE | [9 empty] | 42709 | Dimmable | Continuous Below 10 | No |  | 4 | 2529.75 | 115.51 | 21.9 | 6.7 | 0.99 | 3500 | 83
PBDUR3XP | Hubbell Lighting | Litecontrol | 3L-P-ID-03-SOF-uu-35K-I040-D040-D10-xx-120-yyy-[blankNLW1W2W3W4] | Indoor Luminaires | Linear Ambient | Linear Ambient Luminaires w/ Indirect component | Standard | FALSE | [9 empty] | 42709 | Dimmable | Continuous Below 10 | No |  | 4 | 2454.88 | 112.09 | 21.9 | 6.7 | 0.99 | 3500 | 83
PN67B6DU | Hubbell Lighting | Litecontrol | 3L-P-ID-08-SOF-uu-35K-I070-D040-D10-xx-120-yyy-[blankNLW1W2W3W4] | Indoor Luminaires | Linear Ambient | Linear Ambient Luminaires w/ Indirect component | Standard | FALSE | [9 empty] | 42709 | Dimmable | Continuous Below 10 | No |  | 4 | 9102 | 117.7 | 77.33 | 6 | 0.99 | 3500 | 83
PW5SG9HD | Hubbell Lighting | Litecontrol | 3L-P-ID-06-SOF-uu-35K-I070-D040-D10-xx-120-yyy-[blankNLW1W2W3W4] | Indoor Luminaires | Linear Ambient | Linear Ambient Luminaires w/ Indirect component | Standard | FALSE | [9 empty] | 42709 | Dimmable | Continuous Below 10 | No |  | 4 | 6826.5 | 117.7 | 58 | 6 | 0.99 | 3500 | 83
PYPC2RHK | Hubbell Lighting | Litecontrol | 3L-P-ID-04-SOF-uu-35K-I070-D040-D10-xx-120-yyy-[blankNLW1W2W3W4] | Indoor Luminaires | Linear Ambient | Linear Ambient Luminaires w/ Indirect component | Standard | FALSE | [9 empty] | 42709 | Dimmable | Continuous Below 10 | No |  | 4 | 4551 | 117.7 | 38.67 | 6 | 0.99 | 3500 | 83
PNBNWHFG | Hubbell Lighting | Litecontrol | 3L-P-ID-03-SOF-uu-35K-I070-D040-D10-xx-120-yyy-[blankNLW1W2W3W4] | Indoor Luminaires | Linear Ambient | Linear Ambient Luminaires w/ Indirect component | Standard | FALSE | [9 empty] | 42709 | Dimmable | Continuous Below 10 | No |  | 4 | 3413.25 | 117.7 | 29 | 6 | 0.99 | 3500 | 83
PJGNSMH8 | Hubbell Lighting | Litecontrol | 6L-P-ID-08-SOF-uu-35K-I040-D040-D10-xx-120-yyy-[blankNLW1W2W3W4] | Indoor Luminaires | Linear Ambient | Linear Ambient Luminaires w/ Indirect component | Standard | FALSE | [9 empty] | 42709 | Dimmable | Continuous Below 10 | No |  | 4 | 6848.07 | 120.14 | 57 | 5.7 | 0.99 | 3500 | 83
P65C382X | Hubbell Lighting | Litecontrol | 4L-P-ID-08-SOF-uu-35K-I040-D040-D10-xx-120-yyy-[blankNLW1W2W3W4] | Indoor Luminaires | Linear Ambient | Linear Ambient Luminaires w/ Indirect component | Standard | FALSE | [9 empty] | 42709 | Dimmable | Continuous Below 10 | No |  | 4 | 6815.01 | 119.56 | 57 | 5.7 | 0.99 | 3500 | 83
PJM1WK9M | Hubbell Lighting | Litecontrol | 3L-P-ID-08-SOF-uu-35K-I040-D040-D10-xx-120-yyy-[blankNLW1W2W3W4] | Indoor Luminaires | Linear Ambient | Linear Ambient Luminaires w/ Indirect component | Standard | FALSE | [9 empty] | 42709 | Dimmable | Continuous Below 10 | No |  | 4 | 6613.3 | 116.02 | 57 | 5.7 | 0.99 | 3500 | 83
PUBXXPQH | Hubbell Lighting | Litecontrol | 6L-P-ID-04-SOF-uu-35K-I040-D040-D10-xx-120-yyy-[blankNLW1W2W3W4] | Indoor Luminaires | Linear Ambient | Linear Ambient Luminaires w/ Indirect component | Standard | FALSE | [9 empty] | 42709 | Dimmable | Continuous Below 10 | No |  | 4 | 3424.04 | 120.14 | 28.5 | 5.7 | 0.99 | 3500 | 83
PTE47HY4 | Hubbell Lighting | Litecontrol | 4L-P-ID-04-SOF-uu-35K-I040-D040-D10-xx-120-yyy-[blankNLW1W2W3W4] | Indoor Luminaires | Linear Ambient | Linear Ambient Luminaires w/ Indirect component | Standard | FALSE | [9 empty] | 42709 | Dimmable | Continuous Below 10 | No |  | 4 | 3407.5 | 119.56 | 28.5 | 5.7 | 0.99 | 3500 | 83
PKTSDF9S | Hubbell Lighting | Litecontrol | 3L-P-ID-04-SOF-uu-35K-I040-D040-D10-xx-120-yyy-[blankNLW1W2W3W4] | Indoor Luminaires | Linear Ambient | Linear Ambient Luminaires w/ Indirect component | Standard | FALSE | [9 empty] | 42709 | Dimmable | Continuous Below 10 | No |  | 4 | 3306.65 | 116.02 | 28.5 | 5.7 | 0.99 | 3500 | 83
PSPPGJ16 | Hubbell Lighting | Litecontrol | 6L-P-ID-06-SOF-uu-30K-I070-D070-D10-xx-UNV-yyy-[blankNLW1W2W3W4] | Indoor Luminaires | Linear Ambient | Linear Ambient Luminaires w/ Indirect component | Standard | FALSE | [9 empty] | 42709 | Dimmable | Continuous Below 10 | No |  | 4 | 8594.65 | 105.33 | 81.6 | 20.2 | 0.87 | 3000 | 83
P6P72QUN | Hubbell Lighting | Litecontrol | 6L-P-ID-03-SOF-uu-30K-I070-D070-D10-xx-UNV-yyy-[blankNLW1W2W3W4] | Indoor Luminaires | Linear Ambient | Linear Ambient Luminaires w/ Indirect component | Standard | FALSE | [9 empty] | 42709 | Dimmable | Continuous Below 10 | No |  | 4 | 4297.33 | 105.33 | 40.8 | 20.2 | 0.87 | 3000 | 83
PF8A9CMT | Hubbell Lighting | Litecontrol | 6L-P-ID-08-SOF-uu-30K-I120-D040-D10-xx-UNV-yyy-[blankNLW1W2W3W4] | Indoor Luminaires | Linear Ambient | Linear Ambient Luminaires w/ Indirect component | Standard | FALSE | [9 empty] | 42709 | Dimmable | Continuous Below 10 | No |  | 4 | 13157.74 | 108.44 | 121.33 | 19.6 | 0.91 | 3000 | 83
PAC3538W | Hubbell Lighting | Litecontrol | 4L-P-ID-08-SOF-uu-30K-I120-D040-D10-xx-UNV-yyy-[blankNLW1W2W3W4] | Indoor Luminaires | Linear Ambient | Linear Ambient Luminaires w/ Indirect component | Standard | FALSE | [9 empty] | 42709 | Dimmable | Continuous Below 10 | No |  | 4 | 13095.53 | 107.93 | 121.33 | 19.6 | 0.91 | 3000 | 83
PQ4VP63Q | Hubbell Lighting | Litecontrol | 3L-P-ID-08-SOF-uu-30K-I120-D040-D10-xx-UNV-yyy-[blankNLW1W2W3W4] | Indoor Luminaires | Linear Ambient | Linear Ambient Luminaires w/ Indirect component | Standard | FALSE | [9 empty] | 42709 | Dimmable | Continuous Below 10 | No |  | 4 | 12930.67 | 106.57 | 121.33 | 19.6 | 0.91 | 3000 | 83
PGERR1AB | Hubbell Lighting | Litecontrol | 6L-P-ID-06-SOF-uu-30K-I120-D040-D10-xx-UNV-yyy-[blankNLW1W2W3W4] | Indoor Luminaires | Linear Ambient | Linear Ambient Luminaires w/ Indirect component | Standard | FALSE | [9 empty] | 42709 | Dimmable | Continuous Below 10 | No |  | 4 | 9868.3 | 108.44 | 91 | 19.6 | 0.91 | 3000 | 83
PVNAGSPB | Hubbell Lighting | Litecontrol | 4L-P-ID-06-SOF-uu-30K-I120-D040-D10-xx-UNV-yyy-[blankNLW1W2W3W4] | Indoor Luminaires | Linear Ambient | Linear Ambient Luminaires w/ Indirect component | Standard | FALSE | [9 empty] | 42709 | Dimmable | Continuous Below 10 | No |  | 4 | 9821.65 | 107.93 | 91 | 19.6 | 0.91 | 3000 | 83
PX52UMVY | Hubbell Lighting | Litecontrol | 3L-P-ID-06-SOF-uu-30K-I120-D040-D10-xx-UNV-yyy-[blankNLW1W2W3W4] | Indoor Luminaires | Linear Ambient | Linear Ambient Luminaires w/ Indirect component | Standard | FALSE | [9 empty] | 42709 | Dimmable | Continuous Below 10 | No |  | 4 | 9698 | 106.57 | 91 | 19.6 | 0.91 | 3000 | 83
P49ZSNF1 | Hubbell Lighting | Litecontrol | 6L-P-ID-04-SOF-uu-30K-I120-D040-D10-xx-UNV-yyy-[blankNLW1W2W3W4] | Indoor Luminaires | Linear Ambient | Linear Ambient Luminaires w/ Indirect component | Standard | FALSE | [9 empty] | 42709 | Dimmable | Continuous Below 10 | No |  | 4 | 6578.87 | 108.44 | 60.67 | 19.6 | 0.91 | 3000 | 83
PK7G2MJ8 | Hubbell Lighting | Litecontrol | 4L-P-ID-04-SOF-uu-30K-I120-D040-D10-xx-UNV-yyy-[blankNLW1W2W3W4] | Indoor Luminaires | Linear Ambient | Linear Ambient Luminaires w/ Indirect component | Standard | FALSE | [9 empty] | 42709 | Dimmable | Continuous Below 10 | No |  | 4 | 6547.77 | 107.93 | 60.67 | 19.6 | 0.91 | 3000 | 83
PXVZZQ3X | Hubbell Lighting | Litecontrol | 3L-P-ID-04-SOF-uu-30K-I120-D040-D10-xx-UNV-yyy-[blankNLW1W2W3W4] | Indoor Luminaires | Linear Ambient | Linear Ambient Luminaires w/ Indirect component | Standard | FALSE | [9 empty] | 42709 | Dimmable | Continuous Below 10 | No |  | 4 | 6465.33 | 106.57 | 60.67 | 19.6 | 0.91 | 3000 | 83
PS39HSRK | Hubbell Lighting | Litecontrol | 6L-P-ID-03-SOF-uu-30K-I120-D040-D10-xx-UNV-yyy-[blankNLW1W2W3W4] | Indoor Luminaires | Linear Ambient | Linear Ambient Luminaires w/ Indirect component | Standard | FALSE | [9 empty] | 42709 | Dimmable | Continuous Below 10 | No |  | 4 | 4934.15 | 108.44 | 45.5 | 19.6 | 0.91 | 3000 | 83
P4MW9HF4 | Hubbell Lighting | Litecontrol | 4L-P-ID-03-SOF-uu-30K-I120-D040-D10-xx-UNV-yyy-[blankNLW1W2W3W4] | Indoor Luminaires | Linear Ambient | Linear Ambient Luminaires w/ Indirect component | Standard | FALSE | [9 empty] | 42709 | Dimmable | Continuous Below 10 | No |  | 4 | 4910.82 | 107.93 | 45.5 | 19.6 | 0.91 | 3000 | 83
PP79V9F2 | Hubbell Lighting | Litecontrol | 3L-P-ID-03-SOF-uu-30K-I120-D040-D10-xx-UNV-yyy-[blankNLW1W2W3W4] | Indoor Luminaires | Linear Ambient | Linear Ambient Luminaires w/ Indirect component | Standard | FALSE | [9 empty] | 42709 | Dimmable | Continuous Below 10 | No |  | 4 | 4849 | 106.57 | 45.5 | 19.6 | 0.91 | 3000 | 83
PZ3Q83Y8 | Hubbell Lighting | Litecontrol | 3L-P-ID-08-SOF-uu-30K-I120-D070-D10-xx-UNV-yyy-[blankNLW1W2W3W4] | Indoor Luminaires | Linear Ambient | Linear Ambient Luminaires w/ Indirect component | Standard | FALSE | [9 empty] | 42709 | Dimmable | Continuous Below 10 | No |  | 4 | 15645.33 | 108.65 | 144 | 16.9 | 0.92 | 3000 | 83
PUVR3ZKY | Hubbell Lighting | Litecontrol | 3L-P-ID-06-SOF-uu-30K-I120-D070-D10-xx-UNV-yyy-[blankNLW1W2W3W4] | Indoor Luminaires | Linear Ambient | Linear Ambient Luminaires w/ Indirect component | Standard | FALSE | [9 empty] | 42709 | Dimmable | Continuous Below 10 | No |  | 4 | 11734 | 108.65 | 108 | 16.9 | 0.92 | 3000 | 83
PJGWP7R2 | Hubbell Lighting | Litecontrol | 3L-P-ID-04-SOF-uu-30K-I120-D070-D10-xx-UNV-yyy-[blankNLW1W2W3W4] | Indoor Luminaires | Linear Ambient | Linear Ambient Luminaires w/ Indirect component | Standard | FALSE | [9 empty] | 42709 | Dimmable | Continuous Below 10 | No |  | 4 | 7822.67 | 108.65 | 72 | 16.9 | 0.92 | 3000 | 83
PDXSD593 | Hubbell Lighting | Litecontrol | 3L-P-ID-03-SOF-uu-30K-I120-D070-D10-xx-UNV-yyy-[blankNLW1W2W3W4] | Indoor Luminaires | Linear Ambient | Linear Ambient Luminaires w/ Indirect component | Standard | FALSE | [9 empty] | 42709 | Dimmable | Continuous Below 10 | No |  | 4 | 5867 | 108.65 | 54 | 16.9 | 0.92 | 3000 | 83
P2RPWAM7 | Hubbell Lighting | Litecontrol | 6L-P-ID-08-SOF-uu-30K-I070-D070-D10-xx-UNV-yyy-[blankNLW1W2W3W4] | Indoor Luminaires | Linear Ambient | Linear Ambient Luminaires w/ Indirect component | Standard | FALSE | [9 empty] | 42709 | Dimmable | Continuous Below 10 | No |  | 4 | 11514.76 | 108.84 | 105.8 | 16.7 | 0.91 | 3000 | 83
PS4WY4RU | Hubbell Lighting | Litecontrol | 4L-P-ID-08-SOF-uu-30K-I070-D070-D10-xx-UNV-yyy-[blankNLW1W2W3W4] | Indoor Luminaires | Linear Ambient | Linear Ambient Luminaires w/ Indirect component | Standard | FALSE | [9 empty] | 42709 | Dimmable | Continuous Below 10 | No |  | 4 | 11459.16 | 108.31 | 105.8 | 16.7 | 0.91 | 3000 | 83
PP8CNRWQ | Hubbell Lighting | Litecontrol | 3L-P-ID-08-SOF-uu-30K-I070-D070-D10-xx-UNV-yyy-[blankNLW1W2W3W4] | Indoor Luminaires | Linear Ambient | Linear Ambient Luminaires w/ Indirect component | Standard | FALSE | [9 empty] | 42709 | Dimmable | Continuous Below 10 | No |  | 4 | 11120 | 105.1 | 105.8 | 16.7 | 0.91 | 3000 | 83
PYDH7XS3 | Hubbell Lighting | Litecontrol | 6L-P-ID-04-SOF-uu-30K-I070-D070-D10-xx-UNV-yyy-[blankNLW1W2W3W4] | Indoor Luminaires | Linear Ambient | Linear Ambient Luminaires w/ Indirect component | Standard | FALSE | [9 empty] | 42709 | Dimmable | Continuous Below 10 | No |  | 4 | 5757.38 | 108.84 | 52.9 | 16.7 | 0.91 | 3000 | 83
P554GFZH | Hubbell Lighting | Litecontrol | 4L-P-ID-04-SOF-uu-30K-I070-D070-D10-xx-UNV-yyy-[blankNLW1W2W3W4] | Indoor Luminaires | Linear Ambient | Linear Ambient Luminaires w/ Indirect component | Standard | FALSE | [9 empty] | 42709 | Dimmable | Continuous Below 10 | No |  | 4 | 5729.58 | 108.31 | 52.9 | 16.7 | 0.91 | 3000 | 83
PHRF63FB | Hubbell Lighting | Litecontrol | 6L-P-ID-06-SOF-uu-30K-I120-D120-D10-xx-UNV-yyy-[blankNLW1W2W3W4] | Indoor Luminaires | Linear Ambient | Linear Ambient Luminaires w/ Indirect component | Standard | FALSE | [9 empty] | 42709 | Dimmable | Continuous Below 10 | No |  | 4 | 14726.88 | 105.19 | 140 | 16.3 | 0.94 | 3000 | 83
PH64KQV6 | Hubbell Lighting | Litecontrol | 6L-P-ID-03-SOF-uu-30K-I120-D120-D10-xx-UNV-yyy-[blankNLW1W2W3W4] | Indoor Luminaires | Linear Ambient | Linear Ambient Luminaires w/ Indirect component | Standard | FALSE | [9 empty] | 42709 | Dimmable | Continuous Below 10 | No |  | 4 | 7363.44 | 105.19 | 70 | 16.3 | 0.94 | 3000 | 83
PEURJKCD | Hubbell Lighting | Litecontrol | 6L-P-ID-06-SOF-uu-30K-I040-D040-D10-xx-120-yyy-[blankNLW1W2W3W4] | Indoor Luminaires | Linear Ambient | Linear Ambient Luminaires w/ Indirect component | Standard | FALSE | [9 empty] | 42709 | Dimmable | Continuous Below 10 | No |  | 4 | 4960.05 | 113.24 | 43.8 | 6.7 | 0.99 | 3000 | 83
P7E9WEBU | Hubbell Lighting | Litecontrol | 4L-P-ID-06-SOF-uu-30K-I040-D040-D10-xx-120-yyy-[blankNLW1W2W3W4] | Indoor Luminaires | Linear Ambient | Linear Ambient Luminaires w/ Indirect component | Standard | FALSE | [9 empty] | 42709 | Dimmable | Continuous Below 10 | No |  | 4 | 4936.1 | 112.7 | 43.8 | 6.7 | 0.99 | 3000 | 83
PE2DX67W | Hubbell Lighting | Litecontrol | 3L-P-ID-06-SOF-uu-30K-I040-D040-D10-xx-120-yyy-[blankNLW1W2W3W4] | Indoor Luminaires | Linear Ambient | Linear Ambient Luminaires w/ Indirect component | Standard | FALSE | [9 empty] | 42709 | Dimmable | Continuous Below 10 | No |  | 4 | 4790 | 109.36 | 43.8 | 6.7 | 0.99 | 3000 | 83
P233BT71 | Hubbell Lighting | Litecontrol | 6L-P-ID-03-SOF-uu-30K-I040-D040-D10-xx-120-yyy-[blankNLW1W2W3W4] | Indoor Luminaires | Linear Ambient | Linear Ambient Luminaires w/ Indirect component | Standard | FALSE | [9 empty] | 42709 | Dimmable | Continuous Below 10 | No |  | 4 | 2480.02 | 113.24 | 21.9 | 6.7 | 0.99 | 3000 | 83
PC9DN3R2 | Hubbell Lighting | Litecontrol | 4L-P-ID-03-SOF-uu-30K-I040-D040-D10-xx-120-yyy-[blankNLW1W2W3W4] | Indoor Luminaires | Linear Ambient | Linear Ambient Luminaires w/ Indirect component | Standard | FALSE | [9 empty] | 42709 | Dimmable | Continuous Below 10 | No |  | 4 | 2468.05 | 112.7 | 21.9 | 6.7 | 0.99 | 3000 | 83
P242X4BE | Hubbell Lighting | Litecontrol | 3L-P-ID-08-SOF-uu-30K-I070-D040-D10-xx-120-yyy-[blankNLW1W2W3W4] | Indoor Luminaires | Linear Ambient | Linear Ambient Luminaires w/ Indirect component | Standard | FALSE | [9 empty] | 42709 | Dimmable | Continuous Below 10 | No |  | 4 | 8880 | 114.83 | 77.33 | 6 | 0.99 | 3000 | 83
PSJBEPKE | Hubbell Lighting | Litecontrol | 3L-P-ID-06-SOF-uu-30K-I070-D040-D10-xx-120-yyy-[blankNLW1W2W3W4] | Indoor Luminaires | Linear Ambient | Linear Ambient Luminaires w/ Indirect component | Standard | FALSE | [9 empty] | 42709 | Dimmable | Continuous Below 10 | No |  | 4 | 6660 | 114.83 | 58 | 6 | 0.99 | 3000 | 83
P44MR3AT | Hubbell Lighting | Litecontrol | 3L-P-ID-04-SOF-uu-30K-I070-D040-D10-xx-120-yyy-[blankNLW1W2W3W4] | Indoor Luminaires | Linear Ambient | Linear Ambient Luminaires w/ Indirect component | Standard | FALSE | [9 empty] | 42709 | Dimmable | Continuous Below 10 | No |  | 4 | 4440 | 114.83 | 38.67 | 6 | 0.99 | 3000 | 83
PQEJDEBC | Hubbell Lighting | Litecontrol | 3L-P-ID-03-SOF-uu-30K-I070-D040-D10-xx-120-yyy-[blankNLW1W2W3W4] | Indoor Luminaires | Linear Ambient | Linear Ambient Luminaires w/ Indirect component | Standard | FALSE | [9 empty] | 42709 | Dimmable | Continuous Below 10 | No |  | 4 | 3330 | 114.83 | 29 | 6 | 0.99 | 3000 | 83
P67V89EY | Hubbell Lighting | Litecontrol | 6L-P-ID-08-SOF-uu-30K-I040-D040-D10-xx-120-yyy-[blankNLW1W2W3W4] | Indoor Luminaires | Linear Ambient | Linear Ambient Luminaires w/ Indirect component | Standard | FALSE | [9 empty] | 42709 | Dimmable | Continuous Below 10 | No |  | 4 | 6681.05 | 117.21 | 57 | 5.7 | 0.99 | 3000 | 83
PVXT5FZS | Hubbell Lighting | Litecontrol | 4L-P-ID-08-SOF-uu-30K-I040-D040-D10-xx-120-yyy-[blankNLW1W2W3W4] | Indoor Luminaires | Linear Ambient | Linear Ambient Luminaires w/ Indirect component | Standard | FALSE | [9 empty] | 42709 | Dimmable | Continuous Below 10 | No |  | 4 | 6648.79 | 116.65 | 57 | 5.7 | 0.99 | 3000 | 83
PXS27F3C | Hubbell Lighting | Litecontrol | 3L-P-ID-08-SOF-uu-30K-I040-D040-D10-xx-120-yyy-[blankNLW1W2W3W4] | Indoor Luminaires | Linear Ambient | Linear Ambient Luminaires w/ Indirect component | Standard | FALSE | [9 empty] | 42709 | Dimmable | Continuous Below 10 | No |  | 4 | 6452 | 113.19 | 57 | 5.7 | 0.99 | 3000 | 83
P6AWZGFY | Hubbell Lighting | Litecontrol | 6L-P-ID-04-SOF-uu-30K-I040-D040-D10-xx-120-yyy-[blankNLW1W2W3W4] | Indoor Luminaires | Linear Ambient | Linear Ambient Luminaires w/ Indirect component | Standard | FALSE | [9 empty] | 42709 | Dimmable | Continuous Below 10 | No |  | 4 | 3340.52 | 117.21 | 28.5 | 5.7 | 0.99 | 3000 | 83
P44D6KTJ | Hubbell Lighting | Litecontrol | 4L-P-ID-04-SOF-uu-30K-I040-D040-D10-xx-120-yyy-[blankNLW1W2W3W4] | Indoor Luminaires | Linear Ambient | Linear Ambient Luminaires w/ Indirect component | Standard | FALSE | [9 empty] | 42709 | Dimmable | Continuous Below 10 | No |  | 4 | 3324.39 | 116.65 | 28.5 | 5.7 | 0.99 | 3000 | 83
PMR6ESQK | Hubbell Lighting | Litecontrol | 3L-P-ID-04-SOF-uu-30K-I040-D040-D10-xx-120-yyy-[blankNLW1W2W3W4] | Indoor Luminaires | Linear Ambient | Linear Ambient Luminaires w/ Indirect component | Standard | FALSE | [9 empty] | 42709 | Dimmable | Continuous Below 10 | No |  | 4 | 3226 | 113.19 | 28.5 | 5.7 | 0.99 | 3000 | 83
P6SXWQ9F | Lighting Science Group Corp. | LSPro LBAR Luminaire | LSPro LBAR 48 WW 80 30W FR MVOLT XX YYY | Indoor Luminaires | Linear Ambient | Direct Linear Ambient Luminaires | Premium | TRUE | 3762.3 | 136.88 | 27.49 | 23.47 | 0.906 | 2931 | 83.4 | 5 | 50000 | 42706 |  |  | Yes | Product model number updated on 2/8 | 4 | 4500 | 150 | 30 | 20 | 0.9 | 3000 | 80
PNDB6R5V | Lighting Science Group Corp. | LSPro LBAR Luminaire | LSPro LBAR 48 CW 80 30W FR MVOLT XX YYY | Indoor Luminaires | Linear Ambient | Direct Linear Ambient Luminaires | Premium | FALSE | [9 empty] | 42706 |  |  | Yes | Product model number updated on 2/8 | 4 | 4500 | 150 | 30 | 20 | 0.9 | 5000 | 80
PPQ65KD4 | Lighting Science Group Corp. | LSPro LBAR Luminaire | LSPro LBAR 48 NW 80 30W FR MVOLT XX YYY | Indoor Luminaires | Linear Ambient | Direct Linear Ambient Luminaires | Premium | FALSE | [9 empty] | 42706 |  |  | Yes | Product model number updated on 2/8 | 4 | 4500 | 150 | 30 | 20 | 0.9 | 4000 | 80
P8XC5UFD | StarTek Lighting America | StarTek Lighting America | SB-N-4S-35K-XX-XX-ND-U-XX | Indoor Luminaires | Linear Ambient | Direct Linear Ambient Luminaires | Premium | TRUE | 3068 | 134.3 | 22.84 | 8.27 | 0.941 | 3540 | 85.2 | 5 | 50000 | 42705 |  |  | Yes |  | 4 | 3068 | 134.3 | 22.84 | 8.27 | 0.94 | 3500 | 85.2
PKE8BJZP | StarTek Lighting America | StarTek Lighting America | SB-N-4S-35K-XX-XX-AD-U-XX | Indoor Luminaires | Linear Ambient | Direct Linear Ambient Luminaires | Premium | FALSE | [9 empty] | 42705 |  |  | Yes |  | 4 | 3068 | 134.3 | 22.84 | 8.27 | 0.94 | 3500 | 85.2
PR2MESN5 | Nuwave LLC | ALSET | TPAL24-2L-30K-UL-DM | Indoor Luminaires | Linear Ambient | Direct Linear Ambient Luminaires | Standard | TRUE | 2240.3 | 111.55 | 20.08 | 17.31 | 0.902 | 2920 | 84.7 | 5 |  | 42704 |  |  | Yes |  | 4 | 2253.6 | 115.16 | 19.57 | 17.31 | 0.9 | 3000 | 84.7
P5R391RN | Nuwave LLC | ALSET | TPAL24-2L-50K-UL-DM | Indoor Luminaires | Linear Ambient | Direct Linear Ambient Luminaires | Standard | TRUE | 2402 | 121.01 | 19.58 | 17.05 | 0.9016 | 5112 | 83.7 | 5 |  | 42704 |  |  | Yes |  | 4 | 2407 | 124.26 | 19.37 | 17.05 | 0.9 | 5000 | 83.7
P7BN84H1 | Nuwave LLC | ALSET | TPAL96-8L-50K-UL[blank-OC] | Indoor Luminaires | Linear Ambient | Direct Linear Ambient Luminaires | Standard | FALSE | [9 empty] | 42704 |  |  | Yes |  | 4 | 8944 | 130.47 | 68.55 | 16.11 | 0.9 | 5000 | 85.6
PK7S7B2E | Nuwave LLC | ALSET | TPAL48-5L-50K-UL[blank-OC] | Indoor Luminaires | Linear Ambient | Direct Linear Ambient Luminaires | Standard | FALSE | [9 empty] | 42704 |  |  | Yes |  | 4 | 5475.96 | 122.56 | 44.68 | 16.29 | 0.9 | 5000 | 83.8
P3TAC9GG | Nuwave LLC | ALSET | TPAL48-4L-50K-UL[blank-OC] | Indoor Luminaires | Linear Ambient | Direct Linear Ambient Luminaires | Standard | FALSE | [9 empty] | 42704 |  |  | Yes |  | 4 | 4524.48 | 125.68 | 36 | 18 | 0.9 | 5000 | 83.7
P8C7C65D | Nuwave LLC | ALSET | TPAL24-2L-50K-UL[blank-OC] | Indoor Luminaires | Linear Ambient | Direct Linear Ambient Luminaires | Standard | FALSE | [9 empty] | 42704 |  |  | Yes |  | 4 | 2407 | 124.26 | 19.37 | 17.05 | 0.9 | 5000 | 83.7
P6V7TYTE | Nuwave LLC | ALSET | TPAL96-8L-50K-UL-DM | Indoor Luminaires | Linear Ambient | Direct Linear Ambient Luminaires | Standard | FALSE | [9 empty] | 42704 |  |  | Yes |  | 4 | 8944 | 130.47 | 68.55 | 16.11 | 0.9 | 5000 | 85.6
P3TH66YW | Nuwave LLC | ALSET | TPAL48-5L-50K-UL-DM | Indoor Luminaires | Linear Ambient | Direct Linear Ambient Luminaires | Standard | FALSE | [9 empty] | 42704 |  |  | Yes |  | 4 | 5475.96 | 121.69 | 45 | 16.29 | 0.9 | 5000 | 83.8
P3PS4P57 | Nuwave LLC | ALSET | TPAL48-4L-50K-UL-DM | Indoor Luminaires | Linear Ambient | Direct Linear Ambient Luminaires | Standard | FALSE | [9 empty] | 42704 |  |  | Yes |  | 4 | 4524.48 | 125.68 | 36 | 18 | 0.9 | 5000 | 83.7
P8GENR5N | Nuwave LLC | ALSET | TPAL48-4L-45K-UL[blank-OC] | Indoor Luminaires | Linear Ambient | Direct Linear Ambient Luminaires | Standard | FALSE | [9 empty] | 42704 |  |  | Yes |  | 4 | 4452.46 | 123.68 | 36 | 18 | 0.9 | 4500 | 85.2
P8VHF151 | Nuwave LLC | ALSET | TPAL48-5L-45K-UL[blank-OC] | Indoor Luminaires | Linear Ambient | Direct Linear Ambient Luminaires | Standard | FALSE | [9 empty] | 42704 |  |  | Yes |  | 4 | 5388.79 | 119.75 | 45 | 16.59 | 0.9 | 4500 | 84.9
PCMWQPJD | Nuwave LLC | ALSET | TPAL24-2L-45K-UL[blank-OC] | Indoor Luminaires | Linear Ambient | Direct Linear Ambient Luminaires | Standard | FALSE | [9 empty] | 42704 |  |  | Yes |  | 4 | 2368.65 | 121.03 | 19.57 | 17.31 | 0.9 | 4500 | 84.7
PWH38XZE | Nuwave LLC | ALSET | TPAL96-8L-45K-UL[blank-OC] | Indoor Luminaires | Linear Ambient | Direct Linear Ambient Luminaires | Standard | FALSE | [9 empty] | 42704 |  |  | Yes |  | 4 | 8855 | 130.8 | 67.7 | 15.9 | 0.9 | 4500 | 82.7
PSYRQFTM | Nuwave LLC | ALSET | TPAL48-4L-45K-UL-DM | Indoor Luminaires | Linear Ambient | Direct Linear Ambient Luminaires | Standard | FALSE | [9 empty] | 42704 |  |  | Yes |  | 4 | 4452.46 | 123.68 | 36 | 18 | 0.9 | 4500 | 85.2
PWQ79FYH | Nuwave LLC | ALSET | TPAL48-5L-45K-UL-DM | Indoor Luminaires | Linear Ambient | Direct Linear Ambient Luminaires | Standard | FALSE | [9 empty] | 42704 |  |  | Yes |  | 4 | 5388.79 | 119.75 | 45 | 16.59 | 0.9 | 4500 | 84.9
PJ4D9E69 | Nuwave LLC | ALSET | TPAL24-2L-45K-UL-DM | Indoor Luminaires | Linear Ambient | Direct Linear Ambient Luminaires | Standard | FALSE | [9 empty] | 42704 |  |  | Yes |  | 4 | 2368.65 | 121.03 | 19.57 | 17.31 | 0.9 | 4500 | 84.7
PP79TD5H | Nuwave LLC | ALSET | TPAL96-8L-45K-UL-DM | Indoor Luminaires | Linear Ambient | Direct Linear Ambient Luminaires | Standard | FALSE | [9 empty] | 42704 |  |  | Yes |  | 4 | 8855 | 130.8 | 67.7 | 15.9 | 0.9 | 4500 | 82.7
PFSHMR9G | Nuwave LLC | ALSET | TPAL48-4L-40K-UL[blank-OC] | Indoor Luminaires | Linear Ambient | Direct Linear Ambient Luminaires | Standard | FALSE | [9 empty] | 42704 |  |  | Yes |  | 4 | 4380.44 | 121.68 | 36 | 18 | 0.9 | 4000 | 85.2
P8N3SBR2 | Nuwave LLC | ALSET | TPAL48-5L-40K-UL[blank-OC] | Indoor Luminaires | Linear Ambient | Direct Linear Ambient Luminaires | Standard | FALSE | [9 empty] | 42704 |  |  | Yes |  | 4 | 5301.63 | 117.81 | 45 | 16.59 | 0.9 | 4000 | 84.9
P3RA9KJ6 | Nuwave LLC | ALSET | TPAL24-2L-40K-UL[blank-OC] | Indoor Luminaires | Linear Ambient | Direct Linear Ambient Luminaires | Standard | FALSE | [9 empty] | 42704 |  |  | Yes |  | 4 | 2330.3 | 119.08 | 19.57 | 17.31 | 0.9 | 4000 | 84.7
PHEVXVH1 | Nuwave LLC | ALSET | TPAL96-8L-40K-UL[blank-OC] | Indoor Luminaires | Linear Ambient | Direct Linear Ambient Luminaires | Standard | FALSE | [9 empty] | 42704 |  |  | Yes |  | 4 | 8766 | 129.48 | 67.7 | 15.9 | 0.9 | 4000 | 82.7
P9UYJSE1 | Nuwave LLC | ALSET | TPAL48-4L-40K-UL-DM | Indoor Luminaires | Linear Ambient | Direct Linear Ambient Luminaires | Standard | FALSE | [9 empty] | 42704 |  |  | Yes |  | 4 | 4380.44 | 121.68 | 36 | 18 | 0.9 | 4000 | 85.2
PBZNNQF6 | Nuwave LLC | ALSET | TPAL48-5L-40K-UL-DM | Indoor Luminaires | Linear Ambient | Direct Linear Ambient Luminaires | Standard | FALSE | [9 empty] | 42704 |  |  | Yes |  | 4 | 5301.63 | 117.81 | 45 | 16.59 | 0.9 | 4000 | 84.9
P67R4VPE | Nuwave LLC | ALSET | TPAL24-2L-40K-UL-DM | Indoor Luminaires | Linear Ambient | Direct Linear Ambient Luminaires | Standard | FALSE | [9 empty] | 42704 |  |  | Yes |  | 4 | 2330.3 | 119.08 | 19.57 | 17.31 | 0.9 | 4000 | 84.7
PPXHMQ5Z | Nuwave LLC | ALSET | TPAL96-8L-40K-UL-DM | Indoor Luminaires | Linear Ambient | Direct Linear Ambient Luminaires | Standard | FALSE | [9 empty] | 42704 |  |  | Yes |  | 4 | 8766 | 129.48 | 67.7 | 15.9 | 0.9 | 4000 | 82.7
PDKQV4VC | Nuwave LLC | ALSET | TPAL48-4L-35K-UL[blank-OC] | Indoor Luminaires | Linear Ambient | Direct Linear Ambient Luminaires | Standard | FALSE | [9 empty] | 42704 |  |  | Yes |  | 4 | 4308.42 | 119.68 | 36 | 18 | 0.9 | 3500 | 85.2
PU1AE8Y3 | Nuwave LLC | ALSET | TPAL48-5L-35K-UL[blank-OC] | Indoor Luminaires | Linear Ambient | Direct Linear Ambient Luminaires | Standard | FALSE | [9 empty] | 42704 |  |  | Yes |  | 4 | 5214.46 | 115.88 | 45 | 16.59 | 0.9 | 3500 | 84.9
P77P65WV | Nuwave LLC | ALSET | TPAL24-2L-35K-UL[blank-OC] | Indoor Luminaires | Linear Ambient | Direct Linear Ambient Luminaires | Standard | FALSE | [9 empty] | 42704 |  |  | Yes |  | 4 | 2291.95 | 117.12 | 19.57 | 17.31 | 0.9 | 3500 | 84.7
PE886M7H | Nuwave LLC | ALSET | TPAL96-8L-35K-UL[blank-OC] | Indoor Luminaires | Linear Ambient | Direct Linear Ambient Luminaires | Standard | FALSE | [9 empty] | 42704 |  |  | Yes |  | 4 | 8677 | 128.17 | 67.7 | 15.9 | 0.9 | 3500 | 82.7
PTYQMM7Z | Nuwave LLC | ALSET | TPAL48-4L-35K-UL-DM | Indoor Luminaires | Linear Ambient | Direct Linear Ambient Luminaires | Standard | FALSE | [9 empty] | 42704 |  |  | Yes |  | 4 | 4308.42 | 119.68 | 36 | 18 | 0.9 | 3500 | 85.2
P8RJH5T4 | Nuwave LLC | ALSET | TPAL48-5L-35K-UL-DM | Indoor Luminaires | Linear Ambient | Direct Linear Ambient Luminaires | Standard | FALSE | [9 empty] | 42704 |  |  | Yes |  | 4 | 5214.46 | 115.88 | 45 | 16.59 | 0.9 | 3500 | 84.9
PGHMA4QU | Nuwave LLC | ALSET | TPAL24-2L-35K-UL-DM | Indoor Luminaires | Linear Ambient | Direct Linear Ambient Luminaires | Standard | FALSE | [9 empty] | 42704 |  |  | Yes |  | 4 | 2291.95 | 117.12 | 19.57 | 17.31 | 0.9 | 3500 | 84.7
PR9C52AV | Nuwave LLC | ALSET | TPAL96-8L-35K-UL-DM | Indoor Luminaires | Linear Ambient | Direct Linear Ambient Luminaires | Standard | FALSE | [9 empty] | 42704 |  |  | Yes |  | 4 | 8677 | 128.17 | 67.7 | 15.9 | 0.9 | 3500 | 82.7
PYZ436B6 | Nuwave LLC | ALSET | TPAL48-4L-30K-UL[blank-OC] | Indoor Luminaires | Linear Ambient | Direct Linear Ambient Luminaires | Standard | FALSE | [9 empty] | 42704 |  |  | Yes |  | 4 | 4236.4 | 116.31 | 36.42 | 18 | 0.9 | 3000 | 85.2
P5GXDZAQ | Nuwave LLC | ALSET | TPAL48-5L-30K-UL[blank-OC] | Indoor Luminaires | Linear Ambient | Direct Linear Ambient Luminaires | Standard | FALSE | [9 empty] | 42704 |  |  | Yes |  | 4 | 5127.3 | 116.77 | 43.91 | 16.59 | 0.9 | 3000 | 84.9
PHVRUPQA | Nuwave LLC | ALSET | TPAL24-2L-30K-UL[blank-OC] | Indoor Luminaires | Linear Ambient | Direct Linear Ambient Luminaires | Standard | FALSE | [9 empty] | 42704 |  |  | Yes |  | 4 | 2253.6 | 115.16 | 19.57 | 17.31 | 0.9 | 3000 | 84.7
PMX17E3A | Nuwave LLC | ALSET | TPAL96-8L-30K-UL[blank-OC] | Indoor Luminaires | Linear Ambient | Direct Linear Ambient Luminaires | Standard | FALSE | [9 empty] | 42704 |  |  | Yes |  | 4 | 8588 | 126.86 | 67.7 | 15.9 | 0.9 | 3000 | 82.7
PHXBYNJF | Nuwave LLC | ALSET | TPAL48-4L-30K-UL-DM | Indoor Luminaires | Linear Ambient | Direct Linear Ambient Luminaires | Standard | FALSE | [9 empty] | 42704 |  |  | Yes |  | 4 | 4236.4 | 116.31 | 36.42 | 18 | 0.9 | 3000 | 85.2
PNAF2DM8 | Nuwave LLC | ALSET | TPAL48-5L-30K-UL-DM | Indoor Luminaires | Linear Ambient | Direct Linear Ambient Luminaires | Standard | FALSE | [9 empty] | 42704 |  |  | Yes |  | 4 | 5127.3 | 116.77 | 43.91 | 16.59 | 0.9 | 3000 | 84.9
PCWQJN6S | Nuwave LLC | ALSET | TPAL96-8L-30K-UL-DM | Indoor Luminaires | Linear Ambient | Direct Linear Ambient Luminaires | Standard | FALSE | [9 empty] | 42704 |  |  | Yes |  | 4 | 8588 | 126.86 | 67.7 | 15.9 | 0.9 | 3000 | 82.7
P5ANW5XT | Shanghai Hongbao Lighting Co. Ltd. | HONGBAO | LSN4-24/D10/40 | Indoor Luminaires | Linear Ambient | Direct Linear Ambient Luminaires | Premium | TRUE | 3263.1 | 137.9 | 23.67 | 11.91 | 0.942 | 4059 | 82.4 | 5 | 50000 | 42703 |  |  | No |  | 4.1 | 3309 | 137.9 | 24 | 20 | 0.98 | 4000 | 80
PAA9EUME | Shanghai Hongbao Lighting Co. Ltd. | HONGBAO | LSN8-48/D10/50 | Indoor Luminaires | Linear Ambient | Direct Linear Ambient Luminaires | Premium | FALSE | [9 empty] | 42703 |  |  | No |  | 4.1 | 6638 | 138.3 | 48 | 20 | 0.98 | 5000 | 80
PYD42GQT | Shanghai Hongbao Lighting Co. Ltd. | HONGBAO | LSN4-24/D10/50 | Indoor Luminaires | Linear Ambient | Direct Linear Ambient Luminaires | Premium | FALSE | [9 empty] | 42703 |  |  | No |  | 4.1 | 3324 | 138.5 | 24 | 20 | 0.98 | 5000 | 80
PKR21Y46 | Shanghai Hongbao Lighting Co. Ltd. | HONGBAO | LSN8-48/D10/40 | Indoor Luminaires | Linear Ambient | Direct Linear Ambient Luminaires | Premium | FALSE | [9 empty] | 42703 |  |  | No |  | 4.1 | 6619 | 137.9 | 48 | 20 | 0.98 | 4000 | 80
P3F25QRW | Lighting Etc. Inc. | Lighting Etc. Inc. | W4-HW48-U-xx | Indoor Luminaires | Linear Ambient | Direct Linear Ambient Luminaires | Standard | TRUE | 10600 | 112.7 | 94.04 | 6.89 | 0.956 | 4120 | 84.6 | 5 | 50000 | 42703 | Not Dimmable | Not Dimmable | No |  | 4 | 10600 | 112.7 | 94.81 | 6.89 | 0.96 | 4120 | 84.6
P4JS3Y4W | Lighting Etc. Inc. | Lighting Etc. Inc. | W8-HW48-U-xx | Indoor Luminaires | Linear Ambient | Direct Linear Ambient Luminaires | Standard | TRUE | 22020 | 115.7 | 190.3 | 8.32 | 0.953 | 4074 | 84.4 | 5 | 50000 | 42703 | Not Dimmable | Not Dimmable | No |  | 4 | 22020 | 115.7 | 198.4 | 8.32 | 0.95 | 4074 | 84.4
P4P8CHF7 | Lighting Etc. Inc. | Lighting Etc. Inc. | W4-MW48-U-xx | Indoor Luminaires | Linear Ambient | Direct Linear Ambient Luminaires | Standard | TRUE | 9043 | 119.3 | 75.77 | 9.75 | 0.947 | 4093 | 84.5 | 5 | 50000 | 42703 | Not Dimmable | Not Dimmable | No |  | 4 | 9043 | 119.3 | 75.55 | 9.75 | 0.95 | 4093 | 84.5
PKNFNQFZ | Lighting Etc. Inc. | Lighting Etc. Inc. | W8-MW48-U-xx | Indoor Luminaires | Linear Ambient | Direct Linear Ambient Luminaires | Standard | TRUE | 18130 | 122 | 148.6 | 9.91 | 0.946 | 4032 | 84.4 | 5 | 50000 | 42703 | Not Dimmable | Not Dimmable | No |  | 4 | 18130 | 122 | 149.5 | 9.91 | 0.95 | 4032 | 84.4
PX43UXQ7 | Sunpark | SUNPARK | 150WRD-3000K | Indoor Luminaires | Linear Ambient | Direct Linear Ambient Luminaires | Premium | TRUE | 4757.2 | 127.15 | 37.41 | 19.58 | 0.9654 | 3051 | 85 | 5 | 50000 | 42702 |  |  | No |  | 4 | 4680 | 130 | 36 | 10 | 0.9 | 3000 | 80
P159KHNM | Sunpark | SUNPARK | 150WRD-5000K | Indoor Luminaires | Linear Ambient | Direct Linear Ambient Luminaires | Premium | FALSE | [9 empty] | 42702 |  |  | No |  | 4 | 4680 | 130 | 36 | 10 | 0.9 | 5000 | 80
PP5UJ5KU | Sunpark | SUNPARK | 150WRD-4000K | Indoor Luminaires | Linear Ambient | Direct Linear Ambient Luminaires | Premium | FALSE | [9 empty] | 42702 |  |  | No |  | 4 | 4680 | 130 | 36 | 10 | 0.9 | 4000 | 80
PZF289MB | LONYUNG LED LIGHTING CO.LTD | LONYUNG | LY-T5DL600-7W(3000K) | Indoor Luminaires | Linear Ambient | Direct Linear Ambient Luminaires | Standard | TRUE | 807.28 | 112.59 | 7.17 | 14.78 | 0.932 | 2928 | 83.2 | 5 | 50000 | 42697 |  |  | No |  | 4 | 840 | 120 | 7 | 10 | 0.9 | 3000 | 80
P1XNK82P | LONYUNG LED LIGHTING CO.LTD | LONYUNG | LY-T5DL900-12W(3000K) | Indoor Luminaires | Linear Ambient | Direct Linear Ambient Luminaires | Standard | TRUE | 1341.56 | 115.75 | 11.59 | 19.92 | 0.879 | 2932 | 83.1 | 5 | 50000 | 42697 |  |  | No |  | 4 | 1440 | 120 | 12 | 10 | 0.9 | 3000 | 80
P3H4CDC9 | LONYUNG LED LIGHTING CO.LTD | LONYUNG | LY-T5DL900-12W(5000K) | Indoor Luminaires | Linear Ambient | Direct Linear Ambient Luminaires | Standard | FALSE | [9 empty] | 42697 |  |  | No |  | 4 | 1440 | 120 | 12 | 10 | 0.9 | 5000 | 80
PM51YH4N | LONYUNG LED LIGHTING CO.LTD | LONYUNG | LY-T5DL600-7W(5000K) | Indoor Luminaires | Linear Ambient | Direct Linear Ambient Luminaires | Standard | FALSE | [9 empty] | 42697 |  |  | No |  | 4 | 840 | 120 | 7 | 10 | 0.9 | 5000 | 80
PGC16G8G | LONYUNG LED LIGHTING CO.LTD | LONYUNG | LY-T5DL900-12W(4500K) | Indoor Luminaires | Linear Ambient | Direct Linear Ambient Luminaires | Standard | FALSE | [9 empty] | 42697 |  |  | No |  | 4 | 1440 | 120 | 12 | 10 | 0.9 | 4500 | 80
PXS8NK6M | LONYUNG LED LIGHTING CO.LTD | LONYUNG | LY-T5DL600-7W(4500K) | Indoor Luminaires | Linear Ambient | Direct Linear Ambient Luminaires | Standard | FALSE | [9 empty] | 42697 |  |  | No |  | 4 | 840 | 120 | 7 | 10 | 0.9 | 4500 | 80
PJ9Z8G8C | LONYUNG LED LIGHTING CO.LTD | LONYUNG | LY-T5DL900-12W(4000K) | Indoor Luminaires | Linear Ambient | Direct Linear Ambient Luminaires | Standard | FALSE | [9 empty] | 42697 |  |  | No |  | 4 | 1440 | 120 | 12 | 10 | 0.9 | 4000 | 80
P5GBCJ6B | LONYUNG LED LIGHTING CO.LTD | LONYUNG | LY-T5DL600-7W(4000K) | Indoor Luminaires | Linear Ambient | Direct Linear Ambient Luminaires | Standard | FALSE | [9 empty] | 42697 |  |  | No |  | 4 | 840 | 120 | 7 | 10 | 0.9 | 4000 | 80
PKQURM2F | LONYUNG LED LIGHTING CO.LTD | LONYUNG | LY-T5DL900-12W(3500K) | Indoor Luminaires | Linear Ambient | Direct Linear Ambient Luminaires | Standard | FALSE | [9 empty] | 42697 |  |  | No |  | 4 | 1440 | 120 | 12 | 10 | 0.9 | 3500 | 80
PR1JYD5F | LONYUNG LED LIGHTING CO.LTD | LONYUNG | LY-T5DL600-7W(3500K) | Indoor Luminaires | Linear Ambient | Direct Linear Ambient Luminaires | Standard | FALSE | [9 empty] | 42697 |  |  | No |  | 4 | 840 | 120 | 7 | 10 | 0.9 | 3500 | 80
PB6RA6R1 | XtraLight Manufacturing Ltd. | XtraLight | LRS4-2000L-35K-DIM-xxx [ALL OPTIONS][Qualified at 120V] | Indoor Luminaires | Linear Ambient | Direct Linear Ambient Luminaires | Standard | TRUE | 1949 | 117.4 | 16.56 | 6.01 | 0.999 | 3544 | 85.26 | 5 | 50000 | 42696 |  |  | No |  | 4 | 1949 | 117.4 | 16.56 | 6.01 | 1 | 3544 | 85.26
PQ72PZU3 | XtraLight Manufacturing Ltd. | XtraLight | LRS4-4000L-35K-DIM-xxx [ALL OPTIONS] | Indoor Luminaires | Linear Ambient | Direct Linear Ambient Luminaires | Standard | TRUE | 3766 | 105 | 35.89 | 7.5 | 0.961 | 3571 | 84.89 | 5 | 50000 | 42696 |  |  | No |  | 4 | 3766 | 104.93 | 35.89 | 6.82 | 0.99 | 3571 | 84.89
P9E42E23 | XtraLight Manufacturing Ltd. | XtraLight | LRS4-4000L-50K-DIM-xxx [ALL OPTIONS] | Indoor Luminaires | Linear Ambient | Direct Linear Ambient Luminaires | Standard | TRUE | 4098 | 115.8 | 35.39 | 8.14 | 0.943 | 5310 | 83.84 | 5 | 50000 | 42696 |  |  | No |  | 4 | 4098 | 115.8 | 35.39 | 8.14 | 0.99 | 5310 | 83.84
PF1GC5F8 | XtraLight Manufacturing Ltd. | XtraLight | LRS4-3000L-50K-DIM-xxx [ALL OPTIONS] | Indoor Luminaires | Linear Ambient | Direct Linear Ambient Luminaires | Standard | FALSE | [9 empty] | 42696 |  |  | No |  | 4 | 3200 | 125 | 25.6 | 6.88 | 0.99 | 5243 | 82.5
P131HJEX | XtraLight Manufacturing Ltd. | XtraLight | LRS8-7500L-50K-DIM-xxx [ALL OPTIONS] | Indoor Luminaires | Linear Ambient | Direct Linear Ambient Luminaires | Standard | FALSE | [9 empty] | 42696 |  |  | No |  | 4 | 8196 | 119.06 | 68.84 | 8.14 | 1 | 5000 | 80
P4J3Y264 | XtraLight Manufacturing Ltd. | XtraLight | LRS8-6000L-50K-DIM-xxx [ALL OPTIONS] | Indoor Luminaires | Linear Ambient | Direct Linear Ambient Luminaires | Standard | FALSE | [9 empty] | 42696 |  |  | No |  | 4 | 6400 | 126.84 | 50.46 | 6.9 | 1 | 5000 | 80
P7B92ES5 | XtraLight Manufacturing Ltd. | XtraLight | LRS8-4000L-50K-DIM-xxx [ALL OPTIONS] | Indoor Luminaires | Linear Ambient | Direct Linear Ambient Luminaires | Standard | FALSE | [9 empty] | 42696 |  |  | No |  | 4 | 4280.58 | 130.7 | 32.75 | 6.9 | 1 | 5000 | 80
PFFG4REU | XtraLight Manufacturing Ltd. | XtraLight | LRS4-2000L-50K-DIM-xxx [ALL OPTIONS][Qualified at 120V] | Indoor Luminaires | Linear Ambient | Direct Linear Ambient Luminaires | Standard | FALSE | [9 empty] | 42696 |  |  | No |  | 4 | 2140.29 | 132.41 | 16.16 | 6 | 1 | 5000 | 80
PYFB9YA3 | XtraLight Manufacturing Ltd. | XtraLight | LRS4-3000L-40K-DIM-xxx [ALL OPTIONS] | Indoor Luminaires | Linear Ambient | Direct Linear Ambient Luminaires | Standard | FALSE | [9 empty] | 42696 |  |  | No |  | 4 | 3022 | 111.9 | 27 | 7.47 | 0.99 | 4241 | 84.46
P135GWVY | XtraLight Manufacturing Ltd. | XtraLight | LRS8-7500L-40K-DIM-xxx [ALL OPTIONS] | Indoor Luminaires | Linear Ambient | Direct Linear Ambient Luminaires | Standard | FALSE | [9 empty] | 42696 |  |  | No |  | 4 | 7811.15 | 108.24 | 72.17 | 8.7 | 1 | 4000 | 80
PJ3ECCBS | XtraLight Manufacturing Ltd. | XtraLight | LRS4-4000L-40K-DIM-xxx [ALL OPTIONS] | Indoor Luminaires | Linear Ambient | Direct Linear Ambient Luminaires | Standard | FALSE | [9 empty] | 42696 |  |  | No |  | 4 | 3905.58 | 106.29 | 36.74 | 8.7 | 1 | 4000 | 80
PJMGB6G1 | XtraLight Manufacturing Ltd. | XtraLight | LRS8-6000L-40K-DIM-xxx [ALL OPTIONS] | Indoor Luminaires | Linear Ambient | Direct Linear Ambient Luminaires | Standard | FALSE | [9 empty] | 42696 |  |  | No |  | 4 | 6044 | 113.58 | 53.22 | 7.5 | 1 | 4000 | 80
PJKV9S97 | XtraLight Manufacturing Ltd. | XtraLight | LRS8-4000L-40K-DIM-xxx [ALL OPTIONS] | Indoor Luminaires | Linear Ambient | Direct Linear Ambient Luminaires | Standard | FALSE | [9 empty] | 42696 |  |  | No |  | 4 | 4042.47 | 117.03 | 34.54 | 7.5 | 1 | 4000 | 80
PC3ACMZH | XtraLight Manufacturing Ltd. | XtraLight | LRS4-2000L-40K-DIM-xxx [ALL OPTIONS][Qualified at 120V] | Indoor Luminaires | Linear Ambient | Direct Linear Ambient Luminaires | Standard | FALSE | [9 empty] | 42696 |  |  | No |  | 4 | 2021.23 | 118.56 | 17.05 | 6 | 1 | 4000 | 80
P7U45BEJ | XtraLight Manufacturing Ltd. | XtraLight | LRS8-4000L-35K-DIM-xxx [ALL OPTIONS] | Indoor Luminaires | Linear Ambient | Direct Linear Ambient Luminaires | Standard | FALSE | [9 empty] | 42696 |  |  | No |  | 4 | 3766 | 105 | 35.89 | 6.82 | 0.99 | 3571 | 84.89
PJUG8JWG | XtraLight Manufacturing Ltd. | XtraLight | LRS4-3000L-35K-DIM-xxx [ALL OPTIONS] | Indoor Luminaires | Linear Ambient | Direct Linear Ambient Luminaires | Standard | FALSE | [9 empty] | 42696 |  |  | No |  | 4 | 2902 | 109.5 | 26.5 | 7.28 | 0.99 | 3556 | 84.92
PZRWH5WZ | XtraLight Manufacturing Ltd. | XtraLight | LRS8-7500L-35K-DIM-xxx [ALL OPTIONS] | Indoor Luminaires | Linear Ambient | Direct Linear Ambient Luminaires | Standard | FALSE | [9 empty] | 42696 |  |  | No |  | 4 | 7532 | 106.34 | 70.83 | 8.69 | 1 | 3500 | 80
PVU2DJPN | XtraLight Manufacturing Ltd. | XtraLight | LRS8-6000L-35K-DIM-xxx [ALL OPTIONS] | Indoor Luminaires | Linear Ambient | Direct Linear Ambient Luminaires | Standard | FALSE | [9 empty] | 42696 |  |  | No |  | 4 | 5804 | 111.12 | 52.23 | 7.3 | 1 | 3500 | 80
P5XYDPVC | XtraLight Manufacturing Ltd. | XtraLight | LRS4-4000L-30K-DIM-xxx [ALL OPTIONS] | Indoor Luminaires | Linear Ambient | Direct Linear Ambient Luminaires | Standard | FALSE | [9 empty] | 42696 |  |  | No |  | 4 | 3776 | 107.6 | 35.11 | 8.41 | 1 | 3198 | 83.55
P9SUJS1G | XtraLight Manufacturing Ltd. | XtraLight | LRS4-3000L-30K-DIM-xxx [ALL OPTIONS] | Indoor Luminaires | Linear Ambient | Direct Linear Ambient Luminaires | Standard | FALSE | [9 empty] | 42696 |  |  | No |  | 4 | 2914 | 112.9 | 25.8 | 7.04 | 0.99 | 3181 | 84.05
PDA4SUUD | XtraLight Manufacturing Ltd. | XtraLight | LRS4-2000L-30K-DIM-xxx [ALL OPTIONS][Qualified at 120V] | Indoor Luminaires | Linear Ambient | Direct Linear Ambient Luminaires | Standard | FALSE | [9 empty] | 42696 |  |  | No |  | 4 | 1957 | 120.1 | 16.29 | 6.08 | 1 | 3171 | 83.84
PKG5Q3UQ | XtraLight Manufacturing Ltd. | XtraLight | LRS8-7500L-30K-DIM-xxx [ALL OPTIONS] | Indoor Luminaires | Linear Ambient | Direct Linear Ambient Luminaires | Standard | FALSE | [9 empty] | 42696 |  |  | No |  | 4 | 7552 | 109.51 | 68.96 | 8.41 | 1 | 3000 | 80
PS4NJ3JY | XtraLight Manufacturing Ltd. | XtraLight | LRS8-6000L-30K-DIM-xxx [ALL OPTIONS] | Indoor Luminaires | Linear Ambient | Direct Linear Ambient Luminaires | Standard | FALSE | [9 empty] | 42696 |  |  | No |  | 4 | 5828 | 114.61 | 50.85 | 7 | 0.99 | 3000 | 80
P1MGWVJQ | XtraLight Manufacturing Ltd. | XtraLight | LRS8-4000L-30K-DIM-xxx [ALL OPTIONS] | Indoor Luminaires | Linear Ambient | Direct Linear Ambient Luminaires | Standard | FALSE | [9 empty] | 42696 |  |  | No |  | 4 | 3914 | 118.59 | 33.01 | 7 | 1 | 3000 | 80
PPNFTT5M | Visioneering Corp | Visioneering | LCOM96-LED850K099LCXXX-P77 [All Emergency Finish Packaging and Wiring Options] | Indoor Luminaires | Linear Ambient | Direct Linear Ambient Luminaires | Standard | FALSE | [9 empty] | 42696 |  |  | Yes |  | 3 | 10000 | 119.05 | 84 | 12 | 0.99 | 5000 | 80
PG9ATH64 | Visioneering Corp | Visioneering | LCOM48-LED850K050LCXXX-P77 [All Emergency Finish Packaging and Wiring Options] | Indoor Luminaires | Linear Ambient | Direct Linear Ambient Luminaires | Standard | FALSE | [9 empty] | 42696 |  |  | Yes |  | 3 | 5000 | 119.05 | 42 | 12 | 0.99 | 5000 | 80
P9DT5CFD | Visioneering Corp | Visioneering | LCOM96-LED840K099LCXXX-P77 [All Emergency Finish Packaging and Wiring Options] | Indoor Luminaires | Linear Ambient | Direct Linear Ambient Luminaires | Standard | FALSE | [9 empty] | 42696 |  |  | Yes |  | 3 | 10000 | 119.05 | 84 | 12 | 0.99 | 4000 | 80
PMFEHG1H | Visioneering Corp | Visioneering | LCOM48-LED840K050LCXXX-P77 [All Emergency Finish Packaging and Wiring Options] | Indoor Luminaires | Linear Ambient | Direct Linear Ambient Luminaires | Standard | FALSE | [9 empty] | 42696 |  |  | Yes |  | 3 | 5000 | 119.05 | 42 | 12 | 0.99 | 4000 | 80
PPPF1TQT | Visioneering Corp | Visioneering | LCOM96-LED835K099LCXXX-P77 [All Emergency Finish Packaging and Wiring Options] | Indoor Luminaires | Linear Ambient | Direct Linear Ambient Luminaires | Standard | FALSE | [9 empty] | 42696 |  |  | Yes |  | 3 | 9700 | 115.48 | 84 | 12 | 0.99 | 3500 | 80
PEQC9KEH | Visioneering Corp | Visioneering | LCOM48-LED835K050LCXXX-P77 [All Emergency Finish Packaging and Wiring Options] | Indoor Luminaires | Linear Ambient | Direct Linear Ambient Luminaires | Standard | FALSE | [9 empty] | 42696 |  |  | Yes |  | 3 | 4850 | 115.48 | 42 | 12 | 0.99 | 3500 | 80
PFQMHEBV | Shanghai Hongbao Lighting Co. Ltd. | HONGBAO | LSN4-36/D10/40 | Indoor Luminaires | Linear Ambient | Direct Linear Ambient Luminaires | Premium | TRUE | 4625.4 | 130.9 | 35.34 | 10.64 | 0.961 | 4084 | 82.1 | 5 | 50000 | 42695 |  |  | No |  | 4.1 | 4712 | 130.9 | 36 | 20 | 0.98 | 4000 | 80
PX98GH51 | Allstar Lighting Supplies Inc. | LUXRITE | LR25123 | Indoor Luminaires | Linear Ambient | Direct Linear Ambient Luminaires | Standard | TRUE | 3091.36 | 102.13 | 30.4 | 15.2 | 0.944 | 3006 | 83 | 5 | 50000 | 42695 |  |  | No |  | 4 | 3150 | 105 | 30 | 20 | 0.95 | 3000 | 80
PMCEC35Q | Allstar Lighting Supplies Inc. | LUXRITE | LR25126 | Indoor Luminaires | Linear Ambient | Direct Linear Ambient Luminaires | Standard | TRUE | 4138.17 | 102.03 | 40.78 | 14.56 | 0.901 | 2997 | 83 | 5 | 50000 | 42695 |  |  | No |  | 4 | 4200 | 105 | 40 | 20 | 0.95 | 3000 | 80
P1AD717G | Allstar Lighting Supplies Inc. | LUXRITE | LR25127 | Indoor Luminaires | Linear Ambient | Direct Linear Ambient Luminaires | Standard | TRUE | 4293.25 | 107.06 | 40.1 | 14.5 | 0.898 | 3987 | 83.3 | 5 | 50000 | 42695 |  |  | No | Updated on 4/12/2016. Updated model numbers on 10/11/16 | 3.1 | 4200 | 105 | 40 | 25 | 0.9 | 4000 | 80
P19BHYBN | Allstar Lighting Supplies Inc. | LUXRITE | LR25120 | Indoor Luminaires | Linear Ambient | Direct Linear Ambient Luminaires | Standard | TRUE | 1889.65 | 104.98 | 18 | 22.38 | 0.877 | 2961 | 84.4 | 5 | 50000 | 42695 |  |  | No |  | 4 | 2100 | 105 | 20 | 20 | 0.9 | 3000 | 80
PE63AAS2 | Shanghai Hongbao Lighting Co. Ltd. | HONGBAO | LSN8-72/D10/50 | Indoor Luminaires | Linear Ambient | Direct Linear Ambient Luminaires | Premium | FALSE | [9 empty] | 42695 |  |  | No |  | 4.1 | 9475 | 131.6 | 72 | 20 | 0.98 | 5000 | 80
PF73ERZT | Shanghai Hongbao Lighting Co. Ltd. | HONGBAO | LSN4-36/D10/50 | Indoor Luminaires | Linear Ambient | Direct Linear Ambient Luminaires | Premium | FALSE | [9 empty] | 42695 |  |  | No |  | 4.1 | 4741 | 131.7 | 36 | 20 | 0.98 | 5000 | 80
PABHWKAF | Shanghai Hongbao Lighting Co. Ltd. | HONGBAO | LSN8-72/D10/40 | Indoor Luminaires | Linear Ambient | Direct Linear Ambient Luminaires | Premium | FALSE | [9 empty] | 42695 |  |  | No |  | 4.1 | 9424 | 130.9 | 72 | 20 | 0.98 | 4000 | 80
PNMYB8S1 | Allstar Lighting Supplies Inc. | LUXRITE | LR25125 | Indoor Luminaires | Linear Ambient | Direct Linear Ambient Luminaires | Standard | FALSE | [9 empty] | 42695 | Not Dimmable | Not Dimmable | No |  | 4 | 3150 | 105 | 30 | 20 | 0.95 | 5000 | 80
P9X9CVJT | Allstar Lighting Supplies Inc. | LUXRITE | LR25122 | Indoor Luminaires | Linear Ambient | Direct Linear Ambient Luminaires | Standard | FALSE | [9 empty] | 42695 | Not Dimmable | Not Dimmable | No |  | 4 | 2100 | 105 | 20 | 20 | 0.9 | 5000 | 80
PBQ11N7J | Allstar Lighting Supplies Inc. | LUXRITE | LR25128 | Indoor Luminaires | Linear Ambient | Direct Linear Ambient Luminaires | Standard | FALSE | [9 empty] | 42695 | Not Yet Verified | Not Yet Verified | No | Updated on 4/12/2016. Updated model numbers on 10/11/16 | 3.1 | 4200 | 105 | 40 | 25 | 0.9 | 4500 | 80
P2WUN46V | Allstar Lighting Supplies Inc. | LUXRITE | LR25124 | Indoor Luminaires | Linear Ambient | Direct Linear Ambient Luminaires | Standard | FALSE | [9 empty] | 42695 | Not Dimmable | Not Dimmable | No |  | 4 | 3150 | 105 | 30 | 20 | 0.95 | 4000 | 80
PC246X9S | Allstar Lighting Supplies Inc. | LUXRITE | LR25121 | Indoor Luminaires | Linear Ambient | Direct Linear Ambient Luminaires | Standard | FALSE | [9 empty] | 42695 | Not Dimmable | Not Dimmable | No |  | 4 | 2100 | 105 | 20 | 20 | 0.9 | 4000 | 80
PPY5ZMUY | Allstar Lighting Supplies Inc. | LUXRITE | LR25114 | Indoor Luminaires | Linear Ambient | Direct Linear Ambient Luminaires | Standard | FALSE | [9 empty] | 42695 | Not Dimmable | Not Dimmable | No |  | 4 | 4200 | 105 | 40 | 20 | 0.95 | 3500 | 80
PPB421JV | Allstar Lighting Supplies Inc. | LUXRITE | LR25112 | Indoor Luminaires | Linear Ambient | Direct Linear Ambient Luminaires | Standard | FALSE | [9 empty] | 42695 | Not Dimmable | Not Dimmable | No |  | 4 | 3150 | 105 | 30 | 20 | 0.95 | 3500 | 80
PBNWB8GK | Allstar Lighting Supplies Inc. | LUXRITE | LR25110 | Indoor Luminaires | Linear Ambient | Direct Linear Ambient Luminaires | Standard | FALSE | [9 empty] | 42695 | Not Dimmable | Not Dimmable | No |  | 4 | 2100 | 105 | 20 | 20 | 0.9 | 3500 | 80
P1FCP3MX | Litetronics International | LITETRONICS | RF16UQT130C | Indoor Retrofit Kit | Linear Ambient | Retrofit Kits for Direct Linear Ambient Luminaires | Standard | TRUE | 2105.05 | 129.46 | 16.26 | 11.8 | 0.952 | 3151 | 84.5 | 7 | 85000 | 42692 |  |  | NotYetVerified |  | 4 | 2200 | 137.5 | 16 | 11 | 0.95 | 3000 | 83
PJG9H4N7 | YANKON LIGHTING INC. | Yankon | MXL2017-LED2X20K840 | Indoor Luminaires | Linear Ambient | Direct Linear Ambient Luminaires | Standard | TRUE | 4399.4 | 110.87 | 39.68 | 14.61 | 0.9497 | 4005 | 83.1 | 5 | 50000 | 42692 |  |  | No |  | 4 | 4425.5 | 111.08 | 39.84 | 14.61 | 0.95 | 4000 | 83.1
P5QPXM85 | YANKON LIGHTING INC. | Yankon | MXL2030-LED2X20K840 | Indoor Luminaires | Linear Ambient | Direct Linear Ambient Luminaires | Standard | TRUE | 4475.4 | 112.85 | 39.63 | 18.83 | 0.9358 | 4007 | 83.6 | 5 | 50000 | 42692 |  |  | No |  | 4 | 4413.4 | 112.9 | 39.09 | 18.83 | 0.94 | 4000 | 83.6
PB9D287P | YANKON LIGHTING INC. | Yankon | MXL2030-LED1X20K840 | Indoor Luminaires | Linear Ambient | Direct Linear Ambient Luminaires | Standard | TRUE | 2179.3 | 112.74 | 19.33 | 11.27 | 0.9271 | 3980 | 83.5 | 5 | 50000 | 42692 |  |  | No |  | 4 | 2185.2 | 113.28 | 19.29 | 11.27 | 0.93 | 4000 | 83.5
PT1CQZDB | YANKON LIGHTING INC. | Yankon | MXL2030-LED1X10K840 | Indoor Luminaires | Linear Ambient | Direct Linear Ambient Luminaires | Standard | TRUE | 1062.1 | 108.73 | 9.768 | 14.66 | 0.9267 | 3970 | 83.2 | 5 | 50000 | 42692 |  |  | No |  | 4 | 1062.1 | 108.73 | 9.77 | 14.66 | 0.93 | 4000 | 83.2
PJY95DAZ | YANKON LIGHTING INC. | Yankon | MXL2030-LED2X10K840 | Indoor Luminaires | Linear Ambient | Direct Linear Ambient Luminaires | Standard | TRUE | 2054.7 | 107.75 | 19.07 | 11.4 | 0.9266 | 3961 | 83.3 | 5 | 50000 | 42692 |  |  | No |  | 4 | 2058.1 | 108.44 | 18.98 | 11.4 | 0.93 | 4000 | 83.3
PT4VSR4U | Litetronics International | LITETRONICS | RF16UQT150C | Indoor Retrofit Kit | Linear Ambient | Retrofit Kits for Direct Linear Ambient Luminaires | Standard | FALSE | [9 empty] | 42692 |  |  | NotYetVerified |  | 4 | 2200 | 137.5 | 16 | 11 | 0.95 | 5000 | 83
PJ9T8F6D | Litetronics International | LITETRONICS | RF16UQT140C | Indoor Retrofit Kit | Linear Ambient | Retrofit Kits for Direct Linear Ambient Luminaires | Standard | FALSE | [9 empty] | 42692 |  |  | NotYetVerified |  | 4 | 2200 | 137.5 | 16 | 11 | 0.95 | 4000 | 83
PQ4TR518 | Litetronics International | LITETRONICS | RF16UQT135C | Indoor Retrofit Kit | Linear Ambient | Retrofit Kits for Direct Linear Ambient Luminaires | Standard | FALSE | [9 empty] | 42692 |  |  | NotYetVerified |  | 4 | 2200 | 137.5 | 16 | 11 | 0.95 | 3500 | 83
PG4QF8ZV | YANKON LIGHTING INC. | Yankon | MXL2017-LED2X10K840 | Indoor Luminaires | Linear Ambient | Direct Linear Ambient Luminaires | Standard | TRUE | 2214.1 | 108.91 | 20.33 | 10.57 | 0.9526 | 4048 | 82.6 | 5 | 50000 | 42691 |  |  | No |  | 4 | 2214.1 | 108.91 | 20.33 | 10.57 | 0.95 | 4000 | 82.6
PKVPCN8J | YANKON LIGHTING INC. | Yankon | MXL2017-LED1X10K840 | Indoor Luminaires | Linear Ambient | Direct Linear Ambient Luminaires | Standard | TRUE | 1115.3 | 105.22 | 10.6 | 8.71 | 0.9514 | 4060 | 82.5 | 5 | 50000 | 42691 |  |  | No |  | 4 | 1119.6 | 108.17 | 10.35 | 8.71 | 0.95 | 4000 | 82.5
PHM279V4 | YANKON LIGHTING INC. | Yankon | MXL2017-LED1X20K840 | Indoor Luminaires | Linear Ambient | Direct Linear Ambient Luminaires | Standard | TRUE | 2132.5 | 105.2 | 20.27 | 10.52 | 0.9495 | 3969 | 83.3 | 5 | 50000 | 42691 |  |  | No |  | 4 | 2132.5 | 105.2 | 20.27 | 10.52 | 0.95 | 4000 | 83.3
P5PU2YUX | Venture Lighting International | Venture Lighting International | VP2-56WA-BF1 | Indoor Luminaires | Linear Ambient | Direct Linear Ambient Luminaires | Standard | TRUE | 6837.4 | 123.99 | 55.14 | 5.29 | 0.9214 | 3083 | 82 | 5 | 50000 | 42691 |  |  | No |  | 3.1 | 6837.4 | 123.99 | 55.14 | 20 | 0.995 | 3000 | 82
PCDJZC2K | Venture Lighting International | Venture Lighting International | VP2-40WA-BF1 | Indoor Luminaires | Linear Ambient | Direct Linear Ambient Luminaires | Standard | TRUE | 4670.9 | 119.24 | 39.17 | 5.18 | 0.9169 | 3094 | 82 | 5 | 50000 | 42691 |  |  | No |  | 3.1 | 4670.9 | 119.24 | 40 | 20 | 0.997 | 3000 | 82
PGBKUQGX | Venture Lighting International | Venture Lighting International | VP2-56CA-BF1 | Indoor Luminaires | Linear Ambient | Direct Linear Ambient Luminaires | Standard | FALSE | [9 empty] | 42691 |  |  | No |  | 3.1 | 7137.08 | 128.78 | 55.42 | 20 | 0.994 | 5000 | 83
P57XA9UY | Venture Lighting International | Venture Lighting International | VP2-40CA-BF1 | Indoor Luminaires | Linear Ambient | Direct Linear Ambient Luminaires | Standard | FALSE | [9 empty] | 42691 |  |  | No |  | 3.1 | 4977.14 | 125.24 | 40 | 20 | 0.997 | 5000 | 82.7
PQN54RP4 | Venture Lighting International | Venture Lighting International | VP2-40NA-BF1 | Indoor Luminaires | Linear Ambient | Direct Linear Ambient Luminaires | Standard | FALSE | [9 empty] | 42691 |  |  | No |  | 3.1 | 4980.54 | 124.86 | 40 | 20 | 0.997 | 4000 | 84.2
PPT599AT | Venture Lighting International | Venture Lighting International | VP2-56NA-BF1 | Indoor Luminaires | Linear Ambient | Direct Linear Ambient Luminaires | Standard | FALSE | [9 empty] | 42691 |  |  | No |  | 3.1 | 7198.44 | 128.77 | 55.9 | 20 | 0.994 | 4000 | 83.7
PC8KRDPT | Venture Lighting International | Venture Lighting International | VP2-40BA-BF1 | Indoor Luminaires | Linear Ambient | Direct Linear Ambient Luminaires | Standard | FALSE | [9 empty] | 42691 |  |  | No |  | 3.1 | 4779.4 | 121.27 | 40 | 20 | 0.997 | 3500 | 82.9
PSSPUZCB | Venture Lighting International | Venture Lighting International | VP2-56BA-BF1 | Indoor Luminaires | Linear Ambient | Direct Linear Ambient Luminaires | Standard | FALSE | [9 empty] | 42691 |  |  | No |  | 3.1 | 6941.47 | 126.34 | 55.1 | 20 | 0.994 | 3500 | 82.8
PSMEQFMP | Acuity Brands Lighting | Lithonia Lighting | RUBIK-5CC-XXX-80CRI-30K-440LM-(DARK/MIN1)-XXXXXX-XXXXX-XXXX-XXXX-XXXXX [120-277V Only] [Static White Only] | Indoor Luminaires | Linear Ambient | Direct Linear Ambient Luminaires | Standard | TRUE | 2418 | 117.38 | 20.6 | 11.72 | 0.98 | 3029 | 81.37 | 5 | 50000 | 42690 |  |  | No |  | 4 | 2437.87 | 118.34 | 20.6 | 9.12 | 0.9 | 3000 | 81
PCKVUDCH | Acuity Brands Lighting | Lithonia Lighting | RUBIK-5CC-XXX-80CRI-50K-240LM-(DARK/MIN1)-XXXXXX-XXXXX-XXXX-XXXX-XXXXX [120-277V Only] [Static White Only] | Indoor Luminaires | Linear Ambient | Direct Linear Ambient Luminaires | Standard | TRUE | 1254 | 120.35 | 10.42 | 11.72 | 0.972 | 4924 | 82.76 | 5 | 50000 | 42690 |  |  | No |  | 4 | 1361.95 | 128.97 | 10.56 | 9.12 | 0.9 | 5000 | 81
PH7F18F3 | Acuity Brands Lighting | Lithonia Lighting | RUBIK-5CC-XXX-80CRI-30K-240LM-(DARK/MIN1)-XXXXXX-XXXXX-XXXX-XXXX-XXXXX [120-277V Only] [Static White Only] | Indoor Luminaires | Linear Ambient | Direct Linear Ambient Luminaires | Standard | TRUE | 1278 | 121.05 | 10.56 | 11.72 | 0.972 | 3014 | 81.55 | 5 | 50000 | 42690 |  |  | No |  | 4 | 1288.5 | 122.02 | 10.56 | 9.12 | 0.9 | 3000 | 81
PGHH53SA | Utopia Lighting | UTOPIA LIGHTING | CAT#LL-404804B-1(3000K) | Indoor Luminaires | Linear Ambient | Direct Linear Ambient Luminaires | Standard | TRUE | 4033.15 | 109.45 | 36.85 | 7.7 | 0.953 | 3010 | 82 | 5 | 50000 | 42690 |  |  | No |  | 4 | 4200 | 105 | 40 | 20 | 0.95 | 3000 | 80
P1AX6AUN | Utopia Lighting | UTOPIA LIGHTING | CAT#LL-202402B-1(3000K) | Indoor Luminaires | Linear Ambient | Direct Linear Ambient Luminaires | Standard | TRUE | 2561.25 | 102.25 | 25.05 | 10.17 | 0.952 | 3009 | 82 | 5 | 50000 | 42690 |  |  | No |  | 4 | 2650 | 106 | 25 | 20 | 0.95 | 3000 | 80
PGXDA8KA | Kobi Electric Inc. | KOBI ELECTRIC | VT4-40-40-MV | Indoor Luminaires | Linear Ambient | Direct Linear Ambient Luminaires | Standard | TRUE | 4206.14 | 105.1 | 40.02 | 14.36 | 0.926 | 4238 | 86.1 | 5 | 50000 | 42690 |  |  | No | Product updated on 10/26/2016 | 4 | 4200 | 105 | 40 | 15 | 0.9 | 4000 | 83
P517XDTN | Kobi Electric Inc. | KOBI ELECTRIC | VT4-60-40-MV | Indoor Luminaires | Linear Ambient | Direct Linear Ambient Luminaires | Standard | TRUE | 6594.969 | 117.223 | 56.26 | 15.62 | 0.9118 | 4057 | 85.1 | 5 | 50000 | 42690 |  |  | No |  | 3.1 | 6600 | 110 | 60 | 16 | 0.9 | 4000 | 83
PFKAX33S | Kobi Electric Inc. | KOBI ELECTRIC | VT4-80-40-MV | Indoor Luminaires | Linear Ambient | Direct Linear Ambient Luminaires | Standard | TRUE | 8371.23 | 102.2 | 81.91 | 14.23 | 0.8947 | 3939 | 81.7 | 5 | 50000 | 42690 |  |  | No | Updated on 11/10/16 | 3.1 | 8400 | 105 | 80 | 14 | 0.9 | 4000 | 83
PMN96MPP | Utopia Lighting | UTOPIA LIGHTING | CAT#LL-404804B-1(5000K) | Indoor Luminaires | Linear Ambient | Direct Linear Ambient Luminaires | Standard | FALSE | [9 empty] | 42690 |  |  | No |  | 4 | 4200 | 105 | 40 | 20 | 0.95 | 5000 | 80
PFE8QTH1 | Utopia Lighting | UTOPIA LIGHTING | CAT#LL-202402B-1(5000K) | Indoor Luminaires | Linear Ambient | Direct Linear Ambient Luminaires | Standard | FALSE | [9 empty] | 42690 |  |  | No |  | 4 | 2650 | 106 | 25 | 20 | 0.95 | 5000 | 80
PTF8PX86 | Utopia Lighting | UTOPIA LIGHTING | CAT#LL-404804B-1(4500K) | Indoor Luminaires | Linear Ambient | Direct Linear Ambient Luminaires | Standard | FALSE | [9 empty] | 42690 |  |  | No |  | 4 | 4200 | 105 | 40 | 20 | 0.95 | 4500 | 80
PZTS8X6P | Utopia Lighting | UTOPIA LIGHTING | CAT#LL-202402B-1(4500K) | Indoor Luminaires | Linear Ambient | Direct Linear Ambient Luminaires | Standard | FALSE | [9 empty] | 42690 |  |  | No |  | 4 | 2650 | 106 | 25 | 20 | 0.95 | 4500 | 80
PUG7FEFB | Utopia Lighting | UTOPIA LIGHTING | CAT#LL-404804B-1(4000K) | Indoor Luminaires | Linear Ambient | Direct Linear Ambient Luminaires | Standard | FALSE | [9 empty] | 42690 |  |  | No |  | 4 | 4200 | 105 | 40 | 20 | 0.95 | 4000 | 80
PVFB3XP4 | Utopia Lighting | UTOPIA LIGHTING | CAT#LL-202402B-1(4000K) | Indoor Luminaires | Linear Ambient | Direct Linear Ambient Luminaires | Standard | FALSE | [9 empty] | 42690 |  |  | No |  | 4 | 2650 | 106 | 25 | 20 | 0.95 | 4000 | 80
PHFEJJ6A | Utopia Lighting | UTOPIA LIGHTING | CAT#LL-404804B-1(3500K) | Indoor Luminaires | Linear Ambient | Direct Linear Ambient Luminaires | Standard | FALSE | [9 empty] | 42690 |  |  | No |  | 4 | 4200 | 105 | 40 | 20 | 0.95 | 3500 | 80
PBRMQQUD | Utopia Lighting | UTOPIA LIGHTING | CAT#LL-202402B-1(3500K) | Indoor Luminaires | Linear Ambient | Direct Linear Ambient Luminaires | Standard | FALSE | [9 empty] | 42690 |  |  | No |  | 4 | 2650 | 106 | 25 | 20 | 0.95 | 3500 | 80
PFF25UEY | Kobi Electric Inc. | KOBI ELECTRIC | VT4-60-50-MV | Indoor Luminaires | Linear Ambient | Direct Linear Ambient Luminaires | Standard | FALSE | [9 empty] | 42690 |  |  | No |  | 3.1 | 6600 | 110 | 60 | 16 | 0.9 | 5000 | 83
P74SQRB7 | Kobi Electric Inc. | KOBI ELECTRIC | VT4-80-50-MV | Indoor Luminaires | Linear Ambient | Direct Linear Ambient Luminaires | Standard | FALSE | [9 empty] | 42690 |  |  | No | Updated on 11/10/16 | 3.1 | 8400 | 105 | 80 | 14 | 0.9 | 5000 | 83
PUCURWCX | Kobi Electric Inc. | KOBI ELECTRIC | VT4-40-50-MV | Indoor Luminaires | Linear Ambient | Direct Linear Ambient Luminaires | Standard | FALSE | [9 empty] | 42690 |  |  | No | Product updated on 10/26/2016 | 4 | 4200 | 105 | 40 | 15 | 0.9 | 5000 | 83
PBPABZSQ | Acuity Brands Lighting | Lithonia Lighting | RUBIK-5CC-XXX-80CRI-50K-440LM-(DARK/MIN1)-XXXXXX-XXXXX-XXXX-XXXX-XXXXX [120-277V Only] [Static White Only] | Indoor Luminaires | Linear Ambient | Direct Linear Ambient Luminaires | Standard | FALSE | [9 empty] | 42690 | Dimmable | Continuous Below 10 | No |  | 4 | 2576.83 | 125.09 | 20.6 | 9.12 | 0.9 | 5000 | 81
P2A4HRVB | Acuity Brands Lighting | Lithonia Lighting | RUBIK-5CC-XXX-80CRI-50K-360LM-(DARK/MIN1)-XXXXXX-XXXXX-XXXX-XXXX-XXXXX [120-277V Only] [Static White Only] | Indoor Luminaires | Linear Ambient | Direct Linear Ambient Luminaires | Standard | FALSE | [9 empty] | 42690 | Dimmable | Continuous Below 10 | No |  | 4 | 2078.09 | 128.59 | 16.16 | 9.12 | 0.9 | 5000 | 81
PPN7ZA5R | Acuity Brands Lighting | Lithonia Lighting | RUBIK-5CC-XXX-80CRI-40K-440LM-(DARK/MIN1)-XXXXXX-XXXXX-XXXX-XXXX-XXXXX [120-277V Only] [Static White Only] | Indoor Luminaires | Linear Ambient | Direct Linear Ambient Luminaires | Standard | FALSE | [9 empty] | 42690 | Dimmable | Continuous Below 10 | No |  | 4 | 2554.99 | 124.03 | 20.6 | 9.12 | 0.9 | 4000 | 81
PSMAJZTR | Acuity Brands Lighting | Lithonia Lighting | RUBIK-5CC-XXX-80CRI-40K-360LM-(DARK/MIN1)-XXXXXX-XXXXX-XXXX-XXXX-XXXXX [120-277V Only] [Static White Only] | Indoor Luminaires | Linear Ambient | Direct Linear Ambient Luminaires | Standard | FALSE | [9 empty] | 42690 | Dimmable | Continuous Below 10 | No |  | 4 | 2060.48 | 127.5 | 16.16 | 9.12 | 0.9 | 4000 | 81
P1TQ3HRR | Acuity Brands Lighting | Lithonia Lighting | RUBIK-5CC-XXX-80CRI-40K-240LM-(DARK/MIN1)-XXXXXX-XXXXX-XXXX-XXXX-XXXXX [120-277V Only] [Static White Only] | Indoor Luminaires | Linear Ambient | Direct Linear Ambient Luminaires | Standard | FALSE | [9 empty] | 42690 | Dimmable | Continuous Below 10 | No |  | 4 | 1350.41 | 127.88 | 10.56 | 9.12 | 0.9 | 4000 | 81
PHVDV853 | Acuity Brands Lighting | Lithonia Lighting | RUBIK-5CC-XXX-80CRI-35K-440LM-(DARK/MIN1)-XXXXXX-XXXXX-XXXX-XXXX-XXXXX [120-277V Only] [Static White Only] | Indoor Luminaires | Linear Ambient | Direct Linear Ambient Luminaires | Standard | FALSE | [9 empty] | 42690 | Dimmable | Continuous Below 10 | No |  | 4 | 2487.5 | 120.75 | 20.6 | 9.12 | 0.9 | 3500 | 81
P6RHXRR7 | Acuity Brands Lighting | Lithonia Lighting | RUBIK-5CC-XXX-80CRI-35K-360LM-(DARK/MIN1)-XXXXXX-XXXXX-XXXX-XXXX-XXXXX [120-277V Only] [Static White Only] | Indoor Luminaires | Linear Ambient | Direct Linear Ambient Luminaires | Standard | FALSE | [9 empty] | 42690 | Dimmable | Continuous Below 10 | No |  | 4 | 2006.05 | 124.14 | 16.16 | 9.12 | 0.9 | 3500 | 81
P3U43JE7 | Acuity Brands Lighting | Lithonia Lighting | RUBIK-5CC-XXX-80CRI-35K-240LM-(DARK/MIN1)-XXXXXX-XXXXX-XXXX-XXXX-XXXXX [120-277V Only] [Static White Only] | Indoor Luminaires | Linear Ambient | Direct Linear Ambient Luminaires | Standard | FALSE | [9 empty] | 42690 | Dimmable | Continuous Below 10 | No |  | 4 | 1314.73 | 124.5 | 10.56 | 9.12 | 0.9 | 3500 | 81
PNUTGAUA | Acuity Brands Lighting | Lithonia Lighting | RUBIK-5CC-XXX-80CRI-30K-360LM-(DARK/MIN1)-XXXXXX-XXXXX-XXXX-XXXX-XXXXX [120-277V Only] [Static White Only] | Indoor Luminaires | Linear Ambient | Direct Linear Ambient Luminaires | Standard | FALSE | [9 empty] | 42690 | Dimmable | Continuous Below 10 | No |  | 4 | 1966.02 | 121.66 | 16.16 | 9.12 | 0.9 | 3000 | 81
P4W44WCD | FOSHAN INNOVATIVE LIGHTING | Innovative | LL-404802B(3500K) | Indoor Luminaires | Linear Ambient | Direct Linear Ambient Luminaires | Standard | FALSE | [9 empty] | 42690 | Not Dimmable | Not Dimmable | No |  | 4 | 4200 | 105 | 40 | 20 | 0.95 | 3500 | 80
PZP3QPKC | SHENZHEN ITSUWA LIGHT CO.LTD | ITSUWA | YSH-T812-V01-20 3000K | Indoor Luminaires | Linear Ambient | Direct Linear Ambient Luminaires | Standard | TRUE | 2534.17 | 138.25 | 18.33 | 15 | 0.9622 | 3129 | 80.2 | 5 | 50000 | 42689 |  |  | No |  | 4 | 2534 | 138.2 | 18.4 | 23.6 | 0.96 | 3000 | 80
PDCQYYCA | SHENZHEN ITSUWA LIGHT CO.LTD | ITSUWA | YSH-T815-V01-28 3000K | Indoor Luminaires | Linear Ambient | Direct Linear Ambient Luminaires | Standard | TRUE | 3884.65 | 138.44 | 28.06 | 18.4 | 0.949 | 3137 | 80.1 | 5 | 50000 | 42689 |  |  | No |  | 4 | 3884 | 138.4 | 28.1 | 23.6 | 0.96 | 3000 | 80
P7CS6JA1 | MSD LIGHTING CO LTD | MSD | TPSL1551-WX(3000K) | Indoor Luminaires | Linear Ambient | Direct Linear Ambient Luminaires | Standard | TRUE | 5269.194 | 109.752 | 48.01 | 13.3 | 0.922 | 3036 | 89.3 | 5 | 50000 | 42689 |  |  | No |  | 4 | 5269.1 | 109.7 | 48.01 | 13.3 | 0.92 | 3036 | 89.3
PW5XUETE | MSD LIGHTING CO LTD | MSD | TPSL1241-WX(3000K) | Indoor Luminaires | Linear Ambient | Direct Linear Ambient Luminaires | Standard | TRUE | 4492.22 | 108.534 | 41.39 | 13.5 | 0.913 | 3011 | 89.1 | 5 | 50000 | 42689 |  |  | No |  | 4 | 4492.2 | 108.5 | 41.39 | 13.5 | 0.91 | 3011 | 89.1
PPZNC6HV | SHENZHEN ITSUWA LIGHT CO.LTD | ITSUWA | YSH-T815-V01-28 5000K | Indoor Luminaires | Linear Ambient | Direct Linear Ambient Luminaires | Standard | FALSE | [9 empty] | 42689 |  |  | No |  | 4 | 4164 | 142.8 | 29.2 | 23.6 | 0.96 | 5000 | 80
P557VFJX | SHENZHEN ITSUWA LIGHT CO.LTD | ITSUWA | YSH-T812-V01-20 5000K | Indoor Luminaires | Linear Ambient | Direct Linear Ambient Luminaires | Standard | FALSE | [9 empty] | 42689 |  |  | No |  | 4 | 2696 | 142.1 | 19 | 23.6 | 0.96 | 5000 | 80
PCVZGYDV | MSD LIGHTING CO LTD | MSD | TPSL1241-WX(5000K) | Indoor Luminaires | Linear Ambient | Direct Linear Ambient Luminaires | Standard | FALSE | [9 empty] | 42689 | Dimmable | Continuous Below 10 | No |  | 4 | 4885.8 | 119.4 | 40.9 | 14.9 | 0.92 | 5250 | 89.3
PB3VSFTC | MSD LIGHTING CO LTD | MSD | TPSL1551-WX(5000K) | Indoor Luminaires | Linear Ambient | Direct Linear Ambient Luminaires | Standard | FALSE | [9 empty] | 42689 | Dimmable | Continuous Below 10 | No |  | 4 | 5651.8 | 118.4 | 47.72 | 14.6 | 0.93 | 5210 | 89.6
PXSPT1Y9 | MSD LIGHTING CO LTD | MSD | TPSL1551-WX(4500K) | Indoor Luminaires | Linear Ambient | Direct Linear Ambient Luminaires | Standard | FALSE | [9 empty] | 42689 | Dimmable | Continuous Below 10 | No |  | 4 | 5460.5 | 114 | 47.8 | 13.3 | 0.92 | 4500 | 89.3
PV6M7Q6H | MSD LIGHTING CO LTD | MSD | TPSL1241-WX(4500K) | Indoor Luminaires | Linear Ambient | Direct Linear Ambient Luminaires | Standard | FALSE | [9 empty] | 42689 | Dimmable | Continuous Below 10 | No |  | 4 | 4689 | 113.9 | 41.15 | 13.5 | 0.91 | 4500 | 89.1
PHZXVCYE | MSD LIGHTING CO LTD | MSD | TPSL1551-WX(4000K) | Indoor Luminaires | Linear Ambient | Direct Linear Ambient Luminaires | Standard | FALSE | [9 empty] | 42689 | Dimmable | Continuous Below 10 | No |  | 4 | 5460.5 | 114 | 47.8 | 13.3 | 0.92 | 4000 | 89.3
P4XKU663 | MSD LIGHTING CO LTD | MSD | TPSL1241-WX(4000K) | Indoor Luminaires | Linear Ambient | Direct Linear Ambient Luminaires | Standard | FALSE | [9 empty] | 42689 | Dimmable | Continuous Below 10 | No |  | 4 | 4689 | 113.9 | 41.15 | 13.5 | 0.91 | 4000 | 89.1
P9CZ8MM6 | MSD LIGHTING CO LTD | MSD | TPSL1551-WX(3500K) | Indoor Luminaires | Linear Ambient | Direct Linear Ambient Luminaires | Standard | FALSE | [9 empty] | 42689 | Dimmable | Continuous Below 10 | No |  | 4 | 5269.1 | 109.7 | 48.01 | 13.3 | 0.92 | 3500 | 89.3
P84VM2TJ | MSD LIGHTING CO LTD | MSD | TPSL1241-WX(3500K) | Indoor Luminaires | Linear Ambient | Direct Linear Ambient Luminaires | Standard | FALSE | [9 empty] | 42689 | Dimmable | Continuous Below 10 | No |  | 4 | 4492.2 | 108.5 | 41.39 | 13.5 | 0.91 | 3500 | 89.1
PGS7ZWG9 | Pinnacle Architectural Lighting | EX6B | EX6B-A-O-40HO-4'-AC48X-UNV-1C-W-X | Indoor Luminaires | Linear Ambient | Linear Ambient Luminaires w/ Indirect component | Standard | TRUE | 7724 | 110.7 | 69.8 | 2.4 | 0.998 | 4010 | 83 | 5 | 60000 | 42685 |  |  | No |  | 3.1 | 7724 | 110.8 | 69.7 | 5.9 | 0.97 | 4010 | 83
PXWC4FVZ | Pinnacle Architectural Lighting | EX4B | EX4B-A-O-40HO-4'-AC48X-UNV-1C-W-X | Indoor Luminaires | Linear Ambient | Linear Ambient Luminaires w/ Indirect component | Standard | TRUE | 7110 | 101.7 | 69.9 | 3.5 | 0.997 | 4025 | 82 | 5 | 50000 | 42685 |  |  | No |  | 3.1 | 7110 | 100 | 71.1 | 6.6 | 0.96 | 4025 | 82
P3WETQ64 | LiteSheet Solutions | LightSheet | BVT-2-32-1D-3080 | Indoor Luminaires | Linear Ambient | Direct Linear Ambient Luminaires | Standard | TRUE | 3490 | 111 | 31.42 | 18 | 0.98 | 3205 | 83 | 5 | 50000 | 42685 |  |  | No |  | 4 | 3489.62 | 111 | 31.42 | 18 | 0.98 | 3205 | 83
PFGQTK2Q | LiteSheet Solutions | LightSheet | BCM-2-32-1D-3080 | Indoor Luminaires | Linear Ambient | Direct Linear Ambient Luminaires | Standard | TRUE | 3353.37 | 105 | 31.88 | 17 | 0.98 | 3067 | 83 | 5 | 50000 | 42685 |  |  | No |  | 4 | 3353.37 | 105 | 31.88 | 17 | 0.98 | 3067 | 83
PJZQFWU5 | Pinnacle Architectural Lighting | EX6B | EX6B-A-O-35HO-4'-AC48X-UNV-1C-W-X | Indoor Luminaires | Linear Ambient | Linear Ambient Luminaires w/ Indirect component | Standard | TRUE | 7588 | 106.4 | 71.3 | 5.7 | 0.963 | 3492 | 83 | 5 | 60000 | 42685 |  |  | No |  | 3.1 | 7588 | 106.4 | 71.3 | 5.9 | 0.97 | 3492 | 83
P7NJ4QZ1 | Pinnacle Architectural Lighting | EX2B | EX2B-A-O-40HO-4'-AC48X-UNV-1C-W-X | Indoor Luminaires | Linear Ambient | Linear Ambient Luminaires w/ Indirect component | Standard | TRUE | 6386 | 91.6 | 69.7 | 5.6 | 0.962 | 4000 | 82 | 5 | 60000 | 42685 |  |  | No |  | 3.1 | 6386 | 91.6 | 69.7 | 5.6 | 0.96 | 4000 | 82
PESNKVYK | Pinnacle Architectural Lighting | EX2B | EX2B-A-O-35HO-4'-AC48X-UNV-1C-W-X | Indoor Luminaires | Linear Ambient | Linear Ambient Luminaires w/ Indirect component | Standard | TRUE | 6091 | 88.3 | 69 | 5.6 | 0.962 | 3494 | 82 | 5 | 60000 | 42685 |  |  | No |  | 3.1 | 6091 | 88.5 | 68.8 | 5.6 | 0.96 | 3494 | 82
PDEHFXBG | Pinnacle Architectural Lighting | EX4B | EX4B-A-O-35HO-4'-AC48X-UNV-1C-W-X | Indoor Luminaires | Linear Ambient | Linear Ambient Luminaires w/ Indirect component | Standard | TRUE | 6807 | 98.9 | 68.8 | 6.6 | 0.959 | 3511 | 82 | 5 | 50000 | 42685 |  |  | No |  | 3.1 | 6807 | 99.2 | 68.6 | 6.6 | 0.96 | 3511 | 82
PNE4FVUB | Pinnacle Architectural Lighting | EX2 | EX2-N-O-40HO-4'-AC48X-UNV-1C-W-X | Indoor Luminaires | Linear Ambient | Linear Ambient Luminaires w/ Indirect component | Standard | TRUE | 3906 | 113.9 | 34.3 | 17.6 | 0.938 | 4016 | 82 | 5 | 60000 | 42685 |  |  | No |  | 3.1 | 3906 | 113.9 | 34.3 | 16.5 | 0.94 | 4016 | 82
PCR4TRQ2 | Pinnacle Architectural Lighting | EX4B | EX4B-A-O-35-4'-AC48X-UNV-1C-W-X | Indoor Luminaires | Linear Ambient | Linear Ambient Luminaires w/ Indirect component | Standard | TRUE | 3708 | 107.5 | 34.5 | 17.8 | 0.936 | 3502 | 83 | 5 | 50000 | 42685 |  |  | No |  | 3.1 | 3708 | 107.8 | 34.4 | 17.8 | 0.94 | 3502 | 83
P1R1X8FF | Pinnacle Architectural Lighting | EX2B | EX2B-A-O-35-4'-AC48X-UNV-1C-W-X | Indoor Luminaires | Linear Ambient | Linear Ambient Luminaires w/ Indirect component | Standard | TRUE | 3306 | 95.8 | 34.5 | 18.2 | 0.932 | 3482 | 83 | 5 | 60000 | 42685 |  |  | No |  | 3.1 | 3306 | 95.8 | 34.5 | 18.2 | 0.93 | 3482 | 83
P41ZJ5CN | Pinnacle Architectural Lighting | EX6B | EX6B-A-O-35-4'-AC48X-UNV-1C-W-X | Indoor Luminaires | Linear Ambient | Linear Ambient Luminaires w/ Indirect component | Standard | TRUE | 4012 | 115.3 | 34.8 | 17.7 | 0.931 | 3481 | 83 | 5 | 60000 | 42685 |  |  | No |  | 3.1 | 4012 | 115.6 | 34.7 | 17.7 | 0.93 | 3481 | 83
PH2VJ5NM | Pinnacle Architectural Lighting | EX2 | EX2-N-O-35-4'-AC48X-UNV-1C-W-X | Indoor Luminaires | Linear Ambient | Linear Ambient Luminaires w/ Indirect component | Standard | TRUE | 2034 | 109.9 | 18.5 | 18.5 | 0.884 | 3478 | 82 | 5 | 60000 | 42685 |  |  | No |  | 3.1 | 2034 | 109.9 | 18.5 | 18.5 | 0.88 | 3478 | 82
PYHG8C4J | LiteSheet Solutions | LightSheet | BVT-2-32-1D-5080 | Indoor Luminaires | Linear Ambient | Direct Linear Ambient Luminaires | Standard | FALSE | [9 empty] | 42685 |  |  | No |  | 4 | 3648 | 114 | 32 | 18 | 0.98 | 5000 | 83
PFNMS3FD | LiteSheet Solutions | LightSheet | BVT-2-32-2D-5080 | Indoor Luminaires | Linear Ambient | Direct Linear Ambient Luminaires | Standard | FALSE | [9 empty] | 42685 |  |  | No |  | 4 | 3776 | 118 | 32 | 15 | 0.98 | 5000 | 83
P4ZC13GQ | LiteSheet Solutions | LightSheet | BVT-2-32-1D-5080/SC | Indoor Luminaires | Linear Ambient | Direct Linear Ambient Luminaires | Standard | FALSE | [9 empty] | 42685 |  |  | No |  | 4 | 3648 | 114 | 32 | 18 | 0.98 | 5000 | 83
PPEYPGET | LiteSheet Solutions | LightSheet | BVT-2-32-2D-5080/SC | Indoor Luminaires | Linear Ambient | Direct Linear Ambient Luminaires | Standard | FALSE | [9 empty] | 42685 |  |  | No |  | 4 | 3776 | 118 | 32 | 15 | 0.98 | 5000 | 83
PZ833PGY | LiteSheet Solutions | LightSheet | BCM-4-64-1D-5080 | Indoor Luminaires | Linear Ambient | Direct Linear Ambient Luminaires | Standard | FALSE | [9 empty] | 42685 |  |  | No |  | 4 | 7168 | 112 | 64 | 18 | 0.98 | 5000 | 82
P2QWBUH5 | LiteSheet Solutions | LightSheet | BCM-4-64-2D-5080 | Indoor Luminaires | Linear Ambient | Direct Linear Ambient Luminaires | Standard | FALSE | [9 empty] | 42685 |  |  | No |  | 4 | 7104 | 111 | 64 | 18 | 0.98 | 5000 | 82
PF5Y39P5 | LiteSheet Solutions | LightSheet | BCM-2-32-2D-5080 | Indoor Luminaires | Linear Ambient | Direct Linear Ambient Luminaires | Standard | FALSE | [9 empty] | 42685 |  |  | No |  | 4 | 3618.6 | 111 | 32.6 | 17 | 0.98 | 5000 | 82
PMXU8TC2 | LiteSheet Solutions | LightSheet | BCM-2-32-1D-5080 | Indoor Luminaires | Linear Ambient | Direct Linear Ambient Luminaires | Standard | FALSE | [9 empty] | 42685 |  |  | No |  | 4 | 3456 | 108 | 32 | 17 | 0.98 | 5000 | 82
P5Z9HQZJ | LiteSheet Solutions | LightSheet | BVT-2-32-1D-4080 | Indoor Luminaires | Linear Ambient | Direct Linear Ambient Luminaires | Standard | FALSE | [9 empty] | 42685 |  |  | No |  | 4 | 3616 | 113 | 32 | 18 | 0.98 | 4000 | 83
PZQT5NBB | LiteSheet Solutions | LightSheet | BVT-2-32-2D-4080 | Indoor Luminaires | Linear Ambient | Direct Linear Ambient Luminaires | Standard | FALSE | [9 empty] | 42685 |  |  | No |  | 4 | 3744 | 117 | 32 | 15 | 0.98 | 4000 | 83
PJ8F3P99 | LiteSheet Solutions | LightSheet | BVT-2-32-1D-4080/SC | Indoor Luminaires | Linear Ambient | Direct Linear Ambient Luminaires | Standard | FALSE | [9 empty] | 42685 |  |  | No |  | 4 | 3616 | 113 | 32 | 18 | 0.98 | 4000 | 83
PTGTPEB7 | LiteSheet Solutions | LightSheet | BVT-2-32-2D-4080/SC | Indoor Luminaires | Linear Ambient | Direct Linear Ambient Luminaires | Standard | FALSE | [9 empty] | 42685 |  |  | No |  | 4 | 3744 | 117 | 32 | 15 | 0.98 | 4000 | 83
P5DHG84W | LiteSheet Solutions | LightSheet | BCM-4-64-1D-4080 | Indoor Luminaires | Linear Ambient | Direct Linear Ambient Luminaires | Standard | FALSE | [9 empty] | 42685 |  |  | No |  | 4 | 7104 | 111 | 64 | 18 | 0.98 | 4000 | 82
PNYTAN9M | LiteSheet Solutions | LightSheet | BCM-4-64-2D-4080 | Indoor Luminaires | Linear Ambient | Direct Linear Ambient Luminaires | Standard | FALSE | [9 empty] | 42685 |  |  | No |  | 4 | 7040 | 110 | 64 | 18 | 0.98 | 4000 | 82
PZ7VEZZU | LiteSheet Solutions | LightSheet | BCM-2-32-2D-4080 | Indoor Luminaires | Linear Ambient | Direct Linear Ambient Luminaires | Standard | FALSE | [9 empty] | 42685 |  |  | No |  | 4 | 6886 | 110 | 62.6 | 17 | 0.98 | 4000 | 82
PZBVUXYK | LiteSheet Solutions | LightSheet | BCM-2-32-1D-4080 | Indoor Luminaires | Linear Ambient | Direct Linear Ambient Luminaires | Standard | FALSE | [9 empty] | 42685 |  |  | No |  | 4 | 3424 | 107 | 32 | 17 | 0.98 | 4000 | 82
P1V8R6HQ | LiteSheet Solutions | LightSheet | BVT-2-32-1D-3580 | Indoor Luminaires | Linear Ambient | Direct Linear Ambient Luminaires | Standard | FALSE | [9 empty] | 42685 |  |  | No |  | 4 | 3584 | 112 | 32 | 18 | 0.98 | 3500 | 83
P5RBBXKK | LiteSheet Solutions | LightSheet | BVT-2-32-2D-3580 | Indoor Luminaires | Linear Ambient | Direct Linear Ambient Luminaires | Standard | FALSE | [9 empty] | 42685 |  |  | No |  | 4 | 3712 | 116 | 32 | 15 | 0.98 | 3500 | 83
PT6MM869 | LiteSheet Solutions | LightSheet | BVT-2-32-1D-3580/SC | Indoor Luminaires | Linear Ambient | Direct Linear Ambient Luminaires | Standard | FALSE | [9 empty] | 42685 |  |  | No |  | 4 | 3584 | 112 | 32 | 18 | 0.98 | 3500 | 83
PUSZVZEG | LiteSheet Solutions | LightSheet | BVT-2-32-2D-3580/SC | Indoor Luminaires | Linear Ambient | Direct Linear Ambient Luminaires | Standard | FALSE | [9 empty] | 42685 |  |  | No |  | 4 | 3712 | 116 | 32 | 15 | 0.98 | 3500 | 83
PQV7XZNV | LiteSheet Solutions | LightSheet | BCM-4-64-1D-3580 | Indoor Luminaires | Linear Ambient | Direct Linear Ambient Luminaires | Standard | FALSE | [9 empty] | 42685 |  |  | No |  | 4 | 7040 | 110 | 64 | 18 | 0.98 | 3500 | 82
PK7T1CUJ | LiteSheet Solutions | LightSheet | BCM-4-64-2D-3580 | Indoor Luminaires | Linear Ambient | Direct Linear Ambient Luminaires | Standard | FALSE | [9 empty] | 42685 |  |  | No |  | 4 | 6976 | 109 | 64 | 18 | 0.98 | 3500 | 82
PDFRMQ1R | LiteSheet Solutions | LightSheet | BCM-2-32-2D-3580 | Indoor Luminaires | Linear Ambient | Direct Linear Ambient Luminaires | Standard | FALSE | [9 empty] | 42685 |  |  | No |  | 4 | 3553.4 | 109 | 32.6 | 17 | 0.99 | 3500 | 82
P1JMKE46 | LiteSheet Solutions | LightSheet | BCM-2-32-1D-3580 | Indoor Luminaires | Linear Ambient | Direct Linear Ambient Luminaires | Standard | FALSE | [9 empty] | 42685 |  |  | No |  | 4 | 3392 | 106 | 32 | 17 | 0.98 | 3500 | 82
PN7VMBVE | LiteSheet Solutions | LightSheet | BVT-2-32-1D-3080/SC | Indoor Luminaires | Linear Ambient | Direct Linear Ambient Luminaires | Standard | FALSE | [9 empty] | 42685 |  |  | No |  | 4 | 3489.62 | 111 | 31.42 | 18 | 0.98 | 3205 | 83
PWBBEUJT | LiteSheet Solutions | LightSheet | BVT-2-32-2D-3080 | Indoor Luminaires | Linear Ambient | Direct Linear Ambient Luminaires | Standard | FALSE | [9 empty] | 42685 |  |  | No |  | 4 | 3680 | 115 | 32 | 15 | 0.98 | 3000 | 83
PZ1Y2CQT | LiteSheet Solutions | LightSheet | BVT-2-32-2D-3080/SC | Indoor Luminaires | Linear Ambient | Direct Linear Ambient Luminaires | Standard | FALSE | [9 empty] | 42685 |  |  | No |  | 4 | 3680 | 115 | 32 | 15 | 0.98 | 3000 | 83
PU6U3ZX6 | LiteSheet Solutions | LightSheet | BCM-4-64-1D-3080 | Indoor Luminaires | Linear Ambient | Direct Linear Ambient Luminaires | Standard | FALSE | [9 empty] | 42685 |  |  | No |  | 4 | 6881.92 | 109 | 63.11 | 18 | 0.98 | 3000 | 83
P9CWT2YU | LiteSheet Solutions | LightSheet | BCM-4-64-2D-3080 | Indoor Luminaires | Linear Ambient | Direct Linear Ambient Luminaires | Standard | FALSE | [9 empty] | 42685 |  |  | No |  | 4 | 6807.95 | 108 | 63.24 | 17 | 0.98 | 3000 | 83
P551PTET | LiteSheet Solutions | LightSheet | BCM-2-32-2D-3080 | Indoor Luminaires | Linear Ambient | Direct Linear Ambient Luminaires | Standard | FALSE | [9 empty] | 42685 |  |  | No |  | 4 | 3526.97 | 108 | 32.6 | 17 | 0.98 | 3000 | 82
P269UU8R | Pinnacle Architectural Lighting | EX4B | EX4B-A-O-40HO-4'-AC48X-UNV-1D-W-X | Indoor Luminaires | Linear Ambient | Linear Ambient Luminaires w/ Indirect component | Standard | FALSE | [9 empty] | 42685 |  |  | No |  | 3.1 | 7110 | 100 | 71.1 | 6.6 | 0.96 | 4025 | 82
PG5SVD95 | Pinnacle Architectural Lighting | EX4B | EX4B-A-O-40-4'-AC48X-UNV-1C-W-X | Indoor Luminaires | Linear Ambient | Linear Ambient Luminaires w/ Indirect component | Standard | FALSE | [9 empty] | 42685 |  |  | No |  | 3.1 | 3836 | 111.5 | 34.4 | 17.8 | 0.94 | 4017 | 83
PWQV7S9S | Pinnacle Architectural Lighting | EX4B | EX4B-A-O-40-4'-AC48X-UNV-1D-W-X | Indoor Luminaires | Linear Ambient | Linear Ambient Luminaires w/ Indirect component | Standard | FALSE | [9 empty] | 42685 |  |  | No |  | 3.1 | 3836 | 111.5 | 34.4 | 17.8 | 0.94 | 4017 | 83
PGD2Z1E6 | Pinnacle Architectural Lighting | EX2 | EX2-N-O-40HO-4'-AC48X-UNV-1D-W-X | Indoor Luminaires | Linear Ambient | Linear Ambient Luminaires w/ Indirect component | Standard | FALSE | [9 empty] | 42685 |  |  | No |  | 3.1 | 3906 | 113.9 | 34.3 | 16.5 | 0.94 | 4016 | 82
PG1U6MZT | Pinnacle Architectural Lighting | EX2 | EX2-N-O-40-4'-AC48X-UNV-1C-W-X | Indoor Luminaires | Linear Ambient | Linear Ambient Luminaires w/ Indirect component | Standard | FALSE | [9 empty] | 42685 |  |  | No |  | 3.1 | 2113 | 114.2 | 18.5 | 18.5 | 0.88 | 4015 | 83
P6T2CK6Z | Pinnacle Architectural Lighting | EX2 | EX2-N-O-40-4'-AC48X-UNV-1D-W-X | Indoor Luminaires | Linear Ambient | Linear Ambient Luminaires w/ Indirect component | Standard | FALSE | [9 empty] | 42685 |  |  | No |  | 3.1 | 2113 | 114.2 | 18.5 | 18.5 | 0.88 | 4015 | 83
P78YXBRX | Pinnacle Architectural Lighting | EX6B | EX6B-A-O-40HO-4'-AC48X-UNV-1D-W-X | Indoor Luminaires | Linear Ambient | Linear Ambient Luminaires w/ Indirect component | Standard | FALSE | [9 empty] | 42685 |  |  | No |  | 3.1 | 7724 | 110.8 | 69.7 | 5.9 | 0.97 | 4010 | 83
PM9A667A | Pinnacle Architectural Lighting | EX6B | EX6B-A-O-40-4'-AC48X-UNV-1C-W-X | Indoor Luminaires | Linear Ambient | Linear Ambient Luminaires w/ Indirect component | Standard | FALSE | [9 empty] | 42685 |  |  | No |  | 3.1 | 4096 | 118.7 | 34.5 | 17.7 | 0.93 | 4002 | 83
PZE26QXR | Pinnacle Architectural Lighting | EX6B | EX6B-A-O-40-4'-AC48X-UNV-1D-W-X | Indoor Luminaires | Linear Ambient | Linear Ambient Luminaires w/ Indirect component | Standard | FALSE | [9 empty] | 42685 |  |  | No |  | 3.1 | 4096 | 118.7 | 34.5 | 17.7 | 0.93 | 4002 | 83
PYWPUYT4 | Pinnacle Architectural Lighting | EX2B | EX2B-A-O-40HO-4'-AC48X-UNV-1D-W-X | Indoor Luminaires | Linear Ambient | Linear Ambient Luminaires w/ Indirect component | Standard | FALSE | [9 empty] | 42685 |  |  | No |  | 3.1 | 6386 | 91.6 | 69.7 | 5.6 | 0.96 | 4000 | 82
P8AGSW15 | Pinnacle Architectural Lighting | EX2B | EX2B-A-O-40-4'-AC48X-UNV-1C-W-X | Indoor Luminaires | Linear Ambient | Linear Ambient Luminaires w/ Indirect component | Standard | FALSE | [9 empty] | 42685 |  |  | No |  | 3.1 | 3547 | 102.8 | 34.5 | 18.2 | 0.93 | 3983 | 83
PB1X2VTF | Pinnacle Architectural Lighting | EX2B | EX2B-A-O-40-4'-AC48X-UNV-1D-W-X | Indoor Luminaires | Linear Ambient | Linear Ambient Luminaires w/ Indirect component | Standard | FALSE | [9 empty] | 42685 |  |  | No |  | 3.1 | 3547 | 102.8 | 34.5 | 18.2 | 0.93 | 3983 | 83
PNTSVGC8 | Pinnacle Architectural Lighting | EX4B | EX4B-A-O-35HO-4'-AC48X-UNV-1D-W-X | Indoor Luminaires | Linear Ambient | Linear Ambient Luminaires w/ Indirect component | Standard | FALSE | [9 empty] | 42685 |  |  | No |  | 3.1 | 6807 | 99.2 | 68.6 | 6.6 | 0.96 | 3511 | 82
P25T1SRX | Pinnacle Architectural Lighting | EX4B | EX4B-A-O-35-4'-AC48X-UNV-1D-W-X | Indoor Luminaires | Linear Ambient | Linear Ambient Luminaires w/ Indirect component | Standard | FALSE | [9 empty] | 42685 |  |  | No |  | 3.1 | 3708 | 107.8 | 34.4 | 17.8 | 0.94 | 3502 | 83
P14MAAX5 | Pinnacle Architectural Lighting | EX2B | EX2B-A-O-35HO-4'-AC48X-UNV-1D-W-X | Indoor Luminaires | Linear Ambient | Linear Ambient Luminaires w/ Indirect component | Standard | FALSE | [9 empty] | 42685 |  |  | No |  | 3.1 | 6091 | 88.5 | 68.8 | 5.6 | 0.96 | 3494 | 82
P33KM9VM | Pinnacle Architectural Lighting | EX6B | EX6B-A-O-35HO-4'-AC48X-UNV-1D-W-X | Indoor Luminaires | Linear Ambient | Linear Ambient Luminaires w/ Indirect component | Standard | FALSE | [9 empty] | 42685 |  |  | No |  | 3.1 | 7588 | 106.4 | 71.3 | 5.9 | 0.97 | 3492 | 83
PFJHDNMU | Pinnacle Architectural Lighting | EX2 | EX2-N-O-35HO-4'-AC48X-UNV-1C-W-X | Indoor Luminaires | Linear Ambient | Linear Ambient Luminaires w/ Indirect component | Standard | FALSE | [9 empty] | 42685 |  |  | No |  | 3.1 | 3767 | 110.1 | 34.2 | 16.5 | 0.94 | 3484 | 82
PAZCDH9T | Pinnacle Architectural Lighting | EX2 | EX2-N-O-35HO-4'-AC48X-UNV-1D-W-X | Indoor Luminaires | Linear Ambient | Linear Ambient Luminaires w/ Indirect component | Standard | FALSE | [9 empty] | 42685 |  |  | No |  | 3.1 | 3767 | 110.1 | 34.2 | 16.5 | 0.94 | 3484 | 82
PNNHCPAJ | Pinnacle Architectural Lighting | EX2B | EX2B-A-O-35-4'-AC48X-UNV-1D-W-X | Indoor Luminaires | Linear Ambient | Linear Ambient Luminaires w/ Indirect component | Standard | FALSE | [9 empty] | 42685 |  |  | No |  | 3.1 | 3306 | 95.8 | 34.5 | 18.2 | 0.93 | 3482 | 83
P8UF7SGT | Pinnacle Architectural Lighting | EX6B | EX6B-A-O-35-4'-AC48X-UNV-1D-W-X | Indoor Luminaires | Linear Ambient | Linear Ambient Luminaires w/ Indirect component | Standard | FALSE | [9 empty] | 42685 |  |  | No |  | 3.1 | 4012 | 115.6 | 34.7 | 17.7 | 0.93 | 3481 | 83
PVTJR25U | Pinnacle Architectural Lighting | EX2 | EX2-N-O-35-4'-AC48X-UNV-1D-W-X | Indoor Luminaires | Linear Ambient | Linear Ambient Luminaires w/ Indirect component | Standard | FALSE | [9 empty] | 42685 |  |  | No |  | 3.1 | 2034 | 109.9 | 18.5 | 18.5 | 0.88 | 3478 | 82
PJ3QUZZ5 | Acuity Brands Lighting | Lithonia Lighting | RUBIK-3CL-XXX-80CRI-30K-440LM-(DARK/MIN1)-XXXXXX-XXXXX-XXXX-XXXX-XXXXX [120-277V Only] [Static White Only] | Indoor Luminaires | Linear Ambient | Direct Linear Ambient Luminaires | Standard | TRUE | 1441 | 114.37 | 12.6 | 13.3 | 0.98 | 3046 | 81.41 | 5 | 50000 | 42684 |  |  | No |  | 4 | 1451.44 | 115.19 | 12.6 | 7.54 | 0.9 | 3000 | 81
PUM3RQDY | Acuity Brands Lighting | Lithonia Lighting | RUBIK-3CL-XXX-80CRI-50K-240LM-(DARK/MIN1)-XXXXXX-XXXXX-XXXX-XXXX-XXXXX [120-277V Only] [Static White Only] | Indoor Luminaires | Linear Ambient | Direct Linear Ambient Luminaires | Standard | TRUE | 792.7 | 114.55 | 6.92 | 12.4 | 0.96 | 4922 | 82.8 | 5 | 50000 | 42684 |  |  | No |  | 4 | 822.98 | 123.2 | 6.68 | 7.54 | 0.9 | 5000 | 81
PNUNWE5F | Acuity Brands Lighting | Lithonia Lighting | RUBIK-3CL-XXX-80CRI-30K-240LM-(DARK/MIN1)-XXXXXX-XXXXX-XXXX-XXXX-XXXXX [120-277V Only] [Static White Only] | Indoor Luminaires | Linear Ambient | Direct Linear Ambient Luminaires | Standard | TRUE | 773 | 115.7 | 6.68 | 12.4 | 0.96 | 3011 | 81.55 | 5 | 50000 | 42684 |  |  | No |  | 4 | 778.6 | 116.56 | 6.68 | 7.54 | 0.9 | 3000 | 81
P13E1FG5 | Dioluce LLC | Dioluce LLC | DL-OS1-4035-5K0-001-100 | Indoor Retrofit Kit | Linear Ambient | Retrofit Kits for Direct Linear Ambient Luminaires | Standard | TRUE | 2102.1 | 114 | 18.44 | 19.57 | 0.959 | 5214 | 82.9 | 10 | 60000 | 42684 |  |  | No |  | 4 | 2102.1 | 114 | 18.44 | 7.33 | 0.99 | 5214 | 82.9
P6NYC8PF | Dioluce LLC | Dioluce LLC | DL-OS1-4035-4K0-002-100 | Indoor Retrofit Kit | Linear Ambient | Retrofit Kits for Direct Linear Ambient Luminaires | Standard | TRUE | 2066 | 104.2 | 19.82 | 19.57 | 0.959 | 4126 | 84.3 | 10 | 60000 | 42684 |  |  | No |  | 4 | 2066 | 104.2 | 19.82 | 7.07 | 0.99 | 4126 | 84.3
PAZCG71Z | Litetronics International | LITETRONICS | RF32UHT130 | Indoor Retrofit Kit | Linear Ambient | Retrofit Kits for Direct Linear Ambient Luminaires | Standard | TRUE | 4284.7 | 136.18 | 31.46 | 10.9 | 0.951 | 3150 | 84.5 | 7 | 85000 | 42684 |  |  | No |  | 4 | 4400 | 137.5 | 32 | 11 | 0.95 | 3000 | 83
PCFJUE9T | Mobern Lighting Co | Mobern Lighting | 44-48LED57DMVFR30 | Indoor Luminaires | Linear Ambient | Direct Linear Ambient Luminaires | Standard | TRUE | 6778 | 115.3 | 58.8 | 7.9 | 0.922 | 5257 | 83 | 5 | 50000 | 42684 |  |  | Yes |  | 4 | 6778 | 115.17 | 58.85 | 5.14 | 1 | 3000 | 84
PSTAK34R | Mobern Lighting Co | Mobern Lighting | 44-48LED24DMVFR30 | Indoor Luminaires | Linear Ambient | Direct Linear Ambient Luminaires | Standard | TRUE | 3046.5 | 127.7 | 23.86 | 7.9 | 0.922 | 3097 | 84 | 5 | 50000 | 42684 |  |  | Yes |  | 4 | 3046.5 | 127.74 | 23.85 | 7.9 | 0.92 | 3000 | 84
PM7F9V65 | Mobern Lighting Co | Mobern Lighting | 44-48LED30DMV50 | Indoor Luminaires | Linear Ambient | Direct Linear Ambient Luminaires | Standard | FALSE | [9 empty] | 42684 |  |  | Yes |  | 4 | 4440 | 148 | 30 | 8 | 0.92 | 5000 | 83
PTDRBA4A | Mobern Lighting Co | Mobern Lighting | 44-48LED24DMV50 | Indoor Luminaires | Linear Ambient | Direct Linear Ambient Luminaires | Standard | FALSE | [9 empty] | 42684 |  |  | Yes |  | 4 | 3580 | 150.04 | 23.86 | 8 | 0.92 | 5000 | 83
PT4VWGDX | Mobern Lighting Co | Mobern Lighting | 44-96LED24DMV50 | Indoor Luminaires | Linear Ambient | Direct Linear Ambient Luminaires | Standard | FALSE | [9 empty] | 42684 |  |  | Yes |  | 4 | 3580 | 150.04 | 23.86 | 8 | 0.92 | 5000 | 83
PQK9TQVF | Mobern Lighting Co | Mobern Lighting | 44-48LED30DMVFR50 | Indoor Luminaires | Linear Ambient | Direct Linear Ambient Luminaires | Standard | FALSE | [9 empty] | 42684 |  |  | Yes |  | 4 | 4085 | 136.17 | 30 | 7.9 | 0.92 | 5000 | 83
PVXKZ32U | Mobern Lighting Co | Mobern Lighting | 44-96LED24DMVFR50 | Indoor Luminaires | Linear Ambient | Direct Linear Ambient Luminaires | Standard | FALSE | [9 empty] | 42684 |  |  | Yes |  | 4 | 3295 | 138.16 | 23.85 | 7.9 | 0.92 | 5000 | 83
PKNUNHU4 | Mobern Lighting Co | Mobern Lighting | 44-48LED24DMVFR50 | Indoor Luminaires | Linear Ambient | Direct Linear Ambient Luminaires | Standard | FALSE | [9 empty] | 42684 |  |  | Yes |  | 4 | 3295 | 138.16 | 23.85 | 7.9 | 0.92 | 5000 | 83
P21JAQZB | Mobern Lighting Co | Mobern Lighting | 44-96LED118DMVFR50 | Indoor Luminaires | Linear Ambient | Direct Linear Ambient Luminaires | Standard | FALSE | [9 empty] | 42684 |  |  | Yes |  | 4 | 14665 | 124.6 | 117.7 | 5.14 | 1 | 5000 | 83
P18GAKS5 | Mobern Lighting Co | Mobern Lighting | 44-96LED97DMVFR50 | Indoor Luminaires | Linear Ambient | Direct Linear Ambient Luminaires | Standard | FALSE | [9 empty] | 42684 |  |  | Yes |  | 4 | 12265 | 126.44 | 97 | 5.14 | 1 | 5000 | 83
PJ8B1K5Q | Mobern Lighting Co | Mobern Lighting | 44-96LED70DMVFR50 | Indoor Luminaires | Linear Ambient | Direct Linear Ambient Luminaires | Standard | FALSE | [9 empty] | 42684 |  |  | Yes |  | 4 | 9320 | 133.14 | 70 | 5.14 | 1 | 5000 | 83
PQRV9GGX | Mobern Lighting Co | Mobern Lighting | 44-48LED57DMVFR50 | Indoor Luminaires | Linear Ambient | Direct Linear Ambient Luminaires | Standard | FALSE | [9 empty] | 42684 |  |  | Yes |  | 4 | 7330 | 124.55 | 58.85 | 5.14 | 1 | 5000 | 83
P3S12Y7M | Mobern Lighting Co | Mobern Lighting | 44-96LED57DMVFR50 | Indoor Luminaires | Linear Ambient | Direct Linear Ambient Luminaires | Standard | FALSE | [9 empty] | 42684 |  |  | Yes |  | 4 | 7330 | 124.55 | 58.85 | 5.14 | 1 | 5000 | 83
PG3AQAGZ | Mobern Lighting Co | Mobern Lighting | 44-48LED48DMVFR50 | Indoor Luminaires | Linear Ambient | Direct Linear Ambient Luminaires | Standard | FALSE | [9 empty] | 42684 |  |  | Yes |  | 4 | 6130 | 127.71 | 48 | 5.14 | 1 | 5000 | 83
P9NUQ7RV | Mobern Lighting Co | Mobern Lighting | 44-96LED48DMVFR50 | Indoor Luminaires | Linear Ambient | Direct Linear Ambient Luminaires | Standard | FALSE | [9 empty] | 42684 |  |  | Yes |  | 4 | 6130 | 127.71 | 48 | 5.14 | 1 | 5000 | 83
PRP2KZT5 | Mobern Lighting Co | Mobern Lighting | 44-48LED35DMVFR50 | Indoor Luminaires | Linear Ambient | Direct Linear Ambient Luminaires | Standard | FALSE | [9 empty] | 42684 |  |  | Yes |  | 4 | 4660 | 133.14 | 35 | 5.14 | 1 | 5000 | 83
P7QQERFC | Mobern Lighting Co | Mobern Lighting | 44-96LED118DMV50 | Indoor Luminaires | Linear Ambient | Direct Linear Ambient Luminaires | Standard | FALSE | [9 empty] | 42684 |  |  | Yes |  | 4 | 15975 | 135.38 | 118 | 5.07 | 1 | 5000 | 83
P5T1AXGJ | Mobern Lighting Co | Mobern Lighting | 44-96LED97DMV50 | Indoor Luminaires | Linear Ambient | Direct Linear Ambient Luminaires | Standard | FALSE | [9 empty] | 42684 |  |  | Yes |  | 4 | 13335 | 137.47 | 97 | 5.07 | 1 | 5000 | 83
PAQ1TEVN | Mobern Lighting Co | Mobern Lighting | 44-96LED70DMV50 | Indoor Luminaires | Linear Ambient | Direct Linear Ambient Luminaires | Standard | FALSE | [9 empty] | 42684 |  |  | Yes |  | 4 | 10135 | 144.79 | 70 | 5.07 | 1 | 5000 | 83
PPZNY9T6 | Mobern Lighting Co | Mobern Lighting | 44-96LED57DMV50 | Indoor Luminaires | Linear Ambient | Direct Linear Ambient Luminaires | Standard | FALSE | [9 empty] | 42684 |  |  | Yes |  | 4 | 7985 | 135.32 | 59.01 | 5.07 | 1 | 5000 | 83
P3VZVVGF | Mobern Lighting Co | Mobern Lighting | 44-48LED57DMV50 | Indoor Luminaires | Linear Ambient | Direct Linear Ambient Luminaires | Standard | FALSE | [9 empty] | 42684 |  |  | Yes |  | 4 | 7985 | 135.32 | 59.01 | 5.07 | 1 | 5000 | 83
P4PZSNER | Mobern Lighting Co | Mobern Lighting | 44-96LED48DMV50 | Indoor Luminaires | Linear Ambient | Direct Linear Ambient Luminaires | Standard | FALSE | [9 empty] | 42684 |  |  | Yes |  | 4 | 6665 | 138.85 | 48 | 5.07 | 1 | 5000 | 83
P1CDCMWM | Mobern Lighting Co | Mobern Lighting | 44-48LED48DMV50 | Indoor Luminaires | Linear Ambient | Direct Linear Ambient Luminaires | Standard | FALSE | [9 empty] | 42684 |  |  | Yes |  | 4 | 6665 | 138.85 | 48 | 5.07 | 1 | 5000 | 83
P9KC1PAG | Mobern Lighting Co | Mobern Lighting | 44-48LED35DMV50 | Indoor Luminaires | Linear Ambient | Direct Linear Ambient Luminaires | Standard | FALSE | [9 empty] | 42684 |  |  | Yes |  | 4 | 5065 | 144.71 | 35 | 5.07 | 1 | 5000 | 83
PHDE9KQ9 | Mobern Lighting Co | Mobern Lighting | 44-48LED30DMV40 | Indoor Luminaires | Linear Ambient | Direct Linear Ambient Luminaires | Standard | FALSE | [9 empty] | 42684 |  |  | Yes |  | 4 | 4310 | 143.67 | 30 | 8 | 0.92 | 4000 | 84
PMXGKZ4S | Mobern Lighting Co | Mobern Lighting | 44-96LED24DMV40 | Indoor Luminaires | Linear Ambient | Direct Linear Ambient Luminaires | Standard | FALSE | [9 empty] | 42684 |  |  | Yes |  | 4 | 3475 | 145.64 | 23.86 | 8 | 0.92 | 4000 | 84
P9KD7ZGV | Mobern Lighting Co | Mobern Lighting | 44-48LED24DMV40 | Indoor Luminaires | Linear Ambient | Direct Linear Ambient Luminaires | Standard | FALSE | [9 empty] | 42684 |  |  | Yes |  | 4 | 3475 | 145.64 | 23.86 | 8 | 0.92 | 4000 | 84
PM7FW74K | Mobern Lighting Co | Mobern Lighting | 44-48LED30DMVFR40 | Indoor Luminaires | Linear Ambient | Direct Linear Ambient Luminaires | Standard | FALSE | [9 empty] | 42684 |  |  | Yes |  | 4 | 3967 | 132.23 | 30 | 7.9 | 0.92 | 4000 | 84
PSEPWC2V | Mobern Lighting Co | Mobern Lighting | 44-48LED24DMVFR40 | Indoor Luminaires | Linear Ambient | Direct Linear Ambient Luminaires | Standard | FALSE | [9 empty] | 42684 |  |  | Yes |  | 4 | 3200 | 134.17 | 23.85 | 7.9 | 0.92 | 4000 | 84
PKRCVBJW | Mobern Lighting Co | Mobern Lighting | 44-96LED24DMVFR40 | Indoor Luminaires | Linear Ambient | Direct Linear Ambient Luminaires | Standard | FALSE | [9 empty] | 42684 |  |  | Yes |  | 4 | 3200 | 134.17 | 23.85 | 7.9 | 0.92 | 4000 | 84
PDTSX213 | Mobern Lighting Co | Mobern Lighting | 44-96LED118DMVFR40 | Indoor Luminaires | Linear Ambient | Direct Linear Ambient Luminaires | Standard | FALSE | [9 empty] | 42684 |  |  | Yes |  | 4 | 14235 | 120.94 | 117.7 | 5.14 | 1 | 4000 | 84
PSGKRJQ1 | Mobern Lighting Co | Mobern Lighting | 44-96LED97DMVFR40 | Indoor Luminaires | Linear Ambient | Direct Linear Ambient Luminaires | Standard | FALSE | [9 empty] | 42684 |  |  | Yes |  | 4 | 11910 | 122.78 | 97 | 5.14 | 1 | 4000 | 84
PC13UYX4 | Mobern Lighting Co | Mobern Lighting | 44-96LED70DMVFR40 | Indoor Luminaires | Linear Ambient | Direct Linear Ambient Luminaires | Standard | FALSE | [9 empty] | 42684 |  |  | Yes |  | 4 | 9050 | 129.29 | 70 | 5.14 | 1 | 4000 | 84
PZKG5QAW | Mobern Lighting Co | Mobern Lighting | 44-48LED57DMVFR40 | Indoor Luminaires | Linear Ambient | Direct Linear Ambient Luminaires | Standard | FALSE | [9 empty] | 42684 |  |  | Yes |  | 4 | 7120 | 120.99 | 58.85 | 5.14 | 1 | 4000 | 84
PEDWNGF1 | Mobern Lighting Co | Mobern Lighting | 44-96LED57DMVFR40 | Indoor Luminaires | Linear Ambient | Direct Linear Ambient Luminaires | Standard | FALSE | [9 empty] | 42684 |  |  | Yes |  | 4 | 7120 | 120.99 | 58.85 | 5.14 | 1 | 4000 | 84
P5439BCW | Mobern Lighting Co | Mobern Lighting | 44-96LED48DMVFR40 | Indoor Luminaires | Linear Ambient | Direct Linear Ambient Luminaires | Standard | FALSE | [9 empty] | 42684 |  |  | Yes |  | 4 | 5955 | 124.06 | 48 | 5.14 | 1 | 4000 | 84
P48K11MY | Mobern Lighting Co | Mobern Lighting | 44-48LED48DMVFR40 | Indoor Luminaires | Linear Ambient | Direct Linear Ambient Luminaires | Standard | FALSE | [9 empty] | 42684 |  |  | Yes |  | 4 | 5955 | 124.06 | 48 | 5.14 | 1 | 4000 | 84
P2CFS9V9 | Mobern Lighting Co | Mobern Lighting | 44-48LED35DMVFR40 | Indoor Luminaires | Linear Ambient | Direct Linear Ambient Luminaires | Standard | FALSE | [9 empty] | 42684 |  |  | Yes |  | 4 | 4525 | 129.29 | 35 | 5.14 | 1 | 4000 | 84
PJ7C17PS | Mobern Lighting Co | Mobern Lighting | 44-96LED118DMV40 | Indoor Luminaires | Linear Ambient | Direct Linear Ambient Luminaires | Standard | FALSE | [9 empty] | 42684 |  |  | Yes |  | 4 | 15510 | 131.44 | 118 | 5.07 | 1 | 4000 | 84
PUSKD9DF | Mobern Lighting Co | Mobern Lighting | 44-96LED97DMV40 | Indoor Luminaires | Linear Ambient | Direct Linear Ambient Luminaires | Standard | FALSE | [9 empty] | 42684 |  |  | Yes |  | 4 | 12950 | 133.51 | 97 | 5.07 | 1 | 4000 | 84
PH45885Y | Mobern Lighting Co | Mobern Lighting | 44-96LED70DMV40 | Indoor Luminaires | Linear Ambient | Direct Linear Ambient Luminaires | Standard | FALSE | [9 empty] | 42684 |  |  | Yes |  | 4 | 9840 | 140.57 | 70 | 5.07 | 1 | 4000 | 84
PF31T8N2 | Mobern Lighting Co | Mobern Lighting | 44-48LED57DMV40 | Indoor Luminaires | Linear Ambient | Direct Linear Ambient Luminaires | Standard | FALSE | [9 empty] | 42684 |  |  | Yes |  | 4 | 7755 | 131.42 | 59.01 | 5.07 | 1 | 4000 | 84
PENJ1595 | Mobern Lighting Co | Mobern Lighting | 44-96LED57DMV40 | Indoor Luminaires | Linear Ambient | Direct Linear Ambient Luminaires | Standard | FALSE | [9 empty] | 42684 |  |  | Yes |  | 4 | 7755 | 131.42 | 59.01 | 5.07 | 1 | 4000 | 84
PYQ6HUDD | Mobern Lighting Co | Mobern Lighting | 44-96LED48DMV40 | Indoor Luminaires | Linear Ambient | Direct Linear Ambient Luminaires | Standard | FALSE | [9 empty] | 42684 |  |  | Yes |  | 4 | 6475 | 134.9 | 48 | 5.07 | 1 | 4000 | 84
PHTTA4RA | Mobern Lighting Co | Mobern Lighting | 44-48LED48DMV40 | Indoor Luminaires | Linear Ambient | Direct Linear Ambient Luminaires | Standard | FALSE | [9 empty] | 42684 |  |  | Yes |  | 4 | 6475 | 134.9 | 48 | 5.07 | 1 | 4000 | 84
PMFC6TUJ | Mobern Lighting Co | Mobern Lighting | 44-48LED35DMV40 | Indoor Luminaires | Linear Ambient | Direct Linear Ambient Luminaires | Standard | FALSE | [9 empty] | 42684 |  |  | Yes |  | 4 | 4920 | 140.57 | 35 | 5.07 | 1 | 4000 | 84
PR9844ZA | Mobern Lighting Co | Mobern Lighting | 44-48LED30DMV35 | Indoor Luminaires | Linear Ambient | Direct Linear Ambient Luminaires | Standard | FALSE | [9 empty] | 42684 |  |  | Yes |  | 4 | 4175 | 139.17 | 30 | 8 | 0.92 | 3500 | 84
PGW29FST | Mobern Lighting Co | Mobern Lighting | 44-96LED24DMV35 | Indoor Luminaires | Linear Ambient | Direct Linear Ambient Luminaires | Standard | FALSE | [9 empty] | 42684 |  |  | Yes |  | 4 | 3365 | 141.03 | 23.86 | 8 | 0.92 | 3500 | 84
P8GWHC35 | Mobern Lighting Co | Mobern Lighting | 44-48LED24DMV35 | Indoor Luminaires | Linear Ambient | Direct Linear Ambient Luminaires | Standard | FALSE | [9 empty] | 42684 |  |  | Yes |  | 4 | 3365 | 141.03 | 23.86 | 8 | 0.92 | 3500 | 84
PTNMQV2A | Mobern Lighting Co | Mobern Lighting | 44-48LED30DMVFR35 | Indoor Luminaires | Linear Ambient | Direct Linear Ambient Luminaires | Standard | FALSE | [9 empty] | 42684 |  |  | Yes |  | 4 | 3840 | 128 | 30 | 7.9 | 0.92 | 3500 | 84
PER4MNR7 | Mobern Lighting Co | Mobern Lighting | 44-48LED24DMVFR35 | Indoor Luminaires | Linear Ambient | Direct Linear Ambient Luminaires | Standard | FALSE | [9 empty] | 42684 |  |  | Yes |  | 4 | 3095 | 129.77 | 23.85 | 7.9 | 0.92 | 3500 | 84
P4BH78NP | Mobern Lighting Co | Mobern Lighting | 44-96LED24DMVFR35 | Indoor Luminaires | Linear Ambient | Direct Linear Ambient Luminaires | Standard | FALSE | [9 empty] | 42684 |  |  | Yes |  | 4 | 3095 | 129.77 | 23.85 | 7.9 | 0.92 | 3500 | 84
P9VDN15G | Mobern Lighting Co | Mobern Lighting | 44-96LED118DMVFR35 | Indoor Luminaires | Linear Ambient | Direct Linear Ambient Luminaires | Standard | FALSE | [9 empty] | 42684 |  |  | Yes |  | 4 | 13780 | 117.08 | 117.7 | 5.14 | 1 | 3500 | 84
P5XKCA5D | Mobern Lighting Co | Mobern Lighting | 44-96LED97DMVFR35 | Indoor Luminaires | Linear Ambient | Direct Linear Ambient Luminaires | Standard | FALSE | [9 empty] | 42684 |  |  | Yes |  | 4 | 11530 | 118.87 | 97 | 5.14 | 1 | 3500 | 84
PBWPC27K | Mobern Lighting Co | Mobern Lighting | 44-96LED70DMVFR35 | Indoor Luminaires | Linear Ambient | Direct Linear Ambient Luminaires | Standard | FALSE | [9 empty] | 42684 |  |  | Yes |  | 4 | 8760 | 125.14 | 70 | 5.14 | 1 | 3500 | 84
PV2CFSQ9 | Mobern Lighting Co | Mobern Lighting | 44-96LED57DMVFR35 | Indoor Luminaires | Linear Ambient | Direct Linear Ambient Luminaires | Standard | FALSE | [9 empty] | 42684 |  |  | Yes |  | 4 | 6890 | 117.08 | 58.85 | 5.14 | 1 | 3500 | 84
PMXYTRW4 | Mobern Lighting Co | Mobern Lighting | 44-48LED57DMVFR35 | Indoor Luminaires | Linear Ambient | Direct Linear Ambient Luminaires | Standard | FALSE | [9 empty] | 42684 |  |  | Yes |  | 4 | 6890 | 117.08 | 58.85 | 5.14 | 1 | 3500 | 84
PMK99YBQ | Mobern Lighting Co | Mobern Lighting | 44-96LED48DMVFR35 | Indoor Luminaires | Linear Ambient | Direct Linear Ambient Luminaires | Standard | FALSE | [9 empty] | 42684 |  |  | Yes |  | 4 | 5765 | 120.1 | 48 | 5.14 | 1 | 3500 | 84
P7P5KDF9 | Mobern Lighting Co | Mobern Lighting | 44-48LED48DMVFR35 | Indoor Luminaires | Linear Ambient | Direct Linear Ambient Luminaires | Standard | FALSE | [9 empty] | 42684 |  |  | Yes |  | 4 | 5765 | 120.1 | 48 | 5.14 | 1 | 3500 | 84
PMCHKGD9 | Mobern Lighting Co | Mobern Lighting | 44-48LED35DMVFR35 | Indoor Luminaires | Linear Ambient | Direct Linear Ambient Luminaires | Standard | FALSE | [9 empty] | 42684 |  |  | Yes |  | 4 | 4380 | 125.14 | 35 | 5.14 | 1 | 3500 | 84
PEG5BPC7 | Mobern Lighting Co | Mobern Lighting | 44-96LED118DMV35 | Indoor Luminaires | Linear Ambient | Direct Linear Ambient Luminaires | Standard | FALSE | [9 empty] | 42684 |  |  | Yes |  | 4 | 15015 | 127.25 | 118 | 5.07 | 1 | 3500 | 84
PMV85H7K | Mobern Lighting Co | Mobern Lighting | 44-96LED97DMV35 | Indoor Luminaires | Linear Ambient | Direct Linear Ambient Luminaires | Standard | FALSE | [9 empty] | 42684 |  |  | Yes |  | 4 | 12535 | 129.23 | 97 | 5.07 | 1 | 3500 | 84
P532Q2A1 | Mobern Lighting Co | Mobern Lighting | 44-96LED70DMV35 | Indoor Luminaires | Linear Ambient | Direct Linear Ambient Luminaires | Standard | FALSE | [9 empty] | 42684 |  |  | Yes |  | 4 | 9525 | 136.07 | 70 | 5.07 | 1 | 3500 | 84
PMAPWHPH | Mobern Lighting Co | Mobern Lighting | 44-48LED57DMV35 | Indoor Luminaires | Linear Ambient | Direct Linear Ambient Luminaires | Standard | FALSE | [9 empty] | 42684 |  |  | Yes |  | 4 | 7505 | 127.18 | 59.01 | 5.07 | 1 | 3500 | 84
P8GBNWEJ | Mobern Lighting Co | Mobern Lighting | 44-96LED57DMV35 | Indoor Luminaires | Linear Ambient | Direct Linear Ambient Luminaires | Standard | FALSE | [9 empty] | 42684 |  |  | Yes |  | 4 | 7505 | 127.18 | 59.01 | 5.07 | 1 | 3500 | 84
PCS5A99S | Mobern Lighting Co | Mobern Lighting | 44-96LED48DMV35 | Indoor Luminaires | Linear Ambient | Direct Linear Ambient Luminaires | Standard | FALSE | [9 empty] | 42684 |  |  | Yes |  | 4 | 6265 | 130.52 | 48 | 5.07 | 1 | 3500 | 84
PCAKEAV6 | Mobern Lighting Co | Mobern Lighting | 44-48LED48DMV35 | Indoor Luminaires | Linear Ambient | Direct Linear Ambient Luminaires | Standard | FALSE | [9 empty] | 42684 |  |  | Yes |  | 4 | 6265 | 130.52 | 48 | 5.07 | 1 | 3500 | 84
PN6XRJWT | Mobern Lighting Co | Mobern Lighting | 44-48LED35DMV35 | Indoor Luminaires | Linear Ambient | Direct Linear Ambient Luminaires | Standard | FALSE | [9 empty] | 42684 |  |  | Yes |  | 4 | 4760 | 136 | 35 | 5.07 | 1 | 3500 | 84
PPQN9VT1 | Mobern Lighting Co | Mobern Lighting | 44-48LED24DMV30 | Indoor Luminaires | Linear Ambient | Direct Linear Ambient Luminaires | Standard | FALSE | [9 empty] | 42684 |  |  | Yes |  | 4 | 3312.2 | 138.82 | 23.86 | 8 | 0.92 | 3091 | 84
P8VGYRX5 | Mobern Lighting Co | Mobern Lighting | 44-96LED24DMV30 | Indoor Luminaires | Linear Ambient | Direct Linear Ambient Luminaires | Standard | FALSE | [9 empty] | 42684 |  |  | Yes |  | 4 | 3312.2 | 138.82 | 23.86 | 8 | 0.92 | 3091 | 84
PT41VXTH | Mobern Lighting Co | Mobern Lighting | 44-48LED30DMV30 | Indoor Luminaires | Linear Ambient | Direct Linear Ambient Luminaires | Standard | FALSE | [9 empty] | 42684 |  |  | Yes |  | 4 | 4105 | 136.83 | 30 | 8 | 0.92 | 3000 | 84
PFR7VJX5 | Mobern Lighting Co | Mobern Lighting | 44-48LED35DMVFR30 | Indoor Luminaires | Linear Ambient | Direct Linear Ambient Luminaires | Standard | FALSE | [9 empty] | 42684 |  |  | Yes |  | 4 | 4305 | 123 | 35 | 7.9 | 0.92 | 3000 | 84
PKE1DBJ4 | Mobern Lighting Co | Mobern Lighting | 44-48LED30DMVFR30 | Indoor Luminaires | Linear Ambient | Direct Linear Ambient Luminaires | Standard | FALSE | [9 empty] | 42684 |  |  | Yes |  | 4 | 3775 | 125.83 | 30 | 7.9 | 0.92 | 3000 | 84
PF5UCPP5 | Mobern Lighting Co | Mobern Lighting | 44-96LED24DMVFR30 | Indoor Luminaires | Linear Ambient | Direct Linear Ambient Luminaires | Standard | FALSE | [9 empty] | 42684 |  |  | Yes |  | 4 | 3046.5 | 127.74 | 23.85 | 7.9 | 0.92 | 3000 | 84
P8PEDUYJ | Mobern Lighting Co | Mobern Lighting | 44-96LED118DMVFR30 | Indoor Luminaires | Linear Ambient | Direct Linear Ambient Luminaires | Standard | FALSE | [9 empty] | 42684 |  |  | Yes |  | 4 | 13556 | 115.17 | 117.7 | 5.14 | 1 | 3000 | 84
P3W48PFR | Mobern Lighting Co | Mobern Lighting | 44-96LED97DMVFR30 | Indoor Luminaires | Linear Ambient | Direct Linear Ambient Luminaires | Standard | FALSE | [9 empty] | 42684 |  |  | Yes |  | 4 | 11335 | 116.86 | 97 | 5.14 | 1 | 3000 | 84
PD7R6QPD | Mobern Lighting Co | Mobern Lighting | 44-96LED70DMVFR30 | Indoor Luminaires | Linear Ambient | Direct Linear Ambient Luminaires | Standard | FALSE | [9 empty] | 42684 |  |  | Yes |  | 4 | 8615 | 123.07 | 70 | 5.14 | 1 | 3000 | 84
PHJNVWKT | Mobern Lighting Co | Mobern Lighting | 44-96LED57DMVFR30 | Indoor Luminaires | Linear Ambient | Direct Linear Ambient Luminaires | Standard | FALSE | [9 empty] | 42684 |  |  | Yes |  | 4 | 6778 | 115.17 | 58.85 | 5.14 | 1 | 3000 | 84
PMSR5359 | Mobern Lighting Co | Mobern Lighting | 44-96LED48DMVFR30 | Indoor Luminaires | Linear Ambient | Direct Linear Ambient Luminaires | Standard | FALSE | [9 empty] | 42684 |  |  | Yes |  | 4 | 5670 | 118.13 | 48 | 5.14 | 1 | 3000 | 84
P42VXYXN | Mobern Lighting Co | Mobern Lighting | 44-48LED48DMVFR30 | Indoor Luminaires | Linear Ambient | Direct Linear Ambient Luminaires | Standard | FALSE | [9 empty] | 42684 |  |  | Yes |  | 4 | 5670 | 118.13 | 48 | 5.14 | 1 | 3000 | 84
PR16WM97 | Mobern Lighting Co | Mobern Lighting | 44-96LED118DMV30 | Indoor Luminaires | Linear Ambient | Direct Linear Ambient Luminaires | Standard | FALSE | [9 empty] | 42684 |  |  | Yes |  | 4 | 14768 | 125.15 | 118 | 5.07 | 1 | 3000 | 84
P7YVVZWX | Mobern Lighting Co | Mobern Lighting | 44-96LED97DMV30 | Indoor Luminaires | Linear Ambient | Direct Linear Ambient Luminaires | Standard | FALSE | [9 empty] | 42684 |  |  | Yes |  | 4 | 12325 | 127.06 | 97 | 5.07 | 1 | 3000 | 84
PK6SQ17M | Mobern Lighting Co | Mobern Lighting | 44-96LED70DMV30 | Indoor Luminaires | Linear Ambient | Direct Linear Ambient Luminaires | Standard | FALSE | [9 empty] | 42684 |  |  | Yes |  | 4 | 9370 | 133.86 | 70 | 5.07 | 1 | 3000 | 84
PW54KYHQ | Mobern Lighting Co | Mobern Lighting | 44-48LED57DMV30 | Indoor Luminaires | Linear Ambient | Direct Linear Ambient Luminaires | Standard | FALSE | [9 empty] | 42684 |  |  | Yes |  | 4 | 7384 | 125.13 | 59.01 | 5.07 | 1 | 3000 | 84
P1WBHUHS | Mobern Lighting Co | Mobern Lighting | 44-96LED57DMV30 | Indoor Luminaires | Linear Ambient | Direct Linear Ambient Luminaires | Standard | FALSE | [9 empty] | 42684 |  |  | Yes |  | 4 | 7384 | 125.13 | 59.01 | 5.07 | 1 | 3000 | 84
PZYV836N | Mobern Lighting Co | Mobern Lighting | 44-96LED48DMV30 | Indoor Luminaires | Linear Ambient | Direct Linear Ambient Luminaires | Standard | FALSE | [9 empty] | 42684 |  |  | Yes |  | 4 | 6160 | 128.33 | 48 | 5.07 | 1 | 3000 | 84
P7VWCXPE | Mobern Lighting Co | Mobern Lighting | 44-48LED48DMV30 | Indoor Luminaires | Linear Ambient | Direct Linear Ambient Luminaires | Standard | FALSE | [9 empty] | 42684 |  |  | Yes |  | 4 | 6160 | 128.33 | 48 | 5.07 | 1 | 3000 | 84
PM67UZZR | Mobern Lighting Co | Mobern Lighting | 44-48LED35DMV30 | Indoor Luminaires | Linear Ambient | Direct Linear Ambient Luminaires | Standard | FALSE | [9 empty] | 42684 |  |  | Yes |  | 4 | 4685 | 133.86 | 35 | 5.07 | 1 | 3000 | 84
P896256K | Litetronics International | LITETRONICS | RF32UHT150 | Indoor Retrofit Kit | Linear Ambient | Retrofit Kits for Direct Linear Ambient Luminaires | Standard | FALSE | [9 empty] | 42684 |  |  | No |  | 4 | 4400 | 137.5 | 32 | 11 | 0.95 | 5000 | 83
PFQX39FZ | Litetronics International | LITETRONICS | RF32UHT140 | Indoor Retrofit Kit | Linear Ambient | Retrofit Kits for Direct Linear Ambient Luminaires | Standard | FALSE | [9 empty] | 42684 |  |  | No |  | 4 | 4400 | 137.5 | 32 | 11 | 0.95 | 4000 | 83
P14PN64Y | Litetronics International | LITETRONICS | RF32UHT135 | Indoor Retrofit Kit | Linear Ambient | Retrofit Kits for Direct Linear Ambient Luminaires | Standard | FALSE | [9 empty] | 42684 |  |  | No |  | 4 | 4400 | 137.5 | 32 | 11 | 0.95 | 3500 | 83
PWZDHN8X | Acuity Brands Lighting | Lithonia Lighting | RUBIK-3CL-XXX-80CRI-50K-440LM-(DARK/MIN1)-XXXXXX-XXXXX-XXXX-XXXX-XXXXX [120-277V Only] [Static White Only] | Indoor Luminaires | Linear Ambient | Direct Linear Ambient Luminaires | Standard | FALSE | [9 empty] | 42684 | Dimmable | Continuous Below 10 | No |  | 4 | 1534.18 | 121.76 | 12.6 | 7.54 | 0.9 | 5000 | 81
PZ2C237W | Acuity Brands Lighting | Lithonia Lighting | RUBIK-3CL-XXX-80CRI-50K-360LM-(DARK/MIN1)-XXXXXX-XXXXX-XXXX-XXXX-XXXXX [120-277V Only] [Static White Only] | Indoor Luminaires | Linear Ambient | Direct Linear Ambient Luminaires | Standard | FALSE | [9 empty] | 42684 | Dimmable | Continuous Below 10 | No |  | 4 | 1277.59 | 124.64 | 10.25 | 7.54 | 0.9 | 5000 | 81
PZ455BAN | Acuity Brands Lighting | Lithonia Lighting | RUBIK-3CL-XXX-80CRI-40K-440LM-(DARK/MIN1)-XXXXXX-XXXXX-XXXX-XXXX-XXXXX [120-277V Only] [Static White Only] | Indoor Luminaires | Linear Ambient | Direct Linear Ambient Luminaires | Standard | FALSE | [9 empty] | 42684 | Dimmable | Continuous Below 10 | No |  | 4 | 1521.17 | 120.73 | 12.6 | 7.54 | 0.9 | 4000 | 81
PYCFPHSJ | Acuity Brands Lighting | Lithonia Lighting | RUBIK-3CL-XXX-80CRI-40K-360LM-(DARK/MIN1)-XXXXXX-XXXXX-XXXX-XXXX-XXXXX [120-277V Only] [Static White Only] | Indoor Luminaires | Linear Ambient | Direct Linear Ambient Luminaires | Standard | FALSE | [9 empty] | 42684 | Dimmable | Continuous Below 10 | No |  | 4 | 1266.77 | 123.59 | 10.25 | 7.54 | 0.9 | 4000 | 81
PSH5YBRH | Acuity Brands Lighting | Lithonia Lighting | RUBIK-3CL-XXX-80CRI-40K-240LM-(DARK/MIN1)-XXXXXX-XXXXX-XXXX-XXXX-XXXXX [120-277V Only] [Static White Only] | Indoor Luminaires | Linear Ambient | Direct Linear Ambient Luminaires | Standard | FALSE | [9 empty] | 42684 | Dimmable | Continuous Below 10 | No |  | 4 | 816.01 | 122.16 | 6.68 | 7.54 | 0.9 | 4000 | 81
PWCXS778 | Acuity Brands Lighting | Lithonia Lighting | RUBIK-3CL-XXX-80CRI-35K-440LM-(DARK/MIN1)-XXXXXX-XXXXX-XXXX-XXXX-XXXXX [120-277V Only] [Static White Only] | Indoor Luminaires | Linear Ambient | Direct Linear Ambient Luminaires | Standard | FALSE | [9 empty] | 42684 | Dimmable | Continuous Below 10 | No |  | 4 | 1480.99 | 117.54 | 12.6 | 7.54 | 0.9 | 3500 | 81
PKPDN5KR | Acuity Brands Lighting | Lithonia Lighting | RUBIK-3CL-XXX-80CRI-35K-360LM-(DARK/MIN1)-XXXXXX-XXXXX-XXXX-XXXX-XXXXX [120-277V Only] [Static White Only] | Indoor Luminaires | Linear Ambient | Direct Linear Ambient Luminaires | Standard | FALSE | [9 empty] | 42684 | Dimmable | Continuous Below 10 | No |  | 4 | 1233.3 | 120.32 | 10.25 | 7.54 | 0.9 | 3500 | 81
PC4U2J3F | Acuity Brands Lighting | Lithonia Lighting | RUBIK-3CL-XXX-80CRI-35K-240LM-(DARK/MIN1)-XXXXXX-XXXXX-XXXX-XXXX-XXXXX [120-277V Only] [Static White Only] | Indoor Luminaires | Linear Ambient | Direct Linear Ambient Luminaires | Standard | FALSE | [9 empty] | 42684 | Dimmable | Continuous Below 10 | No |  | 4 | 794.45 | 118.93 | 6.68 | 7.54 | 0.9 | 3500 | 81
PX8RFMZV | Acuity Brands Lighting | Lithonia Lighting | RUBIK-3CL-XXX-80CRI-30K-360LM-(DARK/MIN1)-XXXXXX-XXXXX-XXXX-XXXX-XXXXX [120-277V Only] [Static White Only] | Indoor Luminaires | Linear Ambient | Direct Linear Ambient Luminaires | Standard | FALSE | [9 empty] | 42684 | Dimmable | Continuous Below 10 | No |  | 4 | 1208.69 | 117.92 | 10.25 | 7.54 | 0.9 | 3000 | 81
PNRMF85A | Dioluce LLC | Dioluce LLC | DL-OS2-4035-5K0-001-100 | Indoor Retrofit Kit | Linear Ambient | Retrofit Kits for Direct Linear Ambient Luminaires | Standard | FALSE | [9 empty] | 42684 | Dimmable | Continuous Above 10 | No |  | 4 | 4069.53 | 114.22 | 35.63 | 19.57 | 0.99 | 5214 | 83.63
PYNPZHJN | Dioluce LLC | Dioluce LLC | DL-OS2-4035-5K0-002-100 | Indoor Retrofit Kit | Linear Ambient | Retrofit Kits for Direct Linear Ambient Luminaires | Standard | FALSE | [9 empty] | 42684 | Dimmable | Continuous Above 10 | No |  | 4 | 4045.25 | 113.54 | 35.63 | 19.57 | 0.99 | 5214 | 83.63
PT84CBHT | Dioluce LLC | Dioluce LLC | DL-OS1-5035-5K0-001-100 | Indoor Retrofit Kit | Linear Ambient | Retrofit Kits for Direct Linear Ambient Luminaires | Standard | FALSE | [9 empty] | 42684 | Dimmable | Continuous Above 10 | No |  | 4 | 2343 | 105.1 | 22.28 | 7.2 | 0.91 | 5214 | 83.63
PTY8TJAG | Dioluce LLC | Dioluce LLC | DL-OS1-4035-5K0-002-100 | Indoor Retrofit Kit | Linear Ambient | Retrofit Kits for Direct Linear Ambient Luminaires | Standard | FALSE | [9 empty] | 42684 | Dimmable | Continuous Above 10 | No |  | 4 | 2089.56 | 109.23 | 19.13 | 7.2 | 0.99 | 5214 | 83.63
P5GE337P | Dioluce LLC | Dioluce LLC | DL-OS2-4035-4K0-001-100 | Indoor Retrofit Kit | Linear Ambient | Retrofit Kits for Direct Linear Ambient Luminaires | Standard | FALSE | [9 empty] | 42684 | Dimmable | Continuous Above 10 | No |  | 4 | 4001.5 | 112.3 | 35.63 | 19.57 | 1 | 4128 | 83.63
PFUA68YW | Dioluce LLC | Dioluce LLC | DL-OS2-4035-4K0-002-100 | Indoor Retrofit Kit | Linear Ambient | Retrofit Kits for Direct Linear Ambient Luminaires | Standard | FALSE | [9 empty] | 42684 | Dimmable | Continuous Above 10 | No |  | 4 | 3977.63 | 111.64 | 35.63 | 19.57 | 0.99 | 4128 | 83.63
PTNK79JR | Dioluce LLC | Dioluce LLC | DL-OS1-4035-4K0-001-100 | Indoor Retrofit Kit | Linear Ambient | Retrofit Kits for Direct Linear Ambient Luminaires | Standard | FALSE | [9 empty] | 42684 | Dimmable | Continuous Above 10 | No |  | 4 | 2078.4 | 108.65 | 19.13 | 7.2 | 0.99 | 4128 | 83.63
P1Y5GYMX | Verbatim Americas LLC | Verbatim | LN-4FT-W34-C30-010 | Indoor Luminaires | Linear Ambient | Direct Linear Ambient Luminaires | Standard | TRUE | 3503.6 | 100.85 | 34.73 | 5 | 0.9803 | 3048 | 82.9 | 5 | 50000 | 42683 |  |  | No |  | 3.1 | 3605 | 103 | 34 | 20 | 0.9 | 3000 | 80
P4Z8EXZR | Fluxwerx Illumination Inc | Fluxwerx | FD1XBA40X04XF1M | Indoor Luminaires | Linear Ambient | Direct Linear Ambient Luminaires | Standard | TRUE | 1843 | 99 | 18.61 | 13.6 | 0.973 | 3852 | 83.4 | 5 | 60000 | 42683 |  |  | No |  | 3.1 | 1843 | 99 | 18.61 | 8.52 | 0.97 | 3852 | 83.4
PFMSGUYE | Fluxwerx Illumination Inc | Fluxwerx | PF1XBA30X04XF1M | Indoor Luminaires | Linear Ambient | Direct Linear Ambient Luminaires | Standard | TRUE | 1847 | 100.3 | 18.58 | 13.3 | 0.973 | 3015 | 83.1 | 5 | 60000 | 42683 |  |  | No |  | 3.1 | 1847 | 100.3 | 18.42 | 8.98 | 0.97 | 3015 | 83.1
PSNC9GZJ | Fluxwerx Illumination Inc | Fluxwerx | FD1XBA30X04XF1M | Indoor Luminaires | Linear Ambient | Direct Linear Ambient Luminaires | Standard | TRUE | 1850 | 99.3 | 18.63 | 13.6 | 0.969 | 2976 | 82.4 | 5 | 60000 | 42683 |  |  | No |  | 3.1 | 1850 | 99.3 | 18.63 | 8.52 | 0.97 | 2976 | 82.4
PUY3MB8X | Litetronics International | LITETRONICS | RF45UHT130 | Indoor Retrofit Kit | Linear Ambient | Retrofit Kits for Direct Linear Ambient Luminaires | Standard | TRUE | 6099.77 | 135.35 | 45.06 | 9.9 | 0.954 | 2933 | 83.5 | 7 | 85000 | 42683 |  |  | No |  | 4 | 6300 | 140 | 45 | 11 | 0.95 | 3000 | 83
PAETBNWT | Litetronics International | LITETRONICS | RF45UQT130C | Indoor Retrofit Kit | Linear Ambient | Retrofit Kits for Direct Linear Ambient Luminaires | Standard | TRUE | 6337.8 | 139.57 | 45.41 | 9.8 | 0.953 | 2938 | 83.5 | 7 | 85000 | 42683 |  |  | No |  | 4 | 6300 | 140 | 45 | 11 | 0.95 | 3000 | 83
P619NYFU | Fluxwerx Illumination Inc | Fluxwerx | FD1XFA30X04XF1M | Indoor Luminaires | Linear Ambient | Linear Ambient Luminaires w/ Indirect component | Standard | TRUE | 1980 | 106.6 | 18.57 | 13.6 | 0.953 | 3059 | 83.2 | 5 | 60000 | 42683 |  |  | No |  | 3.1 | 1980 | 106.6 | 18.57 | 8.52 | 0.97 | 3059 | 83.2
PA93C4D4 | Fluxwerx Illumination Inc | Fluxwerx | PF1XEA30X04XF1M | Indoor Luminaires | Linear Ambient | Linear Ambient Luminaires w/ Indirect component | Standard | TRUE | 2013 | 110.3 | 18.25 | 13.6 | 0.95 | 3036 | 82.9 | 5 | 60000 | 42683 |  |  | No |  | 3.1 | 2013 | 110.3 | 18.25 | 8.98 | 0.97 | 3036 | 82.9
PHMAGDWU | Fluxwerx Illumination Inc | Fluxwerx | FD1XBD30X04XF1M | Indoor Luminaires | Linear Ambient | Direct Linear Ambient Luminaires | Standard | TRUE | 3391 | 91.2 | 37.18 | 14.3 | 0.929 | 2988 | 82.2 | 5 | 60000 | 42683 |  |  | No |  | 3.1 | 3391 | 91.2 | 37.18 | 14.6 | 0.93 | 2988 | 82.2
PGZWYVX7 | Fluxwerx Illumination Inc | Fluxwerx | PF1XBD40X04XF1M | Indoor Luminaires | Linear Ambient | Direct Linear Ambient Luminaires | Standard | TRUE | 3733 | 99.2 | 37.62 | 16.1 | 0.924 | 3936 | 82.7 | 5 | 60000 | 42683 |  |  | No |  | 3.1 | 3733 | 99.2 | 37.62 | 16.1 | 0.92 | 3936 | 82.7
PNA1U3WE | Fluxwerx Illumination Inc | Fluxwerx | PF1XBD30X04XF1M | Indoor Luminaires | Linear Ambient | Direct Linear Ambient Luminaires | Standard | TRUE | 3548 | 94.7 | 37.46 | 16.1 | 0.924 | 3031 | 82.8 | 5 | 60000 | 42683 |  |  | No |  | 3.1 | 3548 | 94.7 | 37.46 | 16.1 | 0.92 | 3031 | 82.8
PQJW5BAB | Verbatim Americas LLC | Verbatim | LN-4FT-W34-C50-010 | Indoor Luminaires | Linear Ambient | Direct Linear Ambient Luminaires | Standard | FALSE | [9 empty] | 42683 |  |  | No |  | 3.1 | 3850 | 110 | 34 | 20 | 0.9 | 5000 | 80
PFKB1KKA | Verbatim Americas LLC | Verbatim | LN-4FT-W34-C40-010 | Indoor Luminaires | Linear Ambient | Direct Linear Ambient Luminaires | Standard | FALSE | [9 empty] | 42683 |  |  | No |  | 3.1 | 3780 | 108 | 34 | 20 | 0.9 | 4000 | 80
PSPHDKFU | Litetronics International | LITETRONICS | RF45UHT150 | Indoor Retrofit Kit | Linear Ambient | Retrofit Kits for Direct Linear Ambient Luminaires | Standard | FALSE | [9 empty] | 42683 |  |  | No |  | 4 | 6300 | 140 | 45 | 11 | 0.95 | 5000 | 83
PD5N3USV | Litetronics International | LITETRONICS | RF45UQT150C | Indoor Retrofit Kit | Linear Ambient | Retrofit Kits for Direct Linear Ambient Luminaires | Standard | FALSE | [9 empty] | 42683 |  |  | No |  | 4 | 6300 | 140 | 45 | 11 | 0.95 | 5000 | 83
PUG13C9Y | Litetronics International | LITETRONICS | RF45UQT140C | Indoor Retrofit Kit | Linear Ambient | Retrofit Kits for Direct Linear Ambient Luminaires | Standard | FALSE | [9 empty] | 42683 |  |  | No |  | 4 | 6300 | 140 | 45 | 11 | 0.95 | 4000 | 83
P9X3E87R | Litetronics International | LITETRONICS | RF45UHT140 | Indoor Retrofit Kit | Linear Ambient | Retrofit Kits for Direct Linear Ambient Luminaires | Standard | FALSE | [9 empty] | 42683 |  |  | No |  | 4 | 6300 | 140 | 45 | 11 | 0.95 | 4000 | 83
PYCFKECK | Litetronics International | LITETRONICS | RF45UQT135C | Indoor Retrofit Kit | Linear Ambient | Retrofit Kits for Direct Linear Ambient Luminaires | Standard | FALSE | [9 empty] | 42683 |  |  | No |  | 4 | 6300 | 140 | 45 | 11 | 0.95 | 3500 | 83
PCKHMTFK | Litetronics International | LITETRONICS | RF45UHT135 | Indoor Retrofit Kit | Linear Ambient | Retrofit Kits for Direct Linear Ambient Luminaires | Standard | FALSE | [9 empty] | 42683 |  |  | No |  | 4 | 6300 | 140 | 45 | 11 | 0.95 | 3500 | 83
PB7YHW12 | Fluxwerx Illumination Inc | Fluxwerx | FD1XFD40X04XF1M | Indoor Luminaires | Linear Ambient | Linear Ambient Luminaires w/ Indirect component | Standard | FALSE | [9 empty] | 42683 |  |  | No |  | 3.1 | 4045 | 110.4 | 36.63 | 14.6 | 0.93 | 4031 | 84.6
PDJBMU3F | Fluxwerx Illumination Inc | Fluxwerx | FD1XFD40X04X[F2 E1 E2 E3 E4]M | Indoor Luminaires | Linear Ambient | Linear Ambient Luminaires w/ Indirect component | Standard | FALSE | [9 empty] | 42683 |  |  | No |  | 3.1 | 4045 | 110.4 | 36.63 | 14.6 | 0.93 | 4031 | 84.6
PEPW97F6 | Fluxwerx Illumination Inc | Fluxwerx | FD3-BD40X04XF1M | Indoor Luminaires | Linear Ambient | Linear Ambient Luminaires w/ Indirect component | Standard | FALSE | [9 empty] | 42683 |  |  | No |  | 3.1 | 4033 | 108.6 | 37.12 | 14.6 | 0.93 | 4015 | 84.4
P21V6V6J | Fluxwerx Illumination Inc | Fluxwerx | FD3-BD40X04X[F2 E1 E2 E3 E4]M | Indoor Luminaires | Linear Ambient | Linear Ambient Luminaires w/ Indirect component | Standard | FALSE | [9 empty] | 42683 |  |  | No |  | 3.1 | 4033 | 108.6 | 37.12 | 14.6 | 0.93 | 4015 | 84.4
PXZ5KXTZ | Fluxwerx Illumination Inc | Fluxwerx | PF1XFD40X04XF1M | Indoor Luminaires | Linear Ambient | Linear Ambient Luminaires w/ Indirect component | Standard | FALSE | [9 empty] | 42683 |  |  | No |  | 3.1 | 4170 | 111.3 | 37.47 | 16.1 | 0.92 | 4013 | 83.5
PCK6GXY2 | Fluxwerx Illumination Inc | Fluxwerx | PF1XFD40X04X[F2 E1 E2 E3 E4]M | Indoor Luminaires | Linear Ambient | Linear Ambient Luminaires w/ Indirect component | Standard | FALSE | [9 empty] | 42683 |  |  | No |  | 3.1 | 4170 | 111.3 | 37.47 | 16.1 | 0.92 | 4013 | 83.5
P9142WEF | Fluxwerx Illumination Inc | Fluxwerx | PF1XFC40X04XF1M | Indoor Luminaires | Linear Ambient | Linear Ambient Luminaires w/ Indirect component | Standard | FALSE | [9 empty] | 42683 |  |  | No |  | 3.1 | 3248 | 114.6 | 28.35 | 17.9 | 0.9 | 4004 | 83.5
PYH7AZR7 | Fluxwerx Illumination Inc | Fluxwerx | PF1XFC40X04X[F2 E1 E2 E3 E4]M | Indoor Luminaires | Linear Ambient | Linear Ambient Luminaires w/ Indirect component | Standard | FALSE | [9 empty] | 42683 |  |  | No |  | 3.1 | 3248 | 114.6 | 28.35 | 17.9 | 0.9 | 4004 | 83.5
P448KVPZ | Fluxwerx Illumination Inc | Fluxwerx | PF1XFB40X04XF1M | Indoor Luminaires | Linear Ambient | Linear Ambient Luminaires w/ Indirect component | Standard | FALSE | [9 empty] | 42683 |  |  | No |  | 3.1 | 2664 | 116.4 | 22.89 | 18.7 | 0.87 | 3998 | 83.6
P5DP3E7T | Fluxwerx Illumination Inc | Fluxwerx | PF1XFB40X04X[F2 E1 E2 E3 E4]M | Indoor Luminaires | Linear Ambient | Linear Ambient Luminaires w/ Indirect component | Standard | FALSE | [9 empty] | 42683 |  |  | No |  | 3.1 | 2664 | 116.4 | 22.89 | 18.7 | 0.87 | 3998 | 83.6
P3FE346K | Fluxwerx Illumination Inc | Fluxwerx | PF1XFA40X04XF1M | Indoor Luminaires | Linear Ambient | Linear Ambient Luminaires w/ Indirect component | Standard | FALSE | [9 empty] | 42683 |  |  | No |  | 3.1 | 2155 | 118.3 | 18.22 | 8.98 | 0.97 | 3993 | 83.6
PYA24P11 | Fluxwerx Illumination Inc | Fluxwerx | PF1XFA40X04X[F2 E1 E2 E3 E4]M | Indoor Luminaires | Linear Ambient | Linear Ambient Luminaires w/ Indirect component | Standard | FALSE | [9 empty] | 42683 |  |  | No |  | 3.1 | 2155 | 118.3 | 18.22 | 8.98 | 0.97 | 3993 | 83.6
PB3J9FF7 | Fluxwerx Illumination Inc | Fluxwerx | PF3-BD40X04XF1M | Indoor Luminaires | Linear Ambient | Linear Ambient Luminaires w/ Indirect component | Standard | FALSE | [9 empty] | 42683 |  |  | No |  | 3.1 | 4085 | 108.3 | 37.73 | 16.1 | 0.92 | 3990 | 84
PTE46R13 | Fluxwerx Illumination Inc | Fluxwerx | PF3-BD40X04X[F2 E1 E2 E3 E4]M | Indoor Luminaires | Linear Ambient | Linear Ambient Luminaires w/ Indirect component | Standard | FALSE | [9 empty] | 42683 |  |  | No |  | 3.1 | 4085 | 108.3 | 37.73 | 16.1 | 0.92 | 3990 | 84
PFJRQR95 | Fluxwerx Illumination Inc | Fluxwerx | FD1XFC40X04XF1M | Indoor Luminaires | Linear Ambient | Linear Ambient Luminaires w/ Indirect component | Standard | FALSE | [9 empty] | 42683 |  |  | No |  | 3.1 | 3159 | 112.7 | 28.04 | 16.8 | 0.91 | 3987 | 84.5
PDF4SK7K | Fluxwerx Illumination Inc | Fluxwerx | FD1XFC40X04X[F2 E1 E2 E3 E4]M | Indoor Luminaires | Linear Ambient | Linear Ambient Luminaires w/ Indirect component | Standard | FALSE | [9 empty] | 42683 |  |  | No |  | 3.1 | 3159 | 112.7 | 28.04 | 16.8 | 0.91 | 3987 | 84.5
PPSJZCAA | Fluxwerx Illumination Inc | Fluxwerx | FD1XAD40X04XF1M | Indoor Luminaires | Linear Ambient | Linear Ambient Luminaires w/ Indirect component | Standard | FALSE | [9 empty] | 42683 |  |  | No |  | 3.1 | 4166 | 113.9 | 36.56 | 14.6 | 0.93 | 3980 | 84.1
PMEV6QAW | Fluxwerx Illumination Inc | Fluxwerx | FD1XAD40X04X[F2 E1 E2 E3 E4]M | Indoor Luminaires | Linear Ambient | Linear Ambient Luminaires w/ Indirect component | Standard | FALSE | [9 empty] | 42683 |  |  | No |  | 3.1 | 4166 | 113.9 | 36.56 | 14.6 | 0.93 | 3980 | 84.1
P68Y39SY | Fluxwerx Illumination Inc | Fluxwerx | FD1XAC40X04XF1M | Indoor Luminaires | Linear Ambient | Linear Ambient Luminaires w/ Indirect component | Standard | FALSE | [9 empty] | 42683 |  |  | No |  | 3.1 | 3301 | 115.9 | 28.47 | 16.8 | 0.91 | 3978 | 84.1
PAVZFZ8V | Fluxwerx Illumination Inc | Fluxwerx | FD1XAC40X04X[F2 E1 E2 E3 E4]M | Indoor Luminaires | Linear Ambient | Linear Ambient Luminaires w/ Indirect component | Standard | FALSE | [9 empty] | 42683 |  |  | No |  | 3.1 | 3301 | 115.9 | 28.47 | 16.8 | 0.91 | 3978 | 84.1
P3HTZZ7E | Fluxwerx Illumination Inc | Fluxwerx | FD1XFB40X04XF1M | Indoor Luminaires | Linear Ambient | Linear Ambient Luminaires w/ Indirect component | Standard | FALSE | [9 empty] | 42683 |  |  | No |  | 3.1 | 2584 | 114.4 | 22.59 | 19.3 | 0.88 | 3976 | 84.5
PYHT6YHT | Fluxwerx Illumination Inc | Fluxwerx | FD1XFB40X04X[F2 E1 E2 E3 E4]M | Indoor Luminaires | Linear Ambient | Linear Ambient Luminaires w/ Indirect component | Standard | FALSE | [9 empty] | 42683 |  |  | No |  | 3.1 | 2584 | 114.4 | 22.59 | 19.3 | 0.88 | 3976 | 84.5
PKPHRNXN | Fluxwerx Illumination Inc | Fluxwerx | FD1XAA40X04XF1M | Indoor Luminaires | Linear Ambient | Linear Ambient Luminaires w/ Indirect component | Standard | FALSE | [9 empty] | 42683 |  |  | No |  | 3.1 | 2154 | 119.9 | 17.96 | 8.52 | 0.97 | 3973 | 84.2
P4BJ5663 | Fluxwerx Illumination Inc | Fluxwerx | FD1XAB40X04XF1M | Indoor Luminaires | Linear Ambient | Linear Ambient Luminaires w/ Indirect component | Standard | FALSE | [9 empty] | 42683 |  |  | No |  | 3.1 | 2684 | 117.8 | 22.79 | 19.3 | 0.88 | 3973 | 84.1
P6PR5XQF | Fluxwerx Illumination Inc | Fluxwerx | FD1XAA40X04X[F2 E1 E2 E3 E4]M | Indoor Luminaires | Linear Ambient | Linear Ambient Luminaires w/ Indirect component | Standard | FALSE | [9 empty] | 42683 |  |  | No |  | 3.1 | 2154 | 119.9 | 17.96 | 8.52 | 0.97 | 3973 | 84.2
PUHX1EB5 | Fluxwerx Illumination Inc | Fluxwerx | FD1XAB40X04X[F2 E1 E2 E3 E4]M | Indoor Luminaires | Linear Ambient | Linear Ambient Luminaires w/ Indirect component | Standard | FALSE | [9 empty] | 42683 |  |  | No |  | 3.1 | 2684 | 117.8 | 22.79 | 19.3 | 0.88 | 3973 | 84.1
PGUDUS1T | Fluxwerx Illumination Inc | Fluxwerx | PF1XAD40X04XF1M | Indoor Luminaires | Linear Ambient | Linear Ambient Luminaires w/ Indirect component | Standard | FALSE | [9 empty] | 42683 |  |  | No |  | 3.1 | 4172 | 112.4 | 37.13 | 16.1 | 0.92 | 3968 | 83
PGX2UNU1 | Fluxwerx Illumination Inc | Fluxwerx | PF1XAD40X04X[F2 E1 E2 E3 E4]M | Indoor Luminaires | Linear Ambient | Linear Ambient Luminaires w/ Indirect component | Standard | FALSE | [9 empty] | 42683 |  |  | No |  | 3.1 | 4172 | 112.4 | 37.13 | 16.1 | 0.92 | 3968 | 83
P2C7WPKC | Fluxwerx Illumination Inc | Fluxwerx | FD1XED40X04XF1M | Indoor Luminaires | Linear Ambient | Linear Ambient Luminaires w/ Indirect component | Standard | FALSE | [9 empty] | 42683 |  |  | No |  | 3.1 | 4054 | 112.3 | 36.09 | 14.6 | 0.93 | 3967 | 84.4
P7TJBR5W | Fluxwerx Illumination Inc | Fluxwerx | FD1XED40X04X[F2 E1 E2 E3 E4]M | Indoor Luminaires | Linear Ambient | Linear Ambient Luminaires w/ Indirect component | Standard | FALSE | [9 empty] | 42683 |  |  | No |  | 3.1 | 4054 | 112.3 | 36.09 | 14.6 | 0.93 | 3967 | 84.4
PMWBFDU2 | Fluxwerx Illumination Inc | Fluxwerx | FD1XFA40X04XF1M | Indoor Luminaires | Linear Ambient | Linear Ambient Luminaires w/ Indirect component | Standard | FALSE | [9 empty] | 42683 |  |  | No |  | 3.1 | 2123 | 116.9 | 18.17 | 8.52 | 0.97 | 3965 | 84.5
PJ7QJTS7 | Fluxwerx Illumination Inc | Fluxwerx | FD1XFA40X04X[F2 E1 E2 E3 E4]M | Indoor Luminaires | Linear Ambient | Linear Ambient Luminaires w/ Indirect component | Standard | FALSE | [9 empty] | 42683 |  |  | No |  | 3.1 | 2123 | 116.9 | 18.17 | 8.52 | 0.97 | 3965 | 84.5
PG91RK85 | Fluxwerx Illumination Inc | Fluxwerx | PF1XAC40X04XF1M | Indoor Luminaires | Linear Ambient | Linear Ambient Luminaires w/ Indirect component | Standard | FALSE | [9 empty] | 42683 |  |  | No |  | 3.1 | 3299 | 114.8 | 28.73 | 17.9 | 0.9 | 3963 | 83
P9ZJD7HG | Fluxwerx Illumination Inc | Fluxwerx | PF1XAC40X04X[F2 E1 E2 E3 E4]M | Indoor Luminaires | Linear Ambient | Linear Ambient Luminaires w/ Indirect component | Standard | FALSE | [9 empty] | 42683 |  |  | No |  | 3.1 | 3299 | 114.8 | 28.73 | 17.9 | 0.9 | 3963 | 83
PGZ29G18 | Fluxwerx Illumination Inc | Fluxwerx | PF1XED40X04XF1M | Indoor Luminaires | Linear Ambient | Linear Ambient Luminaires w/ Indirect component | Standard | FALSE | [9 empty] | 42683 |  |  | No |  | 3.1 | 4125 | 112.6 | 36.65 | 16.1 | 0.92 | 3961 | 83.2
PJDNUBFB | Fluxwerx Illumination Inc | Fluxwerx | PF1XED40X04X[F2 E1 E2 E3 E4]M | Indoor Luminaires | Linear Ambient | Linear Ambient Luminaires w/ Indirect component | Standard | FALSE | [9 empty] | 42683 |  |  | No |  | 3.1 | 4125 | 112.6 | 36.65 | 16.1 | 0.92 | 3961 | 83.2
P32YCDPY | Fluxwerx Illumination Inc | Fluxwerx | PF1XAB40X04XF1M | Indoor Luminaires | Linear Ambient | Linear Ambient Luminaires w/ Indirect component | Standard | FALSE | [9 empty] | 42683 |  |  | No |  | 3.1 | 2674 | 116.5 | 22.96 | 18.7 | 0.87 | 3959 | 83.1
PRNWYQ3N | Fluxwerx Illumination Inc | Fluxwerx | PF1XAB40X04X[F2 E1 E2 E3 E4]M | Indoor Luminaires | Linear Ambient | Linear Ambient Luminaires w/ Indirect component | Standard | FALSE | [9 empty] | 42683 |  |  | No |  | 3.1 | 2674 | 116.5 | 22.96 | 18.7 | 0.87 | 3959 | 83.1
PNYSPDX2 | Fluxwerx Illumination Inc | Fluxwerx | PF1XEC40X04XF1M | Indoor Luminaires | Linear Ambient | Linear Ambient Luminaires w/ Indirect component | Standard | FALSE | [9 empty] | 42683 |  |  | No |  | 3.1 | 3191 | 114.1 | 27.96 | 17.9 | 0.9 | 3958 | 83.3
PPNM6KZ3 | Fluxwerx Illumination Inc | Fluxwerx | PF1XEC40X04X[F2 E1 E2 E3 E4]M | Indoor Luminaires | Linear Ambient | Linear Ambient Luminaires w/ Indirect component | Standard | FALSE | [9 empty] | 42683 |  |  | No |  | 3.1 | 3191 | 114.1 | 27.96 | 17.9 | 0.9 | 3958 | 83.3
PMRM6TRB | Fluxwerx Illumination Inc | Fluxwerx | PF1XDD40X04XF1M | Indoor Luminaires | Linear Ambient | Direct Linear Ambient Luminaires | Standard | FALSE | [9 empty] | 42683 |  |  | No |  | 3.1 | 3798 | 100.2 | 37.92 | 16.1 | 0.92 | 3955 | 83.7
PXKVT5MY | Fluxwerx Illumination Inc | Fluxwerx | PF1XDD40X04X[F2 E1 E2 E3 E4]M | Indoor Luminaires | Linear Ambient | Direct Linear Ambient Luminaires | Standard | FALSE | [9 empty] | 42683 |  |  | No |  | 3.1 | 3798 | 100.2 | 37.92 | 16.1 | 0.92 | 3955 | 83.7
P2FKGW18 | Fluxwerx Illumination Inc | Fluxwerx | PF1XDC40X04XF1M | Indoor Luminaires | Linear Ambient | Direct Linear Ambient Luminaires | Standard | FALSE | [9 empty] | 42683 |  |  | No |  | 3.1 | 2997 | 103.8 | 28.87 | 17.9 | 0.9 | 3953 | 83.7
PCUK3KT6 | Fluxwerx Illumination Inc | Fluxwerx | PF1XEB40X04XF1M | Indoor Luminaires | Linear Ambient | Linear Ambient Luminaires w/ Indirect component | Standard | FALSE | [9 empty] | 42683 |  |  | No |  | 3.1 | 2614 | 115.3 | 22.67 | 18.7 | 0.87 | 3953 | 83.3
PCM8EN5X | Fluxwerx Illumination Inc | Fluxwerx | PF1XAA40X04XF1M | Indoor Luminaires | Linear Ambient | Linear Ambient Luminaires w/ Indirect component | Standard | FALSE | [9 empty] | 42683 |  |  | No |  | 3.1 | 2162 | 118.8 | 18.2 | 8.98 | 0.97 | 3953 | 83.1
PG7U5PSS | Fluxwerx Illumination Inc | Fluxwerx | PF1XDC40X04X[F2 E1 E2 E3 E4]M | Indoor Luminaires | Linear Ambient | Direct Linear Ambient Luminaires | Standard | FALSE | [9 empty] | 42683 |  |  | No |  | 3.1 | 2997 | 103.8 | 28.87 | 17.9 | 0.9 | 3953 | 83.7
P67P5797 | Fluxwerx Illumination Inc | Fluxwerx | PF1XEB40X04X[F2 E1 E2 E3 E4]M | Indoor Luminaires | Linear Ambient | Linear Ambient Luminaires w/ Indirect component | Standard | FALSE | [9 empty] | 42683 |  |  | No |  | 3.1 | 2614 | 115.3 | 22.67 | 18.7 | 0.87 | 3953 | 83.3
PUEYC7JW | Fluxwerx Illumination Inc | Fluxwerx | PF1XAA40X04X[F2 E1 E2 E3 E4]M | Indoor Luminaires | Linear Ambient | Linear Ambient Luminaires w/ Indirect component | Standard | FALSE | [9 empty] | 42683 |  |  | No |  | 3.1 | 2162 | 118.8 | 18.2 | 8.98 | 0.97 | 3953 | 83.1
PUKDHK8V | Fluxwerx Illumination Inc | Fluxwerx | PF1XEA40X04XF1M | Indoor Luminaires | Linear Ambient | Linear Ambient Luminaires w/ Indirect component | Standard | FALSE | [9 empty] | 42683 |  |  | No |  | 3.1 | 2099 | 116 | 18.1 | 8.98 | 0.97 | 3947 | 83.3
PDVM3SAH | Fluxwerx Illumination Inc | Fluxwerx | PF1XEA40X04X[F2 E1 E2 E3 E4]M | Indoor Luminaires | Linear Ambient | Linear Ambient Luminaires w/ Indirect component | Standard | FALSE | [9 empty] | 42683 |  |  | No |  | 3.1 | 2099 | 116 | 18.1 | 8.98 | 0.97 | 3947 | 83.3
PX9DG8DE | Fluxwerx Illumination Inc | Fluxwerx | PF1XDA40X04XF1M | Indoor Luminaires | Linear Ambient | Direct Linear Ambient Luminaires | Standard | FALSE | [9 empty] | 42683 |  |  | No |  | 3.1 | 2002 | 108 | 18.55 | 8.98 | 0.97 | 3940 | 83.8
P5UPXMCR | Fluxwerx Illumination Inc | Fluxwerx | PF1XDB40X04XF1M | Indoor Luminaires | Linear Ambient | Direct Linear Ambient Luminaires | Standard | FALSE | [9 empty] | 42683 |  |  | No |  | 3.1 | 2449 | 105.2 | 23.28 | 18.7 | 0.87 | 3940 | 83.7
PZTDERH9 | Fluxwerx Illumination Inc | Fluxwerx | PF1XDA40X04X[F2 E1 E2 E3 E4]M | Indoor Luminaires | Linear Ambient | Direct Linear Ambient Luminaires | Standard | FALSE | [9 empty] | 42683 |  |  | No |  | 3.1 | 2002 | 108 | 18.55 | 8.98 | 0.97 | 3940 | 83.8
PFNFSXV5 | Fluxwerx Illumination Inc | Fluxwerx | PF1XDB40X04X[F2 E1 E2 E3 E4]M | Indoor Luminaires | Linear Ambient | Direct Linear Ambient Luminaires | Standard | FALSE | [9 empty] | 42683 |  |  | No |  | 3.1 | 2449 | 105.2 | 23.28 | 18.7 | 0.87 | 3940 | 83.7
P4E9WD1M | Fluxwerx Illumination Inc | Fluxwerx | PF1XBD40X04X[F2 E1 E2 E3 E4]M | Indoor Luminaires | Linear Ambient | Direct Linear Ambient Luminaires | Standard | FALSE | [9 empty] | 42683 |  |  | No |  | 3.1 | 3733 | 99.2 | 37.62 | 16.1 | 0.92 | 3936 | 82.7
PVDEK6BD | Fluxwerx Illumination Inc | Fluxwerx | PF1XBC40X04XF1M | Indoor Luminaires | Linear Ambient | Direct Linear Ambient Luminaires | Standard | FALSE | [9 empty] | 42683 |  |  | No |  | 3.1 | 2946 | 102.9 | 28.64 | 17.9 | 0.9 | 3934 | 82.7
PNASCW8J | Fluxwerx Illumination Inc | Fluxwerx | PF1XBC40X04X[F2 E1 E2 E3 E4]M | Indoor Luminaires | Linear Ambient | Direct Linear Ambient Luminaires | Standard | FALSE | [9 empty] | 42683 |  |  | No |  | 3.1 | 2946 | 102.9 | 28.64 | 17.9 | 0.9 | 3934 | 82.7
PGXJFKMM | Fluxwerx Illumination Inc | Fluxwerx | FD1XEC40X04XF1M | Indoor Luminaires | Linear Ambient | Linear Ambient Luminaires w/ Indirect component | Standard | FALSE | [9 empty] | 42683 |  |  | No |  | 3.1 | 3166 | 114.6 | 27.63 | 16.8 | 0.91 | 3923 | 84.3
PM1QC6M9 | Fluxwerx Illumination Inc | Fluxwerx | FD1XEC40X04X[F2 E1 E2 E3 E4]M | Indoor Luminaires | Linear Ambient | Linear Ambient Luminaires w/ Indirect component | Standard | FALSE | [9 empty] | 42683 |  |  | No |  | 3.1 | 3166 | 114.6 | 27.63 | 16.8 | 0.91 | 3923 | 84.3
PCAY8NW7 | Fluxwerx Illumination Inc | Fluxwerx | PF1XBA40X04XF1M | Indoor Luminaires | Linear Ambient | Direct Linear Ambient Luminaires | Standard | FALSE | [9 empty] | 42683 |  |  | No |  | 3.1 | 1968 | 107 | 18.4 | 8.98 | 0.97 | 3921 | 82.8
PKQ7PNCG | Fluxwerx Illumination Inc | Fluxwerx | PF1XBB40X04XF1M | Indoor Luminaires | Linear Ambient | Direct Linear Ambient Luminaires | Standard | FALSE | [9 empty] | 42683 |  |  | No |  | 3.1 | 2407 | 104.2 | 23.1 | 18.7 | 0.87 | 3921 | 82.7
PVDY3YJG | Fluxwerx Illumination Inc | Fluxwerx | PF1XBA40X04X[F2 E1 E2 E3 E4]M | Indoor Luminaires | Linear Ambient | Direct Linear Ambient Luminaires | Standard | FALSE | [9 empty] | 42683 |  |  | No |  | 3.1 | 1968 | 107 | 18.4 | 8.98 | 0.97 | 3921 | 82.8
PDSR21V5 | Fluxwerx Illumination Inc | Fluxwerx | PF1XBB40X04X[F2 E1 E2 E3 E4]M | Indoor Luminaires | Linear Ambient | Direct Linear Ambient Luminaires | Standard | FALSE | [9 empty] | 42683 |  |  | No |  | 3.1 | 2407 | 104.2 | 23.1 | 18.7 | 0.87 | 3921 | 82.7
PNJYFQ1X | Fluxwerx Illumination Inc | Fluxwerx | FD1XBD40X04XF1M | Indoor Luminaires | Linear Ambient | Direct Linear Ambient Luminaires | Standard | FALSE | [9 empty] | 42683 |  |  | No |  | 3.1 | 3511 | 93.6 | 37.52 | 14.6 | 0.93 | 3916 | 83.5
PKHQRAYY | Fluxwerx Illumination Inc | Fluxwerx | FD1XBD40X04X[F2 E1 E2 E3 E4]M | Indoor Luminaires | Linear Ambient | Direct Linear Ambient Luminaires | Standard | FALSE | [9 empty] | 42683 |  |  | No |  | 3.1 | 3511 | 93.6 | 37.52 | 14.6 | 0.93 | 3916 | 83.5
PNXVZU98 | Fluxwerx Illumination Inc | Fluxwerx | FD1XEB40X04XF1M | Indoor Luminaires | Linear Ambient | Linear Ambient Luminaires w/ Indirect component | Standard | FALSE | [9 empty] | 42683 |  |  | No |  | 3.1 | 2590 | 116.4 | 22.26 | 19.3 | 0.88 | 3913 | 84.3
PUDJTYY8 | Fluxwerx Illumination Inc | Fluxwerx | FD1XEB40X04X[F2 E1 E2 E3 E4]M | Indoor Luminaires | Linear Ambient | Linear Ambient Luminaires w/ Indirect component | Standard | FALSE | [9 empty] | 42683 |  |  | No |  | 3.1 | 2590 | 116.4 | 22.26 | 19.3 | 0.88 | 3913 | 84.3
PNS63MPX | Fluxwerx Illumination Inc | Fluxwerx | FD1XDD40X04XF1M | Indoor Luminaires | Linear Ambient | Direct Linear Ambient Luminaires | Standard | FALSE | [9 empty] | 42683 |  |  | No |  | 3.1 | 3611 | 97.7 | 36.96 | 14.6 | 0.93 | 3910 | 83.5
PCX7PS7G | Fluxwerx Illumination Inc | Fluxwerx | FD1XDD40X04X[F2 E1 E2 E3 E4]M | Indoor Luminaires | Linear Ambient | Direct Linear Ambient Luminaires | Standard | FALSE | [9 empty] | 42683 |  |  | No |  | 3.1 | 3611 | 97.7 | 36.96 | 14.6 | 0.93 | 3910 | 83.5
PVX545VM | Fluxwerx Illumination Inc | Fluxwerx | FD1XEA40X04XF1M | Indoor Luminaires | Linear Ambient | Linear Ambient Luminaires w/ Indirect component | Standard | FALSE | [9 empty] | 42683 |  |  | No |  | 3.1 | 2128 | 118.9 | 17.9 | 8.52 | 0.97 | 3902 | 84.3
PXXHA8DT | Fluxwerx Illumination Inc | Fluxwerx | FD1XEA40X04X[F2 E1 E2 E3 E4]M | Indoor Luminaires | Linear Ambient | Linear Ambient Luminaires w/ Indirect component | Standard | FALSE | [9 empty] | 42683 |  |  | No |  | 3.1 | 2128 | 118.9 | 17.9 | 8.52 | 0.97 | 3902 | 84.3
PV7QT23U | Fluxwerx Illumination Inc | Fluxwerx | FD1XBC40X04XF1M | Indoor Luminaires | Linear Ambient | Direct Linear Ambient Luminaires | Standard | FALSE | [9 empty] | 42683 |  |  | No |  | 3.1 | 2742 | 95.5 | 28.72 | 16.8 | 0.91 | 3873 | 83.4
PXH6T4QY | Fluxwerx Illumination Inc | Fluxwerx | FD1XBC40X04X[F2 E1 E2 E3 E4]M | Indoor Luminaires | Linear Ambient | Direct Linear Ambient Luminaires | Standard | FALSE | [9 empty] | 42683 |  |  | No |  | 3.1 | 2742 | 95.5 | 28.72 | 16.8 | 0.91 | 3873 | 83.4
PCX9119Z | Fluxwerx Illumination Inc | Fluxwerx | FD1XDC40X04XF1M | Indoor Luminaires | Linear Ambient | Direct Linear Ambient Luminaires | Standard | FALSE | [9 empty] | 42683 |  |  | No |  | 3.1 | 2820 | 99.7 | 28.29 | 16.8 | 0.91 | 3867 | 83.4
PXCCS6WJ | Fluxwerx Illumination Inc | Fluxwerx | FD1XDC40X04X[F2 E1 E2 E3 E4]M | Indoor Luminaires | Linear Ambient | Direct Linear Ambient Luminaires | Standard | FALSE | [9 empty] | 42683 |  |  | No |  | 3.1 | 2820 | 99.7 | 28.29 | 16.8 | 0.91 | 3867 | 83.4
PRXUFJE7 | Fluxwerx Illumination Inc | Fluxwerx | FD1XBB40X04XF1M | Indoor Luminaires | Linear Ambient | Direct Linear Ambient Luminaires | Standard | FALSE | [9 empty] | 42683 |  |  | No |  | 3.1 | 2243 | 96.9 | 23.14 | 19.3 | 0.88 | 3863 | 83.4
PDSDTGC8 | Fluxwerx Illumination Inc | Fluxwerx | FD1XBB40X04X[F2 E1 E2 E3 E4]M | Indoor Luminaires | Linear Ambient | Direct Linear Ambient Luminaires | Standard | FALSE | [9 empty] | 42683 |  |  | No |  | 3.1 | 2243 | 96.9 | 23.14 | 19.3 | 0.88 | 3863 | 83.4
PEB8JM8F | Fluxwerx Illumination Inc | Fluxwerx | FD1XDB40X04XF1M | Indoor Luminaires | Linear Ambient | Direct Linear Ambient Luminaires | Standard | FALSE | [9 empty] | 42683 |  |  | No |  | 3.1 | 2307 | 101.2 | 22.79 | 19.3 | 0.88 | 3857 | 83.4
PBK9T3AR | Fluxwerx Illumination Inc | Fluxwerx | FD1XDB40X04X[F2 E1 E2 E3 E4]M | Indoor Luminaires | Linear Ambient | Direct Linear Ambient Luminaires | Standard | FALSE | [9 empty] | 42683 |  |  | No |  | 3.1 | 2307 | 101.2 | 22.79 | 19.3 | 0.88 | 3857 | 83.4
PR4RE562 | Fluxwerx Illumination Inc | Fluxwerx | FD1XBA40X04X[F2 E1 E2 E3 E4]M | Indoor Luminaires | Linear Ambient | Direct Linear Ambient Luminaires | Standard | FALSE | [9 empty] | 42683 |  |  | No |  | 3.1 | 1843 | 99 | 18.61 | 8.52 | 0.97 | 3852 | 83.4
PK29KGUU | Fluxwerx Illumination Inc | Fluxwerx | FD1XDA40X04XF1M | Indoor Luminaires | Linear Ambient | Direct Linear Ambient Luminaires | Standard | FALSE | [9 empty] | 42683 |  |  | No |  | 3.1 | 1895 | 103.4 | 18.33 | 8.52 | 0.97 | 3846 | 83.4
PZJ48UMW | Fluxwerx Illumination Inc | Fluxwerx | FD1XDA40X04X[F2 E1 E2 E3 E4]M | Indoor Luminaires | Linear Ambient | Direct Linear Ambient Luminaires | Standard | FALSE | [9 empty] | 42683 |  |  | No |  | 3.1 | 1895 | 103.4 | 18.33 | 8.52 | 0.97 | 3846 | 83.4
PCPR8TZM | Fluxwerx Illumination Inc | Fluxwerx | FD1XFD35X04XF1M | Indoor Luminaires | Linear Ambient | Linear Ambient Luminaires w/ Indirect component | Standard | FALSE | [9 empty] | 42683 |  |  | No |  | 3.1 | 4002 | 110.1 | 36.36 | 14.6 | 0.93 | 3465 | 83.5
PPSAMP27 | Fluxwerx Illumination Inc | Fluxwerx | FD1XFD35X04X[F2 E1 E2 E3 E4]M | Indoor Luminaires | Linear Ambient | Linear Ambient Luminaires w/ Indirect component | Standard | FALSE | [9 empty] | 42683 |  |  | No |  | 3.1 | 4002 | 110.1 | 36.36 | 14.6 | 0.93 | 3465 | 83.5
PUNZRW47 | Fluxwerx Illumination Inc | Fluxwerx | PF1XFD35X04XF1M | Indoor Luminaires | Linear Ambient | Linear Ambient Luminaires w/ Indirect component | Standard | FALSE | [9 empty] | 42683 |  |  | No |  | 3.1 | 4120 | 110.7 | 37.22 | 16.1 | 0.92 | 3464 | 84.6
P6P1V7E5 | Fluxwerx Illumination Inc | Fluxwerx | PF1XFD35X04X[F2 E1 E2 E3 E4]M | Indoor Luminaires | Linear Ambient | Linear Ambient Luminaires w/ Indirect component | Standard | FALSE | [9 empty] | 42683 |  |  | No |  | 3.1 | 4120 | 110.7 | 37.22 | 16.1 | 0.92 | 3464 | 84.6
P75V2YME | Fluxwerx Illumination Inc | Fluxwerx | PF1XFA35X04XF1M | Indoor Luminaires | Linear Ambient | Linear Ambient Luminaires w/ Indirect component | Standard | FALSE | [9 empty] | 42683 |  |  | No |  | 3.1 | 2140 | 116.5 | 18.37 | 8.98 | 0.97 | 3459 | 81.4
PWQX6XRK | Fluxwerx Illumination Inc | Fluxwerx | PF1XFA35X04X[F2 E1 E2 E3 E4]M | Indoor Luminaires | Linear Ambient | Linear Ambient Luminaires w/ Indirect component | Standard | FALSE | [9 empty] | 42683 |  |  | No |  | 3.1 | 2140 | 116.5 | 18.37 | 8.98 | 0.97 | 3459 | 81.4
PT6W5ADQ | Fluxwerx Illumination Inc | Fluxwerx | PF1XFC35X04XF1M | Indoor Luminaires | Linear Ambient | Linear Ambient Luminaires w/ Indirect component | Standard | FALSE | [9 empty] | 42683 |  |  | No |  | 3.1 | 3209 | 114 | 28.16 | 17.9 | 0.9 | 3456 | 84.6
P74CJTA9 | Fluxwerx Illumination Inc | Fluxwerx | PF1XFC35X04X[F2 E1 E2 E3 E4]M | Indoor Luminaires | Linear Ambient | Linear Ambient Luminaires w/ Indirect component | Standard | FALSE | [9 empty] | 42683 |  |  | No |  | 3.1 | 3209 | 114 | 28.16 | 17.9 | 0.9 | 3456 | 84.6
PMB3PHSV | Fluxwerx Illumination Inc | Fluxwerx | PF3-BD35X04XF1M | Indoor Luminaires | Linear Ambient | Linear Ambient Luminaires w/ Indirect component | Standard | FALSE | [9 empty] | 42683 |  |  | No |  | 3.1 | 3851 | 103.3 | 37.27 | 16.1 | 0.92 | 3453 | 84.8
PDC5FV2S | Fluxwerx Illumination Inc | Fluxwerx | PF3-BD35X04X[F2 E1 E2 E3 E4]M | Indoor Luminaires | Linear Ambient | Linear Ambient Luminaires w/ Indirect component | Standard | FALSE | [9 empty] | 42683 |  |  | No |  | 3.1 | 3851 | 103.3 | 37.27 | 16.1 | 0.92 | 3453 | 84.8
P4DEW6UY | Fluxwerx Illumination Inc | Fluxwerx | PF1XFB35X04XF1M | Indoor Luminaires | Linear Ambient | Linear Ambient Luminaires w/ Indirect component | Standard | FALSE | [9 empty] | 42683 |  |  | No |  | 3.1 | 2632 | 115.8 | 22.74 | 18.7 | 0.87 | 3451 | 84.7
PEJVD218 | Fluxwerx Illumination Inc | Fluxwerx | FD3-BD35X04XF1M | Indoor Luminaires | Linear Ambient | Linear Ambient Luminaires w/ Indirect component | Standard | FALSE | [9 empty] | 42683 |  |  | No |  | 3.1 | 3990 | 108.3 | 36.84 | 14.6 | 0.93 | 3451 | 83.3
PWBX69MJ | Fluxwerx Illumination Inc | Fluxwerx | PF1XFB35X04X[F2 E1 E2 E3 E4]M | Indoor Luminaires | Linear Ambient | Linear Ambient Luminaires w/ Indirect component | Standard | FALSE | [9 empty] | 42683 |  |  | No |  | 3.1 | 2632 | 115.8 | 22.74 | 18.7 | 0.87 | 3451 | 84.7
P4B6D289 | Fluxwerx Illumination Inc | Fluxwerx | FD3-BD35X04X[F2 E1 E2 E3 E4]M | Indoor Luminaires | Linear Ambient | Linear Ambient Luminaires w/ Indirect component | Standard | FALSE | [9 empty] | 42683 |  |  | No |  | 3.1 | 3990 | 108.3 | 36.84 | 14.6 | 0.93 | 3451 | 83.3
P5Z3GK6N | Fluxwerx Illumination Inc | Fluxwerx | PF1XAD35X04XF1M | Indoor Luminaires | Linear Ambient | Linear Ambient Luminaires w/ Indirect component | Standard | FALSE | [9 empty] | 42683 |  |  | No |  | 3.1 | 3933 | 107.2 | 36.68 | 16.1 | 0.92 | 3434 | 83.8
PD6W5NNQ | Fluxwerx Illumination Inc | Fluxwerx | PF1XAD35X04X[F2 E1 E2 E3 E4]M | Indoor Luminaires | Linear Ambient | Linear Ambient Luminaires w/ Indirect component | Standard | FALSE | [9 empty] | 42683 |  |  | No |  | 3.1 | 3933 | 107.2 | 36.68 | 16.1 | 0.92 | 3434 | 83.8
PJ8Q1APA | Fluxwerx Illumination Inc | Fluxwerx | PF1XAA35X04XF1M | Indoor Luminaires | Linear Ambient | Linear Ambient Luminaires w/ Indirect component | Standard | FALSE | [9 empty] | 42683 |  |  | No |  | 3.1 | 2106 | 114.9 | 18.33 | 8.98 | 0.97 | 3433 | 81.5
PE7PG68G | Fluxwerx Illumination Inc | Fluxwerx | PF1XAA35X04X[F2 E1 E2 E3 E4]M | Indoor Luminaires | Linear Ambient | Linear Ambient Luminaires w/ Indirect component | Standard | FALSE | [9 empty] | 42683 |  |  | No |  | 3.1 | 2106 | 114.9 | 18.33 | 8.98 | 0.97 | 3433 | 81.5
PP73HSZ8 | Fluxwerx Illumination Inc | Fluxwerx | PF1XAC35X04XF1M | Indoor Luminaires | Linear Ambient | Linear Ambient Luminaires w/ Indirect component | Standard | FALSE | [9 empty] | 42683 |  |  | No |  | 3.1 | 3110 | 109.6 | 28.38 | 17.9 | 0.9 | 3430 | 83.8
PGGY1X4W | Fluxwerx Illumination Inc | Fluxwerx | PF1XAC35X04X[F2 E1 E2 E3 E4]M | Indoor Luminaires | Linear Ambient | Linear Ambient Luminaires w/ Indirect component | Standard | FALSE | [9 empty] | 42683 |  |  | No |  | 3.1 | 3110 | 109.6 | 28.38 | 17.9 | 0.9 | 3430 | 83.8
P7Y5CKK2 | Fluxwerx Illumination Inc | Fluxwerx | PF1XEA35X04XF1M | Indoor Luminaires | Linear Ambient | Linear Ambient Luminaires w/ Indirect component | Standard | FALSE | [9 empty] | 42683 |  |  | No |  | 3.1 | 2045 | 112.2 | 18.23 | 8.98 | 0.97 | 3428 | 81.7
PZ9TAR31 | Fluxwerx Illumination Inc | Fluxwerx | PF1XEA35X04X[F2 E1 E2 E3 E4]M | Indoor Luminaires | Linear Ambient | Linear Ambient Luminaires w/ Indirect component | Standard | FALSE | [9 empty] | 42683 |  |  | No |  | 3.1 | 2045 | 112.2 | 18.23 | 8.98 | 0.97 | 3428 | 81.7
PV7UY4A7 | Fluxwerx Illumination Inc | Fluxwerx | PF1XED35X04XF1M | Indoor Luminaires | Linear Ambient | Linear Ambient Luminaires w/ Indirect component | Standard | FALSE | [9 empty] | 42683 |  |  | No |  | 3.1 | 3889 | 107.4 | 36.21 | 16.1 | 0.92 | 3427.94 | 84
PW823C1V | Fluxwerx Illumination Inc | Fluxwerx | PF1XED35X04X[F2 E1 E2 E3 E4]M | Indoor Luminaires | Linear Ambient | Linear Ambient Luminaires w/ Indirect component | Standard | FALSE | [9 empty] | 42683 |  |  | No |  | 3.1 | 3889 | 107.4 | 36.21 | 16.1 | 0.92 | 3427.94 | 84
PN46WDWW | Fluxwerx Illumination Inc | Fluxwerx | PF1XDD35X04XF1M | Indoor Luminaires | Linear Ambient | Direct Linear Ambient Luminaires | Standard | FALSE | [9 empty] | 42683 |  |  | No |  | 3.1 | 3630 | 96.2 | 37.72 | 16.1 | 0.92 | 3427 | 84.31
PAH2FUTA | Fluxwerx Illumination Inc | Fluxwerx | FD1XFC35X04XF1M | Indoor Luminaires | Linear Ambient | Linear Ambient Luminaires w/ Indirect component | Standard | FALSE | [9 empty] | 42683 |  |  | No |  | 3.1 | 3126 | 112.3 | 27.83 | 16.8 | 0.91 | 3427 | 83.4
PWCPQWW4 | Fluxwerx Illumination Inc | Fluxwerx | PF1XDD35X04X[F2 E1 E2 E3 E4]M | Indoor Luminaires | Linear Ambient | Direct Linear Ambient Luminaires | Standard | FALSE | [9 empty] | 42683 |  |  | No |  | 3.1 | 3630 | 96.2 | 37.72 | 16.1 | 0.92 | 3427 | 84.31
PMZU95BR | Fluxwerx Illumination Inc | Fluxwerx | FD1XFC35X04X[F2 E1 E2 E3 E4]M | Indoor Luminaires | Linear Ambient | Linear Ambient Luminaires w/ Indirect component | Standard | FALSE | [9 empty] | 42683 |  |  | No |  | 3.1 | 3126 | 112.3 | 27.83 | 16.8 | 0.91 | 3427 | 83.4
PBJAFJA7 | Fluxwerx Illumination Inc | Fluxwerx | PF1XDC35X04XF1M | Indoor Luminaires | Linear Ambient | Direct Linear Ambient Luminaires | Standard | FALSE | [9 empty] | 42683 |  |  | No |  | 3.1 | 2865 | 99.8 | 28.71 | 17.9 | 0.9 | 3426 | 84.31
PCVVQ5DK | Fluxwerx Illumination Inc | Fluxwerx | PF1XAB35X04XF1M | Indoor Luminaires | Linear Ambient | Linear Ambient Luminaires w/ Indirect component | Standard | FALSE | [9 empty] | 42683 |  |  | No |  | 3.1 | 2521 | 111.1 | 22.68 | 18.7 | 0.87 | 3426 | 83.9
P3YN5G2R | Fluxwerx Illumination Inc | Fluxwerx | PF1XDC35X04X[F2 E1 E2 E3 E4]M | Indoor Luminaires | Linear Ambient | Direct Linear Ambient Luminaires | Standard | FALSE | [9 empty] | 42683 |  |  | No |  | 3.1 | 2865 | 99.8 | 28.71 | 17.9 | 0.9 | 3426 | 84.31
PHBC38BZ | Fluxwerx Illumination Inc | Fluxwerx | PF1XAB35X04X[F2 E1 E2 E3 E4]M | Indoor Luminaires | Linear Ambient | Linear Ambient Luminaires w/ Indirect component | Standard | FALSE | [9 empty] | 42683 |  |  | No |  | 3.1 | 2521 | 111.1 | 22.68 | 18.7 | 0.87 | 3426 | 83.9
P9VBYK7U | Fluxwerx Illumination Inc | Fluxwerx | PF1XEC35X04XF1M | Indoor Luminaires | Linear Ambient | Linear Ambient Luminaires w/ Indirect component | Standard | FALSE | [9 empty] | 42683 |  |  | No |  | 3.1 | 3008 | 108.9 | 27.62 | 17.9 | 0.9 | 3425.35 | 84.1
PFE21NQD | Fluxwerx Illumination Inc | Fluxwerx | PF1XEC35X04X[F2 E1 E2 E3 E4]M | Indoor Luminaires | Linear Ambient | Linear Ambient Luminaires w/ Indirect component | Standard | FALSE | [9 empty] | 42683 |  |  | No |  | 3.1 | 3008 | 108.9 | 27.62 | 17.9 | 0.9 | 3425.35 | 84.1
P9KBNMDU | Fluxwerx Illumination Inc | Fluxwerx | PF1XEB35X04XF1M | Indoor Luminaires | Linear Ambient | Linear Ambient Luminaires w/ Indirect component | Standard | FALSE | [9 empty] | 42683 |  |  | No |  | 3.1 | 2464 | 110 | 22.4 | 18.7 | 0.87 | 3421.02 | 84.1
PMDBW7V4 | Fluxwerx Illumination Inc | Fluxwerx | PF1XEB35X04X[F2 E1 E2 E3 E4]M | Indoor Luminaires | Linear Ambient | Linear Ambient Luminaires w/ Indirect component | Standard | FALSE | [9 empty] | 42683 |  |  | No |  | 3.1 | 2464 | 110 | 22.4 | 18.7 | 0.87 | 3421.02 | 84.1
P29J4VXM | Fluxwerx Illumination Inc | Fluxwerx | FD1XAD35X04XF1M | Indoor Luminaires | Linear Ambient | Linear Ambient Luminaires w/ Indirect component | Standard | FALSE | [9 empty] | 42683 |  |  | No |  | 3.1 | 4122 | 113.6 | 36.29 | 14.6 | 0.93 | 3421 | 83
P836QNUF | Fluxwerx Illumination Inc | Fluxwerx | FD1XAD35X04X[F2 E1 E2 E3 E4]M | Indoor Luminaires | Linear Ambient | Linear Ambient Luminaires w/ Indirect component | Standard | FALSE | [9 empty] | 42683 |  |  | No |  | 3.1 | 4122 | 113.6 | 36.29 | 14.6 | 0.93 | 3421 | 83
PG8FRQBW | Fluxwerx Illumination Inc | Fluxwerx | FD1XAC35X04XF1M | Indoor Luminaires | Linear Ambient | Linear Ambient Luminaires w/ Indirect component | Standard | FALSE | [9 empty] | 42683 |  |  | No |  | 3.1 | 3266 | 115.6 | 28.26 | 16.8 | 0.91 | 3419 | 83
PFDKC89N | Fluxwerx Illumination Inc | Fluxwerx | FD1XAC35X04X[F2 E1 E2 E3 E4]M | Indoor Luminaires | Linear Ambient | Linear Ambient Luminaires w/ Indirect component | Standard | FALSE | [9 empty] | 42683 |  |  | No |  | 3.1 | 3266 | 115.6 | 28.26 | 16.8 | 0.91 | 3419 | 83
PDQ3MCZT | Fluxwerx Illumination Inc | Fluxwerx | FD1XFB35X04XF1M | Indoor Luminaires | Linear Ambient | Linear Ambient Luminaires w/ Indirect component | Standard | FALSE | [9 empty] | 42683 |  |  | No |  | 3.1 | 2557 | 114 | 22.42 | 19.3 | 0.88 | 3418 | 83.4
P77DJK6C | Fluxwerx Illumination Inc | Fluxwerx | FD1XFB35X04X[F2 E1 E2 E3 E4]M | Indoor Luminaires | Linear Ambient | Linear Ambient Luminaires w/ Indirect component | Standard | FALSE | [9 empty] | 42683 |  |  | No |  | 3.1 | 2557 | 114 | 22.42 | 19.3 | 0.88 | 3418 | 83.4
P4GTESMC | Fluxwerx Illumination Inc | Fluxwerx | FD1XAA35X04XF1M | Indoor Luminaires | Linear Ambient | Linear Ambient Luminaires w/ Indirect component | Standard | FALSE | [9 empty] | 42683 |  |  | No |  | 3.1 | 2131 | 119.6 | 17.83 | 8.52 | 0.97 | 3415 | 83.1
P6EVP8AN | Fluxwerx Illumination Inc | Fluxwerx | FD1XAB35X04XF1M | Indoor Luminaires | Linear Ambient | Linear Ambient Luminaires w/ Indirect component | Standard | FALSE | [9 empty] | 42683 |  |  | No |  | 3.1 | 2656 | 117.4 | 22.62 | 19.3 | 0.88 | 3415 | 83
P6XC5F4B | Fluxwerx Illumination Inc | Fluxwerx | FD1XAA35X04X[F2 E1 E2 E3 E4]M | Indoor Luminaires | Linear Ambient | Linear Ambient Luminaires w/ Indirect component | Standard | FALSE | [9 empty] | 42683 |  |  | No |  | 3.1 | 2131 | 119.6 | 17.83 | 8.52 | 0.97 | 3415 | 83.1
P565B9K8 | Fluxwerx Illumination Inc | Fluxwerx | FD1XAB35X04X[F2 E1 E2 E3 E4]M | Indoor Luminaires | Linear Ambient | Linear Ambient Luminaires w/ Indirect component | Standard | FALSE | [9 empty] | 42683 |  |  | No |  | 3.1 | 2656 | 117.4 | 22.62 | 19.3 | 0.88 | 3415 | 83
PJNXUDUB | Fluxwerx Illumination Inc | Fluxwerx | PF1XDA35X04XF1M | Indoor Luminaires | Linear Ambient | Direct Linear Ambient Luminaires | Standard | FALSE | [9 empty] | 42683 |  |  | No |  | 3.1 | 1914 | 103.7 | 18.45 | 8.98 | 0.97 | 3414 | 84.41
PXEM25GW | Fluxwerx Illumination Inc | Fluxwerx | PF1XDB35X04XF1M | Indoor Luminaires | Linear Ambient | Direct Linear Ambient Luminaires | Standard | FALSE | [9 empty] | 42683 |  |  | No |  | 3.1 | 2341 | 101.1 | 23.16 | 18.7 | 0.87 | 3414 | 84.31
PVR1SMFF | Fluxwerx Illumination Inc | Fluxwerx | PF1XDA35X04X[F2 E1 E2 E3 E4]M | Indoor Luminaires | Linear Ambient | Direct Linear Ambient Luminaires | Standard | FALSE | [9 empty] | 42683 |  |  | No |  | 3.1 | 1914 | 103.7 | 18.45 | 8.98 | 0.97 | 3414 | 84.41
PVHDKYJV | Fluxwerx Illumination Inc | Fluxwerx | PF1XDB35X04X[F2 E1 E2 E3 E4]M | Indoor Luminaires | Linear Ambient | Direct Linear Ambient Luminaires | Standard | FALSE | [9 empty] | 42683 |  |  | No |  | 3.1 | 2341 | 101.1 | 23.16 | 18.7 | 0.87 | 3414 | 84.31
PA381KZR | Fluxwerx Illumination Inc | Fluxwerx | PF1XBD35X04XF1M | Indoor Luminaires | Linear Ambient | Direct Linear Ambient Luminaires | Standard | FALSE | [9 empty] | 42683 |  |  | No |  | 3.1 | 3568 | 95.4 | 37.42 | 16.1 | 0.92 | 3411 | 83.3
P82N7HSW | Fluxwerx Illumination Inc | Fluxwerx | PF1XBD35X04X[F2 E1 E2 E3 E4]M | Indoor Luminaires | Linear Ambient | Direct Linear Ambient Luminaires | Standard | FALSE | [9 empty] | 42683 |  |  | No |  | 3.1 | 3568 | 95.4 | 37.42 | 16.1 | 0.92 | 3411 | 83.3
P255DX8E | Fluxwerx Illumination Inc | Fluxwerx | FD1XED35X04XF1M | Indoor Luminaires | Linear Ambient | Linear Ambient Luminaires w/ Indirect component | Standard | FALSE | [9 empty] | 42683 |  |  | No |  | 3.1 | 4011 | 112 | 35.82 | 14.6 | 0.93 | 3410 | 83.3
PY9637ZA | Fluxwerx Illumination Inc | Fluxwerx | FD1XED35X04X[F2 E1 E2 E3 E4]M | Indoor Luminaires | Linear Ambient | Linear Ambient Luminaires w/ Indirect component | Standard | FALSE | [9 empty] | 42683 |  |  | No |  | 3.1 | 4011 | 112 | 35.82 | 14.6 | 0.93 | 3410 | 83.3
P8HFZKU7 | Fluxwerx Illumination Inc | Fluxwerx | PF1XBC35X04XF1M | Indoor Luminaires | Linear Ambient | Direct Linear Ambient Luminaires | Standard | FALSE | [9 empty] | 42683 |  |  | No |  | 3.1 | 2816 | 98.8 | 28.49 | 17.9 | 0.9 | 3409 | 83.3
PJ56TQZ6 | Fluxwerx Illumination Inc | Fluxwerx | PF1XBC35X04X[F2 E1 E2 E3 E4]M | Indoor Luminaires | Linear Ambient | Direct Linear Ambient Luminaires | Standard | FALSE | [9 empty] | 42683 |  |  | No |  | 3.1 | 2816 | 98.8 | 28.49 | 17.9 | 0.9 | 3409 | 83.3
PMZY3HF4 | Fluxwerx Illumination Inc | Fluxwerx | FD1XFA35X04XF1M | Indoor Luminaires | Linear Ambient | Linear Ambient Luminaires w/ Indirect component | Standard | FALSE | [9 empty] | 42683 |  |  | No |  | 3.1 | 2101 | 116.5 | 18.03 | 8.52 | 0.97 | 3408 | 83.4
PYWVVNC4 | Fluxwerx Illumination Inc | Fluxwerx | FD1XFA35X04X[F2 E1 E2 E3 E4]M | Indoor Luminaires | Linear Ambient | Linear Ambient Luminaires w/ Indirect component | Standard | FALSE | [9 empty] | 42683 |  |  | No |  | 3.1 | 2101 | 116.5 | 18.03 | 8.52 | 0.97 | 3408 | 83.4
PDQC1CXJ | Fluxwerx Illumination Inc | Fluxwerx | PF1XBA35X04XF1M | Indoor Luminaires | Linear Ambient | Direct Linear Ambient Luminaires | Standard | FALSE | [9 empty] | 42683 |  |  | No |  | 3.1 | 1881 | 102.8 | 18.3 | 8.98 | 0.97 | 3398 | 83.4
PACV6AS7 | Fluxwerx Illumination Inc | Fluxwerx | PF1XBB35X04XF1M | Indoor Luminaires | Linear Ambient | Direct Linear Ambient Luminaires | Standard | FALSE | [9 empty] | 42683 |  |  | No |  | 3.1 | 2301 | 100.1 | 22.98 | 18.7 | 0.87 | 3398 | 83.3
PJMQWYYY | Fluxwerx Illumination Inc | Fluxwerx | PF1XBA35X04X[F2 E1 E2 E3 E4]M | Indoor Luminaires | Linear Ambient | Direct Linear Ambient Luminaires | Standard | FALSE | [9 empty] | 42683 |  |  | No |  | 3.1 | 1881 | 102.8 | 18.3 | 8.98 | 0.97 | 3398 | 83.4
PRHY8GXU | Fluxwerx Illumination Inc | Fluxwerx | PF1XBB35X04X[F2 E1 E2 E3 E4]M | Indoor Luminaires | Linear Ambient | Direct Linear Ambient Luminaires | Standard | FALSE | [9 empty] | 42683 |  |  | No |  | 3.1 | 2301 | 100.1 | 22.98 | 18.7 | 0.87 | 3398 | 83.3
PMSS9T1K | Fluxwerx Illumination Inc | Fluxwerx | FD1XEC35X04XF1M | Indoor Luminaires | Linear Ambient | Linear Ambient Luminaires w/ Indirect component | Standard | FALSE | [9 empty] | 42683 |  |  | No |  | 3.1 | 3133 | 114.3 | 27.42 | 16.8 | 0.91 | 3372 | 83.2
PQJEZ2PC | Fluxwerx Illumination Inc | Fluxwerx | FD1XEC35X04X[F2 E1 E2 E3 E4]M | Indoor Luminaires | Linear Ambient | Linear Ambient Luminaires w/ Indirect component | Standard | FALSE | [9 empty] | 42683 |  |  | No |  | 3.1 | 3133 | 114.3 | 27.42 | 16.8 | 0.91 | 3372 | 83.2
PDTFRM6G | Fluxwerx Illumination Inc | Fluxwerx | FD1XBD35X04XF1M | Indoor Luminaires | Linear Ambient | Direct Linear Ambient Luminaires | Standard | FALSE | [9 empty] | 42683 |  |  | No |  | 3.1 | 3474 | 93.3 | 37.24 | 14.6 | 0.93 | 3366 | 82.4
PS3WKG26 | Fluxwerx Illumination Inc | Fluxwerx | FD1XBD35X04X[F2 E1 E2 E3 E4]M | Indoor Luminaires | Linear Ambient | Direct Linear Ambient Luminaires | Standard | FALSE | [9 empty] | 42683 |  |  | No |  | 3.1 | 3474 | 93.3 | 37.24 | 14.6 | 0.93 | 3366 | 82.4
PWK6259J | Fluxwerx Illumination Inc | Fluxwerx | FD1XEB35X04XF1M | Indoor Luminaires | Linear Ambient | Linear Ambient Luminaires w/ Indirect component | Standard | FALSE | [9 empty] | 42683 |  |  | No |  | 3.1 | 2563 | 116 | 22.09 | 19.3 | 0.88 | 3364 | 83.2
P7N1976N | Fluxwerx Illumination Inc | Fluxwerx | FD1XEB35X04X[F2 E1 E2 E3 E4]M | Indoor Luminaires | Linear Ambient | Linear Ambient Luminaires w/ Indirect component | Standard | FALSE | [9 empty] | 42683 |  |  | No |  | 3.1 | 2563 | 116 | 22.09 | 19.3 | 0.88 | 3364 | 83.2
P5HUJK23 | Fluxwerx Illumination Inc | Fluxwerx | FD1XDD35X04XF1M | Indoor Luminaires | Linear Ambient | Direct Linear Ambient Luminaires | Standard | FALSE | [9 empty] | 42683 |  |  | No |  | 3.1 | 3573 | 97.4 | 36.68 | 14.6 | 0.93 | 3361 | 82.4
PVSJ5G75 | Fluxwerx Illumination Inc | Fluxwerx | FD1XDD35X04X[F2 E1 E2 E3 E4]M | Indoor Luminaires | Linear Ambient | Direct Linear Ambient Luminaires | Standard | FALSE | [9 empty] | 42683 |  |  | No |  | 3.1 | 3573 | 97.4 | 36.68 | 14.6 | 0.93 | 3361 | 82.4
PA95VXXS | Fluxwerx Illumination Inc | Fluxwerx | FD1XEA35X04XF1M | Indoor Luminaires | Linear Ambient | Linear Ambient Luminaires w/ Indirect component | Standard | FALSE | [9 empty] | 42683 |  |  | No |  | 3.1 | 2106 | 118.5 | 17.77 | 8.52 | 0.97 | 3354 | 83.2
P6HM1QC2 | Fluxwerx Illumination Inc | Fluxwerx | FD1XEA35X04X[F2 E1 E2 E3 E4]M | Indoor Luminaires | Linear Ambient | Linear Ambient Luminaires w/ Indirect component | Standard | FALSE | [9 empty] | 42683 |  |  | No |  | 3.1 | 2106 | 118.5 | 17.77 | 8.52 | 0.97 | 3354 | 83.2
PUVEGA4Q | Fluxwerx Illumination Inc | Fluxwerx | FD1XBC35X04XF1M | Indoor Luminaires | Linear Ambient | Direct Linear Ambient Luminaires | Standard | FALSE | [9 empty] | 42683 |  |  | No |  | 3.1 | 2713 | 95.2 | 28.51 | 16.8 | 0.91 | 3329 | 82.3
P5XHWVWH | Fluxwerx Illumination Inc | Fluxwerx | FD1XBC35X04X[F2 E1 E2 E3 E4]M | Indoor Luminaires | Linear Ambient | Direct Linear Ambient Luminaires | Standard | FALSE | [9 empty] | 42683 |  |  | No |  | 3.1 | 2713 | 95.2 | 28.51 | 16.8 | 0.91 | 3329 | 82.3
PTRVNY8Y | Fluxwerx Illumination Inc | Fluxwerx | FD1XDC35X04XF1M | Indoor Luminaires | Linear Ambient | Direct Linear Ambient Luminaires | Standard | FALSE | [9 empty] | 42683 |  |  | No |  | 3.1 | 2790 | 99.4 | 28.08 | 16.8 | 0.91 | 3324 | 82.3
PSV6YFAR | Fluxwerx Illumination Inc | Fluxwerx | FD1XDC35X04X[F2 E1 E2 E3 E4]M | Indoor Luminaires | Linear Ambient | Direct Linear Ambient Luminaires | Standard | FALSE | [9 empty] | 42683 |  |  | No |  | 3.1 | 2790 | 99.4 | 28.08 | 16.8 | 0.91 | 3324 | 82.3
PMBB7Z42 | Fluxwerx Illumination Inc | Fluxwerx | FD1XBB35X04XF1M | Indoor Luminaires | Linear Ambient | Direct Linear Ambient Luminaires | Standard | FALSE | [9 empty] | 42683 |  |  | No |  | 3.1 | 2219 | 96.6 | 22.97 | 19.3 | 0.88 | 3320 | 82.3
P1P9YU2T | Fluxwerx Illumination Inc | Fluxwerx | FD1XBB35X04X[F2 E1 E2 E3 E4]M | Indoor Luminaires | Linear Ambient | Direct Linear Ambient Luminaires | Standard | FALSE | [9 empty] | 42683 |  |  | No |  | 3.1 | 2219 | 96.6 | 22.97 | 19.3 | 0.88 | 3320 | 82.3
PSPWSU1R | Fluxwerx Illumination Inc | Fluxwerx | FD1XDB35X04XF1M | Indoor Luminaires | Linear Ambient | Direct Linear Ambient Luminaires | Standard | FALSE | [9 empty] | 42683 |  |  | No |  | 3.1 | 2283 | 100.9 | 22.62 | 19.3 | 0.88 | 3315 | 82.3
P7CGK7G4 | Fluxwerx Illumination Inc | Fluxwerx | FD1XDB35X04X[F2 E1 E2 E3 E4]M | Indoor Luminaires | Linear Ambient | Direct Linear Ambient Luminaires | Standard | FALSE | [9 empty] | 42683 |  |  | No |  | 3.1 | 2283 | 100.9 | 22.62 | 19.3 | 0.88 | 3315 | 82.3
P9JCZAE7 | Fluxwerx Illumination Inc | Fluxwerx | FD1XBA35X04XF1M | Indoor Luminaires | Linear Ambient | Direct Linear Ambient Luminaires | Standard | FALSE | [9 empty] | 42683 |  |  | No |  | 3.1 | 1824 | 98.7 | 18.47 | 8.52 | 0.97 | 3311 | 82.3
P9AB7J9Q | Fluxwerx Illumination Inc | Fluxwerx | FD1XBA35X04X[F2 E1 E2 E3 E4]M | Indoor Luminaires | Linear Ambient | Direct Linear Ambient Luminaires | Standard | FALSE | [9 empty] | 42683 |  |  | No |  | 3.1 | 1824 | 98.7 | 18.47 | 8.52 | 0.97 | 3311 | 82.3
PTP664YU | Fluxwerx Illumination Inc | Fluxwerx | FD1XDA35X04XF1M | Indoor Luminaires | Linear Ambient | Direct Linear Ambient Luminaires | Standard | FALSE | [9 empty] | 42683 |  |  | No |  | 3.1 | 1876 | 103.1 | 18.2 | 8.52 | 0.97 | 3306 | 82.3
P1X953Y3 | Fluxwerx Illumination Inc | Fluxwerx | FD1XDA35X04X[F2 E1 E2 E3 E4]M | Indoor Luminaires | Linear Ambient | Direct Linear Ambient Luminaires | Standard | FALSE | [9 empty] | 42683 |  |  | No |  | 3.1 | 1876 | 103.1 | 18.2 | 8.52 | 0.97 | 3306 | 82.3
PVWJ7TTX | Fluxwerx Illumination Inc | Fluxwerx | FD1XFD30X04XF1M | Indoor Luminaires | Linear Ambient | Linear Ambient Luminaires w/ Indirect component | Standard | FALSE | [9 empty] | 42683 |  |  | No |  | 3.1 | 3907 | 107.6 | 36.3 | 14.6 | 0.93 | 3076 | 83.3
PA21EZSZ | Fluxwerx Illumination Inc | Fluxwerx | FD1XFD30X04X[F2 E1 E2 E3 E4]M | Indoor Luminaires | Linear Ambient | Linear Ambient Luminaires w/ Indirect component | Standard | FALSE | [9 empty] | 42683 |  |  | No |  | 3.1 | 3907 | 107.6 | 36.3 | 14.6 | 0.93 | 3076 | 83.3
PMJ2AHN4 | Fluxwerx Illumination Inc | Fluxwerx | PF1XFA30X04XF1M | Indoor Luminaires | Linear Ambient | Linear Ambient Luminaires w/ Indirect component | Standard | FALSE | [9 empty] | 42683 |  |  | No |  | 3.1 | 2067 | 112.5 | 18.37 | 8.98 | 0.97 | 3071 | 83.2
PR3GRZ6W | Fluxwerx Illumination Inc | Fluxwerx | PF1XFA30X04X[F2 E1 E2 E3 E4]M | Indoor Luminaires | Linear Ambient | Linear Ambient Luminaires w/ Indirect component | Standard | FALSE | [9 empty] | 42683 |  |  | No |  | 3.1 | 2067 | 112.5 | 18.37 | 8.98 | 0.97 | 3071 | 83.2
PG13PKPM | Fluxwerx Illumination Inc | Fluxwerx | PF1XFD30X04XF1M | Indoor Luminaires | Linear Ambient | Linear Ambient Luminaires w/ Indirect component | Standard | FALSE | [9 empty] | 42683 |  |  | No |  | 3.1 | 3881 | 104.3 | 37.22 | 16.1 | 0.92 | 3065 | 83.7
PH37E4DS | Fluxwerx Illumination Inc | Fluxwerx | PF1XFD30X04X[F2 E1 E2 E3 E4]M | Indoor Luminaires | Linear Ambient | Linear Ambient Luminaires w/ Indirect component | Standard | FALSE | [9 empty] | 42683 |  |  | No |  | 3.1 | 3881 | 104.3 | 37.22 | 16.1 | 0.92 | 3065 | 83.7
PT1K1TFA | Fluxwerx Illumination Inc | Fluxwerx | FD3-BD30X04XF1M | Indoor Luminaires | Linear Ambient | Linear Ambient Luminaires w/ Indirect component | Standard | FALSE | [9 empty] | 42683 |  |  | No |  | 3.1 | 3895 | 105.9 | 36.78 | 14.6 | 0.93 | 3064 | 83.1
P2PU2H9G | Fluxwerx Illumination Inc | Fluxwerx | FD3-BD30X04X[F2 E1 E2 E3 E4]M | Indoor Luminaires | Linear Ambient | Linear Ambient Luminaires w/ Indirect component | Standard | FALSE | [9 empty] | 42683 |  |  | No |  | 3.1 | 3895 | 105.9 | 36.78 | 14.6 | 0.93 | 3064 | 83.1
P5U9JN5Y | Fluxwerx Illumination Inc | Fluxwerx | FD1XFA30X04X[F2 E1 E2 E3 E4]M | Indoor Luminaires | Linear Ambient | Linear Ambient Luminaires w/ Indirect component | Standard | FALSE | [9 empty] | 42683 |  |  | No |  | 3.1 | 1980 | 106.6 | 18.57 | 8.52 | 0.97 | 3059 | 83.2
PQPQ99W4 | Fluxwerx Illumination Inc | Fluxwerx | PF1XFC30X04XF1M | Indoor Luminaires | Linear Ambient | Linear Ambient Luminaires w/ Indirect component | Standard | FALSE | [9 empty] | 42683 |  |  | No |  | 3.1 | 3023 | 107.3 | 28.16 | 17.9 | 0.9 | 3058 | 83.7
P7WHSGCM | Fluxwerx Illumination Inc | Fluxwerx | PF1XFC30X04X[F2 E1 E2 E3 E4]M | Indoor Luminaires | Linear Ambient | Linear Ambient Luminaires w/ Indirect component | Standard | FALSE | [9 empty] | 42683 |  |  | No |  | 3.1 | 3023 | 107.3 | 28.16 | 17.9 | 0.9 | 3058 | 83.7
P7VTS5MN | Fluxwerx Illumination Inc | Fluxwerx | PF1XFB30X04XF1M | Indoor Luminaires | Linear Ambient | Linear Ambient Luminaires w/ Indirect component | Standard | FALSE | [9 empty] | 42683 |  |  | No |  | 3.1 | 2479 | 109 | 22.74 | 18.7 | 0.87 | 3054 | 83.8
PJ22N56Z | Fluxwerx Illumination Inc | Fluxwerx | PF1XFB30X04X[F2 E1 E2 E3 E4]M | Indoor Luminaires | Linear Ambient | Linear Ambient Luminaires w/ Indirect component | Standard | FALSE | [9 empty] | 42683 |  |  | No |  | 3.1 | 2479 | 109 | 22.74 | 18.7 | 0.87 | 3054 | 83.8
P86W2BYD | Fluxwerx Illumination Inc | Fluxwerx | PF3-BD30X04XF1M | Indoor Luminaires | Linear Ambient | Linear Ambient Luminaires w/ Indirect component | Standard | FALSE | [9 empty] | 42683 |  |  | No |  | 3.1 | 3712 | 99.8 | 37.18 | 16.1 | 0.92 | 3048 | 84.2
P5GUDW9M | Fluxwerx Illumination Inc | Fluxwerx | PF3-BD30X04X[F2 E1 E2 E3 E4]M | Indoor Luminaires | Linear Ambient | Linear Ambient Luminaires w/ Indirect component | Standard | FALSE | [9 empty] | 42683 |  |  | No |  | 3.1 | 3712 | 99.8 | 37.18 | 16.1 | 0.92 | 3048 | 84.2
P2ABKZ7E | Fluxwerx Illumination Inc | Fluxwerx | PF1XDD30X04XF1M | Indoor Luminaires | Linear Ambient | Direct Linear Ambient Luminaires | Standard | FALSE | [9 empty] | 42683 |  |  | No |  | 3.1 | 3610 | 95.6 | 37.76 | 16.1 | 0.92 | 3046 | 83.8
PDFKPU74 | Fluxwerx Illumination Inc | Fluxwerx | PF1XDD30X04X[F2 E1 E2 E3 E4]M | Indoor Luminaires | Linear Ambient | Direct Linear Ambient Luminaires | Standard | FALSE | [9 empty] | 42683 |  |  | No |  | 3.1 | 3610 | 95.6 | 37.76 | 16.1 | 0.92 | 3046 | 83.8
PXBG246C | Fluxwerx Illumination Inc | Fluxwerx | PF1XDC30X04XF1M | Indoor Luminaires | Linear Ambient | Direct Linear Ambient Luminaires | Standard | FALSE | [9 empty] | 42683 |  |  | No |  | 3.1 | 2849 | 99.1 | 28.75 | 17.9 | 0.9 | 3044 | 83.8
PP2PWBNU | Fluxwerx Illumination Inc | Fluxwerx | PF1XDC30X04X[F2 E1 E2 E3 E4]M | Indoor Luminaires | Linear Ambient | Direct Linear Ambient Luminaires | Standard | FALSE | [9 empty] | 42683 |  |  | No |  | 3.1 | 2849 | 99.1 | 28.75 | 17.9 | 0.9 | 3044 | 83.8
PB37Q3VE | Fluxwerx Illumination Inc | Fluxwerx | FD1XFC30X04XF1M | Indoor Luminaires | Linear Ambient | Linear Ambient Luminaires w/ Indirect component | Standard | FALSE | [9 empty] | 42683 |  |  | No |  | 3.1 | 3051 | 109.8 | 27.78 | 16.8 | 0.91 | 3042 | 83.2
PSX7Q3PX | Fluxwerx Illumination Inc | Fluxwerx | FD1XFC30X04X[F2 E1 E2 E3 E4]M | Indoor Luminaires | Linear Ambient | Linear Ambient Luminaires w/ Indirect component | Standard | FALSE | [9 empty] | 42683 |  |  | No |  | 3.1 | 3051 | 109.8 | 27.78 | 16.8 | 0.91 | 3042 | 83.2
PX983K4K | Fluxwerx Illumination Inc | Fluxwerx | PF1XAA30X04XF1M | Indoor Luminaires | Linear Ambient | Linear Ambient Luminaires w/ Indirect component | Standard | FALSE | [9 empty] | 42683 |  |  | No |  | 3.1 | 2073 | 113 | 18.35 | 8.98 | 0.97 | 3041 | 82.7
PPUAHF4Y | Fluxwerx Illumination Inc | Fluxwerx | PF1XAA30X04X[F2 E1 E2 E3 E4]M | Indoor Luminaires | Linear Ambient | Linear Ambient Luminaires w/ Indirect component | Standard | FALSE | [9 empty] | 42683 |  |  | No |  | 3.1 | 2073 | 113 | 18.35 | 8.98 | 0.97 | 3041 | 82.7
PF3FTBVM | Fluxwerx Illumination Inc | Fluxwerx | FD1XAD30X04XF1M | Indoor Luminaires | Linear Ambient | Linear Ambient Luminaires w/ Indirect component | Standard | FALSE | [9 empty] | 42683 |  |  | No |  | 3.1 | 4024 | 111.1 | 36.23 | 14.6 | 0.93 | 3037 | 82.8
PKRK1AJ9 | Fluxwerx Illumination Inc | Fluxwerx | FD1XAD30X04X[F2 E1 E2 E3 E4]M | Indoor Luminaires | Linear Ambient | Linear Ambient Luminaires w/ Indirect component | Standard | FALSE | [9 empty] | 42683 |  |  | No |  | 3.1 | 4024 | 111.1 | 36.23 | 14.6 | 0.93 | 3037 | 82.8
PCXHJ65F | Fluxwerx Illumination Inc | Fluxwerx | PF1XEA30X04X[F2 E1 E2 E3 E4]M | Indoor Luminaires | Linear Ambient | Linear Ambient Luminaires w/ Indirect component | Standard | FALSE | [9 empty] | 42683 |  |  | No |  | 3.1 | 2013 | 110.3 | 18.25 | 8.98 | 0.97 | 3036 | 82.9
PF5KN3V9 | Fluxwerx Illumination Inc | Fluxwerx | FD1XAC30X04XF1M | Indoor Luminaires | Linear Ambient | Linear Ambient Luminaires w/ Indirect component | Standard | FALSE | [9 empty] | 42683 |  |  | No |  | 3.1 | 3188 | 113 | 28.21 | 16.8 | 0.91 | 3035 | 82.8
PH6RZP4H | Fluxwerx Illumination Inc | Fluxwerx | FD1XAC30X04X[F2 E1 E2 E3 E4]M | Indoor Luminaires | Linear Ambient | Linear Ambient Luminaires w/ Indirect component | Standard | FALSE | [9 empty] | 42683 |  |  | No |  | 3.1 | 3188 | 113 | 28.21 | 16.8 | 0.91 | 3035 | 82.8
P4C54CBN | Fluxwerx Illumination Inc | Fluxwerx | PF1XDA30X04XF1M | Indoor Luminaires | Linear Ambient | Direct Linear Ambient Luminaires | Standard | FALSE | [9 empty] | 42683 |  |  | No |  | 3.1 | 1903 | 103 | 18.47 | 8.98 | 0.97 | 3034 | 83.9
PEJPM5TV | Fluxwerx Illumination Inc | Fluxwerx | PF1XDB30X04XF1M | Indoor Luminaires | Linear Ambient | Direct Linear Ambient Luminaires | Standard | FALSE | [9 empty] | 42683 |  |  | No |  | 3.1 | 2328 | 100.4 | 23.19 | 18.7 | 0.87 | 3034 | 83.8
PU8MBRQW | Fluxwerx Illumination Inc | Fluxwerx | FD1XFB30X04XF1M | Indoor Luminaires | Linear Ambient | Linear Ambient Luminaires w/ Indirect component | Standard | FALSE | [9 empty] | 42683 |  |  | No |  | 3.1 | 2496 | 111.5 | 22.39 | 19.3 | 0.88 | 3034 | 83.2
PHUMKJ3P | Fluxwerx Illumination Inc | Fluxwerx | PF1XDA30X04X[F2 E1 E2 E3 E4]M | Indoor Luminaires | Linear Ambient | Direct Linear Ambient Luminaires | Standard | FALSE | [9 empty] | 42683 |  |  | No |  | 3.1 | 1903 | 103 | 18.47 | 8.98 | 0.97 | 3034 | 83.9
P3MCAGKH | Fluxwerx Illumination Inc | Fluxwerx | PF1XDB30X04X[F2 E1 E2 E3 E4]M | Indoor Luminaires | Linear Ambient | Direct Linear Ambient Luminaires | Standard | FALSE | [9 empty] | 42683 |  |  | No |  | 3.1 | 2328 | 100.4 | 23.19 | 18.7 | 0.87 | 3034 | 83.8
P4VHHY2G | Fluxwerx Illumination Inc | Fluxwerx | FD1XFB30X04X[F2 E1 E2 E3 E4]M | Indoor Luminaires | Linear Ambient | Linear Ambient Luminaires w/ Indirect component | Standard | FALSE | [9 empty] | 42683 |  |  | No |  | 3.1 | 2496 | 111.5 | 22.39 | 19.3 | 0.88 | 3034 | 83.2
PYAB8CRB | Fluxwerx Illumination Inc | Fluxwerx | PF1XAD30X04XF1M | Indoor Luminaires | Linear Ambient | Linear Ambient Luminaires w/ Indirect component | Standard | FALSE | [9 empty] | 42683 |  |  | No |  | 3.1 | 3791 | 104 | 36.59 | 16.1 | 0.92 | 3031 | 83.2
PYTHQV2B | Fluxwerx Illumination Inc | Fluxwerx | FD1XAA30X04XF1M | Indoor Luminaires | Linear Ambient | Linear Ambient Luminaires w/ Indirect component | Standard | FALSE | [9 empty] | 42683 |  |  | No |  | 3.1 | 2080 | 116.9 | 17.8 | 8.52 | 0.97 | 3031 | 82.9
PCD4HQZ9 | Fluxwerx Illumination Inc | Fluxwerx | FD1XAB30X04XF1M | Indoor Luminaires | Linear Ambient | Linear Ambient Luminaires w/ Indirect component | Standard | FALSE | [9 empty] | 42683 |  |  | No |  | 3.1 | 2592 | 114.8 | 22.58 | 19.3 | 0.88 | 3031 | 82.8
PR3Q8DPF | Fluxwerx Illumination Inc | Fluxwerx | PF1XAD30X04X[F2 E1 E2 E3 E4]M | Indoor Luminaires | Linear Ambient | Linear Ambient Luminaires w/ Indirect component | Standard | FALSE | [9 empty] | 42683 |  |  | No |  | 3.1 | 3791 | 104 | 36.59 | 16.1 | 0.92 | 3031 | 83.2
PXHEMQWX | Fluxwerx Illumination Inc | Fluxwerx | FD1XAA30X04X[F2 E1 E2 E3 E4]M | Indoor Luminaires | Linear Ambient | Linear Ambient Luminaires w/ Indirect component | Standard | FALSE | [9 empty] | 42683 |  |  | No |  | 3.1 | 2080 | 116.9 | 17.8 | 8.52 | 0.97 | 3031 | 82.9
PQHNF953 | Fluxwerx Illumination Inc | Fluxwerx | FD1XAB30X04X[F2 E1 E2 E3 E4]M | Indoor Luminaires | Linear Ambient | Linear Ambient Luminaires w/ Indirect component | Standard | FALSE | [9 empty] | 42683 |  |  | No |  | 3.1 | 2592 | 114.8 | 22.58 | 19.3 | 0.88 | 3031 | 82.8
PJKCQB8C | Fluxwerx Illumination Inc | Fluxwerx | PF1XBD30X04X[F2 E1 E2 E3 E4]M | Indoor Luminaires | Linear Ambient | Direct Linear Ambient Luminaires | Standard | FALSE | [9 empty] | 42683 |  |  | No |  | 3.1 | 3548 | 94.7 | 37.46 | 16.1 | 0.92 | 3031 | 82.8
PM5YSEAV | Fluxwerx Illumination Inc | Fluxwerx | PF1XBC30X04XF1M | Indoor Luminaires | Linear Ambient | Direct Linear Ambient Luminaires | Standard | FALSE | [9 empty] | 42683 |  |  | No |  | 3.1 | 2800 | 98.2 | 28.52 | 17.9 | 0.9 | 3029 | 82.8
PBC7Y3JW | Fluxwerx Illumination Inc | Fluxwerx | PF1XBC30X04X[F2 E1 E2 E3 E4]M | Indoor Luminaires | Linear Ambient | Direct Linear Ambient Luminaires | Standard | FALSE | [9 empty] | 42683 |  |  | No |  | 3.1 | 2800 | 98.2 | 28.52 | 17.9 | 0.9 | 3029 | 82.8
PNCPT4DS | Fluxwerx Illumination Inc | Fluxwerx | PF1XAC30X04XF1M | Indoor Luminaires | Linear Ambient | Linear Ambient Luminaires w/ Indirect component | Standard | FALSE | [9 empty] | 42683 |  |  | No |  | 3.1 | 2998 | 105.9 | 28.31 | 17.9 | 0.9 | 3027 | 83.2
PMMWRZ7G | Fluxwerx Illumination Inc | Fluxwerx | FD1XED30X04XF1M | Indoor Luminaires | Linear Ambient | Linear Ambient Luminaires w/ Indirect component | Standard | FALSE | [9 empty] | 42683 |  |  | No |  | 3.1 | 3915 | 109.5 | 35.76 | 14.6 | 0.93 | 3027 | 83.1
PVCXBFKH | Fluxwerx Illumination Inc | Fluxwerx | PF1XAC30X04X[F2 E1 E2 E3 E4]M | Indoor Luminaires | Linear Ambient | Linear Ambient Luminaires w/ Indirect component | Standard | FALSE | [9 empty] | 42683 |  |  | No |  | 3.1 | 2998 | 105.9 | 28.31 | 17.9 | 0.9 | 3027 | 83.2
PW2TF8XF | Fluxwerx Illumination Inc | Fluxwerx | FD1XED30X04X[F2 E1 E2 E3 E4]M | Indoor Luminaires | Linear Ambient | Linear Ambient Luminaires w/ Indirect component | Standard | FALSE | [9 empty] | 42683 |  |  | No |  | 3.1 | 3915 | 109.5 | 35.76 | 14.6 | 0.93 | 3027 | 83.1
PH5XP4P7 | Fluxwerx Illumination Inc | Fluxwerx | PF1XED30X04XF1M | Indoor Luminaires | Linear Ambient | Linear Ambient Luminaires w/ Indirect component | Standard | FALSE | [9 empty] | 42683 |  |  | No |  | 3.1 | 3748 | 103.8 | 36.12 | 16.1 | 0.92 | 3025.65 | 83.4
PMMGXCPP | Fluxwerx Illumination Inc | Fluxwerx | PF1XED30X04X[F2 E1 E2 E3 E4]M | Indoor Luminaires | Linear Ambient | Linear Ambient Luminaires w/ Indirect component | Standard | FALSE | [9 empty] | 42683 |  |  | No |  | 3.1 | 3748 | 103.8 | 36.12 | 16.1 | 0.92 | 3025.65 | 83.4
PRRAWGTQ | Fluxwerx Illumination Inc | Fluxwerx | PF1XAB30X04XF1M | Indoor Luminaires | Linear Ambient | Linear Ambient Luminaires w/ Indirect component | Standard | FALSE | [9 empty] | 42683 |  |  | No |  | 3.1 | 2430 | 107.4 | 22.63 | 18.7 | 0.87 | 3024 | 83.3
P18625AT | Fluxwerx Illumination Inc | Fluxwerx | PF1XAB30X04X[F2 E1 E2 E3 E4]M | Indoor Luminaires | Linear Ambient | Linear Ambient Luminaires w/ Indirect component | Standard | FALSE | [9 empty] | 42683 |  |  | No |  | 3.1 | 2430 | 107.4 | 22.63 | 18.7 | 0.87 | 3024 | 83.3
PVZYJBJD | Fluxwerx Illumination Inc | Fluxwerx | PF1XEC30X04XF1M | Indoor Luminaires | Linear Ambient | Linear Ambient Luminaires w/ Indirect component | Standard | FALSE | [9 empty] | 42683 |  |  | No |  | 3.1 | 2900 | 105.2 | 27.55 | 17.9 | 0.9 | 3023.36 | 83.5
PKKQF6ZS | Fluxwerx Illumination Inc | Fluxwerx | PF1XEC30X04X[F2 E1 E2 E3 E4]M | Indoor Luminaires | Linear Ambient | Linear Ambient Luminaires w/ Indirect component | Standard | FALSE | [9 empty] | 42683 |  |  | No |  | 3.1 | 2900 | 105.2 | 27.55 | 17.9 | 0.9 | 3023.36 | 83.5
P4CWXV51 | Fluxwerx Illumination Inc | Fluxwerx | PF1XEB30X04XF1M | Indoor Luminaires | Linear Ambient | Linear Ambient Luminaires w/ Indirect component | Standard | FALSE | [9 empty] | 42683 |  |  | No |  | 3.1 | 2375 | 106.3 | 22.34 | 18.7 | 0.87 | 3020 | 83.5
PW1QVA6K | Fluxwerx Illumination Inc | Fluxwerx | PF1XEB30X04X[F2 E1 E2 E3 E4]M | Indoor Luminaires | Linear Ambient | Linear Ambient Luminaires w/ Indirect component | Standard | FALSE | [9 empty] | 42683 |  |  | No |  | 3.1 | 2375 | 106.3 | 22.34 | 18.7 | 0.87 | 3020 | 83.5
PBG7E68C | Fluxwerx Illumination Inc | Fluxwerx | PF1XBB30X04XF1M | Indoor Luminaires | Linear Ambient | Direct Linear Ambient Luminaires | Standard | FALSE | [9 empty] | 42683 |  |  | No |  | 3.1 | 2288 | 99.5 | 23 | 18.7 | 0.87 | 3019 | 82.8
PGY3J6S7 | Fluxwerx Illumination Inc | Fluxwerx | PF1XBB30X04X[F2 E1 E2 E3 E4]M | Indoor Luminaires | Linear Ambient | Direct Linear Ambient Luminaires | Standard | FALSE | [9 empty] | 42683 |  |  | No |  | 3.1 | 2288 | 99.5 | 23 | 18.7 | 0.87 | 3019 | 82.8
PAS7XM4V | Fluxwerx Illumination Inc | Fluxwerx | PF1XBA30X04X[F2 E1 E2 E3 E4]M | Indoor Luminaires | Linear Ambient | Direct Linear Ambient Luminaires | Standard | FALSE | [9 empty] | 42683 |  |  | No |  | 3.1 | 1847 | 100.3 | 18.42 | 8.98 | 0.97 | 3015 | 83.1
PVBAV5AB | Fluxwerx Illumination Inc | Fluxwerx | FD1XEC30X04XF1M | Indoor Luminaires | Linear Ambient | Linear Ambient Luminaires w/ Indirect component | Standard | FALSE | [9 empty] | 42683 |  |  | No |  | 3.1 | 3058 | 111.7 | 27.38 | 16.8 | 0.91 | 2994 | 83
PNMHCDJB | Fluxwerx Illumination Inc | Fluxwerx | FD1XEC30X04X[F2 E1 E2 E3 E4]M | Indoor Luminaires | Linear Ambient | Linear Ambient Luminaires w/ Indirect component | Standard | FALSE | [9 empty] | 42683 |  |  | No |  | 3.1 | 3058 | 111.7 | 27.38 | 16.8 | 0.91 | 2994 | 83
P69KFJUM | Fluxwerx Illumination Inc | Fluxwerx | FD1XBD30X04X[F2 E1 E2 E3 E4]M | Indoor Luminaires | Linear Ambient | Direct Linear Ambient Luminaires | Standard | FALSE | [9 empty] | 42683 |  |  | No |  | 3.1 | 3391 | 91.2 | 37.18 | 14.6 | 0.93 | 2988 | 82.2
P8ZHS6PC | Fluxwerx Illumination Inc | Fluxwerx | FD1XEB30X04XF1M | Indoor Luminaires | Linear Ambient | Linear Ambient Luminaires w/ Indirect component | Standard | FALSE | [9 empty] | 42683 |  |  | No |  | 3.1 | 2501 | 113.4 | 22.06 | 19.3 | 0.88 | 2986 | 83
PXB44J1M | Fluxwerx Illumination Inc | Fluxwerx | FD1XEB30X04X[F2 E1 E2 E3 E4]M | Indoor Luminaires | Linear Ambient | Linear Ambient Luminaires w/ Indirect component | Standard | FALSE | [9 empty] | 42683 |  |  | No |  | 3.1 | 2501 | 113.4 | 22.06 | 19.3 | 0.88 | 2986 | 83
P4SJ12UT | Fluxwerx Illumination Inc | Fluxwerx | FD1XDD30X04XF1M | Indoor Luminaires | Linear Ambient | Direct Linear Ambient Luminaires | Standard | FALSE | [9 empty] | 42683 |  |  | No |  | 3.1 | 3488 | 95.2 | 36.63 | 14.6 | 0.93 | 2983 | 82.2
P5PEDC31 | Fluxwerx Illumination Inc | Fluxwerx | FD1XDD30X04X[F2 E1 E2 E3 E4]M | Indoor Luminaires | Linear Ambient | Direct Linear Ambient Luminaires | Standard | FALSE | [9 empty] | 42683 |  |  | No |  | 3.1 | 3488 | 95.2 | 36.63 | 14.6 | 0.93 | 2983 | 82.2
PH5WXF82 | Fluxwerx Illumination Inc | Fluxwerx | FD1XEA30X04XF1M | Indoor Luminaires | Linear Ambient | Linear Ambient Luminaires w/ Indirect component | Standard | FALSE | [9 empty] | 42683 |  |  | No |  | 3.1 | 2055 | 115.9 | 17.74 | 8.52 | 0.97 | 2977 | 83
P5UGV5SH | Fluxwerx Illumination Inc | Fluxwerx | FD1XEA30X04X[F2 E1 E2 E3 E4]M | Indoor Luminaires | Linear Ambient | Linear Ambient Luminaires w/ Indirect component | Standard | FALSE | [9 empty] | 42683 |  |  | No |  | 3.1 | 2055 | 115.9 | 17.74 | 8.52 | 0.97 | 2977 | 83
PWQMEKJG | Fluxwerx Illumination Inc | Fluxwerx | FD1XBA30X04X[F2 E1 E2 E3 E4]M | Indoor Luminaires | Linear Ambient | Direct Linear Ambient Luminaires | Standard | FALSE | [9 empty] | 42683 |  |  | No |  | 3.1 | 1850 | 99.3 | 18.63 | 8.52 | 0.97 | 2976 | 82.4
PG112A7D | Fluxwerx Illumination Inc | Fluxwerx | FD1XBC30X04XF1M | Indoor Luminaires | Linear Ambient | Direct Linear Ambient Luminaires | Standard | FALSE | [9 empty] | 42683 |  |  | No |  | 3.1 | 2648 | 93.1 | 28.46 | 16.8 | 0.91 | 2955 | 82.2
P2PHECAM | Fluxwerx Illumination Inc | Fluxwerx | FD1XBC30X04X[F2 E1 E2 E3 E4]M | Indoor Luminaires | Linear Ambient | Direct Linear Ambient Luminaires | Standard | FALSE | [9 empty] | 42683 |  |  | No |  | 3.1 | 2648 | 93.1 | 28.46 | 16.8 | 0.91 | 2955 | 82.2
PHREGQMG | Fluxwerx Illumination Inc | Fluxwerx | FD1XDC30X04XF1M | Indoor Luminaires | Linear Ambient | Direct Linear Ambient Luminaires | Standard | FALSE | [9 empty] | 42683 |  |  | No |  | 3.1 | 2724 | 97.2 | 28.03 | 16.8 | 0.91 | 2951 | 82.2
P5GRAWFW | Fluxwerx Illumination Inc | Fluxwerx | FD1XDC30X04X[F2 E1 E2 E3 E4]M | Indoor Luminaires | Linear Ambient | Direct Linear Ambient Luminaires | Standard | FALSE | [9 empty] | 42683 |  |  | No |  | 3.1 | 2724 | 97.2 | 28.03 | 16.8 | 0.91 | 2951 | 82.2
PB7U323N | Fluxwerx Illumination Inc | Fluxwerx | FD1XBB30X04XF1M | Indoor Luminaires | Linear Ambient | Direct Linear Ambient Luminaires | Standard | FALSE | [9 empty] | 42683 |  |  | No |  | 3.1 | 2166 | 94.5 | 22.93 | 19.3 | 0.88 | 2948 | 82.2
P6TGQ5ZT | Fluxwerx Illumination Inc | Fluxwerx | FD1XBB30X04X[F2 E1 E2 E3 E4]M | Indoor Luminaires | Linear Ambient | Direct Linear Ambient Luminaires | Standard | FALSE | [9 empty] | 42683 |  |  | No |  | 3.1 | 2166 | 94.5 | 22.93 | 19.3 | 0.88 | 2948 | 82.2
PUWY6K62 | Fluxwerx Illumination Inc | Fluxwerx | FD1XDB30X04XF1M | Indoor Luminaires | Linear Ambient | Direct Linear Ambient Luminaires | Standard | FALSE | [9 empty] | 42683 |  |  | No |  | 3.1 | 2228 | 98.6 | 22.59 | 19.3 | 0.88 | 2943 | 82.2
P4UUF9DG | Fluxwerx Illumination Inc | Fluxwerx | FD1XDB30X04X[F2 E1 E2 E3 E4]M | Indoor Luminaires | Linear Ambient | Direct Linear Ambient Luminaires | Standard | FALSE | [9 empty] | 42683 |  |  | No |  | 3.1 | 2228 | 98.6 | 22.59 | 19.3 | 0.88 | 2943 | 82.2
P7DNSJHU | Fluxwerx Illumination Inc | Fluxwerx | FD1XDA30X04XF1M | Indoor Luminaires | Linear Ambient | Direct Linear Ambient Luminaires | Standard | FALSE | [9 empty] | 42683 |  |  | No |  | 3.1 | 1831 | 100.8 | 18.17 | 8.52 | 0.97 | 2935 | 82.2
P1ZCTTR2 | Fluxwerx Illumination Inc | Fluxwerx | FD1XDA30X04X[F2 E1 E2 E3 E4]M | Indoor Luminaires | Linear Ambient | Direct Linear Ambient Luminaires | Standard | FALSE | [9 empty] | 42683 |  |  | No |  | 3.1 | 1831 | 100.8 | 18.17 | 8.52 | 0.97 | 2935 | 82.2
PA3C4WS3 | Energy Planning Associates | Envirobrite | FST404235-L[blankRCSIWEMDPCP]-02-T | Indoor Luminaires | Linear Ambient | Direct Linear Ambient Luminaires | Standard | TRUE | 4755.3 | 117.9 | 40.32 | 12.628 | 0.942 | 3549 | 84.4 | 5 | 50000 | 42682 |  |  | No |  | 4 | 4755.3 | 117.9 | 40.32 | 15 | 0.93 | 3500 | 82.6
PW2SV25V | Energy Planning Associates | Envirobrite | FST404035-[blankRCSIWEMDPCP]-02-T | Indoor Luminaires | Linear Ambient | Direct Linear Ambient Luminaires | Premium | TRUE | 4395.5 | 130.7 | 33.63 | 12.961 | 0.93 | 3520 | 83.9 | 5 | 50000 | 42682 |  |  | No |  | 4 | 4395.5 | 130.7 | 33.63 | 15 | 0.93 | 3500 | 82.6
PZHNJ7A1 | Energy Planning Associates | Envirobrite | FST810050-[blankRCSIWEMDPCP]-02 | Indoor Luminaires | Linear Ambient | Direct Linear Ambient Luminaires | Premium | FALSE | [9 empty] | 42682 |  |  | No |  | 4 | 10000 | 131.93 | 75.8 | 15 | 0.93 | 5000 | 82.6
PVJJZTMZ | Energy Planning Associates | Envirobrite | FST810050-K[blankRCSIWEMDPCP]-02 | Indoor Luminaires | Linear Ambient | Direct Linear Ambient Luminaires | Premium | FALSE | [9 empty] | 42682 |  |  | No |  | 4 | 10000 | 131.93 | 75.8 | 15 | 0.93 | 5000 | 82.6
PPE7U7WW | Energy Planning Associates | Envirobrite | FST809550-[blankRCSIWEMDPCP]-02 | Indoor Luminaires | Linear Ambient | Direct Linear Ambient Luminaires | Premium | FALSE | [9 empty] | 42682 |  |  | No |  | 4 | 9500 | 133.43 | 71.2 | 15 | 0.93 | 5000 | 82.6
P14G87EM | Energy Planning Associates | Envirobrite | FST809550-K[blankRCSIWEMDPCP]-02 | Indoor Luminaires | Linear Ambient | Direct Linear Ambient Luminaires | Premium | FALSE | [9 empty] | 42682 |  |  | No |  | 4 | 9500 | 133.43 | 71.2 | 15 | 0.93 | 5000 | 82.6
PS7UZ4EY | Energy Planning Associates | Envirobrite | FST809050-K[blankRCSIWEMDPCP]-02 | Indoor Luminaires | Linear Ambient | Direct Linear Ambient Luminaires | Premium | FALSE | [9 empty] | 42682 |  |  | No |  | 4 | 9000 | 134.93 | 66.7 | 15 | 0.93 | 5000 | 82.6
PGC1KFQF | Energy Planning Associates | Envirobrite | FST809050-[blankRCSIWEMDPCP]-02 | Indoor Luminaires | Linear Ambient | Direct Linear Ambient Luminaires | Premium | FALSE | [9 empty] | 42682 |  |  | No |  | 4 | 9000 | 134.93 | 66.7 | 15 | 0.93 | 5000 | 82.6
PVK1FWXQ | Energy Planning Associates | Envirobrite | FST808550-KL[blankRCSIWEMDPCP]-02 | Indoor Luminaires | Linear Ambient | Direct Linear Ambient Luminaires | Standard | FALSE | [9 empty] | 42682 |  |  | No |  | 4 | 8500 | 129.38 | 65.7 | 15 | 0.93 | 5000 | 82.6
PBFFQGFQ | Energy Planning Associates | Envirobrite | FST808550-[blankRCSIWEMDPCP]-02 | Indoor Luminaires | Linear Ambient | Direct Linear Ambient Luminaires | Premium | FALSE | [9 empty] | 42682 |  |  | No |  | 4 | 8500 | 136.44 | 62.3 | 15 | 0.93 | 5000 | 82.6
PBD5P3U1 | Energy Planning Associates | Envirobrite | FST808550-K[blankRCSIWEMDPCP]-02 | Indoor Luminaires | Linear Ambient | Direct Linear Ambient Luminaires | Premium | FALSE | [9 empty] | 42682 |  |  | No |  | 4 | 8500 | 136.44 | 62.3 | 15 | 0.93 | 5000 | 82.6
P9TSRCN7 | Energy Planning Associates | Envirobrite | FST808550-L[blankRCSIWEMDPCP]-02 | Indoor Luminaires | Linear Ambient | Direct Linear Ambient Luminaires | Standard | FALSE | [9 empty] | 42682 |  |  | No |  | 4 | 8500 | 129.38 | 65.7 | 15 | 0.93 | 5000 | 82.6
PYYP9MQT | Energy Planning Associates | Envirobrite | FST808050-K[blankRCSIWEMDPCP]-02 | Indoor Luminaires | Linear Ambient | Direct Linear Ambient Luminaires | Premium | FALSE | [9 empty] | 42682 |  |  | No |  | 4 | 8000 | 137.69 | 58.1 | 15 | 0.93 | 5000 | 82.6
PWD7URUE | Energy Planning Associates | Envirobrite | FST808050-[blankRCSIWEMDPCP]-02 | Indoor Luminaires | Linear Ambient | Direct Linear Ambient Luminaires | Premium | FALSE | [9 empty] | 42682 |  |  | No |  | 4 | 8000 | 137.69 | 58.1 | 15 | 0.93 | 5000 | 82.6
PPKHS7U9 | Energy Planning Associates | Envirobrite | FST808050-KL[blankRCSIWEMDPCP]-02 | Indoor Luminaires | Linear Ambient | Direct Linear Ambient Luminaires | Premium | FALSE | [9 empty] | 42682 |  |  | No |  | 4 | 8000 | 130.93 | 61.1 | 15 | 0.93 | 5000 | 82.6
PADNN3H9 | Energy Planning Associates | Envirobrite | FST808050-L[blankRCSIWEMDPCP]-02 | Indoor Luminaires | Linear Ambient | Direct Linear Ambient Luminaires | Premium | FALSE | [9 empty] | 42682 |  |  | No |  | 4 | 8000 | 130.93 | 61.1 | 15 | 0.93 | 5000 | 82.6
PVP64PVN | Energy Planning Associates | Envirobrite | FST807550-L[blankRCSIWEMDPCP]-02 | Indoor Luminaires | Linear Ambient | Direct Linear Ambient Luminaires | Premium | FALSE | [9 empty] | 42682 |  |  | No |  | 4 | 7500 | 132.51 | 56.6 | 15 | 0.93 | 5000 | 82.6
PNV4KWZ9 | Energy Planning Associates | Envirobrite | FST807550-K[blankRCSIWEMDPCP]-02 | Indoor Luminaires | Linear Ambient | Direct Linear Ambient Luminaires | Premium | FALSE | [9 empty] | 42682 |  |  | No |  | 4 | 7500 | 139.41 | 53.8 | 15 | 0.93 | 5000 | 82.6
PM8UQXN5 | Energy Planning Associates | Envirobrite | FST807550-[blankRCSIWEMDPCP]-02 | Indoor Luminaires | Linear Ambient | Direct Linear Ambient Luminaires | Premium | FALSE | [9 empty] | 42682 |  |  | No |  | 4 | 7500 | 139.41 | 53.8 | 15 | 0.93 | 5000 | 82.6
PJ6PHXJ7 | Energy Planning Associates | Envirobrite | FST807550-KL[blankRCSIWEMDPCP]-02 | Indoor Luminaires | Linear Ambient | Direct Linear Ambient Luminaires | Premium | FALSE | [9 empty] | 42682 |  |  | No |  | 4 | 7500 | 132.51 | 56.6 | 15 | 0.93 | 5000 | 82.6
PYSETGZD | Energy Planning Associates | Envirobrite | FST807050-KL[blankRCSIWEMDPCP]-02 | Indoor Luminaires | Linear Ambient | Direct Linear Ambient Luminaires | Premium | FALSE | [9 empty] | 42682 |  |  | No |  | 4 | 7000 | 133.84 | 52.3 | 15 | 0.93 | 5000 | 82.6
PAQPT38B | Energy Planning Associates | Envirobrite | FST807050-[blankRCSIWEMDPCP]-02 | Indoor Luminaires | Linear Ambient | Direct Linear Ambient Luminaires | Premium | FALSE | [9 empty] | 42682 |  |  | No |  | 4 | 7000 | 140.85 | 49.7 | 15 | 0.93 | 5000 | 82.6
P69CPKTA | Energy Planning Associates | Envirobrite | FST807050-K[blankRCSIWEMDPCP]-02 | Indoor Luminaires | Linear Ambient | Direct Linear Ambient Luminaires | Premium | FALSE | [9 empty] | 42682 |  |  | No |  | 4 | 7000 | 140.85 | 49.7 | 15 | 0.93 | 5000 | 82.6
P4WEPHUQ | Energy Planning Associates | Envirobrite | FST807050-L[blankRCSIWEMDPCP]-02 | Indoor Luminaires | Linear Ambient | Direct Linear Ambient Luminaires | Premium | FALSE | [9 empty] | 42682 |  |  | No |  | 4 | 7000 | 133.84 | 52.3 | 15 | 0.93 | 5000 | 82.6
PXMJ5U68 | Energy Planning Associates | Envirobrite | FST806550-K[blankRCSIWEMDPCP]-02 | Indoor Luminaires | Linear Ambient | Direct Linear Ambient Luminaires | Premium | FALSE | [9 empty] | 42682 |  |  | No |  | 4 | 6500 | 142.54 | 45.6 | 15 | 0.93 | 5000 | 82.6
PUHD8K4Y | Energy Planning Associates | Envirobrite | FST806550-[blankRCSIWEMDPCP]-02 | Indoor Luminaires | Linear Ambient | Direct Linear Ambient Luminaires | Premium | FALSE | [9 empty] | 42682 |  |  | No |  | 4 | 6500 | 142.54 | 45.6 | 15 | 0.93 | 5000 | 82.6
PS8X338C | Energy Planning Associates | Envirobrite | FST806550-KL[blankRCSIWEMDPCP]-02 | Indoor Luminaires | Linear Ambient | Direct Linear Ambient Luminaires | Premium | FALSE | [9 empty] | 42682 |  |  | No |  | 4 | 6500 | 135.42 | 48 | 15 | 0.93 | 5000 | 82.6
PC79SJ1V | Energy Planning Associates | Envirobrite | FST806550-L[blankRCSIWEMDPCP]-02 | Indoor Luminaires | Linear Ambient | Direct Linear Ambient Luminaires | Premium | FALSE | [9 empty] | 42682 |  |  | No |  | 4 | 6500 | 135.42 | 48 | 15 | 0.93 | 5000 | 82.6
PW6R298J | Energy Planning Associates | Envirobrite | FST806050-K[blankRCSIWEMDPCP]-02 | Indoor Luminaires | Linear Ambient | Direct Linear Ambient Luminaires | Premium | FALSE | [9 empty] | 42682 |  |  | No |  | 4 | 6000 | 143.88 | 41.7 | 15 | 0.93 | 5000 | 82.6
PT3KGSB2 | Energy Planning Associates | Envirobrite | FST806050-KL[blankRCSIWEMDPCP]-02 | Indoor Luminaires | Linear Ambient | Direct Linear Ambient Luminaires | Premium | FALSE | [9 empty] | 42682 |  |  | No |  | 4 | 6000 | 136.67 | 43.9 | 15 | 0.93 | 5000 | 82.6
P5K3P8XP | Energy Planning Associates | Envirobrite | FST806050-[blankRCSIWEMDPCP]-02 | Indoor Luminaires | Linear Ambient | Direct Linear Ambient Luminaires | Premium | FALSE | [9 empty] | 42682 |  |  | No |  | 4 | 6000 | 143.88 | 41.7 | 15 | 0.93 | 5000 | 82.6
P4NSUM9P | Energy Planning Associates | Envirobrite | FST806050-L[blankRCSIWEMDPCP]-02 | Indoor Luminaires | Linear Ambient | Direct Linear Ambient Luminaires | Premium | FALSE | [9 empty] | 42682 |  |  | No |  | 4 | 6000 | 136.67 | 43.9 | 15 | 0.93 | 5000 | 82.6
PFQFT1FX | Energy Planning Associates | Envirobrite | FST805550-L[blankRCSIWEMDPCP]-02 | Indoor Luminaires | Linear Ambient | Direct Linear Ambient Luminaires | Premium | FALSE | [9 empty] | 42682 |  |  | No |  | 4 | 5500 | 138.54 | 39.7 | 15 | 0.93 | 5000 | 82.6
PEXNDUPC | Energy Planning Associates | Envirobrite | FST805550-KL[blankRCSIWEMDPCP]-02 | Indoor Luminaires | Linear Ambient | Direct Linear Ambient Luminaires | Premium | FALSE | [9 empty] | 42682 |  |  | No |  | 4 | 5500 | 138.54 | 39.7 | 15 | 0.93 | 5000 | 82.6
PB3TM1NU | Energy Planning Associates | Envirobrite | FST805550-[blankRCSIWEMDPCP]-02 | Indoor Luminaires | Linear Ambient | Direct Linear Ambient Luminaires | Premium | FALSE | [9 empty] | 42682 |  |  | No |  | 4 | 5500 | 145.5 | 37.8 | 15 | 0.93 | 5000 | 82.6
P5MH7SQ1 | Energy Planning Associates | Envirobrite | FST805550-K[blankRCSIWEMDPCP]-02 | Indoor Luminaires | Linear Ambient | Direct Linear Ambient Luminaires | Premium | FALSE | [9 empty] | 42682 |  |  | No |  | 4 | 5500 | 145.5 | 37.8 | 15 | 0.93 | 5000 | 82.6
PZAVFCFQ | Energy Planning Associates | Envirobrite | FST805050-K[blankRCSIWEMDPCP]-02 | Indoor Luminaires | Linear Ambient | Direct Linear Ambient Luminaires | Premium | FALSE | [9 empty] | 42682 |  |  | No |  | 4 | 5000 | 146.63 | 34.1 | 15 | 0.93 | 5000 | 82.6
PP2C55PB | Energy Planning Associates | Envirobrite | FST405050-[blankRCSIWEMDPCP]-02 | Indoor Luminaires | Linear Ambient | Direct Linear Ambient Luminaires | Premium | FALSE | [9 empty] | 42682 |  |  | No |  | 4 | 5000 | 131.93 | 37.9 | 15 | 0.93 | 5000 | 82.6
PGHDUDQ8 | Energy Planning Associates | Envirobrite | FST405050-K[blankRCSIWEMDPCP]-02 | Indoor Luminaires | Linear Ambient | Direct Linear Ambient Luminaires | Premium | FALSE | [9 empty] | 42682 |  |  | No |  | 4 | 5000 | 131.93 | 37.9 | 15 | 0.93 | 5000 | 82.6
P76ZJDR7 | Energy Planning Associates | Envirobrite | FST805050-KL[blankRCSIWEMDPCP]-02 | Indoor Luminaires | Linear Ambient | Direct Linear Ambient Luminaires | Premium | FALSE | [9 empty] | 42682 |  |  | No |  | 4 | 5000 | 139.66 | 35.8 | 15 | 0.93 | 5000 | 82.6
P6VUW18Y | Energy Planning Associates | Envirobrite | FST805050-[blankRCSIWEMDPCP]-02 | Indoor Luminaires | Linear Ambient | Direct Linear Ambient Luminaires | Premium | FALSE | [9 empty] | 42682 |  |  | No |  | 4 | 5000 | 146.63 | 34.1 | 15 | 0.93 | 5000 | 82.6
P2SBHGJX | Energy Planning Associates | Envirobrite | FST805050-L[blankRCSIWEMDPCP]-02 | Indoor Luminaires | Linear Ambient | Direct Linear Ambient Luminaires | Premium | FALSE | [9 empty] | 42682 |  |  | No |  | 4 | 5000 | 139.66 | 35.8 | 15 | 0.93 | 5000 | 82.6
PZJCXB38 | Energy Planning Associates | Envirobrite | FST404750-[blankRCSIWEMDPCP]-02 | Indoor Luminaires | Linear Ambient | Direct Linear Ambient Luminaires | Premium | FALSE | [9 empty] | 42682 |  |  | No |  | 4 | 4750 | 133.43 | 35.6 | 15 | 0.93 | 5000 | 82.6
PEX7TKH1 | Energy Planning Associates | Envirobrite | FST404750-K[blankRCSIWEMDPCP]-02 | Indoor Luminaires | Linear Ambient | Direct Linear Ambient Luminaires | Premium | FALSE | [9 empty] | 42682 |  |  | No |  | 4 | 4750 | 133.43 | 35.6 | 15 | 0.93 | 5000 | 82.6
PZFTR9G1 | Energy Planning Associates | Envirobrite | FST804550-[blankRCSIWEMDPCP]-02 | Indoor Luminaires | Linear Ambient | Direct Linear Ambient Luminaires | Premium | FALSE | [9 empty] | 42682 |  |  | No |  | 4 | 4500 | 148.51 | 30.3 | 15 | 0.93 | 5000 | 82.6
PTS1JK8M | Energy Planning Associates | Envirobrite | FST404550-[blankRCSIWEMDPCP]-02 | Indoor Luminaires | Linear Ambient | Direct Linear Ambient Luminaires | Premium | FALSE | [9 empty] | 42682 |  |  | No |  | 4 | 4500 | 134.73 | 33.4 | 15 | 0.93 | 5000 | 82.6
PRHV8F3M | Energy Planning Associates | Envirobrite | FST804550-K[blankRCSIWEMDPCP]-02 | Indoor Luminaires | Linear Ambient | Direct Linear Ambient Luminaires | Premium | FALSE | [9 empty] | 42682 |  |  | No |  | 4 | 4500 | 148.51 | 30.3 | 15 | 0.93 | 5000 | 82.6
PM2VUWUN | Energy Planning Associates | Envirobrite | FST804550-KL[blankRCSIWEMDPCP]-02 | Indoor Luminaires | Linear Ambient | Direct Linear Ambient Luminaires | Premium | FALSE | [9 empty] | 42682 |  |  | No |  | 4 | 4500 | 141.51 | 31.8 | 15 | 0.93 | 5000 | 82.6
P2K1F151 | Energy Planning Associates | Envirobrite | FST804550-L[blankRCSIWEMDPCP]-02 | Indoor Luminaires | Linear Ambient | Direct Linear Ambient Luminaires | Premium | FALSE | [9 empty] | 42682 |  |  | No |  | 4 | 4500 | 141.51 | 31.8 | 15 | 0.93 | 5000 | 82.6
P1JFCDUW | Energy Planning Associates | Envirobrite | FST404550-K[blankRCSIWEMDPCP]-02 | Indoor Luminaires | Linear Ambient | Direct Linear Ambient Luminaires | Premium | FALSE | [9 empty] | 42682 |  |  | No |  | 4 | 4500 | 134.73 | 33.4 | 15 | 0.93 | 5000 | 82.6
PZZUD9AS | Energy Planning Associates | Envirobrite | FST404250-K[blankRCSIWEMDPCP]-02 | Indoor Luminaires | Linear Ambient | Direct Linear Ambient Luminaires | Premium | FALSE | [9 empty] | 42682 |  |  | No |  | 4 | 4250 | 136.22 | 31.2 | 15 | 0.93 | 5000 | 82.6
PQXZDJS4 | Energy Planning Associates | Envirobrite | FST404250-L[blankRCSIWEMDPCP]-02 | Indoor Luminaires | Linear Ambient | Direct Linear Ambient Luminaires | Standard | FALSE | [9 empty] | 42682 |  |  | No |  | 4 | 4250 | 129.18 | 32.9 | 15 | 0.93 | 5000 | 82.6
PM5N1MH9 | Energy Planning Associates | Envirobrite | FST404250-KL[blankRCSIWEMDPCP]-02 | Indoor Luminaires | Linear Ambient | Direct Linear Ambient Luminaires | Standard | FALSE | [9 empty] | 42682 |  |  | No |  | 4 | 4250 | 129.18 | 32.9 | 15 | 0.93 | 5000 | 82.6
PKJGZX7T | Energy Planning Associates | Envirobrite | FST404250-[blankRCSIWEMDPCP]-02 | Indoor Luminaires | Linear Ambient | Direct Linear Ambient Luminaires | Premium | FALSE | [9 empty] | 42682 |  |  | No |  | 4 | 4250 | 136.22 | 31.2 | 15 | 0.93 | 5000 | 82.6
PXPT7DVR | Energy Planning Associates | Envirobrite | FST804050-K[blankRCSIWEMDPCP]-02 | Indoor Luminaires | Linear Ambient | Direct Linear Ambient Luminaires | Premium | FALSE | [9 empty] | 42682 |  |  | No |  | 4 | 4000 | 149.81 | 26.7 | 15 | 0.93 | 5000 | 82.6
PV77ATUC | Energy Planning Associates | Envirobrite | FST404050-K[blankRCSIWEMDPCP]-02 | Indoor Luminaires | Linear Ambient | Direct Linear Ambient Luminaires | Premium | FALSE | [9 empty] | 42682 |  |  | No |  | 4 | 4000 | 137.93 | 29 | 15 | 0.93 | 5000 | 82.6
PTN8CCCC | Energy Planning Associates | Envirobrite | FST804050-KL[blankRCSIWEMDPCP]-02 | Indoor Luminaires | Linear Ambient | Direct Linear Ambient Luminaires | Premium | FALSE | [9 empty] | 42682 |  |  | No |  | 4 | 4000 | 143.37 | 27.9 | 15 | 0.93 | 5000 | 82.6
PS8Y6WV2 | Energy Planning Associates | Envirobrite | FST404050-L[blankRCSIWEMDPCP]-02 | Indoor Luminaires | Linear Ambient | Direct Linear Ambient Luminaires | Premium | FALSE | [9 empty] | 42682 |  |  | No |  | 4 | 4000 | 131.15 | 30.5 | 15 | 0.93 | 5000 | 82.6
PHP719R8 | Energy Planning Associates | Envirobrite | FST804050-L[blankRCSIWEMDPCP]-02 | Indoor Luminaires | Linear Ambient | Direct Linear Ambient Luminaires | Premium | FALSE | [9 empty] | 42682 |  |  | No |  | 4 | 4000 | 143.37 | 27.9 | 15 | 0.93 | 5000 | 82.6
PF4G6KS1 | Energy Planning Associates | Envirobrite | FST404050-[blankRCSIWEMDPCP]-02 | Indoor Luminaires | Linear Ambient | Direct Linear Ambient Luminaires | Premium | FALSE | [9 empty] | 42682 |  |  | No |  | 4 | 4000 | 137.93 | 29 | 15 | 0.93 | 5000 | 82.6
P47BNMXR | Energy Planning Associates | Envirobrite | FST404050-KL[blankRCSIWEMDPCP]-02 | Indoor Luminaires | Linear Ambient | Direct Linear Ambient Luminaires | Premium | FALSE | [9 empty] | 42682 |  |  | No |  | 4 | 4000 | 131.15 | 30.5 | 15 | 0.93 | 5000 | 82.6
P3T2V57V | Energy Planning Associates | Envirobrite | FST804050-[blankRCSIWEMDPCP]-02 | Indoor Luminaires | Linear Ambient | Direct Linear Ambient Luminaires | Premium | FALSE | [9 empty] | 42682 |  |  | No |  | 4 | 4000 | 149.81 | 26.7 | 15 | 0.93 | 5000 | 82.6
PYXBAZ2B | Energy Planning Associates | Envirobrite | FST403750-L[blankRCSIWEMDPCP]-02 | Indoor Luminaires | Linear Ambient | Direct Linear Ambient Luminaires | Premium | FALSE | [9 empty] | 42682 |  |  | No |  | 4 | 3750 | 132.51 | 28.3 | 15 | 0.93 | 5000 | 82.6
PY62U9F1 | Energy Planning Associates | Envirobrite | FST403750-K[blankRCSIWEMDPCP]-02 | Indoor Luminaires | Linear Ambient | Direct Linear Ambient Luminaires | Premium | FALSE | [9 empty] | 42682 |  |  | No |  | 4 | 3750 | 139.41 | 26.9 | 15 | 0.93 | 5000 | 82.6
PX7DWYKU | Energy Planning Associates | Envirobrite | FST403750-[blankRCSIWEMDPCP]-02 | Indoor Luminaires | Linear Ambient | Direct Linear Ambient Luminaires | Premium | FALSE | [9 empty] | 42682 |  |  | No |  | 4 | 3750 | 139.41 | 26.9 | 15 | 0.93 | 5000 | 82.6
PR5R5K5B | Energy Planning Associates | Envirobrite | FST403750-KL[blankRCSIWEMDPCP]-02 | Indoor Luminaires | Linear Ambient | Direct Linear Ambient Luminaires | Premium | FALSE | [9 empty] | 42682 |  |  | No |  | 4 | 3750 | 132.51 | 28.3 | 15 | 0.93 | 5000 | 82.6
PYX9UFHU | Energy Planning Associates | Envirobrite | FST403550-K[blankRCSIWEMDPCP]-02 | Indoor Luminaires | Linear Ambient | Direct Linear Ambient Luminaires | Premium | FALSE | [9 empty] | 42682 |  |  | No |  | 4 | 3500 | 141.13 | 24.8 | 15 | 0.93 | 5000 | 82.6
PXXB5X98 | Energy Planning Associates | Envirobrite | FST403550-L[blankRCSIWEMDPCP]-02 | Indoor Luminaires | Linear Ambient | Direct Linear Ambient Luminaires | Premium | FALSE | [9 empty] | 42682 |  |  | No |  | 4 | 3500 | 134.1 | 26.1 | 15 | 0.93 | 5000 | 82.6
PUU482Q4 | Energy Planning Associates | Envirobrite | FST803550-[blankRCSIWEMDPCP]-02 | Indoor Luminaires | Linear Ambient | Direct Linear Ambient Luminaires | Premium | FALSE | [9 empty] | 42682 |  |  | No |  | 4 | 3500 | 151.52 | 23.1 | 15 | 0.93 | 5000 | 82.6
PU9U69MK | Energy Planning Associates | Envirobrite | FST803550-KL[blankRCSIWEMDPCP]-02 | Indoor Luminaires | Linear Ambient | Direct Linear Ambient Luminaires | Premium | FALSE | [9 empty] | 42682 |  |  | No |  | 4 | 3500 | 144.63 | 24.2 | 15 | 0.93 | 5000 | 82.6
PRUKR3J6 | Energy Planning Associates | Envirobrite | FST403550-[blankRCSIWEMDPCP]-02 | Indoor Luminaires | Linear Ambient | Direct Linear Ambient Luminaires | Premium | FALSE | [9 empty] | 42682 |  |  | No |  | 4 | 3500 | 141.13 | 24.8 | 15 | 0.93 | 5000 | 82.6
PPVH5RZ5 | Energy Planning Associates | Envirobrite | FST803550-K[blankRCSIWEMDPCP]-02 | Indoor Luminaires | Linear Ambient | Direct Linear Ambient Luminaires | Premium | FALSE | [9 empty] | 42682 |  |  | No |  | 4 | 3500 | 151.52 | 23.1 | 15 | 0.93 | 5000 | 82.6
P7U5WRVB | Energy Planning Associates | Envirobrite | FST803550-L[blankRCSIWEMDPCP]-02 | Indoor Luminaires | Linear Ambient | Direct Linear Ambient Luminaires | Premium | FALSE | [9 empty] | 42682 |  |  | No |  | 4 | 3500 | 144.63 | 24.2 | 15 | 0.93 | 5000 | 82.6
P5VMXE2D | Energy Planning Associates | Envirobrite | FST403550-KL[blankRCSIWEMDPCP]-02 | Indoor Luminaires | Linear Ambient | Direct Linear Ambient Luminaires | Premium | FALSE | [9 empty] | 42682 |  |  | No |  | 4 | 3500 | 134.1 | 26.1 | 15 | 0.93 | 5000 | 82.6
PNC565F7 | Energy Planning Associates | Envirobrite | FST403250-L[blankRCSIWEMDPCP]-02 | Indoor Luminaires | Linear Ambient | Direct Linear Ambient Luminaires | Premium | FALSE | [9 empty] | 42682 |  |  | No |  | 4 | 3250 | 135.42 | 24 | 15 | 0.93 | 5000 | 82.6
PH751QAF | Energy Planning Associates | Envirobrite | FST403250-[blankRCSIWEMDPCP]-02 | Indoor Luminaires | Linear Ambient | Direct Linear Ambient Luminaires | Premium | FALSE | [9 empty] | 42682 |  |  | No |  | 4 | 3250 | 142.54 | 22.8 | 15 | 0.93 | 5000 | 82.6
P76EAB6W | Energy Planning Associates | Envirobrite | FST403250-KL[blankRCSIWEMDPCP]-02 | Indoor Luminaires | Linear Ambient | Direct Linear Ambient Luminaires | Premium | FALSE | [9 empty] | 42682 |  |  | No |  | 4 | 3250 | 135.42 | 24 | 15 | 0.93 | 5000 | 82.6
P1SN9QET | Energy Planning Associates | Envirobrite | FST403250-K[blankRCSIWEMDPCP]-02 | Indoor Luminaires | Linear Ambient | Direct Linear Ambient Luminaires | Premium | FALSE | [9 empty] | 42682 |  |  | No |  | 4 | 3250 | 142.54 | 22.8 | 15 | 0.93 | 5000 | 82.6
PVCCSMRT | Energy Planning Associates | Envirobrite | FST803050-KL[blankRCSIWEMDPCP]-02 | Indoor Luminaires | Linear Ambient | Direct Linear Ambient Luminaires | Premium | FALSE | [9 empty] | 42682 |  |  | No |  | 4 | 3000 | 146.34 | 20.5 | 15 | 0.93 | 5000 | 82.6
PPTJ5VCX | Energy Planning Associates | Envirobrite | FST403050-K[blankRCSIWEMDPCP]-02 | Indoor Luminaires | Linear Ambient | Direct Linear Ambient Luminaires | Premium | FALSE | [9 empty] | 42682 |  |  | No |  | 4 | 3000 | 144.23 | 20.8 | 15 | 0.93 | 5000 | 82.6
PGS7QJYV | Energy Planning Associates | Envirobrite | FST803050-K[blankRCSIWEMDPCP]-02 | Indoor Luminaires | Linear Ambient | Direct Linear Ambient Luminaires | Premium | FALSE | [9 empty] | 42682 |  |  | No |  | 4 | 3000 | 153.06 | 19.6 | 15 | 0.93 | 5000 | 82.6
PFFSYJ24 | Energy Planning Associates | Envirobrite | FST803050-L[blankRCSIWEMDPCP]-02 | Indoor Luminaires | Linear Ambient | Direct Linear Ambient Luminaires | Premium | FALSE | [9 empty] | 42682 |  |  | No |  | 4 | 3000 | 146.34 | 20.5 | 15 | 0.93 | 5000 | 82.6
PB9D8P9X | Energy Planning Associates | Envirobrite | FST803050-[blankRCSIWEMDPCP]-02 | Indoor Luminaires | Linear Ambient | Direct Linear Ambient Luminaires | Premium | FALSE | [9 empty] | 42682 |  |  | No |  | 4 | 3000 | 153.06 | 19.6 | 15 | 0.93 | 5000 | 82.6
PA3YYWPF | Energy Planning Associates | Envirobrite | FST403050-KL[blankRCSIWEMDPCP]-02 | Indoor Luminaires | Linear Ambient | Direct Linear Ambient Luminaires | Premium | FALSE | [9 empty] | 42682 |  |  | No |  | 4 | 3000 | 136.99 | 21.9 | 15 | 0.93 | 5000 | 82.6
P4BYPDYD | Energy Planning Associates | Envirobrite | FST403050-L[blankRCSIWEMDPCP]-02 | Indoor Luminaires | Linear Ambient | Direct Linear Ambient Luminaires | Premium | FALSE | [9 empty] | 42682 |  |  | No |  | 4 | 3000 | 136.99 | 21.9 | 15 | 0.93 | 5000 | 82.6
P46YKQZV | Energy Planning Associates | Envirobrite | FST403050-[blankRCSIWEMDPCP]-02 | Indoor Luminaires | Linear Ambient | Direct Linear Ambient Luminaires | Premium | FALSE | [9 empty] | 42682 |  |  | No |  | 4 | 3000 | 144.23 | 20.8 | 15 | 0.93 | 5000 | 82.6
PWDT1QY6 | Energy Planning Associates | Envirobrite | FST402750-L[blankRCSIWEMDPCP]-02 | Indoor Luminaires | Linear Ambient | Direct Linear Ambient Luminaires | Premium | FALSE | [9 empty] | 42682 |  |  | No |  | 4 | 2750 | 138.89 | 19.8 | 15 | 0.93 | 5000 | 82.6
PVNCDRUA | Energy Planning Associates | Envirobrite | FST402750-KL[blankRCSIWEMDPCP]-02 | Indoor Luminaires | Linear Ambient | Direct Linear Ambient Luminaires | Premium | FALSE | [9 empty] | 42682 |  |  | No |  | 4 | 2750 | 138.89 | 19.8 | 15 | 0.93 | 5000 | 82.6
PH8M9YR3 | Energy Planning Associates | Envirobrite | FST402750-[blankRCSIWEMDPCP]-02 | Indoor Luminaires | Linear Ambient | Direct Linear Ambient Luminaires | Premium | FALSE | [9 empty] | 42682 |  |  | No |  | 4 | 2750 | 145.5 | 18.9 | 15 | 0.93 | 5000 | 82.6
P4CS6D4M | Energy Planning Associates | Envirobrite | FST402750-K[blankRCSIWEMDPCP]-02 | Indoor Luminaires | Linear Ambient | Direct Linear Ambient Luminaires | Premium | FALSE | [9 empty] | 42682 |  |  | No |  | 4 | 2750 | 145.5 | 18.9 | 15 | 0.93 | 5000 | 82.6
PGXT36SR | Energy Planning Associates | Envirobrite | FST402550-[blankRCSIWEMDPCP]-02 | Indoor Luminaires | Linear Ambient | Direct Linear Ambient Luminaires | Premium | FALSE | [9 empty] | 42682 |  |  | No |  | 4 | 2500 | 147.06 | 17 | 15 | 0.93 | 5000 | 82.6
PDSPDUEP | Energy Planning Associates | Envirobrite | FST402550-K[blankRCSIWEMDPCP]-02 | Indoor Luminaires | Linear Ambient | Direct Linear Ambient Luminaires | Premium | FALSE | [9 empty] | 42682 |  |  | No |  | 4 | 2500 | 147.06 | 17 | 15 | 0.93 | 5000 | 82.6
P9F7YZQ3 | Energy Planning Associates | Envirobrite | FST402550-L[blankRCSIWEMDPCP]-02 | Indoor Luminaires | Linear Ambient | Direct Linear Ambient Luminaires | Premium | FALSE | [9 empty] | 42682 |  |  | No |  | 4 | 2500 | 139.66 | 17.9 | 15 | 0.93 | 5000 | 82.6
P5X4PK7B | Energy Planning Associates | Envirobrite | FST402550-KL[blankRCSIWEMDPCP]-02 | Indoor Luminaires | Linear Ambient | Direct Linear Ambient Luminaires | Premium | FALSE | [9 empty] | 42682 |  |  | No |  | 4 | 2500 | 139.66 | 17.9 | 15 | 0.93 | 5000 | 82.6
PRSSAS64 | Energy Planning Associates | Envirobrite | FST809540-[blankRCSIWEMDPCP]-02 | Indoor Luminaires | Linear Ambient | Direct Linear Ambient Luminaires | Premium | FALSE | [9 empty] | 42682 |  |  | No |  | 4 | 9500 | 133.43 | 71.2 | 15 | 0.93 | 4000 | 82.6
P2HTFWZF | Energy Planning Associates | Envirobrite | FST809540-K[blankRCSIWEMDPCP]-02 | Indoor Luminaires | Linear Ambient | Direct Linear Ambient Luminaires | Premium | FALSE | [9 empty] | 42682 |  |  | No |  | 4 | 9500 | 133.43 | 71.2 | 15 | 0.93 | 4000 | 82.6
PDYN62B4 | Energy Planning Associates | Envirobrite | FST809040-[blankRCSIWEMDPCP]-02 | Indoor Luminaires | Linear Ambient | Direct Linear Ambient Luminaires | Premium | FALSE | [9 empty] | 42682 |  |  | No |  | 4 | 9000 | 134.93 | 66.7 | 15 | 0.93 | 4000 | 82.6
PB9R5CU8 | Energy Planning Associates | Envirobrite | FST809040-K[blankRCSIWEMDPCP]-02 | Indoor Luminaires | Linear Ambient | Direct Linear Ambient Luminaires | Premium | FALSE | [9 empty] | 42682 |  |  | No |  | 4 | 9000 | 134.93 | 66.7 | 15 | 0.93 | 4000 | 82.6
PUV55ZQF | Energy Planning Associates | Envirobrite | FST808540-KL[blankRCSIWEMDPCP]-02 | Indoor Luminaires | Linear Ambient | Direct Linear Ambient Luminaires | Standard | FALSE | [9 empty] | 42682 |  |  | No |  | 4 | 8500 | 129.38 | 65.7 | 15 | 0.93 | 4000 | 82.6
PGZ7M5ZU | Energy Planning Associates | Envirobrite | FST808540-L[blankRCSIWEMDPCP]-02 | Indoor Luminaires | Linear Ambient | Direct Linear Ambient Luminaires | Standard | FALSE | [9 empty] | 42682 |  |  | No |  | 4 | 8500 | 129.38 | 65.7 | 15 | 0.93 | 4000 | 82.6
PBJW7894 | Energy Planning Associates | Envirobrite | FST808540-K[blankRCSIWEMDPCP]-02 | Indoor Luminaires | Linear Ambient | Direct Linear Ambient Luminaires | Premium | FALSE | [9 empty] | 42682 |  |  | No |  | 4 | 8500 | 136.44 | 62.3 | 15 | 0.93 | 4000 | 82.6
PAK7DCZF | Energy Planning Associates | Envirobrite | FST808540-[blankRCSIWEMDPCP]-02 | Indoor Luminaires | Linear Ambient | Direct Linear Ambient Luminaires | Premium | FALSE | [9 empty] | 42682 |  |  | No |  | 4 | 8500 | 136.44 | 62.3 | 15 | 0.93 | 4000 | 82.6
PZT7R4WN | Energy Planning Associates | Envirobrite | FST808040-KL[blankRCSIWEMDPCP]-02 | Indoor Luminaires | Linear Ambient | Direct Linear Ambient Luminaires | Premium | FALSE | [9 empty] | 42682 |  |  | No |  | 4 | 8000 | 130.93 | 61.1 | 15 | 0.93 | 4000 | 82.6
PUJ29PWN | Energy Planning Associates | Envirobrite | FST808040-L[blankRCSIWEMDPCP]-02 | Indoor Luminaires | Linear Ambient | Direct Linear Ambient Luminaires | Premium | FALSE | [9 empty] | 42682 |  |  | No |  | 4 | 8000 | 130.93 | 61.1 | 15 | 0.93 | 4000 | 82.6
PSZVE1XZ | Energy Planning Associates | Envirobrite | FST808040-[blankRCSIWEMDPCP]-02 | Indoor Luminaires | Linear Ambient | Direct Linear Ambient Luminaires | Premium | FALSE | [9 empty] | 42682 |  |  | No |  | 4 | 8000 | 137.69 | 58.1 | 15 | 0.93 | 4000 | 82.6
PHQPDHUQ | Energy Planning Associates | Envirobrite | FST808040-K[blankRCSIWEMDPCP]-02 | Indoor Luminaires | Linear Ambient | Direct Linear Ambient Luminaires | Premium | FALSE | [9 empty] | 42682 |  |  | No |  | 4 | 8000 | 137.69 | 58.1 | 15 | 0.93 | 4000 | 82.6
PW7SV9CE | Energy Planning Associates | Envirobrite | FST807540-L[blankRCSIWEMDPCP]-02 | Indoor Luminaires | Linear Ambient | Direct Linear Ambient Luminaires | Premium | FALSE | [9 empty] | 42682 |  |  | No |  | 4 | 7500 | 132.51 | 56.6 | 15 | 0.93 | 4000 | 82.6
PSE7XWPW | Energy Planning Associates | Envirobrite | FST807540-KL[blankRCSIWEMDPCP]-02 | Indoor Luminaires | Linear Ambient | Direct Linear Ambient Luminaires | Premium | FALSE | [9 empty] | 42682 |  |  | No |  | 4 | 7500 | 132.51 | 56.6 | 15 | 0.93 | 4000 | 82.6
PNDNRN8U | Energy Planning Associates | Envirobrite | FST807540-K[blankRCSIWEMDPCP]-02 | Indoor Luminaires | Linear Ambient | Direct Linear Ambient Luminaires | Premium | FALSE | [9 empty] | 42682 |  |  | No |  | 4 | 7500 | 139.41 | 53.8 | 15 | 0.93 | 4000 | 82.6
P2G7GEET | Energy Planning Associates | Envirobrite | FST807540-[blankRCSIWEMDPCP]-02 | Indoor Luminaires | Linear Ambient | Direct Linear Ambient Luminaires | Premium | FALSE | [9 empty] | 42682 |  |  | No |  | 4 | 7500 | 139.41 | 53.8 | 15 | 0.93 | 4000 | 82.6
PRKB71EN | Energy Planning Associates | Envirobrite | FST807040-[blankRCSIWEMDPCP]-02 | Indoor Luminaires | Linear Ambient | Direct Linear Ambient Luminaires | Premium | FALSE | [9 empty] | 42682 |  |  | No |  | 4 | 7000 | 140.85 | 49.7 | 15 | 0.93 | 4000 | 82.6
PM8X53K6 | Energy Planning Associates | Envirobrite | FST807040-K[blankRCSIWEMDPCP]-02 | Indoor Luminaires | Linear Ambient | Direct Linear Ambient Luminaires | Premium | FALSE | [9 empty] | 42682 |  |  | No |  | 4 | 7000 | 140.85 | 49.7 | 15 | 0.93 | 4000 | 82.6
PJBUPBDY | Energy Planning Associates | Envirobrite | FST807040-L[blankRCSIWEMDPCP]-02 | Indoor Luminaires | Linear Ambient | Direct Linear Ambient Luminaires | Premium | FALSE | [9 empty] | 42682 |  |  | No |  | 4 | 7000 | 133.84 | 52.3 | 15 | 0.93 | 4000 | 82.6
PH8C34QS | Energy Planning Associates | Envirobrite | FST807040-KL[blankRCSIWEMDPCP]-02 | Indoor Luminaires | Linear Ambient | Direct Linear Ambient Luminaires | Premium | FALSE | [9 empty] | 42682 |  |  | No |  | 4 | 7000 | 133.84 | 52.3 | 15 | 0.93 | 4000 | 82.6
PXGRQ7WJ | Energy Planning Associates | Envirobrite | FST806540-KL[blankRCSIWEMDPCP]-02 | Indoor Luminaires | Linear Ambient | Direct Linear Ambient Luminaires | Premium | FALSE | [9 empty] | 42682 |  |  | No |  | 4 | 6500 | 135.42 | 48 | 15 | 0.93 | 4000 | 82.6
PUNYJCZ7 | Energy Planning Associates | Envirobrite | FST806540-[blankRCSIWEMDPCP]-02 | Indoor Luminaires | Linear Ambient | Direct Linear Ambient Luminaires | Premium | FALSE | [9 empty] | 42682 |  |  | No |  | 4 | 6500 | 142.54 | 45.6 | 15 | 0.93 | 4000 | 82.6
P93H7FFW | Energy Planning Associates | Envirobrite | FST806540-L[blankRCSIWEMDPCP]-02 | Indoor Luminaires | Linear Ambient | Direct Linear Ambient Luminaires | Premium | FALSE | [9 empty] | 42682 |  |  | No |  | 4 | 6500 | 135.42 | 48 | 15 | 0.93 | 4000 | 82.6
P2X35P1U | Energy Planning Associates | Envirobrite | FST806540-K[blankRCSIWEMDPCP]-02 | Indoor Luminaires | Linear Ambient | Direct Linear Ambient Luminaires | Premium | FALSE | [9 empty] | 42682 |  |  | No |  | 4 | 6500 | 142.54 | 45.6 | 15 | 0.93 | 4000 | 82.6
PQ1RFFAV | Energy Planning Associates | Envirobrite | FST806040-K[blankRCSIWEMDPCP]-02 | Indoor Luminaires | Linear Ambient | Direct Linear Ambient Luminaires | Premium | FALSE | [9 empty] | 42682 |  |  | No |  | 4 | 6000 | 143.88 | 41.7 | 15 | 0.93 | 4000 | 82.6
PFQY57JD | Energy Planning Associates | Envirobrite | FST806040-[blankRCSIWEMDPCP]-02 | Indoor Luminaires | Linear Ambient | Direct Linear Ambient Luminaires | Premium | FALSE | [9 empty] | 42682 |  |  | No |  | 4 | 6000 | 143.88 | 41.7 | 15 | 0.93 | 4000 | 82.6
PA8RWCQK | Energy Planning Associates | Envirobrite | FST806040-KL[blankRCSIWEMDPCP]-02 | Indoor Luminaires | Linear Ambient | Direct Linear Ambient Luminaires | Premium | FALSE | [9 empty] | 42682 |  |  | No |  | 4 | 6000 | 136.67 | 43.9 | 15 | 0.93 | 4000 | 82.6
P35HF8MT | Energy Planning Associates | Envirobrite | FST806040-L[blankRCSIWEMDPCP]-02 | Indoor Luminaires | Linear Ambient | Direct Linear Ambient Luminaires | Premium | FALSE | [9 empty] | 42682 |  |  | No |  | 4 | 6000 | 136.67 | 43.9 | 15 | 0.93 | 4000 | 82.6
PRR1VCZB | Energy Planning Associates | Envirobrite | FST805540-L[blankRCSIWEMDPCP]-02 | Indoor Luminaires | Linear Ambient | Direct Linear Ambient Luminaires | Premium | FALSE | [9 empty] | 42682 |  |  | No |  | 4 | 5500 | 138.54 | 39.7 | 15 | 0.93 | 4000 | 82.6
PQRBFGBU | Energy Planning Associates | Envirobrite | FST805540-KL[blankRCSIWEMDPCP]-02 | Indoor Luminaires | Linear Ambient | Direct Linear Ambient Luminaires | Premium | FALSE | [9 empty] | 42682 |  |  | No |  | 4 | 5500 | 138.54 | 39.7 | 15 | 0.93 | 4000 | 82.6
PQGT15NP | Energy Planning Associates | Envirobrite | FST805540-[blankRCSIWEMDPCP]-02 | Indoor Luminaires | Linear Ambient | Direct Linear Ambient Luminaires | Premium | FALSE | [9 empty] | 42682 |  |  | No |  | 4 | 5500 | 145.5 | 37.8 | 15 | 0.93 | 4000 | 82.6
P16ZKGCH | Energy Planning Associates | Envirobrite | FST805540-K[blankRCSIWEMDPCP]-02 | Indoor Luminaires | Linear Ambient | Direct Linear Ambient Luminaires | Premium | FALSE | [9 empty] | 42682 |  |  | No |  | 4 | 5500 | 145.5 | 37.8 | 15 | 0.93 | 4000 | 82.6
PRCDQWGD | Energy Planning Associates | Envirobrite | FST805040-L[blankRCSIWEMDPCP]-02 | Indoor Luminaires | Linear Ambient | Direct Linear Ambient Luminaires | Premium | FALSE | [9 empty] | 42682 |  |  | No |  | 4 | 5000 | 139.66 | 35.8 | 15 | 0.93 | 4000 | 82.6
PP7RF9S7 | Energy Planning Associates | Envirobrite | FST805040-K[blankRCSIWEMDPCP]-02 | Indoor Luminaires | Linear Ambient | Direct Linear Ambient Luminaires | Premium | FALSE | [9 empty] | 42682 |  |  | No |  | 4 | 5000 | 146.63 | 34.1 | 15 | 0.93 | 4000 | 82.6
PAPU2SUH | Energy Planning Associates | Envirobrite | FST805040-KL[blankRCSIWEMDPCP]-02 | Indoor Luminaires | Linear Ambient | Direct Linear Ambient Luminaires | Premium | FALSE | [9 empty] | 42682 |  |  | No |  | 4 | 5000 | 139.66 | 35.8 | 15 | 0.93 | 4000 | 82.6
P8CNZP63 | Energy Planning Associates | Envirobrite | FST805040-[blankRCSIWEMDPCP]-02 | Indoor Luminaires | Linear Ambient | Direct Linear Ambient Luminaires | Premium | FALSE | [9 empty] | 42682 |  |  | No |  | 4 | 5000 | 146.63 | 34.1 | 15 | 0.93 | 4000 | 82.6
PZB88VRF | Energy Planning Associates | Envirobrite | FST404740-[blankRCSIWEMDPCP]-02 | Indoor Luminaires | Linear Ambient | Direct Linear Ambient Luminaires | Premium | FALSE | [9 empty] | 42682 |  |  | No |  | 4 | 4750 | 133.43 | 35.6 | 15 | 0.93 | 4000 | 82.6
PPS98ZX9 | Energy Planning Associates | Envirobrite | FST404740-K[blankRCSIWEMDPCP]-02 | Indoor Luminaires | Linear Ambient | Direct Linear Ambient Luminaires | Premium | FALSE | [9 empty] | 42682 |  |  | No |  | 4 | 4750 | 133.43 | 35.6 | 15 | 0.93 | 4000 | 82.6
PXBYJ6QQ | Energy Planning Associates | Envirobrite | FST804540-K[blankRCSIWEMDPCP]-02 | Indoor Luminaires | Linear Ambient | Direct Linear Ambient Luminaires | Premium | FALSE | [9 empty] | 42682 |  |  | No |  | 4 | 4500 | 148.51 | 30.3 | 15 | 0.93 | 4000 | 82.6
PVUBV41W | Energy Planning Associates | Envirobrite | FST804540-L[blankRCSIWEMDPCP]-02 | Indoor Luminaires | Linear Ambient | Direct Linear Ambient Luminaires | Premium | FALSE | [9 empty] | 42682 |  |  | No |  | 4 | 4500 | 141.51 | 31.8 | 15 | 0.93 | 4000 | 82.6
PNDFS3UK | Energy Planning Associates | Envirobrite | FST804540-[blankRCSIWEMDPCP]-02 | Indoor Luminaires | Linear Ambient | Direct Linear Ambient Luminaires | Premium | FALSE | [9 empty] | 42682 |  |  | No |  | 4 | 4500 | 148.51 | 30.3 | 15 | 0.93 | 4000 | 82.6
PMECM34G | Energy Planning Associates | Envirobrite | FST404540-K[blankRCSIWEMDPCP]-02 | Indoor Luminaires | Linear Ambient | Direct Linear Ambient Luminaires | Premium | FALSE | [9 empty] | 42682 |  |  | No |  | 4 | 4500 | 134.73 | 33.4 | 15 | 0.93 | 4000 | 82.6
P18RE2WP | Energy Planning Associates | Envirobrite | FST404540-[blankRCSIWEMDPCP]-02 | Indoor Luminaires | Linear Ambient | Direct Linear Ambient Luminaires | Premium | FALSE | [9 empty] | 42682 |  |  | No |  | 4 | 4500 | 134.73 | 33.4 | 15 | 0.93 | 4000 | 82.6
P117FN1Q | Energy Planning Associates | Envirobrite | FST804540-KL[blankRCSIWEMDPCP]-02 | Indoor Luminaires | Linear Ambient | Direct Linear Ambient Luminaires | Premium | FALSE | [9 empty] | 42682 |  |  | No |  | 4 | 4500 | 141.51 | 31.8 | 15 | 0.93 | 4000 | 82.6
PVVPS4TH | Energy Planning Associates | Envirobrite | FST404240-K[blankRCSIWEMDPCP]-02 | Indoor Luminaires | Linear Ambient | Direct Linear Ambient Luminaires | Premium | FALSE | [9 empty] | 42682 |  |  | No |  | 4 | 4250 | 136.22 | 31.2 | 15 | 0.93 | 4000 | 82.6
PQATHAS1 | Energy Planning Associates | Envirobrite | FST404240-L[blankRCSIWEMDPCP]-02 | Indoor Luminaires | Linear Ambient | Direct Linear Ambient Luminaires | Standard | FALSE | [9 empty] | 42682 |  |  | No |  | 4 | 4250 | 129.18 | 32.9 | 15 | 0.93 | 4000 | 82.6
P9QC17F5 | Energy Planning Associates | Envirobrite | FST404240-KL[blankRCSIWEMDPCP]-02 | Indoor Luminaires | Linear Ambient | Direct Linear Ambient Luminaires | Standard | FALSE | [9 empty] | 42682 |  |  | No |  | 4 | 4250 | 129.18 | 32.9 | 15 | 0.93 | 4000 | 82.6
P7HB4JKQ | Energy Planning Associates | Envirobrite | FST404240-[blankRCSIWEMDPCP]-02 | Indoor Luminaires | Linear Ambient | Direct Linear Ambient Luminaires | Premium | FALSE | [9 empty] | 42682 |  |  | No |  | 4 | 4250 | 136.22 | 31.2 | 15 | 0.93 | 4000 | 82.6
PZNYBQ67 | Energy Planning Associates | Envirobrite | FST404040-L[blankRCSIWEMDPCP]-02 | Indoor Luminaires | Linear Ambient | Direct Linear Ambient Luminaires | Premium | FALSE | [9 empty] | 42682 |  |  | No |  | 4 | 4000 | 131.15 | 30.5 | 15 | 0.93 | 4000 | 82.6
PUK7ZAR8 | Energy Planning Associates | Envirobrite | FST404040-KL[blankRCSIWEMDPCP]-02 | Indoor Luminaires | Linear Ambient | Direct Linear Ambient Luminaires | Premium | FALSE | [9 empty] | 42682 |  |  | No |  | 4 | 4000 | 131.15 | 30.5 | 15 | 0.93 | 4000 | 82.6
PFT26K8E | Energy Planning Associates | Envirobrite | FST804040-KL[blankRCSIWEMDPCP]-02 | Indoor Luminaires | Linear Ambient | Direct Linear Ambient Luminaires | Premium | FALSE | [9 empty] | 42682 |  |  | No |  | 4 | 4000 | 143.37 | 27.9 | 15 | 0.93 | 4000 | 82.6
PDR8HUAE | Energy Planning Associates | Envirobrite | FST804040-K[blankRCSIWEMDPCP]-02 | Indoor Luminaires | Linear Ambient | Direct Linear Ambient Luminaires | Premium | FALSE | [9 empty] | 42682 |  |  | No |  | 4 | 4000 | 149.81 | 26.7 | 15 | 0.93 | 4000 | 82.6
PCCYQUUY | Energy Planning Associates | Envirobrite | FST804040-[blankRCSIWEMDPCP]-02 | Indoor Luminaires | Linear Ambient | Direct Linear Ambient Luminaires | Premium | FALSE | [9 empty] | 42682 |  |  | No |  | 4 | 4000 | 149.81 | 26.7 | 15 | 0.93 | 4000 | 82.6
PBABRCJ5 | Energy Planning Associates | Envirobrite | FST404040-K[blankRCSIWEMDPCP]-02 | Indoor Luminaires | Linear Ambient | Direct Linear Ambient Luminaires | Premium | FALSE | [9 empty] | 42682 |  |  | No |  | 4 | 4000 | 137.93 | 29 | 15 | 0.93 | 4000 | 82.6
P8DH3J48 | Energy Planning Associates | Envirobrite | FST804040-L[blankRCSIWEMDPCP]-02 | Indoor Luminaires | Linear Ambient | Direct Linear Ambient Luminaires | Premium | FALSE | [9 empty] | 42682 |  |  | No |  | 4 | 4000 | 143.37 | 27.9 | 15 | 0.93 | 4000 | 82.6
P4GGGHG9 | Energy Planning Associates | Envirobrite | FST404040-[blankRCSIWEMDPCP]-02 | Indoor Luminaires | Linear Ambient | Direct Linear Ambient Luminaires | Premium | FALSE | [9 empty] | 42682 |  |  | No |  | 4 | 4000 | 137.93 | 29 | 15 | 0.93 | 4000 | 82.6
PTBV16RG | Energy Planning Associates | Envirobrite | FST403740-[blankRCSIWEMDPCP]-02 | Indoor Luminaires | Linear Ambient | Direct Linear Ambient Luminaires | Premium | FALSE | [9 empty] | 42682 |  |  | No |  | 4 | 3750 | 139.41 | 26.9 | 15 | 0.93 | 4000 | 82.6
PPNQUFRW | Energy Planning Associates | Envirobrite | FST403740-L[blankRCSIWEMDPCP]-02 | Indoor Luminaires | Linear Ambient | Direct Linear Ambient Luminaires | Premium | FALSE | [9 empty] | 42682 |  |  | No |  | 4 | 3750 | 132.51 | 28.3 | 15 | 0.93 | 4000 | 82.6
PJU5JV2C | Energy Planning Associates | Envirobrite | FST403740-KL[blankRCSIWEMDPCP]-02 | Indoor Luminaires | Linear Ambient | Direct Linear Ambient Luminaires | Premium | FALSE | [9 empty] | 42682 |  |  | No |  | 4 | 3750 | 132.51 | 28.3 | 15 | 0.93 | 4000 | 82.6
PETFQ7AZ | Energy Planning Associates | Envirobrite | FST403740-K[blankRCSIWEMDPCP]-02 | Indoor Luminaires | Linear Ambient | Direct Linear Ambient Luminaires | Premium | FALSE | [9 empty] | 42682 |  |  | No |  | 4 | 3750 | 139.41 | 26.9 | 15 | 0.93 | 4000 | 82.6
PZH84ZK1 | Energy Planning Associates | Envirobrite | FST803540-L[blankRCSIWEMDPCP]-02 | Indoor Luminaires | Linear Ambient | Direct Linear Ambient Luminaires | Premium | FALSE | [9 empty] | 42682 |  |  | No |  | 4 | 3500 | 144.63 | 24.2 | 15 | 0.93 | 4000 | 82.6
PTP2WBV2 | Energy Planning Associates | Envirobrite | FST803540-[blankRCSIWEMDPCP]-02 | Indoor Luminaires | Linear Ambient | Direct Linear Ambient Luminaires | Premium | FALSE | [9 empty] | 42682 |  |  | No |  | 4 | 3500 | 151.52 | 23.1 | 15 | 0.93 | 4000 | 82.6
PPXX6868 | Energy Planning Associates | Envirobrite | FST803540-KL[blankRCSIWEMDPCP]-02 | Indoor Luminaires | Linear Ambient | Direct Linear Ambient Luminaires | Premium | FALSE | [9 empty] | 42682 |  |  | No |  | 4 | 3500 | 144.63 | 24.2 | 15 | 0.93 | 4000 | 82.6
PNMA7WHK | Energy Planning Associates | Envirobrite | FST403540-K[blankRCSIWEMDPCP]-02 | Indoor Luminaires | Linear Ambient | Direct Linear Ambient Luminaires | Premium | FALSE | [9 empty] | 42682 |  |  | No |  | 4 | 3500 | 141.13 | 24.8 | 15 | 0.93 | 4000 | 82.6
PHZCQST4 | Energy Planning Associates | Envirobrite | FST403540-KL[blankRCSIWEMDPCP]-02 | Indoor Luminaires | Linear Ambient | Direct Linear Ambient Luminaires | Premium | FALSE | [9 empty] | 42682 |  |  | No |  | 4 | 3500 | 134.1 | 26.1 | 15 | 0.93 | 4000 | 82.6
P8J8YER5 | Energy Planning Associates | Envirobrite | FST403540-L[blankRCSIWEMDPCP]-02 | Indoor Luminaires | Linear Ambient | Direct Linear Ambient Luminaires | Premium | FALSE | [9 empty] | 42682 |  |  | No |  | 4 | 3500 | 134.1 | 26.1 | 15 | 0.93 | 4000 | 82.6
P89KPYJB | Energy Planning Associates | Envirobrite | FST403540-[blankRCSIWEMDPCP]-02 | Indoor Luminaires | Linear Ambient | Direct Linear Ambient Luminaires | Premium | FALSE | [9 empty] | 42682 |  |  | No |  | 4 | 3500 | 141.13 | 24.8 | 15 | 0.93 | 4000 | 82.6
P6RQ797H | Energy Planning Associates | Envirobrite | FST803540-K[blankRCSIWEMDPCP]-02 | Indoor Luminaires | Linear Ambient | Direct Linear Ambient Luminaires | Premium | FALSE | [9 empty] | 42682 |  |  | No |  | 4 | 3500 | 151.52 | 23.1 | 15 | 0.93 | 4000 | 82.6
PY8AFX4B | Energy Planning Associates | Envirobrite | FST403240-KL[blankRCSIWEMDPCP]-02 | Indoor Luminaires | Linear Ambient | Direct Linear Ambient Luminaires | Premium | FALSE | [9 empty] | 42682 |  |  | No |  | 4 | 3250 | 135.42 | 24 | 15 | 0.93 | 4000 | 82.6
PE55SYJV | Energy Planning Associates | Envirobrite | FST403240-K[blankRCSIWEMDPCP]-02 | Indoor Luminaires | Linear Ambient | Direct Linear Ambient Luminaires | Premium | FALSE | [9 empty] | 42682 |  |  | No |  | 4 | 3250 | 142.54 | 22.8 | 15 | 0.93 | 4000 | 82.6
PBF988K1 | Energy Planning Associates | Envirobrite | FST403240-[blankRCSIWEMDPCP]-02 | Indoor Luminaires | Linear Ambient | Direct Linear Ambient Luminaires | Premium | FALSE | [9 empty] | 42682 |  |  | No |  | 4 | 3250 | 142.54 | 22.8 | 15 | 0.93 | 4000 | 82.6
P2U2C6TW | Energy Planning Associates | Envirobrite | FST403240-L[blankRCSIWEMDPCP]-02 | Indoor Luminaires | Linear Ambient | Direct Linear Ambient Luminaires | Premium | FALSE | [9 empty] | 42682 |  |  | No |  | 4 | 3250 | 135.42 | 24 | 15 | 0.93 | 4000 | 82.6
PZ7C4J8S | Energy Planning Associates | Envirobrite | FST803040-K[blankRCSIWEMDPCP]-02 | Indoor Luminaires | Linear Ambient | Direct Linear Ambient Luminaires | Premium | FALSE | [9 empty] | 42682 |  |  | No |  | 4 | 3000 | 153.06 | 19.6 | 15 | 0.93 | 4000 | 82.6
PU9XM86C | Energy Planning Associates | Envirobrite | FST803040-L[blankRCSIWEMDPCP]-02 | Indoor Luminaires | Linear Ambient | Direct Linear Ambient Luminaires | Premium | FALSE | [9 empty] | 42682 |  |  | No |  | 4 | 3000 | 146.34 | 20.5 | 15 | 0.93 | 4000 | 82.6
PQARJGQ9 | Energy Planning Associates | Envirobrite | FST803040-[blankRCSIWEMDPCP]-02 | Indoor Luminaires | Linear Ambient | Direct Linear Ambient Luminaires | Premium | FALSE | [9 empty] | 42682 |  |  | No |  | 4 | 3000 | 153.06 | 19.6 | 15 | 0.93 | 4000 | 82.6
PM4GJNAP | Energy Planning Associates | Envirobrite | FST403040-KL[blankRCSIWEMDPCP]-02 | Indoor Luminaires | Linear Ambient | Direct Linear Ambient Luminaires | Premium | FALSE | [9 empty] | 42682 |  |  | No |  | 4 | 3000 | 136.99 | 21.9 | 15 | 0.93 | 4000 | 82.6
PEUMDBN9 | Energy Planning Associates | Envirobrite | FST403040-K[blankRCSIWEMDPCP]-02 | Indoor Luminaires | Linear Ambient | Direct Linear Ambient Luminaires | Premium | FALSE | [9 empty] | 42682 |  |  | No |  | 4 | 3000 | 144.23 | 20.8 | 15 | 0.93 | 4000 | 82.6
PEE2YXDD | Energy Planning Associates | Envirobrite | FST803040-KL[blankRCSIWEMDPCP]-02 | Indoor Luminaires | Linear Ambient | Direct Linear Ambient Luminaires | Premium | FALSE | [9 empty] | 42682 |  |  | No |  | 4 | 3000 | 146.34 | 20.5 | 15 | 0.93 | 4000 | 82.6
PCF2UTJN | Energy Planning Associates | Envirobrite | FST403040-L[blankRCSIWEMDPCP]-02 | Indoor Luminaires | Linear Ambient | Direct Linear Ambient Luminaires | Premium | FALSE | [9 empty] | 42682 |  |  | No |  | 4 | 3000 | 136.99 | 21.9 | 15 | 0.93 | 4000 | 82.6
P92FZMSY | Energy Planning Associates | Envirobrite | FST403040-[blankRCSIWEMDPCP]-02 | Indoor Luminaires | Linear Ambient | Direct Linear Ambient Luminaires | Premium | FALSE | [9 empty] | 42682 |  |  | No |  | 4 | 3000 | 144.23 | 20.8 | 15 | 0.93 | 4000 | 82.6
PEAAN46P | Energy Planning Associates | Envirobrite | FST402740-K[blankRCSIWEMDPCP]-02 | Indoor Luminaires | Linear Ambient | Direct Linear Ambient Luminaires | Premium | FALSE | [9 empty] | 42682 |  |  | No |  | 4 | 2750 | 145.5 | 18.9 | 15 | 0.93 | 4000 | 82.6
P9GE25XZ | Energy Planning Associates | Envirobrite | FST402740-L[blankRCSIWEMDPCP]-02 | Indoor Luminaires | Linear Ambient | Direct Linear Ambient Luminaires | Premium | FALSE | [9 empty] | 42682 |  |  | No |  | 4 | 2750 | 138.89 | 19.8 | 15 | 0.93 | 4000 | 82.6
P5WUZCTK | Energy Planning Associates | Envirobrite | FST402740-KL[blankRCSIWEMDPCP]-02 | Indoor Luminaires | Linear Ambient | Direct Linear Ambient Luminaires | Premium | FALSE | [9 empty] | 42682 |  |  | No |  | 4 | 2750 | 138.89 | 19.8 | 15 | 0.93 | 4000 | 82.6
P37NVPHA | Energy Planning Associates | Envirobrite | FST402740-[blankRCSIWEMDPCP]-02 | Indoor Luminaires | Linear Ambient | Direct Linear Ambient Luminaires | Premium | FALSE | [9 empty] | 42682 |  |  | No |  | 4 | 2750 | 145.5 | 18.9 | 15 | 0.93 | 4000 | 82.6
PYJCV2SC | Energy Planning Associates | Envirobrite | FST402540-KL[blankRCSIWEMDPCP]-02 | Indoor Luminaires | Linear Ambient | Direct Linear Ambient Luminaires | Premium | FALSE | [9 empty] | 42682 |  |  | No |  | 4 | 2500 | 139.66 | 17.9 | 15 | 0.93 | 4000 | 82.6
PSZNQT34 | Energy Planning Associates | Envirobrite | FST402540-[blankRCSIWEMDPCP]-02 | Indoor Luminaires | Linear Ambient | Direct Linear Ambient Luminaires | Premium | FALSE | [9 empty] | 42682 |  |  | No |  | 4 | 2500 | 147.06 | 17 | 15 | 0.93 | 4000 | 82.6
PFJ87AMZ | Energy Planning Associates | Envirobrite | FST402540-L[blankRCSIWEMDPCP]-02 | Indoor Luminaires | Linear Ambient | Direct Linear Ambient Luminaires | Premium | FALSE | [9 empty] | 42682 |  |  | No |  | 4 | 2500 | 139.66 | 17.9 | 15 | 0.93 | 4000 | 82.6
P235AQMY | Energy Planning Associates | Envirobrite | FST402540-K[blankRCSIWEMDPCP]-02 | Indoor Luminaires | Linear Ambient | Direct Linear Ambient Luminaires | Premium | FALSE | [9 empty] | 42682 |  |  | No |  | 4 | 2500 | 147.06 | 17 | 15 | 0.93 | 4000 | 82.6
PZKGS4X8 | Energy Planning Associates | Envirobrite | FST809535-K[blankRCSIWEMDPCP]-02 | Indoor Luminaires | Linear Ambient | Direct Linear Ambient Luminaires | Standard | FALSE | [9 empty] | 42682 |  |  | No |  | 4 | 9500 | 128.55 | 73.9 | 15 | 0.93 | 3500 | 82.6
PNWRM4WM | Energy Planning Associates | Envirobrite | FST809535-[blankRCSIWEMDPCP]-02 | Indoor Luminaires | Linear Ambient | Direct Linear Ambient Luminaires | Standard | FALSE | [9 empty] | 42682 |  |  | No |  | 4 | 9500 | 128.55 | 73.9 | 15 | 0.93 | 3500 | 82.6
PNS5H1N3 | Energy Planning Associates | Envirobrite | FST809035-K[blankRCSIWEMDPCP]-02 | Indoor Luminaires | Linear Ambient | Direct Linear Ambient Luminaires | Standard | FALSE | [9 empty] | 42682 |  |  | No |  | 4 | 9000 | 130.06 | 69.2 | 15 | 0.93 | 3500 | 82.6
P52YPJFY | Energy Planning Associates | Envirobrite | FST809035-[blankRCSIWEMDPCP]-02 | Indoor Luminaires | Linear Ambient | Direct Linear Ambient Luminaires | Standard | FALSE | [9 empty] | 42682 |  |  | No |  | 4 | 9000 | 130.06 | 69.2 | 15 | 0.93 | 3500 | 82.6
PWXJJXV3 | Energy Planning Associates | Envirobrite | FST808535-KL[blankRCSIWEMDPCP]-02 | Indoor Luminaires | Linear Ambient | Direct Linear Ambient Luminaires | Standard | FALSE | [9 empty] | 42682 |  |  | No |  | 4 | 8500 | 124.63 | 68.2 | 15 | 0.93 | 3500 | 82.6
P6HE5BJ9 | Energy Planning Associates | Envirobrite | FST808535-K[blankRCSIWEMDPCP]-02 | Indoor Luminaires | Linear Ambient | Direct Linear Ambient Luminaires | Premium | FALSE | [9 empty] | 42682 |  |  | No |  | 4 | 8500 | 131.58 | 64.6 | 15 | 0.93 | 3500 | 82.6
P4NJJ515 | Energy Planning Associates | Envirobrite | FST808535-[blankRCSIWEMDPCP]-02 | Indoor Luminaires | Linear Ambient | Direct Linear Ambient Luminaires | Premium | FALSE | [9 empty] | 42682 |  |  | No |  | 4 | 8500 | 131.58 | 64.6 | 15 | 0.93 | 3500 | 82.6
P28X1X9Z | Energy Planning Associates | Envirobrite | FST808535-L[blankRCSIWEMDPCP]-02 | Indoor Luminaires | Linear Ambient | Direct Linear Ambient Luminaires | Standard | FALSE | [9 empty] | 42682 |  |  | No |  | 4 | 8500 | 124.63 | 68.2 | 15 | 0.93 | 3500 | 82.6
PVX7GX8P | Energy Planning Associates | Envirobrite | FST808035-KL[blankRCSIWEMDPCP]-02 | Indoor Luminaires | Linear Ambient | Direct Linear Ambient Luminaires | Standard | FALSE | [9 empty] | 42682 |  |  | No |  | 4 | 8000 | 126.18 | 63.4 | 15 | 0.93 | 3500 | 82.6
PS1WPERB | Energy Planning Associates | Envirobrite | FST808035-L[blankRCSIWEMDPCP]-02 | Indoor Luminaires | Linear Ambient | Direct Linear Ambient Luminaires | Standard | FALSE | [9 empty] | 42682 |  |  | No |  | 4 | 8000 | 126.18 | 63.4 | 15 | 0.93 | 3500 | 82.6
PGQZBNXD | Energy Planning Associates | Envirobrite | FST808035-[blankRCSIWEMDPCP]-02 | Indoor Luminaires | Linear Ambient | Direct Linear Ambient Luminaires | Premium | FALSE | [9 empty] | 42682 |  |  | No |  | 4 | 8000 | 133.11 | 60.1 | 15 | 0.93 | 3500 | 82.6
P3EFENSD | Energy Planning Associates | Envirobrite | FST808035-K[blankRCSIWEMDPCP]-02 | Indoor Luminaires | Linear Ambient | Direct Linear Ambient Luminaires | Premium | FALSE | [9 empty] | 42682 |  |  | No |  | 4 | 8000 | 133.11 | 60.1 | 15 | 0.93 | 3500 | 82.6
PRWBBTYG | Energy Planning Associates | Envirobrite | FST807535-[blankRCSIWEMDPCP]-02 | Indoor Luminaires | Linear Ambient | Direct Linear Ambient Luminaires | Premium | FALSE | [9 empty] | 42682 |  |  | No |  | 4 | 7500 | 134.41 | 55.8 | 15 | 0.93 | 3500 | 82.6
PAG842WP | Energy Planning Associates | Envirobrite | FST807535-K[blankRCSIWEMDPCP]-02 | Indoor Luminaires | Linear Ambient | Direct Linear Ambient Luminaires | Premium | FALSE | [9 empty] | 42682 |  |  | No |  | 4 | 7500 | 134.41 | 55.8 | 15 | 0.93 | 3500 | 82.6
P7DP25P9 | Energy Planning Associates | Envirobrite | FST807535-KL[blankRCSIWEMDPCP]-02 | Indoor Luminaires | Linear Ambient | Direct Linear Ambient Luminaires | Standard | FALSE | [9 empty] | 42682 |  |  | No |  | 4 | 7500 | 127.55 | 58.8 | 15 | 0.93 | 3500 | 82.6
P5ZGPV2H | Energy Planning Associates | Envirobrite | FST807535-L[blankRCSIWEMDPCP]-02 | Indoor Luminaires | Linear Ambient | Direct Linear Ambient Luminaires | Standard | FALSE | [9 empty] | 42682 |  |  | No |  | 4 | 7500 | 127.55 | 58.8 | 15 | 0.93 | 3500 | 82.6
PT2T6JM9 | Energy Planning Associates | Envirobrite | FST807035-K[blankRCSIWEMDPCP]-02 | Indoor Luminaires | Linear Ambient | Direct Linear Ambient Luminaires | Premium | FALSE | [9 empty] | 42682 |  |  | No |  | 4 | 7000 | 135.92 | 51.5 | 15 | 0.93 | 3500 | 82.6
PGU9KPPU | Energy Planning Associates | Envirobrite | FST807035-L[blankRCSIWEMDPCP]-02 | Indoor Luminaires | Linear Ambient | Direct Linear Ambient Luminaires | Standard | FALSE | [9 empty] | 42682 |  |  | No |  | 4 | 7000 | 129.15 | 54.2 | 15 | 0.93 | 3500 | 82.6
P9CJK6F4 | Energy Planning Associates | Envirobrite | FST807035-KL[blankRCSIWEMDPCP]-02 | Indoor Luminaires | Linear Ambient | Direct Linear Ambient Luminaires | Standard | FALSE | [9 empty] | 42682 |  |  | No |  | 4 | 7000 | 129.15 | 54.2 | 15 | 0.93 | 3500 | 82.6
P1143AQB | Energy Planning Associates | Envirobrite | FST807035-[blankRCSIWEMDPCP]-02 | Indoor Luminaires | Linear Ambient | Direct Linear Ambient Luminaires | Premium | FALSE | [9 empty] | 42682 |  |  | No |  | 4 | 7000 | 135.92 | 51.5 | 15 | 0.93 | 3500 | 82.6
PRST9KXN | Energy Planning Associates | Envirobrite | FST806535-L[blankRCSIWEMDPCP]-02 | Indoor Luminaires | Linear Ambient | Direct Linear Ambient Luminaires | Standard | FALSE | [9 empty] | 42682 |  |  | No |  | 4 | 6500 | 130.52 | 49.8 | 15 | 0.93 | 3500 | 82.6
P6UCVEX8 | Energy Planning Associates | Envirobrite | FST806535-K[blankRCSIWEMDPCP]-02 | Indoor Luminaires | Linear Ambient | Direct Linear Ambient Luminaires | Premium | FALSE | [9 empty] | 42682 |  |  | No |  | 4 | 6500 | 137.42 | 47.3 | 15 | 0.93 | 3500 | 82.6
P2E7VBV9 | Energy Planning Associates | Envirobrite | FST806535-KL[blankRCSIWEMDPCP]-02 | Indoor Luminaires | Linear Ambient | Direct Linear Ambient Luminaires | Standard | FALSE | [9 empty] | 42682 |  |  | No |  | 4 | 6500 | 130.52 | 49.8 | 15 | 0.93 | 3500 | 82.6
P1CD7KRZ | Energy Planning Associates | Envirobrite | FST806535-[blankRCSIWEMDPCP]-02 | Indoor Luminaires | Linear Ambient | Direct Linear Ambient Luminaires | Premium | FALSE | [9 empty] | 42682 |  |  | No |  | 4 | 6500 | 137.42 | 47.3 | 15 | 0.93 | 3500 | 82.6
PQ9YA269 | Energy Planning Associates | Envirobrite | FST806035-KL[blankRCSIWEMDPCP]-02 | Indoor Luminaires | Linear Ambient | Direct Linear Ambient Luminaires | Premium | FALSE | [9 empty] | 42682 |  |  | No |  | 4 | 6000 | 132.16 | 45.4 | 15 | 0.93 | 3500 | 82.6
PNK45QDJ | Energy Planning Associates | Envirobrite | FST806035-[blankRCSIWEMDPCP]-02 | Indoor Luminaires | Linear Ambient | Direct Linear Ambient Luminaires | Premium | FALSE | [9 empty] | 42682 |  |  | No |  | 4 | 6000 | 138.89 | 43.2 | 15 | 0.93 | 3500 | 82.6
PA7H5AVS | Energy Planning Associates | Envirobrite | FST806035-L[blankRCSIWEMDPCP]-02 | Indoor Luminaires | Linear Ambient | Direct Linear Ambient Luminaires | Premium | FALSE | [9 empty] | 42682 |  |  | No |  | 4 | 6000 | 132.16 | 45.4 | 15 | 0.93 | 3500 | 82.6
P3BRG3BD | Energy Planning Associates | Envirobrite | FST806035-K[blankRCSIWEMDPCP]-02 | Indoor Luminaires | Linear Ambient | Direct Linear Ambient Luminaires | Premium | FALSE | [9 empty] | 42682 |  |  | No |  | 4 | 6000 | 138.89 | 43.2 | 15 | 0.93 | 3500 | 82.6
PZRD9MHB | Energy Planning Associates | Envirobrite | FST805535-KL[blankRCSIWEMDPCP]-02 | Indoor Luminaires | Linear Ambient | Direct Linear Ambient Luminaires | Premium | FALSE | [9 empty] | 42682 |  |  | No |  | 4 | 5500 | 133.82 | 41.1 | 15 | 0.93 | 3500 | 82.6
PPH7PPA5 | Energy Planning Associates | Envirobrite | FST805535-L[blankRCSIWEMDPCP]-02 | Indoor Luminaires | Linear Ambient | Direct Linear Ambient Luminaires | Premium | FALSE | [9 empty] | 42682 |  |  | No |  | 4 | 5500 | 133.82 | 41.1 | 15 | 0.93 | 3500 | 82.6
PEHJ36UV | Energy Planning Associates | Envirobrite | FST805535-K[blankRCSIWEMDPCP]-02 | Indoor Luminaires | Linear Ambient | Direct Linear Ambient Luminaires | Premium | FALSE | [9 empty] | 42682 |  |  | No |  | 4 | 5500 | 133.82 | 41.1 | 15 | 0.93 | 3500 | 82.6
P4BE8B9S | Energy Planning Associates | Envirobrite | FST805535-[blankRCSIWEMDPCP]-02 | Indoor Luminaires | Linear Ambient | Direct Linear Ambient Luminaires | Premium | FALSE | [9 empty] | 42682 |  |  | No |  | 4 | 5500 | 133.82 | 41.1 | 15 | 0.93 | 3500 | 82.6
PJMRMAF1 | Energy Planning Associates | Envirobrite | FST805035-K[blankRCSIWEMDPCP]-02 | Indoor Luminaires | Linear Ambient | Direct Linear Ambient Luminaires | Premium | FALSE | [9 empty] | 42682 |  |  | No |  | 4 | 5000 | 142.05 | 35.2 | 15 | 0.93 | 3500 | 82.6
PC4ASCX8 | Energy Planning Associates | Envirobrite | FST805035-L[blankRCSIWEMDPCP]-02 | Indoor Luminaires | Linear Ambient | Direct Linear Ambient Luminaires | Premium | FALSE | [9 empty] | 42682 |  |  | No |  | 4 | 5000 | 135.5 | 36.9 | 15 | 0.93 | 3500 | 82.6
P8NYZ1NJ | Energy Planning Associates | Envirobrite | FST805035-[blankRCSIWEMDPCP]-02 | Indoor Luminaires | Linear Ambient | Direct Linear Ambient Luminaires | Premium | FALSE | [9 empty] | 42682 |  |  | No |  | 4 | 5000 | 142.05 | 35.2 | 15 | 0.93 | 3500 | 82.6
P46SJNRZ | Energy Planning Associates | Envirobrite | FST805035-KL[blankRCSIWEMDPCP]-02 | Indoor Luminaires | Linear Ambient | Direct Linear Ambient Luminaires | Premium | FALSE | [9 empty] | 42682 |  |  | No |  | 4 | 5000 | 135.5 | 36.9 | 15 | 0.93 | 3500 | 82.6
PN9QQKT9 | Energy Planning Associates | Envirobrite | FST404735-[blankRCSIWEMDPCP]-02 | Indoor Luminaires | Linear Ambient | Direct Linear Ambient Luminaires | Standard | FALSE | [9 empty] | 42682 |  |  | No |  | 4 | 4750 | 128.73 | 36.9 | 15 | 0.93 | 3500 | 82.6
P2C8GQC7 | Energy Planning Associates | Envirobrite | FST404735-K[blankRCSIWEMDPCP]-02 | Indoor Luminaires | Linear Ambient | Direct Linear Ambient Luminaires | Standard | FALSE | [9 empty] | 42682 |  |  | No |  | 4 | 4750 | 128.73 | 36.9 | 15 | 0.93 | 3500 | 82.6
PZ6GJHX9 | Energy Planning Associates | Envirobrite | FST404535-K[blankRCSIWEMDPCP]-02 | Indoor Luminaires | Linear Ambient | Direct Linear Ambient Luminaires | Standard | FALSE | [9 empty] | 42682 |  |  | No |  | 4 | 4500 | 130.06 | 34.6 | 15 | 0.93 | 3500 | 82.6
PSVQ7FGG | Energy Planning Associates | Envirobrite | FST804535-K[blankRCSIWEMDPCP]-02 | Indoor Luminaires | Linear Ambient | Direct Linear Ambient Luminaires | Premium | FALSE | [9 empty] | 42682 |  |  | No |  | 4 | 4500 | 143.77 | 31.3 | 15 | 0.93 | 3500 | 82.6
PQG9K2NW | Energy Planning Associates | Envirobrite | FST804535-L[blankRCSIWEMDPCP]-02 | Indoor Luminaires | Linear Ambient | Direct Linear Ambient Luminaires | Premium | FALSE | [9 empty] | 42682 |  |  | No |  | 4 | 4500 | 136.78 | 32.9 | 15 | 0.93 | 3500 | 82.6
PPA1XW4M | Energy Planning Associates | Envirobrite | FST804535-[blankRCSIWEMDPCP]-02 | Indoor Luminaires | Linear Ambient | Direct Linear Ambient Luminaires | Premium | FALSE | [9 empty] | 42682 |  |  | No |  | 4 | 4500 | 143.77 | 31.3 | 15 | 0.93 | 3500 | 82.6
PH5DK2QY | Energy Planning Associates | Envirobrite | FST404535-[blankRCSIWEMDPCP]-02 | Indoor Luminaires | Linear Ambient | Direct Linear Ambient Luminaires | Standard | FALSE | [9 empty] | 42682 |  |  | No |  | 4 | 4500 | 130.06 | 34.6 | 15 | 0.93 | 3500 | 82.6
P5MDZSNK | Energy Planning Associates | Envirobrite | FST804535-KL[blankRCSIWEMDPCP]-02 | Indoor Luminaires | Linear Ambient | Direct Linear Ambient Luminaires | Premium | FALSE | [9 empty] | 42682 |  |  | No |  | 4 | 4500 | 136.78 | 32.9 | 15 | 0.93 | 3500 | 82.6
PZ8BNJD1 | Energy Planning Associates | Envirobrite | FST404235-L[blankRCSIWEMDPCP]-02 | Indoor Luminaires | Linear Ambient | Direct Linear Ambient Luminaires | Standard | FALSE | [9 empty] | 42682 |  |  | No |  | 4 | 4250 | 124.63 | 34.1 | 15 | 0.93 | 3500 | 82.6
PYVM291M | Energy Planning Associates | Envirobrite | FST404235-K[blankRCSIWEMDPCP]-02 | Indoor Luminaires | Linear Ambient | Direct Linear Ambient Luminaires | Premium | FALSE | [9 empty] | 42682 |  |  | No |  | 4 | 4250 | 131.58 | 32.3 | 15 | 0.93 | 3500 | 82.6
PUMM79K4 | Energy Planning Associates | Envirobrite | FST404235-[blankRCSIWEMDPCP]-02 | Indoor Luminaires | Linear Ambient | Direct Linear Ambient Luminaires | Premium | FALSE | [9 empty] | 42682 |  |  | No |  | 4 | 4250 | 131.58 | 32.3 | 15 | 0.93 | 3500 | 82.6
PT2468D8 | Energy Planning Associates | Envirobrite | FST404235-KL[blankRCSIWEMDPCP]-02 | Indoor Luminaires | Linear Ambient | Direct Linear Ambient Luminaires | Standard | FALSE | [9 empty] | 42682 |  |  | No |  | 4 | 4250 | 124.63 | 34.1 | 15 | 0.93 | 3500 | 82.6
PVP3J2MJ | Energy Planning Associates | Envirobrite | FST404035-K[blankRCSIWEMDPCP]-02 | Indoor Luminaires | Linear Ambient | Direct Linear Ambient Luminaires | Premium | FALSE | [9 empty] | 42682 |  |  | No |  | 4 | 4000 | 132.89 | 30.1 | 15 | 0.93 | 3500 | 82.6
PS17GHRR | Energy Planning Associates | Envirobrite | FST404035-L[blankRCSIWEMDPCP]-02 | Indoor Luminaires | Linear Ambient | Direct Linear Ambient Luminaires | Standard | FALSE | [9 empty] | 42682 |  |  | No |  | 4 | 4000 | 126.18 | 31.7 | 15 | 0.93 | 3500 | 82.6
PRDK7636 | Energy Planning Associates | Envirobrite | FST804035-L[blankRCSIWEMDPCP]-02 | Indoor Luminaires | Linear Ambient | Direct Linear Ambient Luminaires | Premium | FALSE | [9 empty] | 42682 |  |  | No |  | 4 | 4000 | 138.41 | 28.9 | 15 | 0.93 | 3500 | 82.6
PP7JS6TE | Energy Planning Associates | Envirobrite | FST404035-[blankRCSIWEMDPCP]-02 | Indoor Luminaires | Linear Ambient | Direct Linear Ambient Luminaires | Premium | FALSE | [9 empty] | 42682 |  |  | No |  | 4 | 4000 | 132.89 | 30.1 | 15 | 0.93 | 3500 | 82.6
PM4BPB3Y | Energy Planning Associates | Envirobrite | FST804035-[blankRCSIWEMDPCP]-02 | Indoor Luminaires | Linear Ambient | Direct Linear Ambient Luminaires | Premium | FALSE | [9 empty] | 42682 |  |  | No |  | 4 | 4000 | 144.93 | 27.6 | 15 | 0.93 | 3500 | 82.6
PH7C8MS7 | Energy Planning Associates | Envirobrite | FST404035-KL[blankRCSIWEMDPCP]-02 | Indoor Luminaires | Linear Ambient | Direct Linear Ambient Luminaires | Standard | FALSE | [9 empty] | 42682 |  |  | No |  | 4 | 4000 | 126.18 | 31.7 | 15 | 0.93 | 3500 | 82.6
PDE4HD49 | Energy Planning Associates | Envirobrite | FST804035-K[blankRCSIWEMDPCP]-02 | Indoor Luminaires | Linear Ambient | Direct Linear Ambient Luminaires | Premium | FALSE | [9 empty] | 42682 |  |  | No |  | 4 | 4000 | 144.93 | 27.6 | 15 | 0.93 | 3500 | 82.6
P4DYXE3Z | Energy Planning Associates | Envirobrite | FST804035-KL[blankRCSIWEMDPCP]-02 | Indoor Luminaires | Linear Ambient | Direct Linear Ambient Luminaires | Premium | FALSE | [9 empty] | 42682 |  |  | No |  | 4 | 4000 | 138.41 | 28.9 | 15 | 0.93 | 3500 | 82.6
PX8DXEN3 | Energy Planning Associates | Envirobrite | FST403735-K[blankRCSIWEMDPCP]-02 | Indoor Luminaires | Linear Ambient | Direct Linear Ambient Luminaires | Premium | FALSE | [9 empty] | 42682 |  |  | No |  | 4 | 3750 | 134.41 | 27.9 | 15 | 0.93 | 3500 | 82.6
PWFM7Q2S | Energy Planning Associates | Envirobrite | FST403735-KL[blankRCSIWEMDPCP]-02 | Indoor Luminaires | Linear Ambient | Direct Linear Ambient Luminaires | Standard | FALSE | [9 empty] | 42682 |  |  | No |  | 4 | 3750 | 127.55 | 29.4 | 15 | 0.93 | 3500 | 82.6
PPMPWDJ6 | Energy Planning Associates | Envirobrite | FST403735-[blankRCSIWEMDPCP]-02 | Indoor Luminaires | Linear Ambient | Direct Linear Ambient Luminaires | Premium | FALSE | [9 empty] | 42682 |  |  | No |  | 4 | 3750 | 134.41 | 27.9 | 15 | 0.93 | 3500 | 82.6
PFJG8WG9 | Energy Planning Associates | Envirobrite | FST403735-L[blankRCSIWEMDPCP]-02 | Indoor Luminaires | Linear Ambient | Direct Linear Ambient Luminaires | Standard | FALSE | [9 empty] | 42682 |  |  | No |  | 4 | 3750 | 127.55 | 29.4 | 15 | 0.93 | 3500 | 82.6
PVRTCBEM | Energy Planning Associates | Envirobrite | FST403535-[blankRCSIWEMDPCP]-02 | Indoor Luminaires | Linear Ambient | Direct Linear Ambient Luminaires | Premium | FALSE | [9 empty] | 42682 |  |  | No |  | 4 | 3500 | 136.19 | 25.7 | 15 | 0.93 | 3500 | 82.6
PNJ6X264 | Energy Planning Associates | Envirobrite | FST403535-K[blankRCSIWEMDPCP]-02 | Indoor Luminaires | Linear Ambient | Direct Linear Ambient Luminaires | Premium | FALSE | [9 empty] | 42682 |  |  | No |  | 4 | 3500 | 136.19 | 25.7 | 15 | 0.93 | 3500 | 82.6
PJ6WZ6V1 | Energy Planning Associates | Envirobrite | FST403535-KL[blankRCSIWEMDPCP]-02 | Indoor Luminaires | Linear Ambient | Direct Linear Ambient Luminaires | Standard | FALSE | [9 empty] | 42682 |  |  | No |  | 4 | 3500 | 129.15 | 27.1 | 15 | 0.93 | 3500 | 82.6
PGXK6984 | Energy Planning Associates | Envirobrite | FST803535-K[blankRCSIWEMDPCP]-02 | Indoor Luminaires | Linear Ambient | Direct Linear Ambient Luminaires | Premium | FALSE | [9 empty] | 42682 |  |  | No |  | 4 | 3500 | 147.06 | 23.8 | 15 | 0.93 | 3500 | 82.6
PCV2D1E3 | Energy Planning Associates | Envirobrite | FST803535-L[blankRCSIWEMDPCP]-02 | Indoor Luminaires | Linear Ambient | Direct Linear Ambient Luminaires | Premium | FALSE | [9 empty] | 42682 |  |  | No |  | 4 | 3500 | 140 | 25 | 15 | 0.93 | 3500 | 82.6
P6TTVQS2 | Energy Planning Associates | Envirobrite | FST803535-[blankRCSIWEMDPCP]-02 | Indoor Luminaires | Linear Ambient | Direct Linear Ambient Luminaires | Premium | FALSE | [9 empty] | 42682 |  |  | No |  | 4 | 3500 | 147.06 | 23.8 | 15 | 0.93 | 3500 | 82.6
P5ZPNM6A | Energy Planning Associates | Envirobrite | FST803535-KL[blankRCSIWEMDPCP]-02 | Indoor Luminaires | Linear Ambient | Direct Linear Ambient Luminaires | Premium | FALSE | [9 empty] | 42682 |  |  | No |  | 4 | 3500 | 140 | 25 | 15 | 0.93 | 3500 | 82.6
P1DQ4AZJ | Energy Planning Associates | Envirobrite | FST403535-L[blankRCSIWEMDPCP]-02 | Indoor Luminaires | Linear Ambient | Direct Linear Ambient Luminaires | Standard | FALSE | [9 empty] | 42682 |  |  | No |  | 4 | 3500 | 129.15 | 27.1 | 15 | 0.93 | 3500 | 82.6
PP6KEM8T | Energy Planning Associates | Envirobrite | FST403235-L[blankRCSIWEMDPCP]-02 | Indoor Luminaires | Linear Ambient | Direct Linear Ambient Luminaires | Standard | FALSE | [9 empty] | 42682 |  |  | No |  | 4 | 3250 | 130.52 | 24.9 | 15 | 0.93 | 3500 | 82.6
PKKG2MXQ | Energy Planning Associates | Envirobrite | FST403235-K[blankRCSIWEMDPCP]-02 | Indoor Luminaires | Linear Ambient | Direct Linear Ambient Luminaires | Premium | FALSE | [9 empty] | 42682 |  |  | No |  | 4 | 3250 | 137.71 | 23.6 | 15 | 0.93 | 3500 | 82.6
PGMV8JYQ | Energy Planning Associates | Envirobrite | FST403235-KL[blankRCSIWEMDPCP]-02 | Indoor Luminaires | Linear Ambient | Direct Linear Ambient Luminaires | Standard | FALSE | [9 empty] | 42682 |  |  | No |  | 4 | 3250 | 130.52 | 24.9 | 15 | 0.93 | 3500 | 82.6
P8342C74 | Energy Planning Associates | Envirobrite | FST403235-[blankRCSIWEMDPCP]-02 | Indoor Luminaires | Linear Ambient | Direct Linear Ambient Luminaires | Premium | FALSE | [9 empty] | 42682 |  |  | No |  | 4 | 3250 | 137.71 | 23.6 | 15 | 0.93 | 3500 | 82.6
PVATE6P5 | Energy Planning Associates | Envirobrite | FST403035-K[blankRCSIWEMDPCP]-02 | Indoor Luminaires | Linear Ambient | Direct Linear Ambient Luminaires | Premium | FALSE | [9 empty] | 42682 |  |  | No |  | 4 | 3000 | 138.89 | 21.6 | 15 | 0.93 | 3500 | 82.6
PUWSD9KK | Energy Planning Associates | Envirobrite | FST403035-[blankRCSIWEMDPCP]-02 | Indoor Luminaires | Linear Ambient | Direct Linear Ambient Luminaires | Premium | FALSE | [9 empty] | 42682 |  |  | No |  | 4 | 3000 | 138.89 | 21.6 | 15 | 0.93 | 3500 | 82.6
PTRRV69C | Energy Planning Associates | Envirobrite | FST803035-[blankRCSIWEMDPCP]-02 | Indoor Luminaires | Linear Ambient | Direct Linear Ambient Luminaires | Premium | FALSE | [9 empty] | 42682 |  |  | No |  | 4 | 3000 | 147.78 | 20.3 | 15 | 0.93 | 3500 | 82.6
PRZWQJM7 | Energy Planning Associates | Envirobrite | FST403035-KL[blankRCSIWEMDPCP]-02 | Indoor Luminaires | Linear Ambient | Direct Linear Ambient Luminaires | Premium | FALSE | [9 empty] | 42682 |  |  | No |  | 4 | 3000 | 132.16 | 22.7 | 15 | 0.93 | 3500 | 82.6
PF4AXR4P | Energy Planning Associates | Envirobrite | FST803035-L[blankRCSIWEMDPCP]-02 | Indoor Luminaires | Linear Ambient | Direct Linear Ambient Luminaires | Premium | FALSE | [9 empty] | 42682 |  |  | No |  | 4 | 3000 | 140.85 | 21.3 | 15 | 0.93 | 3500 | 82.6
P6UDME1Z | Energy Planning Associates | Envirobrite | FST803035-KL[blankRCSIWEMDPCP]-02 | Indoor Luminaires | Linear Ambient | Direct Linear Ambient Luminaires | Premium | FALSE | [9 empty] | 42682 |  |  | No |  | 4 | 3000 | 140.85 | 21.3 | 15 | 0.93 | 3500 | 82.6
P46UNK9U | Energy Planning Associates | Envirobrite | FST803035-K[blankRCSIWEMDPCP]-02 | Indoor Luminaires | Linear Ambient | Direct Linear Ambient Luminaires | Premium | FALSE | [9 empty] | 42682 |  |  | No |  | 4 | 3000 | 147.78 | 20.3 | 15 | 0.93 | 3500 | 82.6
P1V1BQ76 | Energy Planning Associates | Envirobrite | FST403035-L[blankRCSIWEMDPCP]-02 | Indoor Luminaires | Linear Ambient | Direct Linear Ambient Luminaires | Premium | FALSE | [9 empty] | 42682 |  |  | No |  | 4 | 3000 | 132.16 | 22.7 | 15 | 0.93 | 3500 | 82.6
P9QM7YA6 | Energy Planning Associates | Envirobrite | FST402735-KL[blankRCSIWEMDPCP]-02 | Indoor Luminaires | Linear Ambient | Direct Linear Ambient Luminaires | Premium | FALSE | [9 empty] | 42682 |  |  | No |  | 4 | 2750 | 134.15 | 20.5 | 15 | 0.93 | 3500 | 82.6
P993UUH5 | Energy Planning Associates | Envirobrite | FST402735-[blankRCSIWEMDPCP]-02 | Indoor Luminaires | Linear Ambient | Direct Linear Ambient Luminaires | Premium | FALSE | [9 empty] | 42682 |  |  | No |  | 4 | 2750 | 140.31 | 19.6 | 15 | 0.93 | 3500 | 82.6
P6C6K3SE | Energy Planning Associates | Envirobrite | FST402735-K[blankRCSIWEMDPCP]-02 | Indoor Luminaires | Linear Ambient | Direct Linear Ambient Luminaires | Premium | FALSE | [9 empty] | 42682 |  |  | No |  | 4 | 2750 | 140.31 | 19.6 | 15 | 0.93 | 3500 | 82.6
P3YZSXAU | Energy Planning Associates | Envirobrite | FST402735-L[blankRCSIWEMDPCP]-02 | Indoor Luminaires | Linear Ambient | Direct Linear Ambient Luminaires | Premium | FALSE | [9 empty] | 42682 |  |  | No |  | 4 | 2750 | 134.15 | 20.5 | 15 | 0.93 | 3500 | 82.6
PZATHQTM | Energy Planning Associates | Envirobrite | FST402535-KL[blankRCSIWEMDPCP]-02 | Indoor Luminaires | Linear Ambient | Direct Linear Ambient Luminaires | Premium | FALSE | [9 empty] | 42682 |  |  | No |  | 4 | 2500 | 135.14 | 18.5 | 15 | 0.93 | 3500 | 82.6
PN1J2DJB | Energy Planning Associates | Envirobrite | FST402535-L[blankRCSIWEMDPCP]-02 | Indoor Luminaires | Linear Ambient | Direct Linear Ambient Luminaires | Premium | FALSE | [9 empty] | 42682 |  |  | No |  | 4 | 2500 | 135.14 | 18.5 | 15 | 0.93 | 3500 | 82.6
PG2T3HKN | Energy Planning Associates | Envirobrite | FST402535-K[blankRCSIWEMDPCP]-02 | Indoor Luminaires | Linear Ambient | Direct Linear Ambient Luminaires | Premium | FALSE | [9 empty] | 42682 |  |  | No |  | 4 | 2500 | 142.05 | 17.6 | 15 | 0.93 | 3500 | 82.6
P7W3PA17 | Energy Planning Associates | Envirobrite | FST402535-[blankRCSIWEMDPCP]-02 | Indoor Luminaires | Linear Ambient | Direct Linear Ambient Luminaires | Premium | FALSE | [9 empty] | 42682 |  |  | No |  | 4 | 2500 | 142.05 | 17.6 | 15 | 0.93 | 3500 | 82.6
PBXQJBUF | Alite Co. LTD. | ALITE | AL-TP25W50K2FT1DE& | Indoor Luminaires | Linear Ambient | Direct Linear Ambient Luminaires | Standard | TRUE | 2748 | 121.97 | 22.53 | 15.81 | 0.9603 | 5135 | 84.9 | 5 | 50000 | 42681 |  |  | Yes |  | 4 | 2797 | 122.03 | 22.92 | 16.24 | 0.96 | 5000 | 83.8
P8VBBE93 | Alite Co. LTD. | ALITE | AL-TP70W30K8FT1DE& | Indoor Luminaires | Linear Ambient | Direct Linear Ambient Luminaires | Standard | TRUE | 7895 | 115.12 | 68.58 | 15.37 | 0.9237 | 2950 | 84.8 | 5 | 50000 | 42681 |  |  | Yes |  | 4 | 7895 | 115.12 | 68.58 | 15.37 | 0.92 | 3000 | 84.8
PY7QUJNC | LONYUNG LED LIGHTING CO.LTD | LONYUNG | LY-T5SL600-15W(3000K) | Indoor Luminaires | Linear Ambient | Direct Linear Ambient Luminaires | Standard | TRUE | 1637.75 | 120.33 | 13.61 | 16.29 | 0.915 | 2929 | 83 | 5 | 50000 | 42681 |  |  | No |  | 4.1 | 1650 | 110 | 15 | 10 | 0.9 | 3000 | 80
PCBQRQJ3 | LONYUNG LED LIGHTING CO.LTD | LONYUNG | LY-T5SL600-15W(5000K) | Indoor Luminaires | Linear Ambient | Direct Linear Ambient Luminaires | Standard | FALSE | [9 empty] | 42681 |  |  | No |  | 4.1 | 1650 | 110 | 15 | 10 | 0.9 | 5000 | 80
PJ59EBQ9 | LONYUNG LED LIGHTING CO.LTD | LONYUNG | LY-T5SL600-15W(4500K) | Indoor Luminaires | Linear Ambient | Direct Linear Ambient Luminaires | Standard | FALSE | [9 empty] | 42681 |  |  | No |  | 4.1 | 1650 | 110 | 15 | 10 | 0.9 | 4500 | 80
PF498KJF | LONYUNG LED LIGHTING CO.LTD | LONYUNG | LY-T5SL600-15W(4000K) | Indoor Luminaires | Linear Ambient | Direct Linear Ambient Luminaires | Standard | FALSE | [9 empty] | 42681 |  |  | No |  | 4.1 | 1650 | 110 | 15 | 10 | 0.9 | 4000 | 80
PRTD8P4T | LONYUNG LED LIGHTING CO.LTD | LONYUNG | LY-T5SL600-15W(3500K) | Indoor Luminaires | Linear Ambient | Direct Linear Ambient Luminaires | Standard | FALSE | [9 empty] | 42681 |  |  | No |  | 4.1 | 1650 | 110 | 15 | 10 | 0.9 | 3500 | 80
PM6KFNYF | Alite Co. LTD. | ALITE | AL-TP45W50K4FT1NE& | Indoor Luminaires | Linear Ambient | Direct Linear Ambient Luminaires | Standard | FALSE | [9 empty] | 42681 | Not Dimmable | Not Dimmable | Yes |  | 4 | 5308 | 121.49 | 43.69 | 17.93 | 0.91 | 5000 | 84.9
PU1E9Q1Z | Alite Co. LTD. | ALITE | AL-TP70W50K8FT1NE& | Indoor Luminaires | Linear Ambient | Direct Linear Ambient Luminaires | Standard | FALSE | [9 empty] | 42681 | Not Dimmable | Not Dimmable | Yes |  | 4 | 8399.49 | 119.14 | 70.5 | 15.37 | 0.92 | 5000 | 84.8
PT85DD7T | Alite Co. LTD. | ALITE | AL-TP25W50K2FT1NE& | Indoor Luminaires | Linear Ambient | Direct Linear Ambient Luminaires | Standard | FALSE | [9 empty] | 42681 | Not Dimmable | Not Dimmable | Yes |  | 4 | 2797 | 122.03 | 22.92 | 16.24 | 0.96 | 5000 | 83.8
P9A9CPUW | Alite Co. LTD. | ALITE | AL-TP45W50K4FT1DE& | Indoor Luminaires | Linear Ambient | Direct Linear Ambient Luminaires | Standard | FALSE | [9 empty] | 42681 | Dimmable | Continuous Below 10 | Yes |  | 4 | 5308 | 121.49 | 43.69 | 17.93 | 0.91 | 5000 | 84.9
PF1MK6QC | Alite Co. LTD. | ALITE | AL-TP70W50K8FT1DE& | Indoor Luminaires | Linear Ambient | Direct Linear Ambient Luminaires | Standard | FALSE | [9 empty] | 42681 | Dimmable | Continuous Below 10 | Yes |  | 4 | 8399.49 | 119.14 | 70.5 | 15.37 | 0.92 | 5000 | 84.8
PTMGA6V8 | Alite Co. LTD. | ALITE | AL-TP70W45K8FT1NE& | Indoor Luminaires | Linear Ambient | Direct Linear Ambient Luminaires | Standard | FALSE | [9 empty] | 42681 | Not Dimmable | Not Dimmable | Yes |  | 4 | 7895 | 115.12 | 68.58 | 15.37 | 0.92 | 4500 | 84.8
P345VRP1 | Alite Co. LTD. | ALITE | AL-TP45W45K4FT1NE& | Indoor Luminaires | Linear Ambient | Direct Linear Ambient Luminaires | Standard | FALSE | [9 empty] | 42681 | Not Dimmable | Not Dimmable | Yes |  | 4 | 4989.3 | 117.4 | 42.5 | 18.93 | 0.91 | 4500 | 84.5
P95WTMTB | Alite Co. LTD. | ALITE | AL-TP25W45K2FT1NE& | Indoor Luminaires | Linear Ambient | Direct Linear Ambient Luminaires | Standard | FALSE | [9 empty] | 42681 | Not Dimmable | Not Dimmable | Yes |  | 4 | 2636.7 | 119.85 | 22 | 16.24 | 0.96 | 4500 | 83.8
PTVGRWXK | Alite Co. LTD. | ALITE | AL-TP70W45K8FT1DE& | Indoor Luminaires | Linear Ambient | Direct Linear Ambient Luminaires | Standard | FALSE | [9 empty] | 42681 | Dimmable | Continuous Below 10 | Yes |  | 4 | 7895 | 115.12 | 68.58 | 15.37 | 0.92 | 4500 | 84.8
PZRV6Q3K | Alite Co. LTD. | ALITE | AL-TP45W45K4FT1DE& | Indoor Luminaires | Linear Ambient | Direct Linear Ambient Luminaires | Standard | FALSE | [9 empty] | 42681 | Dimmable | Continuous Below 10 | Yes |  | 4 | 4989.3 | 117.4 | 42.5 | 18.93 | 0.91 | 4500 | 84.5
PCR7Y4RV | Alite Co. LTD. | ALITE | AL-TP25W45K2FT1DE& | Indoor Luminaires | Linear Ambient | Direct Linear Ambient Luminaires | Standard | FALSE | [9 empty] | 42681 | Dimmable | Continuous Below 10 | Yes |  | 4 | 2636.7 | 119.85 | 22 | 16.24 | 0.96 | 4500 | 83.8
PFJNSJGM | Alite Co. LTD. | ALITE | AL-TP70W40K8FT1NE& | Indoor Luminaires | Linear Ambient | Direct Linear Ambient Luminaires | Standard | FALSE | [9 empty] | 42681 | Not Dimmable | Not Dimmable | Yes |  | 4 | 7895 | 115.12 | 68.58 | 15.37 | 0.92 | 4000 | 84.8
PU3V2WYK | Alite Co. LTD. | ALITE | AL-TP45W40K4FT1NE& | Indoor Luminaires | Linear Ambient | Direct Linear Ambient Luminaires | Standard | FALSE | [9 empty] | 42681 | Not Dimmable | Not Dimmable | Yes |  | 4 | 4989.3 | 117.4 | 42.5 | 18.93 | 0.91 | 4000 | 84.5
PKFUZE4Q | Alite Co. LTD. | ALITE | AL-TP25W40K2FT1NE& | Indoor Luminaires | Linear Ambient | Direct Linear Ambient Luminaires | Standard | FALSE | [9 empty] | 42681 | Not Dimmable | Not Dimmable | Yes |  | 4 | 2636.7 | 119.85 | 22 | 16.24 | 0.96 | 4000 | 83.8
P313UYQ2 | Alite Co. LTD. | ALITE | AL-TP70W40K8FT1DE& | Indoor Luminaires | Linear Ambient | Direct Linear Ambient Luminaires | Standard | FALSE | [9 empty] | 42681 | Dimmable | Continuous Below 10 | Yes |  | 4 | 7895 | 115.12 | 68.58 | 15.37 | 0.92 | 4000 | 84.8
PB4ZSS61 | Alite Co. LTD. | ALITE | AL-TP45W40K4FT1DE& | Indoor Luminaires | Linear Ambient | Direct Linear Ambient Luminaires | Standard | FALSE | [9 empty] | 42681 | Dimmable | Continuous Below 10 | Yes |  | 4 | 4989.3 | 117.4 | 42.5 | 18.93 | 0.91 | 4000 | 84.5
PC71F6U7 | Alite Co. LTD. | ALITE | AL-TP25W40K2FT1DE& | Indoor Luminaires | Linear Ambient | Direct Linear Ambient Luminaires | Standard | FALSE | [9 empty] | 42681 | Dimmable | Continuous Below 10 | Yes |  | 4 | 2636.7 | 119.85 | 22 | 16.24 | 0.96 | 4000 | 83.8
PPUG8PE8 | Alite Co. LTD. | ALITE | AL-TP70W35K8FT1NE& | Indoor Luminaires | Linear Ambient | Direct Linear Ambient Luminaires | Standard | FALSE | [9 empty] | 42681 | Not Dimmable | Not Dimmable | Yes |  | 4 | 7895 | 115.12 | 68.58 | 15.37 | 0.92 | 3500 | 84.8
PKRBMND6 | Alite Co. LTD. | ALITE | AL-TP45W35K4FT1NE& | Indoor Luminaires | Linear Ambient | Direct Linear Ambient Luminaires | Standard | FALSE | [9 empty] | 42681 | Not Dimmable | Not Dimmable | Yes |  | 4 | 4989.3 | 117.4 | 42.5 | 18.93 | 0.91 | 3500 | 84.5
PHK2QJKG | Alite Co. LTD. | ALITE | AL-TP25W35K2FT1NE& | Indoor Luminaires | Linear Ambient | Direct Linear Ambient Luminaires | Standard | FALSE | [9 empty] | 42681 | Not Dimmable | Not Dimmable | Yes |  | 4 | 2636.7 | 119.85 | 22 | 16.24 | 0.96 | 3500 | 83.8
PHHJEAUA | Alite Co. LTD. | ALITE | AL-TP70W35K8FT1DE& | Indoor Luminaires | Linear Ambient | Direct Linear Ambient Luminaires | Standard | FALSE | [9 empty] | 42681 | Dimmable | Continuous Below 10 | Yes |  | 4 | 7895 | 115.12 | 68.58 | 15.37 | 0.92 | 3500 | 84.8
PJGZQYRB | Alite Co. LTD. | ALITE | AL-TP45W35K4FT1DE& | Indoor Luminaires | Linear Ambient | Direct Linear Ambient Luminaires | Standard | FALSE | [9 empty] | 42681 | Dimmable | Continuous Below 10 | Yes |  | 4 | 4989.3 | 117.4 | 42.5 | 18.93 | 0.91 | 3500 | 84.5
PNWRHE81 | Alite Co. LTD. | ALITE | AL-TP25W35K2FT1DE& | Indoor Luminaires | Linear Ambient | Direct Linear Ambient Luminaires | Standard | FALSE | [9 empty] | 42681 | Dimmable | Continuous Below 10 | Yes |  | 4 | 2636.7 | 119.85 | 22 | 16.24 | 0.96 | 3500 | 83.8
P4N7YTEY | Alite Co. LTD. | ALITE | AL-TP70W30K8FT1NE& | Indoor Luminaires | Linear Ambient | Direct Linear Ambient Luminaires | Standard | FALSE | [9 empty] | 42681 | Not Dimmable | Not Dimmable | Yes |  | 4 | 7895 | 115.12 | 68.58 | 15.37 | 0.92 | 3000 | 84.8
PDNF2RKK | Alite Co. LTD. | ALITE | AL-TP45W30K4FT1NE& | Indoor Luminaires | Linear Ambient | Direct Linear Ambient Luminaires | Standard | FALSE | [9 empty] | 42681 | Not Dimmable | Not Dimmable | Yes |  | 4 | 4989.3 | 117.4 | 42.5 | 18.93 | 0.91 | 3000 | 84.5
PJXQN68R | Alite Co. LTD. | ALITE | AL-TP25W30K2FT1NE& | Indoor Luminaires | Linear Ambient | Direct Linear Ambient Luminaires | Standard | FALSE | [9 empty] | 42681 | Not Dimmable | Not Dimmable | Yes |  | 4 | 2636.7 | 119.85 | 22 | 16.24 | 0.96 | 3000 | 83.8
PS9FD5Q8 | Alite Co. LTD. | ALITE | AL-TP45W30K4FT1DE& | Indoor Luminaires | Linear Ambient | Direct Linear Ambient Luminaires | Standard | FALSE | [9 empty] | 42681 | Dimmable | Continuous Below 10 | Yes |  | 4 | 4989.3 | 117.4 | 42.5 | 18.93 | 0.91 | 3000 | 84.5
P3ENJZ5P | Alite Co. LTD. | ALITE | AL-TP25W30K2FT1DE& | Indoor Luminaires | Linear Ambient | Direct Linear Ambient Luminaires | Standard | FALSE | [9 empty] | 42681 | Dimmable | Continuous Below 10 | Yes |  | 4 | 2636.7 | 119.85 | 22 | 16.24 | 0.96 | 3000 | 83.8
P4EGWC3N | Jiangsu Ever-Tie Lighting Co. Ltd | Ever-tie | ETLSN-8FT/VH/78/DM 3500K (A1+B1) | Indoor Luminaires | Linear Ambient | Direct Linear Ambient Luminaires | Premium | TRUE | 9703.2 | 126.82 | 76.5 | 17.1 | 0.9677 | 3457 | 82.2 | 5 | 50000 | 42680 |  |  | No |  | 4 | 9984 | 128 | 78 | 10 | 0.9 | 3500 | 80
PNK6HT8J | Jiangsu Ever-Tie Lighting Co. Ltd | Ever-tie | ETLSN-4FT/HL/26/DM 3500K (A3+B1) | Indoor Luminaires | Linear Ambient | Direct Linear Ambient Luminaires | Premium | TRUE | 3231.4 | 126.6 | 25.61 | 9.9 | 0.9545 | 3577 | 82.6 | 5 | 50000 | 42680 |  |  | No |  | 4 | 3302 | 127 | 26 | 10 | 0.9 | 3500 | 80
PNQPX3AS | Jiangsu Ever-Tie Lighting Co. Ltd | Ever-tie | ETLSN-4FT/VH/41/DM 3500K (A3+B1) | Indoor Luminaires | Linear Ambient | Direct Linear Ambient Luminaires | Premium | TRUE | 4827.5 | 129.44 | 37.3 | 7.7 | 0.9514 | 3454 | 82.3 | 5 | 50000 | 42680 |  |  | No |  | 4 | 5248 | 128 | 41 | 10 | 0.9 | 3500 | 80
PCGGC7H3 | Jiangsu Ever-Tie Lighting Co. Ltd | Ever-tie | ETLSN-4FT/HL/34/DM 4000K (A3+B1) | Indoor Luminaires | Linear Ambient | Direct Linear Ambient Luminaires | Premium | TRUE | 4137.6 | 126.65 | 32.67 | 10.2 | 0.9334 | 4050 | 82.3 | 5 | 50000 | 42680 |  |  | No |  | 4 | 4318 | 127 | 34 | 10 | 0.9 | 4000 | 80
PFCE3Z8U | Jiangsu Ever-Tie Lighting Co. Ltd | Ever-tie | ETLSN-4FT/LW/24/DM 4000K (A3+B1) | Indoor Luminaires | Linear Ambient | Direct Linear Ambient Luminaires | Premium | TRUE | 2702.5 | 126.47 | 21.37 | 12.53 | 0.9305 | 4046 | 82.4 | 5 | 50000 | 42680 |  |  | No |  | 4 | 2794 | 127 | 22 | 10 | 0.9 | 4000 | 80
PXQC4G78 | Jiangsu Ever-Tie Lighting Co. Ltd | Ever-tie | ETLSN-8FT/VH/78/DM 5000K (A3+B1) | Indoor Luminaires | Linear Ambient | Direct Linear Ambient Luminaires | Premium | FALSE | [9 empty] | 42680 |  |  | No |  | 4 | 10296 | 132 | 78 | 10 | 0.9 | 5000 | 80
PAMKWWTH | Jiangsu Ever-Tie Lighting Co. Ltd | Ever-tie | ETLSN-8FT/VH/78/DM 5000K (A1+B1) | Indoor Luminaires | Linear Ambient | Direct Linear Ambient Luminaires | Premium | FALSE | [9 empty] | 42680 |  |  | No |  | 4 | 10296 | 132 | 78 | 10 | 0.9 | 5000 | 80
P87DB2C5 | Jiangsu Ever-Tie Lighting Co. Ltd | Ever-tie | ETLSN-8FT/VH/78/DM 5000K (A5+B1) | Indoor Luminaires | Linear Ambient | Direct Linear Ambient Luminaires | Premium | FALSE | [9 empty] | 42680 |  |  | No |  | 4 | 10296 | 132 | 78 | 10 | 0.9 | 5000 | 80
PR3CT1BY | Jiangsu Ever-Tie Lighting Co. Ltd | Ever-tie | ETLSN-8FT/HL/68/DM 5000K (A5+B1) | Indoor Luminaires | Linear Ambient | Direct Linear Ambient Luminaires | Premium | FALSE | [9 empty] | 42680 |  |  | No |  | 4 | 8704 | 128 | 68 | 10 | 0.9 | 5000 | 80
PN73Z2DY | Jiangsu Ever-Tie Lighting Co. Ltd | Ever-tie | ETLSN-8FT/HL/68/DM 5000K (A1+B1) | Indoor Luminaires | Linear Ambient | Direct Linear Ambient Luminaires | Premium | FALSE | [9 empty] | 42680 |  |  | No |  | 4 | 8704 | 128 | 68 | 10 | 0.9 | 5000 | 80
PF5T4UUK | Jiangsu Ever-Tie Lighting Co. Ltd | Ever-tie | ETLSN-8FT/HL/68/DM 5000K (A3+B1) | Indoor Luminaires | Linear Ambient | Direct Linear Ambient Luminaires | Premium | FALSE | [9 empty] | 42680 |  |  | No |  | 4 | 8704 | 128 | 68 | 10 | 0.9 | 5000 | 80
PWHRD8SC | Jiangsu Ever-Tie Lighting Co. Ltd | Ever-tie | ETLSN-8FT/HL/48/DM 5000K (A3+B1) | Indoor Luminaires | Linear Ambient | Direct Linear Ambient Luminaires | Premium | FALSE | [9 empty] | 42680 |  |  | No |  | 4 | 6288 | 131 | 48 | 10 | 0.9 | 5000 | 80
PM2JSJT5 | Jiangsu Ever-Tie Lighting Co. Ltd | Ever-tie | ETLSN-8FT/HL/48/DM 5000K (A1+B1) | Indoor Luminaires | Linear Ambient | Direct Linear Ambient Luminaires | Premium | FALSE | [9 empty] | 42680 |  |  | No |  | 4 | 6288 | 131 | 48 | 10 | 0.9 | 5000 | 80
PADC18UP | Jiangsu Ever-Tie Lighting Co. Ltd | Ever-tie | ETLSN-8FT/HL/48/DM 5000K (A5+B1) | Indoor Luminaires | Linear Ambient | Direct Linear Ambient Luminaires | Premium | FALSE | [9 empty] | 42680 |  |  | No |  | 4 | 6288 | 131 | 48 | 10 | 0.9 | 5000 | 80
PPV7X6WR | Jiangsu Ever-Tie Lighting Co. Ltd | Ever-tie | ETLSN-4FT/VH/41/DM 5000K (A1+B1) | Indoor Luminaires | Linear Ambient | Direct Linear Ambient Luminaires | Premium | FALSE | [9 empty] | 42680 |  |  | No |  | 4 | 5412 | 132 | 41 | 10 | 0.9 | 5000 | 80
PN65AW83 | Jiangsu Ever-Tie Lighting Co. Ltd | Ever-tie | ETLSN-4FT/VH/41/DM 5000K (A5+B1) | Indoor Luminaires | Linear Ambient | Direct Linear Ambient Luminaires | Premium | FALSE | [9 empty] | 42680 |  |  | No |  | 4 | 5412 | 132 | 41 | 10 | 0.9 | 5000 | 80
PJMFYY5F | Jiangsu Ever-Tie Lighting Co. Ltd | Ever-tie | ETLSN-4FT/VH/41/DM 5000K (A3+B1) | Indoor Luminaires | Linear Ambient | Direct Linear Ambient Luminaires | Premium | FALSE | [9 empty] | 42680 |  |  | No |  | 4 | 5412 | 132 | 41 | 10 | 0.9 | 5000 | 80
PKGN9NWM | Jiangsu Ever-Tie Lighting Co. Ltd | Ever-tie | ETLSN-8FT/LW/42/DM 5000K (A1+B1) | Indoor Luminaires | Linear Ambient | Direct Linear Ambient Luminaires | Premium | FALSE | [9 empty] | 42680 |  |  | No |  | 4 | 5376 | 128 | 42 | 10 | 0.9 | 5000 | 80
P4EFY751 | Jiangsu Ever-Tie Lighting Co. Ltd | Ever-tie | ETLSN-8FT/LW/42/DM 5000K (A5+B1) | Indoor Luminaires | Linear Ambient | Direct Linear Ambient Luminaires | Premium | FALSE | [9 empty] | 42680 |  |  | No |  | 4 | 5376 | 128 | 42 | 10 | 0.9 | 5000 | 80
P3N36W4J | Jiangsu Ever-Tie Lighting Co. Ltd | Ever-tie | ETLSN-8FT/LW/42/DM 5000K (A3+B1) | Indoor Luminaires | Linear Ambient | Direct Linear Ambient Luminaires | Premium | FALSE | [9 empty] | 42680 |  |  | No |  | 4 | 5376 | 128 | 42 | 10 | 0.9 | 5000 | 80
PQ97F4Q8 | Jiangsu Ever-Tie Lighting Co. Ltd | Ever-tie | ETLSN-4FT/HL/34/DM 5000K (A1+B1) | Indoor Luminaires | Linear Ambient | Direct Linear Ambient Luminaires | Premium | FALSE | [9 empty] | 42680 |  |  | No |  | 4 | 4352 | 128 | 34 | 10 | 0.9 | 5000 | 80
P7Q3WHE6 | Jiangsu Ever-Tie Lighting Co. Ltd | Ever-tie | ETLSN-4FT/HL/34/DM 5000K (A5+B1) | Indoor Luminaires | Linear Ambient | Direct Linear Ambient Luminaires | Premium | FALSE | [9 empty] | 42680 |  |  | No |  | 4 | 4352 | 128 | 34 | 10 | 0.9 | 5000 | 80
P6PEBNBN | Jiangsu Ever-Tie Lighting Co. Ltd | Ever-tie | ETLSN-4FT/HL/34/DM 5000K (A3+B1) | Indoor Luminaires | Linear Ambient | Direct Linear Ambient Luminaires | Premium | FALSE | [9 empty] | 42680 |  |  | No |  | 4 | 4352 | 128 | 34 | 10 | 0.9 | 5000 | 80
PWAU8ENB | Jiangsu Ever-Tie Lighting Co. Ltd | Ever-tie | ETLSN-4FT/HL/26/DM 5000K (A1+B1) | Indoor Luminaires | Linear Ambient | Direct Linear Ambient Luminaires | Premium | FALSE | [9 empty] | 42680 |  |  | No |  | 4 | 3458 | 133 | 26 | 10 | 0.9 | 5000 | 80
PNFDWRCP | Jiangsu Ever-Tie Lighting Co. Ltd | Ever-tie | ETLSN-4FT/HL/26/DM 5000K (A5+B1) | Indoor Luminaires | Linear Ambient | Direct Linear Ambient Luminaires | Premium | FALSE | [9 empty] | 42680 |  |  | No |  | 4 | 3406 | 131 | 26 | 10 | 0.9 | 5000 | 80
P3B7D9ZY | Jiangsu Ever-Tie Lighting Co. Ltd | Ever-tie | ETLSN-4FT/HL/26/DM 5000K (A3+B1) | Indoor Luminaires | Linear Ambient | Direct Linear Ambient Luminaires | Premium | FALSE | [9 empty] | 42680 |  |  | No |  | 4 | 3406 | 131 | 26 | 10 | 0.9 | 5000 | 80
PK4AX8B5 | Jiangsu Ever-Tie Lighting Co. Ltd | Ever-tie | ETLSN-4FT/LW/24/DM 5000K (A1+B1) | Indoor Luminaires | Linear Ambient | Direct Linear Ambient Luminaires | Premium | FALSE | [9 empty] | 42680 |  |  | No |  | 4 | 3072 | 128 | 24 | 10 | 0.9 | 5000 | 80
PKZRB8RP | Jiangsu Ever-Tie Lighting Co. Ltd | Ever-tie | ETLSN-4FT/LW/24/DM 5000K (A5+B1) | Indoor Luminaires | Linear Ambient | Direct Linear Ambient Luminaires | Premium | FALSE | [9 empty] | 42680 |  |  | No |  | 4 | 2816 | 128 | 22 | 10 | 0.9 | 5000 | 80
P3EEN2N8 | Jiangsu Ever-Tie Lighting Co. Ltd | Ever-tie | ETLSN-4FT/LW/24/DM 5000K (A3+B1) | Indoor Luminaires | Linear Ambient | Direct Linear Ambient Luminaires | Premium | FALSE | [9 empty] | 42680 |  |  | No |  | 4 | 2816 | 128 | 22 | 10 | 0.9 | 5000 | 80
PC2213NU | Jiangsu Ever-Tie Lighting Co. Ltd | Ever-tie | ETLSN-8FT/VH/78/DM 4000K (A1+B1) | Indoor Luminaires | Linear Ambient | Direct Linear Ambient Luminaires | Premium | FALSE | [9 empty] | 42680 |  |  | No |  | 4 | 10140 | 130 | 78 | 10 | 0.9 | 4000 | 80
P86M95M6 | Jiangsu Ever-Tie Lighting Co. Ltd | Ever-tie | ETLSN-8FT/VH/78/DM 4000K (A3+B1) | Indoor Luminaires | Linear Ambient | Direct Linear Ambient Luminaires | Premium | FALSE | [9 empty] | 42680 |  |  | No |  | 4 | 10140 | 130 | 78 | 10 | 0.9 | 4000 | 80
P5BB5VER | Jiangsu Ever-Tie Lighting Co. Ltd | Ever-tie | ETLSN-8FT/VH/78/DM 4000K (A5+B1) | Indoor Luminaires | Linear Ambient | Direct Linear Ambient Luminaires | Premium | FALSE | [9 empty] | 42680 |  |  | No |  | 4 | 10140 | 130 | 78 | 10 | 0.9 | 4000 | 80
PNYHNZTN | Jiangsu Ever-Tie Lighting Co. Ltd | Ever-tie | ETLSN-8FT/HL/68/DM 4000K (A5+B1) | Indoor Luminaires | Linear Ambient | Direct Linear Ambient Luminaires | Premium | FALSE | [9 empty] | 42680 |  |  | No |  | 4 | 8636 | 127 | 68 | 10 | 0.9 | 4000 | 80
PNV9MEAS | Jiangsu Ever-Tie Lighting Co. Ltd | Ever-tie | ETLSN-8FT/HL/68/DM 4000K (A3+B1) | Indoor Luminaires | Linear Ambient | Direct Linear Ambient Luminaires | Premium | FALSE | [9 empty] | 42680 |  |  | No |  | 4 | 8636 | 127 | 68 | 10 | 0.9 | 4000 | 80
PGBNR1C7 | Jiangsu Ever-Tie Lighting Co. Ltd | Ever-tie | ETLSN-8FT/HL/68/DM 4000K (A1+B1) | Indoor Luminaires | Linear Ambient | Direct Linear Ambient Luminaires | Premium | FALSE | [9 empty] | 42680 |  |  | No |  | 4 | 8636 | 127 | 68 | 10 | 0.9 | 4000 | 80
PU91ZD3W | Jiangsu Ever-Tie Lighting Co. Ltd | Ever-tie | ETLSN-8FT/HL/48/DM 4000K (A3+B1) | Indoor Luminaires | Linear Ambient | Direct Linear Ambient Luminaires | Premium | FALSE | [9 empty] | 42680 |  |  | No |  | 4 | 6240 | 130 | 48 | 10 | 0.9 | 4000 | 80
P98MTUCH | Jiangsu Ever-Tie Lighting Co. Ltd | Ever-tie | ETLSN-8FT/HL/48/DM 4000K (A1+B1) | Indoor Luminaires | Linear Ambient | Direct Linear Ambient Luminaires | Premium | FALSE | [9 empty] | 42680 |  |  | No |  | 4 | 6240 | 130 | 48 | 10 | 0.9 | 4000 | 80
P2DM4APR | Jiangsu Ever-Tie Lighting Co. Ltd | Ever-tie | ETLSN-8FT/HL/48/DM 4000K (A5+B1) | Indoor Luminaires | Linear Ambient | Direct Linear Ambient Luminaires | Premium | FALSE | [9 empty] | 42680 |  |  | No |  | 4 | 6240 | 130 | 48 | 10 | 0.9 | 4000 | 80
P5GSNU7D | Jiangsu Ever-Tie Lighting Co. Ltd | Ever-tie | ETLSN-8FT/LW/42/DM 4000K (A1+B1) | Indoor Luminaires | Linear Ambient | Direct Linear Ambient Luminaires | Premium | FALSE | [9 empty] | 42680 |  |  | No |  | 4 | 5334 | 127 | 42 | 10 | 0.9 | 4000 | 80
P5ES6M5H | Jiangsu Ever-Tie Lighting Co. Ltd | Ever-tie | ETLSN-8FT/LW/42/DM 4000K (A3+B1) | Indoor Luminaires | Linear Ambient | Direct Linear Ambient Luminaires | Premium | FALSE | [9 empty] | 42680 |  |  | No |  | 4 | 5334 | 127 | 42 | 10 | 0.9 | 4000 | 80
P1M6DEKB | Jiangsu Ever-Tie Lighting Co. Ltd | Ever-tie | ETLSN-8FT/LW/42/DM 4000K (A5+B1) | Indoor Luminaires | Linear Ambient | Direct Linear Ambient Luminaires | Premium | FALSE | [9 empty] | 42680 |  |  | No |  | 4 | 5334 | 127 | 42 | 10 | 0.9 | 4000 | 80
PKYSZUJ8 | Jiangsu Ever-Tie Lighting Co. Ltd | Ever-tie | ETLSN-4FT/VH/41/DM 4000K (A3+B1) | Indoor Luminaires | Linear Ambient | Direct Linear Ambient Luminaires | Premium | FALSE | [9 empty] | 42680 |  |  | No |  | 4 | 5330 | 130 | 41 | 10 | 0.9 | 4000 | 80
PCTPCFVF | Jiangsu Ever-Tie Lighting Co. Ltd | Ever-tie | ETLSN-4FT/VH/41/DM 4000K (A5+B1) | Indoor Luminaires | Linear Ambient | Direct Linear Ambient Luminaires | Premium | FALSE | [9 empty] | 42680 |  |  | No |  | 4 | 5330 | 130 | 41 | 10 | 0.9 | 4000 | 80
PBA5TT92 | Jiangsu Ever-Tie Lighting Co. Ltd | Ever-tie | ETLSN-4FT/VH/41/DM 4000K (A1+B1) | Indoor Luminaires | Linear Ambient | Direct Linear Ambient Luminaires | Premium | FALSE | [9 empty] | 42680 |  |  | No |  | 4 | 5330 | 130 | 41 | 10 | 0.9 | 4000 | 80
PQ7VY4BT | Jiangsu Ever-Tie Lighting Co. Ltd | Ever-tie | ETLSN-4FT/HL/34/DM 4000K (A5+B1) | Indoor Luminaires | Linear Ambient | Direct Linear Ambient Luminaires | Premium | FALSE | [9 empty] | 42680 |  |  | No |  | 4 | 4318 | 127 | 34 | 10 | 0.9 | 4000 | 80
P1KPZCJY | Jiangsu Ever-Tie Lighting Co. Ltd | Ever-tie | ETLSN-4FT/HL/34/DM 4000K (A1+B1) | Indoor Luminaires | Linear Ambient | Direct Linear Ambient Luminaires | Premium | FALSE | [9 empty] | 42680 |  |  | No |  | 4 | 4318 | 127 | 34 | 10 | 0.9 | 4000 | 80
PAMWP2VF | Jiangsu Ever-Tie Lighting Co. Ltd | Ever-tie | ETLSN-4FT/HL/26/DM 4000K (A1+B1) | Indoor Luminaires | Linear Ambient | Direct Linear Ambient Luminaires | Premium | FALSE | [9 empty] | 42680 |  |  | No |  | 4 | 3432 | 132 | 26 | 10 | 0.9 | 4000 | 80
PHKR54GB | Jiangsu Ever-Tie Lighting Co. Ltd | Ever-tie | ETLSN-4FT/HL/26/DM 4000K (A3+B1) | Indoor Luminaires | Linear Ambient | Direct Linear Ambient Luminaires | Premium | FALSE | [9 empty] | 42680 |  |  | No |  | 4 | 3380 | 130 | 26 | 10 | 0.9 | 4000 | 80
P3R9BGVE | Jiangsu Ever-Tie Lighting Co. Ltd | Ever-tie | ETLSN-4FT/HL/26/DM 4000K (A5+B1) | Indoor Luminaires | Linear Ambient | Direct Linear Ambient Luminaires | Premium | FALSE | [9 empty] | 42680 |  |  | No |  | 4 | 3380 | 130 | 26 | 10 | 0.9 | 4000 | 80
PHCSRJ7G | Jiangsu Ever-Tie Lighting Co. Ltd | Ever-tie | ETLSN-4FT/LW/24/DM 4000K (A1+B1) | Indoor Luminaires | Linear Ambient | Direct Linear Ambient Luminaires | Premium | FALSE | [9 empty] | 42680 |  |  | No |  | 4 | 3048 | 127 | 24 | 10 | 0.9 | 4000 | 80
P6TSKDC1 | Jiangsu Ever-Tie Lighting Co. Ltd | Ever-tie | ETLSN-4FT/LW/24/DM 4000K (A5+B1) | Indoor Luminaires | Linear Ambient | Direct Linear Ambient Luminaires | Premium | FALSE | [9 empty] | 42680 |  |  | No |  | 4 | 2794 | 127 | 22 | 10 | 0.9 | 4000 | 80
PSJ1NG5M | Jiangsu Ever-Tie Lighting Co. Ltd | Ever-tie | ETLSN-8FT/VH/78/DM 3500K (A5+B1) | Indoor Luminaires | Linear Ambient | Direct Linear Ambient Luminaires | Premium | FALSE | [9 empty] | 42680 |  |  | No |  | 4 | 9984 | 128 | 78 | 10 | 0.9 | 3500 | 80
P1MBCM61 | Jiangsu Ever-Tie Lighting Co. Ltd | Ever-tie | ETLSN-8FT/VH/78/DM 3500K (A3+B1) | Indoor Luminaires | Linear Ambient | Direct Linear Ambient Luminaires | Premium | FALSE | [9 empty] | 42680 |  |  | No |  | 4 | 9984 | 128 | 78 | 10 | 0.9 | 3500 | 80
PXCDQQFQ | Jiangsu Ever-Tie Lighting Co. Ltd | Ever-tie | ETLSN-8FT/HL/48/DM 3500K (A5+B1) | Indoor Luminaires | Linear Ambient | Direct Linear Ambient Luminaires | Premium | FALSE | [9 empty] | 42680 |  |  | No |  | 4 | 6096 | 127 | 48 | 10 | 0.9 | 3500 | 80
PAZFW15S | Jiangsu Ever-Tie Lighting Co. Ltd | Ever-tie | ETLSN-8FT/HL/48/DM 3500K (A1+B1) | Indoor Luminaires | Linear Ambient | Direct Linear Ambient Luminaires | Premium | FALSE | [9 empty] | 42680 |  |  | No |  | 4 | 6096 | 127 | 48 | 10 | 0.9 | 3500 | 80
P7DQ6143 | Jiangsu Ever-Tie Lighting Co. Ltd | Ever-tie | ETLSN-8FT/HL/48/DM 3500K (A3+B1) | Indoor Luminaires | Linear Ambient | Direct Linear Ambient Luminaires | Premium | FALSE | [9 empty] | 42680 |  |  | No |  | 4 | 6096 | 127 | 48 | 10 | 0.9 | 3500 | 80
PNYGGGZM | Jiangsu Ever-Tie Lighting Co. Ltd | Ever-tie | ETLSN-4FT/VH/41/DM 3500K (A1+B1) | Indoor Luminaires | Linear Ambient | Direct Linear Ambient Luminaires | Premium | FALSE | [9 empty] | 42680 |  |  | No |  | 4 | 5248 | 128 | 41 | 10 | 0.9 | 3500 | 80
PMH2V6JU | Jiangsu Ever-Tie Lighting Co. Ltd | Ever-tie | ETLSN-4FT/VH/41/DM 3500K (A5+B1) | Indoor Luminaires | Linear Ambient | Direct Linear Ambient Luminaires | Premium | FALSE | [9 empty] | 42680 |  |  | No |  | 4 | 5248 | 128 | 41 | 10 | 0.9 | 3500 | 80
PPHN5SR6 | Jiangsu Ever-Tie Lighting Co. Ltd | Ever-tie | ETLSN-4FT/HL/26/DM 3500K (A1+B1) | Indoor Luminaires | Linear Ambient | Direct Linear Ambient Luminaires | Premium | FALSE | [9 empty] | 42680 |  |  | No |  | 4 | 3380 | 130 | 26 | 10 | 0.9 | 3500 | 80
PK1E1PQF | Jiangsu Ever-Tie Lighting Co. Ltd | Ever-tie | ETLSN-4FT/HL/26/DM 3500K (A5+B1) | Indoor Luminaires | Linear Ambient | Direct Linear Ambient Luminaires | Premium | FALSE | [9 empty] | 42680 |  |  | No |  | 4 | 3302 | 127 | 26 | 10 | 0.9 | 3500 | 80
PCC1F9T4 | Hengdian Group Tospo Lighting Co.Ltd | TOSPO | TP-ST03-865-DIM 3000K | Indoor Luminaires | Linear Ambient | Direct Linear Ambient Luminaires | Standard | TRUE | 7584.5 | 113.78 | 66.66 | 5.4 | 0.9741 | 3076 | 81.3 | 5 | 50000 | 42678 |  |  | No |  | 3.1 | 7500 | 113 | 66 | 20 | 0.9 | 3000 | 80
P6MM61Q5 | Hengdian Group Tospo Lighting Co.Ltd | TOSPO | TP-ST03-865-DIM 5000K | Indoor Luminaires | Linear Ambient | Direct Linear Ambient Luminaires | Standard | FALSE | [9 empty] | 42678 |  |  | No |  | 3.1 | 7500 | 113 | 66 | 20 | 0.9 | 5000 | 80
PTG6MF2V | Hengdian Group Tospo Lighting Co.Ltd | TOSPO | TP-ST03-865-DIM 4000K | Indoor Luminaires | Linear Ambient | Direct Linear Ambient Luminaires | Standard | FALSE | [9 empty] | 42678 |  |  | No |  | 3.1 | 7500 | 113 | 66 | 20 | 0.9 | 4000 | 80
PJAEUCN3 | GE Lighting Solutions | Lumination | LDS-[IC]8-A-0-A0-N0-8-35-xx-xx-xxxx | Indoor Luminaires | Linear Ambient | Direct Linear Ambient Luminaires | Standard | FALSE | [9 empty] | 42678 |  |  | No |  | 3 | 10000 | 114 | 87 | 20 | 0.9 | 3500 | 83
PZPVV3RQ | Harper Communities Inc. | Harper Illumination Harper Lighting Harper LED | ANATELLO-UD48(4000K) | Indoor Luminaires | Linear Ambient | Direct Linear Ambient Luminaires | Standard | TRUE | 6189.8 | 119.36 | 51.86 | 16.5 | 0.928 | 4089 | 85.8 | 5 | 50000 | 42677 |  |  | NotYetVerified |  | 4 | 6200 | 124 | 50 | 16.5 | 0.99 | 4000 | 85
PJAJ18UQ | Harper Communities Inc. | Harper Illumination Harper Lighting Harper LED | ANATELLO-UD48(5000K) | Indoor Luminaires | Linear Ambient | Direct Linear Ambient Luminaires | Standard | FALSE | [9 empty] | 42677 | Dimmable | Continuous Below 10 | NotYetVerified |  | 4 | 6200 | 124 | 50 | 16.5 | 0.99 | 5000 | 85
PQJ6QVD4 | Energy Solutions International | ESI | K-14VX-WR-N4VG2HO-35-FR-[blankD] | Indoor Retrofit Kit | Linear Ambient | Retrofit Kits for Direct Linear Ambient Luminaires | Premium | TRUE | 9198 | 126.1 | 72.95 | 3.7146 | 0.9978 | 3588 | 84.26 | 5 | 50000 | 42676 |  |  | Yes |  | 4 | 9198 | 126.1 | 72.95 | 7.39 | 0.94 | 3588 | 84
PPUX1QSD | Energy Solutions International | ESI | F-14VX-WR-N4VG2HO-35-FR-[blankD] | Indoor Luminaires | Linear Ambient | Direct Linear Ambient Luminaires | Premium | TRUE | 9198 | 126.1 | 72.95 | 3.7146 | 0.9978 | 3588 | 84.26 | 5 | 50000 | 42676 |  |  | Yes |  | 4 | 9198 | 126.1 | 72.95 | 7.39 | 0.94 | 3588 | 84
PMJCTUAX | ZhongShan Halcon Lighting & Electrical Co. Ltd | Halcon | HG-L239/DM-XX-3000K | Indoor Luminaires | Linear Ambient | Direct Linear Ambient Luminaires | Premium | TRUE | 4757.2 | 127.15 | 37.41 | 19.58 | 0.9654 | 3051 | 85 | 5 | 50000 | 42676 |  |  | No |  | 4 | 4680 | 130 | 36 | 10 | 0.9 | 3000 | 80
PTFM8K96 | Energy Solutions International | ESI | K-14VX-WR-N4LG2HO-50-FR-[blankD] | Indoor Retrofit Kit | Linear Ambient | Retrofit Kits for Direct Linear Ambient Luminaires | Premium | TRUE | 6191 | 126.1 | 49.083 | 7.394 | 0.9377 | 5174 | 84.36 | 5 | 50000 | 42676 |  |  | Yes |  | 4 | 6322 | 130.35 | 48.5 | 7.39 | 0.94 | 5174 | 84
P9PYSTCB | Energy Solutions International | ESI | K-14VX-WR-N4LG2HO-35-FR-[blankD] | Indoor Retrofit Kit | Linear Ambient | Retrofit Kits for Direct Linear Ambient Luminaires | Premium | TRUE | 6143 | 126.7 | 48.481 | 7.394 | 0.9377 | 3588 | 84.26 | 5 | 50000 | 42676 |  |  | Yes |  | 4 | 6322 | 130.35 | 48.5 | 7.39 | 0.94 | 3588 | 84
PR7496WP | Energy Solutions International | ESI | F-14VX-WR-N4LG2HO-50-FR-[blankD] | Indoor Luminaires | Linear Ambient | Direct Linear Ambient Luminaires | Premium | TRUE | 6191 | 126.1 | 49.083 | 7.394 | 0.9377 | 5174 | 84.36 | 5 | 50000 | 42676 |  |  | Yes |  | 4 | 6322 | 130.35 | 48.5 | 7.39 | 0.94 | 5174 | 84
PQEC24US | Energy Solutions International | ESI | F-14VX-WR-N4LG2HO-35-FR-[blankD] | Indoor Luminaires | Linear Ambient | Direct Linear Ambient Luminaires | Premium | TRUE | 6143 | 126.7 | 48.481 | 7.394 | 0.9377 | 3588 | 84.26 | 5 | 50000 | 42676 |  |  | Yes |  | 4 | 6322 | 130.35 | 48.5 | 7.39 | 0.94 | 3588 | 84
PDCT2UC6 | Mobern Lighting Co | Mobern Lighting | 155-48LED30DMV30 | Indoor Luminaires | Linear Ambient | Direct Linear Ambient Luminaires | Standard | TRUE | 3772 | 128.7 | 29.3 | 18.1 | 0.9111 | 3061 | 82 | 5 | 50000 | 42676 |  |  | Yes | Only qualified in ceiling-mounted configuration | 4 | 3772 | 128.74 | 29.27 | 18.1 | 0.91 | 3061 | 82
P5ZFR6CA | Energy Solutions International | ESI | K-18VX-WR-N4VG2HO-50-[blankD] | Indoor Retrofit Kit | Linear Ambient | Retrofit Kits for Direct Linear Ambient Luminaires | Premium | FALSE | [9 empty] | 42676 |  |  | Yes |  | 4 | 20972 | 143.74 | 145.9 | 7.39 | 0.94 | 5174 | 84
PDR6RJ21 | Energy Solutions International | ESI | K-18VX-WR-N4HG2HO-50-[blankD] | Indoor Retrofit Kit | Linear Ambient | Retrofit Kits for Direct Linear Ambient Luminaires | Premium | FALSE | [9 empty] | 42676 |  |  | Yes |  | 4 | 19370.09 | 144.55 | 134 | 7.39 | 0.94 | 5174 | 84
PWF9ABE9 | Energy Solutions International | ESI | K-18VX-WR-N4VG2HO-50-FR-[blankD] | Indoor Retrofit Kit | Linear Ambient | Retrofit Kits for Direct Linear Ambient Luminaires | Premium | FALSE | [9 empty] | 42676 |  |  | Yes |  | 4 | 18396 | 126.1 | 145.9 | 7.39 | 0.94 | 5174 | 84
P2RTDYWV | Energy Solutions International | ESI | K-18VX-WR-N4HG2HO-50-FR-[blankD] | Indoor Retrofit Kit | Linear Ambient | Retrofit Kits for Direct Linear Ambient Luminaires | Premium | FALSE | [9 empty] | 42676 |  |  | Yes |  | 4 | 17078.32 | 127.45 | 134 | 7.39 | 0.94 | 5174 | 84
PVJ74Q84 | Energy Solutions International | ESI | K-18VX-WR-N4MG2HO-50-[blankD] | Indoor Retrofit Kit | Linear Ambient | Retrofit Kits for Direct Linear Ambient Luminaires | Premium | FALSE | [9 empty] | 42676 |  |  | Yes |  | 4 | 16582.67 | 145.46 | 114 | 7.39 | 0.94 | 5174 | 84
PBKAKBRH | Energy Solutions International | ESI | K-18VX-WR-N4NG2HO-50-[blankD] | Indoor Retrofit Kit | Linear Ambient | Retrofit Kits for Direct Linear Ambient Luminaires | Premium | FALSE | [9 empty] | 42676 |  |  | Yes |  | 4 | 15467.16 | 145.92 | 106 | 7.39 | 0.94 | 5174 | 84
PQ99Z52N | Energy Solutions International | ESI | K-18VX-WR-N4MG2HO-50-FR-[blankD] | Indoor Retrofit Kit | Linear Ambient | Retrofit Kits for Direct Linear Ambient Luminaires | Premium | FALSE | [9 empty] | 42676 |  |  | Yes |  | 4 | 14694.64 | 128.9 | 114 | 7.39 | 0.94 | 5174 | 84
PW9U5ASJ | Energy Solutions International | ESI | K-18VX-WR-N4LG2HO-50-[blankD] | Indoor Retrofit Kit | Linear Ambient | Retrofit Kits for Direct Linear Ambient Luminaires | Premium | FALSE | [9 empty] | 42676 |  |  | Yes |  | 4 | 14198 | 146.37 | 97 | 7.39 | 0.94 | 5174 | 84
PY6XBMY4 | Energy Solutions International | ESI | K-18VX-WR-N4NG2HO-50-FR-[blankD] | Indoor Retrofit Kit | Linear Ambient | Retrofit Kits for Direct Linear Ambient Luminaires | Premium | FALSE | [9 empty] | 42676 |  |  | Yes |  | 4 | 13740.3 | 129.63 | 106 | 7.39 | 0.94 | 5174 | 84
PZRB4GZH | Energy Solutions International | ESI | K-18VX-WR-N4LG2HO-50-FR-[blankD] | Indoor Retrofit Kit | Linear Ambient | Retrofit Kits for Direct Linear Ambient Luminaires | Premium | FALSE | [9 empty] | 42676 |  |  | Yes |  | 4 | 12644 | 130.35 | 97 | 7.39 | 0.94 | 5174 | 84
PJZBU9CY | Energy Solutions International | ESI | K-14VX-WR-N4VG2HO-50-[blankD] | Indoor Retrofit Kit | Linear Ambient | Retrofit Kits for Direct Linear Ambient Luminaires | Premium | FALSE | [9 empty] | 42676 |  |  | Yes |  | 4 | 10486 | 143.74 | 72.95 | 7.39 | 0.94 | 5174 | 84
PZEQJK14 | Energy Solutions International | ESI | K-14VX-WR-N4HG2HO-50-[blankD] | Indoor Retrofit Kit | Linear Ambient | Retrofit Kits for Direct Linear Ambient Luminaires | Premium | FALSE | [9 empty] | 42676 |  |  | Yes |  | 4 | 9685.05 | 144.55 | 67 | 7.39 | 0.94 | 5174 | 84
P6ANE6X5 | Energy Solutions International | ESI | K-14VX-WR-N4VG2HO-50-FR-[blankD] | Indoor Retrofit Kit | Linear Ambient | Retrofit Kits for Direct Linear Ambient Luminaires | Premium | FALSE | [9 empty] | 42676 |  |  | Yes |  | 4 | 9198 | 126.1 | 72.95 | 7.39 | 0.94 | 5174 | 84
PBD7HG1H | Energy Solutions International | ESI | K-14VX-WR-N4HG2HO-50-FR-[blankD] | Indoor Retrofit Kit | Linear Ambient | Retrofit Kits for Direct Linear Ambient Luminaires | Premium | FALSE | [9 empty] | 42676 |  |  | Yes |  | 4 | 8539.16 | 127.45 | 67 | 7.39 | 0.94 | 5174 | 84
PCP1JSTH | Energy Solutions International | ESI | K-14VX-WR-N4MG2HO-50-[blankD] | Indoor Retrofit Kit | Linear Ambient | Retrofit Kits for Direct Linear Ambient Luminaires | Premium | FALSE | [9 empty] | 42676 |  |  | Yes |  | 4 | 8291.34 | 145.46 | 57 | 7.39 | 0.94 | 5174 | 84
P67APHVN | Energy Solutions International | ESI | K-14VX-WR-N4NG2HO-50-[blankD] | Indoor Retrofit Kit | Linear Ambient | Retrofit Kits for Direct Linear Ambient Luminaires | Premium | FALSE | [9 empty] | 42676 |  |  | Yes |  | 4 | 7733.58 | 145.92 | 53 | 7.39 | 0.94 | 5174 | 84
P64PJA87 | Energy Solutions International | ESI | K-14VX-WR-N4MG2HO-50-FR-[blankD] | Indoor Retrofit Kit | Linear Ambient | Retrofit Kits for Direct Linear Ambient Luminaires | Premium | FALSE | [9 empty] | 42676 |  |  | Yes |  | 4 | 7347.32 | 128.9 | 57 | 7.39 | 0.94 | 5174 | 84
PHZG2A3Y | Energy Solutions International | ESI | K-14VX-WR-N4LG2HO-50-[blankD] | Indoor Retrofit Kit | Linear Ambient | Retrofit Kits for Direct Linear Ambient Luminaires | Premium | FALSE | [9 empty] | 42676 |  |  | Yes |  | 4 | 7099 | 146.37 | 48.5 | 7.39 | 0.94 | 5174 | 84
PVZQXE4V | Energy Solutions International | ESI | K-14VX-WR-N4NG2HO-50-FR-[blankD] | Indoor Retrofit Kit | Linear Ambient | Retrofit Kits for Direct Linear Ambient Luminaires | Premium | FALSE | [9 empty] | 42676 |  |  | Yes |  | 4 | 6870.15 | 129.63 | 53 | 7.39 | 0.94 | 5174 | 84
PBCRWSQ9 | Energy Solutions International | ESI | K-18VX-WR-N4VG2HO-40-[blankD] | Indoor Retrofit Kit | Linear Ambient | Retrofit Kits for Direct Linear Ambient Luminaires | Premium | FALSE | [9 empty] | 42676 |  |  | Yes |  | 4 | 20972 | 143.74 | 145.9 | 7.39 | 0.94 | 4000 | 84
PYTV8BA7 | Energy Solutions International | ESI | K-18VX-WR-N4HG2HO-40-[blankD] | Indoor Retrofit Kit | Linear Ambient | Retrofit Kits for Direct Linear Ambient Luminaires | Premium | FALSE | [9 empty] | 42676 |  |  | Yes |  | 4 | 19370.09 | 144.55 | 134 | 7.39 | 0.94 | 4000 | 84
P6YMR6RU | Energy Solutions International | ESI | K-18VX-WR-N4VG2HO-40-FR-[blankD] | Indoor Retrofit Kit | Linear Ambient | Retrofit Kits for Direct Linear Ambient Luminaires | Premium | FALSE | [9 empty] | 42676 |  |  | Yes |  | 4 | 18396 | 126.1 | 145.9 | 7.39 | 0.94 | 4000 | 84
PVP35BQW | Energy Solutions International | ESI | K-18VX-WR-N4HG2HO-40-FR-[blankD] | Indoor Retrofit Kit | Linear Ambient | Retrofit Kits for Direct Linear Ambient Luminaires | Premium | FALSE | [9 empty] | 42676 |  |  | Yes |  | 4 | 17078.32 | 127.45 | 134 | 7.39 | 0.94 | 4000 | 84
PZTY9VQ1 | Energy Solutions International | ESI | K-18VX-WR-N4MG2HO-40-[blankD] | Indoor Retrofit Kit | Linear Ambient | Retrofit Kits for Direct Linear Ambient Luminaires | Premium | FALSE | [9 empty] | 42676 |  |  | Yes |  | 4 | 16582.67 | 145.46 | 114 | 7.39 | 0.94 | 4000 | 84
PRNZMYED | Energy Solutions International | ESI | K-18VX-WR-N4NG2HO-40-[blankD] | Indoor Retrofit Kit | Linear Ambient | Retrofit Kits for Direct Linear Ambient Luminaires | Premium | FALSE | [9 empty] | 42676 |  |  | Yes |  | 4 | 15467.16 | 145.92 | 106 | 7.39 | 0.94 | 4000 | 84
PVMKY8XF | Energy Solutions International | ESI | K-18VX-WR-N4MG2HO-40-FR-[blankD] | Indoor Retrofit Kit | Linear Ambient | Retrofit Kits for Direct Linear Ambient Luminaires | Premium | FALSE | [9 empty] | 42676 |  |  | Yes |  | 4 | 14694.64 | 128.9 | 114 | 7.39 | 0.94 | 4000 | 84
PJM9F2QH | Energy Solutions International | ESI | K-18VX-WR-N4LG2HO-40-[blankD] | Indoor Retrofit Kit | Linear Ambient | Retrofit Kits for Direct Linear Ambient Luminaires | Premium | FALSE | [9 empty] | 42676 |  |  | Yes |  | 4 | 14198 | 146.37 | 97 | 7.39 | 0.94 | 4000 | 84
PFJZP5HA | Energy Solutions International | ESI | K-18VX-WR-N4NG2HO-40-FR-[blankD] | Indoor Retrofit Kit | Linear Ambient | Retrofit Kits for Direct Linear Ambient Luminaires | Premium | FALSE | [9 empty] | 42676 |  |  | Yes |  | 4 | 13740.3 | 129.63 | 106 | 7.39 | 0.94 | 4000 | 84
PT9N49V4 | Energy Solutions International | ESI | K-18VX-WR-N4LG2HO-40-FR-[blankD] | Indoor Retrofit Kit | Linear Ambient | Retrofit Kits for Direct Linear Ambient Luminaires | Premium | FALSE | [9 empty] | 42676 |  |  | Yes |  | 4 | 12644 | 130.35 | 97 | 7.39 | 0.94 | 4000 | 84
PTJE1BEH | Energy Solutions International | ESI | K-14VX-WR-N4VG2HO-40-[blankD] | Indoor Retrofit Kit | Linear Ambient | Retrofit Kits for Direct Linear Ambient Luminaires | Premium | FALSE | [9 empty] | 42676 |  |  | Yes |  | 4 | 10486 | 143.74 | 72.95 | 7.39 | 0.94 | 4000 | 84
P3FP2HKT | Energy Solutions International | ESI | K-14VX-WR-N4HG2HO-40-[blankD] | Indoor Retrofit Kit | Linear Ambient | Retrofit Kits for Direct Linear Ambient Luminaires | Premium | FALSE | [9 empty] | 42676 |  |  | Yes |  | 4 | 9685.05 | 144.55 | 67 | 7.39 | 0.94 | 4000 | 84
PMHWQC8Z | Energy Solutions International | ESI | K-14VX-WR-N4VG2HO-40-FR-[blankD] | Indoor Retrofit Kit | Linear Ambient | Retrofit Kits for Direct Linear Ambient Luminaires | Premium | FALSE | [9 empty] | 42676 |  |  | Yes |  | 4 | 9198 | 126.1 | 72.95 | 7.39 | 0.94 | 4000 | 84
PYFX5KTC | Energy Solutions International | ESI | K-14VX-WR-N4HG2HO-40-FR-[blankD] | Indoor Retrofit Kit | Linear Ambient | Retrofit Kits for Direct Linear Ambient Luminaires | Premium | FALSE | [9 empty] | 42676 |  |  | Yes |  | 4 | 8539.16 | 127.45 | 67 | 7.39 | 0.94 | 4000 | 84
PS3HBMKH | Energy Solutions International | ESI | K-14VX-WR-N4MG2HO-40-[blankD] | Indoor Retrofit Kit | Linear Ambient | Retrofit Kits for Direct Linear Ambient Luminaires | Premium | FALSE | [9 empty] | 42676 |  |  | Yes |  | 4 | 8291.34 | 145.46 | 57 | 7.39 | 0.94 | 4000 | 84
PKTDWSW9 | Energy Solutions International | ESI | K-14VX-WR-N4NG2HO-40-[blankD] | Indoor Retrofit Kit | Linear Ambient | Retrofit Kits for Direct Linear Ambient Luminaires | Premium | FALSE | [9 empty] | 42676 |  |  | Yes |  | 4 | 7733.58 | 145.92 | 53 | 7.39 | 0.94 | 4000 | 84
PHZWGDSY | Energy Solutions International | ESI | K-14VX-WR-N4MG2HO-40-FR-[blankD] | Indoor Retrofit Kit | Linear Ambient | Retrofit Kits for Direct Linear Ambient Luminaires | Premium | FALSE | [9 empty] | 42676 |  |  | Yes |  | 4 | 7347.32 | 128.9 | 57 | 7.39 | 0.94 | 4000 | 84
PTSVGE22 | Energy Solutions International | ESI | K-14VX-WR-N4LG2HO-40-[blankD] | Indoor Retrofit Kit | Linear Ambient | Retrofit Kits for Direct Linear Ambient Luminaires | Premium | FALSE | [9 empty] | 42676 |  |  | Yes |  | 4 | 7099 | 146.37 | 48.5 | 7.39 | 0.94 | 4000 | 84
PSA43UUX | Energy Solutions International | ESI | K-14VX-WR-N4NG2HO-40-FR-[blankD] | Indoor Retrofit Kit | Linear Ambient | Retrofit Kits for Direct Linear Ambient Luminaires | Premium | FALSE | [9 empty] | 42676 |  |  | Yes |  | 4 | 6870.15 | 129.63 | 53 | 7.39 | 0.94 | 4000 | 84
P4PVJ9EC | Energy Solutions International | ESI | K-14VX-WR-N4LG2HO-40-FR-[blankD] | Indoor Retrofit Kit | Linear Ambient | Retrofit Kits for Direct Linear Ambient Luminaires | Premium | FALSE | [9 empty] | 42676 |  |  | Yes |  | 4 | 6322 | 130.35 | 48.5 | 7.39 | 0.94 | 4000 | 84
P4BMC1PR | Energy Solutions International | ESI | K-18VX-WR-N4VG2HO-35-[blankD] | Indoor Retrofit Kit | Linear Ambient | Retrofit Kits for Direct Linear Ambient Luminaires | Premium | FALSE | [9 empty] | 42676 |  |  | Yes |  | 4 | 20972 | 143.74 | 145.9 | 7.39 | 0.94 | 3588 | 84
P8K5DJDV | Energy Solutions International | ESI | K-18VX-WR-N4HG2HO-35-[blankD] | Indoor Retrofit Kit | Linear Ambient | Retrofit Kits for Direct Linear Ambient Luminaires | Premium | FALSE | [9 empty] | 42676 |  |  | Yes |  | 4 | 19370.09 | 144.55 | 134 | 7.39 | 0.94 | 3588 | 84
P8Q17V4H | Energy Solutions International | ESI | K-18VX-WR-N4VG2HO-35-FR-[blankD] | Indoor Retrofit Kit | Linear Ambient | Retrofit Kits for Direct Linear Ambient Luminaires | Premium | FALSE | [9 empty] | 42676 |  |  | Yes |  | 4 | 18396 | 126.1 | 145.9 | 7.39 | 0.94 | 3588 | 84
PZXQDN4B | Energy Solutions International | ESI | K-18VX-WR-N4HG2HO-35-FR-[blankD] | Indoor Retrofit Kit | Linear Ambient | Retrofit Kits for Direct Linear Ambient Luminaires | Premium | FALSE | [9 empty] | 42676 |  |  | Yes |  | 4 | 17078.32 | 127.45 | 134 | 7.39 | 0.94 | 3588 | 84
P8EVJ1AX | Energy Solutions International | ESI | K-18VX-WR-N4MG2HO-35-[blankD] | Indoor Retrofit Kit | Linear Ambient | Retrofit Kits for Direct Linear Ambient Luminaires | Premium | FALSE | [9 empty] | 42676 |  |  | Yes |  | 4 | 16582.67 | 145.46 | 114 | 7.39 | 0.94 | 3588 | 84
P6JAFFJQ | Energy Solutions International | ESI | K-18VX-WR-N4NG2HO-35-[blankD] | Indoor Retrofit Kit | Linear Ambient | Retrofit Kits for Direct Linear Ambient Luminaires | Premium | FALSE | [9 empty] | 42676 |  |  | Yes |  | 4 | 15467.16 | 145.92 | 106 | 7.39 | 0.94 | 3588 | 84
PHHWDN5F | Energy Solutions International | ESI | K-18VX-WR-N4MG2HO-35-FR-[blankD] | Indoor Retrofit Kit | Linear Ambient | Retrofit Kits for Direct Linear Ambient Luminaires | Premium | FALSE | [9 empty] | 42676 |  |  | Yes |  | 4 | 14694.64 | 128.9 | 114 | 7.39 | 0.94 | 3588 | 84
PW4JDAZP | Energy Solutions International | ESI | K-18VX-WR-N4LG2HO-35-[blankD] | Indoor Retrofit Kit | Linear Ambient | Retrofit Kits for Direct Linear Ambient Luminaires | Premium | FALSE | [9 empty] | 42676 |  |  | Yes |  | 4 | 14198 | 146.37 | 97 | 7.39 | 0.94 | 3588 | 84
P5ABWSU3 | Energy Solutions International | ESI | K-18VX-WR-N4NG2HO-35-FR-[blankD] | Indoor Retrofit Kit | Linear Ambient | Retrofit Kits for Direct Linear Ambient Luminaires | Premium | FALSE | [9 empty] | 42676 |  |  | Yes |  | 4 | 13740.3 | 129.63 | 106 | 7.39 | 0.94 | 3588 | 84
PBRBVFPV | Energy Solutions International | ESI | K-18VX-WR-N4LG2HO-35-FR-[blankD] | Indoor Retrofit Kit | Linear Ambient | Retrofit Kits for Direct Linear Ambient Luminaires | Premium | FALSE | [9 empty] | 42676 |  |  | Yes |  | 4 | 12644 | 130.35 | 97 | 7.39 | 0.94 | 3588 | 84
P15VEK24 | Energy Solutions International | ESI | K-14VX-WR-N4VG2HO-35-[blankD] | Indoor Retrofit Kit | Linear Ambient | Retrofit Kits for Direct Linear Ambient Luminaires | Premium | FALSE | [9 empty] | 42676 |  |  | Yes |  | 4 | 10486 | 143.74 | 72.95 | 7.39 | 0.94 | 3588 | 84
P8SVYF2M | Energy Solutions International | ESI | K-14VX-WR-N4HG2HO-35-[blankD] | Indoor Retrofit Kit | Linear Ambient | Retrofit Kits for Direct Linear Ambient Luminaires | Premium | FALSE | [9 empty] | 42676 |  |  | Yes |  | 4 | 9685.05 | 144.55 | 67 | 7.39 | 0.94 | 3588 | 84
PVCWSYQH | Energy Solutions International | ESI | K-14VX-WR-N4HG2HO-35-FR-[blankD] | Indoor Retrofit Kit | Linear Ambient | Retrofit Kits for Direct Linear Ambient Luminaires | Premium | FALSE | [9 empty] | 42676 |  |  | Yes |  | 4 | 8539.16 | 127.45 | 67 | 7.39 | 0.94 | 3588 | 84
PG2J1Z2P | Energy Solutions International | ESI | K-14VX-WR-N4MG2HO-35-[blankD] | Indoor Retrofit Kit | Linear Ambient | Retrofit Kits for Direct Linear Ambient Luminaires | Premium | FALSE | [9 empty] | 42676 |  |  | Yes |  | 4 | 8291.34 | 145.46 | 57 | 7.39 | 0.94 | 3588 | 84
PZRPE8CE | Energy Solutions International | ESI | K-14VX-WR-N4NG2HO-35-[blankD] | Indoor Retrofit Kit | Linear Ambient | Retrofit Kits for Direct Linear Ambient Luminaires | Premium | FALSE | [9 empty] | 42676 |  |  | Yes |  | 4 | 7733.58 | 145.92 | 53 | 7.39 | 0.94 | 3588 | 84
PQDBTJVX | Energy Solutions International | ESI | K-14VX-WR-N4MG2HO-35-FR-[blankD] | Indoor Retrofit Kit | Linear Ambient | Retrofit Kits for Direct Linear Ambient Luminaires | Premium | FALSE | [9 empty] | 42676 |  |  | Yes |  | 4 | 7347.32 | 128.9 | 57 | 7.39 | 0.94 | 3588 | 84
P8T36GVY | Energy Solutions International | ESI | K-14VX-WR-N4LG2HO-35-[blankD] | Indoor Retrofit Kit | Linear Ambient | Retrofit Kits for Direct Linear Ambient Luminaires | Premium | FALSE | [9 empty] | 42676 |  |  | Yes |  | 4 | 7099 | 146.37 | 48.5 | 7.39 | 0.94 | 3588 | 84
PTFERS2P | Energy Solutions International | ESI | K-14VX-WR-N4NG2HO-35-FR-[blankD] | Indoor Retrofit Kit | Linear Ambient | Retrofit Kits for Direct Linear Ambient Luminaires | Premium | FALSE | [9 empty] | 42676 |  |  | Yes |  | 4 | 6870.15 | 129.63 | 53 | 7.39 | 0.94 | 3588 | 84
PABF3HFB | ZhongShan Halcon Lighting & Electrical Co. Ltd | Halcon | HG-L239/DM-XX-5000K | Indoor Luminaires | Linear Ambient | Direct Linear Ambient Luminaires | Premium | FALSE | [9 empty] | 42676 |  |  | No |  | 4 | 4680 | 130 | 36 | 10 | 0.9 | 5000 | 80
PFSETBU1 | ZhongShan Halcon Lighting & Electrical Co. Ltd | Halcon | HG-L239/DM-XX-4500K | Indoor Luminaires | Linear Ambient | Direct Linear Ambient Luminaires | Premium | FALSE | [9 empty] | 42676 |  |  | No |  | 4 | 4680 | 130 | 36 | 10 | 0.9 | 4500 | 80
PJHY5BC9 | ZhongShan Halcon Lighting & Electrical Co. Ltd | Halcon | HG-L239/DM-XX-4000K | Indoor Luminaires | Linear Ambient | Direct Linear Ambient Luminaires | Premium | FALSE | [9 empty] | 42676 |  |  | No |  | 4 | 4680 | 130 | 36 | 10 | 0.9 | 4000 | 80
PTJJ7798 | ZhongShan Halcon Lighting & Electrical Co. Ltd | Halcon | HG-L239/DM-XX-3500K | Indoor Luminaires | Linear Ambient | Direct Linear Ambient Luminaires | Premium | FALSE | [9 empty] | 42676 |  |  | No |  | 4 | 4680 | 130 | 36 | 10 | 0.9 | 3500 | 80
PTV81PJR | Mobern Lighting Co | Mobern Lighting | 155-48LED57DMV50 | Indoor Luminaires | Linear Ambient | Direct Linear Ambient Luminaires | Standard | FALSE | [9 empty] | 42676 |  |  | Yes | Only qualified in ceiling-mounted configuration | 4 | 7352 | 126.85 | 57.96 | 7.6 | 0.99 | 5097 | 83
PYXURYAQ | Mobern Lighting Co | Mobern Lighting | 155-48LED48DMV50 | Indoor Luminaires | Linear Ambient | Direct Linear Ambient Luminaires | Standard | FALSE | [9 empty] | 42676 |  |  | Yes | Only qualified in ceiling-mounted configuration | 4 | 6371 | 132.73 | 48 | 7.6 | 0.99 | 5097 | 83
PYKA652M | Mobern Lighting Co | Mobern Lighting | 155-48LED30DMV50 | Indoor Luminaires | Linear Ambient | Direct Linear Ambient Luminaires | Standard | FALSE | [9 empty] | 42676 |  |  | Yes | Only qualified in ceiling-mounted configuration | 4 | 4213.32 | 143.95 | 29.27 | 18.1 | 0.91 | 5000 | 83
P7UXXW6X | Mobern Lighting Co | Mobern Lighting | 155-48LED30DMV40 | Indoor Luminaires | Linear Ambient | Direct Linear Ambient Luminaires | Standard | FALSE | [9 empty] | 42676 |  |  | Yes | Only qualified in ceiling-mounted configuration | 4 | 4066.22 | 138.92 | 29.27 | 18.1 | 0.91 | 4000 | 82
PWE9QBSF | Mobern Lighting Co | Mobern Lighting | 155-48LED57DMV40 | Indoor Luminaires | Linear Ambient | Direct Linear Ambient Luminaires | Standard | FALSE | [9 empty] | 42676 |  |  | Yes | Only qualified in ceiling-mounted configuration | 4 | 6858 | 118.32 | 57.96 | 7.6 | 0.99 | 4000 | 82
PT2R7DNC | Mobern Lighting Co | Mobern Lighting | 155-48LED48DMV40 | Indoor Luminaires | Linear Ambient | Direct Linear Ambient Luminaires | Standard | FALSE | [9 empty] | 42676 |  |  | Yes | Only qualified in ceiling-mounted configuration | 4 | 5985 | 124.69 | 48 | 7.6 | 0.99 | 4000 | 82
P33S28FN | Mobern Lighting Co | Mobern Lighting | 155-48LED30DMV35 | Indoor Luminaires | Linear Ambient | Direct Linear Ambient Luminaires | Standard | FALSE | [9 empty] | 42676 |  |  | Yes | Only qualified in ceiling-mounted configuration | 4 | 3953.06 | 135.05 | 29.27 | 18.1 | 0.91 | 3500 | 82
PPPZFVB3 | Mobern Lighting Co | Mobern Lighting | 155-48LED57DMV35 | Indoor Luminaires | Linear Ambient | Direct Linear Ambient Luminaires | Standard | FALSE | [9 empty] | 42676 |  |  | Yes | Only qualified in ceiling-mounted configuration | 4 | 6730 | 116.11 | 57.96 | 7.6 | 0.99 | 3500 | 82
PD8TXG4E | Mobern Lighting Co | Mobern Lighting | 155-48LED48DMV35 | Indoor Luminaires | Linear Ambient | Direct Linear Ambient Luminaires | Standard | FALSE | [9 empty] | 42676 |  |  | Yes | Only qualified in ceiling-mounted configuration | 4 | 5876 | 122.42 | 48 | 7.6 | 0.99 | 3500 | 82
P3S6ZMUY | Mobern Lighting Co | Mobern Lighting | 155-48LED57DMV30 | Indoor Luminaires | Linear Ambient | Direct Linear Ambient Luminaires | Standard | FALSE | [9 empty] | 42676 |  |  | Yes | Only qualified in ceiling-mounted configuration | 4 | 6540 | 112.84 | 57.96 | 7.6 | 0.99 | 3061 | 82
PDPDC2WM | Mobern Lighting Co | Mobern Lighting | 155-48LED48DMV30 | Indoor Luminaires | Linear Ambient | Direct Linear Ambient Luminaires | Standard | FALSE | [9 empty] | 42676 |  |  | Yes | Only qualified in ceiling-mounted configuration | 4 | 5708 | 118.92 | 48 | 7.6 | 0.99 | 3061 | 82
PPV6PAGB | Energy Solutions International | ESI | F-18VX-WR-N4VG2HO-50-[blankD] | Indoor Luminaires | Linear Ambient | Direct Linear Ambient Luminaires | Premium | FALSE | [9 empty] | 42676 |  |  | Yes |  | 4 | 20972 | 143.74 | 145.9 | 7.39 | 0.94 | 5174 | 84
P9AARURX | Energy Solutions International | ESI | F-18VX-WR-N4HG2HO-50-[blankD] | Indoor Luminaires | Linear Ambient | Direct Linear Ambient Luminaires | Premium | FALSE | [9 empty] | 42676 |  |  | Yes |  | 4 | 19370.09 | 144.55 | 134 | 7.39 | 0.94 | 5174 | 84
PJFAAXQU | Energy Solutions International | ESI | F-18VX-WR-N4VG2HO-50-FR-[blankD] | Indoor Luminaires | Linear Ambient | Direct Linear Ambient Luminaires | Premium | FALSE | [9 empty] | 42676 |  |  | Yes |  | 4 | 18396 | 126.1 | 145.9 | 7.39 | 0.94 | 5174 | 84
PEQDUS3J | Energy Solutions International | ESI | F-18VX-WR-N4HG2HO-50-FR-[blankD] | Indoor Luminaires | Linear Ambient | Direct Linear Ambient Luminaires | Premium | FALSE | [9 empty] | 42676 |  |  | Yes |  | 4 | 17078.32 | 127.45 | 134 | 7.39 | 0.94 | 5174 | 84
PCTFW98P | Energy Solutions International | ESI | F-18VX-WR-N4MG2HO-50-[blankD] | Indoor Luminaires | Linear Ambient | Direct Linear Ambient Luminaires | Premium | FALSE | [9 empty] | 42676 |  |  | Yes |  | 4 | 16582.67 | 145.46 | 114 | 7.39 | 0.94 | 5174 | 84
PXZHV41F | Energy Solutions International | ESI | F-18VX-WR-N4NG2HO-50-[blankD] | Indoor Luminaires | Linear Ambient | Direct Linear Ambient Luminaires | Premium | FALSE | [9 empty] | 42676 |  |  | Yes |  | 4 | 15467.16 | 145.92 | 106 | 7.39 | 0.94 | 5174 | 84
PZ41B9CF | Energy Solutions International | ESI | F-18VX-WR-N4MG2HO-50-FR-[blankD] | Indoor Luminaires | Linear Ambient | Direct Linear Ambient Luminaires | Premium | FALSE | [9 empty] | 42676 |  |  | Yes |  | 4 | 14694.64 | 128.9 | 114 | 7.39 | 0.94 | 5174 | 84
P2T5HCED | Energy Solutions International | ESI | F-18VX-WR-N4LG2HO-50-[blankD] | Indoor Luminaires | Linear Ambient | Direct Linear Ambient Luminaires | Premium | FALSE | [9 empty] | 42676 |  |  | Yes |  | 4 | 14198 | 146.37 | 97 | 7.39 | 0.94 | 5174 | 84
P54CWUUX | Energy Solutions International | ESI | F-18VX-WR-N4NG2HO-50-FR-[blankD] | Indoor Luminaires | Linear Ambient | Direct Linear Ambient Luminaires | Premium | FALSE | [9 empty] | 42676 |  |  | Yes |  | 4 | 13740.3 | 129.63 | 106 | 7.39 | 0.94 | 5174 | 84
PCZYDBSU | Energy Solutions International | ESI | F-18VX-WR-N4LG2HO-50-FR-[blankD] | Indoor Luminaires | Linear Ambient | Direct Linear Ambient Luminaires | Premium | FALSE | [9 empty] | 42676 |  |  | Yes |  | 4 | 12644 | 130.35 | 97 | 7.39 | 0.94 | 5174 | 84
PCPKJ74A | Energy Solutions International | ESI | F-14VX-WR-N4VG2HO-50-[blankD] | Indoor Luminaires | Linear Ambient | Direct Linear Ambient Luminaires | Premium | FALSE | [9 empty] | 42676 |  |  | Yes |  | 4 | 10486 | 143.74 | 72.95 | 7.39 | 0.94 | 5174 | 84
P65G8AQC | Energy Solutions International | ESI | F-14VX-WR-N4HG2HO-50-[blankD] | Indoor Luminaires | Linear Ambient | Direct Linear Ambient Luminaires | Premium | FALSE | [9 empty] | 42676 |  |  | Yes |  | 4 | 9685.05 | 144.55 | 67 | 7.39 | 0.94 | 5174 | 84
PZDRGJ2W | Energy Solutions International | ESI | F-14VX-WR-N4VG2HO-50-FR-[blankD] | Indoor Luminaires | Linear Ambient | Direct Linear Ambient Luminaires | Premium | FALSE | [9 empty] | 42676 |  |  | Yes |  | 4 | 9198 | 126.1 | 72.95 | 7.39 | 0.94 | 5174 | 84
PGS3JABB | Energy Solutions International | ESI | F-14VX-WR-N4HG2HO-50-FR-[blankD] | Indoor Luminaires | Linear Ambient | Direct Linear Ambient Luminaires | Premium | FALSE | [9 empty] | 42676 |  |  | Yes |  | 4 | 8539.16 | 127.45 | 67 | 7.39 | 0.94 | 5174 | 84
PX28ZRYE | Energy Solutions International | ESI | F-14VX-WR-N4MG2HO-50-[blankD] | Indoor Luminaires | Linear Ambient | Direct Linear Ambient Luminaires | Premium | FALSE | [9 empty] | 42676 |  |  | Yes |  | 4 | 8291.34 | 145.46 | 57 | 7.39 | 0.94 | 5174 | 84
PE4582VV | Energy Solutions International | ESI | F-14VX-WR-N4NG2HO-50-[blankD] | Indoor Luminaires | Linear Ambient | Direct Linear Ambient Luminaires | Premium | FALSE | [9 empty] | 42676 |  |  | Yes |  | 4 | 7733.58 | 145.92 | 53 | 7.39 | 0.94 | 5174 | 84
PSUS8EDT | Energy Solutions International | ESI | F-14VX-WR-N4MG2HO-50-FR-[blankD] | Indoor Luminaires | Linear Ambient | Direct Linear Ambient Luminaires | Premium | FALSE | [9 empty] | 42676 |  |  | Yes |  | 4 | 7347.32 | 128.9 | 57 | 7.39 | 0.94 | 5174 | 84
P29DZ9C5 | Energy Solutions International | ESI | F-14VX-WR-N4LG2HO-50-[blankD] | Indoor Luminaires | Linear Ambient | Direct Linear Ambient Luminaires | Premium | FALSE | [9 empty] | 42676 |  |  | Yes |  | 4 | 7099 | 146.37 | 48.5 | 7.39 | 0.94 | 5174 | 84
PJ2K4NJQ | Energy Solutions International | ESI | F-14VX-WR-N4NG2HO-50-FR-[blankD] | Indoor Luminaires | Linear Ambient | Direct Linear Ambient Luminaires | Premium | FALSE | [9 empty] | 42676 |  |  | Yes |  | 4 | 6870.15 | 129.63 | 53 | 7.39 | 0.94 | 5174 | 84
PFB8422M | Energy Solutions International | ESI | F-18VX-WR-N4VG2HO-40-[blankD] | Indoor Luminaires | Linear Ambient | Direct Linear Ambient Luminaires | Premium | FALSE | [9 empty] | 42676 |  |  | Yes |  | 4 | 20972 | 143.74 | 145.9 | 7.39 | 0.94 | 4000 | 84
P3XYHQ7F | Energy Solutions International | ESI | F-18VX-WR-N4HG2HO-40-[blankD] | Indoor Luminaires | Linear Ambient | Direct Linear Ambient Luminaires | Premium | FALSE | [9 empty] | 42676 |  |  | Yes |  | 4 | 19370.09 | 144.55 | 134 | 7.39 | 0.94 | 4000 | 84
PANUVSRU | Energy Solutions International | ESI | F-18VX-WR-N4VG2HO-40-FR-[blankD] | Indoor Luminaires | Linear Ambient | Direct Linear Ambient Luminaires | Premium | FALSE | [9 empty] | 42676 |  |  | Yes |  | 4 | 18396 | 126.1 | 145.9 | 7.39 | 0.94 | 4000 | 84
P5WTT772 | Energy Solutions International | ESI | F-18VX-WR-N4HG2HO-40-FR-[blankD] | Indoor Luminaires | Linear Ambient | Direct Linear Ambient Luminaires | Premium | FALSE | [9 empty] | 42676 |  |  | Yes |  | 4 | 17078.32 | 127.45 | 134 | 7.39 | 0.94 | 4000 | 84
P5RB4Z6K | Energy Solutions International | ESI | F-18VX-WR-N4MG2HO-40-[blankD] | Indoor Luminaires | Linear Ambient | Direct Linear Ambient Luminaires | Premium | FALSE | [9 empty] | 42676 |  |  | Yes |  | 4 | 16582.67 | 145.46 | 114 | 7.39 | 0.94 | 4000 | 84
PS6YDVCU | Energy Solutions International | ESI | F-18VX-WR-N4NG2HO-40-[blankD] | Indoor Luminaires | Linear Ambient | Direct Linear Ambient Luminaires | Premium | FALSE | [9 empty] | 42676 |  |  | Yes |  | 4 | 15467.16 | 145.92 | 106 | 7.39 | 0.94 | 4000 | 84
PQ2CGKCQ | Energy Solutions International | ESI | F-18VX-WR-N4MG2HO-40-FR-[blankD] | Indoor Luminaires | Linear Ambient | Direct Linear Ambient Luminaires | Premium | FALSE | [9 empty] | 42676 |  |  | Yes |  | 4 | 14694.64 | 128.9 | 114 | 7.39 | 0.94 | 4000 | 84
P612QJCN | Energy Solutions International | ESI | F-18VX-WR-N4LG2HO-40-[blankD] | Indoor Luminaires | Linear Ambient | Direct Linear Ambient Luminaires | Premium | FALSE | [9 empty] | 42676 |  |  | Yes |  | 4 | 14198 | 146.37 | 97 | 7.39 | 0.94 | 4000 | 84
PYB31UF5 | Energy Solutions International | ESI | F-18VX-WR-N4NG2HO-40-FR-[blankD] | Indoor Luminaires | Linear Ambient | Direct Linear Ambient Luminaires | Premium | FALSE | [9 empty] | 42676 |  |  | Yes |  | 4 | 13740.3 | 129.63 | 106 | 7.39 | 0.94 | 4000 | 84
P5YKK6AJ | Energy Solutions International | ESI | F-18VX-WR-N4LG2HO-40-FR-[blankD] | Indoor Luminaires | Linear Ambient | Direct Linear Ambient Luminaires | Premium | FALSE | [9 empty] | 42676 |  |  | Yes |  | 4 | 12644 | 130.35 | 97 | 7.39 | 0.94 | 4000 | 84
PC7JM6RF | Energy Solutions International | ESI | F-14VX-WR-N4VG2HO-40-[blankD] | Indoor Luminaires | Linear Ambient | Direct Linear Ambient Luminaires | Premium | FALSE | [9 empty] | 42676 |  |  | Yes |  | 4 | 10486 | 143.74 | 72.95 | 7.39 | 0.94 | 4000 | 84
PFJ1HTJU | Energy Solutions International | ESI | F-14VX-WR-N4HG2HO-40-[blankD] | Indoor Luminaires | Linear Ambient | Direct Linear Ambient Luminaires | Premium | FALSE | [9 empty] | 42676 |  |  | Yes |  | 4 | 9685.05 | 144.55 | 67 | 7.39 | 0.94 | 4000 | 84
PS4C9J5N | Energy Solutions International | ESI | F-14VX-WR-N4VG2HO-40-FR-[blankD] | Indoor Luminaires | Linear Ambient | Direct Linear Ambient Luminaires | Premium | FALSE | [9 empty] | 42676 |  |  | Yes |  | 4 | 9198 | 126.1 | 72.95 | 7.39 | 0.94 | 4000 | 84
PD2SAAK3 | Energy Solutions International | ESI | F-14VX-WR-N4HG2HO-40-FR-[blankD] | Indoor Luminaires | Linear Ambient | Direct Linear Ambient Luminaires | Premium | FALSE | [9 empty] | 42676 |  |  | Yes |  | 4 | 8539.16 | 127.45 | 67 | 7.39 | 0.94 | 4000 | 84
PF6KYMZ6 | Energy Solutions International | ESI | F-14VX-WR-N4MG2HO-40-[blankD] | Indoor Luminaires | Linear Ambient | Direct Linear Ambient Luminaires | Premium | FALSE | [9 empty] | 42676 |  |  | Yes |  | 4 | 8291.34 | 145.46 | 57 | 7.39 | 0.94 | 4000 | 84
PJCT4NZD | Energy Solutions International | ESI | F-14VX-WR-N4NG2HO-40-[blankD] | Indoor Luminaires | Linear Ambient | Direct Linear Ambient Luminaires | Premium | FALSE | [9 empty] | 42676 |  |  | Yes |  | 4 | 7733.58 | 145.92 | 53 | 7.39 | 0.94 | 4000 | 84
PWXFMKG3 | Energy Solutions International | ESI | F-14VX-WR-N4MG2HO-40-FR-[blankD] | Indoor Luminaires | Linear Ambient | Direct Linear Ambient Luminaires | Premium | FALSE | [9 empty] | 42676 |  |  | Yes |  | 4 | 7347.32 | 128.9 | 57 | 7.39 | 0.94 | 4000 | 84
PQXSSJ7N | Energy Solutions International | ESI | F-14VX-WR-N4LG2HO-40-[blankD] | Indoor Luminaires | Linear Ambient | Direct Linear Ambient Luminaires | Premium | FALSE | [9 empty] | 42676 |  |  | Yes |  | 4 | 7099 | 146.37 | 48.5 | 7.39 | 0.94 | 4000 | 84
P2SBWWS8 | Energy Solutions International | ESI | F-14VX-WR-N4NG2HO-40-FR-[blankD] | Indoor Luminaires | Linear Ambient | Direct Linear Ambient Luminaires | Premium | FALSE | [9 empty] | 42676 |  |  | Yes |  | 4 | 6870.15 | 129.63 | 53 | 7.39 | 0.94 | 4000 | 84
PHFD1KZU | Energy Solutions International | ESI | F-14VX-WR-N4LG2HO-40-FR-[blankD] | Indoor Luminaires | Linear Ambient | Direct Linear Ambient Luminaires | Premium | FALSE | [9 empty] | 42676 |  |  | Yes |  | 4 | 6322 | 130.35 | 48.5 | 7.39 | 0.94 | 4000 | 84
PRWK6FJV | Energy Solutions International | ESI | F-18VX-WR-N4VG2HO-35-[blankD] | Indoor Luminaires | Linear Ambient | Direct Linear Ambient Luminaires | Premium | FALSE | [9 empty] | 42676 |  |  | Yes |  | 4 | 20972 | 143.74 | 145.9 | 7.39 | 0.94 | 3588 | 84
P4DKZ93D | Energy Solutions International | ESI | F-18VX-WR-N4HG2HO-35-[blankD] | Indoor Luminaires | Linear Ambient | Direct Linear Ambient Luminaires | Premium | FALSE | [9 empty] | 42676 |  |  | Yes |  | 4 | 19370.09 | 144.55 | 134 | 7.39 | 0.94 | 3588 | 84
PJ1UHDQE | Energy Solutions International | ESI | F-18VX-WR-N4VG2HO-35-FR-[blankD] | Indoor Luminaires | Linear Ambient | Direct Linear Ambient Luminaires | Premium | FALSE | [9 empty] | 42676 |  |  | Yes |  | 4 | 18396 | 126.1 | 145.9 | 7.39 | 0.94 | 3588 | 84
PXSUN4QH | Energy Solutions International | ESI | F-18VX-WR-N4HG2HO-35-FR-[blankD] | Indoor Luminaires | Linear Ambient | Direct Linear Ambient Luminaires | Premium | FALSE | [9 empty] | 42676 |  |  | Yes |  | 4 | 17078.32 | 127.45 | 134 | 7.39 | 0.94 | 3588 | 84
PFS6WP4M | Energy Solutions International | ESI | F-18VX-WR-N4MG2HO-35-[blankD] | Indoor Luminaires | Linear Ambient | Direct Linear Ambient Luminaires | Premium | FALSE | [9 empty] | 42676 |  |  | Yes |  | 4 | 16582.67 | 145.46 | 114 | 7.39 | 0.94 | 3588 | 84
PMS7X4N3 | Energy Solutions International | ESI | F-18VX-WR-N4NG2HO-35-[blankD] | Indoor Luminaires | Linear Ambient | Direct Linear Ambient Luminaires | Premium | FALSE | [9 empty] | 42676 |  |  | Yes |  | 4 | 15467.16 | 145.92 | 106 | 7.39 | 0.94 | 3588 | 84
PF2ZN4CX | Energy Solutions International | ESI | F-18VX-WR-N4MG2HO-35-FR-[blankD] | Indoor Luminaires | Linear Ambient | Direct Linear Ambient Luminaires | Premium | FALSE | [9 empty] | 42676 |  |  | Yes |  | 4 | 14694.64 | 128.9 | 114 | 7.39 | 0.94 | 3588 | 84
PXVR4QN2 | Energy Solutions International | ESI | F-18VX-WR-N4LG2HO-35-[blankD] | Indoor Luminaires | Linear Ambient | Direct Linear Ambient Luminaires | Premium | FALSE | [9 empty] | 42676 |  |  | Yes |  | 4 | 14198 | 146.37 | 97 | 7.39 | 0.94 | 3588 | 84
P76DSPUQ | Energy Solutions International | ESI | F-18VX-WR-N4NG2HO-35-FR-[blankD] | Indoor Luminaires | Linear Ambient | Direct Linear Ambient Luminaires | Premium | FALSE | [9 empty] | 42676 |  |  | Yes |  | 4 | 13740.3 | 129.63 | 106 | 7.39 | 0.94 | 3588 | 84
PNW8GQTS | Energy Solutions International | ESI | F-18VX-WR-N4LG2HO-35-FR-[blankD] | Indoor Luminaires | Linear Ambient | Direct Linear Ambient Luminaires | Premium | FALSE | [9 empty] | 42676 |  |  | Yes |  | 4 | 12644 | 130.35 | 97 | 7.39 | 0.94 | 3588 | 84
PGGEBAGS | Energy Solutions International | ESI | F-14VX-WR-N4VG2HO-35-[blankD] | Indoor Luminaires | Linear Ambient | Direct Linear Ambient Luminaires | Premium | FALSE | [9 empty] | 42676 |  |  | Yes |  | 4 | 10486 | 143.74 | 72.95 | 7.39 | 0.94 | 3588 | 84
PU9Y7HJX | Energy Solutions International | ESI | F-14VX-WR-N4HG2HO-35-[blankD] | Indoor Luminaires | Linear Ambient | Direct Linear Ambient Luminaires | Premium | FALSE | [9 empty] | 42676 |  |  | Yes |  | 4 | 9685.05 | 144.55 | 67 | 7.39 | 0.94 | 3588 | 84
PB28D1H7 | Energy Solutions International | ESI | F-14VX-WR-N4HG2HO-35-FR-[blankD] | Indoor Luminaires | Linear Ambient | Direct Linear Ambient Luminaires | Premium | FALSE | [9 empty] | 42676 |  |  | Yes |  | 4 | 8539.16 | 127.45 | 67 | 7.39 | 0.94 | 3588 | 84
PZBCGTFS | Energy Solutions International | ESI | F-14VX-WR-N4MG2HO-35-[blankD] | Indoor Luminaires | Linear Ambient | Direct Linear Ambient Luminaires | Premium | FALSE | [9 empty] | 42676 |  |  | Yes |  | 4 | 8291.34 | 145.46 | 57 | 7.39 | 0.94 | 3588 | 84
PJ88QRG6 | Energy Solutions International | ESI | F-14VX-WR-N4NG2HO-35-[blankD] | Indoor Luminaires | Linear Ambient | Direct Linear Ambient Luminaires | Premium | FALSE | [9 empty] | 42676 |  |  | Yes |  | 4 | 7733.58 | 145.92 | 53 | 7.39 | 0.94 | 3588 | 84
PXDVB7XQ | Energy Solutions International | ESI | F-14VX-WR-N4MG2HO-35-FR-[blankD] | Indoor Luminaires | Linear Ambient | Direct Linear Ambient Luminaires | Premium | FALSE | [9 empty] | 42676 |  |  | Yes |  | 4 | 7347.32 | 128.9 | 57 | 7.39 | 0.94 | 3588 | 84
PFVZNFYV | Energy Solutions International | ESI | F-14VX-WR-N4LG2HO-35-[blankD] | Indoor Luminaires | Linear Ambient | Direct Linear Ambient Luminaires | Premium | FALSE | [9 empty] | 42676 |  |  | Yes |  | 4 | 7099 | 146.37 | 48.5 | 7.39 | 0.94 | 3588 | 84
PJWJKTC7 | Energy Solutions International | ESI | F-14VX-WR-N4NG2HO-35-FR-[blankD] | Indoor Luminaires | Linear Ambient | Direct Linear Ambient Luminaires | Premium | FALSE | [9 empty] | 42676 |  |  | Yes |  | 4 | 6870.15 | 129.63 | 53 | 7.39 | 0.94 | 3588 | 84
PVSDKYUY | Foshan Naturaled Electric Co.Ltd | Naturaled | LED-FXUWS29/40K | Indoor Luminaires | Linear Ambient | Direct Linear Ambient Luminaires | Standard | TRUE | 3220.2 | 111.23 | 28.95 | 8.3 | 0.958 | 4095 | 84.3 | 5 | 50000 | 42674 |  |  | No |  | 4 | 3220.2 | 111.23 | 28.95 | 8.3 | 0.99 | 4000 | 84.3
PMGFZXSK | Foshan Naturaled Electric Co.Ltd | Naturaled | LED-FXUWS29/50K | Indoor Luminaires | Linear Ambient | Direct Linear Ambient Luminaires | Standard | FALSE | [9 empty] | 42674 |  |  | No |  | 4 | 3289.8 | 114.37 | 28.77 | 8.3 | 0.99 | 5000 | 84.3
PD7U3NJX | RENOVA Lighting Systems Inc. | Narrow Profile Wrap | SCW2-N-L015-120-DM-C40-AP-xx-xx | Indoor Luminaires | Linear Ambient | Direct Linear Ambient Luminaires | Premium | FALSE | [9 empty] | 42671 |  |  | Yes |  | 3.1 | 1488.06 | 126.42 | 11.77 | 13.1 | 0.925 | 3991 | 83.6
PYQBK9E3 | RENOVA Lighting Systems Inc. | Narrow Profile Wrap | SCW2-N-L015-120-DM-C40-AF-xx-xx | Indoor Luminaires | Linear Ambient | Direct Linear Ambient Luminaires | Premium | FALSE | [9 empty] | 42671 |  |  | Yes |  | 3.1 | 1483 | 125.99 | 11.77 | 13.1 | 0.925 | 3991 | 83.6
PZGUYZBX | RENOVA Lighting Systems Inc. | Narrow Profile Wrap | SCW8-N-L060-UNV-DM-C40-AF-xx-xx | Indoor Luminaires | Linear Ambient | Direct Linear Ambient Luminaires | Premium | FALSE | [9 empty] | 42671 |  |  | Yes |  | 3.1 | 6432.47 | 147.33 | 43.66 | 15.8 | 0.92 | 3988 | 83.7
P69MDAKG | RENOVA Lighting Systems Inc. | Narrow Profile Wrap | SCW8-N-L060-UNV-DM-C40-AP-xx-xx | Indoor Luminaires | Linear Ambient | Direct Linear Ambient Luminaires | Premium | FALSE | [9 empty] | 42671 |  |  | Yes |  | 3.1 | 6358.22 | 145.63 | 43.66 | 15.8 | 0.92 | 3988 | 83.7
PNRDV1Q8 | RENOVA Lighting Systems Inc. | Narrow Profile Wrap | SCW8-N-L040-UNV-DM-C40-AF-xx-xx | Indoor Luminaires | Linear Ambient | Direct Linear Ambient Luminaires | Premium | FALSE | [9 empty] | 42671 |  |  | Yes |  | 3.1 | 4397.43 | 151.48 | 29.03 | 15.8 | 0.92 | 3988 | 83.7
PRYXXJ6V | RENOVA Lighting Systems Inc. | Narrow Profile Wrap | SCW8-N-L040-UNV-DM-C40-AP-xx-xx | Indoor Luminaires | Linear Ambient | Direct Linear Ambient Luminaires | Premium | FALSE | [9 empty] | 42671 |  |  | Yes |  | 3.1 | 4346.68 | 149.73 | 29.03 | 15.8 | 0.92 | 3988 | 83.7
PYRBTUNK | RENOVA Lighting Systems Inc. | Narrow Profile Wrap | SCW8-N-L030-UNV-DM-C40-AF-xx-xx | Indoor Luminaires | Linear Ambient | Direct Linear Ambient Luminaires | Premium | FALSE | [9 empty] | 42671 |  |  | Yes |  | 3.1 | 3358.88 | 152.82 | 21.98 | 15.8 | 0.92 | 3988 | 83.7
PAMC75QH | RENOVA Lighting Systems Inc. | Narrow Profile Wrap | SCW8-N-L030-UNV-DM-C40-AP-xx-xx | Indoor Luminaires | Linear Ambient | Direct Linear Ambient Luminaires | Premium | FALSE | [9 empty] | 42671 |  |  | Yes |  | 3.1 | 3320.11 | 151.05 | 21.98 | 15.8 | 0.92 | 3988 | 83.7
PZWSN7JU | RENOVA Lighting Systems Inc. | Narrow Profile Wrap | SCW4-N-L040-UNV-DM-C40-AF-xx-xx | Indoor Luminaires | Linear Ambient | Direct Linear Ambient Luminaires | Premium | FALSE | [9 empty] | 42671 |  |  | Yes |  | 3.1 | 4123.43 | 139.68 | 29.52 | 13.5 | 0.9 | 3988 | 83.7
PW7ZEGWG | RENOVA Lighting Systems Inc. | Narrow Profile Wrap | SCW4-N-L040-UNV-DM-C40-AP-xx-xx | Indoor Luminaires | Linear Ambient | Direct Linear Ambient Luminaires | Premium | FALSE | [9 empty] | 42671 |  |  | Yes |  | 3.1 | 4075.83 | 138.07 | 29.52 | 13.5 | 0.9 | 3988 | 83.7
P2X2GHWY | RENOVA Lighting Systems Inc. | Narrow Profile Wrap | SCW4-N-L030-UNV-DM-C40-AF-xx-xx | Indoor Luminaires | Linear Ambient | Direct Linear Ambient Luminaires | Premium | FALSE | [9 empty] | 42671 |  |  | Yes |  | 3.1 | 3164.92 | 142.76 | 22.17 | 13.5 | 0.9 | 3988 | 83.7
PAX3Q4D9 | RENOVA Lighting Systems Inc. | Narrow Profile Wrap | SCW4-N-L030-UNV-DM-C40-AP-xx-xx | Indoor Luminaires | Linear Ambient | Direct Linear Ambient Luminaires | Premium | FALSE | [9 empty] | 42671 |  |  | Yes |  | 3.1 | 3128.4 | 141.11 | 22.17 | 13.5 | 0.901 | 3988 | 83.7
P31K5CHY | RENOVA Lighting Systems Inc. | Narrow Profile Wrap | SCW4-N-L020-UNV-DM-C40-AF-xx-xx | Indoor Luminaires | Linear Ambient | Direct Linear Ambient Luminaires | Premium | FALSE | [9 empty] | 42671 |  |  | Yes |  | 3.1 | 2146.89 | 139.86 | 15.35 | 13.5 | 0.9 | 3988 | 83.7
PKHZ6P3J | RENOVA Lighting Systems Inc. | Narrow Profile Wrap | SCW4-N-L020-UNV-DM-C40-AP-xx-xx | Indoor Luminaires | Linear Ambient | Direct Linear Ambient Luminaires | Premium | FALSE | [9 empty] | 42671 |  |  | Yes |  | 3.1 | 2122.11 | 138.25 | 15.35 | 13.5 | 0.9 | 3988 | 83.7
PQXMDR64 | RENOVA Lighting Systems Inc. | Narrow Profile Wrap | SCW4-N-L015-UNV-DM-C40-AF-xx-xx | Indoor Luminaires | Linear Ambient | Direct Linear Ambient Luminaires | Premium | FALSE | [9 empty] | 42671 |  |  | Yes |  | 3.1 | 1562.96 | 130.03 | 12.02 | 13.5 | 0.9 | 3988 | 83.7
PS27YTB3 | RENOVA Lighting Systems Inc. | Narrow Profile Wrap | SCW4-N-L015-UNV-DM-C40-AP-xx-xx | Indoor Luminaires | Linear Ambient | Direct Linear Ambient Luminaires | Premium | FALSE | [9 empty] | 42671 |  |  | Yes |  | 3.1 | 1544.92 | 128.53 | 12.02 | 13.5 | 0.9 | 3988 | 83.7
PXEW4MN1 | RENOVA Lighting Systems Inc. | Narrow Profile Wrap | SCW8-N-L080-UNV-DM-C40-AF-xx-xx | Indoor Luminaires | Linear Ambient | Direct Linear Ambient Luminaires | Premium | FALSE | [9 empty] | 42671 |  |  | Yes |  | 3.1 | 8336.14 | 141.29 | 59 | 11.5 | 0.97 | 3988 | 83.7
PRD9U58Z | RENOVA Lighting Systems Inc. | Narrow Profile Wrap | SCW8-N-L080-UNV-DM-C40-AP-xx-xx | Indoor Luminaires | Linear Ambient | Direct Linear Ambient Luminaires | Premium | FALSE | [9 empty] | 42671 |  |  | Yes |  | 3.1 | 8239.92 | 139.66 | 59 | 11.5 | 0.97 | 3988 | 83.7
PA9BC5RM | RENOVA Lighting Systems Inc. | Narrow Profile Wrap | SCW2-N-L015-120-DM-C35-AP-xx-xx | Indoor Luminaires | Linear Ambient | Direct Linear Ambient Luminaires | Premium | FALSE | [9 empty] | 42671 |  |  | Yes |  | 3.1 | 1469 | 126.41 | 11.62 | 13.1 | 0.925 | 3475 | 84.2
P6HYCZA7 | RENOVA Lighting Systems Inc. | Narrow Profile Wrap | SCW2-N-L015-120-DM-C35-AF-xx-xx | Indoor Luminaires | Linear Ambient | Direct Linear Ambient Luminaires | Premium | FALSE | [9 empty] | 42671 |  |  | Yes |  | 3.1 | 1464 | 127.63 | 11.47 | 13.1 | 0.925 | 3475 | 84.2
P5VRNS95 | RENOVA Lighting Systems Inc. | Narrow Profile Wrap | SCW4-N-L040-UNV-DM-C35-AF-xx-xx | Indoor Luminaires | Linear Ambient | Direct Linear Ambient Luminaires | Premium | FALSE | [9 empty] | 42671 |  |  | Yes |  | 3.1 | 4018 | 136.11 | 29.52 | 13.5 | 0.9 | 3463 | 84.4
PX8ME1BK | RENOVA Lighting Systems Inc. | Narrow Profile Wrap | SCW4-N-L040-UNV-DM-C35-AP-xx-xx | Indoor Luminaires | Linear Ambient | Direct Linear Ambient Luminaires | Premium | FALSE | [9 empty] | 42671 |  |  | Yes |  | 3.1 | 3971.62 | 134.54 | 29.52 | 13.5 | 0.9 | 3463 | 84.4
PGHZAD6F | RENOVA Lighting Systems Inc. | Narrow Profile Wrap | SCW4-N-L030-UNV-DM-C35-AF-xx-xx | Indoor Luminaires | Linear Ambient | Direct Linear Ambient Luminaires | Premium | FALSE | [9 empty] | 42671 |  |  | Yes |  | 3.1 | 3084 | 139.11 | 22.17 | 13.5 | 0.9 | 3463 | 84.4
PTBYP1MP | RENOVA Lighting Systems Inc. | Narrow Profile Wrap | SCW4-N-L030-UNV-DM-C35-AP-xx-xx | Indoor Luminaires | Linear Ambient | Direct Linear Ambient Luminaires | Premium | FALSE | [9 empty] | 42671 |  |  | Yes |  | 3.1 | 3048.4 | 137.5 | 22.17 | 13.5 | 0.9 | 3463 | 84.4
PKDJM2KJ | RENOVA Lighting Systems Inc. | Narrow Profile Wrap | SCW4-N-L020-UNV-DM-C35-AF-xx-xx | Indoor Luminaires | Linear Ambient | Direct Linear Ambient Luminaires | Premium | FALSE | [9 empty] | 42671 |  |  | Yes |  | 3.1 | 2092 | 136.29 | 15.35 | 13.5 | 0.9 | 3463 | 84.4
PB5YMJXG | RENOVA Lighting Systems Inc. | Narrow Profile Wrap | SCW4-N-L020-UNV-DM-C35-AP-xx-xx | Indoor Luminaires | Linear Ambient | Direct Linear Ambient Luminaires | Premium | FALSE | [9 empty] | 42671 |  |  | Yes |  | 3.1 | 2067.85 | 134.71 | 15.35 | 13.5 | 0.9 | 3463 | 84.4
P18FPTFY | RENOVA Lighting Systems Inc. | Narrow Profile Wrap | SCW4-N-L015-UNV-DM-C35-AF-xx-xx | Indoor Luminaires | Linear Ambient | Direct Linear Ambient Luminaires | Premium | FALSE | [9 empty] | 42671 |  |  | Yes |  | 3.1 | 1523 | 126.81 | 12.01 | 13.5 | 0.9 | 3463 | 84.4
PRWKAEBV | RENOVA Lighting Systems Inc. | Narrow Profile Wrap | SCW4-N-L015-UNV-DM-C35-AP-xx-xx | Indoor Luminaires | Linear Ambient | Direct Linear Ambient Luminaires | Premium | FALSE | [9 empty] | 42671 |  |  | Yes |  | 3.1 | 1505.42 | 125.24 | 12.02 | 13.5 | 0.9 | 3463 | 84.4
PVTP71P3 | RENOVA Lighting Systems Inc. | Narrow Profile Wrap | SCW8-N-L060-UNV-DM-C35-AF-xx-xx | Indoor Luminaires | Linear Ambient | Direct Linear Ambient Luminaires | Premium | FALSE | [9 empty] | 42671 |  |  | Yes |  | 3.1 | 6268 | 143.56 | 43.66 | 15.8 | 0.92 | 3463 | 84.3
PT4886DW | RENOVA Lighting Systems Inc. | Narrow Profile Wrap | SCW8-N-L060-UNV-DM-C35-AP-xx-xx | Indoor Luminaires | Linear Ambient | Direct Linear Ambient Luminaires | Premium | FALSE | [9 empty] | 42671 |  |  | Yes |  | 3.1 | 6195.65 | 141.91 | 43.66 | 15.8 | 0.92 | 3463 | 84.3
PY1GKNYA | RENOVA Lighting Systems Inc. | Narrow Profile Wrap | SCW8-N-L040-UNV-DM-C35-AF-xx-xx | Indoor Luminaires | Linear Ambient | Direct Linear Ambient Luminaires | Premium | FALSE | [9 empty] | 42671 |  |  | Yes |  | 3.1 | 4285 | 147.61 | 29.03 | 15.8 | 0.92 | 3463 | 84.3
PB1496YH | RENOVA Lighting Systems Inc. | Narrow Profile Wrap | SCW8-N-L040-UNV-DM-C35-AP-xx-xx | Indoor Luminaires | Linear Ambient | Direct Linear Ambient Luminaires | Premium | FALSE | [9 empty] | 42671 |  |  | Yes |  | 3.1 | 4235.54 | 145.9 | 29.03 | 15.8 | 0.92 | 3463 | 84.3
PW7VK2FX | RENOVA Lighting Systems Inc. | Narrow Profile Wrap | SCW8-N-L030-UNV-DM-C35-AF-xx-xx | Indoor Luminaires | Linear Ambient | Direct Linear Ambient Luminaires | Premium | FALSE | [9 empty] | 42671 |  |  | Yes |  | 3.1 | 3273 | 148.91 | 21.98 | 15.8 | 0.92 | 3463 | 84.3
PRHAJMUD | RENOVA Lighting Systems Inc. | Narrow Profile Wrap | SCW8-N-L030-UNV-DM-C35-AP-xx-xx | Indoor Luminaires | Linear Ambient | Direct Linear Ambient Luminaires | Premium | FALSE | [9 empty] | 42671 |  |  | Yes |  | 3.1 | 3235.22 | 147.19 | 21.98 | 15.8 | 0.92 | 3463 | 84.3
PBUYD2QS | RENOVA Lighting Systems Inc. | Narrow Profile Wrap | SCW8-N-L080-UNV-DM-C35-AF-xx-xx | Indoor Luminaires | Linear Ambient | Direct Linear Ambient Luminaires | Premium | FALSE | [9 empty] | 42671 |  |  | Yes |  | 3.1 | 8123 | 137.68 | 59 | 11.5 | 0.97 | 3463 | 84.3
PHRBFJR5 | RENOVA Lighting Systems Inc. | Narrow Profile Wrap | SCW8-N-L080-UNV-DM-C35-AP-xx-xx | Indoor Luminaires | Linear Ambient | Direct Linear Ambient Luminaires | Premium | FALSE | [9 empty] | 42671 |  |  | Yes |  | 3.1 | 8029.24 | 136.09 | 59 | 11.5 | 0.97 | 3463 | 84.3
PAF59X1V | Jiangmen OGJG Lighting and Electronic Co. Ltd. | OGJG Lighting | OG-LED220-NWPC(4000K) | Indoor Luminaires | Linear Ambient | Direct Linear Ambient Luminaires | Standard | TRUE | 4667.81 | 116 | 40.24 | 14.22 | 0.924 | 4186 | 83.3 | 5 | 50000 | 42670 |  |  | No |  | 4 | 4600 | 115 | 40 | 15 | 0.9 | 4000 | 83
PFHW1NNC | Eaton (formerly Cooper Lighting) | Metalux Arcline | 14ALNG-LD4-25-UNV-L830-CD1 | Indoor Luminaires | Linear Ambient | Direct Linear Ambient Luminaires | Standard | TRUE | 2301 | 91.7 | 25.1 | 19.52 | 0.907 | 2997 | 82.8 | 5 | 60000 | 42670 |  |  | NotYetVerified |  | 3.1 | 2301 | 91.7 | 25.1 | 19.52 | 0.907 | 2997 | 82.8
P85CZDPC | FOSHAN INNOVATIVE LIGHTING | Innovative | LL-202401B(3000K) | Indoor Luminaires | Linear Ambient | Direct Linear Ambient Luminaires | Standard | TRUE | 1889.65 | 104.98 | 18 | 22.38 | 0.877 | 2961 | 84.4 | 5 | 50000 | 42670 |  |  | No |  | 4 | 2100 | 105 | 20 | 20 | 0.9 | 3000 | 80
PXGZMUF2 | Eaton (formerly Cooper Lighting) | Metalux | [All Rating]-14ALN[All Trim Type]-LD4-35-R-[All Aluminum Flange Trim Options]-UNV-[All Emergency Options]-L850-[All Flex]-SD1-Blank -[All Packaging] | Indoor Luminaires | Linear Ambient | Direct Linear Ambient Luminaires | Standard | FALSE | [9 empty] | 42670 |  |  | No |  | 3 | 3949 | 95.76 | 41.24 | 12.38 | 0.99 | 5000 | 82.3
PA6AYHPM | Eaton (formerly Cooper Lighting) | Metalux | [All Rating]-14ALN[All Trim Type]-LD4-40-R-[All Aluminum Flange Trim Options]-UNV-[All Emergency Options]-L850-[All Flex]-SD1-Blank -[All Packaging] | Indoor Luminaires | Linear Ambient | Direct Linear Ambient Luminaires | Standard | FALSE | [9 empty] | 42670 |  |  | No |  | 3 | 4549 | 92.2 | 49.34 | 11.14 | 0.99 | 5000 | 82.3
P6PQU6SH | Eaton (formerly Cooper Lighting) | Metalux | [All Rating]-14ALN[All Trim Type]-LD4-35-blank-[All Aluminum Flange Trim Options]-120V-[All Emergency Options]-L850-[All Flex]-SD1-Blank-[All Packaging] | Indoor Luminaires | Linear Ambient | Direct Linear Ambient Luminaires | Standard | FALSE | [9 empty] | 42670 |  |  | NotYetVerified |  | 3 | 3900.81 | 91.47 | 42.65 | 12.12 | 0.99 | 5000 | 81
P9EPWK3B | Eaton (formerly Cooper Lighting) | Metalux | [All Rating]-14ALN[All Trim Type]-LD4-35-R-[All Aluminum Flange Trim Options]-UNV-[All Emergency Options]-L850-[All Flex]-[Driver Includes CD HCD 5LTD & SR]1-[Blank or All Sensor]-[All Packaging] | Indoor Luminaires | Linear Ambient | Direct Linear Ambient Luminaires | Standard | FALSE | [9 empty] | 42670 |  |  | Yes |  | 3 | 3850 | 95.96 | 40.12 | 9.76 | 0.99 | 5000 | 82.3
P6JSYBBA | Eaton (formerly Cooper Lighting) | Metalux | [All Rating]-14ALN[All Trim Type]-LD4-40-R-[All Aluminum Flange Trim Options]-UNV-[All Emergency Options]-L850-[All Flex]-[Driver Includes CD HCD 5LTD & SR]1-[Blank or All Sensor]-[All Packaging] | Indoor Luminaires | Linear Ambient | Direct Linear Ambient Luminaires | Standard | FALSE | [9 empty] | 42670 |  |  | Yes |  | 3 | 4435 | 91.35 | 48.55 | 9.41 | 0.99 | 5000 | 82.3
P9FX5ZSX | Eaton (formerly Cooper Lighting) | Metalux | [All Rating]-14ALN[All Trim Type]-LD4-31-R-[All Aluminum Flange Trim Options]-UNV-[All Emergency Options]-L850-[All Flex]-[Driver Includes CD HCD & SR]1-[Blank or All Sensor]-[All Packaging] | Indoor Luminaires | Linear Ambient | Direct Linear Ambient Luminaires | Standard | FALSE | [9 empty] | 42670 |  |  | Yes |  | 3 | 3464 | 98.86 | 35.04 | 7.45 | 0.99 | 5000 | 82.3
PRF9TARU | Eaton (formerly Cooper Lighting) | Metalux | [All Rating]-14ALN[All Trim Type]-LD4-26-R-[All Aluminum Flange Trim Options]-UNV-[All Emergency Options]-L850-[All Flex]-[Driver Includes CD HCD & SR]1-[Blank or All Sensor]-[All Packaging] | Indoor Luminaires | Linear Ambient | Direct Linear Ambient Luminaires | Standard | FALSE | [9 empty] | 42670 |  |  | Yes |  | 3 | 2870 | 103.05 | 27.85 | 5.09 | 1 | 5000 | 82.3
P6QEG91J | Eaton (formerly Cooper Lighting) | Metalux | [All Rating]-14ALN[All Trim Type]-LD4-23-R-[All Aluminum Flange Trim Options]-UNV-[All Emergency Options]-L850-[All Flex]-[Driver Includes CD HCD & SR]1-[Blank or All Sensor]-[All Packaging] | Indoor Luminaires | Linear Ambient | Direct Linear Ambient Luminaires | Standard | FALSE | [9 empty] | 42670 |  |  | Yes |  | 3 | 2609 | 104.78 | 24.9 | 4.83 | 1 | 5000 | 82.3
PXKU5MSB | Eaton (formerly Cooper Lighting) | Metalux | [All Rating]-14ALN[All Trim Type]-LD4-40-blank-[All Aluminum Flange Trim Options]-120V-[All Emergency Options]-L850-[All Flex]-[Driver Includes CD 5LTD & SR]1-[Blank or All Sensor]-[All Packaging] | Indoor Luminaires | Linear Ambient | Direct Linear Ambient Luminaires | Standard | FALSE | [9 empty] | 42670 |  |  | NotYetVerified |  | 3 | 4438.27 | 89.45 | 49.62 | 8.72 | 0.99 | 5000 | 81
PC69G7MF | Eaton (formerly Cooper Lighting) | Metalux | [All Rating]-14ALN[All Trim Type]-LD4-35-blank-[All Aluminum Flange Trim Options]-UNV-[All Emergency Options]-L850-[All Flex]-[Driver Includes CD 5LTD & SR]1-[Blank or All Sensor]-[All Packaging] | Indoor Luminaires | Linear Ambient | Direct Linear Ambient Luminaires | Standard | FALSE | [9 empty] | 42670 |  |  | NotYetVerified |  | 3 | 3900.81 | 92.95 | 41.97 | 8.56 | 0.99 | 5000 | 81
P5KU5X6F | Eaton (formerly Cooper Lighting) | Metalux | [All Rating]-14ALN[All Trim Type]-LD4-31-blank-[All Aluminum Flange Trim Options]-UNV-[All Emergency Options]-L850-[All Flex]-[Driver Includes CD & SR]1-[Blank or All Sensor]-[All Packaging] | Indoor Luminaires | Linear Ambient | Direct Linear Ambient Luminaires | Standard | FALSE | [9 empty] | 42670 |  |  | NotYetVerified |  | 3 | 3453.49 | 96.94 | 35.63 | 7.07 | 0.99 | 5000 | 81
P58R8D9S | Eaton (formerly Cooper Lighting) | Metalux | [All Rating]-14ALN[All Trim Type]-LD4-26-blank-[All Aluminum Flange Trim Options]-120V-[All Emergency Options]-L850-[All Flex]-[Driver Includes CD & SR]1-[Blank or All Sensor]-[All Packaging] | Indoor Luminaires | Linear Ambient | Direct Linear Ambient Luminaires | Standard | FALSE | [9 empty] | 42670 |  |  | NotYetVerified |  | 3 | 2926.17 | 100.37 | 29.15 | 6.3 | 0.99 | 5000 | 81
PQJDX74H | Eaton (formerly Cooper Lighting) | Metalux | [All Rating]-14ALN[All Trim Type]-LD4-23-blank-[All Aluminum Flange Trim Options]-UNV-[All Emergency Options]-L850-[All Flex]-[Driver Includes CD & SR]1-[Blank or All Sensor]-[All Packaging] | Indoor Luminaires | Linear Ambient | Direct Linear Ambient Luminaires | Standard | FALSE | [9 empty] | 42670 |  |  | NotYetVerified |  | 3 | 2559.98 | 101.32 | 25.27 | 5.79 | 0.99 | 5000 | 81
PVAXC84D | Eaton (formerly Cooper Lighting) | Metalux | [All Rating]-14ALN[All Trim Type]-LD4-35-R-[All Aluminum Flange Trim Options]-UNV-[All Emergency Options]-L840-[All Flex]-SD1-Blank -[All Packaging] | Indoor Luminaires | Linear Ambient | Direct Linear Ambient Luminaires | Standard | FALSE | [9 empty] | 42670 |  |  | No |  | 3 | 3618 | 87.73 | 41.24 | 12.38 | 0.99 | 4000 | 82.3
P8PMUU1X | Eaton (formerly Cooper Lighting) | Metalux | [All Rating]-14ALN[All Trim Type]-LD4-35-blank-[All Aluminum Flange Trim Options]-120V-[All Emergency Options]-L840-[All Flex]-SD1-Blank-[All Packaging] | Indoor Luminaires | Linear Ambient | Direct Linear Ambient Luminaires | Standard | FALSE | [9 empty] | 42670 |  |  | NotYetVerified |  | 3 | 3687.72 | 86.47 | 42.65 | 12.12 | 0.99 | 4000 | 81
PR5Q4BKK | Eaton (formerly Cooper Lighting) | Metalux | [All Rating]-14ALN[All Trim Type]-LD4-35-R-[All Aluminum Flange Trim Options]-UNV-[All Emergency Options]-L840-[All Flex]-[Driver Includes CD HCD 5LTD & SR]1-[Blank or All Sensor]-[All Packaging] | Indoor Luminaires | Linear Ambient | Direct Linear Ambient Luminaires | Standard | FALSE | [9 empty] | 42670 |  |  | Yes |  | 3 | 3454.5 | 84.88 | 40.7 | 9.76 | 0.99 | 4000 | 82.3
PRX1MDAP | Eaton (formerly Cooper Lighting) | Metalux | [All Rating]-14ALN[All Trim Type]-LD4-31-R-[All Aluminum Flange Trim Options]-UNV-[All Emergency Options]-L840-[All Flex]-[Driver Includes CD HCD & SR]1-[Blank or All Sensor]-[All Packaging] | Indoor Luminaires | Linear Ambient | Direct Linear Ambient Luminaires | Standard | FALSE | [9 empty] | 42670 |  |  | Yes |  | 3 | 3173.96 | 90.58 | 35.04 | 7.45 | 0.99 | 4000 | 82.3
PXWWJNVU | Eaton (formerly Cooper Lighting) | Metalux | [All Rating]-14ALN[All Trim Type]-LD4-26-R-[All Aluminum Flange Trim Options]-UNV-[All Emergency Options]-L840-[All Flex]-[Driver Includes CD HCD & SR]1-[Blank or All Sensor]-[All Packaging] | Indoor Luminaires | Linear Ambient | Direct Linear Ambient Luminaires | Standard | FALSE | [9 empty] | 42670 |  |  | Yes |  | 3 | 2629.12 | 94.4 | 27.85 | 5.09 | 1 | 4000 | 82.3
P9TNXN64 | Eaton (formerly Cooper Lighting) | Metalux | [All Rating]-14ALN[All Trim Type]-LD4-23-R-[All Aluminum Flange Trim Options]-UNV-[All Emergency Options]-L840-[All Flex]-[Driver Includes CD HCD & SR]1-[Blank or All Sensor]-[All Packaging] | Indoor Luminaires | Linear Ambient | Direct Linear Ambient Luminaires | Standard | FALSE | [9 empty] | 42670 |  |  | Yes |  | 3 | 2390.38 | 96 | 24.9 | 4.83 | 1 | 4000 | 82.3
PZ3ADSUW | Eaton (formerly Cooper Lighting) | Metalux | [All Rating]-14ALN[All Trim Type]-LD4-40-blank-[All Aluminum Flange Trim Options]-120V-[All Emergency Options]-L840-[All Flex]-[Driver Includes CD5LTD & SR]1-[Blank or All Sensor]-[All Packaging] | Indoor Luminaires | Linear Ambient | Direct Linear Ambient Luminaires | Standard | FALSE | [9 empty] | 42670 |  |  | NotYetVerified |  | 3 | 4195.82 | 84.57 | 49.62 | 8.72 | 0.99 | 4000 | 81
PDUK23YY | Eaton (formerly Cooper Lighting) | Metalux | [All Rating]-14ALN[All Trim Type]-LD4-35-blank-[All Aluminum Flange Trim Options]-UNV-[All Emergency Options]-L840-[All Flex]-[Driver Includes CD 5LTD & SR]1-[Blank or All Sensor]-[All Packaging] | Indoor Luminaires | Linear Ambient | Direct Linear Ambient Luminaires | Standard | FALSE | [9 empty] | 42670 |  |  | NotYetVerified |  | 3 | 3687.72 | 87.87 | 41.97 | 8.56 | 0.99 | 4000 | 81
PF1YS2RS | Eaton (formerly Cooper Lighting) | Metalux | [All Rating]-14ALN[All Trim Type]-LD4-31-blank-[All Aluminum Flange Trim Options]-UNV-[All Emergency Options]-L840-[All Flex]-[Driver Includes CD & SR]1-[Blank or All Sensor]-[All Packaging] | Indoor Luminaires | Linear Ambient | Direct Linear Ambient Luminaires | Standard | FALSE | [9 empty] | 42670 |  |  | NotYetVerified |  | 3 | 3264.84 | 91.64 | 35.63 | 7.07 | 0.99 | 4000 | 81
PJ2XXRRM | Eaton (formerly Cooper Lighting) | Metalux | [All Rating]-14ALN[All Trim Type]-LD4-26-blank-[All Aluminum Flange Trim Options]-120V-[All Emergency Options]-L840-[All Flex]-[Driver Includes CD & SR]1-[Blank or All Sensor]-[All Packaging] | Indoor Luminaires | Linear Ambient | Direct Linear Ambient Luminaires | Standard | FALSE | [9 empty] | 42670 |  |  | NotYetVerified |  | 3 | 2766.32 | 94.88 | 29.15 | 6.3 | 0.99 | 4000 | 81
PVX8389Z | Eaton (formerly Cooper Lighting) | Metalux | [All Rating]-14ALN[All Trim Type]-LD4-23-blank-[All Aluminum Flange Trim Options]-UNV-[All Emergency Options]-L840-[All Flex]-[Driver Includes CD & SR]1-[Blank or All Sensor]-[All Packaging] | Indoor Luminaires | Linear Ambient | Direct Linear Ambient Luminaires | Standard | FALSE | [9 empty] | 42670 |  |  | NotYetVerified |  | 3 | 2420.13 | 95.78 | 25.27 | 5.79 | 0.99 | 4000 | 81
P27ATS1V | Eaton (formerly Cooper Lighting) | Metalux | [All Rating]-14ALN[All Trim Type]-LD4-35-R-[All Aluminum Flange Trim Options]-120V-[All Emergency Options]-L835-[All Flex]-SD1-Blank -[All Packaging] | Indoor Luminaires | Linear Ambient | Direct Linear Ambient Luminaires | Standard | FALSE | [9 empty] | 42670 |  |  | No |  | 3 | 3561 | 86.35 | 41.24 | 12.38 | 0.99 | 3500 | 82.3
PZDEVYGF | Eaton (formerly Cooper Lighting) | Metalux | [All Rating]-14ALN[All Trim Type]-LD4-35-blank-[All Aluminum Flange Trim Options]-120V-[All Emergency Options]-L835-[All Flex]-SD1-Blank-[All Packaging] | Indoor Luminaires | Linear Ambient | Direct Linear Ambient Luminaires | Standard | FALSE | [9 empty] | 42670 |  |  | NotYetVerified |  | 3 | 3599.89 | 84.42 | 42.65 | 12.12 | 0.99 | 3500 | 81
P2FAU5DT | Eaton (formerly Cooper Lighting) | Metalux | [All Rating]-14ALN[All Trim Type]-LD4-35-R-[All Aluminum Flange Trim Options]-UNV-[All Emergency Options]-L835-[All Flex]-[Driver Includes CD HCD 5LTD & SR]1-[Blank or All Sensor]-[All Packaging] | Indoor Luminaires | Linear Ambient | Direct Linear Ambient Luminaires | Standard | FALSE | [9 empty] | 42670 |  |  | Yes |  | 3 | 3471.98 | 86.54 | 40.12 | 9.76 | 0.99 | 3500 | 82.3
PYTVTJ7G | Eaton (formerly Cooper Lighting) | Metalux | [All Rating]-14ALN[All Trim Type]-LD4-31-R-[All Aluminum Flange Trim Options]-UNV-[All Emergency Options]-L835-[All Flex]-[Driver Includes CD HCD & SR]1-[Blank or All Sensor]-[All Packaging] | Indoor Luminaires | Linear Ambient | Direct Linear Ambient Luminaires | Standard | FALSE | [9 empty] | 42670 |  |  | Yes |  | 3 | 3123.9 | 89.15 | 35.04 | 7.45 | 0.99 | 3500 | 82.3
PENGEMTH | Eaton (formerly Cooper Lighting) | Metalux | [All Rating]-14ALN[All Trim Type]-LD4-26-R-[All Aluminum Flange Trim Options]-UNV-[All Emergency Options]-L835-[All Flex]-[Driver Includes CD HCD & SR]1-[Blank or All Sensor]-[All Packaging] | Indoor Luminaires | Linear Ambient | Direct Linear Ambient Luminaires | Standard | FALSE | [9 empty] | 42670 |  |  | Yes |  | 3 | 2587.65 | 92.91 | 27.85 | 5.09 | 1 | 3500 | 82.3
P4UP7F9Q | Eaton (formerly Cooper Lighting) | Metalux | [All Rating]-14ALN[All Trim Type]-LD4-23-R-[All Aluminum Flange Trim Options]-UNV-[All Emergency Options]-L835-[All Flex]-[Driver Includes CD HCD & SR]1-[Blank or All Sensor]-[All Packaging] | Indoor Luminaires | Linear Ambient | Direct Linear Ambient Luminaires | Standard | FALSE | [9 empty] | 42670 |  |  | Yes |  | 3 | 2352.68 | 94.48 | 24.9 | 4.83 | 1 | 3500 | 82.3
PMFSRDG5 | Eaton (formerly Cooper Lighting) | Metalux | [All Rating]-14ALN[All Trim Type]-LD4-35-blank-[All Aluminum Flange Trim Options]-120V-[All Emergency Options]-L835-[All Flex]-[Driver Includes CD 5LTD & SR]1-[Blank or All Sensor]-[All Packaging] | Indoor Luminaires | Linear Ambient | Direct Linear Ambient Luminaires | Standard | FALSE | [9 empty] | 42670 |  |  | NotYetVerified |  | 3 | 3599.89 | 85.78 | 41.97 | 8.56 | 0.99 | 3500 | 81
PKVT8W8T | Eaton (formerly Cooper Lighting) | Metalux | [All Rating]-14ALN[All Trim Type]-LD4-31-blank-[All Aluminum Flange Trim Options]-120V-[All Emergency Options]-L835-[All Flex]-[Driver Includes CD & SR]1-[Blank or All Sensor]-[All Packaging] | Indoor Luminaires | Linear Ambient | Direct Linear Ambient Luminaires | Standard | FALSE | [9 empty] | 42670 |  |  | NotYetVerified |  | 3 | 3187.08 | 89.46 | 35.63 | 7.07 | 0.99 | 3500 | 81
PHJARBVR | Eaton (formerly Cooper Lighting) | Metalux | [All Rating]-14ALN[All Trim Type]-LD4-26-blank-[All Aluminum Flange Trim Options]-120V-[All Emergency Options]-L835-[All Flex]-[Driver Includes CD & SR]1-[Blank or All Sensor]-[All Packaging] | Indoor Luminaires | Linear Ambient | Direct Linear Ambient Luminaires | Standard | FALSE | [9 empty] | 42670 |  |  | NotYetVerified |  | 3 | 2700.44 | 92.62 | 29.15 | 6.3 | 0.99 | 3500 | 81
P1KD14CK | Eaton (formerly Cooper Lighting) | Metalux | [All Rating]-14ALN[All Trim Type]-LD4-23-blank-[All Aluminum Flange Trim Options]-UNV-[All Emergency Options]-L835-[All Flex]-[Driver Includes CD & SR]1-[Blank or All Sensor]-[All Packaging] | Indoor Luminaires | Linear Ambient | Direct Linear Ambient Luminaires | Standard | FALSE | [9 empty] | 42670 |  |  | NotYetVerified |  | 3 | 2362.49 | 93.5 | 25.27 | 5.79 | 0.99 | 3500 | 81
P2W698Z6 | Eaton (formerly Cooper Lighting) | Metalux | [All Rating]-14ALN[All Trim Type]-LD4-31-R-[All Aluminum Flange Trim Options]-UNV-[All Emergency Options]-L830-[All Flex]-[Driver Includes CD HCD & SR]1-[Blank or All Sensor]-[All Packaging] | Indoor Luminaires | Linear Ambient | Direct Linear Ambient Luminaires | Standard | FALSE | [9 empty] | 42670 |  |  | Yes |  | 3 | 3033.79 | 86.58 | 35.04 | 7.45 | 0.99 | 3000 | 82.3
PRXSDV11 | Eaton (formerly Cooper Lighting) | Metalux | [All Rating]-14ALN[All Trim Type]-LD4-26-R-[All Aluminum Flange Trim Options]-UNV-[All Emergency Options]-L830-[All Flex]-[Driver Includes CD HCD & SR]1-[Blank or All Sensor]-[All Packaging] | Indoor Luminaires | Linear Ambient | Direct Linear Ambient Luminaires | Standard | FALSE | [9 empty] | 42670 |  |  | Yes |  | 3 | 2513.01 | 90.23 | 27.85 | 5.09 | 1 | 3000 | 82.3
P8MZ9F4X | Eaton (formerly Cooper Lighting) | Metalux | [All Rating]-14ALN[All Trim Type]-LD4-31-blank-[All Aluminum Flange Trim Options]-120V-[All Emergency Options]-L830-[All Flex]-[Driver Includes CD & SR]1-[Blank or All Sensor]-[All Packaging] | Indoor Luminaires | Linear Ambient | Direct Linear Ambient Luminaires | Standard | FALSE | [9 empty] | 42670 |  |  | NotYetVerified |  | 3 | 3065 | 86.03 | 35.63 | 7.07 | 0.99 | 3000 | 81
PDGMEB1J | Eaton (formerly Cooper Lighting) | Metalux | [All Rating]-14ALN[All Trim Type]-LD4-26-blank-[All Aluminum Flange Trim Options]-120V-[All Emergency Options]-L830-[All Flex]-[Driver Includes CD & SR]1-[Blank or All Sensor]-[All Packaging] | Indoor Luminaires | Linear Ambient | Direct Linear Ambient Luminaires | Standard | FALSE | [9 empty] | 42670 |  |  | NotYetVerified |  | 3 | 2597 | 89.08 | 29.15 | 6.3 | 0.99 | 3000 | 81
PZQJYY81 | FOSHAN INNOVATIVE LIGHTING | Innovative | LL-202401B(5000K) | Indoor Luminaires | Linear Ambient | Direct Linear Ambient Luminaires | Standard | FALSE | [9 empty] | 42670 | Not Dimmable | Not Dimmable | No |  | 4 | 2100 | 105 | 20 | 20 | 0.9 | 5000 | 80
PUD31H1P | FOSHAN INNOVATIVE LIGHTING | Innovative | LL-202401B(4500K) | Indoor Luminaires | Linear Ambient | Direct Linear Ambient Luminaires | Standard | FALSE | [9 empty] | 42670 | Not Dimmable | Not Dimmable | No |  | 4 | 2100 | 105 | 20 | 20 | 0.9 | 4500 | 80
PJ8T7DB5 | FOSHAN INNOVATIVE LIGHTING | Innovative | LL-202401B(4000K) | Indoor Luminaires | Linear Ambient | Direct Linear Ambient Luminaires | Standard | FALSE | [9 empty] | 42670 | Not Dimmable | Not Dimmable | No |  | 4 | 2100 | 105 | 20 | 20 | 0.9 | 4000 | 80
P5K3QXS4 | FOSHAN INNOVATIVE LIGHTING | Innovative | LL-202401B(3500K) | Indoor Luminaires | Linear Ambient | Direct Linear Ambient Luminaires | Standard | FALSE | [9 empty] | 42670 | Not Dimmable | Not Dimmable | No |  | 4 | 2100 | 105 | 20 | 20 | 0.9 | 3500 | 80
P2R2JCXJ | Jiangmen OGJG Lighting and Electronic Co. Ltd. | OGJG Lighting | OG-LED220-NWPC(5000K) | Indoor Luminaires | Linear Ambient | Direct Linear Ambient Luminaires | Standard | FALSE | [9 empty] | 42670 | Not Dimmable | Not Dimmable | No |  | 4 | 4600 | 115 | 40 | 15 | 0.9 | 5000 | 83
P1Q19PYV | Jiangmen OGJG Lighting and Electronic Co. Ltd. | OGJG Lighting | OG-LED220-NWPC-DS(5000K) | Indoor Luminaires | Linear Ambient | Direct Linear Ambient Luminaires | Standard | FALSE | [9 empty] | 42670 | Dimmable | Continuous Below 10 | Yes |  | 4 | 4600 | 115 | 40 | 15 | 0.9 | 5000 | 83
P2NSS1YK | Jiangmen OGJG Lighting and Electronic Co. Ltd. | OGJG Lighting | OG-LED220-NWPC-D(5000K) | Indoor Luminaires | Linear Ambient | Direct Linear Ambient Luminaires | Standard | FALSE | [9 empty] | 42670 | Dimmable | Continuous Below 10 | No |  | 4 | 4600 | 115 | 40 | 15 | 0.9 | 5000 | 83
PSPA9FDT | Jiangmen OGJG Lighting and Electronic Co. Ltd. | OGJG Lighting | OG-LED220-NWPC-DS(4000K) | Indoor Luminaires | Linear Ambient | Direct Linear Ambient Luminaires | Standard | FALSE | [9 empty] | 42670 | Dimmable | Continuous Below 10 | Yes |  | 4 | 4600 | 115 | 40 | 15 | 0.9 | 4000 | 83
PCV1T5B3 | Jiangmen OGJG Lighting and Electronic Co. Ltd. | OGJG Lighting | OG-LED220-NWPC-D(4000K) | Indoor Luminaires | Linear Ambient | Direct Linear Ambient Luminaires | Standard | FALSE | [9 empty] | 42670 | Dimmable | Continuous Below 10 | No |  | 4 | 4600 | 115 | 40 | 15 | 0.9 | 4000 | 83
PGN22VD1 | Eaton (formerly Cooper Lighting) | Metalux | 4WSNLED-LD4-20SL-F-UNV-L835-CD1-U | Indoor Luminaires | Linear Ambient | Direct Linear Ambient Luminaires | Standard | TRUE | 2009 | 109.8 | 18.3 | 5.41 | 0.99437 | 3484 | 83 | 5 | 60000 | 42669 |  |  | No |  | 3.1 | 2009 | 109.72 | 18.31 | 4.5 | 0.99 | 3500 | 83
PNPAR4VY | LiteSheet Solutions | LightSheet | BWA-2-32-2D-3080 | Indoor Luminaires | Linear Ambient | Direct Linear Ambient Luminaires | Standard | TRUE | 3599.75 | 113 | 31.81 | 17 | 0.98 | 3050 | 83 | 5 | 50000 | 42669 |  |  | No |  | 4 | 3599.75 | 113 | 31.81 | 17 | 0.98 | 3000 | 82
PKGB53FX | Eaton (formerly Cooper Lighting) | Metalux | 2WSNLED-LD4-28SL-F-UNV-L835-CD1-U | Indoor Luminaires | Linear Ambient | Direct Linear Ambient Luminaires | Standard | TRUE | 2828 | 87.6 | 32.3 | 17.7 | 0.94513 | 3484 | 83 | 5 | 60000 | 42669 |  |  | No |  | 3.1 | 2832 | 90.05 | 31.45 | 7.3 | 0.99 | 3500 | 83
PTE4K5P6 | Jiangmen OGJG Lighting and Electronic Co. Ltd. | OGJG Lighting | OG-LED220-SF(4000K) | Indoor Luminaires | Linear Ambient | Direct Linear Ambient Luminaires | Standard | TRUE | 4206.14 | 105.1 | 40.02 | 14.36 | 0.926 | 4238 | 86.1 | 5 | 50000 | 42669 |  |  | No | Product updated on 10/26/2016 | 4 | 4200 | 105 | 40 | 15 | 0.9 | 4000 | 83
PMGB5BXQ | LiteSheet Solutions | LightSheet | BWA-4-64-2D-5080 | Indoor Luminaires | Linear Ambient | Direct Linear Ambient Luminaires | Standard | FALSE | [9 empty] | 42669 |  |  | No |  | 4 | 7552 | 118 | 64 | 18 | 0.98 | 5000 | 82
P2W3MFXH | LiteSheet Solutions | LightSheet | BWA-4-64-1D-5080 | Indoor Luminaires | Linear Ambient | Direct Linear Ambient Luminaires | Standard | FALSE | [9 empty] | 42669 |  |  | No |  | 4 | 7552 | 118 | 64 | 18 | 0.98 | 5000 | 82
PY96K4MD | LiteSheet Solutions | LightSheet | BWA-2-32-1D-5080 | Indoor Luminaires | Linear Ambient | Direct Linear Ambient Luminaires | Standard | FALSE | [9 empty] | 42669 |  |  | No |  | 4 | 3744 | 117 | 32 | 18 | 0.98 | 5000 | 82
PD34JDTY | LiteSheet Solutions | LightSheet | BWA-2-32-2D-5080 | Indoor Luminaires | Linear Ambient | Direct Linear Ambient Luminaires | Standard | FALSE | [9 empty] | 42669 |  |  | No |  | 4 | 3712 | 116 | 32 | 17 | 0.98 | 5000 | 82
PPFA2BWM | LiteSheet Solutions | LightSheet | BWA-4-64-2D-4080 | Indoor Luminaires | Linear Ambient | Direct Linear Ambient Luminaires | Standard | FALSE | [9 empty] | 42669 |  |  | No |  | 4 | 7488 | 117 | 64 | 18 | 0.98 | 4000 | 82
P1BBHXRN | LiteSheet Solutions | LightSheet | BWA-4-64-1D-4080 | Indoor Luminaires | Linear Ambient | Direct Linear Ambient Luminaires | Standard | FALSE | [9 empty] | 42669 |  |  | No |  | 4 | 7488 | 117 | 64 | 18 | 0.98 | 4000 | 82
PAYKFAA8 | LiteSheet Solutions | LightSheet | BWA-2-32-1D-4080 | Indoor Luminaires | Linear Ambient | Direct Linear Ambient Luminaires | Standard | FALSE | [9 empty] | 42669 |  |  | No |  | 4 | 3712 | 116 | 32 | 18 | 0.98 | 4000 | 82
PEPNHJXQ | LiteSheet Solutions | LightSheet | BWA-2-32-2D-4080 | Indoor Luminaires | Linear Ambient | Direct Linear Ambient Luminaires | Standard | FALSE | [9 empty] | 42669 |  |  | No |  | 4 | 3680 | 115 | 32 | 17 | 0.98 | 4000 | 82
PZ4X77SF | LiteSheet Solutions | LightSheet | BWA-4-64-1D-3580 | Indoor Luminaires | Linear Ambient | Direct Linear Ambient Luminaires | Standard | FALSE | [9 empty] | 42669 |  |  | No |  | 4 | 7424 | 116 | 64 | 18 | 0.98 | 3500 | 82
P2NCEF9M | LiteSheet Solutions | LightSheet | BWA-4-64-2D-3580 | Indoor Luminaires | Linear Ambient | Direct Linear Ambient Luminaires | Standard | FALSE | [9 empty] | 42669 |  |  | No |  | 4 | 7424 | 116 | 64 | 18 | 0.98 | 3500 | 82
PPJHWUSE | LiteSheet Solutions | LightSheet | BWA-2-32-1D-3580 | Indoor Luminaires | Linear Ambient | Direct Linear Ambient Luminaires | Standard | FALSE | [9 empty] | 42669 |  |  | No |  | 4 | 3680 | 115 | 32 | 18 | 0.98 | 3500 | 82
PY8NPA1J | LiteSheet Solutions | LightSheet | BWA-2-32-2D-3580 | Indoor Luminaires | Linear Ambient | Direct Linear Ambient Luminaires | Standard | FALSE | [9 empty] | 42669 |  |  | No |  | 4 | 3648 | 114 | 32 | 17 | 0.99 | 3500 | 82
PBVH1HX4 | LiteSheet Solutions | LightSheet | BWA-4-64-2D-3080 | Indoor Luminaires | Linear Ambient | Direct Linear Ambient Luminaires | Standard | FALSE | [9 empty] | 42669 |  |  | No |  | 4 | 7521.79 | 115 | 65.38 | 18 | 0.98 | 3050 | 83
PSGAK6VK | LiteSheet Solutions | LightSheet | BWA-4-64-1D-3080 | Indoor Luminaires | Linear Ambient | Direct Linear Ambient Luminaires | Standard | FALSE | [9 empty] | 42669 |  |  | No |  | 4 | 7295.73 | 115 | 63.34 | 18 | 0.98 | 3050 | 83
P4DG6FV7 | LiteSheet Solutions | LightSheet | BWA-2-32-1D-3080 | Indoor Luminaires | Linear Ambient | Direct Linear Ambient Luminaires | Standard | FALSE | [9 empty] | 42669 |  |  | No |  | 4 | 3630.78 | 114 | 31.84 | 18 | 0.98 | 3050 | 83
P4Z8TH62 | Eaton (formerly Cooper Lighting) | Metalux | 4WSNLED-LD4-40SL-F-UNV-[All Emergency Options]-L850-SD1-[All Packaging] | Indoor Luminaires | Linear Ambient | Direct Linear Ambient Luminaires | Standard | FALSE | [9 empty] | 42669 |  |  | No |  | 3.1 | 4532.57 | 110.93 | 40.86 | 12.38 | 0.99 | 5000 | 83
P3Q9X8QM | Eaton (formerly Cooper Lighting) | Metalux | 4WSNLED-LD4-56HL-F-UNV-[All Emergency Options]-L850-SD1-[All Packaging] | Indoor Luminaires | Linear Ambient | Direct Linear Ambient Luminaires | Standard | FALSE | [9 empty] | 42669 |  |  | No |  | 3.1 | 6139.54 | 114.51 | 53.62 | 10.51 | 0.99 | 5000 | 83
P4URA3Q8 | Eaton (formerly Cooper Lighting) | Metalux | 4WSNLED-LD4-40SL-F-UNV-[All Emergency Options]-L850-5DLT-[All Packaging] [120V ONLY] | Indoor Luminaires | Linear Ambient | Direct Linear Ambient Luminaires | Standard | FALSE | [9 empty] | 42669 |  |  | No |  | 3.1 | 4532.57 | 114.16 | 39.7 | 13.99 | 0.99 | 5000 | 83
PDHJX76W | Eaton (formerly Cooper Lighting) | Metalux | 4WSNLED-LD4-56HL-F-UNV-[All Emergency Options]-L850-CD1-[All Packaging] | Indoor Luminaires | Linear Ambient | Direct Linear Ambient Luminaires | Standard | FALSE | [9 empty] | 42669 |  |  | No |  | 3.1 | 6139.54 | 104.43 | 58.79 | 8.15 | 1 | 5000 | 83
PB7WE94C | Eaton (formerly Cooper Lighting) | Metalux | 4WSNLED-LD4-52HL-F-UNV-[All Emergency Options]-L850-CD1-[All Packaging] | Indoor Luminaires | Linear Ambient | Direct Linear Ambient Luminaires | Standard | FALSE | [9 empty] | 42669 |  |  | No |  | 3.1 | 5698.15 | 106.93 | 53.29 | 8.03 | 1 | 5000 | 83
PS6VBVWH | Eaton (formerly Cooper Lighting) | Metalux | 4WSNLED-LD4-48HL-F-UNV-[All Emergency Options]-L850-CD1-[All Packaging] | Indoor Luminaires | Linear Ambient | Direct Linear Ambient Luminaires | Standard | FALSE | [9 empty] | 42669 |  |  | No |  | 3.1 | 5266.74 | 109.86 | 47.94 | 7.9 | 1 | 5000 | 83
PJVPQX12 | Eaton (formerly Cooper Lighting) | Metalux | 4WSNLED-LD4-44SL-F-UNV-[All Emergency Options]-L850-CD1-[All Packaging] | Indoor Luminaires | Linear Ambient | Direct Linear Ambient Luminaires | Standard | FALSE | [9 empty] | 42669 |  |  | No |  | 3.1 | 4906.31 | 111.97 | 43.82 | 7.78 | 1 | 5000 | 83
P13212QJ | Eaton (formerly Cooper Lighting) | Metalux | 4WSNLED-LD4-40SL-F-UNV-[All Emergency Options]-L850-CD1-[All Packaging] | Indoor Luminaires | Linear Ambient | Direct Linear Ambient Luminaires | Standard | FALSE | [9 empty] | 42669 |  |  | No |  | 3.1 | 4532.57 | 113.97 | 39.77 | 7.65 | 1 | 5000 | 83
PNDBABH8 | Eaton (formerly Cooper Lighting) | Metalux | 4WSNLED-LD4-36SL-F-UNV-[All Emergency Options]-L850-CD1-[All Packaging] | Indoor Luminaires | Linear Ambient | Direct Linear Ambient Luminaires | Standard | FALSE | [9 empty] | 42669 |  |  | No |  | 3.1 | 4051.25 | 106.36 | 38.09 | 7.48 | 0.99 | 5000 | 83
PJY4JJMU | Eaton (formerly Cooper Lighting) | Metalux | 4WSNLED-LD4-32SL-F-UNV-[All Emergency Options]-L850-CD1-[All Packaging] | Indoor Luminaires | Linear Ambient | Direct Linear Ambient Luminaires | Standard | FALSE | [9 empty] | 42669 |  |  | No |  | 3.1 | 3562.17 | 118.7 | 30.01 | 7.3 | 0.99 | 5000 | 83
P1EQ1ZAZ | Eaton (formerly Cooper Lighting) | Metalux | 2WSNLED-LD4-28SL-F-UNV-[All Emergency Options]-L850-CD1-[All Packaging] | Indoor Luminaires | Linear Ambient | Direct Linear Ambient Luminaires | Standard | FALSE | [9 empty] | 42669 |  |  | No |  | 3.1 | 3140.75 | 99.86 | 31.45 | 7.3 | 0.99 | 5000 | 83
PDVCVE9U | Eaton (formerly Cooper Lighting) | Metalux | 4WSNLED-LD4-28SL-F-UNV-[All Emergency Options]-L850-CD1-[All Packaging] | Indoor Luminaires | Linear Ambient | Direct Linear Ambient Luminaires | Standard | FALSE | [9 empty] | 42669 |  |  | No |  | 3.1 | 3164.04 | 119.58 | 26.46 | 5 | 1 | 5000 | 83
PUWQZPPF | Eaton (formerly Cooper Lighting) | Metalux | 2WSNLED-LD4-24SL-F-UNV-[All Emergency Options]-L850-CD1-[All Packaging] | Indoor Luminaires | Linear Ambient | Direct Linear Ambient Luminaires | Standard | FALSE | [9 empty] | 42669 |  |  | No |  | 3.1 | 2650.56 | 103.54 | 25.6 | 4.83 | 1 | 5000 | 83
PPV9Z9YM | Eaton (formerly Cooper Lighting) | Metalux | 4WSNLED-LD4-24SL-F-UNV-[All Emergency Options]-L850-CD1-[All Packaging] | Indoor Luminaires | Linear Ambient | Direct Linear Ambient Luminaires | Standard | FALSE | [9 empty] | 42669 |  |  | No |  | 3.1 | 2653.89 | 121.18 | 21.9 | 4.63 | 0.99 | 5000 | 83
PGEW7Y8Q | Eaton (formerly Cooper Lighting) | Metalux | 2WSNLED-LD4-20SL-F-UNV-[All Emergency Options]-L850-CD1-[All Packaging] | Indoor Luminaires | Linear Ambient | Direct Linear Ambient Luminaires | Standard | FALSE | [9 empty] | 42669 |  |  | No |  | 3.1 | 2299 | 105.8 | 21.73 | 4.58 | 0.99 | 5000 | 83
PCRGT78S | Eaton (formerly Cooper Lighting) | Metalux | 4WSNLED-LD4-20SL-F-UNV-[All Emergency Options]-L850-CD1-[All Packaging] | Indoor Luminaires | Linear Ambient | Direct Linear Ambient Luminaires | Standard | FALSE | [9 empty] | 42669 |  |  | No |  | 3.1 | 2228.02 | 121.68 | 18.31 | 4.5 | 0.99 | 5000 | 83
PANAVW6P | Eaton (formerly Cooper Lighting) | Metalux | 4WSNLED-LD4-60HL-F-UNV-[All Emergency Options]-L850-CD1-[All Packaging] | Indoor Luminaires | Linear Ambient | Direct Linear Ambient Luminaires | Standard | FALSE | [9 empty] | 42669 |  |  | No |  | 3.1 | 6725.1 | 100.57 | 66.87 | 2.68 | 1 | 5000 | 83
P13PE7TA | Eaton (formerly Cooper Lighting) | Metalux | 4WSNLED-LD4-40SL-F-UNV-[All Emergency Options]-L840-SD1-[All Packaging] | Indoor Luminaires | Linear Ambient | Direct Linear Ambient Luminaires | Standard | FALSE | [9 empty] | 42669 |  |  | No |  | 3.1 | 4152.06 | 101.62 | 40.86 | 12.38 | 0.99 | 4000 | 83
PAGVTBRW | Eaton (formerly Cooper Lighting) | Metalux | 4WSNLED-LD4-56HL-F-UNV-[All Emergency Options]-L840-SD1-[All Packaging] | Indoor Luminaires | Linear Ambient | Direct Linear Ambient Luminaires | Standard | FALSE | [9 empty] | 42669 |  |  | No |  | 3.1 | 5624.13 | 104.9 | 53.62 | 10.51 | 0.99 | 4000 | 83
P1K5J1SQ | Eaton (formerly Cooper Lighting) | Metalux | 4WSNLED-LD4-40SL-F-UNV-[All Emergency Options]-L840-5DLT-[All Packaging] [120V ONLY] | Indoor Luminaires | Linear Ambient | Direct Linear Ambient Luminaires | Standard | FALSE | [9 empty] | 42669 |  |  | No |  | 3.1 | 4152.06 | 104.58 | 39.7 | 13.99 | 0.99 | 4000 | 83
P1TF658U | Eaton (formerly Cooper Lighting) | Metalux | 4WSNLED-LD4-56HL-F-UNV-[All Emergency Options]-L840-CD1-[All Packaging] | Indoor Luminaires | Linear Ambient | Direct Linear Ambient Luminaires | Standard | FALSE | [9 empty] | 42669 |  |  | No |  | 3.1 | 5624.13 | 95.66 | 58.79 | 8.15 | 1 | 4000 | 83
PDPVRT4K | Eaton (formerly Cooper Lighting) | Metalux | 4WSNLED-LD4-52HL-F-UNV-[All Emergency Options]-L840-CD1-[All Packaging] | Indoor Luminaires | Linear Ambient | Direct Linear Ambient Luminaires | Standard | FALSE | [9 empty] | 42669 |  |  | No |  | 3.1 | 5219.79 | 97.95 | 53.29 | 8.03 | 1 | 4000 | 83
P3JZ66BM | Eaton (formerly Cooper Lighting) | Metalux | 4WSNLED-LD4-48HL-F-UNV-[All Emergency Options]-L840-CD1-[All Packaging] | Indoor Luminaires | Linear Ambient | Direct Linear Ambient Luminaires | Standard | FALSE | [9 empty] | 42669 |  |  | No |  | 3.1 | 4824.6 | 100.64 | 47.94 | 7.9 | 1 | 4000 | 83
PXPB7WJ2 | Eaton (formerly Cooper Lighting) | Metalux | 4WSNLED-LD4-44SL-F-UNV-[All Emergency Options]-L840-CD1-[All Packaging] | Indoor Luminaires | Linear Ambient | Direct Linear Ambient Luminaires | Standard | FALSE | [9 empty] | 42669 |  |  | No |  | 3.1 | 4494.43 | 102.57 | 43.82 | 7.78 | 1 | 4000 | 83
PQRVRQ5N | Eaton (formerly Cooper Lighting) | Metalux | 4WSNLED-LD4-40SL-F-UNV-[All Emergency Options]-L840-CD1-[All Packaging] | Indoor Luminaires | Linear Ambient | Direct Linear Ambient Luminaires | Standard | FALSE | [9 empty] | 42669 |  |  | No |  | 3.1 | 4152.06 | 104.4 | 39.77 | 7.65 | 1 | 4000 | 83
PBYB3XXV | Eaton (formerly Cooper Lighting) | Metalux | 4WSNLED-LD4-36SL-F-UNV-[All Emergency Options]-L840-CD1-[All Packaging] | Indoor Luminaires | Linear Ambient | Direct Linear Ambient Luminaires | Standard | FALSE | [9 empty] | 42669 |  |  | No |  | 3.1 | 3711.15 | 97.43 | 38.09 | 7.48 | 0.99 | 4000 | 83
PJXP3KPY | Eaton (formerly Cooper Lighting) | Metalux | 4WSNLED-LD4-32SL-F-UNV-[All Emergency Options]-L840-CD1-[All Packaging] | Indoor Luminaires | Linear Ambient | Direct Linear Ambient Luminaires | Standard | FALSE | [9 empty] | 42669 |  |  | No |  | 3.1 | 3263.13 | 108.73 | 30.01 | 7.3 | 0.99 | 4000 | 83
PR5B9SKB | Eaton (formerly Cooper Lighting) | Metalux | 2WSNLED-LD4-28SL-F-UNV-[All Emergency Options]-L840-CD1-[All Packaging] | Indoor Luminaires | Linear Ambient | Direct Linear Ambient Luminaires | Standard | FALSE | [9 empty] | 42669 |  |  | No |  | 3.1 | 2877.08 | 91.48 | 31.45 | 7.3 | 0.99 | 4000 | 83
PH92YDNN | Eaton (formerly Cooper Lighting) | Metalux | 4WSNLED-LD4-28SL-F-UNV-[All Emergency Options]-L840-CD1-[All Packaging] | Indoor Luminaires | Linear Ambient | Direct Linear Ambient Luminaires | Standard | FALSE | [9 empty] | 42669 |  |  | No |  | 3.1 | 2898.42 | 109.54 | 26.46 | 5 | 1 | 4000 | 83
PVNSDUP8 | Eaton (formerly Cooper Lighting) | Metalux | 2WSNLED-LD4-24SL-F-UNV-[All Emergency Options]-L840-CD1-[All Packaging] | Indoor Luminaires | Linear Ambient | Direct Linear Ambient Luminaires | Standard | FALSE | [9 empty] | 42669 |  |  | No |  | 3.1 | 2428.05 | 94.85 | 25.6 | 4.83 | 1 | 4000 | 83
PKGMZRQ7 | Eaton (formerly Cooper Lighting) | Metalux | 4WSNLED-LD4-24SL-F-UNV-[All Emergency Options]-L840-CD1-[All Packaging] | Indoor Luminaires | Linear Ambient | Direct Linear Ambient Luminaires | Standard | FALSE | [9 empty] | 42669 |  |  | No |  | 3.1 | 2431.09 | 111.01 | 21.9 | 4.63 | 0.99 | 4000 | 83
P4G6T83R | Eaton (formerly Cooper Lighting) | Metalux | 2WSNLED-LD4-20SL-F-UNV-[All Emergency Options]-L840-CD1-[All Packaging] | Indoor Luminaires | Linear Ambient | Direct Linear Ambient Luminaires | Standard | FALSE | [9 empty] | 42669 |  |  | No |  | 3.1 | 2106 | 96.92 | 21.73 | 4.58 | 0.99 | 4000 | 83
PEX6GKM7 | Eaton (formerly Cooper Lighting) | Metalux | 4WSNLED-LD4-20SL-F-UNV-[All Emergency Options]-L840-CD1-[All Packaging] | Indoor Luminaires | Linear Ambient | Direct Linear Ambient Luminaires | Standard | FALSE | [9 empty] | 42669 |  |  | No |  | 3.1 | 2040.98 | 111.47 | 18.31 | 4.5 | 0.99 | 4000 | 83
P5UPSXWJ | Eaton (formerly Cooper Lighting) | Metalux | 4WSNLED-LD4-60HL-F-UNV-[All Emergency Options]-L840-CD1-[All Packaging] | Indoor Luminaires | Linear Ambient | Direct Linear Ambient Luminaires | Standard | FALSE | [9 empty] | 42669 |  |  | No |  | 3.1 | 6160.53 | 92.13 | 66.87 | 2.68 | 1 | 4000 | 83
P4XQB3K6 | Eaton (formerly Cooper Lighting) | Metalux | 4WSNLED-LD4-40SL-F-UNV-[All Emergency Options]-L835-SD1-[All Packaging] | Indoor Luminaires | Linear Ambient | Direct Linear Ambient Luminaires | Standard | FALSE | [9 empty] | 42669 |  |  | No |  | 3.1 | 4087 | 100.02 | 40.86 | 12.38 | 0.99 | 3500 | 83
PBY1CMUK | Eaton (formerly Cooper Lighting) | Metalux | 4WSNLED-LD4-56HL-F-UNV-[All Emergency Options]-L835-SD1-[All Packaging] | Indoor Luminaires | Linear Ambient | Direct Linear Ambient Luminaires | Standard | FALSE | [9 empty] | 42669 |  |  | No |  | 3.1 | 5536 | 103.25 | 53.62 | 10.51 | 0.99 | 3500 | 83
PPZF6JVD | Eaton (formerly Cooper Lighting) | Metalux | 4WSNLED-LD4-40SL-F-UNV-[All Emergency Options]-L835-5DLT-[All Packaging] [120V ONLY] | Indoor Luminaires | Linear Ambient | Direct Linear Ambient Luminaires | Standard | FALSE | [9 empty] | 42669 |  |  | No |  | 3.1 | 4087 | 102.94 | 39.7 | 13.99 | 0.99 | 3500 | 83
PFY8H1WJ | Eaton (formerly Cooper Lighting) | Metalux | 4WSNLED-LD4-56HL-F-UNV-[All Emergency Options]-L835-CD1-[All Packaging] | Indoor Luminaires | Linear Ambient | Direct Linear Ambient Luminaires | Standard | FALSE | [9 empty] | 42669 |  |  | No |  | 3.1 | 5536 | 94.17 | 58.79 | 8.15 | 1 | 3500 | 83
PRPGHPNW | Eaton (formerly Cooper Lighting) | Metalux | 4WSNLED-LD4-52HL-F-UNV-[All Emergency Options]-L835-CD1-[All Packaging] | Indoor Luminaires | Linear Ambient | Direct Linear Ambient Luminaires | Standard | FALSE | [9 empty] | 42669 |  |  | No |  | 3.1 | 5138 | 96.42 | 53.29 | 8.03 | 1 | 3500 | 83
PE8U385E | Eaton (formerly Cooper Lighting) | Metalux | 4WSNLED-LD4-48HL-F-UNV-[All Emergency Options]-L835-CD1-[All Packaging] | Indoor Luminaires | Linear Ambient | Direct Linear Ambient Luminaires | Standard | FALSE | [9 empty] | 42669 |  |  | No |  | 3.1 | 4749 | 99.06 | 47.94 | 7.9 | 1 | 3500 | 83
PXSM81D6 | Eaton (formerly Cooper Lighting) | Metalux | 4WSNLED-LD4-44SL-F-UNV-[All Emergency Options]-L835-CD1-[All Packaging] | Indoor Luminaires | Linear Ambient | Direct Linear Ambient Luminaires | Standard | FALSE | [9 empty] | 42669 |  |  | No |  | 3.1 | 4424 | 100.96 | 43.82 | 7.78 | 1 | 3500 | 83
P9B5NJYA | Eaton (formerly Cooper Lighting) | Metalux | 4WSNLED-LD4-40SL-F-UNV-[All Emergency Options]-L835-CD1-[All Packaging] | Indoor Luminaires | Linear Ambient | Direct Linear Ambient Luminaires | Standard | FALSE | [9 empty] | 42669 |  |  | No |  | 3.1 | 4087 | 102.77 | 39.77 | 7.65 | 1 | 3500 | 83
PUM4B11K | Eaton (formerly Cooper Lighting) | Metalux | 4WSNLED-LD4-36SL-F-UNV-[All Emergency Options]-L835-CD1-[All Packaging] | Indoor Luminaires | Linear Ambient | Direct Linear Ambient Luminaires | Standard | FALSE | [9 empty] | 42669 |  |  | No |  | 3.1 | 3653 | 95.9 | 38.09 | 7.48 | 0.99 | 3500 | 83
PAYE6R9T | Eaton (formerly Cooper Lighting) | Metalux | 4WSNLED-LD4-32SL-F-UNV-[All Emergency Options]-L835-CD1-[All Packaging] | Indoor Luminaires | Linear Ambient | Direct Linear Ambient Luminaires | Standard | FALSE | [9 empty] | 42669 |  |  | No |  | 3.1 | 3212 | 107.03 | 30.01 | 7.3 | 0.99 | 3500 | 83
PEJNCU9C | Eaton (formerly Cooper Lighting) | Metalux | 4WSNLED-LD4-28SL-F-UNV-[All Emergency Options]-L835-CD1-[All Packaging] | Indoor Luminaires | Linear Ambient | Direct Linear Ambient Luminaires | Standard | FALSE | [9 empty] | 42669 |  |  | No |  | 3.1 | 2853 | 107.82 | 26.46 | 5 | 1 | 3500 | 83
P336K22M | Eaton (formerly Cooper Lighting) | Metalux | 2WSNLED-LD4-24SL-F-UNV-[All Emergency Options]-L835-CD1-[All Packaging] [120V ONLY] | Indoor Luminaires | Linear Ambient | Direct Linear Ambient Luminaires | Standard | FALSE | [9 empty] | 42669 |  |  | No |  | 3.1 | 2390 | 93.36 | 25.6 | 4.83 | 1 | 3500 | 83
PDTS9HYF | Eaton (formerly Cooper Lighting) | Metalux | 4WSNLED-LD4-24SL-F-UNV-[All Emergency Options]-L835-CD1-[All Packaging] | Indoor Luminaires | Linear Ambient | Direct Linear Ambient Luminaires | Standard | FALSE | [9 empty] | 42669 |  |  | No |  | 3.1 | 2393 | 109.27 | 21.9 | 4.63 | 0.99 | 3500 | 83
P6WCYVEB | Eaton (formerly Cooper Lighting) | Metalux | 2WSNLED-LD4-20SL-F-UNV-[All Emergency Options]-L835-CD1-[All Packaging] [120V ONLY] | Indoor Luminaires | Linear Ambient | Direct Linear Ambient Luminaires | Standard | FALSE | [9 empty] | 42669 |  |  | No |  | 3.1 | 2073 | 95.4 | 21.73 | 4.58 | 0.99 | 3500 | 83
PZ1CQ6N6 | Eaton (formerly Cooper Lighting) | Metalux | 4WSNLED-LD4-60HL-F-UNV-[All Emergency Options]-L835-CD1-[All Packaging] | Indoor Luminaires | Linear Ambient | Direct Linear Ambient Luminaires | Standard | FALSE | [9 empty] | 42669 |  |  | No |  | 3.1 | 6064 | 90.68 | 66.87 | 2.68 | 1 | 3500 | 83
PF3M6YZA | Eaton (formerly Cooper Lighting) | Metalux | 4WSNLED-LD4-40SL-F-UNV-[All Emergency Options]-L830-SD1-[All Packaging] | Indoor Luminaires | Linear Ambient | Direct Linear Ambient Luminaires | Standard | FALSE | [9 empty] | 42669 |  |  | No |  | 3.1 | 3968.71 | 97.13 | 40.86 | 12.38 | 0.99 | 3000 | 83
P1TAZ3QQ | Eaton (formerly Cooper Lighting) | Metalux | 4WSNLED-LD4-56HL-F-UNV-[All Emergency Options]-L830-SD1-[All Packaging] | Indoor Luminaires | Linear Ambient | Direct Linear Ambient Luminaires | Standard | FALSE | [9 empty] | 42669 |  |  | No |  | 3.1 | 5375.77 | 100.26 | 53.62 | 10.51 | 0.99 | 3000 | 83
P3MCR9EB | Eaton (formerly Cooper Lighting) | Metalux | 4WSNLED-LD4-40SL-F-UNV-[All Emergency Options]-L830-5DLT-[All Packaging] [120V ONLY] | Indoor Luminaires | Linear Ambient | Direct Linear Ambient Luminaires | Standard | FALSE | [9 empty] | 42669 |  |  | No |  | 3.1 | 3968.71 | 99.96 | 39.7 | 13.99 | 0.99 | 3000 | 83
PKU85JN8 | Eaton (formerly Cooper Lighting) | Metalux | 4WSNLED-LD4-56HL-F-UNV-[All Emergency Options]-L830-CD1-[All Packaging] | Indoor Luminaires | Linear Ambient | Direct Linear Ambient Luminaires | Standard | FALSE | [9 empty] | 42669 |  |  | No |  | 3.1 | 5375.77 | 91.44 | 58.79 | 8.15 | 1 | 3000 | 83
PTQJUDC5 | Eaton (formerly Cooper Lighting) | Metalux | 4WSNLED-LD4-52HL-F-UNV-[All Emergency Options]-L830-CD1-[All Packaging] | Indoor Luminaires | Linear Ambient | Direct Linear Ambient Luminaires | Standard | FALSE | [9 empty] | 42669 |  |  | No |  | 3.1 | 4989.29 | 93.63 | 53.29 | 8.03 | 1 | 3000 | 83
PKSZDDXH | Eaton (formerly Cooper Lighting) | Metalux | 4WSNLED-LD4-48HL-F-UNV-[All Emergency Options]-L830-CD1-[All Packaging] | Indoor Luminaires | Linear Ambient | Direct Linear Ambient Luminaires | Standard | FALSE | [9 empty] | 42669 |  |  | No |  | 3.1 | 4611.55 | 96.19 | 47.94 | 7.9 | 1 | 3000 | 83
PD8YRW71 | Eaton (formerly Cooper Lighting) | Metalux | 4WSNLED-LD4-44SL-F-UNV-[All Emergency Options]-L830-CD1-[All Packaging] | Indoor Luminaires | Linear Ambient | Direct Linear Ambient Luminaires | Standard | FALSE | [9 empty] | 42669 |  |  | No |  | 3.1 | 4295.95 | 98.04 | 43.82 | 7.78 | 1 | 3000 | 83
PZNHR7GQ | Eaton (formerly Cooper Lighting) | Metalux | 4WSNLED-LD4-40SL-F-UNV-[All Emergency Options]-L830-CD1-[All Packaging] | Indoor Luminaires | Linear Ambient | Direct Linear Ambient Luminaires | Standard | FALSE | [9 empty] | 42669 |  |  | No |  | 3.1 | 3968.71 | 99.79 | 39.77 | 7.65 | 1 | 3000 | 83
PS9Q7416 | Eaton (formerly Cooper Lighting) | Metalux | 4WSNLED-LD4-36SL-F-UNV-[All Emergency Options]-L830-CD1-[All Packaging] | Indoor Luminaires | Linear Ambient | Direct Linear Ambient Luminaires | Standard | FALSE | [9 empty] | 42669 |  |  | No |  | 3.1 | 3547.27 | 93.13 | 38.09 | 7.48 | 0.99 | 3000 | 83
P5Y8K2UX | Eaton (formerly Cooper Lighting) | Metalux | 4WSNLED-LD4-32SL-F-UNV-[All Emergency Options]-L830-CD1-[All Packaging] | Indoor Luminaires | Linear Ambient | Direct Linear Ambient Luminaires | Standard | FALSE | [9 empty] | 42669 |  |  | No |  | 3.1 | 3119.03 | 103.93 | 30.01 | 7.3 | 0.99 | 3000 | 83
PRQY5K5T | Eaton (formerly Cooper Lighting) | Metalux | 4WSNLED-LD4-28SL-F-UNV-[All Emergency Options]-L830-CD1-[All Packaging] | Indoor Luminaires | Linear Ambient | Direct Linear Ambient Luminaires | Standard | FALSE | [9 empty] | 42669 |  |  | No |  | 3.1 | 2770.42 | 104.7 | 26.46 | 5 | 1 | 3000 | 83
P2NRJBQE | Eaton (formerly Cooper Lighting) | Metalux | 2WSNLED-LD4-24SL-F-UNV-[All Emergency Options]-L830-CD1-[All Packaging] [120V ONLY] | Indoor Luminaires | Linear Ambient | Direct Linear Ambient Luminaires | Standard | FALSE | [9 empty] | 42669 |  |  | No |  | 3.1 | 2320.82 | 90.66 | 25.6 | 4.83 | 1 | 3000 | 83
PPFBSSUE | Eaton (formerly Cooper Lighting) | Metalux | 4WSNLED-LD4-24SL-F-UNV-[All Emergency Options]-L830-CD1-[All Packaging] | Indoor Luminaires | Linear Ambient | Direct Linear Ambient Luminaires | Standard | FALSE | [9 empty] | 42669 |  |  | No |  | 3.1 | 2323.74 | 106.11 | 21.9 | 4.63 | 0.99 | 3000 | 83
PB9WNE4V | Eaton (formerly Cooper Lighting) | Metalux | 2WSNLED-LD4-20SL-F-UNV-[All Emergency Options]-L830-CD1-[All Packaging] [120V ONLY] | Indoor Luminaires | Linear Ambient | Direct Linear Ambient Luminaires | Standard | FALSE | [9 empty] | 42669 |  |  | No |  | 3.1 | 2013 | 92.64 | 21.73 | 4.58 | 0.99 | 3000 | 83
PZYUPWJJ | Jiangmen OGJG Lighting and Electronic Co. Ltd. | OGJG Lighting | OG-LED220-SF(5000K) | Indoor Luminaires | Linear Ambient | Direct Linear Ambient Luminaires | Standard | FALSE | [9 empty] | 42669 | Not Dimmable | Not Dimmable | No | Product updated on 10/26/2016 | 4 | 4200 | 105 | 40 | 15 | 0.9 | 5000 | 83
P8EHWKCK | Jiangmen OGJG Lighting and Electronic Co. Ltd. | OGJG Lighting | OG-LED220-SF-DS(5000K) | Indoor Luminaires | Linear Ambient | Direct Linear Ambient Luminaires | Standard | FALSE | [9 empty] | 42669 | Dimmable | Continuous Below 10 | Yes | Product updated on 10/26/2016 | 4 | 4200 | 105 | 40 | 15 | 0.9 | 5000 | 83
PNEB9SDE | Jiangmen OGJG Lighting and Electronic Co. Ltd. | OGJG Lighting | OG-LED220-SF-D(5000K) | Indoor Luminaires | Linear Ambient | Direct Linear Ambient Luminaires | Standard | FALSE | [9 empty] | 42669 | Dimmable | Continuous Below 10 | No | Product updated on 10/26/2016 | 4 | 4200 | 105 | 40 | 15 | 0.9 | 5000 | 83
PHQY2CHX | Jiangmen OGJG Lighting and Electronic Co. Ltd. | OGJG Lighting | OG-LED220-SF-DS(4000K) | Indoor Luminaires | Linear Ambient | Direct Linear Ambient Luminaires | Standard | FALSE | [9 empty] | 42669 | Dimmable | Continuous Below 10 | Yes | Product updated on 10/26/2016 | 4 | 4200 | 105 | 40 | 15 | 0.9 | 4000 | 83
P1TTAFSH | Jiangmen OGJG Lighting and Electronic Co. Ltd. | OGJG Lighting | OG-LED220-SF-D(4000K) | Indoor Luminaires | Linear Ambient | Direct Linear Ambient Luminaires | Standard | FALSE | [9 empty] | 42669 | Dimmable | Continuous Below 10 | No | Product updated on 10/26/2016 | 4 | 4200 | 105 | 40 | 15 | 0.9 | 4000 | 83
PKNJE2XV | Jiangmen OGJG Lighting and Electronic Co. Ltd. | OGJG Lighting | OG-LED220-SPC(4000K) | Indoor Luminaires | Linear Ambient | Direct Linear Ambient Luminaires | Standard | TRUE | 4246.51 | 105.63 | 40.2 | 14.75 | 0.927 | 4170 | 86.2 | 5 | 50000 | 42668 |  |  | No | Product updated on 10/26/2016 | 4 | 4200 | 105 | 40 | 15 | 0.9 | 4000 | 83
P4NBGS6N | Jiangmen OGJG Lighting and Electronic Co. Ltd. | OGJG Lighting | OG-LED220-SPC(5000K) | Indoor Luminaires | Linear Ambient | Direct Linear Ambient Luminaires | Standard | FALSE | [9 empty] | 42668 | Not Dimmable | Not Dimmable | No | Product updated on 10/26/2017 | 3.1 | 4200 | 105 | 40 | 15 | 0.9 | 5000 | 83
P52Z2QPP | Jiangmen OGJG Lighting and Electronic Co. Ltd. | OGJG Lighting | OG-LED220-SPC-DS(5000K) | Indoor Luminaires | Linear Ambient | Direct Linear Ambient Luminaires | Standard | FALSE | [9 empty] | 42668 | Dimmable | Continuous Below 10 | Yes | Product updated on 10/26/2021 | 3.1 | 4200 | 105 | 40 | 15 | 0.9 | 5000 | 83
PYQ3BFEZ | Jiangmen OGJG Lighting and Electronic Co. Ltd. | OGJG Lighting | OG-LED220-SPC-D(5000K) | Indoor Luminaires | Linear Ambient | Direct Linear Ambient Luminaires | Standard | FALSE | [9 empty] | 42668 | Dimmable | Continuous Below 10 | No | Product updated on 10/26/2019 | 3.1 | 4200 | 105 | 40 | 15 | 0.9 | 5000 | 83
PCKH4PCV | Jiangmen OGJG Lighting and Electronic Co. Ltd. | OGJG Lighting | OG-LED220-SPC-DS(4000K) | Indoor Luminaires | Linear Ambient | Direct Linear Ambient Luminaires | Standard | FALSE | [9 empty] | 42668 | Dimmable | Continuous Below 10 | Yes | Product updated on 10/26/2020 | 3.1 | 4200 | 105 | 40 | 15 | 0.9 | 4000 | 83
P7UNWNVU | Jiangmen OGJG Lighting and Electronic Co. Ltd. | OGJG Lighting | OG-LED220-SPC-D(4000K) | Indoor Luminaires | Linear Ambient | Direct Linear Ambient Luminaires | Standard | FALSE | [9 empty] | 42668 | Dimmable | Continuous Below 10 | No | Product updated on 10/26/2018 | 3.1 | 4200 | 105 | 40 | 15 | 0.9 | 4000 | 83
PUX115ZC | Light Blue USA | Light Blue | T5644WW24 | Indoor Luminaires | Linear Ambient | Direct Linear Ambient Luminaires | Standard | TRUE | 4219.88 | 113.87 | 37.06 | 18.04 | 0.958 | 2972 | 81.2 | 5 | 50000 | 42667 |  |  | No | Product updated on 08/25/2016 | 3.1 | 4200 | 105 | 40 | 10 | 0.9 | 3000 | 80
P1GEADD2 | Light Blue USA | Light Blue | T5540WW24 | Indoor Luminaires | Linear Ambient | Direct Linear Ambient Luminaires | Standard | TRUE | 3573.16 | 102.71 | 34.79 | 19.04 | 0.954 | 3143 | 84.6 | 5 | 50000 | 42667 |  |  | NotYetVerified | Product updated on 08/25/2016 | 3 | 4200 | 105 | 40 | 20 | 0.9 | 3000 | 80
PTCVJTW3 | Light Blue USA | Light Blue | T55-20WW24 | Indoor Luminaires | Linear Ambient | Direct Linear Ambient Luminaires | Standard | TRUE | 1832.53 | 103.47 | 17.71 | 13.76 | 0.953 | 3128 | 84.3 | 5 | 50000 | 42667 |  |  | NotYetVerified | Product updated on 08/25/2016 | 3 | 2100 | 105 | 20 | 20 | 0.9 | 3000 | 80
PR79EMQX | Light Blue USA | Light Blue | T54-15-27K24 | Indoor Luminaires | Linear Ambient | Direct Linear Ambient Luminaires | Standard | TRUE | 1739.9 | 114.17 | 15.24 | 15.63 | 0.947 | 2753 | 82.7 | 5 | 50000 | 42667 |  |  | NotYetVerified | Product updated on 08/25/2016 | 3 | 1760 | 110 | 16 | 9.12 | 0.991 | 2753 | 83
PBA18695 | Light Blue USA | Light Blue | T5860WW24 | Indoor Luminaires | Linear Ambient | Direct Linear Ambient Luminaires | Standard | TRUE | 6408.47 | 110.19 | 58.16 | 5.91 | 0.943 | 2975 | 81.2 | 5 | 50000 | 42667 |  |  | No | Product updated on 08/25/2016 | 3.1 | 6600 | 110 | 60 | 10 | 0.9 | 3000 | 80
P2FSTM2A | Light Blue USA | Light Blue | T5430-27K24 | Indoor Luminaires | Linear Ambient | Direct Linear Ambient Luminaires | Standard | TRUE | 3155.91 | 95.26 | 33.13 | 20.9 | 0.935 | 2758 | 83 | 5 | 50000 | 42667 |  |  | NotYetVerified |  | 3 | 3156 | 95.26 | 33.13 | 14.2 | 0.986 | 2758 | 83
PDCDJGUJ | EcoVision Energy Solutions LLC | EcoVision | EV-LED30-RK-D40 | Indoor Luminaires | Linear Ambient | Direct Linear Ambient Luminaires | Standard | TRUE | 3703.5 | 134.75 | 27.48 | 18.84 | 0.9323 | 4051 | 84.5 | 5 | 50000 | 42667 |  |  | NotYetVerified |  | 4 | 3150 | 105 | 30 | 18.84 | 0.9 | 4000 | 84
PMN32SF1 | Light Blue USA | Light Blue | T5325WW24 | Indoor Luminaires | Linear Ambient | Direct Linear Ambient Luminaires | Standard | TRUE | 2673.75 | 111.04 | 24.08 | 5.93 | 0.92 | 2981 | 81.3 | 5 | 50000 | 42667 |  |  | No | Product updated on 08/25/2016 | 3.1 | 2775 | 111 | 25 | 10 | 0.9 | 3000 | 80
PWGB76XA | EcoVision Energy Solutions LLC | EcoVision | EV-LED15-RK-D40 | Indoor Luminaires | Linear Ambient | Direct Linear Ambient Luminaires | Standard | TRUE | 1811 | 130.33 | 13.9 | 8.13 | 0.8948 | 4012 | 84.2 | 5 | 50000 | 42667 |  |  | NotYetVerified |  | 4 | 1575 | 105 | 15 | 8.13 | 0.9 | 4000 | 84
P3A9ZDW3 | EcoVision Energy Solutions LLC | EcoVision | EV-LED20-RK-D40 | Indoor Luminaires | Linear Ambient | Direct Linear Ambient Luminaires | Standard | TRUE | 2362.4 | 119.67 | 19.74 | 9.63 | 0.894 | 4060 | 84.5 | 5 | 50000 | 42667 |  |  | NotYetVerified |  | 4 | 2100 | 105 | 20 | 9.63 | 0.9 | 4000 | 84
P9U9V5ZU | EcoVision Energy Solutions LLC | EcoVision | EV-LED15-4-RK-D40 | Indoor Luminaires | Linear Ambient | Direct Linear Ambient Luminaires | Standard | TRUE | 1700.8 | 123.44 | 13.78 | 9.04 | 0.8898 | 4102 | 84.4 | 5 | 50000 | 42667 |  |  | NotYetVerified |  | 4 | 1575 | 105 | 15 | 9.04 | 0.9 | 4000 | 84
PY536DUG | EcoVision Energy Solutions LLC | EcoVision | EV-LED10-RK-D40 | Indoor Luminaires | Linear Ambient | Direct Linear Ambient Luminaires | Standard | TRUE | 1270.4 | 118.45 | 10.72 | 5.21 | 0.8789 | 4102 | 84 | 5 | 50000 | 42667 |  |  | NotYetVerified |  | 4 | 1050 | 105 | 10 | 5.21 | 0.9 | 4000 | 84
P7YWBHB6 | EcoVision Energy Solutions LLC | EcoVision | EV-LED30-RK50 | Indoor Luminaires | Linear Ambient | Direct Linear Ambient Luminaires | Standard | FALSE | [9 empty] | 42667 | Not Dimmable | Not Dimmable | NotYetVerified |  | 4 | 3150 | 105 | 30 | 18.84 | 0.9 | 5000 | 84
PCR6SWTA | EcoVision Energy Solutions LLC | EcoVision | EV-LED20-RK50 | Indoor Luminaires | Linear Ambient | Direct Linear Ambient Luminaires | Standard | FALSE | [9 empty] | 42667 | Not Dimmable | Not Dimmable | NotYetVerified |  | 4 | 2100 | 105 | 20 | 9.63 | 0.9 | 5000 | 84
PWQA8GUP | EcoVision Energy Solutions LLC | EcoVision | EV-LED15-4-RK50 | Indoor Luminaires | Linear Ambient | Direct Linear Ambient Luminaires | Standard | FALSE | [9 empty] | 42667 | Not Dimmable | Not Dimmable | NotYetVerified |  | 4 | 1575 | 105 | 15 | 9.04 | 0.9 | 5000 | 84
PJ6H7UYT | EcoVision Energy Solutions LLC | EcoVision | EV-LED15-RK50 | Indoor Luminaires | Linear Ambient | Direct Linear Ambient Luminaires | Standard | FALSE | [9 empty] | 42667 | Not Dimmable | Not Dimmable | NotYetVerified |  | 4 | 1575 | 105 | 15 | 8.13 | 0.9 | 5000 | 84
PEJVZ7VH | EcoVision Energy Solutions LLC | EcoVision | EV-LED10-RK50 | Indoor Luminaires | Linear Ambient | Direct Linear Ambient Luminaires | Standard | FALSE | [9 empty] | 42667 | Not Dimmable | Not Dimmable | NotYetVerified |  | 4 | 1050 | 105 | 10 | 5.21 | 0.9 | 5000 | 84
PMWEK8VB | EcoVision Energy Solutions LLC | EcoVision | EV-LED30-RK-D50 | Indoor Luminaires | Linear Ambient | Direct Linear Ambient Luminaires | Standard | FALSE | [9 empty] | 42667 | Dimmable | Continuous Below 10 | NotYetVerified |  | 4 | 3150 | 105 | 30 | 18.84 | 0.9 | 5000 | 84
PAY32S46 | EcoVision Energy Solutions LLC | EcoVision | EV-LED20-RK-D50 | Indoor Luminaires | Linear Ambient | Direct Linear Ambient Luminaires | Standard | FALSE | [9 empty] | 42667 | Dimmable | Continuous Below 10 | NotYetVerified |  | 4 | 2100 | 105 | 20 | 9.63 | 0.9 | 5000 | 84
PBNW4QVP | EcoVision Energy Solutions LLC | EcoVision | EV-LED15-4-RK-D50 | Indoor Luminaires | Linear Ambient | Direct Linear Ambient Luminaires | Standard | FALSE | [9 empty] | 42667 | Dimmable | Continuous Below 10 | NotYetVerified |  | 4 | 1575 | 105 | 15 | 9.04 | 0.9 | 5000 | 84
P2VXNXGN | EcoVision Energy Solutions LLC | EcoVision | EV-LED15-RK-D50 | Indoor Luminaires | Linear Ambient | Direct Linear Ambient Luminaires | Standard | FALSE | [9 empty] | 42667 | Dimmable | Continuous Below 10 | NotYetVerified |  | 4 | 1575 | 105 | 15 | 8.13 | 0.9 | 5000 | 84
PFHPU1BV | EcoVision Energy Solutions LLC | EcoVision | EV-LED10-RK-D50 | Indoor Luminaires | Linear Ambient | Direct Linear Ambient Luminaires | Standard | FALSE | [9 empty] | 42667 | Dimmable | Continuous Below 10 | NotYetVerified |  | 4 | 1050 | 105 | 10 | 5.21 | 0.9 | 5000 | 84
PRFFXTWU | EcoVision Energy Solutions LLC | EcoVision | EV-LED30-RK40 | Indoor Luminaires | Linear Ambient | Direct Linear Ambient Luminaires | Standard | FALSE | [9 empty] | 42667 | Not Dimmable | Not Dimmable | NotYetVerified |  | 4 | 3150 | 105 | 30 | 18.84 | 0.9 | 4000 | 84
PCTMMFMM | EcoVision Energy Solutions LLC | EcoVision | EV-LED20-RK40 | Indoor Luminaires | Linear Ambient | Direct Linear Ambient Luminaires | Standard | FALSE | [9 empty] | 42667 | Not Dimmable | Not Dimmable | NotYetVerified |  | 4 | 2100 | 105 | 20 | 9.63 | 0.9 | 4000 | 84
P733ABC9 | EcoVision Energy Solutions LLC | EcoVision | EV-LED15-4-RK40 | Indoor Luminaires | Linear Ambient | Direct Linear Ambient Luminaires | Standard | FALSE | [9 empty] | 42667 | Not Dimmable | Not Dimmable | NotYetVerified |  | 4 | 1575 | 105 | 15 | 9.04 | 0.9 | 4000 | 84
PFXFZ9NY | EcoVision Energy Solutions LLC | EcoVision | EV-LED15-RK40 | Indoor Luminaires | Linear Ambient | Direct Linear Ambient Luminaires | Standard | FALSE | [9 empty] | 42667 | Not Dimmable | Not Dimmable | NotYetVerified |  | 4 | 1575 | 105 | 15 | 8.13 | 0.9 | 4000 | 84
PUFGN2DY | EcoVision Energy Solutions LLC | EcoVision | EV-LED10-RK40 | Indoor Luminaires | Linear Ambient | Direct Linear Ambient Luminaires | Standard | FALSE | [9 empty] | 42667 | Not Dimmable | Not Dimmable | NotYetVerified |  | 4 | 1050 | 105 | 10 | 5.21 | 0.9 | 4000 | 84
P8PHE2VP | Light Blue USA | Light Blue | T5430-5K24 | Indoor Luminaires | Linear Ambient | Direct Linear Ambient Luminaires | Standard | FALSE | [9 empty] | 42667 | Not Yet Verified | Not Yet Verified | NotYetVerified |  | 3 | 3156 | 95.26 | 30 | 14.2 | 0.986 | 5000 | 83
PMHZGUHW | Light Blue USA | Light Blue | T54-15-5K24 | Indoor Luminaires | Linear Ambient | Direct Linear Ambient Luminaires | Standard | FALSE | [9 empty] | 42667 | Not Yet Verified | Not Yet Verified | NotYetVerified | Product updated on 08/25/2016 | 3 | 1760 | 110 | 16 | 9.12 | 0.991 | 5000 | 83
PQH7F55J | Light Blue USA | Light Blue | T5540-5K24 | Indoor Luminaires | Linear Ambient | Direct Linear Ambient Luminaires | Standard | FALSE | [9 empty] | 42667 | Not Yet Verified | Not Yet Verified | NotYetVerified | Product updated on 08/25/2016 | 3 | 4200 | 105 | 40 | 20 | 0.9 | 5000 | 80
PJJEA4PM | Light Blue USA | Light Blue | T55-5K24 | Indoor Luminaires | Linear Ambient | Direct Linear Ambient Luminaires | Standard | FALSE | [9 empty] | 42667 | Not Yet Verified | Not Yet Verified | NotYetVerified | Product updated on 08/25/2016 | 3 | 2100 | 105 | 20 | 20 | 0.9 | 5000 | 80
PSX3UPWX | Light Blue USA | Light Blue | T5860-5K24 | Indoor Luminaires | Linear Ambient | Direct Linear Ambient Luminaires | Standard | FALSE | [9 empty] | 42667 | Not Yet Verified | Not Yet Verified | No | Product updated on 08/25/2016 | 3.1 | 6600 | 110 | 60 | 10 | 0.9 | 5000 | 80
PN8136T6 | Light Blue USA | Light Blue | T5644-5K24 | Indoor Luminaires | Linear Ambient | Direct Linear Ambient Luminaires | Standard | FALSE | [9 empty] | 42667 | Not Yet Verified | Not Yet Verified | No | Product updated on 08/25/2016 | 3.1 | 4200 | 105 | 40 | 10 | 0.9 | 5000 | 80
PHMC94C8 | Light Blue USA | Light Blue | T5325-5K24 | Indoor Luminaires | Linear Ambient | Direct Linear Ambient Luminaires | Standard | FALSE | [9 empty] | 42667 | Not Yet Verified | Not Yet Verified | No | Product updated on 08/25/2016 | 3.1 | 2775 | 111 | 25 | 10 | 0.9 | 5000 | 80
PWGMJHFZ | Light Blue USA | Light Blue | T5430-45K24 | Indoor Luminaires | Linear Ambient | Direct Linear Ambient Luminaires | Standard | FALSE | [9 empty] | 42667 | Not Yet Verified | Not Yet Verified | NotYetVerified |  | 3 | 3156 | 95.26 | 30 | 14.2 | 0.986 | 4500 | 83
PUDAWQCM | Light Blue USA | Light Blue | T54-15-45K24 | Indoor Luminaires | Linear Ambient | Direct Linear Ambient Luminaires | Standard | FALSE | [9 empty] | 42667 | Not Yet Verified | Not Yet Verified | NotYetVerified | Product updated on 08/25/2016 | 3 | 1760 | 110 | 16 | 9.12 | 0.991 | 4500 | 83
PRTUSA8U | Light Blue USA | Light Blue | T5540-45K24 | Indoor Luminaires | Linear Ambient | Direct Linear Ambient Luminaires | Standard | FALSE | [9 empty] | 42667 | Not Yet Verified | Not Yet Verified | NotYetVerified | Product updated on 08/25/2016 | 3 | 4200 | 105 | 40 | 20 | 0.9 | 4500 | 80
PUUT3NKN | Light Blue USA | Light Blue | T55-45K24 | Indoor Luminaires | Linear Ambient | Direct Linear Ambient Luminaires | Standard | FALSE | [9 empty] | 42667 | Not Yet Verified | Not Yet Verified | NotYetVerified | Product updated on 08/25/2016 | 3 | 2100 | 105 | 20 | 20 | 0.9 | 4500 | 80
PBFXZR8G | Light Blue USA | Light Blue | T5860-45K24 | Indoor Luminaires | Linear Ambient | Direct Linear Ambient Luminaires | Standard | FALSE | [9 empty] | 42667 | Not Yet Verified | Not Yet Verified | No | Product updated on 08/25/2016 | 3.1 | 6600 | 110 | 60 | 10 | 0.9 | 4500 | 80
PZWUDEHE | Light Blue USA | Light Blue | T5644-45K24 | Indoor Luminaires | Linear Ambient | Direct Linear Ambient Luminaires | Standard | FALSE | [9 empty] | 42667 | Not Yet Verified | Not Yet Verified | No | Product updated on 08/25/2016 | 3.1 | 4200 | 105 | 40 | 10 | 0.9 | 4500 | 80
PCNB91K2 | Light Blue USA | Light Blue | T5325-45K24 | Indoor Luminaires | Linear Ambient | Direct Linear Ambient Luminaires | Standard | FALSE | [9 empty] | 42667 | Not Yet Verified | Not Yet Verified | No | Product updated on 08/25/2016 | 3.1 | 2775 | 111 | 25 | 10 | 0.9 | 4500 | 80
P913158R | Light Blue USA | Light Blue | T5430CW-24 | Indoor Luminaires | Linear Ambient | Direct Linear Ambient Luminaires | Standard | FALSE | [9 empty] | 42667 | Not Yet Verified | Not Yet Verified | NotYetVerified |  | 3 | 3156 | 95.26 | 30 | 14.2 | 0.986 | 4000 | 83
P5DJQBYV | Light Blue USA | Light Blue | T54-15CW24 | Indoor Luminaires | Linear Ambient | Direct Linear Ambient Luminaires | Standard | FALSE | [9 empty] | 42667 | Not Yet Verified | Not Yet Verified | NotYetVerified | Product updated on 08/25/2016 | 3 | 1760 | 110 | 16 | 9.12 | 0.991 | 4000 | 83
PRZ2S3VC | Light Blue USA | Light Blue | T5540CW-24 | Indoor Luminaires | Linear Ambient | Direct Linear Ambient Luminaires | Standard | FALSE | [9 empty] | 42667 | Not Yet Verified | Not Yet Verified | NotYetVerified | Product updated on 08/25/2016 | 3 | 4200 | 105 | 40 | 20 | 0.9 | 4000 | 80
P411J2C6 | Light Blue USA | Light Blue | T55-20CW24 | Indoor Luminaires | Linear Ambient | Direct Linear Ambient Luminaires | Standard | FALSE | [9 empty] | 42667 | Not Yet Verified | Not Yet Verified | NotYetVerified | Product updated on 08/25/2016 | 3 | 2100 | 105 | 20 | 20 | 0.9 | 4000 | 80
P2JH4T85 | Light Blue USA | Light Blue | T5860CW-24 | Indoor Luminaires | Linear Ambient | Direct Linear Ambient Luminaires | Standard | FALSE | [9 empty] | 42667 | Not Yet Verified | Not Yet Verified | No | Product updated on 08/25/2016 | 3.1 | 6600 | 110 | 60 | 10 | 0.9 | 4000 | 80
PZSY8AMK | Light Blue USA | Light Blue | T5644CW-24 | Indoor Luminaires | Linear Ambient | Direct Linear Ambient Luminaires | Standard | FALSE | [9 empty] | 42667 | Not Yet Verified | Not Yet Verified | No | Product updated on 08/25/2016 | 3.1 | 4200 | 105 | 40 | 10 | 0.9 | 4000 | 80
PSE51STW | Light Blue USA | Light Blue | T5325CW24 | Indoor Luminaires | Linear Ambient | Direct Linear Ambient Luminaires | Standard | FALSE | [9 empty] | 42667 | Not Yet Verified | Not Yet Verified | No | Product updated on 08/25/2016 | 3.1 | 2775 | 111 | 25 | 10 | 0.9 | 4000 | 80
PS3SC7RH | Light Blue USA | Light Blue | T5430-35K24 | Indoor Luminaires | Linear Ambient | Direct Linear Ambient Luminaires | Standard | FALSE | [9 empty] | 42667 | Not Yet Verified | Not Yet Verified | NotYetVerified |  | 3 | 3156 | 95.26 | 30 | 14.2 | 0.986 | 3500 | 83
PZT8NUBA | Light Blue USA | Light Blue | T54-15-35K24 | Indoor Luminaires | Linear Ambient | Direct Linear Ambient Luminaires | Standard | FALSE | [9 empty] | 42667 | Not Yet Verified | Not Yet Verified | NotYetVerified | Product updated on 08/25/2016 | 3 | 1760 | 110 | 16 | 9.12 | 0.991 | 3500 | 83
PUW66X13 | Light Blue USA | Light Blue | T5540-35K24 | Indoor Luminaires | Linear Ambient | Direct Linear Ambient Luminaires | Standard | FALSE | [9 empty] | 42667 | Not Yet Verified | Not Yet Verified | NotYetVerified | Product updated on 08/25/2016 | 3 | 4200 | 105 | 40 | 20 | 0.9 | 3500 | 80
PE4G4UXV | Light Blue USA | Light Blue | T55-35K24 | Indoor Luminaires | Linear Ambient | Direct Linear Ambient Luminaires | Standard | FALSE | [9 empty] | 42667 | Not Yet Verified | Not Yet Verified | NotYetVerified | Product updated on 08/25/2016 | 3 | 2100 | 105 | 20 | 20 | 0.9 | 3500 | 80
PBF6UAAZ | Light Blue USA | Light Blue | T5860-35K24 | Indoor Luminaires | Linear Ambient | Direct Linear Ambient Luminaires | Standard | FALSE | [9 empty] | 42667 | Not Yet Verified | Not Yet Verified | No | Product updated on 08/25/2016 | 3.1 | 6600 | 110 | 60 | 10 | 0.9 | 3500 | 80
PVRNVR7T | Light Blue USA | Light Blue | T5644-35K24 | Indoor Luminaires | Linear Ambient | Direct Linear Ambient Luminaires | Standard | FALSE | [9 empty] | 42667 | Not Yet Verified | Not Yet Verified | No | Product updated on 08/25/2016 | 3.1 | 4200 | 105 | 40 | 10 | 0.9 | 3500 | 80
PZ8JMCME | Light Blue USA | Light Blue | T5325-35K24 | Indoor Luminaires | Linear Ambient | Direct Linear Ambient Luminaires | Standard | FALSE | [9 empty] | 42667 | Not Yet Verified | Not Yet Verified | No | Product updated on 08/25/2016 | 3.1 | 2775 | 111 | 25 | 10 | 0.9 | 3500 | 80
PZX541GY | Light Blue USA | Light Blue | T5430WW24 | Indoor Luminaires | Linear Ambient | Direct Linear Ambient Luminaires | Standard | FALSE | [9 empty] | 42667 | Not Yet Verified | Not Yet Verified | NotYetVerified |  | 3 | 3156 | 95.26 | 30 | 14.2 | 0.986 | 3000 | 83
PQYUEGQW | Light Blue USA | Light Blue | T54-15WW24 | Indoor Luminaires | Linear Ambient | Direct Linear Ambient Luminaires | Standard | FALSE | [9 empty] | 42667 | Not Yet Verified | Not Yet Verified | NotYetVerified | Product updated on 08/25/2016 | 3 | 1760 | 110 | 16 | 9.12 | 0.991 | 3000 | 83
PRRW8MNA | Eaton (formerly Cooper Lighting) | Corelite | DRI-WD-2L30-UNV-14-[All Ceiling Types]-5LT-[Blank or SV]-[All Emergency]-[All Options] | Indoor Luminaires | Linear Ambient | Direct Linear Ambient Luminaires | Premium | TRUE | 3164.7 | 130.2 | 24.3 | 5.89 | 0.9976 | 2991 | 82.2 | 5 | 50000 | 42663 |  |  | Yes |  | 3.1 | 3165 | 123.78 | 25.57 | 7.72 | 1 | 3000 | 82.2
PACQTNAX | Eaton (formerly Cooper Lighting) | Corelite | DRI-WS-4L40-UNV-14-[All Ceiling Types]-[Driver Includes STD & HCD]-[Blank or SV]-[All Emergency]-[All Options] | Indoor Luminaires | Linear Ambient | Direct Linear Ambient Luminaires | Standard | TRUE | 5426.4 | 125.3 | 43.3 | 7.06 | 0.9956 | 3891 | 83.8 | 5 | 50000 | 42663 |  |  | Yes |  | 3.1 | 5164 | 120.34 | 42.91 | 7.99 | 0.99 | 4000 | 82.2
P8QY1H5A | Eaton (formerly Cooper Lighting) | Corelite | DRI-WS-1L30-UNV-14-[All Ceiling Types]-[Driver Includes STD & HCD]-[Blank or SV]-[All Emergency]-[All Options] | Indoor Luminaires | Linear Ambient | Direct Linear Ambient Luminaires | Standard | TRUE | 1981.3 | 121.6 | 16.3 | 6.43 | 0.994 | 2991 | 82.2 | 5 | 50000 | 42663 |  |  | Yes |  | 3.1 | 1981.3 | 121.55 | 16.3 | 6.43 | 0.99 | 3000 | 82.2
PV24H617 | Eaton (formerly Cooper Lighting) | Corelite | DRI-WS-1L40-UNV-14-[All Ceiling Types]-[Driver Includes STD & HCD]-[Blank or SV]-[All Emergency]-[All Options] | Indoor Luminaires | Linear Ambient | Direct Linear Ambient Luminaires | Standard | TRUE | 2113.6 | 129.7 | 16.3 | 7.76 | 0.9912 | 3891 | 83.8 | 5 | 50000 | 42663 |  |  | Yes |  | 3.1 | 2012 | 122.24 | 16.46 | 7.76 | 0.99 | 4000 | 82.2
P6D2FSRH | Zhongshan ELE MFG Corp | ELE | WR7511D(4000K) | Indoor Luminaires | Linear Ambient | Direct Linear Ambient Luminaires | Standard | TRUE | 7976.22 | 107.95 | 73.89 | 8.01 | 0.974 | 4156 | 85.3 | 5 | 50000 | 42663 |  |  | No |  | 4 | 7875 | 105 | 75 | 20 | 0.9 | 3000 | 80
PCS74MNC | Energy Planning Associates | Envirobrite | FHR2205(A)833W(BBCCCC) | Indoor Luminaires | Linear Ambient | Direct Linear Ambient Luminaires | Standard | TRUE | 5291 | 118.6 | 44.62 | 15.52 | 0.97 | 3331 | 81.7 | 5 | 50000 | 42663 |  |  | No |  | 4 | 5291 | 118.6 | 44.62 | 7.88 | 1 | 3331 | 81.7
PP6TKK5R | Eiko Global LLC | EIKO | LLW-5C-40K-U | Indoor Luminaires | Linear Ambient | Direct Linear Ambient Luminaires | Premium | TRUE | 5036.7 | 126.43 | 39.83 | 3.8 | 0.97 | 3958 | 81.99 | 5 | 50000 | 42663 |  |  | No |  | 4 | 5334 | 127 | 42 | 10 | 0.9 | 4000 | 80
PMS3GANV | Eiko Global LLC | EIKO | LLW-3C-35K-U | Indoor Luminaires | Linear Ambient | Direct Linear Ambient Luminaires | Premium | TRUE | 3927.4 | 127.19 | 30.87 | 9.6 | 0.9659 | 3582 | 82.7 | 5 | 50000 | 42663 |  |  | No |  | 4 | 4096 | 130 | 32 | 10 | 0.9 | 3500 | 80
PXN3KGA7 | Zhongshan ELE MFG Corp | ELE | WR3885D(4000K) | Indoor Luminaires | Linear Ambient | Direct Linear Ambient Luminaires | Standard | TRUE | 4005.48 | 102.65 | 39.02 | 7.67 | 0.957 | 4078 | 84.3 | 5 | 50000 | 42663 |  |  | No |  | 4 | 3990 | 105 | 38 | 20 | 0.9 | 4000 | 80
PKG2SC4K | Zhongshan ELE MFG Corp | ELE | WR386D(4000K) | Indoor Luminaires | Linear Ambient | Direct Linear Ambient Luminaires | Standard | TRUE | 3750.88 | 102.54 | 36.58 | 7.6 | 0.955 | 4068 | 84.2 | 5 | 50000 | 42663 |  |  | No |  | 4 | 3990 | 105 | 38 | 20 | 0.9 | 4000 | 80
PQ624AEV | Zhongshan ELE MFG Corp | ELE | WR5011D(3000K) | Indoor Luminaires | Linear Ambient | Direct Linear Ambient Luminaires | Standard | TRUE | 4907.85 | 102.31 | 47.97 | 9.06 | 0.952 | 3139 | 86.5 | 5 | 50000 | 42663 |  |  | No |  | 4 | 5250 | 105 | 50 | 20 | 0.9 | 3000 | 80
PPT82CQD | Eiko Global LLC | EIKO | LLW-4C-35K-U | Indoor Luminaires | Linear Ambient | Direct Linear Ambient Luminaires | Premium | TRUE | 4201.1 | 127.97 | 32.83 | 8 | 0.9395 | 3579 | 82.6 | 5 | 50000 | 42663 |  |  | No |  | 4 | 4572 | 128 | 36 | 10 | 0.9 | 3500 | 80
PWU4J1TE | LEDiFUTURE CO. LTD | LediFuture | 2LL01-02040V1D0PCD(3000K) | Indoor Luminaires | Linear Ambient | Direct Linear Ambient Luminaires | Standard | TRUE | 1990.6 | 107.5 | 18.52 | 9.99 | 0.934 | 2926 | 83.8 | 5 | 50000 | 42663 |  |  | No |  | 4 | 2100 | 105 | 20 | 20 | 0.9 | 3000 | 80
P7YTY2F3 | DK Group (International) Ltd | DK LED | ABL-1.2-70W(2700K) | Indoor Luminaires | Linear Ambient | Direct Linear Ambient Luminaires | Standard | TRUE | 6623.85 | 109.79 | 60.334 | 19.1 | 0.907 | 2671 | 85.4 | 5 | 50000 | 42663 |  |  | No |  | 4 | 6757.1 | 110.7 | 61 | 19.1 | 0.91 | 2671 | 85.4
P5UZNVVP | Eaton (formerly Cooper Lighting) | Corelite | DRI-WD-5L30-UNV-14-[All Ceiling Types]-[Driver Includes STD HCD & 5LT]-[Blank or SV]-[All Emergency]-[All Options] | Indoor Luminaires | Linear Ambient | Direct Linear Ambient Luminaires | Standard | TRUE | 6453.1 | 119.9 | 53.8 | 19.06 | 0.9058 | 2991 | 82.2 | 5 | 50000 | 42663 |  |  | Yes |  | 3.1 | 6453.1 | 119.95 | 53.8 | 9.29 | 1 | 3000 | 82.2
PXN29Q4C | DK Group (International) Ltd | DK LED | ABLC-1.2-70W(2700K) | Indoor Luminaires | Linear Ambient | Direct Linear Ambient Luminaires | Standard | TRUE | 6209.01 | 102.67 | 60.475 | 19.2 | 0.901 | 2667 | 84.5 | 5 | 50000 | 42663 |  |  | No |  | 4 | 6423.2 | 102.7 | 62.5 | 19.2 | 0.9 | 2667 | 84.5
PZ2CACJT | LEDiFUTURE CO. LTD | LediFuture | 4LL01-04040V1D0PCD(3000K) | Indoor Luminaires | Linear Ambient | Direct Linear Ambient Luminaires | Standard | TRUE | 4114.4 | 107.9 | 38.13 | 8.36 | 0.894 | 2945 | 83.5 | 5 | 50000 | 42663 |  |  | No |  | 4 | 4200 | 105 | 40 | 20 | 0.9 | 3000 | 80
PYN2K9XB | Eiko Global LLC | EIKO | LLW-4C-40K-U | Indoor Luminaires | Linear Ambient | Direct Linear Ambient Luminaires | Premium | FALSE | [9 empty] | 42663 |  |  | No |  | 4 | 4608 | 130 | 36 | 10 | 0.9 | 4000 | 80
PRUW9SPX | Eiko Global LLC | EIKO | LLW-3C-40K-U | Indoor Luminaires | Linear Ambient | Direct Linear Ambient Luminaires | Premium | FALSE | [9 empty] | 42663 |  |  | No |  | 4 | 4160 | 132 | 32 | 10 | 0.9 | 4000 | 80
PJQAKFJW | Eaton (formerly Cooper Lighting) | Corelite | DRI-WD-5L40-UNV-14-[All Ceiling Types]-[Driver Includes STD HCD & 5LT]-[Blank or SV]-[All Emergency]-[All Options] | Indoor Luminaires | Linear Ambient | Direct Linear Ambient Luminaires | Premium | FALSE | [9 empty] | 42663 |  |  | Yes |  | 3.1 | 6551 | 123.81 | 52.91 | 9.29 | 1 | 4000 | 82.2
PK4BBQGM | Eaton (formerly Cooper Lighting) | Corelite | DRI-WD-1L40-UNV-14-[All Ceiling Types]-[Driver Includes STD HCD & 5LT]-[Blank or SV]-[All Emergency]-[All Options] | Indoor Luminaires | Linear Ambient | Direct Linear Ambient Luminaires | Premium | FALSE | [9 empty] | 42663 |  |  | Yes |  | 3.1 | 2122 | 126.08 | 16.83 | 8.62 | 0.99 | 4000 | 82.2
P9P7RUXR | Eaton (formerly Cooper Lighting) | Corelite | DRI-WD-3L40-UNV-14-[All Ceiling Types]-[Driver Includes STD HCD & 5LT]-[Blank or SV]-[All Emergency]-[All Options] | Indoor Luminaires | Linear Ambient | Direct Linear Ambient Luminaires | Premium | FALSE | [9 empty] | 42663 |  |  | Yes |  | 3.1 | 4344 | 128.48 | 33.81 | 7.39 | 0.99 | 4000 | 82.2
PDDQJGPM | Eaton (formerly Cooper Lighting) | Corelite | DRI-WS-3L40-UNV-14-[All Ceiling Types]-[Driver Includes STD HCD & 5LT]-[Blank or SV]-[All Emergency]-[All Options] | Indoor Luminaires | Linear Ambient | Direct Linear Ambient Luminaires | Standard | FALSE | [9 empty] | 42663 |  |  | Yes |  | 3.1 | 4118 | 121.8 | 33.81 | 7.39 | 0.99 | 4000 | 82.2
PUKDTV8R | Eaton (formerly Cooper Lighting) | Corelite | DRI-WD-2L40-UNV-14-[All Ceiling Types]-[Driver Includes STD HCD & 5LT]-[Blank or SV]-[All Emergency]-[All Options] | Indoor Luminaires | Linear Ambient | Direct Linear Ambient Luminaires | Premium | FALSE | [9 empty] | 42663 |  |  | Yes |  | 3.1 | 3213 | 128.06 | 25.09 | 7.39 | 1 | 4000 | 82.2
PYQ1TZKC | Eaton (formerly Cooper Lighting) | Corelite | DRI-WS-2L40-UNV-14-[All Ceiling Types]-[Driver Includes STD & HCD]-[Blank or SV]-[All Emergency]-[All Options] | Indoor Luminaires | Linear Ambient | Direct Linear Ambient Luminaires | Standard | FALSE | [9 empty] | 42663 |  |  | Yes |  | 3.1 | 3045 | 122.54 | 24.85 | 7.22 | 0.99 | 4000 | 82.2
P7BMQ1N4 | Eaton (formerly Cooper Lighting) | Corelite | DRI-WD-4L40-UNV-14-[All Ceiling Types]-[Driver Includes STD HCD & 5LT]-[Blank or SV]-[All Emergency]-[All Options] | Indoor Luminaires | Linear Ambient | Direct Linear Ambient Luminaires | Premium | FALSE | [9 empty] | 42663 |  |  | Yes |  | 3.1 | 5448 | 126.23 | 43.16 | 7.06 | 1 | 4000 | 82.2
P99HFXKG | Eaton (formerly Cooper Lighting) | Corelite | DRI-WD-1L35-UNV-14-[All Ceiling Types]-5LT-[Blank or SV]-[All Emergency]-[All Options] | Indoor Luminaires | Linear Ambient | Direct Linear Ambient Luminaires | Premium | FALSE | [9 empty] | 42663 |  |  | Yes |  | 3.1 | 2211 | 125.91 | 17.56 | 10.32 | 1 | 3500 | 82.2
PU8N2T5B | Eaton (formerly Cooper Lighting) | Corelite | DRI-WD-5L35-UNV-14-[All Ceiling Types]-[Driver Includes STD HCD & 5LT]-[Blank or SV]-[All Emergency]-[All Options] | Indoor Luminaires | Linear Ambient | Direct Linear Ambient Luminaires | Premium | FALSE | [9 empty] | 42663 |  |  | Yes |  | 3.1 | 6825 | 128.99 | 52.91 | 9.29 | 1 | 3500 | 82.2
PF6N692V | Eaton (formerly Cooper Lighting) | Corelite | DRI-WS-5L35-UNV-14-[All Ceiling Types]-[Driver Includes STD HCD & 5LT]-[Blank or SV]-[All Emergency]-[All Options] | Indoor Luminaires | Linear Ambient | Direct Linear Ambient Luminaires | Standard | FALSE | [9 empty] | 42663 |  |  | Yes |  | 3.1 | 6470 | 122.28 | 52.91 | 9.29 | 1 | 3500 | 82.2
PFHTQ6UW | Eaton (formerly Cooper Lighting) | Corelite | DRI-WD-4L35-UNV-14-[All Ceiling Types]-[Driver Includes STD & HCD]-[Blank or SV]-[All Emergency]-[All Options] | Indoor Luminaires | Linear Ambient | Direct Linear Ambient Luminaires | Premium | FALSE | [9 empty] | 42663 |  |  | Yes |  | 3.1 | 5676 | 132.28 | 42.91 | 7.99 | 0.99 | 3500 | 82.2
PX4RFZVP | Eaton (formerly Cooper Lighting) | Corelite | DRI-WD-1L35-UNV-14-[All Ceiling Types]-[Driver Includes STD & HCD]-[Blank or SV]-[All Emergency]-[All Options] | Indoor Luminaires | Linear Ambient | Direct Linear Ambient Luminaires | Premium | FALSE | [9 empty] | 42663 |  |  | Yes |  | 3.1 | 2211 | 134.33 | 16.46 | 7.76 | 0.99 | 3500 | 82.2
P9G4DSBM | Eaton (formerly Cooper Lighting) | Corelite | DRI-WS-1L35-UNV-14-[All Ceiling Types]-[Driver Includes STD & HCD]-[Blank or SV]-[All Emergency]-[All Options] | Indoor Luminaires | Linear Ambient | Direct Linear Ambient Luminaires | Premium | FALSE | [9 empty] | 42663 |  |  | Yes |  | 3.1 | 2096 | 127.34 | 16.46 | 7.76 | 0.99 | 3500 | 82.2
PHSN9GJB | Eaton (formerly Cooper Lighting) | Corelite | DRI-WD-3L35-UNV-14-[All Ceiling Types]-[Driver Includes STD HCD & 5LT]-[Blank or SV]-[All Emergency]-[All Options] | Indoor Luminaires | Linear Ambient | Direct Linear Ambient Luminaires | Premium | FALSE | [9 empty] | 42663 |  |  | Yes |  | 3.1 | 4526 | 133.87 | 33.81 | 7.39 | 0.99 | 3500 | 82.2
PRSNB959 | Eaton (formerly Cooper Lighting) | Corelite | DRI-WS-3L35-UNV-14-[All Ceiling Types]-[Driver Includes STD HCD & 5LT]-[Blank or SV]-[All Emergency]-[All Options] | Indoor Luminaires | Linear Ambient | Direct Linear Ambient Luminaires | Premium | FALSE | [9 empty] | 42663 |  |  | Yes |  | 3.1 | 4290 | 126.89 | 33.81 | 7.39 | 0.99 | 3500 | 82.2
PUNKTXUR | Eaton (formerly Cooper Lighting) | Corelite | DRI-WD-2L35-UNV-14-[All Ceiling Types]-[Driver Includes STD HCD & 5LT]-[Blank or SV]-[All Emergency]-[All Options] | Indoor Luminaires | Linear Ambient | Direct Linear Ambient Luminaires | Premium | FALSE | [9 empty] | 42663 |  |  | Yes |  | 3.1 | 3347 | 133.4 | 25.09 | 7.39 | 1 | 3500 | 82.2
PYQ8BDZJ | Eaton (formerly Cooper Lighting) | Corelite | DRI-WS-2L35-UNV-14-[All Ceiling Types]-[Driver Includes STD HCD & 5LT]-[Blank or SV]-[All Emergency]-[All Options] | Indoor Luminaires | Linear Ambient | Direct Linear Ambient Luminaires | Premium | FALSE | [9 empty] | 42663 |  |  | Yes |  | 3.1 | 3173 | 126.46 | 25.09 | 7.39 | 1 | 3500 | 82.2
PWJ3NN5H | Eaton (formerly Cooper Lighting) | Corelite | DRI-WS-4L35-UNV-14-[All Ceiling Types]-[Driver Includes STD HCD & 5LT]-[Blank or SV]-[All Emergency]-[All Options] | Indoor Luminaires | Linear Ambient | Direct Linear Ambient Luminaires | Premium | FALSE | [9 empty] | 42663 |  |  | Yes |  | 3.1 | 5380 | 124.65 | 43.16 | 7.06 | 1 | 3500 | 82.2
PSYKCQJ5 | Eaton (formerly Cooper Lighting) | Corelite | DRI-WD-4L35-UNV-14-[All Ceiling Types]-5LT-[Blank or SV]-[All Emergency]-[All Options] | Indoor Luminaires | Linear Ambient | Direct Linear Ambient Luminaires | Premium | FALSE | [9 empty] | 42663 |  |  | Yes |  | 3.1 | 5676 | 129.97 | 43.67 | 5.2 | 1 | 3500 | 82.2
P9M24DAQ | Eaton (formerly Cooper Lighting) | Corelite | DRI-WS-3L30-UNV-14-[All Ceiling Types]-[Driver Includes STD & HCD]-[Blank or SV]-[All Emergency]-[All Options] | Indoor Luminaires | Linear Ambient | Direct Linear Ambient Luminaires | Standard | FALSE | [9 empty] | 42663 |  |  | Yes |  | 3.1 | 4056 | 120.75 | 33.59 | 7.97 | 0.99 | 3000 | 82.2
PW8J2BKA | Eaton (formerly Cooper Lighting) | Corelite | DRI-WD-1L30-UNV-14-[All Ceiling Types]-[Driver Includes STD & HCD]-[Blank or SV]-[All Emergency]-[All Options] | Indoor Luminaires | Linear Ambient | Direct Linear Ambient Luminaires | Premium | FALSE | [9 empty] | 42663 |  |  | Yes |  | 3.1 | 2090 | 126.97 | 16.46 | 7.76 | 0.99 | 3000 | 82.2
P54XE8YY | Eaton (formerly Cooper Lighting) | Corelite | DRI-WD-3L30-UNV-14-[All Ceiling Types]-[Driver Includes STD HCD & 5LT]-[Blank or SV]-[All Emergency]-[All Options] | Indoor Luminaires | Linear Ambient | Direct Linear Ambient Luminaires | Premium | FALSE | [9 empty] | 42663 |  |  | Yes |  | 3.1 | 4279 | 126.56 | 33.81 | 7.39 | 0.99 | 3000 | 82.2
PPFF7AG2 | Eaton (formerly Cooper Lighting) | Corelite | DRI-WS-2L30-UNV-14-[All Ceiling Types]-[Driver Includes STD & HCD]-[Blank or SV]-[All Emergency]-[All Options] | Indoor Luminaires | Linear Ambient | Direct Linear Ambient Luminaires | Standard | FALSE | [9 empty] | 42663 |  |  | Yes |  | 3.1 | 3000 | 120.72 | 24.85 | 7.22 | 0.99 | 3000 | 82.2
P7BUH546 | Eaton (formerly Cooper Lighting) | Corelite | DRI-WD-4L30-UNV-14-[All Ceiling Types]-[Driver Includes STD HCD & 5LT]-[Blank or SV]-[All Emergency]-[All Options] | Indoor Luminaires | Linear Ambient | Direct Linear Ambient Luminaires | Premium | FALSE | [9 empty] | 42663 |  |  | Yes |  | 3.1 | 5367 | 124.35 | 43.16 | 7.06 | 1 | 3000 | 82.2
PW4ASWN6 | Eaton (formerly Cooper Lighting) | Corelite | DRI-WD-2L30-UNV-14-[All Ceiling Types]-[Driver Includes STD & HCD]-[Blank or SV]-[All Emergency]-[All Options] | Indoor Luminaires | Linear Ambient | Direct Linear Ambient Luminaires | Premium | FALSE | [9 empty] | 42663 |  |  | Yes |  | 3.1 | 3165 | 130.25 | 24.3 | 5.89 | 1 | 3000 | 82.2
PSJ9YUX8 | DK Group (International) Ltd | DK LED | ABL-1.2-70W(5000K) | Indoor Luminaires | Linear Ambient | Direct Linear Ambient Luminaires | Standard | FALSE | [9 empty] | 42663 | Dimmable | Continuous Below 10 | No |  | 4 | 7088.9 | 118.1 | 60 | 19.3 | 0.91 | 5076 | 84.4
PW29A5HW | DK Group (International) Ltd | DK LED | ABLC-1.2-70W(5000K) | Indoor Luminaires | Linear Ambient | Direct Linear Ambient Luminaires | Standard | FALSE | [9 empty] | 42663 | Dimmable | Continuous Below 10 | No |  | 4 | 6470.4 | 107.3 | 60.3 | 19.5 | 0.9 | 4826 | 83.5
PZ6HJK2U | DK Group (International) Ltd | DK LED | ABL-1.2-70W(4500K) | Indoor Luminaires | Linear Ambient | Direct Linear Ambient Luminaires | Standard | FALSE | [9 empty] | 42663 | Dimmable | Continuous Below 10 | No |  | 4 | 6757.1 | 110.7 | 61 | 19.1 | 0.91 | 4500 | 85.4
P5PU1BAU | DK Group (International) Ltd | DK LED | ABLC-1.2-70W(4500K) | Indoor Luminaires | Linear Ambient | Direct Linear Ambient Luminaires | Standard | FALSE | [9 empty] | 42663 | Dimmable | Continuous Below 10 | No |  | 4 | 6423.2 | 102.7 | 62.5 | 19.2 | 0.9 | 4500 | 84.5
PZAGDYET | DK Group (International) Ltd | DK LED | ABL-1.2-70W(4000K) | Indoor Luminaires | Linear Ambient | Direct Linear Ambient Luminaires | Standard | FALSE | [9 empty] | 42663 | Dimmable | Continuous Below 10 | No |  | 4 | 6757.1 | 110.7 | 61 | 19.1 | 0.91 | 4000 | 85.4
PRE2YQZQ | DK Group (International) Ltd | DK LED | ABLC-1.2-70W(4000K) | Indoor Luminaires | Linear Ambient | Direct Linear Ambient Luminaires | Standard | FALSE | [9 empty] | 42663 | Dimmable | Continuous Below 10 | No |  | 4 | 6423.2 | 102.7 | 62.5 | 19.2 | 0.9 | 4000 | 84.5
PG9K9DXV | DK Group (International) Ltd | DK LED | ABL-1.2-70W(3500K) | Indoor Luminaires | Linear Ambient | Direct Linear Ambient Luminaires | Standard | FALSE | [9 empty] | 42663 | Dimmable | Continuous Below 10 | No |  | 4 | 6757.1 | 110.7 | 61 | 19.1 | 0.91 | 3500 | 85.4
PES6HDUP | DK Group (International) Ltd | DK LED | ABLC-1.2-70W(3500K) | Indoor Luminaires | Linear Ambient | Direct Linear Ambient Luminaires | Standard | FALSE | [9 empty] | 42663 | Dimmable | Continuous Below 10 | No |  | 4 | 6423.2 | 102.7 | 62.5 | 19.2 | 0.9 | 3500 | 84.5
P62FQEZG | DK Group (International) Ltd | DK LED | ABL-1.2-70W(3000K) | Indoor Luminaires | Linear Ambient | Direct Linear Ambient Luminaires | Standard | FALSE | [9 empty] | 42663 | Dimmable | Continuous Below 10 | No |  | 4 | 6757.1 | 110.7 | 61 | 19.1 | 0.91 | 3000 | 85.4
PRCU8FZZ | DK Group (International) Ltd | DK LED | ABLC-1.2-70W(3000K) | Indoor Luminaires | Linear Ambient | Direct Linear Ambient Luminaires | Standard | FALSE | [9 empty] | 42663 | Dimmable | Continuous Below 10 | No |  | 4 | 6423.2 | 102.7 | 62.5 | 19.2 | 0.9 | 3000 | 84.5
PJUS54HQ | LEDiFUTURE CO. LTD | LediFuture | 8LL01-08040V1D2PCD(5000K) | Indoor Luminaires | Linear Ambient | Direct Linear Ambient Luminaires | Standard | FALSE | [9 empty] | 42663 | Not Dimmable | Not Dimmable | Yes |  | 4 | 8640 | 108 | 80 | 20 | 0.9 | 5000 | 80
PVC1MCWE | LEDiFUTURE CO. LTD | LediFuture | 4LL01-04040V1D2PCD(5000K) | Indoor Luminaires | Linear Ambient | Direct Linear Ambient Luminaires | Standard | FALSE | [9 empty] | 42663 | Not Dimmable | Not Dimmable | Yes |  | 4 | 4320 | 108 | 40 | 20 | 0.9 | 5000 | 80
P5G3VCNS | LEDiFUTURE CO. LTD | LediFuture | 2LL01-02040V1D2PCD(5000K) | Indoor Luminaires | Linear Ambient | Direct Linear Ambient Luminaires | Standard | FALSE | [9 empty] | 42663 | Not Dimmable | Not Dimmable | Yes |  | 4 | 2160 | 108 | 20 | 20 | 0.9 | 5000 | 80
PCVUSV6S | LEDiFUTURE CO. LTD | LediFuture | 8LL01-08040V1D0PCD(5000K) | Indoor Luminaires | Linear Ambient | Direct Linear Ambient Luminaires | Standard | FALSE | [9 empty] | 42663 | Not Dimmable | Not Dimmable | No |  | 4 | 8640 | 108 | 80 | 20 | 0.9 | 5000 | 80
PWZWANSW | LEDiFUTURE CO. LTD | LediFuture | 4LL01-04040V1D0PCD(5000K) | Indoor Luminaires | Linear Ambient | Direct Linear Ambient Luminaires | Standard | FALSE | [9 empty] | 42663 | Not Dimmable | Not Dimmable | No |  | 4 | 4320 | 108 | 40 | 20 | 0.9 | 5000 | 80
PBC81G1U | LEDiFUTURE CO. LTD | LediFuture | 2LL01-02040V1D0PCD(5000K) | Indoor Luminaires | Linear Ambient | Direct Linear Ambient Luminaires | Standard | FALSE | [9 empty] | 42663 | Not Dimmable | Not Dimmable | No |  | 4 | 2160 | 108 | 20 | 20 | 0.9 | 5000 | 80
PUJ12T9D | LEDiFUTURE CO. LTD | LediFuture | 4LL01-04040V1D1PCD(5000K) | Indoor Luminaires | Linear Ambient | Direct Linear Ambient Luminaires | Standard | FALSE | [9 empty] | 42663 | Dimmable | Continuous Below 10 | No |  | 4 | 4320 | 108 | 40 | 20 | 0.9 | 5000 | 80
P5ANUWRV | LEDiFUTURE CO. LTD | LediFuture | 2LL01-02040V1D1PCD(5000K) | Indoor Luminaires | Linear Ambient | Direct Linear Ambient Luminaires | Standard | FALSE | [9 empty] | 42663 | Dimmable | Continuous Below 10 | No |  | 4 | 2160 | 108 | 20 | 20 | 0.9 | 5000 | 80
P3E8D5AC | LEDiFUTURE CO. LTD | LediFuture | 8LL01-08040V1D2PCD(4000K) | Indoor Luminaires | Linear Ambient | Direct Linear Ambient Luminaires | Standard | FALSE | [9 empty] | 42663 | Not Dimmable | Not Dimmable | Yes |  | 4 | 8560 | 107 | 80 | 20 | 0.9 | 4000 | 80
PXFEHAPG | LEDiFUTURE CO. LTD | LediFuture | 4LL01-04040V1D2PCD(4000K) | Indoor Luminaires | Linear Ambient | Direct Linear Ambient Luminaires | Standard | FALSE | [9 empty] | 42663 | Not Dimmable | Not Dimmable | Yes |  | 4 | 4280 | 107 | 40 | 20 | 0.9 | 4000 | 80
PNPY8WCC | LEDiFUTURE CO. LTD | LediFuture | 2LL01-02040V1D2PCD(4000K) | Indoor Luminaires | Linear Ambient | Direct Linear Ambient Luminaires | Standard | FALSE | [9 empty] | 42663 | Not Dimmable | Not Dimmable | Yes |  | 4 | 2140 | 107 | 20 | 20 | 0.9 | 4000 | 80
PS3F4H36 | LEDiFUTURE CO. LTD | LediFuture | 8LL01-08040V1D0PCD(4000K) | Indoor Luminaires | Linear Ambient | Direct Linear Ambient Luminaires | Standard | FALSE | [9 empty] | 42663 | Not Dimmable | Not Dimmable | No |  | 4 | 8560 | 107 | 80 | 20 | 0.9 | 4000 | 80
P5YU5M5T | LEDiFUTURE CO. LTD | LediFuture | 4LL01-04040V1D0PCD(4000K) | Indoor Luminaires | Linear Ambient | Direct Linear Ambient Luminaires | Standard | FALSE | [9 empty] | 42663 | Not Dimmable | Not Dimmable | No |  | 4 | 4280 | 107 | 40 | 20 | 0.9 | 4000 | 80
PKS6ZDTT | LEDiFUTURE CO. LTD | LediFuture | 2LL01-02040V1D0PCD(4000K) | Indoor Luminaires | Linear Ambient | Direct Linear Ambient Luminaires | Standard | FALSE | [9 empty] | 42663 | Not Dimmable | Not Dimmable | No |  | 4 | 2140 | 107 | 20 | 20 | 0.9 | 4000 | 80
PQDUJAPA | LEDiFUTURE CO. LTD | LediFuture | 4LL01-04040V1D1PCD(4000K) | Indoor Luminaires | Linear Ambient | Direct Linear Ambient Luminaires | Standard | FALSE | [9 empty] | 42663 | Dimmable | Continuous Below 10 | No |  | 4 | 4280 | 107 | 40 | 20 | 0.9 | 4000 | 80
P8H17XYG | LEDiFUTURE CO. LTD | LediFuture | 2LL01-02040V1D1PCD(4000K) | Indoor Luminaires | Linear Ambient | Direct Linear Ambient Luminaires | Standard | FALSE | [9 empty] | 42663 | Dimmable | Continuous Below 10 | No |  | 4 | 2140 | 107 | 20 | 20 | 0.9 | 4000 | 80
PQ4PK1XD | LEDiFUTURE CO. LTD | LediFuture | 8LL01-08040V1D2PCD(3500K) | Indoor Luminaires | Linear Ambient | Direct Linear Ambient Luminaires | Standard | FALSE | [9 empty] | 42663 | Not Dimmable | Not Dimmable | Yes |  | 4 | 8560 | 107 | 80 | 20 | 0.9 | 3500 | 80
PHW1DFFG | LEDiFUTURE CO. LTD | LediFuture | 4LL01-04040V1D2PCD(3500K) | Indoor Luminaires | Linear Ambient | Direct Linear Ambient Luminaires | Standard | FALSE | [9 empty] | 42663 | Not Dimmable | Not Dimmable | Yes |  | 4 | 4280 | 107 | 40 | 20 | 0.9 | 3500 | 80
PHPCP2NM | LEDiFUTURE CO. LTD | LediFuture | 2LL01-02040V1D2PCD(3500K) | Indoor Luminaires | Linear Ambient | Direct Linear Ambient Luminaires | Standard | FALSE | [9 empty] | 42663 | Not Dimmable | Not Dimmable | Yes |  | 4 | 2140 | 107 | 20 | 20 | 0.9 | 3500 | 80
PUP9K7UF | LEDiFUTURE CO. LTD | LediFuture | 8LL01-08040V1D0PCD(3500K) | Indoor Luminaires | Linear Ambient | Direct Linear Ambient Luminaires | Standard | FALSE | [9 empty] | 42663 | Not Dimmable | Not Dimmable | No |  | 4 | 8560 | 107 | 80 | 20 | 0.9 | 3500 | 80
PH8UQMBZ | LEDiFUTURE CO. LTD | LediFuture | 4LL01-04040V1D0PCD(3500K) | Indoor Luminaires | Linear Ambient | Direct Linear Ambient Luminaires | Standard | FALSE | [9 empty] | 42663 | Not Dimmable | Not Dimmable | No |  | 4 | 4280 | 107 | 40 | 20 | 0.9 | 3500 | 80
PZ8SZAKF | LEDiFUTURE CO. LTD | LediFuture | 2LL01-02040V1D0PCD(3500K) | Indoor Luminaires | Linear Ambient | Direct Linear Ambient Luminaires | Standard | FALSE | [9 empty] | 42663 | Not Dimmable | Not Dimmable | No |  | 4 | 2140 | 107 | 20 | 20 | 0.9 | 3500 | 80
PXANZC4D | LEDiFUTURE CO. LTD | LediFuture | 4LL01-04040V1D1PCD(3500K) | Indoor Luminaires | Linear Ambient | Direct Linear Ambient Luminaires | Standard | FALSE | [9 empty] | 42663 | Dimmable | Continuous Below 10 | No |  | 4 | 4280 | 107 | 40 | 20 | 0.9 | 3500 | 80
P8ETBF7Q | LEDiFUTURE CO. LTD | LediFuture | 2LL01-02040V1D1PCD(3500K) | Indoor Luminaires | Linear Ambient | Direct Linear Ambient Luminaires | Standard | FALSE | [9 empty] | 42663 | Dimmable | Continuous Below 10 | No |  | 4 | 2140 | 107 | 20 | 20 | 0.9 | 3500 | 80
PPHPZKQ1 | LEDiFUTURE CO. LTD | LediFuture | 8LL01-08040V1D2PCD(3000K) | Indoor Luminaires | Linear Ambient | Direct Linear Ambient Luminaires | Standard | FALSE | [9 empty] | 42663 | Not Dimmable | Not Dimmable | Yes |  | 4 | 8400 | 105 | 80 | 20 | 0.9 | 3000 | 80
PBR9Z36V | LEDiFUTURE CO. LTD | LediFuture | 4LL01-04040V1D2PCD(3000K) | Indoor Luminaires | Linear Ambient | Direct Linear Ambient Luminaires | Standard | FALSE | [9 empty] | 42663 | Not Dimmable | Not Dimmable | Yes |  | 4 | 4200 | 105 | 40 | 20 | 0.9 | 3000 | 80
PR6UT2VN | LEDiFUTURE CO. LTD | LediFuture | 2LL01-02040V1D2PCD(3000K) | Indoor Luminaires | Linear Ambient | Direct Linear Ambient Luminaires | Standard | FALSE | [9 empty] | 42663 | Not Dimmable | Not Dimmable | Yes |  | 4 | 2100 | 105 | 20 | 20 | 0.9 | 3000 | 80
PSF7Z6QV | LEDiFUTURE CO. LTD | LediFuture | 8LL01-08040V1D0PCD(3000K) | Indoor Luminaires | Linear Ambient | Direct Linear Ambient Luminaires | Standard | FALSE | [9 empty] | 42663 | Not Dimmable | Not Dimmable | No |  | 4 | 8400 | 105 | 80 | 20 | 0.9 | 3000 | 80
PY17YH5T | LEDiFUTURE CO. LTD | LediFuture | 4LL01-04040V1D1PCD(3000K) | Indoor Luminaires | Linear Ambient | Direct Linear Ambient Luminaires | Standard | FALSE | [9 empty] | 42663 | Dimmable | Continuous Below 10 | No |  | 4 | 4200 | 105 | 40 | 20 | 0.9 | 3000 | 80
PN1DWXT4 | LEDiFUTURE CO. LTD | LediFuture | 2LL01-02040V1D1PCD(3000K) | Indoor Luminaires | Linear Ambient | Direct Linear Ambient Luminaires | Standard | FALSE | [9 empty] | 42663 | Dimmable | Continuous Below 10 | No |  | 4 | 2100 | 105 | 20 | 20 | 0.9 | 3000 | 80
PUEZ7ZZQ | Zhongshan ELE MFG Corp | ELE | WR7511(4000K) | Indoor Luminaires | Linear Ambient | Direct Linear Ambient Luminaires | Standard | FALSE | [9 empty] | 42663 | Not Dimmable | Not Dimmable | No |  | 4 | 7875 | 105 | 75 | 20 | 0.9 | 5000 | 80
PJU97W4G | Zhongshan ELE MFG Corp | ELE | WR5011(5000K) | Indoor Luminaires | Linear Ambient | Direct Linear Ambient Luminaires | Standard | FALSE | [9 empty] | 42663 | Not Dimmable | Not Dimmable | No |  | 4 | 5250 | 105 | 50 | 20 | 0.9 | 5000 | 80
PV351J4E | Zhongshan ELE MFG Corp | ELE | WR386(5000K) | Indoor Luminaires | Linear Ambient | Direct Linear Ambient Luminaires | Standard | FALSE | [9 empty] | 42663 | Not Dimmable | Not Dimmable | No |  | 4 | 3990 | 105 | 38 | 20 | 0.9 | 5000 | 80
P2XNSMDZ | Zhongshan ELE MFG Corp | ELE | WR3885(5000K) | Indoor Luminaires | Linear Ambient | Direct Linear Ambient Luminaires | Standard | FALSE | [9 empty] | 42663 | Not Dimmable | Not Dimmable | No |  | 4 | 3990 | 105 | 38 | 20 | 0.9 | 5000 | 80
PU7YCMVH | Zhongshan ELE MFG Corp | ELE | WR5011D(5000K) | Indoor Luminaires | Linear Ambient | Direct Linear Ambient Luminaires | Standard | FALSE | [9 empty] | 42663 | Dimmable | Continuous Below 10 | No |  | 4 | 5250 | 105 | 50 | 20 | 0.9 | 5000 | 80
PHTDYU9F | Zhongshan ELE MFG Corp | ELE | WR386D(5000K) | Indoor Luminaires | Linear Ambient | Direct Linear Ambient Luminaires | Standard | FALSE | [9 empty] | 42663 | Dimmable | Continuous Below 10 | No |  | 4 | 3990 | 105 | 38 | 20 | 0.9 | 5000 | 80
PEFK372P | Zhongshan ELE MFG Corp | ELE | WR3885D(5000K) | Indoor Luminaires | Linear Ambient | Direct Linear Ambient Luminaires | Standard | FALSE | [9 empty] | 42663 | Dimmable | Continuous Below 10 | No |  | 4 | 3990 | 105 | 38 | 20 | 0.9 | 5000 | 80
P1Q366HZ | Zhongshan ELE MFG Corp | ELE | WR5011(4000K) | Indoor Luminaires | Linear Ambient | Direct Linear Ambient Luminaires | Standard | FALSE | [9 empty] | 42663 | Not Dimmable | Not Dimmable | No |  | 4 | 5250 | 105 | 50 | 20 | 0.9 | 4000 | 80
PPZHS9C9 | Zhongshan ELE MFG Corp | ELE | WR386(4000K) | Indoor Luminaires | Linear Ambient | Direct Linear Ambient Luminaires | Standard | FALSE | [9 empty] | 42663 | Not Dimmable | Not Dimmable | No |  | 4 | 3990 | 105 | 38 | 20 | 0.9 | 4000 | 80
PMHTEE1Z | Zhongshan ELE MFG Corp | ELE | WR3885(4000K) | Indoor Luminaires | Linear Ambient | Direct Linear Ambient Luminaires | Standard | FALSE | [9 empty] | 42663 | Not Dimmable | Not Dimmable | No |  | 4 | 3990 | 105 | 38 | 20 | 0.9 | 4000 | 80
P1ZQ9UR5 | Zhongshan ELE MFG Corp | ELE | WR7511D(5000K) | Indoor Luminaires | Linear Ambient | Direct Linear Ambient Luminaires | Standard | FALSE | [9 empty] | 42663 | Dimmable | Continuous Below 10 | No |  | 4 | 7875 | 105 | 75 | 20 | 0.9 | 4000 | 80
PEMPN8JH | Zhongshan ELE MFG Corp | ELE | WR5011D(4000K) | Indoor Luminaires | Linear Ambient | Direct Linear Ambient Luminaires | Standard | FALSE | [9 empty] | 42663 | Dimmable | Continuous Below 10 | No |  | 4 | 5250 | 105 | 50 | 20 | 0.9 | 4000 | 80
P6VSCBTJ | Zhongshan ELE MFG Corp | ELE | WR7511(5000K) | Indoor Luminaires | Linear Ambient | Direct Linear Ambient Luminaires | Standard | FALSE | [9 empty] | 42663 | Not Dimmable | Not Dimmable | No |  | 4 | 7875 | 105 | 75 | 20 | 0.9 | 3000 | 80
PUNWECR6 | Zhongshan ELE MFG Corp | ELE | WR5011(3000K) | Indoor Luminaires | Linear Ambient | Direct Linear Ambient Luminaires | Standard | FALSE | [9 empty] | 42663 | Not Dimmable | Not Dimmable | No |  | 4 | 5250 | 105 | 50 | 20 | 0.9 | 3000 | 80
PZGN78TF | Hubbell Lighting | Columbia Lighting | CWM2-50VW[SRSM]-FRxx-ED[U1U] [All Options] [120VAC Only] | Indoor Luminaires | Linear Ambient | Linear Ambient Luminaires w/ Indirect component | Standard | TRUE | 1724 | 123.1 | 14 | 6.3 | 0.995 | 5073 | 83 | 5 | 50000 | 42662 |  |  | No |  | 4 | 1724.64 | 122.32 | 14.1 | 5.8 | 1 | 5033 | 83
PVK5FZTA | Hubbell Lighting | Columbia Lighting | CWM2-30VW[SRSM]-FRxx-ED[U1U] [All Options] [120VAC Only] | Indoor Luminaires | Linear Ambient | Linear Ambient Luminaires w/ Indirect component | Standard | TRUE | 1591 | 113.6 | 14 | 5.8 | 0.995 | 3064 | 83 | 5 | 50000 | 42662 |  |  | No |  | 4 | 1591 | 112.84 | 14.1 | 5.8 | 1 | 3048 | 83
PZKDEDY9 | Hubbell Lighting | Columbia Lighting | CWM2-30ML[SRSM]-FRxx-ED[U1U] [All Options] | Indoor Luminaires | Linear Ambient | Linear Ambient Luminaires w/ Indirect component | Standard | TRUE | 3164 | 105.5 | 30 | 10.29 | 0.967 | 3064 | 83 | 5 | 50000 | 42662 |  |  | No |  | 4 | 3164 | 105.47 | 30 | 10.29 | 0.97 | 3048 | 83
PPMS22B8 | LONYUNG LED LIGHTING CO.LTD | LONYUNG | LY-SF90L300-20WT(3000K) | Indoor Luminaires | Linear Ambient | Direct Linear Ambient Luminaires | Standard | TRUE | 1899.56 | 105.36 | 18.03 | 13.08 | 0.965 | 2950 | 84.5 | 5 | 50000 | 42662 |  |  | No |  | 4 | 2400 | 120 | 20 | 10 | 0.9 | 3000 | 80
PSZJAXHB | Energy Planning Associates | Envirobrite | FHR2203(A)833W(BBCCCC) | Indoor Luminaires | Linear Ambient | Direct Linear Ambient Luminaires | Standard | TRUE | 3450.7 | 128.4 | 26.88 | 13.26 | 0.943 | 3308 | 81.7 | 5 | 50000 | 42662 |  |  | No |  | 4 | 3450 | 128.4 | 26.88 | 6.05 | 1 | 3308 | 81.7
PW9BM496 | DK Group (International) Ltd | DK LED | ABL-1.2-35W(2700K) | Indoor Luminaires | Linear Ambient | Direct Linear Ambient Luminaires | Standard | TRUE | 3358.57 | 112.2 | 29.935 | 19.3 | 0.908 | 2661 | 85.8 | 5 | 50000 | 42662 |  |  | No |  | 4 | 3392.5 | 112.3 | 30.2 | 19.3 | 0.91 | 2661 | 85.8
PHFFU4V3 | DK Group (International) Ltd | DK LED | ABLC-1.2-35W(2700K) | Indoor Luminaires | Linear Ambient | Direct Linear Ambient Luminaires | Standard | TRUE | 3168.9 | 106.1 | 29.866 | 19.1 | 0.904 | 2660 | 84.9 | 5 | 50000 | 42662 |  |  | No |  | 4 | 3260.8 | 106.9 | 30.5 | 19.1 | 0.9 | 2660 | 84.9
PW6887QA | LONYUNG LED LIGHTING CO.LTD | LONYUNG | LY-SF90L300-20WT(5000K) | Indoor Luminaires | Linear Ambient | Direct Linear Ambient Luminaires | Standard | FALSE | [9 empty] | 42662 |  |  | No |  | 4 | 2400 | 120 | 20 | 10 | 0.9 | 5000 | 80
PNM1DBZP | LONYUNG LED LIGHTING CO.LTD | LONYUNG | LY-SF90L300-20WT(4500K) | Indoor Luminaires | Linear Ambient | Direct Linear Ambient Luminaires | Standard | FALSE | [9 empty] | 42662 |  |  | No |  | 4 | 2400 | 120 | 20 | 10 | 0.9 | 4500 | 80
PHEABSNF | LONYUNG LED LIGHTING CO.LTD | LONYUNG | LY-SF90L300-20WT(4000K) | Indoor Luminaires | Linear Ambient | Direct Linear Ambient Luminaires | Standard | FALSE | [9 empty] | 42662 |  |  | No |  | 4 | 2400 | 120 | 20 | 10 | 0.9 | 4000 | 80
PAMMYHQW | LONYUNG LED LIGHTING CO.LTD | LONYUNG | LY-SF90L300-20WT(3500K) | Indoor Luminaires | Linear Ambient | Direct Linear Ambient Luminaires | Standard | FALSE | [9 empty] | 42662 |  |  | No |  | 4 | 2400 | 120 | 20 | 10 | 0.9 | 3500 | 80
P8EVHCAJ | Hubbell Lighting | Columbia Lighting | CWM4-50ML[SRSM]-FRxx-EU [All Options] | Indoor Luminaires | Linear Ambient | Linear Ambient Luminaires w/ Indirect component | Standard | FALSE | [9 empty] | 42662 |  |  | No |  | 4 | 5007 | 132.11 | 37.9 | 11.8 | 0.97 | 5033 | 83
P6TP59S3 | Hubbell Lighting | Columbia Lighting | CWM4-50ML[SRSM]-SFxx-EU [All Options] | Indoor Luminaires | Linear Ambient | Linear Ambient Luminaires w/ Indirect component | Standard | FALSE | [9 empty] | 42662 |  |  | No |  | 4 | 4367.6 | 114.94 | 38 | 11.8 | 0.97 | 5033 | 83
PFX769HR | Hubbell Lighting | Columbia Lighting | CWM4-50VW[SRSM]-FRxx-EU [All Options] | Indoor Luminaires | Linear Ambient | Linear Ambient Luminaires w/ Indirect component | Standard | FALSE | [9 empty] | 42662 |  |  | No |  | 4 | 3357.15 | 139.88 | 24 | 11.3 | 0.96 | 5033 | 83
P2XBZVT1 | Hubbell Lighting | Columbia Lighting | CWM4-50VW[SRSM]-SFxx-EU [All Options] | Indoor Luminaires | Linear Ambient | Linear Ambient Luminaires w/ Indirect component | Standard | FALSE | [9 empty] | 42662 |  |  | No |  | 4 | 2922.73 | 121.78 | 24 | 11.3 | 0.96 | 5033 | 83
PY9BXKNW | Hubbell Lighting | Columbia Lighting | CWM2-50MW[SRSM]-FRxx-EU [All Options] | Indoor Luminaires | Linear Ambient | Linear Ambient Luminaires w/ Indirect component | Standard | FALSE | [9 empty] | 42662 |  |  | No |  | 4 | 2085.62 | 122.68 | 17 | 10.85 | 0.97 | 5033 | 83
PA8GHGNP | Hubbell Lighting | Columbia Lighting | CWM4-50LW[SRSM]-FRxx-EU [All Options] | Indoor Luminaires | Linear Ambient | Linear Ambient Luminaires w/ Indirect component | Standard | FALSE | [9 empty] | 42662 |  |  | No |  | 4 | 4428.14 | 136.67 | 32.4 | 10.5 | 0.97 | 5033 | 83
PUZP5K2K | Hubbell Lighting | Columbia Lighting | CWM4-50LW[SRSM]-SFxx-EU [All Options] | Indoor Luminaires | Linear Ambient | Linear Ambient Luminaires w/ Indirect component | Standard | FALSE | [9 empty] | 42662 |  |  | No |  | 4 | 3855.14 | 118.99 | 32.4 | 10.5 | 0.97 | 5033 | 83
PUSQY5YE | Hubbell Lighting | Columbia Lighting | CWM2-50ML[SRSM]-FRxx-EU [All Options] | Indoor Luminaires | Linear Ambient | Linear Ambient Luminaires w/ Indirect component | Standard | FALSE | [9 empty] | 42662 |  |  | No |  | 4 | 3429.78 | 114.33 | 30 | 10.29 | 0.97 | 5033 | 83
PVG6QV8A | Hubbell Lighting | Columbia Lighting | CWM4-50XW[SRSM]-FRxx-EU [All Options] | Indoor Luminaires | Linear Ambient | Linear Ambient Luminaires w/ Indirect component | Standard | FALSE | [9 empty] | 42662 |  |  | No |  | 4 | 2622.2 | 142.51 | 18.4 | 10.17 | 0.96 | 5033 | 83
PU69M1HY | Hubbell Lighting | Columbia Lighting | CWM4-50XW[SRSM]-SFxx-EU [All Options] | Indoor Luminaires | Linear Ambient | Linear Ambient Luminaires w/ Indirect component | Standard | FALSE | [9 empty] | 42662 |  |  | No |  | 4 | 2282.9 | 126.83 | 18 | 10.17 | 0.96 | 5033 | 83
PP45FGQZ | Hubbell Lighting | Columbia Lighting | CWM4-50MW[SRSM]-FRxx-EU [All Options] | Indoor Luminaires | Linear Ambient | Linear Ambient Luminaires w/ Indirect component | Standard | FALSE | [9 empty] | 42662 |  |  | No |  | 4 | 3764.73 | 138.41 | 27.2 | 9.53 | 0.97 | 5033 | 83
PR66FZ9A | Hubbell Lighting | Columbia Lighting | CWM4-50MW[SRSM]-SFxx-EU [All Options] | Indoor Luminaires | Linear Ambient | Linear Ambient Luminaires w/ Indirect component | Standard | FALSE | [9 empty] | 42662 |  |  | No |  | 4 | 3277.58 | 120.5 | 27.2 | 9.53 | 0.97 | 5033 | 83
PBPYVFSS | Hubbell Lighting | Columbia Lighting | CWM2-50LW[SRSM]-FRxx-EU [All Options] | Indoor Luminaires | Linear Ambient | Linear Ambient Luminaires w/ Indirect component | Standard | FALSE | [9 empty] | 42662 |  |  | No |  | 4 | 2527.89 | 120.38 | 21 | 8.86 | 0.96 | 5033 | 83
PVBPWKBN | Hubbell Lighting | Columbia Lighting | CWM2-50VW[SRSM]-FRxx-EU [All Options] [120VAC Only] | Indoor Luminaires | Linear Ambient | Linear Ambient Luminaires w/ Indirect component | Standard | FALSE | [9 empty] | 42662 |  |  | No |  | 4 | 1724.64 | 122.32 | 14.1 | 5.8 | 1 | 5033 | 83
PVKZUB14 | Hubbell Lighting | Columbia Lighting | CWM4-50ML[SRSM]-FRxx-ED[U1U] [All Options] | Indoor Luminaires | Linear Ambient | Linear Ambient Luminaires w/ Indirect component | Standard | FALSE | [9 empty] | 42662 |  |  | No |  | 4 | 5007 | 132.11 | 37.9 | 11.8 | 0.97 | 5033 | 83
PBE3P55M | Hubbell Lighting | Columbia Lighting | CWM4-50ML[SRSM]-SFxx-ED[U1U] [All Options] | Indoor Luminaires | Linear Ambient | Linear Ambient Luminaires w/ Indirect component | Standard | FALSE | [9 empty] | 42662 |  |  | No |  | 4 | 4367.6 | 114.94 | 38 | 11.8 | 0.97 | 5033 | 83
P1SWJA1Q | Hubbell Lighting | Columbia Lighting | CWM4-50VW[SRSM]-FRxx-ED[U1U] [All Options] | Indoor Luminaires | Linear Ambient | Linear Ambient Luminaires w/ Indirect component | Standard | FALSE | [9 empty] | 42662 |  |  | No |  | 4 | 3357.15 | 139.88 | 24 | 11.3 | 0.96 | 5033 | 83
PNKB4PF2 | Hubbell Lighting | Columbia Lighting | CWM4-50VW[SRSM]-SFxx-ED[U1U] [All Options] | Indoor Luminaires | Linear Ambient | Linear Ambient Luminaires w/ Indirect component | Standard | FALSE | [9 empty] | 42662 |  |  | No |  | 4 | 2922.73 | 121.78 | 24 | 11.3 | 0.96 | 5033 | 83
PHFFJECX | Hubbell Lighting | Columbia Lighting | CWM2-50MW[SRSM]-FRxx-ED[U1U] [All Options] | Indoor Luminaires | Linear Ambient | Linear Ambient Luminaires w/ Indirect component | Standard | FALSE | [9 empty] | 42662 |  |  | No |  | 4 | 2085.62 | 122.68 | 17 | 10.85 | 0.97 | 5033 | 83
PW9M63PH | Hubbell Lighting | Columbia Lighting | CWM4-50LW[SRSM]-FRxx-ED[U1U] [All Options] | Indoor Luminaires | Linear Ambient | Linear Ambient Luminaires w/ Indirect component | Standard | FALSE | [9 empty] | 42662 |  |  | No |  | 4 | 4428.14 | 136.67 | 32.4 | 10.5 | 0.97 | 5033 | 83
PG1JJ24Z | Hubbell Lighting | Columbia Lighting | CWM4-50LW[SRSM]-SFxx-ED[U1U] [All Options] | Indoor Luminaires | Linear Ambient | Linear Ambient Luminaires w/ Indirect component | Standard | FALSE | [9 empty] | 42662 |  |  | No |  | 4 | 3855.14 | 118.99 | 32.4 | 10.5 | 0.97 | 5033 | 83
PZZUQA71 | Hubbell Lighting | Columbia Lighting | CWM2-50ML[SRSM]-FRxx-ED[U1U] [All Options] | Indoor Luminaires | Linear Ambient | Linear Ambient Luminaires w/ Indirect component | Standard | FALSE | [9 empty] | 42662 |  |  | No |  | 4 | 3429.78 | 114.33 | 30 | 10.29 | 0.97 | 5033 | 83
PUYD4MCJ | Hubbell Lighting | Columbia Lighting | CWM4-50XW[SRSM]-FRxx-ED[U1U] [All Options] | Indoor Luminaires | Linear Ambient | Linear Ambient Luminaires w/ Indirect component | Standard | FALSE | [9 empty] | 42662 |  |  | No |  | 4 | 2622.2 | 142.51 | 18.4 | 10.17 | 0.96 | 5033 | 83
PF71KAXK | Hubbell Lighting | Columbia Lighting | CWM4-50XW[SRSM]-SFxx-ED[U1U] [All Options] | Indoor Luminaires | Linear Ambient | Linear Ambient Luminaires w/ Indirect component | Standard | FALSE | [9 empty] | 42662 |  |  | No |  | 4 | 2282.9 | 126.83 | 18 | 10.17 | 0.96 | 5033 | 83
PD54T35W | Hubbell Lighting | Columbia Lighting | CWM4-50MW[SRSM]-FRxx-ED[U1U] [All Options] | Indoor Luminaires | Linear Ambient | Linear Ambient Luminaires w/ Indirect component | Standard | FALSE | [9 empty] | 42662 |  |  | No |  | 4 | 3764.73 | 138.41 | 27.2 | 9.53 | 0.97 | 5033 | 83
P6V7R1HY | Hubbell Lighting | Columbia Lighting | CWM4-50MW[SRSM]-SFxx-ED[U1U] [All Options] | Indoor Luminaires | Linear Ambient | Linear Ambient Luminaires w/ Indirect component | Standard | FALSE | [9 empty] | 42662 |  |  | No |  | 4 | 3277.58 | 120.5 | 27.2 | 9.53 | 0.97 | 5033 | 83
PKKFYVQM | Hubbell Lighting | Columbia Lighting | CWM2-50LW[SRSM]-FRxx-ED[U1U] [All Options] | Indoor Luminaires | Linear Ambient | Linear Ambient Luminaires w/ Indirect component | Standard | FALSE | [9 empty] | 42662 |  |  | No |  | 4 | 2527.89 | 120.38 | 21 | 8.86 | 0.96 | 5033 | 83
P9NS8ZTC | Hubbell Lighting | Columbia Lighting | CWM4-40ML[SRSM]-FRxx-EU [All Options] | Indoor Luminaires | Linear Ambient | Linear Ambient Luminaires w/ Indirect component | Standard | FALSE | [9 empty] | 42662 |  |  | No |  | 4 | 4831.47 | 127.48 | 37.9 | 11.8 | 0.97 | 4100 | 83
PZYWYXCB | Hubbell Lighting | Columbia Lighting | CWM4-40ML[SRSM]-SFxx-EU [All Options] | Indoor Luminaires | Linear Ambient | Linear Ambient Luminaires w/ Indirect component | Standard | FALSE | [9 empty] | 42662 |  |  | No |  | 4 | 4214.49 | 110.91 | 38 | 11.8 | 0.97 | 4100 | 83
PXT9NYE1 | Hubbell Lighting | Columbia Lighting | CWM4-40VW[SRSM]-FRxx-EU [All Options] | Indoor Luminaires | Linear Ambient | Linear Ambient Luminaires w/ Indirect component | Standard | FALSE | [9 empty] | 42662 |  |  | No |  | 4 | 3239.46 | 134.98 | 24 | 11.3 | 0.96 | 4100 | 83
PHCFDGHN | Hubbell Lighting | Columbia Lighting | CWM4-40VW[SRSM]-SFxx-EU [All Options] | Indoor Luminaires | Linear Ambient | Linear Ambient Luminaires w/ Indirect component | Standard | FALSE | [9 empty] | 42662 |  |  | No |  | 4 | 2820.28 | 117.51 | 24 | 11.3 | 0.96 | 4100 | 83
P1CQ7XA3 | Hubbell Lighting | Columbia Lighting | CWM2-40MW[SRSM]-FRxx-EU [All Options] | Indoor Luminaires | Linear Ambient | Linear Ambient Luminaires w/ Indirect component | Standard | FALSE | [9 empty] | 42662 |  |  | No |  | 4 | 2012.5 | 118.38 | 17 | 10.85 | 0.97 | 4100 | 83
PYX77MJC | Hubbell Lighting | Columbia Lighting | CWM4-40LW[SRSM]-FRxx-EU [All Options] | Indoor Luminaires | Linear Ambient | Linear Ambient Luminaires w/ Indirect component | Standard | FALSE | [9 empty] | 42662 |  |  | No |  | 4 | 4272.91 | 131.88 | 32.4 | 10.5 | 0.97 | 4100 | 83
P6EN5MJR | Hubbell Lighting | Columbia Lighting | CWM4-40LW[SRSM]-SFxx-EU [All Options] | Indoor Luminaires | Linear Ambient | Linear Ambient Luminaires w/ Indirect component | Standard | FALSE | [9 empty] | 42662 |  |  | No |  | 4 | 3720 | 114.81 | 32.4 | 10.5 | 0.97 | 4100 | 83
P7R4BDEU | Hubbell Lighting | Columbia Lighting | CWM2-40ML[SRSM]-FRxx-EU [All Options] | Indoor Luminaires | Linear Ambient | Linear Ambient Luminaires w/ Indirect component | Standard | FALSE | [9 empty] | 42662 |  |  | No |  | 4 | 3309.54 | 110.32 | 30 | 10.29 | 0.97 | 4100 | 83
P2ZEU8QH | Hubbell Lighting | Columbia Lighting | CWM4-40XW[SRSM]-FRxx-EU [All Options] | Indoor Luminaires | Linear Ambient | Linear Ambient Luminaires w/ Indirect component | Standard | FALSE | [9 empty] | 42662 |  |  | No |  | 4 | 2530.27 | 137.51 | 18.4 | 10.17 | 0.96 | 4100 | 83
PT3U7SJN | Hubbell Lighting | Columbia Lighting | CWM4-40XW[SRSM]-SFxx-EU [All Options] | Indoor Luminaires | Linear Ambient | Linear Ambient Luminaires w/ Indirect component | Standard | FALSE | [9 empty] | 42662 |  |  | No |  | 4 | 2202.88 | 122.38 | 18 | 10.17 | 0.96 | 4100 | 83
PKDJD4B4 | Hubbell Lighting | Columbia Lighting | CWM4-40MW[SRSM]-FRxx-EU [All Options] | Indoor Luminaires | Linear Ambient | Linear Ambient Luminaires w/ Indirect component | Standard | FALSE | [9 empty] | 42662 |  |  | No |  | 4 | 3632.76 | 133.56 | 27.2 | 9.53 | 0.97 | 4100 | 83
PGR3XYAA | Hubbell Lighting | Columbia Lighting | CWM4-40MW[SRSM]-SFxx-EU [All Options] | Indoor Luminaires | Linear Ambient | Linear Ambient Luminaires w/ Indirect component | Standard | FALSE | [9 empty] | 42662 |  |  | No |  | 4 | 3162.68 | 116.27 | 27.2 | 9.53 | 0.97 | 4100 | 83
PYBWAH6G | Hubbell Lighting | Columbia Lighting | CWM2-40LW[SRSM]-FRxx-EU [All Options] | Indoor Luminaires | Linear Ambient | Linear Ambient Luminaires w/ Indirect component | Standard | FALSE | [9 empty] | 42662 |  |  | No |  | 4 | 2439.27 | 116.16 | 21 | 8.86 | 0.96 | 4100 | 83
PP9P4CH3 | Hubbell Lighting | Columbia Lighting | CWM2-40VW[SRSM]-FRxx-EU [All Options] [120VAC Only] | Indoor Luminaires | Linear Ambient | Linear Ambient Luminaires w/ Indirect component | Standard | FALSE | [9 empty] | 42662 |  |  | No |  | 4 | 1664.19 | 118.03 | 14.1 | 5.8 | 1 | 4100 | 83
P1G7RRU3 | Hubbell Lighting | Columbia Lighting | CWM4-40ML[SRSM]-FRxx-ED[U1U] [All Options] | Indoor Luminaires | Linear Ambient | Linear Ambient Luminaires w/ Indirect component | Standard | FALSE | [9 empty] | 42662 |  |  | No |  | 4 | 4831.47 | 127.48 | 37.9 | 11.8 | 0.97 | 4100 | 83
PTEGZKWW | Hubbell Lighting | Columbia Lighting | CWM4-40ML[SRSM]-SFxx-ED[U1U] [All Options] | Indoor Luminaires | Linear Ambient | Linear Ambient Luminaires w/ Indirect component | Standard | FALSE | [9 empty] | 42662 |  |  | No |  | 4 | 4214.49 | 110.91 | 38 | 11.8 | 0.97 | 4100 | 83
PEAJQWVU | Hubbell Lighting | Columbia Lighting | CWM4-40VW[SRSM]-FRxx-ED[U1U] [All Options] | Indoor Luminaires | Linear Ambient | Linear Ambient Luminaires w/ Indirect component | Standard | FALSE | [9 empty] | 42662 |  |  | No |  | 4 | 3239.46 | 134.98 | 24 | 11.3 | 0.96 | 4100 | 83
PRGB3JJZ | Hubbell Lighting | Columbia Lighting | CWM4-40VW[SRSM]-SFxx-ED[U1U] [All Options] | Indoor Luminaires | Linear Ambient | Linear Ambient Luminaires w/ Indirect component | Standard | FALSE | [9 empty] | 42662 |  |  | No |  | 4 | 2820.28 | 117.51 | 24 | 11.3 | 0.96 | 4100 | 83
PY1N2YWG | Hubbell Lighting | Columbia Lighting | CWM2-40MW[SRSM]-FRxx-ED[U1U] [All Options] | Indoor Luminaires | Linear Ambient | Linear Ambient Luminaires w/ Indirect component | Standard | FALSE | [9 empty] | 42662 |  |  | No |  | 4 | 2012.5 | 118.38 | 17 | 10.85 | 0.97 | 4100 | 83
PSYQEY37 | Hubbell Lighting | Columbia Lighting | CWM4-40LW[SRSM]-FRxx-ED[U1U] [All Options] | Indoor Luminaires | Linear Ambient | Linear Ambient Luminaires w/ Indirect component | Standard | FALSE | [9 empty] | 42662 |  |  | No |  | 4 | 4272.91 | 131.88 | 32.4 | 10.5 | 0.97 | 4100 | 83
PCGUC9C6 | Hubbell Lighting | Columbia Lighting | CWM4-40LW[SRSM]-SFxx-ED[U1U] [All Options] | Indoor Luminaires | Linear Ambient | Linear Ambient Luminaires w/ Indirect component | Standard | FALSE | [9 empty] | 42662 |  |  | No |  | 4 | 3720 | 114.81 | 32.4 | 10.5 | 0.97 | 4100 | 83
P951WTYZ | Hubbell Lighting | Columbia Lighting | CWM2-40ML[SRSM]-FRxx-ED[U1U] [All Options] | Indoor Luminaires | Linear Ambient | Linear Ambient Luminaires w/ Indirect component | Standard | FALSE | [9 empty] | 42662 |  |  | No |  | 4 | 3309.54 | 110.32 | 30 | 10.29 | 0.97 | 4100 | 83
PPM7YAUV | Hubbell Lighting | Columbia Lighting | CWM4-40XW[SRSM]-FRxx-ED[U1U] [All Options] | Indoor Luminaires | Linear Ambient | Linear Ambient Luminaires w/ Indirect component | Standard | FALSE | [9 empty] | 42662 |  |  | No |  | 4 | 2530.27 | 137.51 | 18.4 | 10.17 | 0.96 | 4100 | 83
PCMGNTT8 | Hubbell Lighting | Columbia Lighting | CWM4-40XW[SRSM]-SFxx-ED[U1U] [All Options] | Indoor Luminaires | Linear Ambient | Linear Ambient Luminaires w/ Indirect component | Standard | FALSE | [9 empty] | 42662 |  |  | No |  | 4 | 2202.88 | 122.38 | 18 | 10.17 | 0.96 | 4100 | 83
PNMUWMCS | Hubbell Lighting | Columbia Lighting | CWM4-40MW[SRSM]-FRxx-ED[U1U] [All Options] | Indoor Luminaires | Linear Ambient | Linear Ambient Luminaires w/ Indirect component | Standard | FALSE | [9 empty] | 42662 |  |  | No |  | 4 | 3632.76 | 133.56 | 27.2 | 9.53 | 0.97 | 4100 | 83
PV9CZ29C | Hubbell Lighting | Columbia Lighting | CWM4-40MW[SRSM]-SFxx-ED[U1U] [All Options] | Indoor Luminaires | Linear Ambient | Linear Ambient Luminaires w/ Indirect component | Standard | FALSE | [9 empty] | 42662 |  |  | No |  | 4 | 3162.68 | 116.27 | 27.2 | 9.53 | 0.97 | 4100 | 83
P1KDPHWX | Hubbell Lighting | Columbia Lighting | CWM2-40LW[SRSM]-FRxx-ED[U1U] [All Options] | Indoor Luminaires | Linear Ambient | Linear Ambient Luminaires w/ Indirect component | Standard | FALSE | [9 empty] | 42662 |  |  | No |  | 4 | 2439.27 | 116.16 | 21 | 8.86 | 0.96 | 4100 | 83
PFY7E2VQ | Hubbell Lighting | Columbia Lighting | CWM2-40VW[SRSM]-FRxx-ED[U1U] [All Options] [120VAC Only] | Indoor Luminaires | Linear Ambient | Linear Ambient Luminaires w/ Indirect component | Standard | FALSE | [9 empty] | 42662 |  |  | No |  | 4 | 1664.19 | 118.03 | 14.1 | 5.8 | 1 | 4100 | 83
PVXZZ92S | Hubbell Lighting | Columbia Lighting | CWM4-35ML[SRSM]-FRxx-EU [All Options] | Indoor Luminaires | Linear Ambient | Linear Ambient Luminaires w/ Indirect component | Standard | FALSE | [9 empty] | 42662 |  |  | No |  | 4 | 4757.57 | 125.53 | 37.9 | 11.8 | 0.97 | 3580 | 83
PT8K2FQT | Hubbell Lighting | Columbia Lighting | CWM4-35ML[SRSM]-SFxx-EU [All Options] | Indoor Luminaires | Linear Ambient | Linear Ambient Luminaires w/ Indirect component | Standard | FALSE | [9 empty] | 42662 |  |  | No |  | 4 | 4150.03 | 109.21 | 38 | 11.8 | 0.97 | 3580 | 83
P27RZSE3 | Hubbell Lighting | Columbia Lighting | CWM4-35VW[SRSM]-FRxx-EU [All Options] | Indoor Luminaires | Linear Ambient | Linear Ambient Luminaires w/ Indirect component | Standard | FALSE | [9 empty] | 42662 |  |  | No |  | 4 | 3189.91 | 132.91 | 24 | 11.3 | 0.96 | 3580 | 83
PDQWABSU | Hubbell Lighting | Columbia Lighting | CWM4-35VW[SRSM]-SFxx-EU [All Options] | Indoor Luminaires | Linear Ambient | Linear Ambient Luminaires w/ Indirect component | Standard | FALSE | [9 empty] | 42662 |  |  | No |  | 4 | 2777.14 | 115.71 | 24 | 11.3 | 0.96 | 3580 | 83
PN3RMUJW | Hubbell Lighting | Columbia Lighting | CWM2-35MW[SRSM]-FRxx-EU [All Options] | Indoor Luminaires | Linear Ambient | Linear Ambient Luminaires w/ Indirect component | Standard | FALSE | [9 empty] | 42662 |  |  | No |  | 4 | 1981.72 | 116.57 | 17 | 10.85 | 0.97 | 3580 | 83
P9V8WTN9 | Hubbell Lighting | Columbia Lighting | CWM4-35LW[SRSM]-FRxx-EU [All Options] | Indoor Luminaires | Linear Ambient | Linear Ambient Luminaires w/ Indirect component | Standard | FALSE | [9 empty] | 42662 |  |  | No |  | 4 | 4207.55 | 129.86 | 32.4 | 10.5 | 0.97 | 3580 | 83
PAHGUUAE | Hubbell Lighting | Columbia Lighting | CWM4-35LW[SRSM]-SFxx-EU [All Options] | Indoor Luminaires | Linear Ambient | Linear Ambient Luminaires w/ Indirect component | Standard | FALSE | [9 empty] | 42662 |  |  | No |  | 4 | 3663.09 | 113.06 | 32.4 | 10.5 | 0.97 | 3580 | 83
P6B9RJ7M | Hubbell Lighting | Columbia Lighting | CWM2-35ML[SRSM]-FRxx-EU [All Options] | Indoor Luminaires | Linear Ambient | Linear Ambient Luminaires w/ Indirect component | Standard | FALSE | [9 empty] | 42662 |  |  | No |  | 4 | 3258.92 | 108.63 | 30 | 10.29 | 0.97 | 3580 | 83
PMRBJAVQ | Hubbell Lighting | Columbia Lighting | CWM4-35XW[SRSM]-FRxx-EU [All Options] | Indoor Luminaires | Linear Ambient | Linear Ambient Luminaires w/ Indirect component | Standard | FALSE | [9 empty] | 42662 |  |  | No |  | 4 | 2491.57 | 135.41 | 18.4 | 10.17 | 0.96 | 3580 | 83
PMAE7BY2 | Hubbell Lighting | Columbia Lighting | CWM4-35XW[SRSM]-SFxx-EU [All Options] | Indoor Luminaires | Linear Ambient | Linear Ambient Luminaires w/ Indirect component | Standard | FALSE | [9 empty] | 42662 |  |  | No |  | 4 | 2169.18 | 120.51 | 18 | 10.17 | 0.96 | 3580 | 83
PR4QSPP8 | Hubbell Lighting | Columbia Lighting | CWM4-35MW[SRSM]-FRxx-EU [All Options] | Indoor Luminaires | Linear Ambient | Linear Ambient Luminaires w/ Indirect component | Standard | FALSE | [9 empty] | 42662 |  |  | No |  | 4 | 3577.19 | 131.51 | 27.2 | 9.53 | 0.97 | 3580 | 83
PDVFXK2Z | Hubbell Lighting | Columbia Lighting | CWM4-35MW[SRSM]-SFxx-EU [All Options] | Indoor Luminaires | Linear Ambient | Linear Ambient Luminaires w/ Indirect component | Standard | FALSE | [9 empty] | 42662 |  |  | No |  | 4 | 3114.3 | 114.5 | 27.2 | 9.53 | 0.97 | 3580 | 83
PWJBPG8A | Hubbell Lighting | Columbia Lighting | CWM2-35LW[SRSM]-FRxx-EU [All Options] | Indoor Luminaires | Linear Ambient | Linear Ambient Luminaires w/ Indirect component | Standard | FALSE | [9 empty] | 42662 |  |  | No |  | 4 | 2401.96 | 114.38 | 21 | 8.86 | 0.96 | 3580 | 83
PF1D8CZ8 | Hubbell Lighting | Columbia Lighting | CWM2-35VW[SRSM]-FRxx-EU [All Options] [120VAC Only] | Indoor Luminaires | Linear Ambient | Linear Ambient Luminaires w/ Indirect component | Standard | FALSE | [9 empty] | 42662 |  |  | No |  | 4 | 1638.73 | 116.22 | 14.1 | 5.8 | 1 | 3580 | 83
PFACX8JN | Hubbell Lighting | Columbia Lighting | CWM4-35ML[SRSM]-FRxx-ED[U1U] [All Options] | Indoor Luminaires | Linear Ambient | Linear Ambient Luminaires w/ Indirect component | Standard | FALSE | [9 empty] | 42662 |  |  | No |  | 4 | 4757.57 | 125.53 | 37.9 | 11.8 | 0.97 | 3580 | 83
PG36SQ33 | Hubbell Lighting | Columbia Lighting | CWM4-35ML[SRSM]-SFxx-ED[U1U] [All Options] | Indoor Luminaires | Linear Ambient | Linear Ambient Luminaires w/ Indirect component | Standard | FALSE | [9 empty] | 42662 |  |  | No |  | 4 | 4150.03 | 109.21 | 38 | 11.8 | 0.97 | 3580 | 83
PFBHSZ82 | Hubbell Lighting | Columbia Lighting | CWM4-35VW[SRSM]-FRxx-ED[U1U] [All Options] | Indoor Luminaires | Linear Ambient | Linear Ambient Luminaires w/ Indirect component | Standard | FALSE | [9 empty] | 42662 |  |  | No |  | 4 | 3189.91 | 132.91 | 24 | 11.3 | 0.96 | 3580 | 83
P2ENJBYF | Hubbell Lighting | Columbia Lighting | CWM4-35VW[SRSM]-SFxx-ED[U1U] [All Options] | Indoor Luminaires | Linear Ambient | Linear Ambient Luminaires w/ Indirect component | Standard | FALSE | [9 empty] | 42662 |  |  | No |  | 4 | 2777.14 | 115.71 | 24 | 11.3 | 0.96 | 3580 | 83
P8PPVX19 | Hubbell Lighting | Columbia Lighting | CWM2-35MW[SRSM]-FRxx-ED[U1U] [All Options] | Indoor Luminaires | Linear Ambient | Linear Ambient Luminaires w/ Indirect component | Standard | FALSE | [9 empty] | 42662 |  |  | No |  | 4 | 1981.72 | 116.57 | 17 | 10.85 | 0.97 | 3580 | 83
PF4799HM | Hubbell Lighting | Columbia Lighting | CWM4-35LW[SRSM]-FRxx-ED[U1U] [All Options] | Indoor Luminaires | Linear Ambient | Linear Ambient Luminaires w/ Indirect component | Standard | FALSE | [9 empty] | 42662 |  |  | No |  | 4 | 4207.55 | 129.86 | 32.4 | 10.5 | 0.97 | 3580 | 83
P1NF24ZH | Hubbell Lighting | Columbia Lighting | CWM4-35LW[SRSM]-SFxx-ED[U1U] [All Options] | Indoor Luminaires | Linear Ambient | Linear Ambient Luminaires w/ Indirect component | Standard | FALSE | [9 empty] | 42662 |  |  | No |  | 4 | 3663.09 | 113.06 | 32.4 | 10.5 | 0.97 | 3580 | 83
PV2ZJ6VY | Hubbell Lighting | Columbia Lighting | CWM2-35ML[SRSM]-FRxx-ED[U1U] [All Options] | Indoor Luminaires | Linear Ambient | Linear Ambient Luminaires w/ Indirect component | Standard | FALSE | [9 empty] | 42662 |  |  | No |  | 4 | 3258.92 | 108.63 | 30 | 10.29 | 0.97 | 3580 | 83
PK6G3RDF | Hubbell Lighting | Columbia Lighting | CWM4-35XW[SRSM]-FRxx-ED[U1U] [All Options] | Indoor Luminaires | Linear Ambient | Linear Ambient Luminaires w/ Indirect component | Standard | FALSE | [9 empty] | 42662 |  |  | No |  | 4 | 2491.57 | 135.41 | 18.4 | 10.17 | 0.96 | 3580 | 83
PXVZJ2KA | Hubbell Lighting | Columbia Lighting | CWM4-35XW[SRSM]-SFxx-ED[U1U] [All Options] | Indoor Luminaires | Linear Ambient | Linear Ambient Luminaires w/ Indirect component | Standard | FALSE | [9 empty] | 42662 |  |  | No |  | 4 | 2169.18 | 120.51 | 18 | 10.17 | 0.96 | 3580 | 83
PUJDA4BB | Hubbell Lighting | Columbia Lighting | CWM4-35MW[SRSM]-FRxx-ED[U1U] [All Options] | Indoor Luminaires | Linear Ambient | Linear Ambient Luminaires w/ Indirect component | Standard | FALSE | [9 empty] | 42662 |  |  | No |  | 4 | 3577.19 | 131.51 | 27.2 | 9.53 | 0.97 | 3580 | 83
PCFE4Q41 | Hubbell Lighting | Columbia Lighting | CWM4-35MW[SRSM]-SFxx-ED[U1U] [All Options] | Indoor Luminaires | Linear Ambient | Linear Ambient Luminaires w/ Indirect component | Standard | FALSE | [9 empty] | 42662 |  |  | No |  | 4 | 3114.3 | 114.5 | 27.2 | 9.53 | 0.97 | 3580 | 83
PM8X9ZFE | Hubbell Lighting | Columbia Lighting | CWM2-35LW[SRSM]-FRxx-ED[U1U] [All Options] | Indoor Luminaires | Linear Ambient | Linear Ambient Luminaires w/ Indirect component | Standard | FALSE | [9 empty] | 42662 |  |  | No |  | 4 | 2401.96 | 114.38 | 21 | 8.86 | 0.96 | 3580 | 83
PNMGKP3C | Hubbell Lighting | Columbia Lighting | CWM2-35VW[SRSM]-FRxx-ED[U1U] [All Options] [120VAC Only] | Indoor Luminaires | Linear Ambient | Linear Ambient Luminaires w/ Indirect component | Standard | FALSE | [9 empty] | 42662 |  |  | No |  | 4 | 1638.73 | 116.22 | 14.1 | 5.8 | 1 | 3580 | 83
PUQBGJMS | Hubbell Lighting | Columbia Lighting | CWM4-30ML[SRSM]-FRxx-EU [All Options] | Indoor Luminaires | Linear Ambient | Linear Ambient Luminaires w/ Indirect component | Standard | FALSE | [9 empty] | 42662 |  |  | No |  | 4 | 4619 | 121.87 | 37.9 | 11.8 | 0.97 | 3048 | 83
PFYDSP84 | Hubbell Lighting | Columbia Lighting | CWM4-30ML[SRSM]-SFxx-EU [All Options] | Indoor Luminaires | Linear Ambient | Linear Ambient Luminaires w/ Indirect component | Standard | FALSE | [9 empty] | 42662 |  |  | No |  | 4 | 4029.15 | 106.03 | 38 | 11.8 | 0.97 | 3048 | 83
P48XGBCT | Hubbell Lighting | Columbia Lighting | CWM4-30VW[SRSM]-FRxx-EU [All Options] | Indoor Luminaires | Linear Ambient | Linear Ambient Luminaires w/ Indirect component | Standard | FALSE | [9 empty] | 42662 |  |  | No |  | 4 | 3097 | 129.04 | 24 | 11.3 | 0.96 | 3048 | 83
P3URHFHE | Hubbell Lighting | Columbia Lighting | CWM4-30VW[SRSM]-SFxx-EU [All Options] | Indoor Luminaires | Linear Ambient | Linear Ambient Luminaires w/ Indirect component | Standard | FALSE | [9 empty] | 42662 |  |  | No |  | 4 | 2696.25 | 112.34 | 24 | 11.3 | 0.96 | 3048 | 83
PV1GX3CZ | Hubbell Lighting | Columbia Lighting | CWM2-30MW[SRSM]-FRxx-EU [All Options] | Indoor Luminaires | Linear Ambient | Linear Ambient Luminaires w/ Indirect component | Standard | FALSE | [9 empty] | 42662 |  |  | No |  | 4 | 1924 | 113.18 | 17 | 10.85 | 0.97 | 3048 | 83
PBH4F6BH | Hubbell Lighting | Columbia Lighting | CWM4-30LW[SRSM]-FRxx-EU [All Options] | Indoor Luminaires | Linear Ambient | Linear Ambient Luminaires w/ Indirect component | Standard | FALSE | [9 empty] | 42662 |  |  | No |  | 4 | 4085 | 126.08 | 32.4 | 10.5 | 0.97 | 3048 | 83
PQNGFRR5 | Hubbell Lighting | Columbia Lighting | CWM4-30LW[SRSM]-SFxx-EU [All Options] | Indoor Luminaires | Linear Ambient | Linear Ambient Luminaires w/ Indirect component | Standard | FALSE | [9 empty] | 42662 |  |  | No |  | 4 | 3556.4 | 109.77 | 32.4 | 10.5 | 0.97 | 3048 | 83
PDM6R46K | Hubbell Lighting | Columbia Lighting | CWM2-30ML[SRSM]-FRxx-EU [All Options] | Indoor Luminaires | Linear Ambient | Linear Ambient Luminaires w/ Indirect component | Standard | FALSE | [9 empty] | 42662 |  |  | No |  | 4 | 3164 | 105.47 | 30 | 10.29 | 0.97 | 3048 | 83
PSE5KGWX | Hubbell Lighting | Columbia Lighting | CWM4-30XW[SRSM]-FRxx-EU [All Options] | Indoor Luminaires | Linear Ambient | Linear Ambient Luminaires w/ Indirect component | Standard | FALSE | [9 empty] | 42662 |  |  | No |  | 4 | 2419 | 131.47 | 18.4 | 10.17 | 0.96 | 3048 | 83
PGE242ZG | Hubbell Lighting | Columbia Lighting | CWM4-30XW[SRSM]-SFxx-EU [All Options] | Indoor Luminaires | Linear Ambient | Linear Ambient Luminaires w/ Indirect component | Standard | FALSE | [9 empty] | 42662 |  |  | No |  | 4 | 2106 | 117 | 18 | 10.17 | 0.96 | 3048 | 83
P7N2RT8U | Hubbell Lighting | Columbia Lighting | CWM4-30MW[SRSM]-FRxx-EU [All Options] | Indoor Luminaires | Linear Ambient | Linear Ambient Luminaires w/ Indirect component | Standard | FALSE | [9 empty] | 42662 |  |  | No |  | 4 | 3473 | 127.68 | 27.2 | 9.53 | 0.97 | 3048 | 83
PMQR78QU | Hubbell Lighting | Columbia Lighting | CWM4-30MW[SRSM]-SFxx-EU [All Options] | Indoor Luminaires | Linear Ambient | Linear Ambient Luminaires w/ Indirect component | Standard | FALSE | [9 empty] | 42662 |  |  | No |  | 4 | 3023.59 | 111.16 | 27.2 | 9.53 | 0.97 | 3048 | 83
PA55DSSG | Hubbell Lighting | Columbia Lighting | CWM2-30LW[SRSM]-FRxx-EU [All Options] | Indoor Luminaires | Linear Ambient | Linear Ambient Luminaires w/ Indirect component | Standard | FALSE | [9 empty] | 42662 |  |  | No |  | 4 | 2332 | 111.05 | 21 | 8.86 | 0.96 | 3048 | 83
P6WMUNGE | Hubbell Lighting | Columbia Lighting | CWM2-30VW[SRSM]-FRxx-EU [All Options] [120VAC Only] | Indoor Luminaires | Linear Ambient | Linear Ambient Luminaires w/ Indirect component | Standard | FALSE | [9 empty] | 42662 |  |  | No |  | 4 | 1591 | 112.84 | 14.1 | 5.8 | 1 | 3048 | 83
P5YUQNUU | Hubbell Lighting | Columbia Lighting | CWM4-30ML[SRSM]-FRxx-ED[U1U] [All Options] | Indoor Luminaires | Linear Ambient | Linear Ambient Luminaires w/ Indirect component | Standard | FALSE | [9 empty] | 42662 |  |  | No |  | 4 | 4619 | 121.87 | 37.9 | 11.8 | 0.97 | 3048 | 83
PKRZJYXN | Hubbell Lighting | Columbia Lighting | CWM4-30ML[SRSM]-SFxx-ED[U1U] [All Options] | Indoor Luminaires | Linear Ambient | Linear Ambient Luminaires w/ Indirect component | Standard | FALSE | [9 empty] | 42662 |  |  | No |  | 4 | 4029.15 | 106.03 | 38 | 11.8 | 0.97 | 3048 | 83
PHCXUV1D | Hubbell Lighting | Columbia Lighting | CWM4-30VW[SRSM]-FRxx-ED[U1U] [All Options] | Indoor Luminaires | Linear Ambient | Linear Ambient Luminaires w/ Indirect component | Standard | FALSE | [9 empty] | 42662 |  |  | No |  | 4 | 3097 | 129.04 | 24 | 11.3 | 0.96 | 3048 | 83
P4US1NBD | Hubbell Lighting | Columbia Lighting | CWM4-30VW[SRSM]-SFxx-ED[U1U] [All Options] | Indoor Luminaires | Linear Ambient | Linear Ambient Luminaires w/ Indirect component | Standard | FALSE | [9 empty] | 42662 |  |  | No |  | 4 | 2696.25 | 112.34 | 24 | 11.3 | 0.96 | 3048 | 83
P975Z57P | Hubbell Lighting | Columbia Lighting | CWM2-30MW[SRSM]-FRxx-ED[U1U] [All Options] | Indoor Luminaires | Linear Ambient | Linear Ambient Luminaires w/ Indirect component | Standard | FALSE | [9 empty] | 42662 |  |  | No |  | 4 | 1924 | 113.18 | 17 | 10.85 | 0.97 | 3048 | 83
PNRXF71U | Hubbell Lighting | Columbia Lighting | CWM4-30LW[SRSM]-FRxx-ED[U1U] [All Options] | Indoor Luminaires | Linear Ambient | Linear Ambient Luminaires w/ Indirect component | Standard | FALSE | [9 empty] | 42662 |  |  | No |  | 4 | 4085 | 126.08 | 32.4 | 10.5 | 0.97 | 3048 | 83
PKUYJ3Y2 | Hubbell Lighting | Columbia Lighting | CWM4-30LW[SRSM]-SFxx-ED[U1U] [All Options] | Indoor Luminaires | Linear Ambient | Linear Ambient Luminaires w/ Indirect component | Standard | FALSE | [9 empty] | 42662 |  |  | No |  | 4 | 3556.4 | 109.77 | 32.4 | 10.5 | 0.97 | 3048 | 83
PMYD6VFE | Hubbell Lighting | Columbia Lighting | CWM4-30XW[SRSM]-FRxx-ED[U1U] [All Options] | Indoor Luminaires | Linear Ambient | Linear Ambient Luminaires w/ Indirect component | Standard | FALSE | [9 empty] | 42662 |  |  | No |  | 4 | 2419 | 131.47 | 18.4 | 10.17 | 0.96 | 3048 | 83
PA5ZP3B4 | Hubbell Lighting | Columbia Lighting | CWM4-30XW[SRSM]-SFxx-ED[U1U] [All Options] | Indoor Luminaires | Linear Ambient | Linear Ambient Luminaires w/ Indirect component | Standard | FALSE | [9 empty] | 42662 |  |  | No |  | 4 | 2106 | 117 | 18 | 10.17 | 0.96 | 3048 | 83
PEG5DVKZ | Hubbell Lighting | Columbia Lighting | CWM4-30MW[SRSM]-FRxx-ED[U1U] [All Options] | Indoor Luminaires | Linear Ambient | Linear Ambient Luminaires w/ Indirect component | Standard | FALSE | [9 empty] | 42662 |  |  | No |  | 4 | 3473 | 127.68 | 27.2 | 9.53 | 0.97 | 3048 | 83
PE51MVVN | Hubbell Lighting | Columbia Lighting | CWM4-30MW[SRSM]-SFxx-ED[U1U] [All Options] | Indoor Luminaires | Linear Ambient | Linear Ambient Luminaires w/ Indirect component | Standard | FALSE | [9 empty] | 42662 |  |  | No |  | 4 | 3023.59 | 111.16 | 27.2 | 9.53 | 0.97 | 3048 | 83
PDPPKX36 | Hubbell Lighting | Columbia Lighting | CWM2-30LW[SRSM]-FRxx-ED[U1U] [All Options] | Indoor Luminaires | Linear Ambient | Linear Ambient Luminaires w/ Indirect component | Standard | FALSE | [9 empty] | 42662 |  |  | No |  | 4 | 2332 | 111.05 | 21 | 8.86 | 0.96 | 3048 | 83
PWE1YNN5 | DK Group (International) Ltd | DK LED | ABL-1.2-35W(5000K) | Indoor Luminaires | Linear Ambient | Direct Linear Ambient Luminaires | Standard | FALSE | [9 empty] | 42662 | Dimmable | Continuous Below 10 | No |  | 4 | 3607.2 | 122.2 | 29.5 | 19.5 | 0.91 | 5114 | 84.6
PTHCBPEM | DK Group (International) Ltd | DK LED | ABLC-1.2-35W(5000K) | Indoor Luminaires | Linear Ambient | Direct Linear Ambient Luminaires | Standard | FALSE | [9 empty] | 42662 | Dimmable | Continuous Below 10 | No |  | 4 | 3211.7 | 110.3 | 29.1 | 19.3 | 0.9 | 4802 | 83.8
PMMP9VAP | DK Group (International) Ltd | DK LED | ABL-1.2-35W(4500K) | Indoor Luminaires | Linear Ambient | Direct Linear Ambient Luminaires | Standard | FALSE | [9 empty] | 42662 | Dimmable | Continuous Below 10 | No |  | 4 | 3392.5 | 112.3 | 30.2 | 19.3 | 0.91 | 4500 | 85.8
PMUDKS24 | DK Group (International) Ltd | DK LED | ABLC-1.2-35W(4500K) | Indoor Luminaires | Linear Ambient | Direct Linear Ambient Luminaires | Standard | FALSE | [9 empty] | 42662 | Dimmable | Continuous Below 10 | No |  | 4 | 3260.8 | 106.9 | 30.5 | 19.1 | 0.9 | 4500 | 84.9
PJ8YJ665 | DK Group (International) Ltd | DK LED | ABL-1.2-35W(4000K) | Indoor Luminaires | Linear Ambient | Direct Linear Ambient Luminaires | Standard | FALSE | [9 empty] | 42662 | Dimmable | Continuous Below 10 | No |  | 4 | 3392.5 | 112.3 | 30.2 | 19.3 | 0.91 | 4000 | 85.8
P9VGCTNH | DK Group (International) Ltd | DK LED | ABLC-1.2-35W(4000K) | Indoor Luminaires | Linear Ambient | Direct Linear Ambient Luminaires | Standard | FALSE | [9 empty] | 42662 | Dimmable | Continuous Below 10 | No |  | 4 | 3260.8 | 106.9 | 30.5 | 19.1 | 0.9 | 4000 | 84.9
PV9RMHUJ | DK Group (International) Ltd | DK LED | ABL-1.2-35W(3500K) | Indoor Luminaires | Linear Ambient | Direct Linear Ambient Luminaires | Standard | FALSE | [9 empty] | 42662 | Dimmable | Continuous Below 10 | No |  | 4 | 3392.5 | 112.3 | 30.2 | 19.3 | 0.91 | 3500 | 85.8
PNUQRN1M | DK Group (International) Ltd | DK LED | ABLC-1.2-35W(3500K) | Indoor Luminaires | Linear Ambient | Direct Linear Ambient Luminaires | Standard | FALSE | [9 empty] | 42662 | Dimmable | Continuous Below 10 | No |  | 4 | 3260.8 | 106.9 | 30.5 | 19.1 | 0.9 | 3500 | 84.9
PRG3YTAH | DK Group (International) Ltd | DK LED | ABL-1.2-35W(3000K) | Indoor Luminaires | Linear Ambient | Direct Linear Ambient Luminaires | Standard | FALSE | [9 empty] | 42662 | Dimmable | Continuous Below 10 | No |  | 4 | 3392.5 | 112.3 | 30.2 | 19.3 | 0.91 | 3000 | 85.8
PW4B92XZ | DK Group (International) Ltd | DK LED | ABLC-1.2-35W(3000K) | Indoor Luminaires | Linear Ambient | Direct Linear Ambient Luminaires | Standard | FALSE | [9 empty] | 42662 | Dimmable | Continuous Below 10 | No |  | 4 | 3260.8 | 106.9 | 30.5 | 19.1 | 0.9 | 3000 | 84.9
PR531T8V | Venture Lighting International | Venture Lighting International | SM1-40WFA-00 | Indoor Luminaires | Linear Ambient | Direct Linear Ambient Luminaires | Standard | TRUE | 4512.1 | 115.07 | 39.21 | 5.61 | 0.9057 | 3107 | 81.8 | 5 | 50000 | 42661 |  |  | No |  | 3.1 | 4512.1 | 115.07 | 40 | 20 | 0.993 | 3000 | 81.8
PEF7RXTP | Venture Lighting International | Venture Lighting International | SM1-40CFA-00 | Indoor Luminaires | Linear Ambient | Direct Linear Ambient Luminaires | Standard | FALSE | [9 empty] | 42661 |  |  | No |  | 3.1 | 4564.3 | 116.2 | 40 | 20 | 0.991 | 5000 | 82.6
PQV4GT1U | Venture Lighting International | Venture Lighting International | SM1-40NFA-00 | Indoor Luminaires | Linear Ambient | Direct Linear Ambient Luminaires | Standard | FALSE | [9 empty] | 42661 |  |  | No |  | 3.1 | 4548.1 | 115.7 | 40 | 20 | 0.991 | 4000 | 83.4
PPCRS6Y9 | Venture Lighting International | Venture Lighting International | SM1-40BFA-00 | Indoor Luminaires | Linear Ambient | Direct Linear Ambient Luminaires | Standard | FALSE | [9 empty] | 42661 |  |  | No |  | 3.1 | 4540 | 115.5 | 40 | 20 | 0.991 | 3500 | 83
PE7UQNWK | Shenzhen Wisdom Light Co. Ltd | Wisdom Light | WL-VL4240UV40K | Indoor Luminaires | Linear Ambient | Direct Linear Ambient Luminaires | Standard | TRUE | 4873.27 | 130.58 | 37.32 | 13.6 | 0.905 | 4016 | 84.2 | 5 | 50000 | 42660 |  |  | Yes |  | 4 | 5000 | 130 | 40 | 13 | 0.9 | 4000 | 84
PUAKE8EB | Pinnacle Architectural Lighting | L6A75 LC6A75 | [L6A75 LC6A75]-35-4'-AC48X-UNV-1C-W-X | Indoor Luminaires | Linear Ambient | Direct Linear Ambient Luminaires | Standard | TRUE | 1914 | 102.9 | 18.6 | 18.4 | 0.884 | 3470 | 82 | 5 | 60000 | 42660 |  |  | Yes |  | 4 | 1914 | 103.5 | 18.5 | 18.4 | 0.88 | 3470 | 82
PFRAR2KT | Pinnacle Architectural Lighting | L6A75 LC6A75 | [L6A75 LC6A75]-50-4'-AC48X-UNV-1C-W-X | Indoor Luminaires | Linear Ambient | Direct Linear Ambient Luminaires | Standard | TRUE | 2142 | 115.2 | 18.6 | 15.9 | 0.884 | 5005 | 82 | 5 | 60000 | 42660 |  |  | Yes |  | 4 | 2142 | 115.2 | 18.6 | 18.4 | 0.88 | 5005 | 82
PSKZNYX8 | Shenzhen Wisdom Light Co. Ltd | Wisdom Light | WL-VL4240UV50K | Indoor Luminaires | Linear Ambient | Direct Linear Ambient Luminaires | Standard | FALSE | [9 empty] | 42660 |  |  | Yes |  | 4 | 5000 | 130 | 40 | 13 | 0.9 | 5000 | 84
P3Y6146K | Shenzhen Wisdom Light Co. Ltd | Wisdom Light | WL-VL4240UV45K | Indoor Luminaires | Linear Ambient | Direct Linear Ambient Luminaires | Standard | FALSE | [9 empty] | 42660 |  |  | Yes |  | 4 | 5000 | 130 | 40 | 13 | 0.9 | 4500 | 84
P5DBAWKC | Pinnacle Architectural Lighting | L6A75 LC6A75 | [L6A75 LC6A75]-50HO-4'-AC48X-UNV-1C-W-X | Indoor Luminaires | Linear Ambient | Direct Linear Ambient Luminaires | Standard | FALSE | [9 empty] | 42660 |  |  | Yes |  | 4 | 3981 | 115.7 | 34.4 | 17.5 | 0.94 | 5036 | 81
PMZ1QDQ8 | Pinnacle Architectural Lighting | L6A75 LC6A75 | [L6A75 LC6A75]-50HO-4'-AC48X-UNV-1D-W-X | Indoor Luminaires | Linear Ambient | Direct Linear Ambient Luminaires | Standard | FALSE | [9 empty] | 42660 |  |  | Yes |  | 4 | 3981 | 115.7 | 34.4 | 17.5 | 0.94 | 5036 | 81
PMV4BV2S | Pinnacle Architectural Lighting | L6A75 LC6A75 | [L6A75 LC6A75]-50-4'-AC48X-UNV-1D-W-X | Indoor Luminaires | Linear Ambient | Direct Linear Ambient Luminaires | Standard | FALSE | [9 empty] | 42660 |  |  | Yes |  | 4 | 2142 | 115.2 | 18.6 | 18.4 | 0.88 | 5005 | 82
PVQXNHX5 | Pinnacle Architectural Lighting | L6A75 LC6A75 | [L6A75 LC6A75]-40HO-4'-AC48X-UNV-1C-W-X | Indoor Luminaires | Linear Ambient | Direct Linear Ambient Luminaires | Standard | FALSE | [9 empty] | 42660 |  |  | Yes |  | 4 | 3596 | 104.8 | 34.3 | 17.5 | 0.93 | 3997 | 82
PU1ZE7J6 | Pinnacle Architectural Lighting | L6A75 LC6A75 | [L6A75 LC6A75]-40HO-4'-AC48X-UNV-1D-W-X | Indoor Luminaires | Linear Ambient | Direct Linear Ambient Luminaires | Standard | FALSE | [9 empty] | 42660 |  |  | Yes |  | 4 | 3596 | 104.8 | 34.3 | 17.5 | 0.93 | 3997 | 82
P2QX5Y55 | Pinnacle Architectural Lighting | L6A75 LC6A75 | [L6A75 LC6A75]-40-4'-AC48X-UNV-1C-W-X | Indoor Luminaires | Linear Ambient | Direct Linear Ambient Luminaires | Standard | FALSE | [9 empty] | 42660 |  |  | Yes |  | 4 | 1962 | 106.6 | 18.4 | 18.4 | 0.89 | 3996 | 83
PVY3ZSFR | Pinnacle Architectural Lighting | L6A75 LC6A75 | [L6A75 LC6A75]-40-4'-AC48X-UNV-1D-W-X | Indoor Luminaires | Linear Ambient | Direct Linear Ambient Luminaires | Standard | FALSE | [9 empty] | 42660 |  |  | Yes |  | 4 | 1962 | 106.6 | 18.4 | 18.4 | 0.89 | 3996 | 83
PW91E7G2 | Pinnacle Architectural Lighting | L6A75 LC6A75 | [L6A75 LC6A75]-35HO-4'-AC48X-UNV-1C-W-X | Indoor Luminaires | Linear Ambient | Direct Linear Ambient Luminaires | Standard | FALSE | [9 empty] | 42660 |  |  | Yes |  | 4 | 3539 | 103.5 | 34.2 | 17.5 | 0.94 | 3478 | 82
PGKUFDU9 | Pinnacle Architectural Lighting | L6A75 LC6A75 | [L6A75 LC6A75]-35HO-4'-AC48X-UNV-1D-W-X | Indoor Luminaires | Linear Ambient | Direct Linear Ambient Luminaires | Standard | FALSE | [9 empty] | 42660 |  |  | Yes |  | 4 | 3539 | 103.5 | 34.2 | 17.5 | 0.94 | 3478 | 82
PCD7W4TQ | Pinnacle Architectural Lighting | L6A75 LC6A75 | [L6A75 LC6A75]-35-4'-AC48X-UNV-1D-W-X | Indoor Luminaires | Linear Ambient | Direct Linear Ambient Luminaires | Standard | FALSE | [9 empty] | 42660 |  |  | Yes |  | 4 | 1914 | 103.5 | 18.5 | 18.4 | 0.88 | 3470 | 82
PJYZ671N | Luminaire LED Inc. | Vertex 7 | CLF7-4-50W-3000K-120-277-CP-WHT-2B | Indoor Luminaires | Linear Ambient | Direct Linear Ambient Luminaires | Standard | TRUE | 4686 | 86.7 | 54.02 | 13 | 0.979 | 3055 | 83.9 | 5 | 50000 | 42657 |  |  | Yes |  | 3.1 | 4686 | 86.7 | 54.02 | 9.98 | 0.94 | 3055 | 83.9
PMPDZJDE | Luminaire LED Inc. | Vertex 7 | CLF7-2-15W-5000K-120-277-CP-WHT | Indoor Luminaires | Linear Ambient | Direct Linear Ambient Luminaires | Standard | TRUE | 1464 | 107 | 13.69 | 9.98 | 0.938 | 5310 | 85.7 | 5 | 50000 | 42657 |  |  | Yes |  | 3.1 | 1464 | 106.94 | 13.69 | 9.54 | 0.92 | 5310 | 85.7
PABMN65E | Luminaire LED Inc. | Vertex 7 | CLF7-2-15W-3000K-120-277-CP-WHT | Indoor Luminaires | Linear Ambient | Direct Linear Ambient Luminaires | Standard | TRUE | 1335 | 99.7 | 13.39 | 9.98 | 0.938 | 3055 | 83.9 | 5 | 50000 | 42657 |  |  | Yes |  | 3.1 | 1335 | 97.52 | 13.69 | 9.54 | 0.92 | 3055 | 83.9
PJDVUA7K | Jiangmen OGJG Lighting and Electronic Co. Ltd. | OGJG Lighting | OG-LED320-WPC(4000K) | Indoor Luminaires | Linear Ambient | Direct Linear Ambient Luminaires | Standard | TRUE | 6412.2 | 105.1 | 61.1 | 15.03 | 0.92 | 4203 | 86.8 | 5 | 50000 | 42657 |  |  | No |  | 4 | 6300 | 105 | 60 | 15 | 0.9 | 4000 | 83
P3DJUMQQ | Stanpro Lighting Systems Inc. | Stanpro | L2WRN-48-2 | Indoor Luminaires | Linear Ambient | Direct Linear Ambient Luminaires | Premium | TRUE | 4512.1 | 115.07 | 39.21 | 5.61 | 0.9057 | 3107 | 81.8 | 5 | 50000 | 42657 |  |  | No |  | 3.1 | 4512.1 | 115.07 | 40 | 20 | 0.993 | 3000 | 81.8
PMBZN4MV | Luminaire LED Inc. | Vertex 7 | CLF7-4-50W-5000K-120-277-CP-WHT | Indoor Luminaires | Linear Ambient | Direct Linear Ambient Luminaires | Standard | FALSE | [9 empty] | 42657 |  |  | Yes |  | 3.1 | 5334 | 93.24 | 57.21 | 13 | 0.98 | 5310 | 85.7
PKF2NW48 | Luminaire LED Inc. | The Stair Lighter | TSL9-4-50W-5000K-M7-120-277-CP-WHT | Indoor Luminaires | Linear Ambient | Direct Linear Ambient Luminaires | Standard | FALSE | [9 empty] | 42657 |  |  | No |  | 3.1 | 5334 | 93.24 | 57.21 | 13 | 0.98 | 5310 | 85.7
PG74J249 | Luminaire LED Inc. | Vertex 7 | CLF7-4-50W-5000K-120-277-CP-WHT-2B | Indoor Luminaires | Linear Ambient | Direct Linear Ambient Luminaires | Standard | FALSE | [9 empty] | 42657 |  |  | Yes |  | 3.1 | 5144 | 90.48 | 56.85 | 9.98 | 0.94 | 5310 | 85.7
P9JTC5CS | Luminaire LED Inc. | The Stair Lighter | TSL9-4-50W-5000K-2B-120-277-CP-WHT | Indoor Luminaires | Linear Ambient | Direct Linear Ambient Luminaires | Standard | FALSE | [9 empty] | 42657 |  |  | No |  | 3.1 | 5144 | 90.48 | 56.85 | 9.98 | 0.94 | 5310 | 85.7
PRRZY3NY | Luminaire LED Inc. | Vertex 7 | CLF7-2-25W-5000K-120-277-CP-WHT | Indoor Luminaires | Linear Ambient | Direct Linear Ambient Luminaires | Standard | FALSE | [9 empty] | 42657 |  |  | Yes |  | 3.1 | 2855.28 | 95.81 | 29.8 | 9.7 | 0.94 | 5310 | 85.7
PGVC2HGA | Luminaire LED Inc. | Vertex 7 | CLF7-4-25W-5000K-120-277-CP-WHT | Indoor Luminaires | Linear Ambient | Direct Linear Ambient Luminaires | Standard | FALSE | [9 empty] | 42657 |  |  | Yes |  | 3.1 | 2855.28 | 95.81 | 29.8 | 9.7 | 0.94 | 5310 | 85.7
P8BP4AYF | Luminaire LED Inc. | The Stair Lighter | TSL9-2-25W-5000K-M7-120-277-CP-WHT | Indoor Luminaires | Linear Ambient | Direct Linear Ambient Luminaires | Standard | FALSE | [9 empty] | 42657 |  |  | No |  | 3.1 | 2855.28 | 95.81 | 29.8 | 9.7 | 0.94 | 5310 | 85.7
PZ82583M | Luminaire LED Inc. | Vertex 7 | CLF7-4-50W-4000K-120-277-CP-WHT | Indoor Luminaires | Linear Ambient | Direct Linear Ambient Luminaires | Standard | FALSE | [9 empty] | 42657 |  |  | Yes |  | 3.1 | 5155.79 | 90.12 | 57.21 | 13 | 0.98 | 4455 | 86
PB65WATP | Luminaire LED Inc. | The Stair Lighter | TSL9-4-50W-4000K-M7-120-277-CP-WHT | Indoor Luminaires | Linear Ambient | Direct Linear Ambient Luminaires | Standard | FALSE | [9 empty] | 42657 |  |  | No |  | 3.1 | 5155.79 | 90.12 | 57.21 | 13 | 0.98 | 4455 | 86
PQS7SKCT | Luminaire LED Inc. | Vertex 7 | CLF7-4-50W-4000K-120-277-CP-WHT-2B | Indoor Luminaires | Linear Ambient | Direct Linear Ambient Luminaires | Standard | FALSE | [9 empty] | 42657 |  |  | Yes |  | 3.1 | 4972.14 | 87.46 | 56.85 | 9.98 | 0.94 | 4455 | 86
PU2HBXBN | Luminaire LED Inc. | The Stair Lighter | TSL9-4-50W-4000K-2B-120-277-CP-WHT | Indoor Luminaires | Linear Ambient | Direct Linear Ambient Luminaires | Standard | FALSE | [9 empty] | 42657 |  |  | No |  | 3.1 | 4972.14 | 87.46 | 56.85 | 9.98 | 0.94 | 4455 | 86
PZFUWS58 | Luminaire LED Inc. | Vertex 7 | CLF7-2-25W-4000K-120-277-CP-WHT | Indoor Luminaires | Linear Ambient | Direct Linear Ambient Luminaires | Standard | FALSE | [9 empty] | 42657 |  |  | Yes |  | 3.1 | 2759.89 | 92.61 | 29.8 | 9.7 | 0.94 | 4455 | 86
P27236WW | Luminaire LED Inc. | Vertex 7 | CLF7-4-25W-4000K-120-277-CP-WHT | Indoor Luminaires | Linear Ambient | Direct Linear Ambient Luminaires | Standard | FALSE | [9 empty] | 42657 |  |  | Yes |  | 3.1 | 2759.89 | 92.61 | 29.8 | 9.7 | 0.94 | 4455 | 86
P9CR52ST | Luminaire LED Inc. | The Stair Lighter | TSL9-2-25W-4000K-M7-120-277-CP-WHT | Indoor Luminaires | Linear Ambient | Direct Linear Ambient Luminaires | Standard | FALSE | [9 empty] | 42657 |  |  | No |  | 3.1 | 2759.89 | 92.61 | 29.8 | 9.7 | 0.94 | 4455 | 86
PMQ9X83B | Luminaire LED Inc. | Vertex 7 | CLF7-2-15W-4000K-120-277-CP-WHT | Indoor Luminaires | Linear Ambient | Direct Linear Ambient Luminaires | Standard | FALSE | [9 empty] | 42657 |  |  | Yes |  | 3.1 | 1415.09 | 103.37 | 13.69 | 9.54 | 0.92 | 4455 | 86
PFT5ARKA | Luminaire LED Inc. | Vertex 7 | CLF7-4-50W-3500K-120-277-CP-WHT | Indoor Luminaires | Linear Ambient | Direct Linear Ambient Luminaires | Standard | FALSE | [9 empty] | 42657 |  |  | Yes |  | 3.1 | 4984.88 | 87.13 | 57.21 | 13 | 0.98 | 3635 | 85
PSQR18UU | Luminaire LED Inc. | The Stair Lighter | TSL9-4-50W-3500K-M7-120-277-CP-WHT | Indoor Luminaires | Linear Ambient | Direct Linear Ambient Luminaires | Standard | FALSE | [9 empty] | 42657 |  |  | No |  | 3.1 | 4984.88 | 87.13 | 57.21 | 13 | 0.98 | 3635 | 85
PRNHP7M5 | Luminaire LED Inc. | Vertex 7 | CLF7-4-50W-3500K-120-277-CP-WHT-2B | Indoor Luminaires | Linear Ambient | Direct Linear Ambient Luminaires | Standard | FALSE | [9 empty] | 42657 |  |  | Yes |  | 3.1 | 4807.32 | 84.56 | 56.85 | 9.98 | 0.94 | 3635 | 85
PRAU9FR9 | Luminaire LED Inc. | The Stair Lighter | TSL9-4-50W-3500K-2B-120-277-CP-WHT | Indoor Luminaires | Linear Ambient | Direct Linear Ambient Luminaires | Standard | FALSE | [9 empty] | 42657 |  |  | No |  | 3.1 | 4807.32 | 84.56 | 56.85 | 9.98 | 0.94 | 3635 | 85
PAXB6F7R | Luminaire LED Inc. | Vertex 7 | CLF7-2-25W-3500K-120-277-CP-WHT | Indoor Luminaires | Linear Ambient | Direct Linear Ambient Luminaires | Standard | FALSE | [9 empty] | 42657 |  |  | Yes |  | 3.1 | 2668.4 | 89.54 | 29.8 | 9.7 | 0.94 | 3635 | 85
P4NC6ZMM | Luminaire LED Inc. | Vertex 7 | CLF7-4-25W-3500K-120-277-CP-WHT | Indoor Luminaires | Linear Ambient | Direct Linear Ambient Luminaires | Standard | FALSE | [9 empty] | 42657 |  |  | Yes |  | 3.1 | 2668.4 | 89.54 | 29.8 | 9.7 | 0.94 | 3635 | 85
PZP9X6EJ | Luminaire LED Inc. | The Stair Lighter | TSL9-2-25W-3500K-M7-120-277-CP-WHT | Indoor Luminaires | Linear Ambient | Direct Linear Ambient Luminaires | Standard | FALSE | [9 empty] | 42657 |  |  | No |  | 3.1 | 2668.4 | 89.54 | 29.8 | 9.7 | 0.94 | 3635 | 85
PVT1RV91 | Luminaire LED Inc. | Vertex 7 | CLF7-2-15W-3500K-120-277-CP-WHT | Indoor Luminaires | Linear Ambient | Direct Linear Ambient Luminaires | Standard | FALSE | [9 empty] | 42657 |  |  | Yes |  | 3.1 | 1368.18 | 99.94 | 13.69 | 9.54 | 0.92 | 3635 | 85
PT9W8BS3 | Luminaire LED Inc. | Vertex 7 | CLF7-4-50W-3000K-120-277-CP-WHT | Indoor Luminaires | Linear Ambient | Direct Linear Ambient Luminaires | Standard | FALSE | [9 empty] | 42657 |  |  | Yes |  | 3.1 | 4864 | 85.02 | 57.21 | 13 | 0.98 | 3055 | 83.9
P9RXRRP2 | Luminaire LED Inc. | The Stair Lighter | TSL9-4-50W-3000K-M7-120-277-CP-WHT | Indoor Luminaires | Linear Ambient | Direct Linear Ambient Luminaires | Standard | FALSE | [9 empty] | 42657 |  |  | No |  | 3.1 | 4864 | 85.02 | 57.21 | 13 | 0.98 | 3055 | 83.9
P77VGFGZ | Luminaire LED Inc. | The Stair Lighter | TSL9-4-50W-3000K-2B-120-277-CP-WHT | Indoor Luminaires | Linear Ambient | Direct Linear Ambient Luminaires | Standard | FALSE | [9 empty] | 42657 |  |  | No |  | 3.1 | 4686 | 86.7 | 54.02 | 9.98 | 0.94 | 3055 | 83.9
PYGYX2AD | Luminaire LED Inc. | Vertex 7 | CLF7-4-25W-3000K-120-277-CP-WHT | Indoor Luminaires | Linear Ambient | Direct Linear Ambient Luminaires | Standard | FALSE | [9 empty] | 42657 |  |  | Yes |  | 3.1 | 2603.69 | 87.37 | 29.8 | 9.7 | 0.94 | 3055 | 83.9
PRZNPYJP | Luminaire LED Inc. | Vertex 7 | CLF7-2-25W-3000K-120-277-CP-WHT | Indoor Luminaires | Linear Ambient | Direct Linear Ambient Luminaires | Standard | FALSE | [9 empty] | 42657 |  |  | Yes |  | 3.1 | 2603.69 | 87.37 | 29.8 | 9.7 | 0.94 | 3055 | 83.9
PRB4RSDV | Luminaire LED Inc. | The Stair Lighter | TSL9-2-25W-3000K-M7-120-277-CP-WHT | Indoor Luminaires | Linear Ambient | Direct Linear Ambient Luminaires | Standard | FALSE | [9 empty] | 42657 |  |  | No |  | 3.1 | 2603.69 | 87.37 | 29.8 | 9.7 | 0.94 | 3055 | 83.9
PKZXTT28 | Stanpro Lighting Systems Inc. | Stanpro | L2WRN-48-1 | Indoor Luminaires | Linear Ambient | Direct Linear Ambient Luminaires | Premium | FALSE | [9 empty] | 42657 |  |  | No |  | 3.1 | 4548.1 | 115.7 | 40 | 20 | 0.991 | 4000 | 83.4
PE2BK2CF | Jiangmen OGJG Lighting and Electronic Co. Ltd. | OGJG Lighting | OG-LED320-WPC(5000K) | Indoor Luminaires | Linear Ambient | Direct Linear Ambient Luminaires | Standard | FALSE | [9 empty] | 42657 | Not Dimmable | Not Dimmable | No |  | 4 | 6300 | 105 | 60 | 15 | 0.9 | 5000 | 83
P86WCQWC | Stanpro Lighting Systems Inc. | Stanpro | L2WEN-48-2 | Indoor Luminaires | Linear Ambient | Direct Linear Ambient Luminaires | Premium | TRUE | 3927.4 | 127.19 | 30.87 | 9.6 | 0.9659 | 3582 | 82.7 | 5 | 50000 | 42656 |  |  | No |  | 4 | 4096 | 130 | 32 | 10 | 0.9 | 3500 | 80
PA74UUED | Aimlite Lighting Products | AimLite | W5NS-48-2 | Indoor Luminaires | Linear Ambient | Direct Linear Ambient Luminaires | Premium | TRUE | 3927.4 | 127.19 | 30.87 | 9.6 | 0.9659 | 3582 | 82.7 | 5 | 50000 | 42656 |  |  | No |  | 4 | 4096 | 130 | 32 | 10 | 0.9 | 3500 | 80
PX9RJUDW | Orion Energy Systems Inc | Apollo | STAR1A1UNVFDX4FT850XXXXXXXX | Indoor Retrofit Kit | Linear Ambient | Retrofit Kits for Direct Linear Ambient Luminaires | Standard | TRUE | 1619 | 125.8 | 12.83 | 16.3 | 0.933 | 5222 | 82.3 | 5 | 50000 | 42656 |  |  | Yes |  | 4 | 1619 | 126.19 | 12.83 | 16.3 | 0.93 | 5222 | 82.3
PJBX694F | Orion Energy Systems Inc | Apollo | STAR1A1UNVFDX4FT850XXXXXXXX | Indoor Retrofit Kit | Linear Ambient | Retrofit Kits for Direct Linear Ambient Luminaires | Standard | TRUE | 1619 | 125.8 | 12.83 | 16.3 | 0.933 | 5222 | 82.3 | 5 | 50000 | 42656 |  |  | Yes |  | 4 | 1619 | 126.19 | 12.83 | 16.3 | 0.93 | 5222 | 82.3
PW7CVD9M | Orion Energy Systems Inc | Apollo | STAC1A1UNVFDX4FT850XXXXXXXX | Indoor Luminaires | Linear Ambient | Direct Linear Ambient Luminaires | Standard | TRUE | 1619 | 125.8 | 12.83 | 16.3 | 0.933 | 5222 | 82.3 | 5 | 50000 | 42656 |  |  | Yes |  | 4 | 1619 | 126.19 | 12.83 | 16.3 | 0.93 | 5222 | 82.3
PTA387JP | Orion Energy Systems Inc | Apollo | STAC1A1UNVFDX4FT850XXXXXXXX | Indoor Luminaires | Linear Ambient | Direct Linear Ambient Luminaires | Standard | TRUE | 1619 | 125.8 | 12.83 | 16.3 | 0.933 | 5222 | 82.3 | 5 | 50000 | 42656 |  |  | Yes |  | 4 | 1619 | 126.19 | 12.83 | 16.3 | 0.93 | 5222 | 82.3
PYK7R8Z2 | Orion Energy Systems Inc | Apollo | STAR1B1UNVFDX4FT850XXXXXXXX | Indoor Retrofit Kit | Linear Ambient | Retrofit Kits for Direct Linear Ambient Luminaires | Standard | TRUE | 3483 | 122.2 | 28.5 | 19.8 | 0.889 | 5271 | 82.4 | 5 | 50000 | 42656 |  |  | Yes |  | 4 | 3571 | 125.3 | 28.5 | 19.8 | 0.9 | 5271 | 82.4
PGVPSU7B | Orion Energy Systems Inc | Apollo | STAR1B1UNVFDX4FT850XXXXXXXX | Indoor Retrofit Kit | Linear Ambient | Retrofit Kits for Direct Linear Ambient Luminaires | Standard | TRUE | 3483 | 122.2 | 28.5 | 19.8 | 0.889 | 5271 | 82.4 | 5 | 50000 | 42656 |  |  | Yes |  | 4 | 3571 | 125.3 | 28.5 | 19.8 | 0.9 | 5271 | 82.4
PPEH1HAG | Orion Energy Systems Inc | Apollo | STAC1B1UNVFDX4FT850XXXXXXXX | Indoor Luminaires | Linear Ambient | Direct Linear Ambient Luminaires | Standard | TRUE | 3483 | 122.2 | 28.5 | 19.8 | 0.889 | 5271 | 82.4 | 5 | 50000 | 42656 |  |  | Yes |  | 4 | 3571 | 125.3 | 28.5 | 19.8 | 0.9 | 5271 | 82.4
PANVSJMW | Orion Energy Systems Inc | Apollo | STAC1B1UNVFDX4FT850XXXXXXXX | Indoor Luminaires | Linear Ambient | Direct Linear Ambient Luminaires | Standard | TRUE | 3483 | 122.2 | 28.5 | 19.8 | 0.889 | 5271 | 82.4 | 5 | 50000 | 42656 |  |  | Yes |  | 4 | 3571 | 125.3 | 28.5 | 19.8 | 0.9 | 5271 | 82.4
PYU7BT5Z | Orion Energy Systems Inc | Apollo | STAR1D1UNVFDX8FT850XXXXXXXX | Indoor Retrofit Kit | Linear Ambient | Retrofit Kits for Direct Linear Ambient Luminaires | Standard | FALSE | [9 empty] | 42656 |  |  | Yes |  | 4 | 7229 | 128.11 | 56.43 | 19.8 | 0.9 | 5271 | 82.4
PFQYQ1KC | Orion Energy Systems Inc | Apollo | STAR1D1UNVFDX8FT850XXXXXXXX | Indoor Retrofit Kit | Linear Ambient | Retrofit Kits for Direct Linear Ambient Luminaires | Standard | FALSE | [9 empty] | 42656 |  |  | Yes |  | 4 | 7229 | 128.11 | 56.43 | 19.8 | 0.9 | 5271 | 82.4
P4NF9J1K | Orion Energy Systems Inc | Apollo | STAR1C1UNVFDX8FT850XXXXXXXX | Indoor Retrofit Kit | Linear Ambient | Retrofit Kits for Direct Linear Ambient Luminaires | Standard | FALSE | [9 empty] | 42656 |  |  | Yes |  | 4 | 3348 | 143.69 | 23.3 | 12.2 | 0.94 | 5198 | 82.2
P3G7YJWN | Orion Energy Systems Inc | Apollo | STAR1C1UNVFDX8FT850XXXXXXXX | Indoor Retrofit Kit | Linear Ambient | Retrofit Kits for Direct Linear Ambient Luminaires | Standard | FALSE | [9 empty] | 42656 |  |  | Yes |  | 4 | 3348 | 143.69 | 23.3 | 12.2 | 0.94 | 5198 | 82.2
PVDRZGH6 | Stanpro Lighting Systems Inc. | Stanpro | L2WEN-48-1 | Indoor Luminaires | Linear Ambient | Direct Linear Ambient Luminaires | Premium | FALSE | [9 empty] | 42656 |  |  | No |  | 4 | 4160 | 132 | 32 | 10 | 0.9 | 4000 | 80
PB626K38 | Orion Energy Systems Inc | Apollo | STAC1D1UNVFDX8FT850XXXXXXXX | Indoor Luminaires | Linear Ambient | Direct Linear Ambient Luminaires | Standard | FALSE | [9 empty] | 42656 |  |  | Yes |  | 4 | 7229 | 128.11 | 56.43 | 19.8 | 0.9 | 5271 | 82.4
P6QC2EBC | Orion Energy Systems Inc | Apollo | STAC1D1UNVFDX8FT850XXXXXXXX | Indoor Luminaires | Linear Ambient | Direct Linear Ambient Luminaires | Standard | FALSE | [9 empty] | 42656 |  |  | Yes |  | 4 | 7229 | 128.11 | 56.43 | 19.8 | 0.9 | 5271 | 82.4
PRGB1CRC | Orion Energy Systems Inc | Apollo | STAC1C1UNVFDX8FT850XXXXXXXX | Indoor Luminaires | Linear Ambient | Direct Linear Ambient Luminaires | Standard | FALSE | [9 empty] | 42656 |  |  | Yes |  | 4 | 3348 | 143.69 | 23.3 | 12.2 | 0.94 | 5198 | 82.2
P61ESZ2G | Orion Energy Systems Inc | Apollo | STAC1C1UNVFDX8FT850XXXXXXXX | Indoor Luminaires | Linear Ambient | Direct Linear Ambient Luminaires | Standard | FALSE | [9 empty] | 42656 |  |  | Yes |  | 4 | 3348 | 143.69 | 23.3 | 12.2 | 0.94 | 5198 | 82.2
P4CH9BUP | Aimlite Lighting Products | AimLite | W5NS-48-1 | Indoor Luminaires | Linear Ambient | Direct Linear Ambient Luminaires | Premium | FALSE | [9 empty] | 42656 | Dimmable | Continuous Below 10 | No |  | 4 | 4160 | 132 | 32 | 10 | 0.9 | 4000 | 80
P2QWPT4M | MaxLite Inc | MaxLED | LSV4U2050[blank EM MS MSO MSC] | Indoor Luminaires | Linear Ambient | Direct Linear Ambient Luminaires | Premium | TRUE | 2752.7 | 130.15 | 21.24 | 21.15 | 0.9116 | 5179 | 85.5 | 5 | 50000 | 42654 |  |  | Yes | Update options on 11/21/2016 | 4 | 2977 | 140.1 | 21.24 | 16 | 0.9 | 5179 | 86
PE53E824 | MaxLite Inc | MaxLED | LSV4U5040[blank EM MS MSO MSC] | Indoor Luminaires | Linear Ambient | Direct Linear Ambient Luminaires | Premium | TRUE | 6403.8 | 127.3 | 50.3 | 14.971 | 0.9094 | 4168 | 86.9 | 5 | 50000 | 42654 |  |  | Yes | Update options on 11/21/2016 | 4 | 6404 | 127.3 | 50.3 | 5 | 0.99 | 4168 | 87
P7MRR6TZ | MaxLite Inc | MaxLED | LSV4U2040[blank EM MS MSO MSC] | Indoor Luminaires | Linear Ambient | Direct Linear Ambient Luminaires | Premium | TRUE | 2912.2 | 137.75 | 21.14 | 21.919 | 0.8973 | 4073 | 86.9 | 5 | 50000 | 42654 |  |  | Yes | Update options on 11/21/2016 | 4 | 2912 | 137.8 | 21.14 | 17 | 0.96 | 4073 | 87
PQUKX9NF | MaxLite Inc | MaxLED | LSV4U5050[blank EM MS MSO MSC] | Indoor Luminaires | Linear Ambient | Direct Linear Ambient Luminaires | Premium | FALSE | [9 empty] | 42654 |  |  | Yes | Update options on 11/21/2016 | 4 | 6337 | 128.4 | 49.4 | 6 | 0.99 | 5327 | 86
PZ1DUDTV | MaxLite Inc | MaxLED | LSV4U3050[blank EM MS MSO MSC] | Indoor Luminaires | Linear Ambient | Direct Linear Ambient Luminaires | Premium | FALSE | [9 empty] | 42654 |  |  | Yes | Update options on 11/21/2016 | 4 | 4363 | 134.2 | 32.5 | 9 | 0.99 | 4195 | 85
PVTE3ZSW | MaxLite Inc | MaxLED | LSV4U3040[blank EM MS MSO MSC] | Indoor Luminaires | Linear Ambient | Direct Linear Ambient Luminaires | Premium | FALSE | [9 empty] | 42654 |  |  | Yes | Update options on 11/21/2016 | 4 | 4377 | 133.3 | 32.9 | 9 | 0.99 | 4122 | 87
PZ2YV5Y5 | Hengdian Group Tospo Lighting Co.Ltd | TOSPO | TP-ST02-432-DIM 3000K | Indoor Luminaires | Linear Ambient | Direct Linear Ambient Luminaires | Standard | TRUE | 3612.5 | 110.63 | 32.655 | 4.8 | 0.9787 | 3085 | 81.47 | 5 | 50000 | 42653 |  |  | No |  | 4 | 7500 | 113 | 66 | 20 | 0.9 | 3000 | 80
P3957WB1 | Alphalite Inc. | Alphalite | ILL-4VH(50)/830 | Indoor Luminaires | Linear Ambient | Direct Linear Ambient Luminaires | Standard | TRUE | 4941.5 | 109.79 | 45.01 | 3.5 | 0.9782 | 3022 | 80.53 | 5 | 50000 | 42653 |  |  | No |  | 4 | 5400 | 108 | 50 | 20 | 0.9 | 3000 | 80
PG9314RP | Lighting Etc. Inc. | LIGHTING ETC INC | VGL4-H48-U-DF-X-X | Indoor Luminaires | Linear Ambient | Direct Linear Ambient Luminaires | Standard | TRUE | 10920 | 114.3 | 95.52 | 7.54 | 0.953 | 4130 | 84.9 | 5 | 50000 | 42653 |  |  | Yes | Product updated on 10/20/2016 | 4 | 10920 | 114.3 | 95.52 | 3.14 | 1 | 4130 | 84.9
PACX7JC1 | Lighting Etc. Inc. | LIGHTING ETC INC | VGL8-H48-U-DF-X-X | Indoor Luminaires | Linear Ambient | Direct Linear Ambient Luminaires | Standard | TRUE | 22610 | 116.5 | 194.1 | 8.22 | 0.948 | 4105 | 84.5 | 5 | 50000 | 42653 |  |  | Yes |  | 4 | 22610 | 116.5 | 191.2 | 8.22 | 0.95 | 4105 | 84.5
PCDXSH9M | Lighting Etc. Inc. | LIGHTING ETC INC | VGL4-M48-U-DF-X-X | Indoor Luminaires | Linear Ambient | Direct Linear Ambient Luminaires | Standard | TRUE | 9418 | 124.2 | 75.83 | 9.49 | 0.946 | 4083 | 84.6 | 5 | 50000 | 42653 |  |  | Yes | Product updated on 10/20/2016 | 4 | 9418 | 124.2 | 75.83 | 5.13 | 1 | 4083 | 84.6
P1BME2NX | Lighting Etc. Inc. | LIGHTING ETC INC | VGL8-M48-U-DF-X-X | Indoor Luminaires | Linear Ambient | Direct Linear Ambient Luminaires | Standard | TRUE | 19070 | 124 | 153.8 | 10.5 | 0.944 | 4092 | 84.5 | 5 | 50000 | 42653 |  |  | Yes |  | 4 | 19070 | 124 | 150.5 | 10.5 | 0.94 | 4092 | 84.5
PZAQFGV1 | MaxLite Inc | MaxLED | LSU4U3050 [BLANK EM] | Indoor Luminaires | Linear Ambient | Direct Linear Ambient Luminaires | Premium | TRUE | 2843.3 | 135.26 | 21.02 | 18.18 | 0.924 | 5260 | 84.8 | 5 | 50000 | 42653 |  |  | No |  | 4 | 4187 | 126.7 | 33.05 | 8 | 0.99 | 5301 | 85
P7E39TKC | MaxLite Inc | MaxLED | LSU4U2040 [BLANK EM] | Indoor Luminaires | Linear Ambient | Direct Linear Ambient Luminaires | Premium | TRUE | 2794.2 | 130.39 | 21.43 | 24.15 | 0.8832 | 4132 | 86.2 | 5 | 50000 | 42653 |  |  | No |  | 4 | 2794 | 130.4 | 21.43 | 19 | 0.96 | 4132 | 86
PFF71TDF | Alphalite Inc. | Alphalite | ILL-4VH(50)/850 | Indoor Luminaires | Linear Ambient | Direct Linear Ambient Luminaires | Standard | FALSE | [9 empty] | 42653 |  |  | No |  | 4 | 6000 | 120 | 50 | 20 | 0.9 | 5000 | 80
P7U9PF2Q | Alphalite Inc. | Alphalite | ILL-4VH(50)/840 | Indoor Luminaires | Linear Ambient | Direct Linear Ambient Luminaires | Standard | FALSE | [9 empty] | 42653 |  |  | No |  | 4 | 5750 | 115 | 50 | 20 | 0.9 | 4000 | 80
P5B57DDH | Alphalite Inc. | Alphalite | ILL-4VH(50)/835 | Indoor Luminaires | Linear Ambient | Direct Linear Ambient Luminaires | Standard | FALSE | [9 empty] | 42653 |  |  | No |  | 4 | 5500 | 110 | 50 | 20 | 0.9 | 3500 | 80
PR78N9HK | MaxLite Inc | MaxLED | LSU4U2050 [BLANK EM] | Indoor Luminaires | Linear Ambient | Direct Linear Ambient Luminaires | Premium | FALSE | [9 empty] | 42653 |  |  | No |  | 4 | 2843 | 135.3 | 21.02 | 15 | 0.98 | 5260 | 85
PCZX1EWU | MaxLite Inc | MaxLED | LSU4U5050 [BLANK EM] | Indoor Luminaires | Linear Ambient | Direct Linear Ambient Luminaires | Standard | FALSE | [9 empty] | 42653 |  |  | No |  | 4 | 6132 | 123.1 | 49.8 | 8 | 0.99 | 5260 | 85
PJYT8QF2 | MaxLite Inc | MaxLED | LSU4U5040 [BLANK EM] | Indoor Luminaires | Linear Ambient | Direct Linear Ambient Luminaires | Standard | FALSE | [9 empty] | 42653 |  |  | No |  | 4 | 5951 | 118.3 | 50.32 | 6 | 0.99 | 4190 | 86
P3QGKM1M | MaxLite Inc | MaxLED | LSU4U3040 [BLANK EM] | Indoor Luminaires | Linear Ambient | Direct Linear Ambient Luminaires | Standard | FALSE | [9 empty] | 42653 |  |  | No |  | 4 | 4059 | 125.4 | 32.38 | 8 | 0.99 | 4149 | 86
PHWESQTM | Hengdian Group Tospo Lighting Co.Ltd | TOSPO | TP-ST02-432-DIM 5000K | Indoor Luminaires | Linear Ambient | Direct Linear Ambient Luminaires | Standard | FALSE | [9 empty] | 42653 |  |  | No |  | 4 | 7500 | 113 | 66 | 20 | 0.9 | 5000 | 80
P94KPCFQ | Hengdian Group Tospo Lighting Co.Ltd | TOSPO | TP-ST02-432-DIM 4000K | Indoor Luminaires | Linear Ambient | Direct Linear Ambient Luminaires | Standard | FALSE | [9 empty] | 42653 |  |  | No |  | 4 | 7500 | 113 | 66 | 20 | 0.9 | 4000 | 80
PWYXH1HC | EELP INC. | EELP Lighting | VLST1-B-30L-QT-40K | Indoor Luminaires | Linear Ambient | Direct Linear Ambient Luminaires | Standard | TRUE | 3326.6 | 111.16 | 29.93 | 17.6 | 0.9797 | 4082 | 84.8 | 5 | 50000 | 42650 |  |  | No |  | 3.1 | 2700 | 90 | 30 | 17.6 | 0.9 | 4000 | 85
PK5ZXP7G | Stanpro Lighting Systems Inc. | Stanpro | L2SSR-48LS3-H/40K | Indoor Luminaires | Linear Ambient | Direct Linear Ambient Luminaires | Standard | TRUE | 7676 | 112.7 | 68.08 | 8.39 | 0.976 | 4117 | 84 | 5 | 50000 | 42650 |  |  | No |  | 4 | 7575 | 111.27 | 68.08 | 8.39 | 0.98 | 4117 | 83
P4RX8UPK | EELP INC. | EELP Lighting | VLST1-B-39L-QT-40K | Indoor Luminaires | Linear Ambient | Direct Linear Ambient Luminaires | Standard | TRUE | 4212.53 | 109.13 | 38.6 | 15.21 | 0.9481 | 4047 | 82.7 | 5 | 50000 | 42650 |  |  | No |  | 4 | 4000 | 95.2 | 42 | 15.21 | 0.9 | 4000 | 80
PSZT6QFF | Energy Solutions International | ESI | K-14VX-N4LG2-50-FR-[Dblank] | Indoor Retrofit Kit | Linear Ambient | Retrofit Kits for Direct Linear Ambient Luminaires | Premium | TRUE | 2069 | 133.1 | 15.543 | 14.402 | 0.8881 | 5149 | 84.3 | 5 | 50000 | 42650 |  |  | Yes |  | 4 | 2059 | 134 | 15.3 | 14.4 | 0.89 | 5149 | 84.3
PZTEBBSH | Energy Solutions International | ESI | K-14VX-N4VG2-35-FR-[Dblank] | Indoor Retrofit Kit | Linear Ambient | Retrofit Kits for Direct Linear Ambient Luminaires | Premium | TRUE | 4208 | 128.5 | 32.74 | 14.402 | 0.8881 | 3577 | 84.14 | 5 | 50000 | 42650 |  |  | Yes |  | 4 | 4208 | 129 | 32.7 | 14.4 | 0.89 | 3577 | 84.1
PGDMUD3V | Energy Solutions International | ESI | K-18VX-N4VLG2-35-FR-[Dblank] | Indoor Retrofit Kit | Linear Ambient | Retrofit Kits for Direct Linear Ambient Luminaires | Premium | TRUE | 2931 | 135.5 | 21.64 | 14.402 | 0.8881 | 3577 | 84.14 | 5 | 50000 | 42650 |  |  | Yes |  | 4 | 2931 | 135 | 21.6 | 14.4 | 0.89 | 3577 | 84.1
P92CJHS2 | Energy Solutions International | ESI | F-14VX-N4LG2-50-FR-[Dblank] | Indoor Luminaires | Linear Ambient | Direct Linear Ambient Luminaires | Premium | TRUE | 2069 | 133.1 | 15.543 | 14.402 | 0.8881 | 5149 | 84.3 | 5 | 50000 | 42650 |  |  | Yes |  | 4 | 2059 | 134 | 15.3 | 14.4 | 0.89 | 5149 | 84.3
PYNDCG8F | Energy Solutions International | ESI | F-14VX-N4VG2-35-FR-[Dblank] | Indoor Luminaires | Linear Ambient | Direct Linear Ambient Luminaires | Premium | TRUE | 4208 | 128.5 | 32.74 | 14.402 | 0.8881 | 3577 | 84.14 | 5 | 50000 | 42650 |  |  | Yes |  | 4 | 4208 | 129 | 32.7 | 14.4 | 0.89 | 3577 | 84.1
PUZ5QXD6 | Energy Solutions International | ESI | F-18VX-N4VLG2-35-FR-[Dblank] | Indoor Luminaires | Linear Ambient | Direct Linear Ambient Luminaires | Premium | TRUE | 2931 | 135.5 | 21.64 | 14.402 | 0.8881 | 3577 | 84.14 | 5 | 50000 | 42650 |  |  | Yes |  | 4 | 2931 | 135 | 21.6 | 14.4 | 0.89 | 3577 | 84.1
PCAHXRJ6 | Energy Solutions International | ESI | K-18VX-N4VG2-50-[Dblank] | Indoor Retrofit Kit | Linear Ambient | Retrofit Kits for Direct Linear Ambient Luminaires | Premium | FALSE | [9 empty] | 42650 |  |  | Yes |  | 4 | 9476 | 147 | 64.6 | 14.4 | 0.89 | 5149 | 84.3
PZPD1RAF | Energy Solutions International | ESI | K-18VX-N4HG2-50-[Dblank] | Indoor Retrofit Kit | Linear Ambient | Retrofit Kits for Direct Linear Ambient Luminaires | Premium | FALSE | [9 empty] | 42650 |  |  | Yes |  | 4 | 8837 | 147 | 60 | 14.4 | 0.89 | 5149 | 84.3
PYFPU3BS | Energy Solutions International | ESI | K-18VX-N4VG2-50-FR-[Dblank] | Indoor Retrofit Kit | Linear Ambient | Retrofit Kits for Direct Linear Ambient Luminaires | Premium | FALSE | [9 empty] | 42650 |  |  | Yes |  | 4 | 8416 | 129 | 65.4 | 14.4 | 0.89 | 5149 | 84.3
PN1K2KBZ | Energy Solutions International | ESI | K-18VX-N4SG2-50-[Dblank] | Indoor Retrofit Kit | Linear Ambient | Retrofit Kits for Direct Linear Ambient Luminaires | Premium | FALSE | [9 empty] | 42650 |  |  | Yes |  | 4 | 8194 | 148 | 55.4 | 14.4 | 0.89 | 5149 | 84.3
PQXEX267 | Energy Solutions International | ESI | K-18VX-N4HG2-50-FR-[Dblank] | Indoor Retrofit Kit | Linear Ambient | Retrofit Kits for Direct Linear Ambient Luminaires | Premium | FALSE | [9 empty] | 42650 |  |  | Yes |  | 4 | 7848 | 131 | 60 | 14.4 | 0.89 | 5149 | 84.3
PDCX55ZD | Energy Solutions International | ESI | K-18VX-N4SG2-50-FR-[Dblank] | Indoor Retrofit Kit | Linear Ambient | Retrofit Kits for Direct Linear Ambient Luminaires | Premium | FALSE | [9 empty] | 42650 |  |  | Yes |  | 4 | 7277 | 131 | 55.4 | 14.4 | 0.89 | 5149 | 84.3
P1BS6UUZ | Energy Solutions International | ESI | K-18VX-N4MG2-50-[Dblank] | Indoor Retrofit Kit | Linear Ambient | Retrofit Kits for Direct Linear Ambient Luminaires | Premium | FALSE | [9 empty] | 42650 |  |  | Yes |  | 4 | 7082 | 149 | 47.5 | 14.4 | 0.89 | 5149 | 84.3
PVD67A6Q | Energy Solutions International | ESI | K-18VX-N4MG2-50-FR-[Dblank] | Indoor Retrofit Kit | Linear Ambient | Retrofit Kits for Direct Linear Ambient Luminaires | Premium | FALSE | [9 empty] | 42650 |  |  | Yes |  | 4 | 6290 | 132 | 47.5 | 14.4 | 0.89 | 5149 | 84.3
PZC7AMXF | Energy Solutions International | ESI | K-18VX-N4NG2-50-[Dblank] | Indoor Retrofit Kit | Linear Ambient | Retrofit Kits for Direct Linear Ambient Luminaires | Premium | FALSE | [9 empty] | 42650 |  |  | Yes |  | 4 | 6007 | 150 | 40 | 14.4 | 0.89 | 5149 | 84.3
P999QMKK | Energy Solutions International | ESI | K-18VX-N4NLG2-50-[Dblank] | Indoor Retrofit Kit | Linear Ambient | Retrofit Kits for Direct Linear Ambient Luminaires | Premium | FALSE | [9 empty] | 42650 |  |  | Yes |  | 4 | 5583 | 150 | 37.1 | 14.4 | 0.89 | 5149 | 84.3
PN7E4SNY | Energy Solutions International | ESI | K-18VX-N4NG2-50-FR-[Dblank] | Indoor Retrofit Kit | Linear Ambient | Retrofit Kits for Direct Linear Ambient Luminaires | Premium | FALSE | [9 empty] | 42650 |  |  | Yes |  | 4 | 5334 | 133 | 40 | 14.4 | 0.89 | 5149 | 84.3
PGGX2WCB | Energy Solutions International | ESI | K-18VX-N4NLG2-50-FR-[Dblank] | Indoor Retrofit Kit | Linear Ambient | Retrofit Kits for Direct Linear Ambient Luminaires | Premium | FALSE | [9 empty] | 42650 |  |  | Yes |  | 4 | 4958 | 134 | 37.1 | 14.4 | 0.89 | 5149 | 84.3
P895AE49 | Energy Solutions International | ESI | K-14VX-N4VG2-50-[Dblank] | Indoor Retrofit Kit | Linear Ambient | Retrofit Kits for Direct Linear Ambient Luminaires | Premium | FALSE | [9 empty] | 42650 |  |  | Yes |  | 4 | 4737 | 145 | 32.7 | 14.4 | 0.89 | 5149 | 84.3
PJCQY1SP | Energy Solutions International | ESI | K-18VX-N4LG2-50-[Dblank] | Indoor Retrofit Kit | Linear Ambient | Retrofit Kits for Direct Linear Ambient Luminaires | Premium | FALSE | [9 empty] | 42650 |  |  | Yes |  | 4 | 4447 | 151 | 29.4 | 14.4 | 0.89 | 5149 | 84.3
P17QNV7M | Energy Solutions International | ESI | K-14VX-N4HG2-50-[Dblank] | Indoor Retrofit Kit | Linear Ambient | Retrofit Kits for Direct Linear Ambient Luminaires | Premium | FALSE | [9 empty] | 42650 |  |  | Yes |  | 4 | 4373 | 147 | 29.7 | 14.4 | 0.89 | 5149 | 84.3
P3KP4AMP | Energy Solutions International | ESI | K-14VX-N4VG2-50-FR-[Dblank] | Indoor Retrofit Kit | Linear Ambient | Retrofit Kits for Direct Linear Ambient Luminaires | Premium | FALSE | [9 empty] | 42650 |  |  | Yes |  | 4 | 4208 | 129 | 32.7 | 14.4 | 0.89 | 5149 | 84.3
PAH744M9 | Energy Solutions International | ESI | K-14VX-N4SG2-50-[Dblank] | Indoor Retrofit Kit | Linear Ambient | Retrofit Kits for Direct Linear Ambient Luminaires | Premium | FALSE | [9 empty] | 42650 |  |  | Yes |  | 4 | 4051 | 148 | 27.4 | 14.4 | 0.89 | 5149 | 84.3
P7QGS5W3 | Energy Solutions International | ESI | K-18VX-N4LG2-50-FR-[Dblank] | Indoor Retrofit Kit | Linear Ambient | Retrofit Kits for Direct Linear Ambient Luminaires | Premium | FALSE | [9 empty] | 42650 |  |  | Yes |  | 4 | 3949 | 135 | 29.4 | 14.4 | 0.89 | 5149 | 84.3
P2Y7HSEM | Energy Solutions International | ESI | K-14VX-N4HG2-50-FR-[Dblank] | Indoor Retrofit Kit | Linear Ambient | Retrofit Kits for Direct Linear Ambient Luminaires | Premium | FALSE | [9 empty] | 42650 |  |  | Yes |  | 4 | 3883 | 131 | 29.7 | 14.4 | 0.89 | 5149 | 84.3
PV5XG242 | Energy Solutions International | ESI | K-18VX-N4LLG2-50-[Dblank] | Indoor Retrofit Kit | Linear Ambient | Retrofit Kits for Direct Linear Ambient Luminaires | Premium | FALSE | [9 empty] | 42650 |  |  | Yes |  | 4 | 3731 | 152 | 24.5 | 14.4 | 0.89 | 5149 | 84.3
PT2KHDY3 | Energy Solutions International | ESI | K-14VX-N4SG2-50-FR-[Dblank] | Indoor Retrofit Kit | Linear Ambient | Retrofit Kits for Direct Linear Ambient Luminaires | Premium | FALSE | [9 empty] | 42650 |  |  | Yes |  | 4 | 3597 | 131 | 27.4 | 14.4 | 0.89 | 5149 | 84.3
PEN8E988 | Energy Solutions International | ESI | K-14VX-N4MG2-50-[Dblank] | Indoor Retrofit Kit | Linear Ambient | Retrofit Kits for Direct Linear Ambient Luminaires | Premium | FALSE | [9 empty] | 42650 |  |  | Yes |  | 4 | 3541 | 149 | 23.8 | 14.4 | 0.89 | 5149 | 84.3
PN1EJ97T | Energy Solutions International | ESI | K-18VX-N4LLG2-50-FR-[Dblank] | Indoor Retrofit Kit | Linear Ambient | Retrofit Kits for Direct Linear Ambient Luminaires | Premium | FALSE | [9 empty] | 42650 |  |  | Yes |  | 4 | 3314 | 135 | 24.5 | 14.4 | 0.89 | 5149 | 84.3
PRM3CQUC | Energy Solutions International | ESI | K-18VX-N4VLG2-50-[Dblank] | Indoor Retrofit Kit | Linear Ambient | Retrofit Kits for Direct Linear Ambient Luminaires | Premium | FALSE | [9 empty] | 42650 |  |  | Yes |  | 4 | 3300 | 153 | 21.6 | 14.4 | 0.89 | 5149 | 84.3
PWUVX8ZD | Energy Solutions International | ESI | K-14VX-N4MG2-50-FR-[Dblank] | Indoor Retrofit Kit | Linear Ambient | Retrofit Kits for Direct Linear Ambient Luminaires | Premium | FALSE | [9 empty] | 42650 |  |  | Yes |  | 4 | 3145 | 132 | 23.8 | 14.4 | 0.89 | 5149 | 84.3
P3TWK93X | Energy Solutions International | ESI | K-14VX-N4NG2-50-[Dblank] | Indoor Retrofit Kit | Linear Ambient | Retrofit Kits for Direct Linear Ambient Luminaires | Premium | FALSE | [9 empty] | 42650 |  |  | Yes |  | 4 | 3074 | 150 | 20.5 | 14.4 | 0.89 | 5149 | 84.3
PZTA2EP1 | Energy Solutions International | ESI | K-18VX-N4VLG2-50-FR-[Dblank] | Indoor Retrofit Kit | Linear Ambient | Retrofit Kits for Direct Linear Ambient Luminaires | Premium | FALSE | [9 empty] | 42650 |  |  | Yes |  | 4 | 2931 | 135 | 21.6 | 14.4 | 0.89 | 5149 | 84.3
PEPJ279R | Energy Solutions International | ESI | K-14VX-N4NG2-50-FR-[Dblank] | Indoor Retrofit Kit | Linear Ambient | Retrofit Kits for Direct Linear Ambient Luminaires | Premium | FALSE | [9 empty] | 42650 |  |  | Yes |  | 4 | 2730 | 133 | 20.5 | 14.4 | 0.89 | 5149 | 84.3
PJY8V9K1 | Energy Solutions International | ESI | K-14VX-N4LG2-50-[Dblank] | Indoor Retrofit Kit | Linear Ambient | Retrofit Kits for Direct Linear Ambient Luminaires | Premium | FALSE | [9 empty] | 42650 |  |  | Yes |  | 4 | 2318 | 151 | 15.3 | 14.4 | 0.89 | 5149 | 84.3
PMFDHSAH | Energy Solutions International | ESI | K-18VX-N4VG2-40-[Dblank] | Indoor Retrofit Kit | Linear Ambient | Retrofit Kits for Direct Linear Ambient Luminaires | Premium | FALSE | [9 empty] | 42650 |  |  | Yes |  | 4 | 9476 | 147 | 64.6 | 14.4 | 0.89 | 4000 | 84.2
PARD3DR6 | Energy Solutions International | ESI | K-18VX-N4HG2-40-[Dblank] | Indoor Retrofit Kit | Linear Ambient | Retrofit Kits for Direct Linear Ambient Luminaires | Premium | FALSE | [9 empty] | 42650 |  |  | Yes |  | 4 | 8837 | 147 | 60 | 14.4 | 0.89 | 4000 | 84.2
PBJBFFKU | Energy Solutions International | ESI | K-18VX-N4VG2-40-FR-[Dblank] | Indoor Retrofit Kit | Linear Ambient | Retrofit Kits for Direct Linear Ambient Luminaires | Premium | FALSE | [9 empty] | 42650 |  |  | Yes |  | 4 | 8416 | 129 | 65.4 | 14.4 | 0.89 | 4000 | 84.2
P7CQAYEW | Energy Solutions International | ESI | K-18VX-N4SG2-40-[Dblank] | Indoor Retrofit Kit | Linear Ambient | Retrofit Kits for Direct Linear Ambient Luminaires | Premium | FALSE | [9 empty] | 42650 |  |  | Yes |  | 4 | 8194 | 148 | 55.4 | 14.4 | 0.89 | 4000 | 84.2
P3H7RSJU | Energy Solutions International | ESI | K-18VX-N4HG2-40-FR-[Dblank] | Indoor Retrofit Kit | Linear Ambient | Retrofit Kits for Direct Linear Ambient Luminaires | Premium | FALSE | [9 empty] | 42650 |  |  | Yes |  | 4 | 7848 | 131 | 60 | 14.4 | 0.89 | 4000 | 84.2
PJT7DZNT | Energy Solutions International | ESI | K-18VX-N4SG2-40-FR-[Dblank] | Indoor Retrofit Kit | Linear Ambient | Retrofit Kits for Direct Linear Ambient Luminaires | Premium | FALSE | [9 empty] | 42650 |  |  | Yes |  | 4 | 7277 | 131 | 55.4 | 14.4 | 0.89 | 4000 | 84.2
PCRJPFDS | Energy Solutions International | ESI | K-18VX-N4MG2-40-[Dblank] | Indoor Retrofit Kit | Linear Ambient | Retrofit Kits for Direct Linear Ambient Luminaires | Premium | FALSE | [9 empty] | 42650 |  |  | Yes |  | 4 | 7082 | 149 | 47.5 | 14.4 | 0.89 | 4000 | 84.2
PGUZJU2S | Energy Solutions International | ESI | K-18VX-N4MG2-40-FR-[Dblank] | Indoor Retrofit Kit | Linear Ambient | Retrofit Kits for Direct Linear Ambient Luminaires | Premium | FALSE | [9 empty] | 42650 |  |  | Yes |  | 4 | 6290 | 132 | 47.5 | 14.4 | 0.89 | 4000 | 84.2
P2GTAMPV | Energy Solutions International | ESI | K-18VX-N4NG2-40-[Dblank] | Indoor Retrofit Kit | Linear Ambient | Retrofit Kits for Direct Linear Ambient Luminaires | Premium | FALSE | [9 empty] | 42650 |  |  | Yes |  | 4 | 6007 | 150 | 40 | 14.4 | 0.89 | 4000 | 84.2
PSF6Y1KC | Energy Solutions International | ESI | K-18VX-N4NLG2-40-[Dblank] | Indoor Retrofit Kit | Linear Ambient | Retrofit Kits for Direct Linear Ambient Luminaires | Premium | FALSE | [9 empty] | 42650 |  |  | Yes |  | 4 | 5583 | 150 | 37.1 | 14.4 | 0.89 | 4000 | 84.2
PM82EM1R | Energy Solutions International | ESI | K-18VX-N4NG2-40-FR-[Dblank] | Indoor Retrofit Kit | Linear Ambient | Retrofit Kits for Direct Linear Ambient Luminaires | Premium | FALSE | [9 empty] | 42650 |  |  | Yes |  | 4 | 5334 | 133 | 40 | 14.4 | 0.89 | 4000 | 84.2
P25TERHG | Energy Solutions International | ESI | K-18VX-N4NLG2-40-FR-[Dblank] | Indoor Retrofit Kit | Linear Ambient | Retrofit Kits for Direct Linear Ambient Luminaires | Premium | FALSE | [9 empty] | 42650 |  |  | Yes |  | 4 | 4958 | 134 | 37.1 | 14.4 | 0.89 | 4000 | 84.2
PDAMEX8Q | Energy Solutions International | ESI | K-14VX-N4VG2-40-[Dblank] | Indoor Retrofit Kit | Linear Ambient | Retrofit Kits for Direct Linear Ambient Luminaires | Premium | FALSE | [9 empty] | 42650 |  |  | Yes |  | 4 | 4737 | 145 | 32.7 | 14.4 | 0.89 | 4000 | 84.2
PXC7ZJ7C | Energy Solutions International | ESI | K-18VX-N4LG2-40-[Dblank] | Indoor Retrofit Kit | Linear Ambient | Retrofit Kits for Direct Linear Ambient Luminaires | Premium | FALSE | [9 empty] | 42650 |  |  | Yes |  | 4 | 4447 | 151 | 29.4 | 14.4 | 0.89 | 4000 | 84.2
PFXEA4Z9 | Energy Solutions International | ESI | K-14VX-N4HG2-40-[Dblank] | Indoor Retrofit Kit | Linear Ambient | Retrofit Kits for Direct Linear Ambient Luminaires | Premium | FALSE | [9 empty] | 42650 |  |  | Yes |  | 4 | 4373 | 147 | 29.7 | 14.4 | 0.89 | 4000 | 84.2
PQ8MQ9ED | Energy Solutions International | ESI | K-14VX-N4VG2-40-FR-[Dblank] | Indoor Retrofit Kit | Linear Ambient | Retrofit Kits for Direct Linear Ambient Luminaires | Premium | FALSE | [9 empty] | 42650 |  |  | Yes |  | 4 | 4208 | 129 | 32.7 | 14.4 | 0.89 | 4000 | 84.2
PFNJ9SDJ | Energy Solutions International | ESI | K-14VX-N4SG2-40-[Dblank] | Indoor Retrofit Kit | Linear Ambient | Retrofit Kits for Direct Linear Ambient Luminaires | Premium | FALSE | [9 empty] | 42650 |  |  | Yes |  | 4 | 4051 | 148 | 27.4 | 14.4 | 0.89 | 4000 | 84.2
PRMY42PY | Energy Solutions International | ESI | K-18VX-N4LG2-40-FR-[Dblank] | Indoor Retrofit Kit | Linear Ambient | Retrofit Kits for Direct Linear Ambient Luminaires | Premium | FALSE | [9 empty] | 42650 |  |  | Yes |  | 4 | 3949 | 135 | 29.4 | 14.4 | 0.89 | 4000 | 84.2
P4YE9KMM | Energy Solutions International | ESI | K-14VX-N4HG2-40-FR-[Dblank] | Indoor Retrofit Kit | Linear Ambient | Retrofit Kits for Direct Linear Ambient Luminaires | Premium | FALSE | [9 empty] | 42650 |  |  | Yes |  | 4 | 3883 | 131 | 29.7 | 14.4 | 0.89 | 4000 | 84.2
P7UMRDNP | Energy Solutions International | ESI | K-18VX-N4LLG2-40-[Dblank] | Indoor Retrofit Kit | Linear Ambient | Retrofit Kits for Direct Linear Ambient Luminaires | Premium | FALSE | [9 empty] | 42650 |  |  | Yes |  | 4 | 3731 | 152 | 24.5 | 14.4 | 0.89 | 4000 | 84.2
PJPX9BS1 | Energy Solutions International | ESI | K-14VX-N4SG2-40-FR-[Dblank] | Indoor Retrofit Kit | Linear Ambient | Retrofit Kits for Direct Linear Ambient Luminaires | Premium | FALSE | [9 empty] | 42650 |  |  | Yes |  | 4 | 3597 | 131 | 27.4 | 14.4 | 0.89 | 4000 | 84.2
PSQ8321K | Energy Solutions International | ESI | K-14VX-N4MG2-40-[Dblank] | Indoor Retrofit Kit | Linear Ambient | Retrofit Kits for Direct Linear Ambient Luminaires | Premium | FALSE | [9 empty] | 42650 |  |  | Yes |  | 4 | 3541 | 149 | 23.8 | 14.4 | 0.89 | 4000 | 84.2
PSK7VYPB | Energy Solutions International | ESI | K-18VX-N4LLG2-40-FR-[Dblank] | Indoor Retrofit Kit | Linear Ambient | Retrofit Kits for Direct Linear Ambient Luminaires | Premium | FALSE | [9 empty] | 42650 |  |  | Yes |  | 4 | 3314 | 135 | 24.5 | 14.4 | 0.89 | 4000 | 84.2
PMTSJPXH | Energy Solutions International | ESI | K-18VX-N4VLG2-40-[Dblank] | Indoor Retrofit Kit | Linear Ambient | Retrofit Kits for Direct Linear Ambient Luminaires | Premium | FALSE | [9 empty] | 42650 |  |  | Yes |  | 4 | 3300 | 153 | 21.6 | 14.4 | 0.89 | 4000 | 84.2
PV3VKSR5 | Energy Solutions International | ESI | K-14VX-N4MG2-40-FR-[Dblank] | Indoor Retrofit Kit | Linear Ambient | Retrofit Kits for Direct Linear Ambient Luminaires | Premium | FALSE | [9 empty] | 42650 |  |  | Yes |  | 4 | 3145 | 132 | 23.8 | 14.4 | 0.89 | 4000 | 84.2
PS2D85R2 | Energy Solutions International | ESI | K-14VX-N4NG2-40-[Dblank] | Indoor Retrofit Kit | Linear Ambient | Retrofit Kits for Direct Linear Ambient Luminaires | Premium | FALSE | [9 empty] | 42650 |  |  | Yes |  | 4 | 3074 | 150 | 20.5 | 14.4 | 0.89 | 4000 | 84.2
PJ21RTNQ | Energy Solutions International | ESI | K-18VX-N4VLG2-40-FR-[Dblank] | Indoor Retrofit Kit | Linear Ambient | Retrofit Kits for Direct Linear Ambient Luminaires | Premium | FALSE | [9 empty] | 42650 |  |  | Yes |  | 4 | 2931 | 135 | 21.6 | 14.4 | 0.89 | 4000 | 84.2
PNA984AZ | Energy Solutions International | ESI | K-14VX-N4NG2-40-FR-[Dblank] | Indoor Retrofit Kit | Linear Ambient | Retrofit Kits for Direct Linear Ambient Luminaires | Premium | FALSE | [9 empty] | 42650 |  |  | Yes |  | 4 | 2730 | 133 | 20.5 | 14.4 | 0.89 | 4000 | 84.2
PQTGD3GN | Energy Solutions International | ESI | K-14VX-N4LG2-40-[Dblank] | Indoor Retrofit Kit | Linear Ambient | Retrofit Kits for Direct Linear Ambient Luminaires | Premium | FALSE | [9 empty] | 42650 |  |  | Yes |  | 4 | 2318 | 151 | 15.3 | 14.4 | 0.89 | 4000 | 84.2
PAXXQ6B8 | Energy Solutions International | ESI | K-14VX-N4LG2-40-FR-[Dblank] | Indoor Retrofit Kit | Linear Ambient | Retrofit Kits for Direct Linear Ambient Luminaires | Premium | FALSE | [9 empty] | 42650 |  |  | Yes |  | 4 | 2059 | 134 | 15.3 | 14.4 | 0.89 | 4000 | 84.2
PN4PT96N | Energy Solutions International | ESI | K-18VX-N4VG2-35-[Dblank] | Indoor Retrofit Kit | Linear Ambient | Retrofit Kits for Direct Linear Ambient Luminaires | Premium | FALSE | [9 empty] | 42650 |  |  | Yes |  | 4 | 9476 | 147 | 64.6 | 14.4 | 0.89 | 3577 | 84.1
P2JXFJC9 | Energy Solutions International | ESI | K-18VX-N4HG2-35-[Dblank] | Indoor Retrofit Kit | Linear Ambient | Retrofit Kits for Direct Linear Ambient Luminaires | Premium | FALSE | [9 empty] | 42650 |  |  | Yes |  | 4 | 8837 | 147 | 60 | 14.4 | 0.89 | 3577 | 84.1
PB3F4P9S | Energy Solutions International | ESI | K-18VX-N4VG2-35-FR-[Dblank] | Indoor Retrofit Kit | Linear Ambient | Retrofit Kits for Direct Linear Ambient Luminaires | Premium | FALSE | [9 empty] | 42650 |  |  | Yes |  | 4 | 8416 | 129 | 65.4 | 14.4 | 0.89 | 3577 | 84.1
P9NXP6TJ | Energy Solutions International | ESI | K-18VX-N4SG2-35-[Dblank] | Indoor Retrofit Kit | Linear Ambient | Retrofit Kits for Direct Linear Ambient Luminaires | Premium | FALSE | [9 empty] | 42650 |  |  | Yes |  | 4 | 8194 | 148 | 55.4 | 14.4 | 0.89 | 3577 | 84.1
PPC52982 | Energy Solutions International | ESI | K-18VX-N4HG2-35-FR-[Dblank] | Indoor Retrofit Kit | Linear Ambient | Retrofit Kits for Direct Linear Ambient Luminaires | Premium | FALSE | [9 empty] | 42650 |  |  | Yes |  | 4 | 7848 | 131 | 60 | 14.4 | 0.89 | 3577 | 84.1
P71AET14 | Energy Solutions International | ESI | K-18VX-N4SG2-35-FR-[Dblank] | Indoor Retrofit Kit | Linear Ambient | Retrofit Kits for Direct Linear Ambient Luminaires | Premium | FALSE | [9 empty] | 42650 |  |  | Yes |  | 4 | 7277 | 131 | 55.4 | 14.4 | 0.89 | 3577 | 84.1
P6BATX9J | Energy Solutions International | ESI | K-18VX-N4MG2-35-[Dblank] | Indoor Retrofit Kit | Linear Ambient | Retrofit Kits for Direct Linear Ambient Luminaires | Premium | FALSE | [9 empty] | 42650 |  |  | Yes |  | 4 | 7082 | 149 | 47.5 | 14.4 | 0.89 | 3577 | 84.1
PREYKES1 | Energy Solutions International | ESI | K-18VX-N4MG2-35-FR-[Dblank] | Indoor Retrofit Kit | Linear Ambient | Retrofit Kits for Direct Linear Ambient Luminaires | Premium | FALSE | [9 empty] | 42650 |  |  | Yes |  | 4 | 6290 | 132 | 47.5 | 14.4 | 0.89 | 3577 | 84.1
PSQ14QKM | Energy Solutions International | ESI | K-18VX-N4NG2-35-[Dblank] | Indoor Retrofit Kit | Linear Ambient | Retrofit Kits for Direct Linear Ambient Luminaires | Premium | FALSE | [9 empty] | 42650 |  |  | Yes |  | 4 | 6007 | 150 | 40 | 14.4 | 0.89 | 3577 | 84.1
P8E3KK55 | Energy Solutions International | ESI | K-18VX-N4NLG2-35-[Dblank] | Indoor Retrofit Kit | Linear Ambient | Retrofit Kits for Direct Linear Ambient Luminaires | Premium | FALSE | [9 empty] | 42650 |  |  | Yes |  | 4 | 5583 | 150 | 37.1 | 14.4 | 0.89 | 3577 | 84.1
P9H17ANR | Energy Solutions International | ESI | K-18VX-N4NG2-35-FR-[Dblank] | Indoor Retrofit Kit | Linear Ambient | Retrofit Kits for Direct Linear Ambient Luminaires | Premium | FALSE | [9 empty] | 42650 |  |  | Yes |  | 4 | 5334 | 133 | 40 | 14.4 | 0.89 | 3577 | 84.1
PR4548PN | Energy Solutions International | ESI | K-18VX-N4NLG2-35-FR-[Dblank] | Indoor Retrofit Kit | Linear Ambient | Retrofit Kits for Direct Linear Ambient Luminaires | Premium | FALSE | [9 empty] | 42650 |  |  | Yes |  | 4 | 4958 | 134 | 37.1 | 14.4 | 0.89 | 3577 | 84.1
PCZ4JWBD | Energy Solutions International | ESI | K-14VX-N4VG2-35-[Dblank] | Indoor Retrofit Kit | Linear Ambient | Retrofit Kits for Direct Linear Ambient Luminaires | Premium | FALSE | [9 empty] | 42650 |  |  | Yes |  | 4 | 4737 | 145 | 32.7 | 14.4 | 0.89 | 3577 | 84.1
PT56HKGS | Energy Solutions International | ESI | K-18VX-N4LG2-35-[Dblank] | Indoor Retrofit Kit | Linear Ambient | Retrofit Kits for Direct Linear Ambient Luminaires | Premium | FALSE | [9 empty] | 42650 |  |  | Yes |  | 4 | 4447 | 151 | 29.4 | 14.4 | 0.89 | 3577 | 84.1
PMEFCZSY | Energy Solutions International | ESI | K-14VX-N4HG2-35-[Dblank] | Indoor Retrofit Kit | Linear Ambient | Retrofit Kits for Direct Linear Ambient Luminaires | Premium | FALSE | [9 empty] | 42650 |  |  | Yes |  | 4 | 4373 | 147 | 29.7 | 14.4 | 0.89 | 3577 | 84.1
P2DE81WS | Energy Solutions International | ESI | K-14VX-N4SG2-35-[Dblank] | Indoor Retrofit Kit | Linear Ambient | Retrofit Kits for Direct Linear Ambient Luminaires | Premium | FALSE | [9 empty] | 42650 |  |  | Yes |  | 4 | 4051 | 148 | 27.4 | 14.4 | 0.89 | 3577 | 84.1
P7F3936Z | Energy Solutions International | ESI | K-18VX-N4LG2-35-FR-[Dblank] | Indoor Retrofit Kit | Linear Ambient | Retrofit Kits for Direct Linear Ambient Luminaires | Premium | FALSE | [9 empty] | 42650 |  |  | Yes |  | 4 | 3949 | 135 | 29.4 | 14.4 | 0.89 | 3577 | 84.1
PGQXNU4T | Energy Solutions International | ESI | K-14VX-N4HG2-35-FR-[Dblank] | Indoor Retrofit Kit | Linear Ambient | Retrofit Kits for Direct Linear Ambient Luminaires | Premium | FALSE | [9 empty] | 42650 |  |  | Yes |  | 4 | 3883 | 131 | 29.7 | 14.4 | 0.89 | 3577 | 84.1
PW46G1U3 | Energy Solutions International | ESI | K-18VX-N4LLG2-35-[Dblank] | Indoor Retrofit Kit | Linear Ambient | Retrofit Kits for Direct Linear Ambient Luminaires | Premium | FALSE | [9 empty] | 42650 |  |  | Yes |  | 4 | 3731 | 152 | 24.5 | 14.4 | 0.89 | 3577 | 84.1
PWYPC9M5 | Energy Solutions International | ESI | K-14VX-N4SG2-35-FR-[Dblank] | Indoor Retrofit Kit | Linear Ambient | Retrofit Kits for Direct Linear Ambient Luminaires | Premium | FALSE | [9 empty] | 42650 |  |  | Yes |  | 4 | 3597 | 131 | 27.4 | 14.4 | 0.89 | 3577 | 84.1
P14BNDFP | Energy Solutions International | ESI | K-14VX-N4MG2-35-[Dblank] | Indoor Retrofit Kit | Linear Ambient | Retrofit Kits for Direct Linear Ambient Luminaires | Premium | FALSE | [9 empty] | 42650 |  |  | Yes |  | 4 | 3541 | 149 | 23.8 | 14.4 | 0.89 | 3577 | 84.1
PDN9XUS3 | Energy Solutions International | ESI | K-18VX-N4LLG2-35-FR-[Dblank] | Indoor Retrofit Kit | Linear Ambient | Retrofit Kits for Direct Linear Ambient Luminaires | Premium | FALSE | [9 empty] | 42650 |  |  | Yes |  | 4 | 3314 | 135 | 24.5 | 14.4 | 0.89 | 3577 | 84.1
PZD8XQJK | Energy Solutions International | ESI | K-18VX-N4VLG2-35-[Dblank] | Indoor Retrofit Kit | Linear Ambient | Retrofit Kits for Direct Linear Ambient Luminaires | Premium | FALSE | [9 empty] | 42650 |  |  | Yes |  | 4 | 3300 | 153 | 21.6 | 14.4 | 0.89 | 3577 | 84.1
P8QC9H49 | Energy Solutions International | ESI | K-14VX-N4MG2-35-FR-[Dblank] | Indoor Retrofit Kit | Linear Ambient | Retrofit Kits for Direct Linear Ambient Luminaires | Premium | FALSE | [9 empty] | 42650 |  |  | Yes |  | 4 | 3145 | 132 | 23.8 | 14.4 | 0.89 | 3577 | 84.1
P95KK8A1 | Energy Solutions International | ESI | K-14VX-N4NG2-35-[Dblank] | Indoor Retrofit Kit | Linear Ambient | Retrofit Kits for Direct Linear Ambient Luminaires | Premium | FALSE | [9 empty] | 42650 |  |  | Yes |  | 4 | 3074 | 150 | 20.5 | 14.4 | 0.89 | 3577 | 84.1
PY84KR8Y | Energy Solutions International | ESI | K-14VX-N4NG2-35-FR-[Dblank] | Indoor Retrofit Kit | Linear Ambient | Retrofit Kits for Direct Linear Ambient Luminaires | Premium | FALSE | [9 empty] | 42650 |  |  | Yes |  | 4 | 2730 | 133 | 20.5 | 14.4 | 0.89 | 3577 | 84.1
PJ9XHD9Y | Energy Solutions International | ESI | K-14VX-N4LG2-35-[Dblank] | Indoor Retrofit Kit | Linear Ambient | Retrofit Kits for Direct Linear Ambient Luminaires | Premium | FALSE | [9 empty] | 42650 |  |  | Yes |  | 4 | 2318 | 151 | 15.3 | 14.4 | 0.89 | 3577 | 84.1
PSXYM7AB | Energy Solutions International | ESI | K-14VX-N4LG2-35-FR-[Dblank] | Indoor Retrofit Kit | Linear Ambient | Retrofit Kits for Direct Linear Ambient Luminaires | Premium | FALSE | [9 empty] | 42650 |  |  | Yes |  | 4 | 2059 | 134 | 15.3 | 14.4 | 0.89 | 3577 | 84.1
P7M3MG9A | Stanpro Lighting Systems Inc. | Stanpro | L2SSR-96LS3-H/40K | Indoor Luminaires | Linear Ambient | Direct Linear Ambient Luminaires | Standard | FALSE | [9 empty] | 42650 |  |  | No |  | 4 | 15150 | 222.53 | 136.16 | 8.39 | 0.98 | 4117 | 83
PUVN5C6P | Energy Solutions International | ESI | F-18VX-N4VG2-50-[Dblank] | Indoor Luminaires | Linear Ambient | Direct Linear Ambient Luminaires | Premium | FALSE | [9 empty] | 42650 |  |  | Yes |  | 4 | 9476 | 147 | 64.6 | 14.4 | 0.89 | 5149 | 84.3
PHZ2D53P | Energy Solutions International | ESI | F-18VX-N4HG2-50-[Dblank] | Indoor Luminaires | Linear Ambient | Direct Linear Ambient Luminaires | Premium | FALSE | [9 empty] | 42650 |  |  | Yes |  | 4 | 8837 | 147 | 60 | 14.4 | 0.89 | 5149 | 84.3
PXAF6KF8 | Energy Solutions International | ESI | F-18VX-N4VG2-50-FR-[Dblank] | Indoor Luminaires | Linear Ambient | Direct Linear Ambient Luminaires | Premium | FALSE | [9 empty] | 42650 |  |  | Yes |  | 4 | 8416 | 129 | 65.4 | 14.4 | 0.89 | 5149 | 84.3
PJ1P2JYQ | Energy Solutions International | ESI | F-18VX-N4SG2-50-[Dblank] | Indoor Luminaires | Linear Ambient | Direct Linear Ambient Luminaires | Premium | FALSE | [9 empty] | 42650 |  |  | Yes |  | 4 | 8194 | 148 | 55.4 | 14.4 | 0.89 | 5149 | 84.3
PMJB3TSE | Energy Solutions International | ESI | F-18VX-N4HG2-50-FR-[Dblank] | Indoor Luminaires | Linear Ambient | Direct Linear Ambient Luminaires | Premium | FALSE | [9 empty] | 42650 |  |  | Yes |  | 4 | 7848 | 131 | 60 | 14.4 | 0.89 | 5149 | 84.3
PJXEM7EE | Energy Solutions International | ESI | F-18VX-N4SG2-50-FR-[Dblank] | Indoor Luminaires | Linear Ambient | Direct Linear Ambient Luminaires | Premium | FALSE | [9 empty] | 42650 |  |  | Yes |  | 4 | 7277 | 131 | 55.4 | 14.4 | 0.89 | 5149 | 84.3
PD1WFJ68 | Energy Solutions International | ESI | F-18VX-N4MG2-50-[Dblank] | Indoor Luminaires | Linear Ambient | Direct Linear Ambient Luminaires | Premium | FALSE | [9 empty] | 42650 |  |  | Yes |  | 4 | 7082 | 149 | 47.5 | 14.4 | 0.89 | 5149 | 84.3
PCCARJYV | Energy Solutions International | ESI | F-18VX-N4MG2-50-FR-[Dblank] | Indoor Luminaires | Linear Ambient | Direct Linear Ambient Luminaires | Premium | FALSE | [9 empty] | 42650 |  |  | Yes |  | 4 | 6290 | 132 | 47.5 | 14.4 | 0.89 | 5149 | 84.3
P7RGXHBM | Energy Solutions International | ESI | F-18VX-N4NG2-50-[Dblank] | Indoor Luminaires | Linear Ambient | Direct Linear Ambient Luminaires | Premium | FALSE | [9 empty] | 42650 |  |  | Yes |  | 4 | 6007 | 150 | 40 | 14.4 | 0.89 | 5149 | 84.3
PVTK16TW | Energy Solutions International | ESI | F-18VX-N4NLG2-50-[Dblank] | Indoor Luminaires | Linear Ambient | Direct Linear Ambient Luminaires | Premium | FALSE | [9 empty] | 42650 |  |  | Yes |  | 4 | 5583 | 150 | 37.1 | 14.4 | 0.89 | 5149 | 84.3
P1RGA5VN | Energy Solutions International | ESI | F-18VX-N4NG2-50-FR-[Dblank] | Indoor Luminaires | Linear Ambient | Direct Linear Ambient Luminaires | Premium | FALSE | [9 empty] | 42650 |  |  | Yes |  | 4 | 5334 | 133 | 40 | 14.4 | 0.89 | 5149 | 84.3
PU3SP4TA | Energy Solutions International | ESI | F-18VX-N4NLG2-50-FR-[Dblank] | Indoor Luminaires | Linear Ambient | Direct Linear Ambient Luminaires | Premium | FALSE | [9 empty] | 42650 |  |  | Yes |  | 4 | 4958 | 134 | 37.1 | 14.4 | 0.89 | 5149 | 84.3
PK6QYTMK | Energy Solutions International | ESI | F-14VX-N4VG2-50-[Dblank] | Indoor Luminaires | Linear Ambient | Direct Linear Ambient Luminaires | Premium | FALSE | [9 empty] | 42650 |  |  | Yes |  | 4 | 4737 | 145 | 32.7 | 14.4 | 0.89 | 5149 | 84.3
PB9MPXQ3 | Energy Solutions International | ESI | F-18VX-N4LG2-50-[Dblank] | Indoor Luminaires | Linear Ambient | Direct Linear Ambient Luminaires | Premium | FALSE | [9 empty] | 42650 |  |  | Yes |  | 4 | 4447 | 151 | 29.4 | 14.4 | 0.89 | 5149 | 84.3
P6ZTWJF6 | Energy Solutions International | ESI | F-14VX-N4HG2-50-[Dblank] | Indoor Luminaires | Linear Ambient | Direct Linear Ambient Luminaires | Premium | FALSE | [9 empty] | 42650 |  |  | Yes |  | 4 | 4373 | 147 | 29.7 | 14.4 | 0.89 | 5149 | 84.3
PE43S9PC | Energy Solutions International | ESI | F-14VX-N4VG2-50-FR-[Dblank] | Indoor Luminaires | Linear Ambient | Direct Linear Ambient Luminaires | Premium | FALSE | [9 empty] | 42650 |  |  | Yes |  | 4 | 4208 | 129 | 32.7 | 14.4 | 0.89 | 5149 | 84.3
P6MS74PW | Energy Solutions International | ESI | F-14VX-N4SG2-50-[Dblank] | Indoor Luminaires | Linear Ambient | Direct Linear Ambient Luminaires | Premium | FALSE | [9 empty] | 42650 |  |  | Yes |  | 4 | 4051 | 148 | 27.4 | 14.4 | 0.89 | 5149 | 84.3
P5J2526U | Energy Solutions International | ESI | F-18VX-N4LG2-50-FR-[Dblank] | Indoor Luminaires | Linear Ambient | Direct Linear Ambient Luminaires | Premium | FALSE | [9 empty] | 42650 |  |  | Yes |  | 4 | 3949 | 135 | 29.4 | 14.4 | 0.89 | 5149 | 84.3
PRQ7R9TE | Energy Solutions International | ESI | F-14VX-N4HG2-50-FR-[Dblank] | Indoor Luminaires | Linear Ambient | Direct Linear Ambient Luminaires | Premium | FALSE | [9 empty] | 42650 |  |  | Yes |  | 4 | 3883 | 131 | 29.7 | 14.4 | 0.89 | 5149 | 84.3
PG5HKQTG | Energy Solutions International | ESI | F-18VX-N4LLG2-50-[Dblank] | Indoor Luminaires | Linear Ambient | Direct Linear Ambient Luminaires | Premium | FALSE | [9 empty] | 42650 |  |  | Yes |  | 4 | 3731 | 152 | 24.5 | 14.4 | 0.89 | 5149 | 84.3
PW369ZX2 | Energy Solutions International | ESI | F-14VX-N4SG2-50-FR-[Dblank] | Indoor Luminaires | Linear Ambient | Direct Linear Ambient Luminaires | Premium | FALSE | [9 empty] | 42650 |  |  | Yes |  | 4 | 3597 | 131 | 27.4 | 14.4 | 0.89 | 5149 | 84.3
PQEZTWGD | Energy Solutions International | ESI | F-14VX-N4MG2-50-[Dblank] | Indoor Luminaires | Linear Ambient | Direct Linear Ambient Luminaires | Premium | FALSE | [9 empty] | 42650 |  |  | Yes |  | 4 | 3541 | 149 | 23.8 | 14.4 | 0.89 | 5149 | 84.3
PK7XZA6J | Energy Solutions International | ESI | F-18VX-N4LLG2-50-FR-[Dblank] | Indoor Luminaires | Linear Ambient | Direct Linear Ambient Luminaires | Premium | FALSE | [9 empty] | 42650 |  |  | Yes |  | 4 | 3314 | 135 | 24.5 | 14.4 | 0.89 | 5149 | 84.3
PHZS93JX | Energy Solutions International | ESI | F-18VX-N4VLG2-50-[Dblank] | Indoor Luminaires | Linear Ambient | Direct Linear Ambient Luminaires | Premium | FALSE | [9 empty] | 42650 |  |  | Yes |  | 4 | 3300 | 153 | 21.6 | 14.4 | 0.89 | 5149 | 84.3
PU813FXE | Energy Solutions International | ESI | F-14VX-N4MG2-50-FR-[Dblank] | Indoor Luminaires | Linear Ambient | Direct Linear Ambient Luminaires | Premium | FALSE | [9 empty] | 42650 |  |  | Yes |  | 4 | 3145 | 132 | 23.8 | 14.4 | 0.89 | 5149 | 84.3
PGVM9E7C | Energy Solutions International | ESI | F-14VX-N4NG2-50-[Dblank] | Indoor Luminaires | Linear Ambient | Direct Linear Ambient Luminaires | Premium | FALSE | [9 empty] | 42650 |  |  | Yes |  | 4 | 3074 | 150 | 20.5 | 14.4 | 0.89 | 5149 | 84.3
PQESUV1E | Energy Solutions International | ESI | F-18VX-N4VLG2-50-FR-[Dblank] | Indoor Luminaires | Linear Ambient | Direct Linear Ambient Luminaires | Premium | FALSE | [9 empty] | 42650 |  |  | Yes |  | 4 | 2931 | 135 | 21.6 | 14.4 | 0.89 | 5149 | 84.3
PVT6TMKT | Energy Solutions International | ESI | F-14VX-N4NG2-50-FR-[Dblank] | Indoor Luminaires | Linear Ambient | Direct Linear Ambient Luminaires | Premium | FALSE | [9 empty] | 42650 |  |  | Yes |  | 4 | 2730 | 133 | 20.5 | 14.4 | 0.89 | 5149 | 84.3
PMNJPQ47 | Energy Solutions International | ESI | F-14VX-N4LG2-50-[Dblank] | Indoor Luminaires | Linear Ambient | Direct Linear Ambient Luminaires | Premium | FALSE | [9 empty] | 42650 |  |  | Yes |  | 4 | 2318 | 151 | 15.3 | 14.4 | 0.89 | 5149 | 84.3
PAHQ9GUQ | Energy Solutions International | ESI | F-18VX-N4VG2-40-[Dblank] | Indoor Luminaires | Linear Ambient | Direct Linear Ambient Luminaires | Premium | FALSE | [9 empty] | 42650 |  |  | Yes |  | 4 | 9476 | 147 | 64.6 | 14.4 | 0.89 | 4000 | 84.2
PZVR9ENQ | Energy Solutions International | ESI | F-18VX-N4HG2-40-[Dblank] | Indoor Luminaires | Linear Ambient | Direct Linear Ambient Luminaires | Premium | FALSE | [9 empty] | 42650 |  |  | Yes |  | 4 | 8837 | 147 | 60 | 14.4 | 0.89 | 4000 | 84.2
PR6DNTQQ | Energy Solutions International | ESI | F-18VX-N4VG2-40-FR-[Dblank] | Indoor Luminaires | Linear Ambient | Direct Linear Ambient Luminaires | Premium | FALSE | [9 empty] | 42650 |  |  | Yes |  | 4 | 8416 | 129 | 65.4 | 14.4 | 0.89 | 4000 | 84.2
PCCCXSKR | Energy Solutions International | ESI | F-18VX-N4SG2-40-[Dblank] | Indoor Luminaires | Linear Ambient | Direct Linear Ambient Luminaires | Premium | FALSE | [9 empty] | 42650 |  |  | Yes |  | 4 | 8194 | 148 | 55.4 | 14.4 | 0.89 | 4000 | 84.2
PPFUV63E | Energy Solutions International | ESI | F-18VX-N4HG2-40-FR-[Dblank] | Indoor Luminaires | Linear Ambient | Direct Linear Ambient Luminaires | Premium | FALSE | [9 empty] | 42650 |  |  | Yes |  | 4 | 7848 | 131 | 60 | 14.4 | 0.89 | 4000 | 84.2
PMJP88XR | Energy Solutions International | ESI | F-18VX-N4SG2-40-FR-[Dblank] | Indoor Luminaires | Linear Ambient | Direct Linear Ambient Luminaires | Premium | FALSE | [9 empty] | 42650 |  |  | Yes |  | 4 | 7277 | 131 | 55.4 | 14.4 | 0.89 | 4000 | 84.2
PRAY16GZ | Energy Solutions International | ESI | F-18VX-N4MG2-40-[Dblank] | Indoor Luminaires | Linear Ambient | Direct Linear Ambient Luminaires | Premium | FALSE | [9 empty] | 42650 |  |  | Yes |  | 4 | 7082 | 149 | 47.5 | 14.4 | 0.89 | 4000 | 84.2
PSKR7NT7 | Energy Solutions International | ESI | F-18VX-N4MG2-40-FR-[Dblank] | Indoor Luminaires | Linear Ambient | Direct Linear Ambient Luminaires | Premium | FALSE | [9 empty] | 42650 |  |  | Yes |  | 4 | 6290 | 132 | 47.5 | 14.4 | 0.89 | 4000 | 84.2
P6773DPP | Energy Solutions International | ESI | F-18VX-N4NG2-40-[Dblank] | Indoor Luminaires | Linear Ambient | Direct Linear Ambient Luminaires | Premium | FALSE | [9 empty] | 42650 |  |  | Yes |  | 4 | 6007 | 150 | 40 | 14.4 | 0.89 | 4000 | 84.2
P5HYP1RG | Energy Solutions International | ESI | F-18VX-N4NLG2-40-[Dblank] | Indoor Luminaires | Linear Ambient | Direct Linear Ambient Luminaires | Premium | FALSE | [9 empty] | 42650 |  |  | Yes |  | 4 | 5583 | 150 | 37.1 | 14.4 | 0.89 | 4000 | 84.2
PX54JA14 | Energy Solutions International | ESI | F-18VX-N4NG2-40-FR-[Dblank] | Indoor Luminaires | Linear Ambient | Direct Linear Ambient Luminaires | Premium | FALSE | [9 empty] | 42650 |  |  | Yes |  | 4 | 5334 | 133 | 40 | 14.4 | 0.89 | 4000 | 84.2
PH54V46B | Energy Solutions International | ESI | F-18VX-N4NLG2-40-FR-[Dblank] | Indoor Luminaires | Linear Ambient | Direct Linear Ambient Luminaires | Premium | FALSE | [9 empty] | 42650 |  |  | Yes |  | 4 | 4958 | 134 | 37.1 | 14.4 | 0.89 | 4000 | 84.2
P3GW33SK | Energy Solutions International | ESI | F-14VX-N4VG2-40-[Dblank] | Indoor Luminaires | Linear Ambient | Direct Linear Ambient Luminaires | Premium | FALSE | [9 empty] | 42650 |  |  | Yes |  | 4 | 4737 | 145 | 32.7 | 14.4 | 0.89 | 4000 | 84.2
PF8YZCX4 | Energy Solutions International | ESI | F-18VX-N4LG2-40-[Dblank] | Indoor Luminaires | Linear Ambient | Direct Linear Ambient Luminaires | Premium | FALSE | [9 empty] | 42650 |  |  | Yes |  | 4 | 4447 | 151 | 29.4 | 14.4 | 0.89 | 4000 | 84.2
PRXRUZ9V | Energy Solutions International | ESI | F-14VX-N4HG2-40-[Dblank] | Indoor Luminaires | Linear Ambient | Direct Linear Ambient Luminaires | Premium | FALSE | [9 empty] | 42650 |  |  | Yes |  | 4 | 4373 | 147 | 29.7 | 14.4 | 0.89 | 4000 | 84.2
PD2S12R8 | Energy Solutions International | ESI | F-14VX-N4VG2-40-FR-[Dblank] | Indoor Luminaires | Linear Ambient | Direct Linear Ambient Luminaires | Premium | FALSE | [9 empty] | 42650 |  |  | Yes |  | 4 | 4208 | 129 | 32.7 | 14.4 | 0.89 | 4000 | 84.2
P27PJ75S | Energy Solutions International | ESI | F-14VX-N4SG2-40-[Dblank] | Indoor Luminaires | Linear Ambient | Direct Linear Ambient Luminaires | Premium | FALSE | [9 empty] | 42650 |  |  | Yes |  | 4 | 4051 | 148 | 27.4 | 14.4 | 0.89 | 4000 | 84.2
PW9GFZ32 | Energy Solutions International | ESI | F-18VX-N4LG2-40-FR-[Dblank] | Indoor Luminaires | Linear Ambient | Direct Linear Ambient Luminaires | Premium | FALSE | [9 empty] | 42650 |  |  | Yes |  | 4 | 3949 | 135 | 29.4 | 14.4 | 0.89 | 4000 | 84.2
PVE1EYP9 | Energy Solutions International | ESI | F-14VX-N4HG2-40-FR-[Dblank] | Indoor Luminaires | Linear Ambient | Direct Linear Ambient Luminaires | Premium | FALSE | [9 empty] | 42650 |  |  | Yes |  | 4 | 3883 | 131 | 29.7 | 14.4 | 0.89 | 4000 | 84.2
P3D824V1 | Energy Solutions International | ESI | F-18VX-N4LLG2-40-[Dblank] | Indoor Luminaires | Linear Ambient | Direct Linear Ambient Luminaires | Premium | FALSE | [9 empty] | 42650 |  |  | Yes |  | 4 | 3731 | 152 | 24.5 | 14.4 | 0.89 | 4000 | 84.2
P7V6XG9Z | Energy Solutions International | ESI | F-14VX-N4SG2-40-FR-[Dblank] | Indoor Luminaires | Linear Ambient | Direct Linear Ambient Luminaires | Premium | FALSE | [9 empty] | 42650 |  |  | Yes |  | 4 | 3597 | 131 | 27.4 | 14.4 | 0.89 | 4000 | 84.2
PX7T6NA3 | Energy Solutions International | ESI | F-14VX-N4MG2-40-[Dblank] | Indoor Luminaires | Linear Ambient | Direct Linear Ambient Luminaires | Premium | FALSE | [9 empty] | 42650 |  |  | Yes |  | 4 | 3541 | 149 | 23.8 | 14.4 | 0.89 | 4000 | 84.2
PWV3Q1CQ | Energy Solutions International | ESI | F-18VX-N4LLG2-40-FR-[Dblank] | Indoor Luminaires | Linear Ambient | Direct Linear Ambient Luminaires | Premium | FALSE | [9 empty] | 42650 |  |  | Yes |  | 4 | 3314 | 135 | 24.5 | 14.4 | 0.89 | 4000 | 84.2
PW8MUG16 | Energy Solutions International | ESI | F-18VX-N4VLG2-40-[Dblank] | Indoor Luminaires | Linear Ambient | Direct Linear Ambient Luminaires | Premium | FALSE | [9 empty] | 42650 |  |  | Yes |  | 4 | 3300 | 153 | 21.6 | 14.4 | 0.89 | 4000 | 84.2
PCYXD81E | Energy Solutions International | ESI | F-14VX-N4MG2-40-FR-[Dblank] | Indoor Luminaires | Linear Ambient | Direct Linear Ambient Luminaires | Premium | FALSE | [9 empty] | 42650 |  |  | Yes |  | 4 | 3145 | 132 | 23.8 | 14.4 | 0.89 | 4000 | 84.2
PJ56GKF7 | Energy Solutions International | ESI | F-14VX-N4NG2-40-[Dblank] | Indoor Luminaires | Linear Ambient | Direct Linear Ambient Luminaires | Premium | FALSE | [9 empty] | 42650 |  |  | Yes |  | 4 | 3074 | 150 | 20.5 | 14.4 | 0.89 | 4000 | 84.2
PFCSZ23N | Energy Solutions International | ESI | F-18VX-N4VLG2-40-FR-[Dblank] | Indoor Luminaires | Linear Ambient | Direct Linear Ambient Luminaires | Premium | FALSE | [9 empty] | 42650 |  |  | Yes |  | 4 | 2931 | 135 | 21.6 | 14.4 | 0.89 | 4000 | 84.2
P49AFS7M | Energy Solutions International | ESI | F-14VX-N4NG2-40-FR-[Dblank] | Indoor Luminaires | Linear Ambient | Direct Linear Ambient Luminaires | Premium | FALSE | [9 empty] | 42650 |  |  | Yes |  | 4 | 2730 | 133 | 20.5 | 14.4 | 0.89 | 4000 | 84.2
PNCUQXAU | Energy Solutions International | ESI | F-14VX-N4LG2-40-[Dblank] | Indoor Luminaires | Linear Ambient | Direct Linear Ambient Luminaires | Premium | FALSE | [9 empty] | 42650 |  |  | Yes |  | 4 | 2318 | 151 | 15.3 | 14.4 | 0.89 | 4000 | 84.2
PPRRQ8TS | Energy Solutions International | ESI | F-14VX-N4LG2-40-FR-[Dblank] | Indoor Luminaires | Linear Ambient | Direct Linear Ambient Luminaires | Premium | FALSE | [9 empty] | 42650 |  |  | Yes |  | 4 | 2059 | 134 | 15.3 | 14.4 | 0.89 | 4000 | 84.2
P8VDP7H5 | Energy Solutions International | ESI | F-18VX-N4VG2-35-[Dblank] | Indoor Luminaires | Linear Ambient | Direct Linear Ambient Luminaires | Premium | FALSE | [9 empty] | 42650 |  |  | Yes |  | 4 | 9476 | 147 | 64.6 | 14.4 | 0.89 | 3577 | 84.1
P6HBHGZ3 | Energy Solutions International | ESI | F-18VX-N4HG2-35-[Dblank] | Indoor Luminaires | Linear Ambient | Direct Linear Ambient Luminaires | Premium | FALSE | [9 empty] | 42650 |  |  | Yes |  | 4 | 8837 | 147 | 60 | 14.4 | 0.89 | 3577 | 84.1
PAB8P5S4 | Energy Solutions International | ESI | F-18VX-N4VG2-35-FR-[Dblank] | Indoor Luminaires | Linear Ambient | Direct Linear Ambient Luminaires | Premium | FALSE | [9 empty] | 42650 |  |  | Yes |  | 4 | 8416 | 129 | 65.4 | 14.4 | 0.89 | 3577 | 84.1
PK2WWC3Y | Energy Solutions International | ESI | F-18VX-N4SG2-35-[Dblank] | Indoor Luminaires | Linear Ambient | Direct Linear Ambient Luminaires | Premium | FALSE | [9 empty] | 42650 |  |  | Yes |  | 4 | 8194 | 148 | 55.4 | 14.4 | 0.89 | 3577 | 84.1
PUPMXH6X | Energy Solutions International | ESI | F-18VX-N4HG2-35-FR-[Dblank] | Indoor Luminaires | Linear Ambient | Direct Linear Ambient Luminaires | Premium | FALSE | [9 empty] | 42650 |  |  | Yes |  | 4 | 7848 | 131 | 60 | 14.4 | 0.89 | 3577 | 84.1
P9AM4EG4 | Energy Solutions International | ESI | F-18VX-N4SG2-35-FR-[Dblank] | Indoor Luminaires | Linear Ambient | Direct Linear Ambient Luminaires | Premium | FALSE | [9 empty] | 42650 |  |  | Yes |  | 4 | 7277 | 131 | 55.4 | 14.4 | 0.89 | 3577 | 84.1
P1AMNGXR | Energy Solutions International | ESI | F-18VX-N4MG2-35-[Dblank] | Indoor Luminaires | Linear Ambient | Direct Linear Ambient Luminaires | Premium | FALSE | [9 empty] | 42650 |  |  | Yes |  | 4 | 7082 | 149 | 47.5 | 14.4 | 0.89 | 3577 | 84.1
PENW671K | Energy Solutions International | ESI | F-18VX-N4MG2-35-FR-[Dblank] | Indoor Luminaires | Linear Ambient | Direct Linear Ambient Luminaires | Premium | FALSE | [9 empty] | 42650 |  |  | Yes |  | 4 | 6290 | 132 | 47.5 | 14.4 | 0.89 | 3577 | 84.1
PFJB287E | Energy Solutions International | ESI | F-18VX-N4NG2-35-[Dblank] | Indoor Luminaires | Linear Ambient | Direct Linear Ambient Luminaires | Premium | FALSE | [9 empty] | 42650 |  |  | Yes |  | 4 | 6007 | 150 | 40 | 14.4 | 0.89 | 3577 | 84.1
P5N3PEFB | Energy Solutions International | ESI | F-18VX-N4NLG2-35-[Dblank] | Indoor Luminaires | Linear Ambient | Direct Linear Ambient Luminaires | Premium | FALSE | [9 empty] | 42650 |  |  | Yes |  | 4 | 5583 | 150 | 37.1 | 14.4 | 0.89 | 3577 | 84.1
PVWHAJXR | Energy Solutions International | ESI | F-18VX-N4NG2-35-FR-[Dblank] | Indoor Luminaires | Linear Ambient | Direct Linear Ambient Luminaires | Premium | FALSE | [9 empty] | 42650 |  |  | Yes |  | 4 | 5334 | 133 | 40 | 14.4 | 0.89 | 3577 | 84.1
PTZKA17D | Energy Solutions International | ESI | F-18VX-N4NLG2-35-FR-[Dblank] | Indoor Luminaires | Linear Ambient | Direct Linear Ambient Luminaires | Premium | FALSE | [9 empty] | 42650 |  |  | Yes |  | 4 | 4958 | 134 | 37.1 | 14.4 | 0.89 | 3577 | 84.1
PAEWRFMT | Energy Solutions International | ESI | F-14VX-N4VG2-35-[Dblank] | Indoor Luminaires | Linear Ambient | Direct Linear Ambient Luminaires | Premium | FALSE | [9 empty] | 42650 |  |  | Yes |  | 4 | 4737 | 145 | 32.7 | 14.4 | 0.89 | 3577 | 84.1
PHKHV2PC | Energy Solutions International | ESI | F-18VX-N4LG2-35-[Dblank] | Indoor Luminaires | Linear Ambient | Direct Linear Ambient Luminaires | Premium | FALSE | [9 empty] | 42650 |  |  | Yes |  | 4 | 4447 | 151 | 29.4 | 14.4 | 0.89 | 3577 | 84.1
P7NM7ED3 | Energy Solutions International | ESI | F-14VX-N4HG2-35-[Dblank] | Indoor Luminaires | Linear Ambient | Direct Linear Ambient Luminaires | Premium | FALSE | [9 empty] | 42650 |  |  | Yes |  | 4 | 4373 | 147 | 29.7 | 14.4 | 0.89 | 3577 | 84.1
PHYHN4WE | Energy Solutions International | ESI | F-14VX-N4SG2-35-[Dblank] | Indoor Luminaires | Linear Ambient | Direct Linear Ambient Luminaires | Premium | FALSE | [9 empty] | 42650 |  |  | Yes |  | 4 | 4051 | 148 | 27.4 | 14.4 | 0.89 | 3577 | 84.1
PMQ1H13Y | Energy Solutions International | ESI | F-18VX-N4LG2-35-FR-[Dblank] | Indoor Luminaires | Linear Ambient | Direct Linear Ambient Luminaires | Premium | FALSE | [9 empty] | 42650 |  |  | Yes |  | 4 | 3949 | 135 | 29.4 | 14.4 | 0.89 | 3577 | 84.1
PKPBTFFA | Energy Solutions International | ESI | F-14VX-N4HG2-35-FR-[Dblank] | Indoor Luminaires | Linear Ambient | Direct Linear Ambient Luminaires | Premium | FALSE | [9 empty] | 42650 |  |  | Yes |  | 4 | 3883 | 131 | 29.7 | 14.4 | 0.89 | 3577 | 84.1
PQ526SJV | Energy Solutions International | ESI | F-18VX-N4LLG2-35-[Dblank] | Indoor Luminaires | Linear Ambient | Direct Linear Ambient Luminaires | Premium | FALSE | [9 empty] | 42650 |  |  | Yes |  | 4 | 3731 | 152 | 24.5 | 14.4 | 0.89 | 3577 | 84.1
PPUEA673 | Energy Solutions International | ESI | F-14VX-N4SG2-35-FR-[Dblank] | Indoor Luminaires | Linear Ambient | Direct Linear Ambient Luminaires | Premium | FALSE | [9 empty] | 42650 |  |  | Yes |  | 4 | 3597 | 131 | 27.4 | 14.4 | 0.89 | 3577 | 84.1
P3U76Q6K | Energy Solutions International | ESI | F-14VX-N4MG2-35-[Dblank] | Indoor Luminaires | Linear Ambient | Direct Linear Ambient Luminaires | Premium | FALSE | [9 empty] | 42650 |  |  | Yes |  | 4 | 3541 | 149 | 23.8 | 14.4 | 0.89 | 3577 | 84.1
PP9TZEWG | Energy Solutions International | ESI | F-18VX-N4LLG2-35-FR-[Dblank] | Indoor Luminaires | Linear Ambient | Direct Linear Ambient Luminaires | Premium | FALSE | [9 empty] | 42650 |  |  | Yes |  | 4 | 3314 | 135 | 24.5 | 14.4 | 0.89 | 3577 | 84.1
PJ71G679 | Energy Solutions International | ESI | F-18VX-N4VLG2-35-[Dblank] | Indoor Luminaires | Linear Ambient | Direct Linear Ambient Luminaires | Premium | FALSE | [9 empty] | 42650 |  |  | Yes |  | 4 | 3300 | 153 | 21.6 | 14.4 | 0.89 | 3577 | 84.1
PN9V7M7M | Energy Solutions International | ESI | F-14VX-N4MG2-35-FR-[Dblank] | Indoor Luminaires | Linear Ambient | Direct Linear Ambient Luminaires | Premium | FALSE | [9 empty] | 42650 |  |  | Yes |  | 4 | 3145 | 132 | 23.8 | 14.4 | 0.89 | 3577 | 84.1
PKRHNNZZ | Energy Solutions International | ESI | F-14VX-N4NG2-35-[Dblank] | Indoor Luminaires | Linear Ambient | Direct Linear Ambient Luminaires | Premium | FALSE | [9 empty] | 42650 |  |  | Yes |  | 4 | 3074 | 150 | 20.5 | 14.4 | 0.89 | 3577 | 84.1
PBVP4MW8 | Energy Solutions International | ESI | F-14VX-N4NG2-35-FR-[Dblank] | Indoor Luminaires | Linear Ambient | Direct Linear Ambient Luminaires | Premium | FALSE | [9 empty] | 42650 |  |  | Yes |  | 4 | 2730 | 133 | 20.5 | 14.4 | 0.89 | 3577 | 84.1
PD5NB5M7 | Energy Solutions International | ESI | F-14VX-N4LG2-35-[Dblank] | Indoor Luminaires | Linear Ambient | Direct Linear Ambient Luminaires | Premium | FALSE | [9 empty] | 42650 |  |  | Yes |  | 4 | 2318 | 151 | 15.3 | 14.4 | 0.89 | 3577 | 84.1
P9NUKS4J | Energy Solutions International | ESI | F-14VX-N4LG2-35-FR-[Dblank] | Indoor Luminaires | Linear Ambient | Direct Linear Ambient Luminaires | Premium | FALSE | [9 empty] | 42650 |  |  | Yes |  | 4 | 2059 | 134 | 15.3 | 14.4 | 0.89 | 3577 | 84.1
PQDK8CAT | EELP INC. | EELP Lighting | VLST1-B-30L-QT-50K | Indoor Luminaires | Linear Ambient | Direct Linear Ambient Luminaires | Standard | FALSE | [9 empty] | 42650 | Dimmable | Continuous Below 10 | No |  | 3.1 | 2700 | 90 | 30 | 17.6 | 0.9 | 5000 | 85
PKEQNR2Z | EELP INC. | EELP Lighting | VLST1-B-39L-QT-50K | Indoor Luminaires | Linear Ambient | Direct Linear Ambient Luminaires | Standard | FALSE | [9 empty] | 42650 | Dimmable | Continuous Below 10 | No |  | 4 | 4000 | 95.2 | 42 | 15.21 | 0.9 | 5000 | 80
PPMJ8EPF | Ampco Lighting Ltd | Ampco | STC-48-M-UV(4000K) | Indoor Luminaires | Linear Ambient | Direct Linear Ambient Luminaires | Standard | TRUE | 5693.63 | 103.03 | 55.26 | 7.71 | 0.996 | 4095 | 83.5 | 5 | 50000 | 42649 |  |  | No |  | 4 | 5600 | 112 | 50 | 15 | 0.9 | 4000 | 80
PEV8Y2GS | Lumax Lighting | Lumax Lighting | CNLED31L4K48-9FAF | Indoor Luminaires | Linear Ambient | Direct Linear Ambient Luminaires | Standard | TRUE | 3246 | 102.6 | 31.63 | 10.5 | 0.971 | 4119 | 86.2 | 5 | 50000 | 42649 |  |  | Yes |  | 4 | 3246 | 102.72 | 31.6 | 10.5 | 0.97 | 4000 | 80
PYDSPNJN | Lumax Lighting | Lumax Lighting | CNLED22L4K48-9FAF | Indoor Luminaires | Linear Ambient | Direct Linear Ambient Luminaires | Standard | TRUE | 2369 | 116.7 | 20.3 | 10.5 | 0.971 | 4119 | 86.2 | 5 | 50000 | 42649 |  |  | Yes |  | 4 | 2369 | 116.69 | 20.3 | 11 | 0.96 | 4000 | 80
PVXYTJY2 | Hyperikon Inc. | Hyperikon | HyperVapor40-4F-40 | Indoor Luminaires | Linear Ambient | Direct Linear Ambient Luminaires | Standard | TRUE | 4376.65 | 113.25 | 38.65 | 10.2 | 0.963 | 4075 | 84.5 | 5 | 50000 | 42649 |  |  | No |  | 4 | 4100 | 102.5 | 40 | 10.2 | 0.96 | 4000 | 80
PKNK29CM | Hyperikon Inc. | Hyperikon | HyperVapor40-4C-40 | Indoor Luminaires | Linear Ambient | Direct Linear Ambient Luminaires | Standard | TRUE | 4958.65 | 128.36 | 38.63 | 10.2 | 0.962 | 4092 | 83.9 | 5 | 50000 | 42649 |  |  | No |  | 4 | 4100 | 102.5 | 40 | 10.2 | 0.96 | 4000 | 80
PJR85AZG | Hyperikon Inc. | Hyperikon | HyperVapor70-4F-40 | Indoor Luminaires | Linear Ambient | Direct Linear Ambient Luminaires | Standard | TRUE | 6624.92 | 104.63 | 63.22 | 14.3 | 0.949 | 4053 | 83.8 | 5 | 50000 | 42649 |  |  | No |  | 4 | 7150 | 102 | 70 | 14 | 0.95 | 4000 | 80
P5VA5DT9 | Hyperikon Inc. | Hyperikon | HyperVapor70-4C-40 | Indoor Luminaires | Linear Ambient | Direct Linear Ambient Luminaires | Standard | TRUE | 7455.86 | 117.6 | 63.4 | 14 | 0.949 | 4082 | 83.7 | 5 | 50000 | 42649 |  |  | No |  | 4 | 7150 | 102 | 70 | 14 | 0.95 | 4000 | 80
PQKR926T | Lumax Lighting | Lumax Lighting | CNLED40L4K48-9FAR | Indoor Luminaires | Linear Ambient | Direct Linear Ambient Luminaires | Standard | FALSE | [9 empty] | 42649 |  |  | Yes |  | 4 | 4205 | 123.31 | 34.1 | 11 | 0.96 | 4000 | 80
PVRTMMMS | Lumax Lighting | Lumax Lighting | CNLED37L4K48-9FAF | Indoor Luminaires | Linear Ambient | Direct Linear Ambient Luminaires | Standard | FALSE | [9 empty] | 42649 |  |  | Yes |  | 4 | 3966 | 116.3 | 34.1 | 11 | 0.96 | 4000 | 80
P7QU9TVY | Lumax Lighting | Lumax Lighting | CNLED23L4K48-9FAR | Indoor Luminaires | Linear Ambient | Direct Linear Ambient Luminaires | Standard | FALSE | [9 empty] | 42649 |  |  | Yes |  | 4 | 2410 | 115.31 | 20.9 | 11 | 0.96 | 4000 | 80
PUBTBS47 | Lumax Lighting | Lumax Lighting | CNLED33L4K48-9FAR | Indoor Luminaires | Linear Ambient | Direct Linear Ambient Luminaires | Standard | FALSE | [9 empty] | 42649 |  |  | Yes |  | 4 | 3461 | 110.22 | 31.4 | 10.5 | 0.97 | 4000 | 80
PFNJ7WEM | Lumax Lighting | Lumax Lighting | CNLED103L4K96-9FAR | Indoor Luminaires | Linear Ambient | Direct Linear Ambient Luminaires | Standard | FALSE | [9 empty] | 42649 |  |  | Yes |  | 4 | 10828 | 118.85 | 91.1 | 10.1 | 0.98 | 4000 | 80
PTH5MPRC | Lumax Lighting | Lumax Lighting | CNLED97L4K96-9FAF | Indoor Luminaires | Linear Ambient | Direct Linear Ambient Luminaires | Standard | FALSE | [9 empty] | 42649 |  |  | Yes |  | 4 | 10213 | 112.1 | 91.1 | 10.1 | 0.98 | 4000 | 80
PWZ74978 | Lumax Lighting | Lumax Lighting | CNLED80L4K96-9FAR | Indoor Luminaires | Linear Ambient | Direct Linear Ambient Luminaires | Standard | FALSE | [9 empty] | 42649 |  |  | Yes |  | 4 | 8410 | 123.31 | 68.2 | 9.73 | 0.99 | 4000 | 80
PXAH6MVW | Lumax Lighting | Lumax Lighting | CNLED75L4K96-9FAF | Indoor Luminaires | Linear Ambient | Direct Linear Ambient Luminaires | Standard | FALSE | [9 empty] | 42649 |  |  | Yes |  | 4 | 7932 | 116.3 | 68.2 | 9.73 | 0.99 | 4000 | 80
PPDMFPE8 | Lumax Lighting | Lumax Lighting | CNLED115L4K96-9FAR | Indoor Luminaires | Linear Ambient | Direct Linear Ambient Luminaires | Standard | FALSE | [9 empty] | 42649 |  |  | Yes |  | 4 | 12113 | 114.27 | 106 | 8.05 | 0.98 | 4000 | 80
P1YUK7JX | Lumax Lighting | Lumax Lighting | CNLED109L4K96-9FAF | Indoor Luminaires | Linear Ambient | Direct Linear Ambient Luminaires | Standard | FALSE | [9 empty] | 42649 |  |  | Yes |  | 4 | 11425 | 107.78 | 106 | 8.05 | 0.98 | 4000 | 80
P8GU9MZ1 | Lumax Lighting | Lumax Lighting | CNLED57L4K48-9FAR | Indoor Luminaires | Linear Ambient | Direct Linear Ambient Luminaires | Standard | FALSE | [9 empty] | 42649 |  |  | Yes |  | 4 | 6057 | 114.28 | 53 | 8.05 | 0.98 | 4000 | 80
PAGC5P22 | Lumax Lighting | Lumax Lighting | CNLED54L4K48-9FAF | Indoor Luminaires | Linear Ambient | Direct Linear Ambient Luminaires | Standard | FALSE | [9 empty] | 42649 |  |  | Yes |  | 4 | 5712 | 107.77 | 53 | 8.05 | 0.98 | 4000 | 80
PMN52RA1 | Lumax Lighting | Lumax Lighting | CNLED48L4K96-9FAR | Indoor Luminaires | Linear Ambient | Direct Linear Ambient Luminaires | Standard | FALSE | [9 empty] | 42649 |  |  | Yes |  | 4 | 5119 | 116.6 | 43.9 | 7.86 | 0.97 | 4000 | 80
PSA7FZ1Y | Lumax Lighting | Lumax Lighting | CNLED46L4K96-9FAF | Indoor Luminaires | Linear Ambient | Direct Linear Ambient Luminaires | Standard | FALSE | [9 empty] | 42649 |  |  | Yes |  | 4 | 4829 | 110 | 43.9 | 7.86 | 0.97 | 4000 | 80
PPJEVGJT | Hyperikon Inc. | Hyperikon | HyperVapor70-4C-50 | Indoor Luminaires | Linear Ambient | Direct Linear Ambient Luminaires | Standard | FALSE | [9 empty] | 42649 |  |  | No |  | 4 | 7150 | 102 | 70 | 14 | 0.95 | 5000 | 80
PGUU7Z8U | Hyperikon Inc. | Hyperikon | HyperVapor70-4F-50 | Indoor Luminaires | Linear Ambient | Direct Linear Ambient Luminaires | Standard | FALSE | [9 empty] | 42649 |  |  | No |  | 4 | 7150 | 102 | 70 | 14 | 0.95 | 5000 | 80
PZCVKV81 | Hyperikon Inc. | Hyperikon | HyperVapor40-4C-50 | Indoor Luminaires | Linear Ambient | Direct Linear Ambient Luminaires | Standard | FALSE | [9 empty] | 42649 |  |  | No |  | 4 | 4100 | 102.5 | 40 | 10.2 | 0.96 | 5000 | 80
PKWVMMMJ | Hyperikon Inc. | Hyperikon | HyperVapor40-4F-50 | Indoor Luminaires | Linear Ambient | Direct Linear Ambient Luminaires | Standard | FALSE | [9 empty] | 42649 |  |  | No |  | 4 | 4100 | 102.5 | 40 | 10.2 | 0.96 | 5000 | 80
P3FTNTEZ | Ampco Lighting Ltd | Ampco | STC-48-M-UV(5000K) | Indoor Luminaires | Linear Ambient | Direct Linear Ambient Luminaires | Standard | FALSE | [9 empty] | 42649 | Dimmable | Continuous Below 10 | No |  | 4 | 5600 | 112 | 50 | 15 | 0.9 | 5000 | 80
P7NZ5DF2 | EnviroLux Energy Systems LLC | EnviroLux Energy Systems | EES-LG48-XXXXL-40K-XHD-X-X [120-277V ONLY] | Indoor Luminaires | Linear Ambient | Direct Linear Ambient Luminaires | Standard | TRUE | 6486 | 111.8 | 58 | 1.4 | 0.98 | 4060 | 84 | 5 | 178000 | 42648 |  |  | NotYetVerified |  | 3 | 6700 | 111 | 58 |  |  | 4000 | 84
PQUVYX2Q | EnviroLux Energy Systems LLC | EnviroLux Energy Systems | EES-LSR4-3300L-40K [120-277V ONLY] | Indoor Luminaires | Linear Ambient | Direct Linear Ambient Luminaires | Standard | TRUE | 3349 | 118.3 | 28.3 | 10.4 | 0.91 | 3990 | 84 | 5 | 150000 | 42648 |  |  | NotYetVerified |  | 3 | 3300 | 112 | 26 |  |  | 4000 | 84
PJUYAUNR | EnviroLux Energy Systems LLC | EnviroLux Energy Systems | EES-LG24-XXXXL-40K-XHD-X-X (120-277V ONLY) | Indoor Luminaires | Linear Ambient | Direct Linear Ambient Luminaires | Standard | TRUE | 2088 | 111.7 | 18.7 | 15.3 | 0.9 | 4040 | 84 | 5 | 178000 | 42648 |  |  | NotYetVerified |  | 3 | 2200 |  | 18.7 |  |  | 4000 | 84
P6HHDYXU | EnviroLux Energy Systems LLC | EnviroLux Energy Systems | EES-LG36-XXXXL-40K-XHD-X-X (120-277V ONLY) | Indoor Luminaires | Linear Ambient | Direct Linear Ambient Luminaires | Standard | TRUE | 4210 | 112.3 | 37.5 | 17 | 0.89 | 4050 | 84 | 5 | 178000 | 42648 |  |  | NotYetVerified |  | 3 | 4211.25 | 112.3 | 37.5 | 17 | 0.99 | 4000 | 84
PJXVQ8AA | EnviroLux Energy Systems LLC | EnviroLux Energy Systems | EES-LG55-XXXXL-50K-XHD-X-X (120-277V ONLY) | Indoor Luminaires | Linear Ambient | Direct Linear Ambient Luminaires | Standard | FALSE | [9 empty] | 42648 |  |  | NotYetVerified |  | 3 | 8534.8 | 112.3 | 76 | 17 | 0.99 | 5000 | 84
PEBR526Q | EnviroLux Energy Systems LLC | EnviroLux Energy Systems | EES-LG36-XXXXL-50K-XHD-X-X (120-277V ONLY) | Indoor Luminaires | Linear Ambient | Direct Linear Ambient Luminaires | Standard | FALSE | [9 empty] | 42648 |  |  | NotYetVerified |  | 3 | 4211.25 | 112.3 | 37.5 | 17 | 0.99 | 5000 | 84
PP5XTG8Z | EnviroLux Energy Systems LLC | EnviroLux Energy Systems | EES-LG48-XXXXL-50K-XHD-X-X [120-277V ONLY] | Indoor Luminaires | Linear Ambient | Direct Linear Ambient Luminaires | Standard | FALSE | [9 empty] | 42648 |  |  | NotYetVerified |  | 3 | 6700 | 111 | 58 |  |  | 5000 | 84
P8CVBEZE | EnviroLux Energy Systems LLC | EnviroLux Energy Systems | EES-LSR4-4400L-40K [120-277V ONLY] | Indoor Luminaires | Linear Ambient | Direct Linear Ambient Luminaires | Standard | FALSE | [9 empty] | 42648 |  |  | NotYetVerified |  | 3 | 4400 | 112 | 40 |  |  | 4000 | 84
P8UZWSZ2 | EnviroLux Energy Systems LLC | EnviroLux Energy Systems | EES-LG55-XXXXL-40K-XHD-X-X (120-277V ONLY) | Indoor Luminaires | Linear Ambient | Direct Linear Ambient Luminaires | Standard | FALSE | [9 empty] | 42648 |  |  | NotYetVerified |  | 3 | 8534.8 | 112.3 | 76 | 17 | 0.99 | 4000 | 84
PCAG8D52 | Ampco Lighting Ltd | Ampco | STC-48-L-UV(4000K) | Indoor Luminaires | Linear Ambient | Direct Linear Ambient Luminaires | Standard | TRUE | 4245.04 | 104.28 | 40.71 | 10.3 | 0.993 | 4092 | 84.2 | 5 | 50000 | 42647 |  |  | No |  | 4 | 4300 | 107.5 | 40 | 15 | 0.9 | 4000 | 80
PPQ834K8 | Stanpro Lighting Systems Inc. | Stanpro | L2SSR-48LS2-H/30K | Indoor Luminaires | Linear Ambient | Direct Linear Ambient Luminaires | Standard | TRUE | 4152 | 117.2 | 35.44 | 11.66 | 0.966 | 3046 | 81 | 5 | 50000 | 42647 |  |  | No |  | 4 | 4162 | 117.44 | 35.44 | 13.32 | 0.95 | 3046 | 81
P9W36WVC | Stanpro Lighting Systems Inc. | Stanpro | L2SSR-48LS2-H/30K | Indoor Luminaires | Linear Ambient | Direct Linear Ambient Luminaires | Standard | TRUE | 4152 | 117.2 | 35.44 | 11.66 | 0.966 | 3046 | 81 | 5 | 50000 | 42647 |  |  | No |  | 4 | 4162 | 117.44 | 35.44 | 13.32 | 0.95 | 3046 | 81
PCCMJ2WW | Nexus Electrical (Jiaxing) LTD | Luceco | LSTLXSSXX25MG140D-XX | Indoor Luminaires | Linear Ambient | Direct Linear Ambient Luminaires | Standard | TRUE | 2692.3 | 115.3 | 23.35 | 13.59 | 0.9552 | 3905 | 83.9 | 5 | 50000 | 42647 |  |  | No |  | 4 | 2700 | 117 | 23 | 13.59 | 0.96 | 4000 | 80
PY5V3G31 | Stanpro Lighting Systems Inc. | Stanpro | L2SSR-48LS1-H/50K | Indoor Luminaires | Linear Ambient | Direct Linear Ambient Luminaires | Standard | TRUE | 2829 | 130 | 21.76 | 13.78 | 0.953 | 5209 | 83 | 5 | 50000 | 42647 |  |  | No |  | 4 | 2884 | 132.54 | 21.76 | 13.78 | 0.95 | 5209 | 83
PBUQSXYC | Stanpro Lighting Systems Inc. | Stanpro | L2SSR-48LS1-H/50K | Indoor Luminaires | Linear Ambient | Direct Linear Ambient Luminaires | Standard | TRUE | 2829 | 130 | 21.76 | 13.78 | 0.953 | 5209 | 83 | 5 | 50000 | 42647 |  |  | No |  | 4 | 2884 | 132.54 | 21.76 | 13.78 | 0.95 | 5209 | 83
PXEAT8VN | Stanpro Lighting Systems Inc. | Stanpro | L2SSR-48LS1-H/30K | Indoor Luminaires | Linear Ambient | Direct Linear Ambient Luminaires | Standard | TRUE | 2593 | 119.2 | 21.75 | 13.32 | 0.953 | 3046 | 81 | 5 | 50000 | 42647 |  |  | No |  | 4 | 2674 | 122.89 | 21.76 | 13.32 | 0.95 | 3046 | 81
PJF27B1S | Stanpro Lighting Systems Inc. | Stanpro | L2SSR-48LS1-H/30K | Indoor Luminaires | Linear Ambient | Direct Linear Ambient Luminaires | Standard | TRUE | 2593 | 119.2 | 21.75 | 13.32 | 0.953 | 3046 | 81 | 5 | 50000 | 42647 |  |  | No |  | 4 | 2674 | 122.89 | 21.76 | 13.32 | 0.95 | 3046 | 81
P7M4ZZ44 | Ampco Lighting Ltd | Ampco | STC-48-M-3Q(4000K) | Indoor Luminaires | Linear Ambient | Direct Linear Ambient Luminaires | Standard | TRUE | 5494.98 | 108.55 | 50.62 | 18.21 | 0.953 | 4069 | 84.1 | 5 | 50000 | 42647 |  |  | No |  | 4 | 5600 | 112 | 50 | 15 | 0.9 | 4000 | 80
PZNY76JZ | Universal Lighting Technologies | Everline | STRP448-28W830-U | Indoor Luminaires | Linear Ambient | Direct Linear Ambient Luminaires | Standard | TRUE | 3332 | 124.8 | 26.7 | 6.5 | 0.95 | 3100 | 84 | 5 | 50000 | 42647 |  |  | NotYetVerified |  | 3.1 | 3332 | 125 | 27 | 5.65 | 0.996 | 3000 | 84
PYA3PD54 | Fluxwerx Illumination Inc | Fluxwerx | VU1xAD30x04xF1M | Indoor Luminaires | Linear Ambient | Linear Ambient Luminaires w/ Indirect component | Standard | TRUE | 4795 | 102.1 | 46.95 | 13.9 | 0.948 | 3012 | 82.7 | 5 | 200000 | 42647 |  |  | No |  | 4 | 4795 | 102.1 | 46.95 | 14.6 | 0.94 | 3012 | 82.7
PAPEVCWM | Fluxwerx Illumination Inc | Fluxwerx | VU1xAD40x04xF1M | Indoor Luminaires | Linear Ambient | Linear Ambient Luminaires w/ Indirect component | Standard | TRUE | 5235 | 111.9 | 46.78 | 14.6 | 0.944 | 3974 | 84.4 | 5 | 200000 | 42647 |  |  | No |  | 4 | 5235 | 111.9 | 46.78 | 14.6 | 0.94 | 3974 | 84.4
P2Q799BA | Ampco Lighting Ltd | Ampco | STC-48-L-3Q(4000K) | Indoor Luminaires | Linear Ambient | Direct Linear Ambient Luminaires | Standard | TRUE | 4344.31 | 108.61 | 40 | 15.27 | 0.94 | 4069 | 84.1 | 5 | 50000 | 42647 |  |  | No |  | 4 | 4300 | 107.5 | 40 | 15 | 0.9 | 4000 | 80
PEZ94AGY | Jiangmen OGJG Lighting and Electronic Co. Ltd. | OGJG Lighting | OG-LED30-RK-D40 | Indoor Luminaires | Linear Ambient | Direct Linear Ambient Luminaires | Standard | TRUE | 3703.5 | 134.75 | 27.48 | 18.84 | 0.9323 | 4051 | 84.5 | 5 | 50000 | 42647 |  |  | NotYetVerified |  | 4 | 3150 | 105 | 30 | 18.84 | 0.9 | 4000 | 84
PRPQKXYH | Kason Industries Inc | Kason | 11810LE4000 | Indoor Luminaires | Linear Ambient | Direct Linear Ambient Luminaires | Standard | TRUE | 3917.7 | 85.63 | 45.76 | 16.3 | 0.93 | 3993 | 85.8 | 5 | 50000 | 42647 |  |  | NotYetVerified |  | 3 | 3900 |  | 45 | 20 | 0.9 | 4000 | 80
P5ETP99B | Jiangmen OGJG Lighting and Electronic Co. Ltd. | OGJG Lighting | OG-LED10/40-UDPC-D(4000K) | Indoor Luminaires | Linear Ambient | Direct Linear Ambient Luminaires | Standard | TRUE | 6189.8 | 119.36 | 51.86 | 16.5 | 0.928 | 4089 | 85.8 | 5 | 50000 | 42647 |  |  | NotYetVerified |  | 4 | 6200 | 124 | 50 | 16.5 | 0.99 | 4000 | 85
P1P2YHE4 | Starfire Lighting Inc | Versalux LED Slot | VL2-L830SS-24-X9-WN | Indoor Luminaires | Linear Ambient | Direct Linear Ambient Luminaires | Standard | TRUE | 738 | 90.1 | 8.192 | 14.9 | 0.896 | 3061 | 82.9 | 5 | 50000 | 42647 |  |  | No |  | 3.1 | 738 | 90.1 | 8.19 | 14.9 | 0.9 | 3061 | 82.9
PFGSFD5T | Jiangmen OGJG Lighting and Electronic Co. Ltd. | OGJG Lighting | OG-LED15-RK-D40 | Indoor Luminaires | Linear Ambient | Direct Linear Ambient Luminaires | Standard | TRUE | 1811 | 130.33 | 13.9 | 8.13 | 0.8948 | 4012 | 84.2 | 5 | 50000 | 42647 |  |  | NotYetVerified |  | 4 | 1575 | 105 | 15 | 8.13 | 0.9 | 4000 | 84
P71PT4A5 | Jiangmen OGJG Lighting and Electronic Co. Ltd. | OGJG Lighting | OG-LED20-RK-D40 | Indoor Luminaires | Linear Ambient | Direct Linear Ambient Luminaires | Standard | TRUE | 2362.4 | 119.67 | 19.74 | 9.63 | 0.894 | 4060 | 84.5 | 5 | 50000 | 42647 |  |  | NotYetVerified |  | 4 | 2100 | 105 | 20 | 9.63 | 0.9 | 4000 | 84
PZBWN85M | Jiangmen OGJG Lighting and Electronic Co. Ltd. | OGJG Lighting | OG-LED15-4-RK-D40 | Indoor Luminaires | Linear Ambient | Direct Linear Ambient Luminaires | Standard | TRUE | 1700.8 | 123.44 | 13.78 | 9.04 | 0.8898 | 4102 | 84.4 | 5 | 50000 | 42647 |  |  | NotYetVerified |  | 4 | 1575 | 105 | 15 | 9.04 | 0.9 | 4000 | 84
P6YT6MVB | Fluxwerx Illumination Inc | Fluxwerx | VU1xAA30x04xF1M | Indoor Luminaires | Linear Ambient | Linear Ambient Luminaires w/ Indirect component | Standard | TRUE | 2651 | 116.8 | 22.7 | 16.9 | 0.88 | 2989 | 83 | 5 | 200000 | 42647 |  |  | No |  | 4 | 2651 | 116.8 | 22.7 | 16.9 | 0.88 | 2989 | 83
PS8XE16D | Jiangmen OGJG Lighting and Electronic Co. Ltd. | OGJG Lighting | OG-LED10-RK-D40 | Indoor Luminaires | Linear Ambient | Direct Linear Ambient Luminaires | Standard | TRUE | 1270.4 | 118.45 | 10.72 | 5.21 | 0.8789 | 4102 | 84 | 5 | 50000 | 42647 |  |  | NotYetVerified |  | 4 | 1050 | 105 | 10 | 5.21 | 0.9 | 4000 | 84
PQQNAC3C | Starfire Lighting Inc | Versalux LED Slot | VL2-L830SS-36-X9-WN | Indoor Luminaires | Linear Ambient | Direct Linear Ambient Luminaires | Standard | FALSE | [9 empty] | 42647 |  |  | No |  | 3.1 | 1108 | 97.79 | 11.33 | 13.2 | 0.94 | 3061 | 82.9
PTAF552E | Starfire Lighting Inc | Versalux LED Slot | VL2-L830SS-48-X9-WN | Indoor Luminaires | Linear Ambient | Direct Linear Ambient Luminaires | Standard | FALSE | [9 empty] | 42647 |  |  | No |  | 3.1 | 1477 | 103.37 | 14.29 | 10.5 | 0.95 | 3061 | 82.9
PZ8VKQES | Starfire Lighting Inc | Versalux LED Slot | VL2-L830SS-60-X9-WN | Indoor Luminaires | Linear Ambient | Direct Linear Ambient Luminaires | Standard | FALSE | [9 empty] | 42647 |  |  | No |  | 3.1 | 2031 | 106.94 | 18.99 | 7.7 | 0.97 | 3061 | 82.9
PXFMC2G6 | Starfire Lighting Inc | Versalux LED Slot | VL2-L830SS-96-X9-WN | Indoor Luminaires | Linear Ambient | Direct Linear Ambient Luminaires | Standard | FALSE | [9 empty] | 42647 |  |  | No |  | 3.1 | 3138 | 108.96 | 28.8 | 6.5 | 0.98 | 3061 | 82.9
P8SCFRZR | Starfire Lighting Inc | Versalux LED Slot | VL2-L830SS-84-X9-WN | Indoor Luminaires | Linear Ambient | Direct Linear Ambient Luminaires | Standard | FALSE | [9 empty] | 42647 |  |  | No |  | 3.1 | 2769 | 108.96 | 25.41 | 6.5 | 0.98 | 3061 | 82.9
PVH4T9Z6 | Starfire Lighting Inc | Versalux LED Slot | VL2-L830SS-72-X9-WN | Indoor Luminaires | Linear Ambient | Direct Linear Ambient Luminaires | Standard | FALSE | [9 empty] | 42647 |  |  | No |  | 3.1 | 2400 | 108.96 | 22.02 | 6.5 | 0.98 | 3061 | 82.9
PYBK392H | Stanpro Lighting Systems Inc. | Stanpro | L2SSR-96LS1-H/50K | Indoor Luminaires | Linear Ambient | Direct Linear Ambient Luminaires | Standard | FALSE | [9 empty] | 42647 |  |  | No |  | 4 | 5768 | 132.54 | 43.52 | 13.78 | 0.95 | 5209 | 83
PKUDA4QH | Stanpro Lighting Systems Inc. | Stanpro | L2SSR-96LS1-W/50K | Indoor Luminaires | Linear Ambient | Direct Linear Ambient Luminaires | Standard | FALSE | [9 empty] | 42647 |  |  | No |  | 4 | 5768 | 132.6 | 43.5 | 13.78 | 0.95 | 5209 | 83
PJDGYHB9 | Stanpro Lighting Systems Inc. | Stanpro | L2SSR-96LS1-W/50K | Indoor Luminaires | Linear Ambient | Direct Linear Ambient Luminaires | Standard | FALSE | [9 empty] | 42647 |  |  | No |  | 4 | 5768 | 132.6 | 43.5 | 13.78 | 0.95 | 5209 | 83
PAM4WF35 | Stanpro Lighting Systems Inc. | Stanpro | L2SSR-96LS1-H/50K | Indoor Luminaires | Linear Ambient | Direct Linear Ambient Luminaires | Standard | FALSE | [9 empty] | 42647 |  |  | No |  | 4 | 5768 | 132.54 | 43.52 | 13.78 | 0.95 | 5209 | 83
PZM9PB9V | Stanpro Lighting Systems Inc. | Stanpro | L2SSR-48LS1-W/50K | Indoor Luminaires | Linear Ambient | Direct Linear Ambient Luminaires | Standard | FALSE | [9 empty] | 42647 |  |  | No |  | 4 | 2884 | 132.6 | 21.75 | 13.78 | 0.95 | 5209 | 83
P3R951B2 | Stanpro Lighting Systems Inc. | Stanpro | L2SSR-48LS1-W/50K | Indoor Luminaires | Linear Ambient | Direct Linear Ambient Luminaires | Standard | FALSE | [9 empty] | 42647 |  |  | No |  | 4 | 2884 | 132.6 | 21.75 | 13.78 | 0.95 | 5209 | 83
PV1U1SB3 | Stanpro Lighting Systems Inc. | Stanpro | L2SSR-96LS2-H/50K | Indoor Luminaires | Linear Ambient | Direct Linear Ambient Luminaires | Standard | FALSE | [9 empty] | 42647 |  |  | No |  | 4 | 9236 | 130.3 | 70.88 | 13.32 | 0.95 | 3046 | 81
PQAB4BEB | Stanpro Lighting Systems Inc. | Stanpro | L2SSR-96LS2-H/50K | Indoor Luminaires | Linear Ambient | Direct Linear Ambient Luminaires | Standard | FALSE | [9 empty] | 42647 |  |  | No |  | 4 | 9236 | 130.3 | 70.88 | 13.32 | 0.95 | 3046 | 81
PN22W92T | Stanpro Lighting Systems Inc. | Stanpro | L2SSR-96LS2-W/50K | Indoor Luminaires | Linear Ambient | Direct Linear Ambient Luminaires | Standard | FALSE | [9 empty] | 42647 |  |  | No |  | 4 | 9236 | 130.3 | 70.88 | 13.32 | 0.95 | 3046 | 81
PJ98B7VX | Stanpro Lighting Systems Inc. | Stanpro | L2SSR-96LS2-W/50K | Indoor Luminaires | Linear Ambient | Direct Linear Ambient Luminaires | Standard | FALSE | [9 empty] | 42647 |  |  | No |  | 4 | 9236 | 130.3 | 70.88 | 13.32 | 0.95 | 3046 | 81
PSQ15MP1 | Stanpro Lighting Systems Inc. | Stanpro | L2SSR-96LS2-W/40K | Indoor Luminaires | Linear Ambient | Direct Linear Ambient Luminaires | Standard | FALSE | [9 empty] | 42647 |  |  | No |  | 4 | 8941 | 126.14 | 70.88 | 13.32 | 0.95 | 3046 | 81
PPCF1AYP | Stanpro Lighting Systems Inc. | Stanpro | L2SSR-96LS2-H/40K | Indoor Luminaires | Linear Ambient | Direct Linear Ambient Luminaires | Standard | FALSE | [9 empty] | 42647 |  |  | No |  | 4 | 8941 | 126.14 | 70.88 | 13.32 | 0.95 | 3046 | 81
PKJXCUTX | Stanpro Lighting Systems Inc. | Stanpro | L2SSR-96LS2-H/40K | Indoor Luminaires | Linear Ambient | Direct Linear Ambient Luminaires | Standard | FALSE | [9 empty] | 42647 |  |  | No |  | 4 | 8941 | 126.14 | 70.88 | 13.32 | 0.95 | 3046 | 81
P15XXDCA | Stanpro Lighting Systems Inc. | Stanpro | L2SSR-96LS2-W/40K | Indoor Luminaires | Linear Ambient | Direct Linear Ambient Luminaires | Standard | FALSE | [9 empty] | 42647 |  |  | No |  | 4 | 8941 | 126.14 | 70.88 | 13.32 | 0.95 | 3046 | 81
PVZ9CHYH | Stanpro Lighting Systems Inc. | Stanpro | L2SSR-96LS2-W/35K | Indoor Luminaires | Linear Ambient | Direct Linear Ambient Luminaires | Standard | FALSE | [9 empty] | 42647 |  |  | No |  | 4 | 8762 | 123.62 | 70.88 | 13.32 | 0.95 | 3046 | 81
P7D4R4WX | Stanpro Lighting Systems Inc. | Stanpro | L2SSR-96LS2-H/35K | Indoor Luminaires | Linear Ambient | Direct Linear Ambient Luminaires | Standard | FALSE | [9 empty] | 42647 |  |  | No |  | 4 | 8762 | 123.62 | 70.88 | 13.32 | 0.95 | 3046 | 81
P5SGMGPT | Stanpro Lighting Systems Inc. | Stanpro | L2SSR-96LS2-W/35K | Indoor Luminaires | Linear Ambient | Direct Linear Ambient Luminaires | Standard | FALSE | [9 empty] | 42647 |  |  | No |  | 4 | 8762 | 123.62 | 70.88 | 13.32 | 0.95 | 3046 | 81
P43V88PF | Stanpro Lighting Systems Inc. | Stanpro | L2SSR-96LS2-H/35K | Indoor Luminaires | Linear Ambient | Direct Linear Ambient Luminaires | Standard | FALSE | [9 empty] | 42647 |  |  | No |  | 4 | 8762 | 123.62 | 70.88 | 13.32 | 0.95 | 3046 | 81
PVG6Y4BE | Stanpro Lighting Systems Inc. | Stanpro | L2SSR-96LS2-H/30K | Indoor Luminaires | Linear Ambient | Direct Linear Ambient Luminaires | Standard | FALSE | [9 empty] | 42647 |  |  | No |  | 4 | 8324 | 117.44 | 70.88 | 13.32 | 0.95 | 3046 | 81
PP37S3R1 | Stanpro Lighting Systems Inc. | Stanpro | L2SSR-96LS2-W/30K | Indoor Luminaires | Linear Ambient | Direct Linear Ambient Luminaires | Standard | FALSE | [9 empty] | 42647 |  |  | No |  | 4 | 8324 | 117.44 | 70.88 | 13.32 | 0.95 | 3046 | 81
PFPZ2AAP | Stanpro Lighting Systems Inc. | Stanpro | L2SSR-96LS2-H/30K | Indoor Luminaires | Linear Ambient | Direct Linear Ambient Luminaires | Standard | FALSE | [9 empty] | 42647 |  |  | No |  | 4 | 8324 | 117.44 | 70.88 | 13.32 | 0.95 | 3046 | 81
PCQ18N63 | Stanpro Lighting Systems Inc. | Stanpro | L2SSR-96LS2-W/30K | Indoor Luminaires | Linear Ambient | Direct Linear Ambient Luminaires | Standard | FALSE | [9 empty] | 42647 |  |  | No |  | 4 | 8324 | 117.44 | 70.88 | 13.32 | 0.95 | 3046 | 81
PYUCXBTK | Stanpro Lighting Systems Inc. | Stanpro | L2SSR-96LS1-W/40K | Indoor Luminaires | Linear Ambient | Direct Linear Ambient Luminaires | Standard | FALSE | [9 empty] | 42647 |  |  | No |  | 4 | 5581 | 128.24 | 43.52 | 13.32 | 0.95 | 3046 | 81
PSF14GSK | Stanpro Lighting Systems Inc. | Stanpro | L2SSR-96LS1-H/40K | Indoor Luminaires | Linear Ambient | Direct Linear Ambient Luminaires | Standard | FALSE | [9 empty] | 42647 |  |  | No |  | 4 | 5581 | 128.24 | 43.52 | 13.32 | 0.95 | 3046 | 81
PNGUSP49 | Stanpro Lighting Systems Inc. | Stanpro | L2SSR-96LS1-W/40K | Indoor Luminaires | Linear Ambient | Direct Linear Ambient Luminaires | Standard | FALSE | [9 empty] | 42647 |  |  | No |  | 4 | 5581 | 128.24 | 43.52 | 13.32 | 0.95 | 3046 | 81
PATCV6CP | Stanpro Lighting Systems Inc. | Stanpro | L2SSR-96LS1-H/40K | Indoor Luminaires | Linear Ambient | Direct Linear Ambient Luminaires | Standard | FALSE | [9 empty] | 42647 |  |  | No |  | 4 | 5581 | 128.24 | 43.52 | 13.32 | 0.95 | 3046 | 81
PPUZQUUB | Stanpro Lighting Systems Inc. | Stanpro | L2SSR-96LS1-W/35K | Indoor Luminaires | Linear Ambient | Direct Linear Ambient Luminaires | Standard | FALSE | [9 empty] | 42647 |  |  | No |  | 4 | 5472 | 125.74 | 43.52 | 13.32 | 0.95 | 3046 | 81
PGVDH5TN | Stanpro Lighting Systems Inc. | Stanpro | L2SSR-96LS1-H/35K | Indoor Luminaires | Linear Ambient | Direct Linear Ambient Luminaires | Standard | FALSE | [9 empty] | 42647 |  |  | No |  | 4 | 5472 | 125.74 | 43.52 | 13.32 | 0.95 | 3046 | 81
PEE7YEMH | Stanpro Lighting Systems Inc. | Stanpro | L2SSR-96LS1-W/35K | Indoor Luminaires | Linear Ambient | Direct Linear Ambient Luminaires | Standard | FALSE | [9 empty] | 42647 |  |  | No |  | 4 | 5472 | 125.74 | 43.52 | 13.32 | 0.95 | 3046 | 81
P2QMAN1N | Stanpro Lighting Systems Inc. | Stanpro | L2SSR-96LS1-H/35K | Indoor Luminaires | Linear Ambient | Direct Linear Ambient Luminaires | Standard | FALSE | [9 empty] | 42647 |  |  | No |  | 4 | 5472 | 125.74 | 43.52 | 13.32 | 0.95 | 3046 | 81
PXMRPBPR | Stanpro Lighting Systems Inc. | Stanpro | L2SSR-96LS1-H/30K | Indoor Luminaires | Linear Ambient | Direct Linear Ambient Luminaires | Standard | FALSE | [9 empty] | 42647 |  |  | No |  | 4 | 5348 | 122.89 | 43.52 | 13.32 | 0.95 | 3046 | 81
PS7CKGDR | Stanpro Lighting Systems Inc. | Stanpro | L2SSR-96LS1-W/30K | Indoor Luminaires | Linear Ambient | Direct Linear Ambient Luminaires | Standard | FALSE | [9 empty] | 42647 |  |  | No |  | 4 | 5348 | 122.89 | 43.52 | 13.32 | 0.95 | 3046 | 81
PKQ123WT | Stanpro Lighting Systems Inc. | Stanpro | L2SSR-96LS1-H/30K | Indoor Luminaires | Linear Ambient | Direct Linear Ambient Luminaires | Standard | FALSE | [9 empty] | 42647 |  |  | No |  | 4 | 5348 | 122.89 | 43.52 | 13.32 | 0.95 | 3046 | 81
PFYH6S1Q | Stanpro Lighting Systems Inc. | Stanpro | L2SSR-96LS1-W/30K | Indoor Luminaires | Linear Ambient | Direct Linear Ambient Luminaires | Standard | FALSE | [9 empty] | 42647 |  |  | No |  | 4 | 5348 | 122.89 | 43.52 | 13.32 | 0.95 | 3046 | 81
PNQPG4VC | Stanpro Lighting Systems Inc. | Stanpro | L2SSR-48LS2-H/50K | Indoor Luminaires | Linear Ambient | Direct Linear Ambient Luminaires | Standard | FALSE | [9 empty] | 42647 |  |  | No |  | 4 | 4618 | 130.3 | 35.44 | 13.32 | 0.95 | 3046 | 81
PBBR7N4W | Stanpro Lighting Systems Inc. | Stanpro | L2SSR-48LS2-W/50K | Indoor Luminaires | Linear Ambient | Direct Linear Ambient Luminaires | Standard | FALSE | [9 empty] | 42647 |  |  | No |  | 4 | 4618 | 130.3 | 35.44 | 13.32 | 0.95 | 3046 | 81
P8R4BVYX | Stanpro Lighting Systems Inc. | Stanpro | L2SSR-48LS2-W/50K | Indoor Luminaires | Linear Ambient | Direct Linear Ambient Luminaires | Standard | FALSE | [9 empty] | 42647 |  |  | No |  | 4 | 4618 | 130.3 | 35.44 | 13.32 | 0.95 | 3046 | 81
P5426FR6 | Stanpro Lighting Systems Inc. | Stanpro | L2SSR-48LS2-H/50K | Indoor Luminaires | Linear Ambient | Direct Linear Ambient Luminaires | Standard | FALSE | [9 empty] | 42647 |  |  | No |  | 4 | 4618 | 130.3 | 35.44 | 13.32 | 0.95 | 3046 | 81
PGDBJ8Z6 | Stanpro Lighting Systems Inc. | Stanpro | L2SSR-48LS2-H/40K | Indoor Luminaires | Linear Ambient | Direct Linear Ambient Luminaires | Standard | FALSE | [9 empty] | 42647 |  |  | No |  | 4 | 4471 | 126.16 | 35.44 | 13.32 | 0.95 | 3046 | 81
PB3S9K7B | Stanpro Lighting Systems Inc. | Stanpro | L2SSR-48LS2-H/40K | Indoor Luminaires | Linear Ambient | Direct Linear Ambient Luminaires | Standard | FALSE | [9 empty] | 42647 |  |  | No |  | 4 | 4471 | 126.16 | 35.44 | 13.32 | 0.95 | 3046 | 81
P89QG98K | Stanpro Lighting Systems Inc. | Stanpro | L2SSR-48LS2-W/40K | Indoor Luminaires | Linear Ambient | Direct Linear Ambient Luminaires | Standard | FALSE | [9 empty] | 42647 |  |  | No |  | 4 | 4471 | 126.16 | 35.44 | 13.32 | 0.95 | 3046 | 81
P2GSBCW2 | Stanpro Lighting Systems Inc. | Stanpro | L2SSR-48LS2-W/40K | Indoor Luminaires | Linear Ambient | Direct Linear Ambient Luminaires | Standard | FALSE | [9 empty] | 42647 |  |  | No |  | 4 | 4471 | 126.16 | 35.44 | 13.32 | 0.95 | 3046 | 81
PU1BKHJN | Stanpro Lighting Systems Inc. | Stanpro | L2SSR-48LS2-H/35K | Indoor Luminaires | Linear Ambient | Direct Linear Ambient Luminaires | Standard | FALSE | [9 empty] | 42647 |  |  | No |  | 4 | 4381 | 123.62 | 35.44 | 13.32 | 0.95 | 3046 | 81
PRHUUM4G | Stanpro Lighting Systems Inc. | Stanpro | L2SSR-48LS2-H/35K | Indoor Luminaires | Linear Ambient | Direct Linear Ambient Luminaires | Standard | FALSE | [9 empty] | 42647 |  |  | No |  | 4 | 4381 | 123.62 | 35.44 | 13.32 | 0.95 | 3046 | 81
PE9X27TW | Stanpro Lighting Systems Inc. | Stanpro | L2SSR-48LS2-W/35K | Indoor Luminaires | Linear Ambient | Direct Linear Ambient Luminaires | Standard | FALSE | [9 empty] | 42647 |  |  | No |  | 4 | 4381 | 123.62 | 35.44 | 13.32 | 0.95 | 3046 | 81
P3SJD73R | Stanpro Lighting Systems Inc. | Stanpro | L2SSR-48LS2-W/35K | Indoor Luminaires | Linear Ambient | Direct Linear Ambient Luminaires | Standard | FALSE | [9 empty] | 42647 |  |  | No |  | 4 | 4381 | 123.62 | 35.44 | 13.32 | 0.95 | 3046 | 81
PDD5YKGT | Stanpro Lighting Systems Inc. | Stanpro | L2SSR-48LS2-W/30K | Indoor Luminaires | Linear Ambient | Direct Linear Ambient Luminaires | Standard | FALSE | [9 empty] | 42647 |  |  | No |  | 4 | 4162 | 117.44 | 35.44 | 13.32 | 0.95 | 3046 | 81
P45W8BSC | Stanpro Lighting Systems Inc. | Stanpro | L2SSR-48LS2-W/30K | Indoor Luminaires | Linear Ambient | Direct Linear Ambient Luminaires | Standard | FALSE | [9 empty] | 42647 |  |  | No |  | 4 | 4162 | 117.44 | 35.44 | 13.32 | 0.95 | 3046 | 81
PSEQ11HM | Stanpro Lighting Systems Inc. | Stanpro | L2SSR-48LS1-H/40K | Indoor Luminaires | Linear Ambient | Direct Linear Ambient Luminaires | Standard | FALSE | [9 empty] | 42647 |  |  | No |  | 4 | 2791 | 128.26 | 21.76 | 13.32 | 0.95 | 3046 | 81
PBBZEZ59 | Stanpro Lighting Systems Inc. | Stanpro | L2SSR-48LS1-W/40K | Indoor Luminaires | Linear Ambient | Direct Linear Ambient Luminaires | Standard | FALSE | [9 empty] | 42647 |  |  | No |  | 4 | 2791 | 128.26 | 21.76 | 13.32 | 0.95 | 3046 | 81
P5UNDMXR | Stanpro Lighting Systems Inc. | Stanpro | L2SSR-48LS1-W/40K | Indoor Luminaires | Linear Ambient | Direct Linear Ambient Luminaires | Standard | FALSE | [9 empty] | 42647 |  |  | No |  | 4 | 2791 | 128.26 | 21.76 | 13.32 | 0.95 | 3046 | 81
P1B5FP1U | Stanpro Lighting Systems Inc. | Stanpro | L2SSR-48LS1-H/40K | Indoor Luminaires | Linear Ambient | Direct Linear Ambient Luminaires | Standard | FALSE | [9 empty] | 42647 |  |  | No |  | 4 | 2791 | 128.26 | 21.76 | 13.32 | 0.95 | 3046 | 81
PZM74Z63 | Stanpro Lighting Systems Inc. | Stanpro | L2SSR-48LS1-W/35K | Indoor Luminaires | Linear Ambient | Direct Linear Ambient Luminaires | Standard | FALSE | [9 empty] | 42647 |  |  | No |  | 4 | 2736 | 125.74 | 21.76 | 13.32 | 0.95 | 3046 | 81
PX64AZV8 | Stanpro Lighting Systems Inc. | Stanpro | L2SSR-48LS1-H/35K | Indoor Luminaires | Linear Ambient | Direct Linear Ambient Luminaires | Standard | FALSE | [9 empty] | 42647 |  |  | No |  | 4 | 2736 | 125.74 | 21.76 | 13.32 | 0.95 | 3046 | 81
PDTVGNE6 | Stanpro Lighting Systems Inc. | Stanpro | L2SSR-48LS1-W/35K | Indoor Luminaires | Linear Ambient | Direct Linear Ambient Luminaires | Standard | FALSE | [9 empty] | 42647 |  |  | No |  | 4 | 2736 | 125.74 | 21.76 | 13.32 | 0.95 | 3046 | 81
PAZTWGRF | Stanpro Lighting Systems Inc. | Stanpro | L2SSR-48LS1-H/35K | Indoor Luminaires | Linear Ambient | Direct Linear Ambient Luminaires | Standard | FALSE | [9 empty] | 42647 |  |  | No |  | 4 | 2736 | 125.74 | 21.76 | 13.32 | 0.95 | 3046 | 81
PR36RMFZ | Stanpro Lighting Systems Inc. | Stanpro | L2SSR-48LS1-W/30K | Indoor Luminaires | Linear Ambient | Direct Linear Ambient Luminaires | Standard | FALSE | [9 empty] | 42647 |  |  | No |  | 4 | 2674 | 122.89 | 21.76 | 13.32 | 0.95 | 3046 | 81
P6XYCWUS | Stanpro Lighting Systems Inc. | Stanpro | L2SSR-48LS1-W/30K | Indoor Luminaires | Linear Ambient | Direct Linear Ambient Luminaires | Standard | FALSE | [9 empty] | 42647 |  |  | No |  | 4 | 2674 | 122.89 | 21.76 | 13.32 | 0.95 | 3046 | 81
PSTV2KQT | Fluxwerx Illumination Inc | Fluxwerx | VU1xAC40x04xF1M | Indoor Luminaires | Linear Ambient | Linear Ambient Luminaires w/ Indirect component | Standard | FALSE | [9 empty] | 42647 |  |  | No |  | 4 | 4414 | 118.8 | 37.15 | 15.2 | 0.93 | 3983 | 84.5
P6FCR4Z2 | Fluxwerx Illumination Inc | Fluxwerx | VU1xAC40x04x[F2E1E2E3E4]M | Indoor Luminaires | Linear Ambient | Linear Ambient Luminaires w/ Indirect component | Standard | FALSE | [9 empty] | 42647 |  |  | No |  | 4 | 4414 | 118.8 | 37.15 | 15.2 | 0.93 | 3983 | 84.5
PV6KFGPM | Fluxwerx Illumination Inc | Fluxwerx | VU1xAD40x04x[F2E1E2E3E4]M | Indoor Luminaires | Linear Ambient | Linear Ambient Luminaires w/ Indirect component | Standard | FALSE | [9 empty] | 42647 |  |  | No |  | 4 | 5235 | 111.9 | 46.78 | 14.6 | 0.94 | 3974 | 84.4
PH5P9KBJ | Fluxwerx Illumination Inc | Fluxwerx | VU1xAB40x04xF1M | Indoor Luminaires | Linear Ambient | Linear Ambient Luminaires w/ Indirect component | Standard | FALSE | [9 empty] | 42647 |  |  | No |  | 4 | 3470 | 121.5 | 28.55 | 16 | 0.91 | 3972 | 84.5
PPM8ZDXF | Fluxwerx Illumination Inc | Fluxwerx | VU1xAB40x04x[F2E1E2E3E4]M | Indoor Luminaires | Linear Ambient | Linear Ambient Luminaires w/ Indirect component | Standard | FALSE | [9 empty] | 42647 |  |  | No |  | 4 | 3470 | 121.5 | 28.55 | 16 | 0.91 | 3972 | 84.5
P3JHY8WY | Fluxwerx Illumination Inc | Fluxwerx | VU1xAA40x04xF1M | Indoor Luminaires | Linear Ambient | Linear Ambient Luminaires w/ Indirect component | Standard | FALSE | [9 empty] | 42647 |  |  | No |  | 4 | 2780 | 122.7 | 22.66 | 16.9 | 0.88 | 3942 | 84.5
PUKXYD5U | Fluxwerx Illumination Inc | Fluxwerx | VU1xAA40x04x[F2E1E2E3E4]M | Indoor Luminaires | Linear Ambient | Linear Ambient Luminaires w/ Indirect component | Standard | FALSE | [9 empty] | 42647 |  |  | No |  | 4 | 2780 | 122.7 | 22.66 | 16.9 | 0.88 | 3942 | 84.5
PV4RJ68W | Fluxwerx Illumination Inc | Fluxwerx | VU1xAB35x04xF1M | Indoor Luminaires | Linear Ambient | Linear Ambient Luminaires w/ Indirect component | Standard | FALSE | [9 empty] | 42647 |  |  | No |  | 4 | 3237 | 113.4 | 28.54 | 16 | 0.91 | 3420 | 84.5
PVFRWQ2P | Fluxwerx Illumination Inc | Fluxwerx | VU1xAC35x04xF1M | Indoor Luminaires | Linear Ambient | Linear Ambient Luminaires w/ Indirect component | Standard | FALSE | [9 empty] | 42647 |  |  | No |  | 4 | 4117 | 110.9 | 37.14 | 15.2 | 0.93 | 3420 | 84.5
PXMH9J18 | Fluxwerx Illumination Inc | Fluxwerx | VU1xAD35x04xF1M | Indoor Luminaires | Linear Ambient | Linear Ambient Luminaires w/ Indirect component | Standard | FALSE | [9 empty] | 42647 |  |  | No |  | 4 | 4883 | 104.4 | 46.77 | 14.6 | 0.94 | 3420 | 84.5
P7EFA1FX | Fluxwerx Illumination Inc | Fluxwerx | VU1xAB35x04x[F2E1E2E3E4]M | Indoor Luminaires | Linear Ambient | Linear Ambient Luminaires w/ Indirect component | Standard | FALSE | [9 empty] | 42647 |  |  | No |  | 4 | 3237 | 113.4 | 28.54 | 16 | 0.91 | 3420 | 84.5
PAWYZKCG | Fluxwerx Illumination Inc | Fluxwerx | VU1xAC35x04x[F2E1E2E3E4]M | Indoor Luminaires | Linear Ambient | Linear Ambient Luminaires w/ Indirect component | Standard | FALSE | [9 empty] | 42647 |  |  | No |  | 4 | 4117 | 110.9 | 37.14 | 15.2 | 0.93 | 3420 | 84.5
PX4QWS6Z | Fluxwerx Illumination Inc | Fluxwerx | VU1xAD35x04x[F2E1E2E3E4]M | Indoor Luminaires | Linear Ambient | Linear Ambient Luminaires w/ Indirect component | Standard | FALSE | [9 empty] | 42647 |  |  | No |  | 4 | 4883 | 104.4 | 46.77 | 14.6 | 0.94 | 3420 | 84.5
PGUSCDFV | Fluxwerx Illumination Inc | Fluxwerx | VU1xAA35x04xF1M | Indoor Luminaires | Linear Ambient | Linear Ambient Luminaires w/ Indirect component | Standard | FALSE | [9 empty] | 42647 |  |  | No |  | 4 | 2677 | 118.1 | 22.66 | 16.9 | 0.88 | 3393 | 84.6
PUCYQBZC | Fluxwerx Illumination Inc | Fluxwerx | VU1xAA35x04x[F2E1E2E3E4]M | Indoor Luminaires | Linear Ambient | Linear Ambient Luminaires w/ Indirect component | Standard | FALSE | [9 empty] | 42647 |  |  | No |  | 4 | 2677 | 118.1 | 22.66 | 16.9 | 0.88 | 3393 | 84.6
PKZNSNVQ | Fluxwerx Illumination Inc | Fluxwerx | VU1xAB30x04xF1M | Indoor Luminaires | Linear Ambient | Linear Ambient Luminaires w/ Indirect component | Standard | FALSE | [9 empty] | 42647 |  |  | No |  | 4 | 3178 | 110.9 | 28.65 | 16 | 0.91 | 3012 | 82.8
PPH98KM8 | Fluxwerx Illumination Inc | Fluxwerx | VU1xAC30x04xF1M | Indoor Luminaires | Linear Ambient | Linear Ambient Luminaires w/ Indirect component | Standard | FALSE | [9 empty] | 42647 |  |  | No |  | 4 | 4043 | 108.4 | 37.29 | 15.2 | 0.93 | 3012 | 82.7
PX59YAMM | Fluxwerx Illumination Inc | Fluxwerx | VU1xAB30x04x[F2E1E2E3E4]M | Indoor Luminaires | Linear Ambient | Linear Ambient Luminaires w/ Indirect component | Standard | FALSE | [9 empty] | 42647 |  |  | No |  | 4 | 3178 | 110.9 | 28.65 | 16 | 0.91 | 3012 | 82.7
PRFPG77P | Fluxwerx Illumination Inc | Fluxwerx | VU1xAC30x04x[F2E1E2E3E4]M | Indoor Luminaires | Linear Ambient | Linear Ambient Luminaires w/ Indirect component | Standard | FALSE | [9 empty] | 42647 |  |  | No |  | 4 | 4043 | 108.4 | 37.29 | 15.2 | 0.93 | 3012 | 82.7
PFSDZ53P | Fluxwerx Illumination Inc | Fluxwerx | VU1xAD30x04x[F2E1E2E3E4]M | Indoor Luminaires | Linear Ambient | Linear Ambient Luminaires w/ Indirect component | Standard | FALSE | [9 empty] | 42647 |  |  | No |  | 4 | 4795 | 102.1 | 46.95 | 14.6 | 0.94 | 3012 | 82.7
PQFN49N5 | Fluxwerx Illumination Inc | Fluxwerx | VU1xAA30x04x[F2E1E2E3E4]M | Indoor Luminaires | Linear Ambient | Linear Ambient Luminaires w/ Indirect component | Standard | FALSE | [9 empty] | 42647 |  |  | No |  | 4 | 2651 | 116.8 | 22.7 | 16.9 | 0.88 | 2989 | 83
PY39ZBGD | Universal Lighting Technologies | Everline | STRP448-57W850-U | Indoor Luminaires | Linear Ambient | Direct Linear Ambient Luminaires | Standard | FALSE | [9 empty] | 42647 | Dimmable | Continuous Below 10 | NotYetVerified | Label states: Model: C Wattage: 57W CCT: 5000K Voltage 120V 50/60Hz LED PRODUCT and ETL certification information | 3.1 | 6400 | 112 | 57 | 5.65 | 0.996 | 5000 | 83
PG1ZGS9E | Universal Lighting Technologies | Everline | STRP448-48W850-U | Indoor Luminaires | Linear Ambient | Direct Linear Ambient Luminaires | Standard | FALSE | [9 empty] | 42647 | Dimmable | Continuous Below 10 | NotYetVerified |  | 3.1 | 5650 | 118 | 48 | 5.65 | 0.996 | 5000 | 83
PFMYS9KC | Universal Lighting Technologies | Everline | STRP448-32W850-U | Indoor Luminaires | Linear Ambient | Direct Linear Ambient Luminaires | Standard | FALSE | [9 empty] | 42647 | Dimmable | Continuous Below 10 | NotYetVerified |  | 3.1 | 4050 | 126 | 32 | 5.65 | 0.996 | 5000 | 83
P4A5GS93 | Universal Lighting Technologies | Everline | STRP448-57W840-U | Indoor Luminaires | Linear Ambient | Direct Linear Ambient Luminaires | Standard | FALSE | [9 empty] | 42647 | Dimmable | Continuous Below 10 | NotYetVerified |  | 3.1 | 6400 | 112 | 57 | 5.65 | 0.996 | 4000 | 83
PPX6TJJ6 | Universal Lighting Technologies | Everline | STRP448-48W840-U | Indoor Luminaires | Linear Ambient | Direct Linear Ambient Luminaires | Standard | FALSE | [9 empty] | 42647 | Dimmable | Continuous Below 10 | NotYetVerified |  | 3.1 | 5650 | 118 | 48 | 5.65 | 0.996 | 4000 | 83
P3F8HY2Z | Universal Lighting Technologies | Everline | STRP448-32W840-U | Indoor Luminaires | Linear Ambient | Direct Linear Ambient Luminaires | Standard | FALSE | [9 empty] | 42647 | Dimmable | Continuous Below 10 | NotYetVerified |  | 3.1 | 4050 | 126 | 32 | 5.65 | 0.996 | 4000 | 83
PFB2DDYT | Universal Lighting Technologies | Everline | STRP448-57W835-U | Indoor Luminaires | Linear Ambient | Direct Linear Ambient Luminaires | Standard | FALSE | [9 empty] | 42647 | Dimmable | Continuous Below 10 | NotYetVerified |  | 3.1 | 6400 | 112 | 57 | 5.65 | 0.996 | 3500 | 83
PKN7PSK1 | Universal Lighting Technologies | Everline | STRP448-48W835-U | Indoor Luminaires | Linear Ambient | Direct Linear Ambient Luminaires | Standard | FALSE | [9 empty] | 42647 | Dimmable | Continuous Below 10 | NotYetVerified |  | 3.1 | 5650 | 118 | 48 | 5.65 | 0.996 | 3500 | 83
PPMTH3EG | Universal Lighting Technologies | Everline | STRP448-32W835-U | Indoor Luminaires | Linear Ambient | Direct Linear Ambient Luminaires | Standard | FALSE | [9 empty] | 42647 | Dimmable | Continuous Below 10 | NotYetVerified |  | 3.1 | 4050 | 126 | 32 | 5.65 | 0.996 | 3500 | 83
PUKEDRSC | Universal Lighting Technologies | Everline | STRP448-57W830-U | Indoor Luminaires | Linear Ambient | Direct Linear Ambient Luminaires | Standard | FALSE | [9 empty] | 42647 | Dimmable | Continuous Below 10 | NotYetVerified |  | 3.1 | 6400 | 112 | 57 | 5.65 | 0.996 | 3000 | 84
PKFSRZBT | Universal Lighting Technologies | Everline | STRP448-48W830-U | Indoor Luminaires | Linear Ambient | Direct Linear Ambient Luminaires | Standard | FALSE | [9 empty] | 42647 | Dimmable | Continuous Below 10 | NotYetVerified |  | 3.1 | 5650 | 118 | 48 | 5.65 | 0.996 | 3000 | 84
PM69XC2V | Universal Lighting Technologies | Everline | STRP448-32W830-U | Indoor Luminaires | Linear Ambient | Direct Linear Ambient Luminaires | Standard | FALSE | [9 empty] | 42647 | Dimmable | Continuous Below 10 | NotYetVerified |  | 3.1 | 4050 | 126 | 32 | 5.65 | 0.996 | 3000 | 84
PQ3HGBN2 | Universal Lighting Technologies | Everline | STRP448-61W830-U | Indoor Luminaires | Linear Ambient | Direct Linear Ambient Luminaires | Standard | FALSE | [9 empty] | 42647 | Dimmable | Continuous Below 10 | NotYetVerified |  | 3.1 | 7000 | 115 | 61 | 5.65 | 0.996 | 3000 | 83
PM1EGF9M | Nexus Electrical (Jiaxing) LTD | Luceco | LSTLSSXX48MG140N-XX | Indoor Luminaires | Linear Ambient | Direct Linear Ambient Luminaires | Standard | FALSE | [9 empty] | 42647 | Not Dimmable | Not Dimmable | No |  | 4 | 5000 | 114 | 44 | 18.48 | 0.92 | 4000 | 80
PSSGAW5U | Nexus Electrical (Jiaxing) LTD | Luceco | LSTLSSXX25MG140N-XX | Indoor Luminaires | Linear Ambient | Direct Linear Ambient Luminaires | Standard | FALSE | [9 empty] | 42647 | Not Dimmable | Not Dimmable | No |  | 4 | 2700 | 117 | 23 | 13.59 | 0.96 | 4000 | 80
P6ZM24VE | Nexus Electrical (Jiaxing) LTD | Luceco | LSTLXSSXX48MG140DMS-XX | Indoor Luminaires | Linear Ambient | Direct Linear Ambient Luminaires | Standard | FALSE | [9 empty] | 42647 | Dimmable | Continuous Below 10 | Yes |  | 4 | 5000 | 112 | 45 | 18.48 | 0.92 | 4000 | 80
PW4CKPNY | Nexus Electrical (Jiaxing) LTD | Luceco | LSTLXSSXX48MG140DE-XX | Indoor Luminaires | Linear Ambient | Direct Linear Ambient Luminaires | Standard | FALSE | [9 empty] | 42647 | Dimmable | Continuous Below 10 | No |  | 4 | 5000 | 112 | 45 | 18.48 | 0.92 | 4000 | 80
PBG8VKMR | Nexus Electrical (Jiaxing) LTD | Luceco | LSTLXSSXX48MG140D-XX | Indoor Luminaires | Linear Ambient | Direct Linear Ambient Luminaires | Standard | FALSE | [9 empty] | 42647 | Dimmable | Continuous Below 10 | No |  | 4 | 5000 | 112 | 45 | 18.48 | 0.92 | 4000 | 80
PMPB43NC | Nexus Electrical (Jiaxing) LTD | Luceco | LSTLXSSXX25MG140DMS-XX | Indoor Luminaires | Linear Ambient | Direct Linear Ambient Luminaires | Standard | FALSE | [9 empty] | 42647 | Dimmable | Continuous Below 10 | Yes |  | 4 | 2700 | 117 | 23 | 13.59 | 0.96 | 4000 | 80
PDFDX647 | Nexus Electrical (Jiaxing) LTD | Luceco | LSTLXSSXX25MG140DE-XX | Indoor Luminaires | Linear Ambient | Direct Linear Ambient Luminaires | Standard | FALSE | [9 empty] | 42647 | Dimmable | Continuous Below 10 | No |  | 4 | 2700 | 117 | 23 | 13.59 | 0.96 | 4000 | 80
PYER8H5P | Ampco Lighting Ltd | Ampco | STC-48-M-3Q(5000K) | Indoor Luminaires | Linear Ambient | Direct Linear Ambient Luminaires | Standard | FALSE | [9 empty] | 42647 | Dimmable | Continuous Below 10 | No |  | 4 | 5600 | 112 | 50 | 15 | 0.9 | 5000 | 80
PWX2SWU6 | Ampco Lighting Ltd | Ampco | STC-48-L-UV(5000K) | Indoor Luminaires | Linear Ambient | Direct Linear Ambient Luminaires | Standard | FALSE | [9 empty] | 42647 | Dimmable | Continuous Below 10 | No |  | 4 | 4300 | 107.5 | 40 | 15 | 0.9 | 5000 | 80
PCDX3MP6 | Ampco Lighting Ltd | Ampco | STC-48-L-3Q(5000K) | Indoor Luminaires | Linear Ambient | Direct Linear Ambient Luminaires | Standard | FALSE | [9 empty] | 42647 | Dimmable | Continuous Below 10 | No |  | 4 | 4300 | 107.5 | 40 | 15 | 0.9 | 5000 | 80
PYU3M5C4 | Jiangmen OGJG Lighting and Electronic Co. Ltd. | OGJG Lighting | OG-LED30-RK50 | Indoor Luminaires | Linear Ambient | Direct Linear Ambient Luminaires | Standard | FALSE | [9 empty] | 42647 | Not Dimmable | Not Dimmable | NotYetVerified |  | 4 | 3150 | 105 | 30 | 18.84 | 0.9 | 5000 | 84
PDAM6RB9 | Jiangmen OGJG Lighting and Electronic Co. Ltd. | OGJG Lighting | OG-LED20-RK50 | Indoor Luminaires | Linear Ambient | Direct Linear Ambient Luminaires | Standard | FALSE | [9 empty] | 42647 | Not Dimmable | Not Dimmable | NotYetVerified |  | 4 | 2100 | 105 | 20 | 9.63 | 0.9 | 5000 | 84
PFVYZ4DR | Jiangmen OGJG Lighting and Electronic Co. Ltd. | OGJG Lighting | OG-LED15-4-RK50 | Indoor Luminaires | Linear Ambient | Direct Linear Ambient Luminaires | Standard | FALSE | [9 empty] | 42647 | Not Dimmable | Not Dimmable | NotYetVerified |  | 4 | 1575 | 105 | 15 | 9.04 | 0.9 | 5000 | 84
PWMMX16U | Jiangmen OGJG Lighting and Electronic Co. Ltd. | OGJG Lighting | OG-LED15-RK50 | Indoor Luminaires | Linear Ambient | Direct Linear Ambient Luminaires | Standard | FALSE | [9 empty] | 42647 | Not Dimmable | Not Dimmable | NotYetVerified |  | 4 | 1575 | 105 | 15 | 8.13 | 0.9 | 5000 | 84
P2HM5GXV | Jiangmen OGJG Lighting and Electronic Co. Ltd. | OGJG Lighting | OG-LED10-RK50 | Indoor Luminaires | Linear Ambient | Direct Linear Ambient Luminaires | Standard | FALSE | [9 empty] | 42647 | Not Dimmable | Not Dimmable | NotYetVerified |  | 4 | 1050 | 105 | 10 | 5.21 | 0.9 | 5000 | 84
PZEX2YM5 | Jiangmen OGJG Lighting and Electronic Co. Ltd. | OGJG Lighting | OG-LED10/40-UDPC-D(5000K) | Indoor Luminaires | Linear Ambient | Direct Linear Ambient Luminaires | Standard | FALSE | [9 empty] | 42647 | Dimmable | Continuous Below 10 | NotYetVerified |  | 4 | 6200 | 124 | 50 | 16.5 | 0.99 | 5000 | 85
PHWJ8315 | Jiangmen OGJG Lighting and Electronic Co. Ltd. | OGJG Lighting | OG-LED30-RK-D50 | Indoor Luminaires | Linear Ambient | Direct Linear Ambient Luminaires | Standard | FALSE | [9 empty] | 42647 | Dimmable | Continuous Below 10 | NotYetVerified |  | 4 | 3150 | 105 | 30 | 18.84 | 0.9 | 5000 | 84
PSAG33V8 | Jiangmen OGJG Lighting and Electronic Co. Ltd. | OGJG Lighting | OG-LED20-RK-D50 | Indoor Luminaires | Linear Ambient | Direct Linear Ambient Luminaires | Standard | FALSE | [9 empty] | 42647 | Dimmable | Continuous Below 10 | NotYetVerified |  | 4 | 2100 | 105 | 20 | 9.63 | 0.9 | 5000 | 84
PKG82PJ8 | Jiangmen OGJG Lighting and Electronic Co. Ltd. | OGJG Lighting | OG-LED15-4-RK-D50 | Indoor Luminaires | Linear Ambient | Direct Linear Ambient Luminaires | Standard | FALSE | [9 empty] | 42647 | Dimmable | Continuous Below 10 | NotYetVerified |  | 4 | 1575 | 105 | 15 | 9.04 | 0.9 | 5000 | 84
PUXW46T6 | Jiangmen OGJG Lighting and Electronic Co. Ltd. | OGJG Lighting | OG-LED15-RK-D50 | Indoor Luminaires | Linear Ambient | Direct Linear Ambient Luminaires | Standard | FALSE | [9 empty] | 42647 | Dimmable | Continuous Below 10 | NotYetVerified |  | 4 | 1575 | 105 | 15 | 8.13 | 0.9 | 5000 | 84
P9RWKPQM | Jiangmen OGJG Lighting and Electronic Co. Ltd. | OGJG Lighting | OG-LED10-RK-D50 | Indoor Luminaires | Linear Ambient | Direct Linear Ambient Luminaires | Standard | FALSE | [9 empty] | 42647 | Dimmable | Continuous Below 10 | NotYetVerified |  | 4 | 1050 | 105 | 10 | 5.21 | 0.9 | 5000 | 84
PF52H2H5 | Jiangmen OGJG Lighting and Electronic Co. Ltd. | OGJG Lighting | OG-LED30-RK40 | Indoor Luminaires | Linear Ambient | Direct Linear Ambient Luminaires | Standard | FALSE | [9 empty] | 42647 | Not Dimmable | Not Dimmable | NotYetVerified |  | 4 | 3150 | 105 | 30 | 18.84 | 0.9 | 4000 | 84
PFRFQ38G | Jiangmen OGJG Lighting and Electronic Co. Ltd. | OGJG Lighting | OG-LED20-RK40 | Indoor Luminaires | Linear Ambient | Direct Linear Ambient Luminaires | Standard | FALSE | [9 empty] | 42647 | Not Dimmable | Not Dimmable | NotYetVerified |  | 4 | 2100 | 105 | 20 | 9.63 | 0.9 | 4000 | 84
P57R9GN7 | Jiangmen OGJG Lighting and Electronic Co. Ltd. | OGJG Lighting | OG-LED15-4-RK40 | Indoor Luminaires | Linear Ambient | Direct Linear Ambient Luminaires | Standard | FALSE | [9 empty] | 42647 | Not Dimmable | Not Dimmable | NotYetVerified |  | 4 | 1575 | 105 | 15 | 9.04 | 0.9 | 4000 | 84
PY3RP874 | Jiangmen OGJG Lighting and Electronic Co. Ltd. | OGJG Lighting | OG-LED15-RK40 | Indoor Luminaires | Linear Ambient | Direct Linear Ambient Luminaires | Standard | FALSE | [9 empty] | 42647 | Not Dimmable | Not Dimmable | NotYetVerified |  | 4 | 1575 | 105 | 15 | 8.13 | 0.9 | 4000 | 84
PK5FM5BS | Jiangmen OGJG Lighting and Electronic Co. Ltd. | OGJG Lighting | OG-LED10-RK40 | Indoor Luminaires | Linear Ambient | Direct Linear Ambient Luminaires | Standard | FALSE | [9 empty] | 42647 | Not Dimmable | Not Dimmable | NotYetVerified |  | 4 | 1050 | 105 | 10 | 5.21 | 0.9 | 4000 | 84
PBS3FT5A | Alphalite Inc. | Alphalite | ILL-4H(40)/840 | Indoor Luminaires | Linear Ambient | Direct Linear Ambient Luminaires | Standard | TRUE | 4336.3 | 113.2 | 38.3 | 5.7 | 0.968 | 4177 | 84 | 5 | 50000 | 42646 |  |  | No |  | 4 | 4000 | 110 | 40 | 20 | 0.9 | 4000 | 80
PXDYMZWH | Signcomplex Limited | Signcomplex | SC-SL10075-050-AW-A-01WW | Indoor Luminaires | Linear Ambient | Direct Linear Ambient Luminaires | Standard | TRUE | 5372.6 | 103.12 | 52.1 | 17.6 | 0.935 | 2941 | 83.1 | 5 | 50000 | 42646 |  |  | No |  | 4 | 5372.6 | 103.1 | 52.1 | 11.7 | 0.94 | 2941 | 83.1
PQ5BG6ES | Signcomplex Limited | Signcomplex | SC-SL8050-045-AW-A-01WW | Indoor Luminaires | Linear Ambient | Direct Linear Ambient Luminaires | Standard | TRUE | 4358.58 | 105.79 | 41.2 | 17.4 | 0.932 | 2971 | 83.1 | 5 | 50000 | 42646 |  |  | No |  | 4 | 4358.5 | 105.7 | 41.2 | 17.4 | 0.93 | 2971 | 83.1
PHN4PGHW | Signcomplex Limited | Signcomplex | SC-SL10075-040-AW-A-01WW | Indoor Luminaires | Linear Ambient | Direct Linear Ambient Luminaires | Standard | TRUE | 3907.52 | 105.32 | 37.1 | 16.8 | 0.922 | 2954 | 83.3 | 5 | 50000 | 42646 |  |  | No |  | 4 | 3907.5 | 105.3 | 37.1 | 16.8 | 0.92 | 2954 | 83.3
PE7YZFZ1 | Etlin-Daniels | ETLIN-DANIELS | VP42-60U30-F | Indoor Luminaires | Linear Ambient | Direct Linear Ambient Luminaires | Premium | TRUE | 6837.4 | 123.99 | 55.14 | 5.29 | 0.9214 | 3083 | 82 | 5 | 50000 | 42646 |  |  | No |  | 3.1 | 6837.4 | 123.99 | 55.14 | 20 | 0.995 | 3000 | 82
PTDZ55ZP | Etlin-Daniels | ETLIN-DANIELS | VP42-42U30-F | Indoor Luminaires | Linear Ambient | Direct Linear Ambient Luminaires | Premium | TRUE | 4670.9 | 119.24 | 39.17 | 5.18 | 0.9169 | 3094 | 82 | 5 | 50000 | 42646 |  |  | No |  | 3.1 | 4670.9 | 119.24 | 40 | 20 | 0.997 | 3000 | 82
PVR2B1SG | Signcomplex Limited | Signcomplex | SC-SL10075-020-AW-A-01WW | Indoor Luminaires | Linear Ambient | Direct Linear Ambient Luminaires | Standard | TRUE | 2010.43 | 107.5 | 18.7 | 15.8 | 0.916 | 2945 | 83.4 | 5 | 50000 | 42646 |  |  | No |  | 4 | 2010.4 | 107.51 | 18.7 | 15.8 | 0.92 | 2945 | 83.4
PV2B733A | Signcomplex Limited | Signcomplex | SC-SL8050-036-AW-A-01WW | Indoor Luminaires | Linear Ambient | Direct Linear Ambient Luminaires | Standard | TRUE | 3534.88 | 104.27 | 33.9 | 15.3 | 0.915 | 2927 | 82.5 | 5 | 50000 | 42646 |  |  | No |  | 4 | 3534.8 | 104.2 | 33.9 | 15.3 | 0.92 | 2927 | 82.5
PEGURVK9 | Signcomplex Limited | Signcomplex | SC-SL8050-018-AW-A-01WW | Indoor Luminaires | Linear Ambient | Direct Linear Ambient Luminaires | Standard | TRUE | 1777.11 | 105.15 | 16.9 | 17.3 | 0.909 | 2939 | 92.7 | 5 | 50000 | 42646 |  |  | No |  | 4 | 1777.1 | 105.1 | 16.9 | 17.3 | 0.91 | 2939 | 82.7
PRKAZ825 | Alphalite Inc. | Alphalite | ILL-4H(40)/850 | Indoor Luminaires | Linear Ambient | Direct Linear Ambient Luminaires | Standard | FALSE | [9 empty] | 42646 |  |  | No |  | 4 | 4000 | 110 | 40 | 20 | 0.9 | 5000 | 80
P5X5ZKXX | Signcomplex Limited | Signcomplex | SC-SL8050-018-AW-A-01W | Indoor Luminaires | Linear Ambient | Direct Linear Ambient Luminaires | Standard | FALSE | [9 empty] | 42646 |  |  | No |  | 4 | 1906.4 | 110.8 | 17.2 | 18.3 | 0.91 | 4969 | 86.5
PRST3S8P | Signcomplex Limited | Signcomplex | SC-SL10075-020-AW-A-01W | Indoor Luminaires | Linear Ambient | Direct Linear Ambient Luminaires | Standard | FALSE | [9 empty] | 42646 |  |  | No |  | 4 | 2064.8 | 111.6 | 18.5 | 17.1 | 0.92 | 4956 | 86.6
PUJ2QH34 | Signcomplex Limited | Signcomplex | SC-SL8050-045-AW-A-01W | Indoor Luminaires | Linear Ambient | Direct Linear Ambient Luminaires | Standard | FALSE | [9 empty] | 42646 |  |  | No |  | 4 | 4684.9 | 110.2 | 42.5 | 18.5 | 0.93 | 4929 | 85.3
PEK8X8X7 | Signcomplex Limited | Signcomplex | SC-SL8050-036-AW-A-01W | Indoor Luminaires | Linear Ambient | Direct Linear Ambient Luminaires | Standard | FALSE | [9 empty] | 42646 |  |  | No |  | 4 | 3831 | 110.7 | 34.6 | 16.1 | 0.92 | 4897 | 86.9
PC3WUQMJ | Signcomplex Limited | Signcomplex | SC-SL10075-050-AW-A-01W | Indoor Luminaires | Linear Ambient | Direct Linear Ambient Luminaires | Standard | FALSE | [9 empty] | 42646 |  |  | No |  | 4 | 5545 | 108.3 | 51.2 | 12.5 | 0.94 | 4877 | 85.7
PBHDUUU4 | Signcomplex Limited | Signcomplex | SC-SL10075-040-AW-A-01W | Indoor Luminaires | Linear Ambient | Direct Linear Ambient Luminaires | Standard | FALSE | [9 empty] | 42646 |  |  | No |  | 4 | 4113.6 | 110.2 | 37.3 | 18.2 | 0.93 | 4874 | 85.3
PQTMJZNR | Signcomplex Limited | Signcomplex | SC-SL10075-050-AW-A-01NW | Indoor Luminaires | Linear Ambient | Direct Linear Ambient Luminaires | Standard | FALSE | [9 empty] | 42646 |  |  | No |  | 4 | 5386.6 | 106 | 50.8 | 12.1 | 0.94 | 4089 | 84.1
PD4R16C3 | Signcomplex Limited | Signcomplex | SC-SL10075-040-AW-A-01NW | Indoor Luminaires | Linear Ambient | Direct Linear Ambient Luminaires | Standard | FALSE | [9 empty] | 42646 |  |  | No |  | 4 | 4055.9 | 107.8 | 37.6 | 17.4 | 0.93 | 4088 | 84.3
PWJ4J7FU | Signcomplex Limited | Signcomplex | SC-SL10075-020-AW-A-01NW | Indoor Luminaires | Linear Ambient | Direct Linear Ambient Luminaires | Standard | FALSE | [9 empty] | 42646 |  |  | No |  | 4 | 2041.3 | 108.5 | 18.8 | 16.3 | 0.92 | 4076 | 84.7
PTQUGRJ7 | Signcomplex Limited | Signcomplex | SC-SL8050-045-AW-A-01NW | Indoor Luminaires | Linear Ambient | Direct Linear Ambient Luminaires | Standard | FALSE | [9 empty] | 42646 |  |  | No |  | 4 | 4575.2 | 107.9 | 42.4 | 17.9 | 0.93 | 4038 | 84.3
PFHA95MM | Signcomplex Limited | Signcomplex | SC-SL8050-018-AW-A-01NW | Indoor Luminaires | Linear Ambient | Direct Linear Ambient Luminaires | Standard | FALSE | [9 empty] | 42646 |  |  | No |  | 4 | 1834.2 | 108.5 | 16.9 | 17.8 | 0.91 | 4035 | 84
P3TV7DJC | Signcomplex Limited | Signcomplex | SC-SL8050-036-AW-A-01NW | Indoor Luminaires | Linear Ambient | Direct Linear Ambient Luminaires | Standard | FALSE | [9 empty] | 42646 |  |  | No |  | 4 | 3727.7 | 107.1 | 34.8 | 15.7 | 0.92 | 4000 | 83.5
PTWFGC4C | GE Lighting Solutions | Lumination | LIS[CI]4B085D1840Vxxxxxxxxx | Indoor Luminaires | Linear Ambient | Direct Linear Ambient Luminaires | Standard | FALSE | [9 empty] | 42646 |  |  | Yes |  | 3.1 | 8100 | 119 | 68 | 20 | 0.9 | 4000 | 83
P1KHNBXZ | Etlin-Daniels | ETLIN-DANIELS | VP42-60U50-F | Indoor Luminaires | Linear Ambient | Direct Linear Ambient Luminaires | Premium | FALSE | [9 empty] | 42646 | Dimmable | Continuous Below 10 | No |  | 3.1 | 7137.08 | 128.78 | 55.42 | 20 | 0.994 | 5000 | 83
PT44PSK3 | Etlin-Daniels | ETLIN-DANIELS | VP42-42U50-F | Indoor Luminaires | Linear Ambient | Direct Linear Ambient Luminaires | Premium | FALSE | [9 empty] | 42646 | Dimmable | Continuous Below 10 | No |  | 3.1 | 4977.14 | 125.24 | 40 | 20 | 0.997 | 5000 | 82.7
P7PDE3UX | Etlin-Daniels | ETLIN-DANIELS | VP42-42U40-F | Indoor Luminaires | Linear Ambient | Direct Linear Ambient Luminaires | Premium | FALSE | [9 empty] | 42646 | Dimmable | Continuous Below 10 | No |  | 3.1 | 4980.54 | 124.86 | 40 | 20 | 0.997 | 4000 | 84.2
PP5V1N9T | Etlin-Daniels | ETLIN-DANIELS | VP42-60U40-F | Indoor Luminaires | Linear Ambient | Direct Linear Ambient Luminaires | Premium | FALSE | [9 empty] | 42646 | Dimmable | Continuous Below 10 | No |  | 3.1 | 7198.44 | 128.77 | 55.9 | 20 | 0.994 | 4000 | 83.7
PTBUQAWF | FOSHAN INNOVATIVE LIGHTING | Innovative | LL-303601B(3000K) | Indoor Luminaires | Linear Ambient | Direct Linear Ambient Luminaires | Standard | TRUE | 3091.36 | 102.13 | 30.4 | 15.2 | 0.944 | 3006 | 83 | 5 | 50000 | 42643 |  |  | No |  | 4 | 3150 | 105 | 30 | 20 | 0.95 | 3000 | 80
P7ZK21PN | Elec-Tech International Co. Ltd | ETI | 545732XX(XX=61-70) | Indoor Luminaires | Linear Ambient | Direct Linear Ambient Luminaires | Standard | TRUE | 5091.41 | 114.13 | 44.61 | 20.81 | 0.916 | 5198 | 84.9 | 5 | 50000 | 42643 |  |  | NotYetVerified |  | 4 | 5000 | 111 | 45 | 20 | 0.98 | 5000 | 80
P2CRKAXP | Texas Fluorescents | Texas Fluorescents | JSR48L24W3200LDMV30K | Indoor Luminaires | Linear Ambient | Direct Linear Ambient Luminaires | Premium | TRUE | 3222.7 | 132.46 | 24.33 | 19.17 | 0.903 | 3030 | 82.7 | 5 | 50000 | 42643 |  |  | No |  | 4 | 3222.7 | 132.5 | 24.33 | 20 | 0.9 | 3000 | 82.2
PA3HUNS4 | Texas Fluorescents | Texas Fluorescents | JSR48L24W3350LDMV30K | Indoor Luminaires | Linear Ambient | Direct Linear Ambient Luminaires | Premium | TRUE | 3384 | 139.37 | 24.28 | 19.18 | 0.9028 | 5073 | 85.2 | 5 | 50000 | 42643 |  |  | No |  | 4 | 3384 | 140 | 24.28 | 20 | 0.9 | 5000 | 82.1
PKVAYNJ2 | FOSHAN INNOVATIVE LIGHTING | Innovative | LL-404802B(3000K) | Indoor Luminaires | Linear Ambient | Direct Linear Ambient Luminaires | Standard | TRUE | 4138.17 | 102.03 | 40.78 | 14.56 | 0.901 | 2997 | 83 | 5 | 50000 | 42643 |  |  | No |  | 4 | 4200 | 105 | 40 | 20 | 0.95 | 3000 | 80
PJSYBQWP | Texas Fluorescents | Texas Fluorescents | JSR48L36W4600LDMV30K | Indoor Luminaires | Linear Ambient | Direct Linear Ambient Luminaires | Premium | TRUE | 4639.7 | 128.2 | 36.19 | 18.34 | 0.9 | 2996 | 82.4 | 5 | 50000 | 42643 |  |  | No |  | 4 | 4639.7 | 128.2 | 36.19 | 20 | 0.9 | 3000 | 82.2
P3C42CST | Texas Fluorescents | Texas Fluorescents | JSR96L68W9400LDMV50K | Indoor Luminaires | Linear Ambient | Direct Linear Ambient Luminaires | Premium | FALSE | [9 empty] | 42643 |  |  | No |  | 4 | 9520 | 140 | 68 | 20 | 0.9 | 5000 | 82.1
P7DGKFNT | Texas Fluorescents | Texas Fluorescents | JSR96L60w8400LDMV50K | Indoor Luminaires | Linear Ambient | Direct Linear Ambient Luminaires | Premium | FALSE | [9 empty] | 42643 |  |  | No |  | 4 | 8400 | 140 | 60 | 20 | 0.9 | 5000 | 82.1
PEZ8YZ98 | Texas Fluorescents | Texas Fluorescents | JSR48L40W5400LDMV50K | Indoor Luminaires | Linear Ambient | Direct Linear Ambient Luminaires | Premium | FALSE | [9 empty] | 42643 |  |  | No |  | 4 | 5399 | 135 | 39.98 | 20 | 0.9 | 5000 | 82.1
PU7M4F3S | Texas Fluorescents | Texas Fluorescents | JSR96L68W9400LDMV40K | Indoor Luminaires | Linear Ambient | Direct Linear Ambient Luminaires | Premium | FALSE | [9 empty] | 42643 |  |  | No |  | 4 | 9384 | 138 | 68 | 20 | 0.9 | 4000 | 82.1
PX75477R | Texas Fluorescents | Texas Fluorescents | JSR96L60w8400LDMV40K | Indoor Luminaires | Linear Ambient | Direct Linear Ambient Luminaires | Premium | FALSE | [9 empty] | 42643 |  |  | No |  | 4 | 8280 | 138 | 60 | 20 | 0.9 | 4000 | 82.1
P5WH3PQV | Texas Fluorescents | Texas Fluorescents | JSR48L40W5400LDMV40K | Indoor Luminaires | Linear Ambient | Direct Linear Ambient Luminaires | Premium | FALSE | [9 empty] | 42643 |  |  | No |  | 4 | 5389 | 133.6 | 40.33 | 20 | 0.9 | 4000 | 82.1
P4XPF5S4 | Texas Fluorescents | Texas Fluorescents | JSR96L68W9400LDMV35K | Indoor Luminaires | Linear Ambient | Direct Linear Ambient Luminaires | Premium | FALSE | [9 empty] | 42643 |  |  | No |  | 4 | 9316 | 137 | 68 | 20 | 0.9 | 3500 | 82.1
PACKRVJ2 | Texas Fluorescents | Texas Fluorescents | JSR96L60w8400LDMV35K | Indoor Luminaires | Linear Ambient | Direct Linear Ambient Luminaires | Premium | FALSE | [9 empty] | 42643 |  |  | No |  | 4 | 8220 | 137 | 60 | 20 | 0.9 | 3500 | 82.1
P2Y7EXHX | Texas Fluorescents | Texas Fluorescents | JSR48L40W5400LDMV35K | Indoor Luminaires | Linear Ambient | Direct Linear Ambient Luminaires | Premium | FALSE | [9 empty] | 42643 |  |  | No |  | 4 | 5122.3 | 132 | 39.86 | 20 | 0.9 | 3500 | 82.1
PWCSHA7K | Texas Fluorescents | Texas Fluorescents | JSR96L68W9400LDMV30K | Indoor Luminaires | Linear Ambient | Direct Linear Ambient Luminaires | Premium | FALSE | [9 empty] | 42643 |  |  | No |  | 4 | 9010 | 132.5 | 68 | 20 | 0.9 | 3000 | 82.2
PR5J2SNF | Texas Fluorescents | Texas Fluorescents | JSR96L60w8400LDMV30K | Indoor Luminaires | Linear Ambient | Direct Linear Ambient Luminaires | Premium | FALSE | [9 empty] | 42643 |  |  | No |  | 4 | 7950 | 132.5 | 60 | 20 | 0.9 | 3000 | 82.2
PXMAE7A5 | Texas Fluorescents | Texas Fluorescents | JSR48L40W5400LDMV30K | Indoor Luminaires | Linear Ambient | Direct Linear Ambient Luminaires | Premium | FALSE | [9 empty] | 42643 |  |  | No |  | 4 | 5122.3 | 132 | 39.86 | 20 | 0.9 | 3000 | 82.1
PD2PS88Y | Elec-Tech International Co. Ltd | ETI | 545731XX(XX=61-70) | Indoor Luminaires | Linear Ambient | Direct Linear Ambient Luminaires | Standard | FALSE | [9 empty] | 42643 |  |  | NotYetVerified |  | 4 | 5000 | 111 | 45 | 20 | 0.98 | 5000 | 80
PN5XZSCY | FOSHAN INNOVATIVE LIGHTING | Innovative | LL-303601B(5000K) | Indoor Luminaires | Linear Ambient | Direct Linear Ambient Luminaires | Standard | FALSE | [9 empty] | 42643 | Not Dimmable | Not Dimmable | No |  | 3.1 | 3150 | 105 | 30 | 20 | 0.95 | 5000 | 80
PPTPA26W | FOSHAN INNOVATIVE LIGHTING | Innovative | LL-303601B(4500K) | Indoor Luminaires | Linear Ambient | Direct Linear Ambient Luminaires | Standard | FALSE | [9 empty] | 42643 | Not Dimmable | Not Dimmable | No |  | 3.1 | 3150 | 105 | 30 | 20 | 0.95 | 4500 | 80
PC1RFNJ3 | FOSHAN INNOVATIVE LIGHTING | Innovative | LL-303601B(4000K) | Indoor Luminaires | Linear Ambient | Direct Linear Ambient Luminaires | Standard | FALSE | [9 empty] | 42643 | Not Dimmable | Not Dimmable | No |  | 3.1 | 3150 | 105 | 30 | 20 | 0.95 | 4000 | 80
PFZWD2CS | FOSHAN INNOVATIVE LIGHTING | Innovative | LL-303601B(3500K) | Indoor Luminaires | Linear Ambient | Direct Linear Ambient Luminaires | Standard | FALSE | [9 empty] | 42643 | Not Dimmable | Not Dimmable | No |  | 3.1 | 3150 | 105 | 30 | 20 | 0.95 | 3500 | 80
PFP3Y8N6 | ETECH LED | ETech | LLW-6-44-W2-30 | Indoor Luminaires | Linear Ambient | Direct Linear Ambient Luminaires | Standard | TRUE | 4219.88 | 113.87 | 37.06 | 18.04 | 0.958 | 2972 | 81.2 | 5 | 50000 | 42642 |  |  | No |  | 3.1 | 4200 | 105 | 40 | 10 | 0.9 | 3000 | 80
PMR7HAXV | ETECH LED | ETech | LLW-5-40-W2-30 | Indoor Luminaires | Linear Ambient | Direct Linear Ambient Luminaires | Standard | TRUE | 3573.16 | 102.71 | 34.79 | 19.04 | 0.954 | 3143 | 84.6 | 5 | 50000 | 42642 |  |  | NotYetVerified |  | 3 | 4200 | 105 | 40 | 20 | 0.9 | 3000 | 80
PRFYMUQB | Nexus Electrical (Jiaxing) LTD | Luceco | LWRSXSSWP22MG140D-XX | Indoor Luminaires | Linear Ambient | Direct Linear Ambient Luminaires | Standard | TRUE | 2526.7 | 110.4 | 22.88 | 13.74 | 0.9535 | 4075 | 84.4 | 5 | 50000 | 42642 |  |  | No |  | 4 | 2526.7 | 110.4 | 22.9 | 7.28 | 0.98 | 4075 | 84.4
PXR3MZ4G | ETECH LED | ETech | LLW-5-20-W1-30 | Indoor Luminaires | Linear Ambient | Direct Linear Ambient Luminaires | Standard | TRUE | 1832.53 | 103.47 | 17.71 | 13.76 | 0.953 | 3128 | 84.3 | 5 | 50000 | 42642 |  |  | NotYetVerified |  | 3 | 2100 | 105 | 20 | 20 | 0.9 | 3000 | 80
PASN6DHY | ETECH LED | ETech | LLW-3-50-W2-30 | Indoor Luminaires | Linear Ambient | Direct Linear Ambient Luminaires | Standard | TRUE | 4877.35 | 102.19 | 47.73 | 5.9 | 0.951 | 2938 | 82.6 | 5 | 50000 | 42642 |  |  | No |  | 3 | 5250 | 105 | 50 | 10 | 0.951 | 3000 | 80
PZ4TBXF5 | ETECH LED | ETech | LLW-4-15-W1-27 | Indoor Luminaires | Linear Ambient | Direct Linear Ambient Luminaires | Standard | TRUE | 1739.9 | 114.17 | 15.24 | 15.63 | 0.947 | 2753 | 82.7 | 5 | 50000 | 42642 |  |  | NotYetVerified |  | 3 | 1760 | 110 | 16 | 9.12 | 0.991 | 2753 | 83
PVZNGN7Y | ETECH LED | ETech | LLW-8-60-W2-30 | Indoor Luminaires | Linear Ambient | Direct Linear Ambient Luminaires | Standard | TRUE | 6408.47 | 110.19 | 58.16 | 5.91 | 0.943 | 2975 | 81.2 | 5 | 50000 | 42642 |  |  | No |  | 3.1 | 6600 | 110 | 60 | 10 | 0.9 | 3000 | 80
PKUAEBJN | ETECH LED | ETech | LLW-3-25-W2-30 | Indoor Luminaires | Linear Ambient | Direct Linear Ambient Luminaires | Standard | TRUE | 2673.75 | 111.04 | 24.08 | 5.93 | 0.92 | 2981 | 81.3 | 5 | 50000 | 42642 |  |  | No |  | 3.1 | 2775 | 111 | 25 | 10 | 0.9 | 3000 | 80
PM8ZMWEX | ETECH LED | ETech | LLW-4-15-W1-50 | Indoor Luminaires | Linear Ambient | Direct Linear Ambient Luminaires | Standard | FALSE | [9 empty] | 42642 | Not Yet Verified | Not Yet Verified | NotYetVerified |  | 3 | 1760 | 110 | 16 | 9.12 | 0.991 | 5000 | 83
PCT7G5DN | ETECH LED | ETech | LLW-5-40-W2-50 | Indoor Luminaires | Linear Ambient | Direct Linear Ambient Luminaires | Standard | FALSE | [9 empty] | 42642 | Not Yet Verified | Not Yet Verified | NotYetVerified |  | 3 | 4200 | 105 | 40 | 20 | 0.9 | 5000 | 80
PCV78NQ1 | ETECH LED | ETech | LLW-5-20-W1-50 | Indoor Luminaires | Linear Ambient | Direct Linear Ambient Luminaires | Standard | FALSE | [9 empty] | 42642 | Not Yet Verified | Not Yet Verified | NotYetVerified |  | 3 | 2100 | 105 | 20 | 20 | 0.9 | 5000 | 80
P1WBK218 | ETECH LED | ETech | LLW-8-60-W2-50 | Indoor Luminaires | Linear Ambient | Direct Linear Ambient Luminaires | Standard | FALSE | [9 empty] | 42642 | Not Yet Verified | Not Yet Verified | No |  | 3.1 | 6600 | 110 | 60 | 10 | 0.9 | 5000 | 80
PJ3FQJBX | ETECH LED | ETech | LLW-3-50-W2-50 | Indoor Luminaires | Linear Ambient | Direct Linear Ambient Luminaires | Standard | FALSE | [9 empty] | 42642 | Not Yet Verified | Not Yet Verified | No |  | 3 | 5250 | 105 | 50 | 10 | 0.951 | 5000 | 80
P6KN1EPC | ETECH LED | ETech | LLW-6-44-W2-50 | Indoor Luminaires | Linear Ambient | Direct Linear Ambient Luminaires | Standard | FALSE | [9 empty] | 42642 | Not Yet Verified | Not Yet Verified | No |  | 3.1 | 4200 | 105 | 40 | 10 | 0.9 | 5000 | 80
PTBMGDUW | ETECH LED | ETech | LLW-3-25-W2-50 | Indoor Luminaires | Linear Ambient | Direct Linear Ambient Luminaires | Standard | FALSE | [9 empty] | 42642 | Not Yet Verified | Not Yet Verified | No |  | 3.1 | 2775 | 111 | 25 | 10 | 0.9 | 5000 | 80
PSEA6CA7 | ETECH LED | ETech | LLW-4-15-W1-45 | Indoor Luminaires | Linear Ambient | Direct Linear Ambient Luminaires | Standard | FALSE | [9 empty] | 42642 | Not Yet Verified | Not Yet Verified | NotYetVerified |  | 3 | 1760 | 110 | 16 | 9.12 | 0.991 | 4500 | 83
PD2YUXDF | ETECH LED | ETech | LLW-5-40-W2-45 | Indoor Luminaires | Linear Ambient | Direct Linear Ambient Luminaires | Standard | FALSE | [9 empty] | 42642 | Not Yet Verified | Not Yet Verified | NotYetVerified |  | 3 | 4200 | 105 | 40 | 20 | 0.9 | 4500 | 80
P7HCH7FX | ETECH LED | ETech | LLW-5-20-W1-45 | Indoor Luminaires | Linear Ambient | Direct Linear Ambient Luminaires | Standard | FALSE | [9 empty] | 42642 | Not Yet Verified | Not Yet Verified | NotYetVerified |  | 3 | 2100 | 105 | 20 | 20 | 0.9 | 4500 | 80
PRWNTYH6 | ETECH LED | ETech | LLW-8-60-W2-45 | Indoor Luminaires | Linear Ambient | Direct Linear Ambient Luminaires | Standard | FALSE | [9 empty] | 42642 | Not Yet Verified | Not Yet Verified | No |  | 3.1 | 6600 | 110 | 60 | 10 | 0.9 | 4500 | 80
PKVD36KS | ETECH LED | ETech | LLW-3-50-W2-45 | Indoor Luminaires | Linear Ambient | Direct Linear Ambient Luminaires | Standard | FALSE | [9 empty] | 42642 | Not Yet Verified | Not Yet Verified | No |  | 3 | 5250 | 105 | 50 | 10 | 0.951 | 4500 | 80
PF7FKRZY | ETECH LED | ETech | LLW-6-44-W2-45 | Indoor Luminaires | Linear Ambient | Direct Linear Ambient Luminaires | Standard | FALSE | [9 empty] | 42642 | Not Yet Verified | Not Yet Verified | No |  | 3.1 | 4200 | 105 | 40 | 10 | 0.9 | 4500 | 80
PRNC814X | ETECH LED | ETech | LLW-3-25-W2-45 | Indoor Luminaires | Linear Ambient | Direct Linear Ambient Luminaires | Standard | FALSE | [9 empty] | 42642 | Not Yet Verified | Not Yet Verified | No |  | 3.1 | 2775 | 111 | 25 | 10 | 0.9 | 4500 | 80
PDAZZZ2W | ETECH LED | ETech | LLW-4-15-W1-40 | Indoor Luminaires | Linear Ambient | Direct Linear Ambient Luminaires | Standard | FALSE | [9 empty] | 42642 | Not Yet Verified | Not Yet Verified | NotYetVerified |  | 3 | 1760 | 110 | 16 | 9.12 | 0.991 | 4000 | 83
P7ZP71G1 | ETECH LED | ETech | LLW-5-40-W2-40 | Indoor Luminaires | Linear Ambient | Direct Linear Ambient Luminaires | Standard | FALSE | [9 empty] | 42642 | Not Yet Verified | Not Yet Verified | NotYetVerified |  | 3 | 4200 | 105 | 40 | 20 | 0.9 | 4000 | 80
PGVJTUY1 | ETECH LED | ETech | LLW-5-20-W1-40 | Indoor Luminaires | Linear Ambient | Direct Linear Ambient Luminaires | Standard | FALSE | [9 empty] | 42642 | Not Yet Verified | Not Yet Verified | NotYetVerified |  | 3 | 2100 | 105 | 20 | 20 | 0.9 | 4000 | 80
PXES1939 | ETECH LED | ETech | LLW-8-60-W2-40 | Indoor Luminaires | Linear Ambient | Direct Linear Ambient Luminaires | Standard | FALSE | [9 empty] | 42642 | Not Yet Verified | Not Yet Verified | No |  | 3.1 | 6600 | 110 | 60 | 10 | 0.9 | 4000 | 80
PP3JH755 | ETECH LED | ETech | LLW-3-50-W2-40 | Indoor Luminaires | Linear Ambient | Direct Linear Ambient Luminaires | Standard | FALSE | [9 empty] | 42642 | Not Yet Verified | Not Yet Verified | No |  | 3 | 5250 | 105 | 50 | 10 | 0.951 | 4000 | 80
PUQF1PU4 | ETECH LED | ETech | LLW-6-44-W2-40 | Indoor Luminaires | Linear Ambient | Direct Linear Ambient Luminaires | Standard | FALSE | [9 empty] | 42642 | Not Yet Verified | Not Yet Verified | No |  | 3.1 | 4200 | 105 | 40 | 10 | 0.9 | 4000 | 80
PJ8SAE14 | ETECH LED | ETech | LLW-3-25-W2-40 | Indoor Luminaires | Linear Ambient | Direct Linear Ambient Luminaires | Standard | FALSE | [9 empty] | 42642 | Not Yet Verified | Not Yet Verified | No |  | 3.1 | 2775 | 111 | 25 | 10 | 0.9 | 4000 | 80
PE6AFWDE | ETECH LED | ETech | LLW-4-15-W1-35 | Indoor Luminaires | Linear Ambient | Direct Linear Ambient Luminaires | Standard | FALSE | [9 empty] | 42642 | Not Yet Verified | Not Yet Verified | NotYetVerified |  | 3 | 1760 | 110 | 16 | 9.12 | 0.991 | 3500 | 83
P1A9UCH6 | ETECH LED | ETech | LLW-5-40-W2-35 | Indoor Luminaires | Linear Ambient | Direct Linear Ambient Luminaires | Standard | FALSE | [9 empty] | 42642 | Not Yet Verified | Not Yet Verified | NotYetVerified |  | 3 | 4200 | 105 | 40 | 20 | 0.9 | 3500 | 80
PZZDB5M8 | ETECH LED | ETech | LLW-5-20-W1-35 | Indoor Luminaires | Linear Ambient | Direct Linear Ambient Luminaires | Standard | FALSE | [9 empty] | 42642 | Not Yet Verified | Not Yet Verified | NotYetVerified |  | 3 | 2100 | 105 | 20 | 20 | 0.9 | 3500 | 80
PMDFKX49 | ETECH LED | ETech | LLW-8-60-W2-35 | Indoor Luminaires | Linear Ambient | Direct Linear Ambient Luminaires | Standard | FALSE | [9 empty] | 42642 | Not Yet Verified | Not Yet Verified | No |  | 3.1 | 6600 | 110 | 60 | 10 | 0.9 | 3500 | 80
P652NHPC | ETECH LED | ETech | LLW-3-50-W2-35 | Indoor Luminaires | Linear Ambient | Direct Linear Ambient Luminaires | Standard | FALSE | [9 empty] | 42642 | Not Yet Verified | Not Yet Verified | No |  | 3 | 5250 | 105 | 50 | 10 | 0.951 | 3500 | 80
P3A93RF4 | ETECH LED | ETech | LLW-6-44-W2-35 | Indoor Luminaires | Linear Ambient | Direct Linear Ambient Luminaires | Standard | FALSE | [9 empty] | 42642 | Not Yet Verified | Not Yet Verified | No |  | 3.1 | 4200 | 105 | 40 | 10 | 0.9 | 3500 | 80
PG8XV5YA | ETECH LED | ETech | LLW-3-25-W2-35 | Indoor Luminaires | Linear Ambient | Direct Linear Ambient Luminaires | Standard | FALSE | [9 empty] | 42642 | Not Yet Verified | Not Yet Verified | No |  | 3.1 | 2775 | 111 | 25 | 10 | 0.9 | 3500 | 80
P49A36ZJ | ETECH LED | ETech | LLW-4-15-W1-30 | Indoor Luminaires | Linear Ambient | Direct Linear Ambient Luminaires | Standard | FALSE | [9 empty] | 42642 | Not Yet Verified | Not Yet Verified | NotYetVerified |  | 3 | 1760 | 110 | 16 | 9.12 | 0.991 | 3000 | 83
PK3D99SA | Nexus Electrical (Jiaxing) LTD | Luceco | LWRSXSSWP22MG140DMS-XX | Indoor Luminaires | Linear Ambient | Direct Linear Ambient Luminaires | Standard | FALSE | [9 empty] | 42642 | Dimmable | Continuous Below 10 | Yes |  | 4 | 2526.7 | 110.4 | 22.9 | 7.28 | 0.98 | 4075 | 84.4
PT3RFP6N | Nexus Electrical (Jiaxing) LTD | Luceco | LWRSXSSWP22MG140DE-XX | Indoor Luminaires | Linear Ambient | Direct Linear Ambient Luminaires | Standard | FALSE | [9 empty] | 42642 | Dimmable | Continuous Below 10 | No |  | 4 | 2526.7 | 110.4 | 22.9 | 7.28 | 0.98 | 4075 | 84.4
P3A1EKQC | Nexus Electrical (Jiaxing) LTD | Luceco | LWRSXSSWP44MG140DMS-XX | Indoor Luminaires | Linear Ambient | Direct Linear Ambient Luminaires | Standard | FALSE | [9 empty] | 42642 | Dimmable | Continuous Below 10 | Yes |  | 4 | 4746.7 | 114.7 | 41.2 | 14.21 | 0.99 | 4073 | 84.3
PNJWQVBP | Nexus Electrical (Jiaxing) LTD | Luceco | LWRSXSSWP44MG140DE-XX | Indoor Luminaires | Linear Ambient | Direct Linear Ambient Luminaires | Standard | FALSE | [9 empty] | 42642 | Dimmable | Continuous Below 10 | No |  | 4 | 4746.7 | 114.7 | 41.2 | 14.21 | 0.99 | 4073 | 84.3
P577GED4 | Nexus Electrical (Jiaxing) LTD | Luceco | LWRSXSSWP44MG140D-XX | Indoor Luminaires | Linear Ambient | Direct Linear Ambient Luminaires | Standard | FALSE | [9 empty] | 42642 | Dimmable | Continuous Below 10 | No |  | 4 | 4746.7 | 114.7 | 41.2 | 14.21 | 0.99 | 4073 | 84.3
PNK37ZS4 | Nexus Electrical (Jiaxing) LTD | Luceco | LWRSSSWP22MG140N-XX | Indoor Luminaires | Linear Ambient | Direct Linear Ambient Luminaires | Standard | FALSE | [9 empty] | 42642 | Not Dimmable | Not Dimmable | No |  | 4 | 2580.6 | 117.1 | 22 | 12.78 | 0.98 | 4062 | 84.3
PCH7WVSM | Nexus Electrical (Jiaxing) LTD | Luceco | LWRSSSWP44MG140N-XX | Indoor Luminaires | Linear Ambient | Direct Linear Ambient Luminaires | Standard | FALSE | [9 empty] | 42642 | Not Dimmable | Not Dimmable | No |  | 4 | 4403.2 | 117.7 | 37.4 | 12.22 | 0.99 | 4003 | 82.4
PTFCCBF8 | Jiangmen OGJG Lighting and Electronic Co. Ltd. | OGJG Lighting | OG-LED240-WPC(4000K) | Indoor Luminaires | Linear Ambient | Direct Linear Ambient Luminaires | Standard | TRUE | 9170.86 | 112.1 | 81.81 | 14.89 | 0.925 | 4000 | 85.3 | 5 | 50000 | 42641 |  |  | No |  | 4 | 9000 | 112.5 | 80 | 15 | 0.9 | 4000 | 83
P7PHJPM8 | Aimlite Lighting Products | AimLite | W18NS-48-2 | Indoor Luminaires | Linear Ambient | Direct Linear Ambient Luminaires | Standard | TRUE | 4512.1 | 115.07 | 39.21 | 5.61 | 0.9057 | 3107 | 81.8 | 5 | 50000 | 42641 |  |  | No |  | 4 | 4512.1 | 115.07 | 40 | 20 | 0.993 | 3000 | 81.8
P7N6GYWN | ELB Electronics Inc. | ELB | ELB-LED-LF-48-30-830-FP4-MV | Indoor Luminaires | Linear Ambient | Direct Linear Ambient Luminaires | Standard | TRUE | 3193.7 | 108.6 | 29.41 | 13.43 | 0.904 | 3052 | 83.7 | 5 | 50000 | 42641 |  |  | No |  | 4 | 3193 | 109 | 30 | 7 | 0.9 | 3000 | 84
PV72S6BG | ELB Electronics Inc. | ELB | ELB-LED-LF-48-30-830-WL4-MV | Indoor Luminaires | Linear Ambient | Direct Linear Ambient Luminaires | Standard | TRUE | 3289.5 | 113.6 | 28.96 | 12.62 | 0.904 | 3064 | 84 | 5 | 50000 | 42641 |  |  | No |  | 4 | 3289 | 113 | 30 | 7 | 0.9 | 3000 | 84
P4HS16J5 | ELB Electronics Inc. | ELB | ELB-LED-LF-48-30-850-WL4-MV | Indoor Luminaires | Linear Ambient | Direct Linear Ambient Luminaires | Standard | FALSE | [9 empty] | 42641 |  |  | No |  | 4 | 3520 | 120 | 30 | 7 | 0.9 | 5000 | 84
PFX2S9WZ | ELB Electronics Inc. | ELB | ELB-LED-LF-48-30-850-FP4-MV | Indoor Luminaires | Linear Ambient | Direct Linear Ambient Luminaires | Standard | FALSE | [9 empty] | 42641 |  |  | No |  | 4 | 3460 | 117 | 30 | 7 | 0.9 | 5000 | 84
PW4SQEZP | ELB Electronics Inc. | ELB | ELB-LED-LF-48-30-845-WL4-MV | Indoor Luminaires | Linear Ambient | Direct Linear Ambient Luminaires | Standard | FALSE | [9 empty] | 42641 |  |  | No |  | 4 | 3500 | 119 | 30 | 7 | 0.9 | 4500 | 84
PMN4W5D7 | ELB Electronics Inc. | ELB | ELB-LED-LF-48-30-845-FP4-MV | Indoor Luminaires | Linear Ambient | Direct Linear Ambient Luminaires | Standard | FALSE | [9 empty] | 42641 |  |  | No |  | 4 | 3400 | 115 | 30 | 7 | 0.9 | 4500 | 84
P8EEWW9C | ELB Electronics Inc. | ELB | ELB-LED-LF-48-30-840-WL4-MV | Indoor Luminaires | Linear Ambient | Direct Linear Ambient Luminaires | Standard | FALSE | [9 empty] | 42641 |  |  | No |  | 4 | 3460 | 117 | 30 | 7 | 0.9 | 4000 | 84
PZ6QAPZA | ELB Electronics Inc. | ELB | ELB-LED-LF-48-30-840-FP4-MV | Indoor Luminaires | Linear Ambient | Direct Linear Ambient Luminaires | Standard | FALSE | [9 empty] | 42641 |  |  | No |  | 4 | 3340 | 113 | 30 | 7 | 0.9 | 4000 | 84
P3JKDZE1 | ELB Electronics Inc. | ELB | ELB-LED-LF-48-30-835-WL4-MV | Indoor Luminaires | Linear Ambient | Direct Linear Ambient Luminaires | Standard | FALSE | [9 empty] | 42641 |  |  | No |  | 4 | 3340 | 115 | 30 | 7 | 0.9 | 3500 | 84
PMNEMHDR | ELB Electronics Inc. | ELB | ELB-LED-LF-48-30-835-FP4-MV | Indoor Luminaires | Linear Ambient | Direct Linear Ambient Luminaires | Standard | FALSE | [9 empty] | 42641 |  |  | No |  | 4 | 3235 | 111 | 30 | 7 | 0.9 | 3500 | 84
PSXPAME4 | Aimlite Lighting Products | AimLite | W18NS-48-1 | Indoor Luminaires | Linear Ambient | Direct Linear Ambient Luminaires | Standard | FALSE | [9 empty] | 42641 | Dimmable | Continuous Below 10 | No |  | 4 | 4548.1 | 115.7 | 40 | 20 | 0.991 | 4000 | 83.4
PCCX53TY | Jiangmen OGJG Lighting and Electronic Co. Ltd. | OGJG Lighting | OG-LED240-WPC(5000K) | Indoor Luminaires | Linear Ambient | Direct Linear Ambient Luminaires | Standard | FALSE | [9 empty] | 42641 | Not Dimmable | Not Dimmable | No |  | 4 | 9000 | 112.5 | 80 | 15 | 0.9 | 5000 | 83
PAU5WQB5 | ELB Electronics Inc. | ELB | ELB-LED-LF-48-30-830-TL4-MV | Indoor Luminaires | Linear Ambient | Direct Linear Ambient Luminaires | Standard | TRUE | 3139.3 | 109.4 | 28.7 | 12.88 | 0.904 | 3063 | 84.2 | 5 | 50000 | 42640 |  |  | No |  | 4 | 3139 | 109 | 30 | 7 | 0.9 | 3000 | 84
P3QTU44U | Luminaire LED Inc. | The Stair Lighter | TSL9-3-40W-4000K-120-277-CP-XXX-2B | Indoor Luminaires | Linear Ambient | Direct Linear Ambient Luminaires | Standard | FALSE | [9 empty] | 42640 |  |  | Yes |  | 3.1 | 4545 | 105.5 | 43.07 | 11.5 | 0.91 | 4174 | 86.7
P58EKZPZ | Luminaire LED Inc. | The Stair Lighter | TSL9-3-40W-3500K-120-277-CP-XXX-2B | Indoor Luminaires | Linear Ambient | Direct Linear Ambient Luminaires | Standard | FALSE | [9 empty] | 42640 |  |  | Yes |  | 3.1 | 3972 | 92.3 | 43.05 | 11.5 | 0.91 | 3500 | 85.4
PH9MEZNN | Luminaire LED Inc. | The Stair Lighter | TSL9-3-40W-3000K-120-277-CP-XXX-2B | Indoor Luminaires | Linear Ambient | Direct Linear Ambient Luminaires | Standard | FALSE | [9 empty] | 42640 |  |  | Yes |  | 3.1 | 3842 | 89.3 | 43.03 | 11.5 | 0.91 | 3064 | 84.6
PXBK4TJ4 | ELB Electronics Inc. | ELB | ELB-LED-LF-48-30-850-TL4-MV | Indoor Luminaires | Linear Ambient | Direct Linear Ambient Luminaires | Standard | FALSE | [9 empty] | 42640 |  |  | No |  | 4 | 3420 | 117 | 30 | 7 | 0.9 | 5000 | 84
PUNVUZ34 | ELB Electronics Inc. | ELB | ELB-LED-LF-48-30-845-TL4-MV | Indoor Luminaires | Linear Ambient | Direct Linear Ambient Luminaires | Standard | FALSE | [9 empty] | 42640 |  |  | No |  | 4 | 3380 | 115 | 30 | 7 | 0.9 | 4500 | 84
PFG1RVVB | ELB Electronics Inc. | ELB | ELB-LED-LF-48-30-840-TL4-MV | Indoor Luminaires | Linear Ambient | Direct Linear Ambient Luminaires | Standard | FALSE | [9 empty] | 42640 |  |  | No |  | 4 | 3340 | 113 | 30 | 7 | 0.9 | 4000 | 84
P59HFWTM | ELB Electronics Inc. | ELB | ELB-LED-LF-48-30-835-TL4-MV | Indoor Luminaires | Linear Ambient | Direct Linear Ambient Luminaires | Standard | FALSE | [9 empty] | 42640 |  |  | No |  | 4 | 3260 | 111 | 30 | 7 | 0.9 | 3500 | 84
P4F2SVJ1 | WareLight | Warelight | STLED36W4/5000K | Indoor Luminaires | Linear Ambient | Direct Linear Ambient Luminaires | Premium | TRUE | 3778.232 | 116.504 | 32.43 | 4.44 | 0.9455 | 5196 | 83.9 | 5 | 50000 | 42636 |  |  | No |  | 3.1 | 3778.23 | 116.5 | 32.43 | 20 | 0.997 | 5000 | 83.9
PCJY33CK | WareLight | Warelight | STLED36W4/3000K | Indoor Luminaires | Linear Ambient | Direct Linear Ambient Luminaires | Premium | TRUE | 3582.1 | 110.52 | 32.41 | 4.44 | 0.9455 | 3133 | 82.9 | 5 | 50000 | 42636 |  |  | No |  | 3.1 | 3582.1 | 110.52 | 32.41 | 20 | 0.997 | 3000 | 82.9
PHTVKD2D | WareLight | Warelight | STLED68W8/3000K | Indoor Luminaires | Linear Ambient | Direct Linear Ambient Luminaires | Premium | TRUE | 7546 | 112.13 | 67.3 | 4.95 | 0.942 | 3146 | 83.2 | 5 | 50000 | 42636 |  |  | No |  | 3.1 | 7546.3 | 112 | 67.3 | 20 | 0.997 | 3000 | 83
PNRGVFNJ | WareLight | Warelight | STLED68W8/5000K | Indoor Luminaires | Linear Ambient | Direct Linear Ambient Luminaires | Premium | FALSE | [9 empty] | 42636 | Dimmable | Continuous Below 10 | No |  | 3.1 | 7700 | 115 | 67 | 20 | 0.997 | 5000 | 83
PEYHJKM8 | WareLight | Warelight | STLED36W4/4000K | Indoor Luminaires | Linear Ambient | Direct Linear Ambient Luminaires | Premium | FALSE | [9 empty] | 42636 | Dimmable | Continuous Below 10 | No |  | 3.1 | 3750 | 115.4 | 32.5 | 20 | 0.997 | 4000 | 85.1
P9PNYSH2 | WareLight | Warelight | STLED68W8/4000K | Indoor Luminaires | Linear Ambient | Direct Linear Ambient Luminaires | Premium | FALSE | [9 empty] | 42636 | Dimmable | Continuous Below 10 | No |  | 3.1 | 7650 | 114 | 67 | 20 | 0.997 | 4000 | 83
PDJWBBE8 | WareLight | Warelight | STLED68W8/3500K | Indoor Luminaires | Linear Ambient | Direct Linear Ambient Luminaires | Premium | FALSE | [9 empty] | 42636 | Dimmable | Continuous Below 10 | No |  | 3.1 | 7600 | 113 | 67 | 20 | 0.997 | 3500 | 83
PJ677PHZ | WareLight | Warelight | STLED36W4/3500K | Indoor Luminaires | Linear Ambient | Direct Linear Ambient Luminaires | Premium | FALSE | [9 empty] | 42636 | Dimmable | Continuous Below 10 | No |  | 3.1 | 3680 | 113.2 | 32.5 | 20 | 0.996 | 3500 | 83
PTSQKEHM | Jiangsu Ever-Tie Lighting Co. Ltd | Ever-tie | ETLWRAP03-4FT/LW/42/DM 4000K(A1+B1) | Indoor Luminaires | Linear Ambient | Direct Linear Ambient Luminaires | Premium | TRUE | 5036.7 | 126.43 | 39.83 | 3.8 | 0.97 | 3958 | 81.99 | 5 | 50000 | 42635 |  |  | No |  | 4 | 5334 | 127 | 42 | 10 | 0.9 | 4000 | 80
P7ZNTR3A | Jiangsu Ever-Tie Lighting Co. Ltd | Ever-tie | ETLWRAP03-4FT/LW/32/DM 3500K(A3+B1) | Indoor Luminaires | Linear Ambient | Direct Linear Ambient Luminaires | Premium | TRUE | 3927.4 | 127.19 | 30.87 | 9.6 | 0.9659 | 3582 | 82.7 | 5 | 50000 | 42635 |  |  | No |  | 4 | 4096 | 130 | 32 | 10 | 0.9 | 3500 | 80
PPBNK25G | Jiangsu Ever-Tie Lighting Co. Ltd | Ever-tie | ETLWRAP03-4FT/LW/42/DM 4000K(A3+B1) | Indoor Luminaires | Linear Ambient | Direct Linear Ambient Luminaires | Premium | TRUE | 5011.1 | 129 | 38.84 | 8.7 | 0.9506 | 3959 | 82 | 5 | 50000 | 42635 |  |  | No |  | 4 | 5334 | 127 | 42 | 10 | 0.9 | 4000 | 80
PTJD1JA3 | Jiangsu Ever-Tie Lighting Co. Ltd | Ever-tie | ETLWRAP03-4FT/LW/36/DM 3500K(A3+B1) | Indoor Luminaires | Linear Ambient | Direct Linear Ambient Luminaires | Premium | TRUE | 4201.1 | 127.97 | 32.83 | 8 | 0.9395 | 3579 | 82.6 | 5 | 50000 | 42635 |  |  | No |  | 4 | 4572 | 128 | 36 | 10 | 0.9 | 3500 | 80
PURZDR5S | Jiangsu Ever-Tie Lighting Co. Ltd | Ever-tie | ETLWRAP03-4FT/LW/42/DM 5000K(A1+B1) | Indoor Luminaires | Linear Ambient | Direct Linear Ambient Luminaires | Premium | FALSE | [9 empty] | 42635 |  |  | No |  | 4 | 5376 | 128 | 42 | 10 | 0.9 | 5000 | 80
PMBCR9ZT | Jiangsu Ever-Tie Lighting Co. Ltd | Ever-tie | ETLWRAP03-4FT/LW/42/DM 5000K(A3+B1) | Indoor Luminaires | Linear Ambient | Direct Linear Ambient Luminaires | Premium | FALSE | [9 empty] | 42635 |  |  | No |  | 4 | 5376 | 128 | 42 | 10 | 0.9 | 5000 | 80
PNV79279 | Jiangsu Ever-Tie Lighting Co. Ltd | Ever-tie | ETLWRAP03-4FT/LW/36/DM 5000K(A3+B1) | Indoor Luminaires | Linear Ambient | Direct Linear Ambient Luminaires | Premium | FALSE | [9 empty] | 42635 |  |  | No |  | 4 | 4680 | 131 | 36 | 10 | 0.9 | 5000 | 80
PN8GJJ82 | Jiangsu Ever-Tie Lighting Co. Ltd | Ever-tie | ETLWRAP03-4FT/LW/36/DM 5000K(A1+B1) | Indoor Luminaires | Linear Ambient | Direct Linear Ambient Luminaires | Premium | FALSE | [9 empty] | 42635 |  |  | No |  | 4 | 4680 | 131 | 36 | 10 | 0.9 | 5000 | 80
PNPYGN19 | Jiangsu Ever-Tie Lighting Co. Ltd | Ever-tie | ETLWRAP03-4FT/LW/32/DM 5000K(A3+B1) | Indoor Luminaires | Linear Ambient | Direct Linear Ambient Luminaires | Premium | FALSE | [9 empty] | 42635 |  |  | No |  | 4 | 4224 | 134 | 32 | 10 | 0.9 | 5000 | 80
PC2QJ2UW | Jiangsu Ever-Tie Lighting Co. Ltd | Ever-tie | ETLWRAP03-4FT/LW/32/DM 5000K(A1+B1) | Indoor Luminaires | Linear Ambient | Direct Linear Ambient Luminaires | Premium | FALSE | [9 empty] | 42635 |  |  | No |  | 4 | 4224 | 134 | 32 | 10 | 0.9 | 5000 | 80
PV76YFN5 | Jiangsu Ever-Tie Lighting Co. Ltd | Ever-tie | ETLWRAP03-4FT/LW/36/DM 4000K(A1+B1) | Indoor Luminaires | Linear Ambient | Direct Linear Ambient Luminaires | Premium | FALSE | [9 empty] | 42635 |  |  | No |  | 4 | 4608 | 130 | 36 | 10 | 0.9 | 4000 | 80
P89GKY7C | Jiangsu Ever-Tie Lighting Co. Ltd | Ever-tie | ETLWRAP03-4FT/LW/36/DM 4000K(A3+B1) | Indoor Luminaires | Linear Ambient | Direct Linear Ambient Luminaires | Premium | FALSE | [9 empty] | 42635 |  |  | No |  | 4 | 4608 | 130 | 36 | 10 | 0.9 | 4000 | 80
PPKKTA26 | Jiangsu Ever-Tie Lighting Co. Ltd | Ever-tie | ETLWRAP03-4FT/LW/32/DM 4000K(A3+B1) | Indoor Luminaires | Linear Ambient | Direct Linear Ambient Luminaires | Premium | FALSE | [9 empty] | 42635 |  |  | No |  | 4 | 4160 | 132 | 32 | 10 | 0.9 | 4000 | 80
P8V1HCR8 | Jiangsu Ever-Tie Lighting Co. Ltd | Ever-tie | ETLWRAP03-4FT/LW/32/DM 4000K(A1+B1) | Indoor Luminaires | Linear Ambient | Direct Linear Ambient Luminaires | Premium | FALSE | [9 empty] | 42635 |  |  | No |  | 4 | 4160 | 132 | 32 | 10 | 0.9 | 4000 | 80
PRM5FT3M | Jiangsu Ever-Tie Lighting Co. Ltd | Ever-tie | ETLWRAP03-4FT/LW/36/DM 3500K(A1+B1) | Indoor Luminaires | Linear Ambient | Direct Linear Ambient Luminaires | Premium | FALSE | [9 empty] | 42635 |  |  | No |  | 4 | 4572 | 128 | 36 | 10 | 0.9 | 3500 | 80
PW7ZCCXB | Jiangsu Ever-Tie Lighting Co. Ltd | Ever-tie | ETLWRAP03-4FT/LW/32/DM 3500K(A1+B1) | Indoor Luminaires | Linear Ambient | Direct Linear Ambient Luminaires | Premium | FALSE | [9 empty] | 42635 |  |  | No |  | 4 | 4096 | 130 | 32 | 10 | 0.9 | 3500 | 80
PCKAEYCY | Digital Lumens | Digital Lumens | LLE-B1-ST-D-850-[00 to 12] | Indoor Luminaires | Linear Ambient | Direct Linear Ambient Luminaires | Premium | FALSE | [9 empty] | 42635 | Dimmable | Continuous Below 10 | Yes |  | 3 | 4164 | 124.18 | 32.53 | 10.03 | 0.93 | 5117 | 82.52
P426DHSB | Digital Lumens | Digital Lumens | LLE-D1-ST-D-850-[00 to 12] | Indoor Luminaires | Linear Ambient | Direct Linear Ambient Luminaires | Premium | FALSE | [9 empty] | 42635 | Dimmable | Continuous Below 10 | Yes |  | 3 | 6519 | 125.34 | 52.01 | 13.74 | 0.88 | 5018 | 82.07
PH6JF9NC | Digital Lumens | Digital Lumens | LLE-B1-ST-D-840-[00 to 12] | Indoor Luminaires | Linear Ambient | Direct Linear Ambient Luminaires | Standard | FALSE | [9 empty] | 42635 |  |  | Yes |  | 3 | 3983 | 116.97 | 34.05 | 9.01 | 0.93 | 4002 | 83.65
PY4WHFSH | Digital Lumens | Digital Lumens | LLE-D1-ST-D-840-[00 to 12] | Indoor Luminaires | Linear Ambient | Direct Linear Ambient Luminaires | Premium | FALSE | [9 empty] | 42635 |  |  | Yes |  | 3 | 6266 | 123.1 | 50.9 | 14.07 | 0.88 | 3900 | 83.37
PSV3ZJ56 | Genesis Energy Technology LLC | CK - LED Strip Light Conversion Kit | 4CKN50-UNF1-50xx | Indoor Retrofit Kit | Linear Ambient | Retrofit Kits for Direct Linear Ambient Luminaires | Standard | TRUE | 5686 | 116.3 | 48.88 | 14.8 | 0.971 | 5091 | 83.1 | 5 | 50000 | 42634 |  |  | NotYetVerified |  | 4 | 5686 | 116.3 | 48.88 | 14.8 | 0.971 | 5091 | 83.1
P3H41EY2 | WESTGATE MFG | WESTGATE | LLVT-4FT-40W-30K-D | Indoor Luminaires | Linear Ambient | Direct Linear Ambient Luminaires | Standard | TRUE | 5186.6 | 123.87 | 41.87 | 7.61 | 0.9584 | 3072 | 82.8 | 5 | 50000 | 42634 |  |  | Yes |  | 4 | 5000 | 125 | 40 | 20 | 0.95 | 3000 | 80
PUPRGK91 | Litetronics International | LITETRONICS | RF32UQT130C | Indoor Retrofit Kit | Linear Ambient | Retrofit Kits for Direct Linear Ambient Luminaires | Standard | TRUE | 4318.26 | 133.61 | 32.32 | 10.8 | 0.951 | 3003 | 83.6 | 7 | 85000 | 42634 |  |  | NotYetVerified |  | 4 | 4400 | 137.5 | 32 | 11 | 0.95 | 3000 | 83
PAMWZE99 | Litetronics International | LITETRONICS | RF32UQT130 | Indoor Retrofit Kit | Linear Ambient | Retrofit Kits for Direct Linear Ambient Luminaires | Standard | TRUE | 4419.18 | 134 | 32.98 | 10.9 | 0.95 | 3005 | 83.6 | 7 | 85000 | 42634 |  |  | No |  | 4 | 4400 | 137.5 | 32 | 11 | 0.95 | 3000 | 83
PZQJNYE2 | Hengdian Group Tospo Lighting Co.Ltd | TOSPO | TP-WRAP01-442-DIM 3000K | Indoor Luminaires | Linear Ambient | Direct Linear Ambient Luminaires | Standard | TRUE | 4543.09 | 110.24 | 41.21 | 5.8 | 0.931 | 3069 | 81.3 | 5 | 50000 | 42634 |  |  | No |  | 4 | 4620 | 110 | 42 | 20 | 0.9 | 3000 | 80
PNGMBT25 | Architectural Lighting Works | Architectural Lighting Works | P/N CLA-4-LED/4000K-0/10V/1-SFR-AL | Indoor Luminaires | Linear Ambient | Linear Ambient Luminaires w/ Indirect component | Standard | TRUE | 2066 | 88.3 | 23.41 | 19.3 | 0.9 | 4108 | 83.8 | 5 | 50000 | 42634 |  |  | No |  | 3.1 | 2066 | 88.3 | 23.41 | 19.3 | 0.98 | 4108 | 83.8
P9N54EAU | Litetronics International | LITETRONICS | RF32UQT150C | Indoor Retrofit Kit | Linear Ambient | Retrofit Kits for Direct Linear Ambient Luminaires | Standard | FALSE | [9 empty] | 42634 |  |  | NotYetVerified |  | 4 | 4400 | 137.5 | 32 | 11 | 0.95 | 5000 | 83
P6KCHU1W | Litetronics International | LITETRONICS | RF32UQT150 | Indoor Retrofit Kit | Linear Ambient | Retrofit Kits for Direct Linear Ambient Luminaires | Standard | FALSE | [9 empty] | 42634 |  |  | No |  | 4 | 4400 | 137.5 | 32 | 11 | 0.95 | 5000 | 83
PY216HHQ | Litetronics International | LITETRONICS | RF32UQT140C | Indoor Retrofit Kit | Linear Ambient | Retrofit Kits for Direct Linear Ambient Luminaires | Standard | FALSE | [9 empty] | 42634 |  |  | NotYetVerified |  | 4 | 4400 | 137.5 | 32 | 11 | 0.95 | 4000 | 83
P2GT82Q2 | Litetronics International | LITETRONICS | RF32UQT140 | Indoor Retrofit Kit | Linear Ambient | Retrofit Kits for Direct Linear Ambient Luminaires | Standard | FALSE | [9 empty] | 42634 |  |  | No |  | 4 | 4400 | 137.5 | 32 | 11 | 0.95 | 4000 | 83
PCF6G4QA | Litetronics International | LITETRONICS | RF32UQT135C | Indoor Retrofit Kit | Linear Ambient | Retrofit Kits for Direct Linear Ambient Luminaires | Standard | FALSE | [9 empty] | 42634 |  |  | NotYetVerified |  | 4 | 4400 | 137.5 | 32 | 11 | 0.95 | 3500 | 83
P9JAXERM | Litetronics International | LITETRONICS | RF32UQT135 | Indoor Retrofit Kit | Linear Ambient | Retrofit Kits for Direct Linear Ambient Luminaires | Standard | FALSE | [9 empty] | 42634 |  |  | No |  | 4 | 4400 | 137.5 | 32 | 11 | 0.95 | 3500 | 83
PV6FZFHU | WESTGATE MFG | WESTGATE | LLVT-4FT-40W-50K-D | Indoor Luminaires | Linear Ambient | Direct Linear Ambient Luminaires | Standard | FALSE | [9 empty] | 42634 |  |  | Yes |  | 4 | 5000 | 125 | 40 | 20 | 0.95 | 5000 | 80
PFC8S81M | WESTGATE MFG | WESTGATE | LLVT-4FT-40W-40K-D | Indoor Luminaires | Linear Ambient | Direct Linear Ambient Luminaires | Standard | FALSE | [9 empty] | 42634 |  |  | Yes |  | 4 | 5000 | 125 | 40 | 20 | 0.95 | 4000 | 80
P55ZE17N | Philips Day-Brite | Philips Day-Brite | LF8FR6040UDZT | Indoor Luminaires | Linear Ambient | Direct Linear Ambient Luminaires | Standard | FALSE | [9 empty] | 42634 |  |  | No |  | 3.1 | 11904 | 108.8117 | 109.4 | 20 | 0.9 | 4000 | 80
PP99XZ12 | Philips Day-Brite | Philips Day-Brite | LF8FR52H40UDZT | Indoor Luminaires | Linear Ambient | Direct Linear Ambient Luminaires | Standard | FALSE | [9 empty] | 42634 |  |  | No |  | 3.1 | 10310 | 114.8107 | 89.8 | 20 | 0.9 | 4000 | 80
PKWKPZJB | Philips Day-Brite | Philips Day-Brite | LF8FR3940UDZT | Indoor Luminaires | Linear Ambient | Direct Linear Ambient Luminaires | Standard | FALSE | [9 empty] | 42634 |  |  | No |  | 3 | 7748 | 96.6085 | 80.2 | 20 | 0.9 | 4000 | 80
P423TB1P | Philips Day-Brite | Philips Day-Brite | LF8FR3140UDZT | Indoor Luminaires | Linear Ambient | Direct Linear Ambient Luminaires | Standard | FALSE | [9 empty] | 42634 |  |  | No |  | 3 | 6270 | 101.129 | 62 | 20 | 0.9 | 4000 | 80
P5HUE6R8 | Philips Day-Brite | Philips Day-Brite | LF8FR6035UDZT | Indoor Luminaires | Linear Ambient | Direct Linear Ambient Luminaires | Standard | FALSE | [9 empty] | 42634 |  |  | No |  | 3.1 | 11664 | 106.6179 | 109.4 | 20 | 0.9 | 3500 | 80
PQSR7X9V | Philips Day-Brite | Philips Day-Brite | LF8FR52H35UDZT | Indoor Luminaires | Linear Ambient | Direct Linear Ambient Luminaires | Standard | FALSE | [9 empty] | 42634 |  |  | No |  | 3.1 | 10114 | 112.6281 | 89.8 | 20 | 0.9 | 3500 | 80
PTQ3EVGX | Philips Day-Brite | Philips Day-Brite | LF8FR3935UDZT | Indoor Luminaires | Linear Ambient | Direct Linear Ambient Luminaires | Standard | FALSE | [9 empty] | 42634 |  |  | No |  | 3 | 7594 | 97.6093 | 77.8 | 20 | 0.9 | 3500 | 80
PGDYKY9B | Philips Day-Brite | Philips Day-Brite | LF8FR3135UDZT | Indoor Luminaires | Linear Ambient | Direct Linear Ambient Luminaires | Standard | FALSE | [9 empty] | 42634 |  |  | No |  | 3 | 6144 | 102.0598 | 60.2 | 20 | 0.9 | 3500 | 80
P6N4PA6C | Hengdian Group Tospo Lighting Co.Ltd | TOSPO | TP-WRAP01-442-DIM 5000K | Indoor Luminaires | Linear Ambient | Direct Linear Ambient Luminaires | Standard | FALSE | [9 empty] | 42634 |  |  | No |  | 4 | 4620 | 110 | 42 | 20 | 0.9 | 5000 | 80
PDKV1SQV | Hengdian Group Tospo Lighting Co.Ltd | TOSPO | TP-WRAP01-442-DIM 4000K | Indoor Luminaires | Linear Ambient | Direct Linear Ambient Luminaires | Standard | FALSE | [9 empty] | 42634 |  |  | No |  | 4 | 4620 | 110 | 42 | 20 | 0.9 | 4000 | 80
PBV4C147 | Energy Efficient Lighting Co. Ltd. | EEL | VT54LED04-[120M347](P) | Indoor Luminaires | Linear Ambient | Direct Linear Ambient Luminaires | Premium | TRUE | 6660 | 115.9 | 57.45 | 7.37 | 0.9683 | 4006 | 83.04 | 5 | 180000 | 42633 |  |  | No |  | 3.1 | 6660 | 115.9 | 57.45 | 7.37 | 0.97 | 4006 | 83.04
P2D5TMG5 | Energy Efficient Lighting Co. Ltd. | EEL | VT40LED04-[120M347](P) | Indoor Luminaires | Linear Ambient | Direct Linear Ambient Luminaires | Premium | TRUE | 4110 | 109.4 | 37.57 | 12.72 | 0.9459 | 5149 | 83.49 | 5 | 180000 | 42633 |  |  | No |  | 3.1 | 4110 | 109.4 | 37.57 | 10.98 | 0.95 | 5149 | 83.49
PRKTR2V4 | Energy Efficient Lighting Co. Ltd. | EEL | VT80LED08-[120M347](P) | Indoor Luminaires | Linear Ambient | Direct Linear Ambient Luminaires | Premium | TRUE | 8301 | 117.5 | 70.65 | 9.78 | 0.9182 | 5201 | 83.84 | 5 | 180000 | 42633 |  |  | No |  | 3.1 | 8301 | 117.5 | 70.65 | 9.78 | 0.92 | 5201 | 83.84
PYZTXN28 | Lumen Focus LLC | ECL | RCL-4-VH-UV-FR-850-W.WW | Indoor Retrofit Kit | Linear Ambient | Retrofit Kits for Direct Linear Ambient Luminaires | Standard | FALSE | [9 empty] | 42633 |  |  | Yes |  | 4 | 9197 | 135.2 | 67.8 | 5.8 | 0.998 | 5273 | 83
PRNF63TM | Lumen Focus LLC | ECL | RCL-8-HI-UV-FR-850-W.WW | Indoor Retrofit Kit | Linear Ambient | Retrofit Kits for Direct Linear Ambient Luminaires | Standard | FALSE | [9 empty] | 42633 |  |  | Yes |  | 4 | 13419 | 145.9 | 92 | 11.5 | 0.957 | 5000 | 82
PEVVW2YN | Lumen Focus LLC | ECL | RCL-8-LW-UV-FR-850-W.WW | Indoor Retrofit Kit | Linear Ambient | Retrofit Kits for Direct Linear Ambient Luminaires | Standard | FALSE | [9 empty] | 42633 |  |  | Yes |  | 4 | 4381 | 146 | 30 | 11.1 | 0.916 | 5000 | 82
PEX8ZEVM | Lumen Focus LLC | ECL | RCL-4-MD-UV-FR-850-W.WW | Indoor Retrofit Kit | Linear Ambient | Retrofit Kits for Direct Linear Ambient Luminaires | Standard | FALSE | [9 empty] | 42633 |  |  | Yes |  | 4 | 3918 | 124.4 | 31.9 | 11.1 | 0.916 | 5000 | 82
PXUCM17E | Lumen Focus LLC | ECL | RCL-4-LW-UV-FR-850-W.WW | Indoor Retrofit Kit | Linear Ambient | Retrofit Kits for Direct Linear Ambient Luminaires | Standard | FALSE | [9 empty] | 42633 |  |  | Yes |  | 4 | 2381 | 132.3 | 18 | 11.1 | 0.916 | 5000 | 82
PE2MHF9E | Lumen Focus LLC | ECL | RCL-8-ML-UV-FR-850-W.WW | Indoor Retrofit Kit | Linear Ambient | Retrofit Kits for Direct Linear Ambient Luminaires | Standard | FALSE | [9 empty] | 42633 |  |  | Yes |  | 4 | 6328 | 143.8 | 44 | 7.5 | 0.978 | 5000 | 82
PX5WK3VV | Lumen Focus LLC | ECL | RCL-4-HI-UV-FR-850-W.WW | Indoor Retrofit Kit | Linear Ambient | Retrofit Kits for Direct Linear Ambient Luminaires | Standard | FALSE | [9 empty] | 42633 |  |  | Yes |  | 4 | 6928 | 150.6 | 46.2 | 7.2 | 0.978 | 5000 | 82
PEBRD9W8 | Lumen Focus LLC | ECL | RCL-8-VH-UV-FR-850-W.WW | Indoor Retrofit Kit | Linear Ambient | Retrofit Kits for Direct Linear Ambient Luminaires | Standard | FALSE | [9 empty] | 42633 |  |  | Yes |  | 4 | 17892 | 132.5 | 135 | 5.8 | 0.998 | 5000 | 82
PTJ2R5RB | Lumen Focus LLC | ECL | RCL-8-MH-UV-FR-850-W.WW | Indoor Retrofit Kit | Linear Ambient | Retrofit Kits for Direct Linear Ambient Luminaires | Standard | FALSE | [9 empty] | 42633 |  |  | Yes |  | 4 | 11122 | 142.6 | 78 | 5.8 | 0.998 | 5000 | 82
P17PCNTX | Lumen Focus LLC | ECL | RCL-8-MD-UV-FR-850-W.WW | Indoor Retrofit Kit | Linear Ambient | Retrofit Kits for Direct Linear Ambient Luminaires | Standard | FALSE | [9 empty] | 42633 |  |  | Yes |  | 4 | 8930 | 124 | 72 | 5.8 | 0.998 | 5000 | 82
P57F4STV | Lumen Focus LLC | ECL | RCL-8-HI-UV-FR-840-W.WW | Indoor Retrofit Kit | Linear Ambient | Retrofit Kits for Direct Linear Ambient Luminaires | Standard | FALSE | [9 empty] | 42633 |  |  | Yes |  | 4 | 13028 | 141.6 | 92 | 11.5 | 0.957 | 4000 | 82
P3MQNA25 | Lumen Focus LLC | ECL | RCL-8-LW-UV-FR-840-W.WW | Indoor Retrofit Kit | Linear Ambient | Retrofit Kits for Direct Linear Ambient Luminaires | Standard | FALSE | [9 empty] | 42633 |  |  | Yes |  | 4 | 4254 | 141.8 | 30 | 11.1 | 0.916 | 4000 | 82
PJF5S95Q | Lumen Focus LLC | ECL | RCL-4-MD-UV-FR-840-W.WW | Indoor Retrofit Kit | Linear Ambient | Retrofit Kits for Direct Linear Ambient Luminaires | Standard | FALSE | [9 empty] | 42633 |  |  | Yes |  | 4 | 3804 | 120.8 | 31.9 | 11.1 | 0.916 | 4000 | 82
P4HSY4Y8 | Lumen Focus LLC | ECL | RCL-4-LW-UV-FR-840-W.WW | Indoor Retrofit Kit | Linear Ambient | Retrofit Kits for Direct Linear Ambient Luminaires | Standard | FALSE | [9 empty] | 42633 |  |  | Yes |  | 4 | 2312 | 128.4 | 18 | 11.1 | 0.916 | 4000 | 82
PEDYR4WS | Lumen Focus LLC | ECL | RCL-8-ML-UV-FR-840-W.WW | Indoor Retrofit Kit | Linear Ambient | Retrofit Kits for Direct Linear Ambient Luminaires | Standard | FALSE | [9 empty] | 42633 |  |  | Yes |  | 4 | 6144 | 139.6 | 44 | 7.5 | 0.978 | 4000 | 82
PKWPCSKB | Lumen Focus LLC | ECL | RCL-4-HI-UV-FR-840-W.WW | Indoor Retrofit Kit | Linear Ambient | Retrofit Kits for Direct Linear Ambient Luminaires | Standard | FALSE | [9 empty] | 42633 |  |  | Yes |  | 4 | 6726 | 146.2 | 46.2 | 7.2 | 0.978 | 4000 | 82
PYXWSBWB | Lumen Focus LLC | ECL | RCL-8-VH-UV-FR-840-W.WW | Indoor Retrofit Kit | Linear Ambient | Retrofit Kits for Direct Linear Ambient Luminaires | Standard | FALSE | [9 empty] | 42633 |  |  | Yes |  | 4 | 17371 | 128.7 | 135 | 5.8 | 0.998 | 4000 | 82
P3JNVYHX | Lumen Focus LLC | ECL | RCL-8-MH-UV-FR-840-W.WW | Indoor Retrofit Kit | Linear Ambient | Retrofit Kits for Direct Linear Ambient Luminaires | Standard | FALSE | [9 empty] | 42633 |  |  | Yes |  | 4 | 10799 | 138.4 | 78 | 5.8 | 0.998 | 4000 | 82
P7EXVN3A | Lumen Focus LLC | ECL | RCL-4-VH-UV-FR-840-W.WW | Indoor Retrofit Kit | Linear Ambient | Retrofit Kits for Direct Linear Ambient Luminaires | Standard | FALSE | [9 empty] | 42633 |  |  | Yes |  | 4 | 8929 | 131.3 | 67.8 | 5.8 | 0.998 | 4000 | 82
PD7BWDWD | Lumen Focus LLC | ECL | RCL-8-MD-UV-FR-840-W.WW | Indoor Retrofit Kit | Linear Ambient | Retrofit Kits for Direct Linear Ambient Luminaires | Standard | FALSE | [9 empty] | 42633 |  |  | Yes |  | 4 | 8670 | 120.4 | 72 | 5.8 | 0.998 | 4000 | 82
P7RR7BY6 | Lumen Focus LLC | ECL | RCL-4-MD-UV-FR-835-W.WW | Indoor Retrofit Kit | Linear Ambient | Retrofit Kits for Direct Linear Ambient Luminaires | Standard | FALSE | [9 empty] | 42633 |  |  | Yes |  | 4 | 3690 | 117.1 | 31.9 | 11.1 | 0.916 | 3582 | 85
PFW5ZAPQ | Lumen Focus LLC | ECL | RCL-8-HI-UV-FR-835-W.WW | Indoor Retrofit Kit | Linear Ambient | Retrofit Kits for Direct Linear Ambient Luminaires | Standard | FALSE | [9 empty] | 42633 |  |  | Yes |  | 4 | 12637 | 137.4 | 92 | 11.5 | 0.957 | 3500 | 82
PVSQTUPS | Lumen Focus LLC | ECL | RCL-8-LW-UV-FR-835-W.WW | Indoor Retrofit Kit | Linear Ambient | Retrofit Kits for Direct Linear Ambient Luminaires | Standard | FALSE | [9 empty] | 42633 |  |  | Yes |  | 4 | 4126 | 137.5 | 30 | 11.1 | 0.916 | 3500 | 82
P9DKUMSS | Lumen Focus LLC | ECL | RCL-4-LW-UV-FR-835-W.WW | Indoor Retrofit Kit | Linear Ambient | Retrofit Kits for Direct Linear Ambient Luminaires | Standard | FALSE | [9 empty] | 42633 |  |  | Yes |  | 4 | 2243 | 124.6 | 18 | 11.1 | 0.916 | 3500 | 82
PR1SDSA9 | Lumen Focus LLC | ECL | RCL-8-ML-UV-FR-835-W.WW | Indoor Retrofit Kit | Linear Ambient | Retrofit Kits for Direct Linear Ambient Luminaires | Standard | FALSE | [9 empty] | 42633 |  |  | Yes |  | 4 | 5960 | 135.4 | 44 | 7.5 | 0.978 | 3500 | 82
P722QPKE | Lumen Focus LLC | ECL | RCL-4-HI-UV-FR-835-W.WW | Indoor Retrofit Kit | Linear Ambient | Retrofit Kits for Direct Linear Ambient Luminaires | Standard | FALSE | [9 empty] | 42633 |  |  | Yes |  | 4 | 6525 | 141.8 | 46.2 | 7.2 | 0.978 | 3500 | 82
PYYAQNSG | Lumen Focus LLC | ECL | RCL-8-VH-UV-FR-835-W.WW | Indoor Retrofit Kit | Linear Ambient | Retrofit Kits for Direct Linear Ambient Luminaires | Standard | FALSE | [9 empty] | 42633 |  |  | Yes |  | 4 | 16849 | 124.8 | 135 | 5.8 | 0.998 | 3500 | 82
PH26FENA | Lumen Focus LLC | ECL | RCL-8-MH-UV-FR-835-W.WW | Indoor Retrofit Kit | Linear Ambient | Retrofit Kits for Direct Linear Ambient Luminaires | Standard | FALSE | [9 empty] | 42633 |  |  | Yes |  | 4 | 10475 | 134.3 | 78 | 5.8 | 0.998 | 3500 | 82
PBWF43US | Lumen Focus LLC | ECL | RCL-4-VH-UV-FR-835-W.WW | Indoor Retrofit Kit | Linear Ambient | Retrofit Kits for Direct Linear Ambient Luminaires | Standard | FALSE | [9 empty] | 42633 |  |  | Yes |  | 4 | 8661 | 127.4 | 67.8 | 5.8 | 0.998 | 3500 | 82
P4GHNBFT | Lumen Focus LLC | ECL | RCL-8-MD-UV-FR-835-W.WW | Indoor Retrofit Kit | Linear Ambient | Retrofit Kits for Direct Linear Ambient Luminaires | Standard | FALSE | [9 empty] | 42633 |  |  | Yes |  | 4 | 8410 | 116.8 | 72 | 5.8 | 0.998 | 3500 | 82
PYJZF7V8 | Industrial Lighting Products | Industrial Lighting Products | FF2-22WLED-UNIV-50-XXXXX | Indoor Luminaires | Linear Ambient | Direct Linear Ambient Luminaires | Standard | TRUE | 2393 | 106.9 | 22.39 | 10.4 | 0.957 | 5137 | 84.3 | 5 | 50000 | 42632 |  |  | No |  | 4 | 2393 | 106.9 | 22.4 | 10.4 | 0.96 | 5000 | 80
PMSC71Y7 | Industrial Lighting Products | Industrial Lighting Products | FF2-22WLED-UNIV-30-XXXXX | Indoor Luminaires | Linear Ambient | Direct Linear Ambient Luminaires | Standard | TRUE | 2308 | 102.4 | 22.54 | 10.4 | 0.957 | 3062 | 81.8 | 5 | 50000 | 42632 |  |  | No |  | 4 | 2308 | 102.4 | 22.5 | 10.4 | 0.96 | 3000 | 80
PPK72PAN | Industrial Lighting Products | Industrial Lighting Products | FF2-16WLED-UNIV-30-XXXXX | Indoor Luminaires | Linear Ambient | Direct Linear Ambient Luminaires | Standard | TRUE | 1715 | 105.7 | 16.22 | 10.4 | 0.957 | 3048 | 82 | 5 | 50000 | 42632 |  |  | No |  | 4 | 1715 | 105.7 | 16.22 | 10.4 | 0.96 | 3000 | 80
PWMKRM4M | James Trading Company Limited | JAMES | ZY-STP8132-24W (5000K) | Indoor Luminaires | Linear Ambient | Direct Linear Ambient Luminaires | Premium | TRUE | 3503 | 137.37 | 25.5 | 11.77 | 0.9344 | 5019 | 82.6 | 5 | 50000 | 42632 |  |  | No |  | 4 | 3503 | 137.4 | 25.5 | 20 | 0.9 | 5000 | 83
P65WPME4 | James Trading Company Limited | JAMES | ZY-STP8132-24W (3000K) | Indoor Luminaires | Linear Ambient | Direct Linear Ambient Luminaires | Premium | TRUE | 3275.4 | 129.46 | 25.3 | 11.77 | 0.9344 | 2909 | 82.1 | 5 | 50000 | 42632 |  |  | No |  | 4 | 3275.4 | 129.46 | 25.3 | 20 | 0.9 | 3000 | 83
PMQFCGKC | James Trading Company Limited | JAMES | ZY-STPA124-24W (3000K) | Indoor Luminaires | Linear Ambient | Direct Linear Ambient Luminaires | Premium | TRUE | 3349.6 | 133.24 | 25.14 | 11.4 | 0.9343 | 2901 | 81.3 | 5 | 50000 | 42632 |  |  | No |  | 4 | 3349.6 | 133.24 | 25.14 | 20 | 0.9 | 3000 | 83
PXDFHF4T | James Trading Company Limited | JAMES | ZY-SP4FT22W ANZ (3000K) | Indoor Luminaires | Linear Ambient | Direct Linear Ambient Luminaires | Premium | TRUE | 2968.8 | 134.64 | 22.05 | 18.95 | 0.9002 | 2931 | 82.7 | 5 | 50000 | 42632 |  |  | No |  | 4 | 2968.8 | 134.64 | 22.05 | 20 | 0.9 | 3000 | 83
PH75TMBB | IntelliLUM LLC | Intellilum | QXMXS-XX-042L40K04-CRXX1-XX | Indoor Luminaires | Linear Ambient | Direct Linear Ambient Luminaires | Standard | TRUE | 4196 | 109.6 | 38.3 | 12.5 | 0.9 | 4150 | 86 | 5 | 50000 | 42632 |  |  | Yes |  | 4 | 4196 | 109.6 | 38.3 | 12.5 | 0.9 | 4150 | 86
PNQ9DUWQ | James Trading Company Limited | JAMES | ZY-STPA124-24W (5000K) | Indoor Luminaires | Linear Ambient | Direct Linear Ambient Luminaires | Premium | FALSE | [9 empty] | 42632 |  |  | No |  | 4 | 3509 | 138.92 | 25.26 | 20 | 0.9 | 5000 | 83
PQNVP1P5 | James Trading Company Limited | JAMES | ZY-SP4FT22W ANZ (5000K) | Indoor Luminaires | Linear Ambient | Direct Linear Ambient Luminaires | Premium | FALSE | [9 empty] | 42632 |  |  | No |  | 4 | 3180 | 141.9 | 22.43 | 20 | 0.9 | 5000 | 83
PJFKNTAD | James Trading Company Limited | JAMES | ZY-SP4FT22W ADZ (5000K) | Indoor Luminaires | Linear Ambient | Direct Linear Ambient Luminaires | Premium | FALSE | [9 empty] | 42632 |  |  | No |  | 4 | 3180 | 141.9 | 22.43 | 20 | 0.9 | 5000 | 83
PA67Q4PK | James Trading Company Limited | JAMES | ZY-STPA124-24W (4500K) | Indoor Luminaires | Linear Ambient | Direct Linear Ambient Luminaires | Premium | FALSE | [9 empty] | 42632 |  |  | No |  | 4 | 3459 | 137.37 | 25.2 | 20 | 0.9 | 4500 | 83
P2RJY6YD | James Trading Company Limited | JAMES | ZY-STP8132-24W (4500K) | Indoor Luminaires | Linear Ambient | Direct Linear Ambient Luminaires | Premium | FALSE | [9 empty] | 42632 |  |  | No |  | 4 | 3444 | 135 | 25.5 | 20 | 0.9 | 4500 | 83
P1S2JXB9 | James Trading Company Limited | JAMES | ZY-SP4FT22W ANZ (4500K) | Indoor Luminaires | Linear Ambient | Direct Linear Ambient Luminaires | Premium | FALSE | [9 empty] | 42632 |  |  | No |  | 4 | 3141 | 140.16 | 22.4 | 20 | 0.9 | 4500 | 83
PXP8T3UB | James Trading Company Limited | JAMES | ZY-SP4FT22W ADZ (4500K) | Indoor Luminaires | Linear Ambient | Direct Linear Ambient Luminaires | Premium | FALSE | [9 empty] | 42632 |  |  | No |  | 4 | 3141 | 140.16 | 22.4 | 20 | 0.9 | 4500 | 83
PBXHNQWG | James Trading Company Limited | JAMES | ZY-STPA124-24W (4000K) | Indoor Luminaires | Linear Ambient | Direct Linear Ambient Luminaires | Premium | FALSE | [9 empty] | 42632 |  |  | No |  | 4 | 3459 | 137.37 | 25.2 | 20 | 0.9 | 4000 | 83
P359P313 | James Trading Company Limited | JAMES | ZY-STP8132-24W (4000K) | Indoor Luminaires | Linear Ambient | Direct Linear Ambient Luminaires | Premium | FALSE | [9 empty] | 42632 |  |  | No |  | 4 | 3444 | 135 | 25.5 | 20 | 0.9 | 4000 | 83
PG9KG4EU | James Trading Company Limited | JAMES | ZY-SP4FT22W ANZ (4000K) | Indoor Luminaires | Linear Ambient | Direct Linear Ambient Luminaires | Premium | FALSE | [9 empty] | 42632 |  |  | No |  | 4 | 3141 | 140.16 | 22.4 | 20 | 0.9 | 4000 | 83
PAY68RR6 | James Trading Company Limited | JAMES | ZY-SP4FT22W ADZ (4000K) | Indoor Luminaires | Linear Ambient | Direct Linear Ambient Luminaires | Premium | FALSE | [9 empty] | 42632 |  |  | No |  | 4 | 3141 | 140.16 | 22.4 | 20 | 0.9 | 4000 | 83
PZ79CXPA | James Trading Company Limited | JAMES | ZY-STPA124-24W (3500K) | Indoor Luminaires | Linear Ambient | Direct Linear Ambient Luminaires | Premium | FALSE | [9 empty] | 42632 |  |  | No |  | 4 | 3349.6 | 133.24 | 25.14 | 20 | 0.9 | 3500 | 83
PC5B7ASP | James Trading Company Limited | JAMES | ZY-STP8132-24W (3500K) | Indoor Luminaires | Linear Ambient | Direct Linear Ambient Luminaires | Premium | FALSE | [9 empty] | 42632 |  |  | No |  | 4 | 3331 | 132.39 | 25.3 | 20 | 0.9 | 3500 | 83
PRW1YC65 | James Trading Company Limited | JAMES | ZY-SP4FT22W ANZ (3500K) | Indoor Luminaires | Linear Ambient | Direct Linear Ambient Luminaires | Premium | FALSE | [9 empty] | 42632 |  |  | No |  | 4 | 3091 | 137.9 | 22.4 | 20 | 0.9 | 3500 | 83
PX6Z46SM | James Trading Company Limited | JAMES | ZY-SP4FT22W ADZ (3500K) | Indoor Luminaires | Linear Ambient | Direct Linear Ambient Luminaires | Premium | FALSE | [9 empty] | 42632 |  |  | No |  | 4 | 3091 | 137.9 | 22.4 | 20 | 0.9 | 3500 | 83
PD3VF82C | James Trading Company Limited | JAMES | ZY-SP4FT22W ADZ (3000K) | Indoor Luminaires | Linear Ambient | Direct Linear Ambient Luminaires | Premium | FALSE | [9 empty] | 42632 |  |  | No |  | 4 | 2968.8 | 134.64 | 22.05 | 20 | 0.9 | 3000 | 83
PR9BCVV3 | Industrial Lighting Products | Industrial Lighting Products | FF2-16WLED-UNIV-50-XXXXX | Indoor Luminaires | Linear Ambient | Direct Linear Ambient Luminaires | Standard | FALSE | [9 empty] | 42632 |  |  | No |  | 4 | 1789 | 110.3 | 16.2 | 10.4 | 0.96 | 5000 | 80
PWFG4P5Z | Industrial Lighting Products | Industrial Lighting Products | FF2-22WLED-UNIV-40-XXXXX | Indoor Luminaires | Linear Ambient | Direct Linear Ambient Luminaires | Standard | FALSE | [9 empty] | 42632 |  |  | No |  | 4 | 2375 | 105.4 | 22.5 | 10.4 | 0.96 | 4000 | 80
PUVSXSWH | Industrial Lighting Products | Industrial Lighting Products | FF2-16WLED-UNIV-40-XXXXX | Indoor Luminaires | Linear Ambient | Direct Linear Ambient Luminaires | Standard | FALSE | [9 empty] | 42632 |  |  | No |  | 4 | 1764 | 108.8 | 16.2 | 10.4 | 0.96 | 4000 | 80
PGKH2XAE | Industrial Lighting Products | Industrial Lighting Products | FF2-22WLED-UNIV-35-XXXXX | Indoor Luminaires | Linear Ambient | Direct Linear Ambient Luminaires | Standard | FALSE | [9 empty] | 42632 |  |  | No |  | 4 | 2342 | 103.9 | 22.5 | 10.4 | 0.96 | 3500 | 80
P8FSNHQ3 | Industrial Lighting Products | Industrial Lighting Products | FF2-16WLED-UNIV-35-XXXXX | Indoor Luminaires | Linear Ambient | Direct Linear Ambient Luminaires | Standard | FALSE | [9 empty] | 42632 |  |  | No |  | 4 | 1740 | 107.3 | 16.2 | 10.4 | 0.96 | 3500 | 80
P3SDSM2D | Jaykal LED Solutions Inc. | Jaykal | JLS68102-WRAP-G40-40 | Indoor Luminaires | Linear Ambient | Direct Linear Ambient Luminaires | Standard | TRUE | 5098.4 | 125.45 | 40.64 | 22.09 | 0.8916 | 4014 | 82.3 | 5 | 50000 | 42632 | Dimmable | Continuous Above 10 | No |  | 4 | 5000 | 125 | 40 | 15 | 0.9 | 4000 | 80
PQ4JF5A2 | GE Lighting Solutions | Lumination | LAL42B007MMT35xxxxxxxxxx | Indoor Luminaires | Linear Ambient | Direct Linear Ambient Luminaires | Standard | TRUE | 1529.9 | 100.9 | 15.2 | 11.1 | 0.99 | 3440 | 91.2 | 5 | 50000 | 42629 |  |  | Yes |  | 4 | 1500 | 100 | 15 | 20 | 0.9 | 3500 | 90
PZJ7HP8C | LED Waves Inc. | SKYLINE | LML1-30-W4000K | Indoor Luminaires | Linear Ambient | Direct Linear Ambient Luminaires | Standard | TRUE | 3349 | 108.45 | 30.88 | 17.91 | 0.946 | 4053 | 83.7 | 5 | 50000 | 42629 |  |  | No |  | 3.1 | 3349 | 108.45 | 30.88 | 17.91 | 0.946 | 4000 | 83.7
P5AH7MQB | SHENZHEN ZENITH TECHNOLOGY CO.LTD | Zenith | ZS-T8W1532T(3000K) | Indoor Luminaires | Linear Ambient | Direct Linear Ambient Luminaires | Premium | TRUE | 4206.19 | 134 | 31.39 | 23.21 | 0.936 | 3034 | 82 | 5 | 50000 | 42629 |  |  | No |  | 4 | 4160 | 130 | 32 | 15 | 0.9 | 3000 | 80
PJXWY1V6 | SHENZHEN ZENITH TECHNOLOGY CO.LTD | Zenith | ZS-T8W1222T(3000K) | Indoor Luminaires | Linear Ambient | Direct Linear Ambient Luminaires | Premium | TRUE | 2790.56 | 139.32 | 20 | 21.4 | 0.934 | 3002 | 82 | 5 | 50000 | 42629 |  |  | No |  | 4 | 2860 | 130 | 22 | 15 | 0.9 | 3000 | 80
PAGSKEQY | SHENZHEN ZENITH TECHNOLOGY CO.LTD | Zenith | ZS-T8W2460T(3000K) | Indoor Luminaires | Linear Ambient | Direct Linear Ambient Luminaires | Premium | TRUE | 8293.96 | 131.4 | 63.12 | 24.08 | 0.933 | 3024 | 82 | 5 |  | 42629 |  |  | No |  | 4 | 7800 | 130 | 60 | 15 | 0.9 | 3000 | 80
PSJTJ6FT | SHENZHEN ZENITH TECHNOLOGY CO.LTD | Zenith | ZS-T8W1836T(3000K) | Indoor Luminaires | Linear Ambient | Direct Linear Ambient Luminaires | Premium | TRUE | 4849.28 | 136.14 | 35.62 | 20.36 | 0.933 | 3004 | 82 | 5 | 50000 | 42629 |  |  | No |  | 4 | 4680 | 130 | 36 | 15 | 0.9 | 3000 | 80
P1QZD75H | LED Waves Inc. | SKYLINE | LML1-40-W4000K | Indoor Luminaires | Linear Ambient | Direct Linear Ambient Luminaires | Standard | TRUE | 4314.4 | 107.08 | 40.29 | 18.33 | 0.9308 | 4053 | 83.9 | 5 | 50000 | 42629 |  |  | No |  | 3.1 | 4314.4 | 107.08 | 40.29 | 18.33 | 0.9308 | 4000 | 83.9
P8KXT82F | SHENZHEN ZENITH TECHNOLOGY CO.LTD | Zenith | ZS-T8W2460T(5000K) | Indoor Luminaires | Linear Ambient | Direct Linear Ambient Luminaires | Premium | FALSE | [9 empty] | 42629 |  |  | No |  | 4 | 7800 | 130 | 60 | 15 | 0.9 | 5000 | 80
PVYDB5GD | SHENZHEN ZENITH TECHNOLOGY CO.LTD | Zenith | ZS-T8W1836T(5000K) | Indoor Luminaires | Linear Ambient | Direct Linear Ambient Luminaires | Premium | FALSE | [9 empty] | 42629 |  |  | No |  | 4 | 4680 | 130 | 36 | 15 | 0.9 | 5000 | 80
PW1ZJ17T | SHENZHEN ZENITH TECHNOLOGY CO.LTD | Zenith | ZS-T8W1532T(5000K) | Indoor Luminaires | Linear Ambient | Direct Linear Ambient Luminaires | Premium | FALSE | [9 empty] | 42629 |  |  | No |  | 4 | 4160 | 130 | 32 | 15 | 0.9 | 5000 | 80
PRR7575J | SHENZHEN ZENITH TECHNOLOGY CO.LTD | Zenith | ZS-T8W1222T(5000K) | Indoor Luminaires | Linear Ambient | Direct Linear Ambient Luminaires | Premium | FALSE | [9 empty] | 42629 |  |  | No |  | 4 | 2860 | 130 | 22 | 15 | 0.9 | 5000 | 80
P87NRRMJ | SHENZHEN ZENITH TECHNOLOGY CO.LTD | Zenith | ZS-T8W2460T(4500K) | Indoor Luminaires | Linear Ambient | Direct Linear Ambient Luminaires | Premium | FALSE | [9 empty] | 42629 |  |  | No |  | 4 | 7800 | 130 | 60 | 15 | 0.9 | 4500 | 80
PPMW7R1G | SHENZHEN ZENITH TECHNOLOGY CO.LTD | Zenith | ZS-T8W1836T(4500K) | Indoor Luminaires | Linear Ambient | Direct Linear Ambient Luminaires | Premium | FALSE | [9 empty] | 42629 |  |  | No |  | 4 | 4680 | 130 | 36 | 15 | 0.9 | 4500 | 80
PSW7KQ9K | SHENZHEN ZENITH TECHNOLOGY CO.LTD | Zenith | ZS-T8W1532T(4500K) | Indoor Luminaires | Linear Ambient | Direct Linear Ambient Luminaires | Premium | FALSE | [9 empty] | 42629 |  |  | No |  | 4 | 4160 | 130 | 32 | 15 | 0.9 | 4500 | 80
PME91QE7 | SHENZHEN ZENITH TECHNOLOGY CO.LTD | Zenith | ZS-T8W1222T(4500K) | Indoor Luminaires | Linear Ambient | Direct Linear Ambient Luminaires | Premium | FALSE | [9 empty] | 42629 |  |  | No |  | 4 | 2860 | 130 | 22 | 15 | 0.9 | 4500 | 80
PUVTFWFC | SHENZHEN ZENITH TECHNOLOGY CO.LTD | Zenith | ZS-T8W2460T(4000K) | Indoor Luminaires | Linear Ambient | Direct Linear Ambient Luminaires | Premium | FALSE | [9 empty] | 42629 |  |  | No |  | 4 | 7800 | 130 | 60 | 15 | 0.9 | 4000 | 80
PFGD1UKN | SHENZHEN ZENITH TECHNOLOGY CO.LTD | Zenith | ZS-T8W1836T(4000K) | Indoor Luminaires | Linear Ambient | Direct Linear Ambient Luminaires | Premium | FALSE | [9 empty] | 42629 |  |  | No |  | 4 | 4680 | 130 | 36 | 15 | 0.9 | 4000 | 80
PVJZ2FM8 | SHENZHEN ZENITH TECHNOLOGY CO.LTD | Zenith | ZS-T8W1532T(4000K) | Indoor Luminaires | Linear Ambient | Direct Linear Ambient Luminaires | Premium | FALSE | [9 empty] | 42629 |  |  | No |  | 4 | 4160 | 130 | 32 | 15 | 0.9 | 4000 | 80
PNTTQWKG | SHENZHEN ZENITH TECHNOLOGY CO.LTD | Zenith | ZS-T8W1222T(4000K) | Indoor Luminaires | Linear Ambient | Direct Linear Ambient Luminaires | Premium | FALSE | [9 empty] | 42629 |  |  | No |  | 4 | 2860 | 130 | 22 | 15 | 0.9 | 4000 | 80
PATXB3QQ | SHENZHEN ZENITH TECHNOLOGY CO.LTD | Zenith | ZS-T8W2460T(3500K) | Indoor Luminaires | Linear Ambient | Direct Linear Ambient Luminaires | Premium | FALSE | [9 empty] | 42629 |  |  | No |  | 4 | 7800 | 130 | 60 | 15 | 0.9 | 3500 | 80
P4WPYPF5 | SHENZHEN ZENITH TECHNOLOGY CO.LTD | Zenith | ZS-T8W1836T(3500K) | Indoor Luminaires | Linear Ambient | Direct Linear Ambient Luminaires | Premium | FALSE | [9 empty] | 42629 |  |  | No |  | 4 | 4680 | 130 | 36 | 15 | 0.9 | 3500 | 80
P3MNN221 | SHENZHEN ZENITH TECHNOLOGY CO.LTD | Zenith | ZS-T8W1532T(3500K) | Indoor Luminaires | Linear Ambient | Direct Linear Ambient Luminaires | Premium | FALSE | [9 empty] | 42629 |  |  | No |  | 4 | 4160 | 130 | 32 | 15 | 0.9 | 3500 | 80
P1BXVFWF | SHENZHEN ZENITH TECHNOLOGY CO.LTD | Zenith | ZS-T8W1222T(3500K) | Indoor Luminaires | Linear Ambient | Direct Linear Ambient Luminaires | Premium | FALSE | [9 empty] | 42629 |  |  | No |  | 4 | 2860 | 130 | 22 | 15 | 0.9 | 3500 | 80
PDADDNYZ | LED Waves Inc. | SKYLINE | LML1-40-W5000K | Indoor Luminaires | Linear Ambient | Direct Linear Ambient Luminaires | Standard | FALSE | [9 empty] | 42629 |  |  | No |  | 3.1 | 4392.8 | 108.81 | 40.37 | 18.13 | 0.9327 | 5000 | 85
PXCW7V6W | LED Waves Inc. | SKYLINE | LML1-30-W5000K | Indoor Luminaires | Linear Ambient | Direct Linear Ambient Luminaires | Standard | FALSE | [9 empty] | 42629 |  |  | No |  | 3.1 | 3416.6 | 110.53 | 30.91 | 17.85 | 0.9465 | 5000 | 85
PN6GM7YQ | GE Lighting Solutions | Lumination | LAL48B010MMT40xxxxxxxxxx | Indoor Luminaires | Linear Ambient | Direct Linear Ambient Luminaires | Standard | FALSE | [9 empty] | 42629 |  |  | Yes |  | 4 | 8000 | 106 | 75 | 20 | 0.9 | 4000 | 90
PGGB9NHE | GE Lighting Solutions | Lumination | LAL48BD10MMT40xxxxxxxxxx | Indoor Luminaires | Linear Ambient | Direct Linear Ambient Luminaires | Standard | FALSE | [9 empty] | 42629 |  |  | Yes |  | 4 | 8000 | 101 | 79 | 20 | 0.9 | 4000 | 90
P2B9WHVS | GE Lighting Solutions | Lumination | LAL48B010MMT40xxxxxxxxEL | Indoor Luminaires | Linear Ambient | Direct Linear Ambient Luminaires | Standard | FALSE | [9 empty] | 42629 |  |  | Yes |  | 4 | 8000 | 101 | 79 | 20 | 0.9 | 4000 | 90
PW3U3NZM | GE Lighting Solutions | Lumination | LAL46BD10MMT40xxxxxxxxxx | Indoor Luminaires | Linear Ambient | Direct Linear Ambient Luminaires | Standard | FALSE | [9 empty] | 42629 |  |  | Yes |  | 4 | 6000 | 97 | 61 | 20 | 0.9 | 4000 | 90
PUFW4166 | GE Lighting Solutions | Lumination | LAL46B010MMT40xxxxxxxxEL | Indoor Luminaires | Linear Ambient | Direct Linear Ambient Luminaires | Standard | FALSE | [9 empty] | 42629 |  |  | Yes |  | 4 | 6000 | 96 | 62 | 20 | 0.9 | 4000 | 90
PSXJC32C | GE Lighting Solutions | Lumination | LAL46B010MMT40xxxxxxxxxx | Indoor Luminaires | Linear Ambient | Direct Linear Ambient Luminaires | Standard | FALSE | [9 empty] | 42629 |  |  | Yes |  | 4 | 6000 | 103 | 58 | 20 | 0.9 | 4000 | 90
PTS8CTEH | GE Lighting Solutions | Lumination | LAL48B007MMT40xxxxxxxxxx | Indoor Luminaires | Linear Ambient | Direct Linear Ambient Luminaires | Standard | FALSE | [9 empty] | 42629 |  |  | Yes |  | 4 | 5600 | 105 | 53 | 20 | 0.9 | 4000 | 90
PDDHP6WT | GE Lighting Solutions | Lumination | LAL48B007MMT40xxxxxxxxEL | Indoor Luminaires | Linear Ambient | Direct Linear Ambient Luminaires | Standard | FALSE | [9 empty] | 42629 |  |  | Yes |  | 4 | 5600 | 98 | 57 | 20 | 0.9 | 4000 | 90
PCPK8A4G | GE Lighting Solutions | Lumination | LAL48BD07MMT40xxxxxxxxxx | Indoor Luminaires | Linear Ambient | Direct Linear Ambient Luminaires | Standard | FALSE | [9 empty] | 42629 |  |  | Yes |  | 4 | 5600 | 98 | 57 | 20 | 0.9 | 4000 | 90
PADZMD41 | GE Lighting Solutions | Lumination | LAL45B010MMT40xxxxxxxxEL | Indoor Luminaires | Linear Ambient | Direct Linear Ambient Luminaires | Standard | FALSE | [9 empty] | 42629 |  |  | Yes |  | 4 | 5000 | 98 | 51 | 20 | 0.9 | 4000 | 90
P4AE2QXS | GE Lighting Solutions | Lumination | LAL45BD10MMT40xxxxxxxxxx | Indoor Luminaires | Linear Ambient | Direct Linear Ambient Luminaires | Standard | FALSE | [9 empty] | 42629 |  |  | Yes |  | 4 | 5000 | 100 | 50 | 20 | 0.9 | 4000 | 90
P44X84C6 | GE Lighting Solutions | Lumination | LAL45B010MMT40xxxxxxxxxx | Indoor Luminaires | Linear Ambient | Direct Linear Ambient Luminaires | Standard | FALSE | [9 empty] | 42629 |  |  | Yes |  | 4 | 5000 | 105 | 47 | 20 | 0.9 | 4000 | 90
PY8YBVRE | GE Lighting Solutions | Lumination | LAL46BD07MMT40xxxxxxxxxx | Indoor Luminaires | Linear Ambient | Direct Linear Ambient Luminaires | Standard | FALSE | [9 empty] | 42629 |  |  | Yes |  | 4 | 4200 | 98 | 43 | 20 | 0.9 | 4000 | 90
PAFMFKFA | GE Lighting Solutions | Lumination | LAL46B007MMT40xxxxxxxxxx | Indoor Luminaires | Linear Ambient | Direct Linear Ambient Luminaires | Standard | FALSE | [9 empty] | 42629 |  |  | Yes |  | 4 | 4200 | 104 | 40 | 20 | 0.9 | 4000 | 90
P8UDC64V | GE Lighting Solutions | Lumination | LAL46B007MMT40xxxxxxxxEL | Indoor Luminaires | Linear Ambient | Direct Linear Ambient Luminaires | Standard | FALSE | [9 empty] | 42629 |  |  | Yes |  | 4 | 4200 | 95 | 44 | 20 | 0.9 | 4000 | 90
PDHBNNZC | GE Lighting Solutions | Lumination | LAL44B010MMT40xxxxxxxxxx | Indoor Luminaires | Linear Ambient | Direct Linear Ambient Luminaires | Standard | FALSE | [9 empty] | 42629 |  |  | Yes |  | 4 | 4000 | 108 | 37 | 20 | 0.9 | 4000 | 90
PA34RZBE | GE Lighting Solutions | Lumination | LAL44BD10MMT40xxxxxxxxxx | Indoor Luminaires | Linear Ambient | Direct Linear Ambient Luminaires | Standard | FALSE | [9 empty] | 42629 |  |  | Yes |  | 4 | 4000 | 97 | 41 | 20 | 0.9 | 4000 | 90
P675SDJX | GE Lighting Solutions | Lumination | LAL44B010MMT40xxxxxxxxEL | Indoor Luminaires | Linear Ambient | Direct Linear Ambient Luminaires | Standard | FALSE | [9 empty] | 42629 |  |  | Yes |  | 4 | 4000 | 97 | 41 | 20 | 0.9 | 4000 | 90
PS9CT463 | GE Lighting Solutions | Lumination | LAL45B007MMT40xxxxxxxxEL | Indoor Luminaires | Linear Ambient | Direct Linear Ambient Luminaires | Standard | FALSE | [9 empty] | 42629 |  |  | Yes |  | 4 | 3500 | 95 | 37 | 20 | 0.9 | 4000 | 90
PC49A8SW | GE Lighting Solutions | Lumination | LAL45BD07MMT40xxxxxxxxxx | Indoor Luminaires | Linear Ambient | Direct Linear Ambient Luminaires | Standard | FALSE | [9 empty] | 42629 |  |  | Yes |  | 4 | 3500 | 97 | 36 | 20 | 0.9 | 4000 | 90
PBYXKFGS | GE Lighting Solutions | Lumination | LAL45B007MMT40xxxxxxxxxx | Indoor Luminaires | Linear Ambient | Direct Linear Ambient Luminaires | Standard | FALSE | [9 empty] | 42629 |  |  | Yes |  | 4 | 3500 | 106 | 33 | 20 | 0.9 | 4000 | 90
PWQKGAJF | GE Lighting Solutions | Lumination | LAL48B004MMT40xxxxxxxxEL | Indoor Luminaires | Linear Ambient | Direct Linear Ambient Luminaires | Standard | FALSE | [9 empty] | 42629 |  |  | Yes |  | 4 | 3200 | 97 | 33 | 20 | 0.9 | 4000 | 90
PSB3CJXN | GE Lighting Solutions | Lumination | LAL48B004MMT40xxxxxxxxxx | Indoor Luminaires | Linear Ambient | Direct Linear Ambient Luminaires | Standard | FALSE | [9 empty] | 42629 |  |  | Yes |  | 4 | 3200 | 107 | 30 | 20 | 0.9 | 4000 | 90
PFJ3TKF7 | GE Lighting Solutions | Lumination | LAL48BD04MMT40xxxxxxxxxx | Indoor Luminaires | Linear Ambient | Direct Linear Ambient Luminaires | Standard | FALSE | [9 empty] | 42629 |  |  | Yes |  | 4 | 3200 | 97 | 33 | 20 | 0.9 | 4000 | 90
PWAJRPTT | GE Lighting Solutions | Lumination | LAL44B007MMT40xxxxxxxxEL | Indoor Luminaires | Linear Ambient | Direct Linear Ambient Luminaires | Standard | FALSE | [9 empty] | 42629 |  |  | Yes |  | 4 | 2800 | 93 | 30 | 20 | 0.9 | 4000 | 90
PCBBF95M | GE Lighting Solutions | Lumination | LAL44B007MMT40xxxxxxxxxx | Indoor Luminaires | Linear Ambient | Direct Linear Ambient Luminaires | Standard | FALSE | [9 empty] | 42629 |  |  | Yes |  | 4 | 2800 | 107 | 26 | 20 | 0.9 | 4000 | 90
P52QRG4V | GE Lighting Solutions | Lumination | LAL44BD07MMT40xxxxxxxxxx | Indoor Luminaires | Linear Ambient | Direct Linear Ambient Luminaires | Standard | FALSE | [9 empty] | 42629 |  |  | Yes |  | 4 | 2800 | 93 | 30 | 20 | 0.9 | 4000 | 90
PRR1ZHDB | GE Lighting Solutions | Lumination | LAL46B004MMT40xxxxxxxxxx | Indoor Luminaires | Linear Ambient | Direct Linear Ambient Luminaires | Standard | FALSE | [9 empty] | 42629 |  |  | Yes |  | 4 | 2400 | 104 | 23 | 20 | 0.9 | 4000 | 90
PCSYAJAU | GE Lighting Solutions | Lumination | LAL42B010MMT40xxxxxxxxxx | Indoor Luminaires | Linear Ambient | Direct Linear Ambient Luminaires | Standard | FALSE | [9 empty] | 42629 |  |  | Yes |  | 4 | 2000 | 100 | 20 | 20 | 0.9 | 4000 | 90
P8F9EFFV | GE Lighting Solutions | Lumination | LAL45B004MMT40xxxxxxxxxx | Indoor Luminaires | Linear Ambient | Direct Linear Ambient Luminaires | Standard | FALSE | [9 empty] | 42629 |  |  | Yes |  | 4 | 2000 | 108 | 19 | 20 | 0.9 | 4000 | 90
PGW8QR6S | GE Lighting Solutions | Lumination | LAL44B004MMT40xxxxxxxxxx | Indoor Luminaires | Linear Ambient | Direct Linear Ambient Luminaires | Standard | FALSE | [9 empty] | 42629 |  |  | Yes |  | 4 | 1600 | 100 | 16 | 20 | 0.9 | 4000 | 90
PDNWN4CX | GE Lighting Solutions | Lumination | LAL42B007MMT40xxxxxxxxxx | Indoor Luminaires | Linear Ambient | Direct Linear Ambient Luminaires | Standard | FALSE | [9 empty] | 42629 |  |  | Yes |  | 4 | 1500 | 100 | 15 | 20 | 0.9 | 4000 | 90
PM9Q2KWT | GE Lighting Solutions | Lumination | LAL48B010MMT35xxxxxxxxxx | Indoor Luminaires | Linear Ambient | Direct Linear Ambient Luminaires | Standard | FALSE | [9 empty] | 42629 |  |  | Yes |  | 4 | 8000 | 106 | 75 | 20 | 0.9 | 3500 | 90
PCEZJ7KK | GE Lighting Solutions | Lumination | LAL48BD10MMT35xxxxxxxxxx | Indoor Luminaires | Linear Ambient | Direct Linear Ambient Luminaires | Standard | FALSE | [9 empty] | 42629 |  |  | Yes |  | 4 | 8000 | 101 | 79 | 20 | 0.9 | 3500 | 90
PB1BPQAM | GE Lighting Solutions | Lumination | LAL48B010MMT35xxxxxxxxEL | Indoor Luminaires | Linear Ambient | Direct Linear Ambient Luminaires | Standard | FALSE | [9 empty] | 42629 |  |  | Yes |  | 4 | 8000 | 101 | 79 | 20 | 0.9 | 3500 | 90
PMDDR8AF | GE Lighting Solutions | Lumination | LAL46BD10MMT35xxxxxxxxxx | Indoor Luminaires | Linear Ambient | Direct Linear Ambient Luminaires | Standard | FALSE | [9 empty] | 42629 |  |  | Yes |  | 4 | 6000 | 97 | 61 | 20 | 0.9 | 3500 | 90
PJ58EQ2M | GE Lighting Solutions | Lumination | LAL46B010MMT35xxxxxxxxxx | Indoor Luminaires | Linear Ambient | Direct Linear Ambient Luminaires | Standard | TRUE | 6109.1 | 106.8 | 57.2 | 22.2 | 0.9 | 3399 | 91.3 | 5 | 50000 | 42629 | Dimmable | Continuous Below 10 | Yes | Updated on 3/13/2017 | 4 | 6000 | 103 | 58 | 20 | 0.9 | 3500 | 90
P6KC4KFF | GE Lighting Solutions | Lumination | LAL46B010MMT35xxxxxxxxEL | Indoor Luminaires | Linear Ambient | Direct Linear Ambient Luminaires | Standard | FALSE | [9 empty] | 42629 |  |  | Yes |  | 4 | 6000 | 96 | 62 | 20 | 0.9 | 3500 | 90
PU9NBGV1 | GE Lighting Solutions | Lumination | LAL48B007MMT35xxxxxxxxxx | Indoor Luminaires | Linear Ambient | Direct Linear Ambient Luminaires | Standard | FALSE | [9 empty] | 42629 |  |  | Yes |  | 4 | 5600 | 105 | 53 | 20 | 0.9 | 3500 | 90
P6RBT83C | GE Lighting Solutions | Lumination | LAL48B007MMT35xxxxxxxxEL | Indoor Luminaires | Linear Ambient | Direct Linear Ambient Luminaires | Standard | FALSE | [9 empty] | 42629 |  |  | Yes |  | 4 | 5600 | 98 | 57 | 20 | 0.9 | 3500 | 90
P1J3B1YE | GE Lighting Solutions | Lumination | LAL48BD07MMT35xxxxxxxxxx | Indoor Luminaires | Linear Ambient | Direct Linear Ambient Luminaires | Standard | FALSE | [9 empty] | 42629 |  |  | Yes |  | 4 | 5600 | 98 | 57 | 20 | 0.9 | 3500 | 90
PT99RJMK | GE Lighting Solutions | Lumination | LAL45B010MMT35xxxxxxxxEL | Indoor Luminaires | Linear Ambient | Direct Linear Ambient Luminaires | Standard | FALSE | [9 empty] | 42629 |  |  | Yes |  | 4 | 5000 | 98 | 51 | 20 | 0.9 | 3500 | 90
PT3TJS8B | GE Lighting Solutions | Lumination | LAL45BD10MMT35xxxxxxxxxx | Indoor Luminaires | Linear Ambient | Direct Linear Ambient Luminaires | Standard | FALSE | [9 empty] | 42629 |  |  | Yes |  | 4 | 5000 | 100 | 50 | 20 | 0.9 | 3500 | 90
P6N99P28 | GE Lighting Solutions | Lumination | LAL45B010MMT35xxxxxxxxxx | Indoor Luminaires | Linear Ambient | Direct Linear Ambient Luminaires | Standard | FALSE | [9 empty] | 42629 |  |  | Yes |  | 4 | 5000 | 105 | 47 | 20 | 0.9 | 3500 | 90
PTH2BHJG | GE Lighting Solutions | Lumination | LAL46BD07MMT35xxxxxxxxxx | Indoor Luminaires | Linear Ambient | Direct Linear Ambient Luminaires | Standard | FALSE | [9 empty] | 42629 |  |  | Yes |  | 4 | 4200 | 98 | 43 | 20 | 0.9 | 3500 | 90
P3Q1YBJK | GE Lighting Solutions | Lumination | LAL46B007MMT35xxxxxxxxxx | Indoor Luminaires | Linear Ambient | Direct Linear Ambient Luminaires | Standard | FALSE | [9 empty] | 42629 |  |  | Yes |  | 4 | 4200 | 104 | 40 | 20 | 0.9 | 3500 | 90
P2SWJTGT | GE Lighting Solutions | Lumination | LAL46B007MMT35xxxxxxxxEL | Indoor Luminaires | Linear Ambient | Direct Linear Ambient Luminaires | Standard | FALSE | [9 empty] | 42629 |  |  | Yes |  | 4 | 4200 | 95 | 44 | 20 | 0.9 | 3500 | 90
PNWEWAGR | GE Lighting Solutions | Lumination | LAL44B010MMT35xxxxxxxxxx | Indoor Luminaires | Linear Ambient | Direct Linear Ambient Luminaires | Standard | FALSE | [9 empty] | 42629 |  |  | Yes |  | 4 | 4000 | 108 | 37 | 20 | 0.9 | 3500 | 90
PFMDS5W4 | GE Lighting Solutions | Lumination | LAL44BD10MMT35xxxxxxxxxx | Indoor Luminaires | Linear Ambient | Direct Linear Ambient Luminaires | Standard | FALSE | [9 empty] | 42629 |  |  | Yes |  | 4 | 4000 | 97 | 41 | 20 | 0.9 | 3500 | 90
P41E3P58 | GE Lighting Solutions | Lumination | LAL44B010MMT35xxxxxxxxEL | Indoor Luminaires | Linear Ambient | Direct Linear Ambient Luminaires | Standard | FALSE | [9 empty] | 42629 |  |  | Yes |  | 4 | 4000 | 97 | 41 | 20 | 0.9 | 3500 | 90
PUFYGYPV | GE Lighting Solutions | Lumination | LAL45BD07MMT35xxxxxxxxxx | Indoor Luminaires | Linear Ambient | Direct Linear Ambient Luminaires | Standard | FALSE | [9 empty] | 42629 |  |  | Yes |  | 4 | 3500 | 97 | 36 | 20 | 0.9 | 3500 | 90
PK5ASDMF | GE Lighting Solutions | Lumination | LAL45B007MMT35xxxxxxxxxx | Indoor Luminaires | Linear Ambient | Direct Linear Ambient Luminaires | Standard | FALSE | [9 empty] | 42629 |  |  | Yes |  | 4 | 3500 | 106 | 33 | 20 | 0.9 | 3500 | 90
PBPUJHJS | GE Lighting Solutions | Lumination | LAL45B007MMT35xxxxxxxxEL | Indoor Luminaires | Linear Ambient | Direct Linear Ambient Luminaires | Standard | FALSE | [9 empty] | 42629 |  |  | Yes |  | 4 | 3500 | 95 | 37 | 20 | 0.9 | 3500 | 90
PQGH5U67 | GE Lighting Solutions | Lumination | LAL48B004MMT35xxxxxxxxxx | Indoor Luminaires | Linear Ambient | Direct Linear Ambient Luminaires | Standard | FALSE | [9 empty] | 42629 |  |  | Yes |  | 4 | 3200 | 107 | 30 | 20 | 0.9 | 3500 | 90
PHJ1AU39 | GE Lighting Solutions | Lumination | LAL48BD04MMT35xxxxxxxxxx | Indoor Luminaires | Linear Ambient | Direct Linear Ambient Luminaires | Standard | FALSE | [9 empty] | 42629 |  |  | Yes |  | 4 | 3200 | 97 | 33 | 20 | 0.9 | 3500 | 90
P1WJ9QWX | GE Lighting Solutions | Lumination | LAL48B004MMT35xxxxxxxxEL | Indoor Luminaires | Linear Ambient | Direct Linear Ambient Luminaires | Standard | FALSE | [9 empty] | 42629 |  |  | Yes |  | 4 | 3200 | 97 | 33 | 20 | 0.9 | 3500 | 90
PXRA6TS4 | GE Lighting Solutions | Lumination | LAL44BD07MMT35xxxxxxxxxx | Indoor Luminaires | Linear Ambient | Direct Linear Ambient Luminaires | Standard | FALSE | [9 empty] | 42629 |  |  | Yes |  | 4 | 2800 | 93 | 30 | 20 | 0.9 | 3500 | 90
PP4HRCXQ | GE Lighting Solutions | Lumination | LAL44B007MMT35xxxxxxxxEL | Indoor Luminaires | Linear Ambient | Direct Linear Ambient Luminaires | Standard | FALSE | [9 empty] | 42629 |  |  | Yes |  | 4 | 2800 | 93 | 30 | 20 | 0.9 | 3500 | 90
PJX6V431 | GE Lighting Solutions | Lumination | LAL44B007MMT35xxxxxxxxxx | Indoor Luminaires | Linear Ambient | Direct Linear Ambient Luminaires | Standard | FALSE | [9 empty] | 42629 |  |  | Yes |  | 4 | 2800 | 107 | 26 | 20 | 0.9 | 3500 | 90
PFTQJ1DB | GE Lighting Solutions | Lumination | LAL46B004MMT35xxxxxxxxxx | Indoor Luminaires | Linear Ambient | Direct Linear Ambient Luminaires | Standard | FALSE | [9 empty] | 42629 |  |  | Yes |  | 4 | 2400 | 104 | 23 | 20 | 0.9 | 3500 | 90
PYGR4QYR | GE Lighting Solutions | Lumination | LAL45B004MMT35xxxxxxxxxx | Indoor Luminaires | Linear Ambient | Direct Linear Ambient Luminaires | Standard | TRUE | 2039.4 | 113.2 | 18 | 22.2 | 0.9 | 3907 | 91.8 | 5 | 50000 | 42629 |  |  | Yes | Updated on 3/13/2017 | 4 | 2000 | 108 | 19 | 20 | 0.9 | 3500 | 90
PKJPRNQ8 | GE Lighting Solutions | Lumination | LAL42B010MMT35xxxxxxxxxx | Indoor Luminaires | Linear Ambient | Direct Linear Ambient Luminaires | Standard | FALSE | [9 empty] | 42629 |  |  | Yes |  | 4 | 2000 | 100 | 20 | 20 | 0.9 | 3500 | 90
PXHPKS17 | GE Lighting Solutions | Lumination | LAL44B004MMT35xxxxxxxxxx | Indoor Luminaires | Linear Ambient | Direct Linear Ambient Luminaires | Standard | FALSE | [9 empty] | 42629 |  |  | Yes |  | 4 | 1600 | 100 | 16 | 20 | 0.9 | 3500 | 90
PD7MBY2Q | Flex Lighting Solutions | Flex Lighting Solutions | LR1P-AACC-ABB | Indoor Retrofit Kit | Linear Ambient | Retrofit Kits for Direct Linear Ambient Luminaires | Premium | TRUE | 2075.7 | 124.1 | 16.73 | 12.06 | 0.973 | 4073 | 82.6 | 5 | 50000 | 42628 |  |  | Yes | LR1P-A-2K4-40-WIDE-FR-LV-DW | 3.1 | 2075.7 | 124.07 | 16.73 | 8.5 | 0.96 | 4073 | 82.6
PNYA5B9H | Flex Lighting Solutions | Flex Lighting Solutions | LR1P-AFDC-ABB | Indoor Retrofit Kit | Linear Ambient | Retrofit Kits for Direct Linear Ambient Luminaires | Premium | FALSE | [9 empty] | 42628 |  |  | Yes | LR1P-A-6K8-50-WIDE-FR-LV-DW | 3.1 | 6115.33 | 149.45 | 40.92 | 8 | 0.96 | 5095 | 83.2
P9P3AX1P | Flex Lighting Solutions | Flex Lighting Solutions | LR1P-ABDC-ABB | Indoor Retrofit Kit | Linear Ambient | Retrofit Kits for Direct Linear Ambient Luminaires | Premium | FALSE | [9 empty] | 42628 |  |  | Yes | LR1P-A-4K4-50-WIDE-FR-LV-DW | 3.1 | 4367.09 | 141.83 | 30.79 | 8 | 0.96 | 5095 | 83.2
P745JX6U | Flex Lighting Solutions | Flex Lighting Solutions | LR1P-ACDC-ABB | Indoor Retrofit Kit | Linear Ambient | Retrofit Kits for Direct Linear Ambient Luminaires | Premium | FALSE | [9 empty] | 42628 |  |  | Yes | LR1P-A-4K8-50-WIDE-FR-LV-DW | 3.1 | 4367.09 | 141.83 | 30.79 | 8 | 0.96 | 5095 | 83.2
PWHGPK6Z | Flex Lighting Solutions | Flex Lighting Solutions | LR1P-AEDC-ACB | Indoor Retrofit Kit | Linear Ambient | Retrofit Kits for Direct Linear Ambient Luminaires | Premium | FALSE | [9 empty] | 42628 |  |  | Yes | LR1P-A-3K4-50-WIDE-NL-LV-DW | 3.1 | 3195.26 | 157.73 | 20.26 | 6.89 | 0.97 | 5095 | 83.2
PSSN2X6J | Flex Lighting Solutions | Flex Lighting Solutions | LR1P-AEDC-ABB | Indoor Retrofit Kit | Linear Ambient | Retrofit Kits for Direct Linear Ambient Luminaires | Premium | FALSE | [9 empty] | 42628 |  |  | Yes | LR1P-A-3K4-50-WIDE-FR-LV-DW | 3.1 | 2941.39 | 145.2 | 20.26 | 6.89 | 0.97 | 5095 | 83.2
P4JRJ3MV | Flex Lighting Solutions | Flex Lighting Solutions | LR1P-ADDC-ACB | Indoor Retrofit Kit | Linear Ambient | Retrofit Kits for Direct Linear Ambient Luminaires | Premium | FALSE | [9 empty] | 42628 |  |  | Yes | LR1P-A-8K8-50-WIDE-NL-LV-DW | 3.1 | 9829.43 | 162.34 | 60.55 | 6.07 | 0.96 | 5095 | 83.2
P18UNZ3R | Flex Lighting Solutions | Flex Lighting Solutions | LR1P-ADDC-ABB | Indoor Retrofit Kit | Linear Ambient | Retrofit Kits for Direct Linear Ambient Luminaires | Premium | FALSE | [9 empty] | 42628 |  |  | Yes | LR1P-A-8K8-50-WIDE-FR-LV-DW | 3.1 | 9048.48 | 149.45 | 60.55 | 6.07 | 0.96 | 5095 | 83.2
PHM9D3ZG | Flex Lighting Solutions | Flex Lighting Solutions | LR1P-AFDC-ACB | Indoor Retrofit Kit | Linear Ambient | Retrofit Kits for Direct Linear Ambient Luminaires | Premium | FALSE | [9 empty] | 42628 |  |  | Yes | LR1P-A-6K8-50-WIDE-NL-LV-DW | 3.1 | 6643.12 | 162.34 | 40.92 | 6.01 | 0.96 | 5095 | 83.2
PYRY68GT | Flex Lighting Solutions | Flex Lighting Solutions | LR1P-ABDC-ACB | Indoor Retrofit Kit | Linear Ambient | Retrofit Kits for Direct Linear Ambient Luminaires | Premium | FALSE | [9 empty] | 42628 |  |  | Yes | LR1P-A-4K4-50-WIDE-NL-LV-DW | 3.1 | 4744 | 154.03 | 30.8 | 6.01 | 0.96 | 5095 | 83.2
PUDJ6RAD | Flex Lighting Solutions | Flex Lighting Solutions | LR1P-ACDC-ACB | Indoor Retrofit Kit | Linear Ambient | Retrofit Kits for Direct Linear Ambient Luminaires | Premium | FALSE | [9 empty] | 42628 |  |  | Yes | LR1P-A-4K8-50-WIDE-NL-LV-DW | 3.1 | 4744 | 154.03 | 30.8 | 6.01 | 0.96 | 5095 | 83.2
PPB796MD | Flex Lighting Solutions | Flex Lighting Solutions | LR1P-AADC-ACB | Indoor Retrofit Kit | Linear Ambient | Retrofit Kits for Direct Linear Ambient Luminaires | Premium | FALSE | [9 empty] | 42628 |  |  | Yes | LR1P-A-2K4-50-WIDE-NL-LV-DW | 3.1 | 2336.76 | 139.54 | 16.75 | 8.5 | 0.96 | 5046 | 81.3
P35NHWNM | Flex Lighting Solutions | Flex Lighting Solutions | LR1P-AADC-ABB | Indoor Retrofit Kit | Linear Ambient | Retrofit Kits for Direct Linear Ambient Luminaires | Premium | FALSE | [9 empty] | 42628 |  |  | Yes | LR1P-A-2K4-50-WIDE-FR-LV-DW | 3.1 | 2151.11 | 128.45 | 16.75 | 8.5 | 0.96 | 5046 | 81.3
PC3V3NWE | Flex Lighting Solutions | Flex Lighting Solutions | LR1P-AACC-ACB | Indoor Retrofit Kit | Linear Ambient | Retrofit Kits for Direct Linear Ambient Luminaires | Premium | FALSE | [9 empty] | 42628 |  |  | Yes | LR1P-A-2K4-40-WIDE-NL-LV-DW | 3.1 | 2254.85 | 134.78 | 16.73 | 8.5 | 0.96 | 4073 | 82.6
PTN3EZA5 | Flex Lighting Solutions | Flex Lighting Solutions | LR1P-ADCC-ACB | Indoor Retrofit Kit | Linear Ambient | Retrofit Kits for Direct Linear Ambient Luminaires | Premium | FALSE | [9 empty] | 42628 |  |  | Yes | LR1P-A-8K8-40-WIDE-NL-LV-DW | 3.1 | 9484.86 | 156.81 | 60.49 | 6.07 | 0.96 | 4063 | 81.7
P2X4SKAV | Flex Lighting Solutions | Flex Lighting Solutions | LR1P-ADCC-ABB | Indoor Retrofit Kit | Linear Ambient | Retrofit Kits for Direct Linear Ambient Luminaires | Premium | FALSE | [9 empty] | 42628 |  |  | Yes | LR1P-A-8K8-40-WIDE-FR-LV-DW | 3.1 | 8731.29 | 144.35 | 60.49 | 6.07 | 0.96 | 4063 | 81.7
PVDM42RY | Flex Lighting Solutions | Flex Lighting Solutions | LR1P-AFCC-ABB | Indoor Retrofit Kit | Linear Ambient | Retrofit Kits for Direct Linear Ambient Luminaires | Premium | FALSE | [9 empty] | 42628 |  |  | Yes | LR1P-A-6K8-40-WIDE-FR-LV-DW | 3.1 | 5556.76 | 143.81 | 38.64 | 8 | 0.96 | 4053 | 82.6
PHJH73W6 | Flex Lighting Solutions | Flex Lighting Solutions | LR1P-ACCC-ABB | Indoor Retrofit Kit | Linear Ambient | Retrofit Kits for Direct Linear Ambient Luminaires | Premium | FALSE | [9 empty] | 42628 |  |  | Yes | LR1P-A-4K8-40-WIDE-FR-LV-DW | 3.1 | 4214 | 137 | 30.76 | 8 | 0.96 | 4053 | 82.6
P19SGPDT | Flex Lighting Solutions | Flex Lighting Solutions | LR1P-ABCC-ABB | Indoor Retrofit Kit | Linear Ambient | Retrofit Kits for Direct Linear Ambient Luminaires | Premium | FALSE | [9 empty] | 42628 |  |  | Yes | LR1P-A-4K4-40-WIDE-FR-LV-DW | 3.1 | 4214 | 137 | 30.76 | 8 | 0.96 | 4053 | 82.6
PFSA4WSX | Flex Lighting Solutions | Flex Lighting Solutions | LR1P-AECC-ABB | Indoor Retrofit Kit | Linear Ambient | Retrofit Kits for Direct Linear Ambient Luminaires | Premium | FALSE | [9 empty] | 42628 |  |  | Yes | LR1P-A-3K4-40-WIDE-FR-LV-DW | 3.1 | 2838.28 | 140.11 | 20.26 | 6.52 | 0.97 | 4053 | 82.6
P3N7V7AE | Flex Lighting Solutions | Flex Lighting Solutions | LR1P-AFCC-ACB | Indoor Retrofit Kit | Linear Ambient | Retrofit Kits for Direct Linear Ambient Luminaires | Premium | FALSE | [9 empty] | 42628 |  |  | Yes | LR1P-A-6K8-40-WIDE-NL-LV-DW | 3.1 | 6410.25 | 156.81 | 40.88 | 8 | 0.96 | 4000 | 82.6
PHCZHQVV | Flex Lighting Solutions | Flex Lighting Solutions | LR1P-ACCC-ACB | Indoor Retrofit Kit | Linear Ambient | Retrofit Kits for Direct Linear Ambient Luminaires | Premium | FALSE | [9 empty] | 42628 |  |  | Yes | LR1P-A-4K8-40-WIDE-NL-LV-DW | 3.1 | 4577.7 | 148.77 | 30.77 | 8 | 0.96 | 4000 | 80
P6R6E5TS | Flex Lighting Solutions | Flex Lighting Solutions | LR1P-ABCC-ACB | Indoor Retrofit Kit | Linear Ambient | Retrofit Kits for Direct Linear Ambient Luminaires | Premium | FALSE | [9 empty] | 42628 |  |  | Yes | LR1P-A-4K4-40-WIDE-NL-LV-DW | 3.1 | 4577.7 | 148.77 | 30.77 | 8 | 0.96 | 4000 | 80
PNSSAAKZ | Flex Lighting Solutions | Flex Lighting Solutions | LR1P-AECC-ACB | Indoor Retrofit Kit | Linear Ambient | Retrofit Kits for Direct Linear Ambient Luminaires | Premium | FALSE | [9 empty] | 42628 |  |  | Yes | LR1P-A-3K4-40-WIDE-NL-LV-DW | 3.1 | 3083.25 | 152.2 | 20.26 | 6.52 | 0.97 | 4000 | 80
PQV9Z636 | Amerillum Brands | Alumen8E | E-RSCP4L40T40RLFU[CYSPA][E1OPOC] | Indoor Luminaires | Linear Ambient | Direct Linear Ambient Luminaires | Premium | TRUE | 3696 | 110.3 | 36 | 16.47 | 0.96 | 3940 | 83.7 | 5 | 50000 | 42627 |  |  | No |  | 4 | 4052 | 112.5 | 36.03 | 7.66 | 1 | 3940 | 83.7
PV4NP84N | Fluxwerx Illumination Inc | Fluxwerx | NT1LxxBD30F1M04 | Indoor Luminaires | Linear Ambient | Direct Linear Ambient Luminaires | Standard | TRUE | 3327 | 89.1 | 37.36 | 15.7 | 0.93 | 3036 | 82.6 | 5 | 50000 | 42627 |  |  | No |  | 3.1 | 3327 | 89.1 | 37.36 | 15.7 | 0.93 | 3036 | 82.6
PTWZ951R | Fluxwerx Illumination Inc | Fluxwerx | NT1LxxBD40F1M04 | Indoor Luminaires | Linear Ambient | Direct Linear Ambient Luminaires | Standard | FALSE | [9 empty] | 42627 |  |  | No |  | 3.1 | 3422 | 90.7 | 37.72 | 15.7 | 0.93 | 3944 | 82.8
PF1RK7YZ | Fluxwerx Illumination Inc | Fluxwerx | NT1LxxBD40[F2E1E2E3E4]M04 | Indoor Luminaires | Linear Ambient | Direct Linear Ambient Luminaires | Standard | FALSE | [9 empty] | 42627 |  |  | No |  | 3.1 | 3422 | 90.7 | 37.72 | 15.7 | 0.93 | 3944 | 82.8
PXWM87QS | Fluxwerx Illumination Inc | Fluxwerx | NT1LxxBD35F1M04 | Indoor Luminaires | Linear Ambient | Direct Linear Ambient Luminaires | Standard | FALSE | [9 empty] | 42627 |  |  | No |  | 3.1 | 3474 | 92.8 | 37.45 | 15.7 | 0.93 | 3430 | 83.6
P8NP41KW | Fluxwerx Illumination Inc | Fluxwerx | NT1LxxBD35[F2E1E2E3E4]M04 | Indoor Luminaires | Linear Ambient | Direct Linear Ambient Luminaires | Standard | FALSE | [9 empty] | 42627 |  |  | No |  | 3.1 | 3474 | 92.8 | 37.45 | 15.7 | 0.93 | 3430 | 83.6
P4SB1BMT | Fluxwerx Illumination Inc | Fluxwerx | NT1LxxBD30[F2E1E2E3E4]M04 | Indoor Luminaires | Linear Ambient | Direct Linear Ambient Luminaires | Standard | FALSE | [9 empty] | 42627 |  |  | No |  | 3.1 | 3327 | 89.1 | 37.36 | 15.7 | 0.93 | 3036 | 82.6
PUNB6DKR | Amerillum Brands | Alumen8E | E-RSCP8L40T80RLFU[CYSPA][E1OPOC] | Indoor Luminaires | Linear Ambient | Direct Linear Ambient Luminaires | Premium | FALSE | [9 empty] | 42627 | Not Dimmable | Not Dimmable | No |  | 4 | 9195 | 119.1 | 77.21 | 7.85 | 1 | 3952 | 83.5
PXKDSP8U | Jiangmen Brandon Lighting Co. Limited | Brandon | MX455X-40W-N 5000K | Indoor Retrofit Kit | Linear Ambient | Retrofit Kits for Direct Linear Ambient Luminaires | Standard | TRUE | 5982.4 | 141.93 | 42.15 | 11.38 | 0.9918 | 5144 | 83.3 | 5 | 50000 | 42626 |  |  | No |  | 4 | 5600 | 140 | 40 | 10 | 0.95 | 5000 | 80
PS2KT59Z | GE Lighting Solutions | Lumination | LDS-[IC]-4-A-0-40-N0-8-40-xx-xx-xxxx | Indoor Luminaires | Linear Ambient | Direct Linear Ambient Luminaires | Premium | TRUE | 3978.9 | 110.2 | 36.1 | 10.9 | 0.96 | 4009 | 83.9 | 5 | 50000 | 42626 |  |  | No |  | 3 | 4000 | 112 | 36 | 20 | 0.9 | 4000 | 83
P88SB362 | Jiangmen Brandon Lighting Co. Limited | Brandon | MX455X-40W-N 3000K | Indoor Retrofit Kit | Linear Ambient | Retrofit Kits for Direct Linear Ambient Luminaires | Standard | TRUE | 5778.9 | 137.66 | 41.98 | 20.5 | 0.9478 | 3061 | 81.7 | 5 | 50000 | 42626 |  |  | No |  | 4 | 5600 | 140 | 40 | 10 | 0.95 | 3000 | 80
P4PC4QKW | GE Lighting Solutions | Lumination | LDS-[IC]-4-A-0-40-W0-8-40-xx-xx-xxxx | Indoor Luminaires | Linear Ambient | Direct Linear Ambient Luminaires | Premium | TRUE | 3873 | 98.3 | 39.4 | 20.6 | 0.93 | 4024 | 84.1 | 5 | 60000 | 42626 |  |  | No |  | 3.1 | 4000 | 114 | 35 | 20 | 0.9 | 4000 | 83
P3SQK9NJ | GE Lighting Solutions | Lumination | LDS-[IC]-4-A-0-40-N0-8-30-xx-xx-xxxx | Indoor Luminaires | Linear Ambient | Direct Linear Ambient Luminaires | Standard | TRUE | 4142.6 | 97.2 | 42.6 | 11.3 | 0.93 | 3034 | 82.9 | 5 | 60000 | 42626 |  |  | No |  | 3.1 | 4000 | 104 | 39 | 20 | 0.9 | 3000 | 83
PJAQQN5C | Hocan Group Co. LTD | SEPICN LED Lighting | HC-TF-4FT-30W-X(3000K) | Indoor Luminaires | Linear Ambient | Direct Linear Ambient Luminaires | Standard | TRUE | 3316.4 | 118.02 | 28.06 | 17.26 | 0.9033 | 2953 | 84.1 | 5 | 50000 | 42626 |  |  | Yes |  | 4 | 3336.2 | 118.9 | 28.06 | 17.26 | 0.9 | 3000 | 84.1
PFJNWAQ7 | Hocan Group Co. LTD | SEPICN LED Lighting | HC-TF-2FT-30W-X(3000K) | Indoor Luminaires | Linear Ambient | Direct Linear Ambient Luminaires | Standard | TRUE | 3112.6 | 107.04 | 29.08 | 18.29 | 0.9015 | 2951 | 83.5 | 5 | 50000 | 42626 |  |  | Yes |  | 4 | 3137.7 | 107.35 | 29.23 | 18.29 | 0.9 | 3000 | 83.5
PMN6X2V7 | Hocan Group Co. LTD | SEPICN LED Lighting | HC-TF-2FT-30W-X(5000K) | Indoor Luminaires | Linear Ambient | Direct Linear Ambient Luminaires | Standard | TRUE | 3541 | 123.55 | 28.66 | 11.49 | 0.9008 | 5128 | 83 | 5 | 50000 | 42626 |  |  | Yes |  | 4 | 3541 | 123.55 | 28.66 | 11.49 | 0.9 | 5000 | 83
PN9CM2QN | Jiangmen Brandon Lighting Co. Limited | Brandon | MX455X-40W-N 4500K | Indoor Retrofit Kit | Linear Ambient | Retrofit Kits for Direct Linear Ambient Luminaires | Standard | FALSE | [9 empty] | 42626 |  |  | No |  | 4 | 5600 | 140 | 40 | 10 | 0.95 | 4500 | 80
PQ5HFS96 | Jiangmen Brandon Lighting Co. Limited | Brandon | MX455X-40W-N 4000K | Indoor Retrofit Kit | Linear Ambient | Retrofit Kits for Direct Linear Ambient Luminaires | Standard | FALSE | [9 empty] | 42626 |  |  | No |  | 4 | 5600 | 140 | 40 | 10 | 0.95 | 4000 | 80
PK1F2XW7 | Jiangmen Brandon Lighting Co. Limited | Brandon | MX455X-40W-N 3500K | Indoor Retrofit Kit | Linear Ambient | Retrofit Kits for Direct Linear Ambient Luminaires | Standard | FALSE | [9 empty] | 42626 |  |  | No |  | 4 | 5600 | 140 | 40 | 10 | 0.95 | 3500 | 80
PV6KVFPK | Los Angeles Lighting Mfg. Co. | Los Angeles Lighting Mfg.Co. | 3-WCP200-6K-8L-DRP3-xxxxx-1DRDM xx(XXX)-UNV-2/840 | Indoor Luminaires | Linear Ambient | Direct Linear Ambient Luminaires | Premium | FALSE | [9 empty] | 42626 |  |  | Yes |  | 3.1 | 6028 | 141.3 | 42.66 | 8.01 | 0.981 | 4083 | 84.6
PKXRWMVM | Los Angeles Lighting Mfg. Co. | Los Angeles Lighting Mfg.Co. | 3-WBE200-6K-8L-DRP3-xxxxx-1DRDM xx(XXX)-UNV-2/840 | Indoor Luminaires | Linear Ambient | Direct Linear Ambient Luminaires | Premium | FALSE | [9 empty] | 42626 |  |  | Yes |  | 3.1 | 6028 | 141.3 | 42.66 | 8.01 | 0.981 | 4083 | 84.6
PHRPHJFP | Los Angeles Lighting Mfg. Co. | Los Angeles Lighting Mfg.Co. | 3-WHO200-6K-8L-DRP3-xxxxx-1DRDM xx(XXX)-UNV-2/840 | Indoor Luminaires | Linear Ambient | Direct Linear Ambient Luminaires | Premium | FALSE | [9 empty] | 42626 |  |  | Yes |  | 3.1 | 6028 | 141.3 | 42.66 | 8.01 | 0.981 | 4083 | 84.6
PEVP3E4F | Hocan Group Co. LTD | SEPICN LED Lighting | HC-TF-4FT-60W(5000K) | Indoor Luminaires | Linear Ambient | Direct Linear Ambient Luminaires | Standard | FALSE | [9 empty] | 42626 |  |  | No |  | 4 | 8087.76 | 133.26 | 60.69 | 18.38 | 0.9 | 5000 | 84.7
PQPX5QCM | Hocan Group Co. LTD | SEPICN LED Lighting | HC-TF-4FT-100W(5000K) | Indoor Luminaires | Linear Ambient | Direct Linear Ambient Luminaires | Standard | FALSE | [9 empty] | 42626 |  |  | No |  | 4 | 12688.87 | 131.83 | 96.25 | 18.15 | 0.91 | 5000 | 84.6
PBY8W1XW | Hocan Group Co. LTD | SEPICN LED Lighting | HC-TF-4FT-30W(5000K) | Indoor Luminaires | Linear Ambient | Direct Linear Ambient Luminaires | Standard | FALSE | [9 empty] | 42626 |  |  | No |  | 4 | 4175.86 | 146.68 | 28.47 | 17.07 | 0.91 | 5000 | 84.1
PFMGXHVN | Hocan Group Co. LTD | SEPICN LED Lighting | HC-TF-2FT-30W(5000K) | Indoor Luminaires | Linear Ambient | Direct Linear Ambient Luminaires | Standard | FALSE | [9 empty] | 42626 |  |  | No |  | 4 | 3860.02 | 128.28 | 30.09 | 11.15 | 0.91 | 5000 | 82.7
P4K6R826 | Hocan Group Co. LTD | SEPICN LED Lighting | HC-TF-4FT-60W-X(5000K) | Indoor Luminaires | Linear Ambient | Direct Linear Ambient Luminaires | Standard | FALSE | [9 empty] | 42626 |  |  | Yes |  | 4 | 7332 | 121.11 | 60.54 | 18.5 | 0.9 | 5000 | 83.2
PNVBWKQ4 | Hocan Group Co. LTD | SEPICN LED Lighting | HC-TF-4FT-100W-X(5000K) | Indoor Luminaires | Linear Ambient | Direct Linear Ambient Luminaires | Standard | FALSE | [9 empty] | 42626 |  |  | Yes |  | 4 | 12253 | 120.96 | 101.3 | 17.59 | 0.91 | 5000 | 82.8
PZD3XP8A | Hocan Group Co. LTD | SEPICN LED Lighting | HC-TF-4FT-30W-X(5000K) | Indoor Luminaires | Linear Ambient | Direct Linear Ambient Luminaires | Standard | FALSE | [9 empty] | 42626 |  |  | Yes |  | 4 | 3781 | 130.38 | 29 | 17.03 | 0.91 | 5000 | 82.5
PVVA6R3R | Hocan Group Co. LTD | SEPICN LED Lighting | HC-TF-4FT-100W(4000K) | Indoor Luminaires | Linear Ambient | Direct Linear Ambient Luminaires | Standard | FALSE | [9 empty] | 42626 |  |  | No |  | 4 | 11968.94 | 124.35 | 96.25 | 18.15 | 0.91 | 4000 | 84.8
P7D9V3G6 | Hocan Group Co. LTD | SEPICN LED Lighting | HC-TF-4FT-60W(4000K) | Indoor Luminaires | Linear Ambient | Direct Linear Ambient Luminaires | Standard | FALSE | [9 empty] | 42626 |  |  | No |  | 4 | 7628.88 | 125.7 | 60.69 | 18.38 | 0.9 | 4000 | 84.7
P8H3NSVZ | Hocan Group Co. LTD | SEPICN LED Lighting | HC-TF-4FT-30W(4000K) | Indoor Luminaires | Linear Ambient | Direct Linear Ambient Luminaires | Standard | FALSE | [9 empty] | 42626 |  |  | No |  | 4 | 3938.93 | 138.35 | 28.47 | 17.07 | 0.91 | 4000 | 84.1
P2WBA724 | Hocan Group Co. LTD | SEPICN LED Lighting | HC-TF-2FT-30W(4000K) | Indoor Luminaires | Linear Ambient | Direct Linear Ambient Luminaires | Standard | FALSE | [9 empty] | 42626 |  |  | No |  | 4 | 3641.01 | 121 | 30.09 | 11.15 | 0.91 | 4000 | 82.7
P9MASARW | Hocan Group Co. LTD | SEPICN LED Lighting | HC-TF-4FT-100W-X(4000K) | Indoor Luminaires | Linear Ambient | Direct Linear Ambient Luminaires | Standard | FALSE | [9 empty] | 42626 |  |  | Yes |  | 4 | 11574.5 | 117.95 | 98.13 | 17.86 | 0.91 | 4000 | 84.6
P3WHDYT1 | Hocan Group Co. LTD | SEPICN LED Lighting | HC-TF-4FT-30W-X(4000K) | Indoor Luminaires | Linear Ambient | Direct Linear Ambient Luminaires | Standard | FALSE | [9 empty] | 42626 |  |  | Yes |  | 4 | 3558.6 | 126.82 | 28.06 | 17.26 | 0.9 | 4000 | 84.1
PVF8NYWG | Hocan Group Co. LTD | SEPICN LED Lighting | HC-TF-4FT-60W-X(4000K) | Indoor Luminaires | Linear Ambient | Direct Linear Ambient Luminaires | Standard | FALSE | [9 empty] | 42626 |  |  | Yes |  | 4 | 6956.05 | 116.91 | 59.5 | 18.66 | 0.9 | 4000 | 83.7
PQ1F7K8R | Hocan Group Co. LTD | SEPICN LED Lighting | HC-TF-2FT-30W-X(4000K) | Indoor Luminaires | Linear Ambient | Direct Linear Ambient Luminaires | Standard | FALSE | [9 empty] | 42626 |  |  | Yes |  | 4 | 3339.35 | 114.24 | 29.23 | 18.29 | 0.9 | 4000 | 83.5
PV72VQDS | Hocan Group Co. LTD | SEPICN LED Lighting | HC-TF-4FT-100W(3000K) | Indoor Luminaires | Linear Ambient | Direct Linear Ambient Luminaires | Standard | FALSE | [9 empty] | 42626 |  |  | No |  | 4 | 11249 | 116.87 | 96.25 | 18.15 | 0.91 | 3000 | 84.8
PCGDU66K | Hocan Group Co. LTD | SEPICN LED Lighting | HC-TF-4FT-60W(3000K) | Indoor Luminaires | Linear Ambient | Direct Linear Ambient Luminaires | Standard | FALSE | [9 empty] | 42626 |  |  | No |  | 4 | 7170 | 118.14 | 60.69 | 18.38 | 0.9 | 3000 | 84.7
PEFA4E96 | Hocan Group Co. LTD | SEPICN LED Lighting | HC-TF-4FT-30W(3000K) | Indoor Luminaires | Linear Ambient | Direct Linear Ambient Luminaires | Standard | FALSE | [9 empty] | 42626 |  |  | No |  | 4 | 3702 | 130.03 | 28.47 | 17.07 | 0.91 | 3000 | 84.1
PXY2H54A | Hocan Group Co. LTD | SEPICN LED Lighting | HC-TF-2FT-30W(3000K) | Indoor Luminaires | Linear Ambient | Direct Linear Ambient Luminaires | Standard | FALSE | [9 empty] | 42626 |  |  | No |  | 4 | 3422 | 113.73 | 30.09 | 11.15 | 0.91 | 3000 | 82.7
P65DW3P5 | Hocan Group Co. LTD | SEPICN LED Lighting | HC-TF-4FT-100W-X(3000K) | Indoor Luminaires | Linear Ambient | Direct Linear Ambient Luminaires | Standard | FALSE | [9 empty] | 42626 |  |  | Yes |  | 4 | 10896 | 111.04 | 98.13 | 17.86 | 0.91 | 3000 | 84.6
PXVH3B9N | Hocan Group Co. LTD | SEPICN LED Lighting | HC-TF-4FT-60W-X(3000K) | Indoor Luminaires | Linear Ambient | Direct Linear Ambient Luminaires | Standard | FALSE | [9 empty] | 42626 |  |  | Yes |  | 4 | 6580.1 | 110.59 | 59.5 | 18.66 | 0.9 | 3000 | 83.7
PA4F1DJU | GE Lighting Solutions | Lumination | LDS-[IC]-4-A-0-40-W0-8-40-xx-xx-xxxx-EL | Indoor Luminaires | Linear Ambient | Direct Linear Ambient Luminaires | Standard | FALSE | [9 empty] | 42626 |  |  | No |  | 3 | 4000 | 100 | 40 | 20 | 0.9 | 4000 | 83
P8S8BR48 | GE Lighting Solutions | Lumination | LDS-[IC]-4-A-D-40-N0-8-40-xx-xx-xxxx | Indoor Luminaires | Linear Ambient | Direct Linear Ambient Luminaires | Standard | FALSE | [9 empty] | 42626 |  |  | No |  | 3 | 4000 | 96 | 42 | 20 | 0.9 | 4000 | 83
P8E6YHUZ | GE Lighting Solutions | Lumination | LDS-[IC]-4-A-D-40-W0-8-40-xx-xx-xxxx | Indoor Luminaires | Linear Ambient | Direct Linear Ambient Luminaires | Standard | FALSE | [9 empty] | 42626 |  |  | No |  | 3 | 4000 | 97 | 41 | 20 | 0.9 | 4000 | 83
P7V6MH36 | GE Lighting Solutions | Lumination | LDS-[IC]-4-A-0-40-N0-8-40-xx-xx-xxxx-EL | Indoor Luminaires | Linear Ambient | Direct Linear Ambient Luminaires | Standard | FALSE | [9 empty] | 42626 |  |  | No |  | 3 | 4000 | 98 | 41 | 20 | 0.9 | 4000 | 83
PNBPHJJC | GE Lighting Solutions | Lumination | LDS-[IC]-4-A-0-40-W0-8-35-xx-xx-xxxx-EL | Indoor Luminaires | Linear Ambient | Direct Linear Ambient Luminaires | Standard | FALSE | [9 empty] | 42626 |  |  | No |  | 3 | 4000 | 96 | 42 | 20 | 0.9 | 3500 | 83
PJGM2N96 | GE Lighting Solutions | Lumination | LDS-[IC]-4-A-0-40-W0-8-35-xx-xx-xxxx | Indoor Luminaires | Linear Ambient | Direct Linear Ambient Luminaires | Standard | FALSE | [9 empty] | 42626 |  |  | No |  | 3 | 4000 | 108 | 37 | 20 | 0.9 | 3500 | 83
PJCUWNP8 | GE Lighting Solutions | Lumination | LDS-[IC]-4-A-D-40-W0-8-35-xx-xx-xxxx | Indoor Luminaires | Linear Ambient | Direct Linear Ambient Luminaires | Standard | FALSE | [9 empty] | 42626 |  |  | No |  | 3 | 4000 | 93 | 43 | 20 | 0.9 | 3500 | 83
PFSHR9QW | GE Lighting Solutions | Lumination | LDS-[IC]-4-A-D-40-N0-8-35-xx-xx-xxxx | Indoor Luminaires | Linear Ambient | Direct Linear Ambient Luminaires | Standard | FALSE | [9 empty] | 42626 |  |  | No |  | 3 | 4000 | 92 | 43 | 20 | 0.9 | 3500 | 83
P633V3T6 | GE Lighting Solutions | Lumination | LDS-[IC]-4-A-0-40-N0-8-35-xx-xx-xxxx | Indoor Luminaires | Linear Ambient | Direct Linear Ambient Luminaires | Standard | FALSE | [9 empty] | 42626 |  |  | No |  | 3 | 4000 | 107 | 38 | 20 | 0.9 | 3500 | 83
P1PZ6E78 | GE Lighting Solutions | Lumination | LDS-[IC]-4-A-0-40-N0-8-35-xx-xx-xxxx-EL | Indoor Luminaires | Linear Ambient | Direct Linear Ambient Luminaires | Standard | FALSE | [9 empty] | 42626 |  |  | No |  | 3 | 4000 | 94 | 42 | 20 | 0.9 | 3500 | 83
PQY4WBYA | GE Lighting Solutions | Lumination | LDS-[IC]-4-A-0-40-W0-8-30-xx-xx-xxxx-EL | Indoor Luminaires | Linear Ambient | Direct Linear Ambient Luminaires | Standard | FALSE | [9 empty] | 42626 |  |  | No |  | 3 | 4000 | 93 | 43 | 20 | 0.9 | 3000 | 83
P97C33BU | GE Lighting Solutions | Lumination | LDS-[IC]-4-A-D-40-W0-8-30-xx-xx-xxxx | Indoor Luminaires | Linear Ambient | Direct Linear Ambient Luminaires | Standard | FALSE | [9 empty] | 42626 |  |  | No |  | 3 | 4000 | 91 | 44 | 20 | 0.9 | 3000 | 83
P74YYEJM | GE Lighting Solutions | Lumination | LDS-[IC]-4-A-D-40-N0-8-30-xx-xx-xxxx | Indoor Luminaires | Linear Ambient | Direct Linear Ambient Luminaires | Standard | FALSE | [9 empty] | 42626 |  |  | No |  | 3 | 4000 | 90 | 44 | 20 | 0.9 | 3000 | 83
P67JXC8K | GE Lighting Solutions | Lumination | LDS-[IC]-4-A-0-40-N0-8-30-xx-xx-xxxx-EL | Indoor Luminaires | Linear Ambient | Direct Linear Ambient Luminaires | Standard | FALSE | [9 empty] | 42626 |  |  | No |  | 3 | 4000 | 92 | 43 | 20 | 0.9 | 3000 | 83
P5PE1WSU | GE Lighting Solutions | Lumination | LDS-[IC]-4-A-0-40-W0-8-30-xx-xx-xxxx | Indoor Luminaires | Linear Ambient | Direct Linear Ambient Luminaires | Standard | FALSE | [9 empty] | 42626 |  |  | No |  | 3 | 4000 | 105 | 38 | 20 | 0.9 | 3000 | 83
PJD4JRTM | Flex Lighting Solutions | Flex Lighting Solutions | LR1S-ABDC-ABB | Indoor Retrofit Kit | Linear Ambient | Retrofit Kits for Direct Linear Ambient Luminaires | Premium | TRUE | 4063 | 125.1 | 32.49 | 12.06 | 0.973 | 5046 | 81.3 | 5 | 50000 | 42625 |  |  | Yes | LR1S-A-4K4-50-WIDE-FR-LV-DW | 3.1 | 4063 | 125.05 | 32.49 | 6.89 | 0.96 | 5046 | 81.3
PN1K2TMC | Flex Lighting Solutions | Flex Lighting Solutions | LR1S-AACC-ABB | Indoor Retrofit Kit | Linear Ambient | Retrofit Kits for Direct Linear Ambient Luminaires | Premium | TRUE | 2075.7 | 124.1 | 16.73 | 12.06 | 0.973 | 4073 | 82.6 | 5 | 50000 | 42625 |  |  | Yes | LR1S-A-2K4-40-WIDE-FR-LV-DW | 3.1 | 2045.1 | 115.54 | 17.7 | 7.53 | 0.96 | 4040 | 81.7
PNZ48VX2 | Sunpark | SUNPARK | RT-48ST-HE-48W-4000K | Indoor Retrofit Kit | Linear Ambient | Retrofit Kits for Direct Linear Ambient Luminaires | Premium | TRUE | 6408.58 | 141.97 | 45.14 | 9.478 | 0.962 | 4192 | 86.2 | 5 | 50000 | 42625 |  |  | No |  | 3.1 | 6400 | 140 | 46 | 9.4 | 0.96 | 4000 | 86
PFHBQ9WT | Sunpark | SUNPARK | RT-24ST-HE-4000K | Indoor Retrofit Kit | Linear Ambient | Retrofit Kits for Direct Linear Ambient Luminaires | Premium | TRUE | 3205.03 | 140.69 | 22.78 | 8.729 | 0.928 | 4128 | 85.9 | 5 | 50000 | 42625 |  |  | No |  | 4 | 3200 | 140 | 23 | 8.7 | 0.92 | 4000 | 85
PQ73HX4V | Kason Industries Inc | KASON INDUSTRIES INC | 1810LX40E(4000K) | Indoor Luminaires | Linear Ambient | Direct Linear Ambient Luminaires | Standard | TRUE | 4873.27 | 130.58 | 37.32 | 13.6 | 0.905 | 4016 | 84.2 | 5 | 50000 | 42625 |  |  | Yes |  | 4 | 5000 | 130 | 40 | 13 | 0.9 | 4000 | 84
P9B6QGJS | Sunpark | SUNPARK | RT-48ST-HE-48W-5000K | Indoor Retrofit Kit | Linear Ambient | Retrofit Kits for Direct Linear Ambient Luminaires | Premium | FALSE | [9 empty] | 42625 |  |  | No |  | 3.1 | 6578 | 143 | 46 | 8.7 | 0.96 | 5000 | 85
PP7395ZK | Sunpark | SUNPARK | RT-24ST-HE-5000K | Indoor Retrofit Kit | Linear Ambient | Retrofit Kits for Direct Linear Ambient Luminaires | Premium | FALSE | [9 empty] | 42625 |  |  | No |  | 4 | 3290 | 143 | 23 | 9.1 | 0.96 | 5000 | 83
PBPD6NK3 | Flex Lighting Solutions | Flex Lighting Solutions | LR1S-AADC-ACB | Indoor Retrofit Kit | Linear Ambient | Retrofit Kits for Direct Linear Ambient Luminaires | Premium | FALSE | [9 empty] | 42625 |  |  | Yes | LR1S-A-2K4-50-WIDE-NL-LV-DW | 3.1 | 2302.31 | 129.95 | 17.72 | 7.53 | 0.96 | 5095 | 83.2
P9BUBEMD | Flex Lighting Solutions | Flex Lighting Solutions | LR1S-AADC-ABB | Indoor Retrofit Kit | Linear Ambient | Retrofit Kits for Direct Linear Ambient Luminaires | Premium | FALSE | [9 empty] | 42625 |  |  | Yes | LR1S-A-2K4-50-WIDE-FR-LV-DW | 3.1 | 2119.39 | 119.62 | 17.72 | 7.53 | 0.96 | 5095 | 83.2
PNBG7GVD | Flex Lighting Solutions | Flex Lighting Solutions | LR1S-ADDC-ACB | Indoor Retrofit Kit | Linear Ambient | Retrofit Kits for Direct Linear Ambient Luminaires | Premium | FALSE | [9 empty] | 42625 |  |  | Yes | LR1S-A-8K8-50-WIDE-NL-LV-DW | 3.1 | 9632.1 | 150.66 | 63.93 | 6.07 | 0.96 | 5095 | 83.2
PQX1KTM8 | Flex Lighting Solutions | Flex Lighting Solutions | LR1S-ADDC-ABB | Indoor Retrofit Kit | Linear Ambient | Retrofit Kits for Direct Linear Ambient Luminaires | Premium | FALSE | [9 empty] | 42625 |  |  | Yes | LR1S-A-8K8-50-WIDE-FR-LV-DW | 3.1 | 8866.82 | 138.69 | 63.93 | 6.07 | 0.96 | 5095 | 83.2
PR7DTSJK | Flex Lighting Solutions | Flex Lighting Solutions | LR1S-AFDC-ACB | Indoor Retrofit Kit | Linear Ambient | Retrofit Kits for Direct Linear Ambient Luminaires | Premium | FALSE | [9 empty] | 42625 |  |  | Yes | LR1S-A-6K8-50-WIDE-NL-LV-DW | 3.1 | 6509.76 | 150.66 | 43.21 | 6.89 | 0.96 | 5046 | 81.3
PFBBJBNV | Flex Lighting Solutions | Flex Lighting Solutions | LR1S-AFDC-ABB | Indoor Retrofit Kit | Linear Ambient | Retrofit Kits for Direct Linear Ambient Luminaires | Premium | FALSE | [9 empty] | 42625 |  |  | Yes | LR1S-A-6K8-50-WIDE-FR-LV-DW | 3.1 | 5992.55 | 138.69 | 43.21 | 6.89 | 0.96 | 5046 | 81.3
PJJX73S9 | Flex Lighting Solutions | Flex Lighting Solutions | LR1S-ACDC-ACB | Indoor Retrofit Kit | Linear Ambient | Retrofit Kits for Direct Linear Ambient Luminaires | Premium | FALSE | [9 empty] | 42625 |  |  | Yes | LR1S-A-4K8-50-WIDE-NL-LV-DW | 3.1 | 4648.76 | 143.08 | 32.49 | 6.89 | 0.96 | 5046 | 81.3
PFWK65VM | Flex Lighting Solutions | Flex Lighting Solutions | LR1S-ABDC-ACB | Indoor Retrofit Kit | Linear Ambient | Retrofit Kits for Direct Linear Ambient Luminaires | Premium | FALSE | [9 empty] | 42625 |  |  | Yes | LR1S-A-4K4-50-WIDE-NL-LV-DW | 3.1 | 4648.76 | 143.08 | 32.49 | 6.89 | 0.96 | 5046 | 81.3
PHHHZ7P2 | Flex Lighting Solutions | Flex Lighting Solutions | LR1S-ACDC-ABB | Indoor Retrofit Kit | Linear Ambient | Retrofit Kits for Direct Linear Ambient Luminaires | Premium | FALSE | [9 empty] | 42625 |  |  | Yes | LR1S-A-4K8-50-WIDE-FR-LV-DW | 3.1 | 4063 | 125.05 | 32.49 | 6.89 | 0.96 | 5046 | 81.3
PX7WJEBS | Flex Lighting Solutions | Flex Lighting Solutions | LR1S-AEDC-ACB | Indoor Retrofit Kit | Linear Ambient | Retrofit Kits for Direct Linear Ambient Luminaires | Premium | FALSE | [9 empty] | 42625 |  |  | Yes | LR1S-A-3K4-50-WIDE-NL-LV-DW | 3.1 | 3131.11 | 146.38 | 21.39 | 6.89 | 0.97 | 5046 | 81.3
P3WJ4YD4 | Flex Lighting Solutions | Flex Lighting Solutions | LR1S-AEDC-ABB | Indoor Retrofit Kit | Linear Ambient | Retrofit Kits for Direct Linear Ambient Luminaires | Premium | FALSE | [9 empty] | 42625 |  |  | Yes | LR1S-A-3K4-50-WIDE-FR-LV-DW | 3.1 | 2882.34 | 134.75 | 21.39 | 6.89 | 0.97 | 5046 | 81.3
PXRXQD1X | Flex Lighting Solutions | Flex Lighting Solutions | LR1S-ADCC-ACB | Indoor Retrofit Kit | Linear Ambient | Retrofit Kits for Direct Linear Ambient Luminaires | Premium | FALSE | [9 empty] | 42625 |  |  | Yes | LR1S-A-8K8-40-WIDE-NL-LV-DW | 3.1 | 9294.45 | 145.52 | 63.87 | 6.07 | 0.96 | 4063 | 81.7
P521551Y | Flex Lighting Solutions | Flex Lighting Solutions | LR1S-ADCC-ABB | Indoor Retrofit Kit | Linear Ambient | Retrofit Kits for Direct Linear Ambient Luminaires | Premium | FALSE | [9 empty] | 42625 |  |  | Yes | LR1S-A-8K8-40-WIDE-FR-LV-DW | 3.1 | 8556 | 133.96 | 63.87 | 6.07 | 0.96 | 4063 | 81.7
P1U7YEV1 | Flex Lighting Solutions | Flex Lighting Solutions | LR1S-AFCC-ABB | Indoor Retrofit Kit | Linear Ambient | Retrofit Kits for Direct Linear Ambient Luminaires | Premium | FALSE | [9 empty] | 42625 |  |  | Yes | LR1S-A-6K8-40-WIDE-FR-LV-DW | 3.1 | 5445.2 | 133.46 | 40.8 | 5.41 | 0.98 | 4048 | 81.8
PEC25HVB | Flex Lighting Solutions | Flex Lighting Solutions | LR1S-AACC-ACB | Indoor Retrofit Kit | Linear Ambient | Retrofit Kits for Direct Linear Ambient Luminaires | Premium | FALSE | [9 empty] | 42625 |  |  | Yes | LR1S-A-2K4-40-WIDE-NL-LV-DW | 3.1 | 2221.61 | 125.51 | 17.7 | 7.53 | 0.96 | 4040 | 81.7
PHQFK25T | Flex Lighting Solutions | Flex Lighting Solutions | LR1S-AFCC-ACB | Indoor Retrofit Kit | Linear Ambient | Retrofit Kits for Direct Linear Ambient Luminaires | Premium | FALSE | [9 empty] | 42625 |  |  | Yes | LR1S-A-6K8-40-WIDE-NL-LV-DW | 3.1 | 6281.56 | 145.52 | 43.17 | 5.88 | 0.96 | 4040 | 81.7
PXZGUE99 | Flex Lighting Solutions | Flex Lighting Solutions | LR1S-ACCC-ACB | Indoor Retrofit Kit | Linear Ambient | Retrofit Kits for Direct Linear Ambient Luminaires | Premium | FALSE | [9 empty] | 42625 |  |  | Yes | LR1S-A-4K8-40-WIDE-NL-LV-DW | 3.1 | 4485.8 | 138.11 | 32.48 | 5.88 | 0.96 | 4040 | 81.7
PA4M3RPZ | Flex Lighting Solutions | Flex Lighting Solutions | LR1S-ABCC-ACB | Indoor Retrofit Kit | Linear Ambient | Retrofit Kits for Direct Linear Ambient Luminaires | Premium | FALSE | [9 empty] | 42625 |  |  | Yes | LR1S-A-4K4-40-WIDE-NL-LV-DW | 3.1 | 4485.8 | 138.11 | 32.48 | 5.88 | 0.96 | 4040 | 81.7
PNF5EBK8 | Flex Lighting Solutions | Flex Lighting Solutions | LR1S-ACCC-ABB | Indoor Retrofit Kit | Linear Ambient | Retrofit Kits for Direct Linear Ambient Luminaires | Premium | FALSE | [9 empty] | 42625 |  |  | Yes | LR1S-A-4K8-40-WIDE-FR-LV-DW | 3.1 | 4129.4 | 127.14 | 32.48 | 5.88 | 0.96 | 4040 | 81.7
PFRCXZRB | Flex Lighting Solutions | Flex Lighting Solutions | LR1S-ABCC-ABB | Indoor Retrofit Kit | Linear Ambient | Retrofit Kits for Direct Linear Ambient Luminaires | Premium | FALSE | [9 empty] | 42625 |  |  | Yes | LR1S-A-4K4-40-WIDE-FR-LV-DW | 3.1 | 4129.4 | 127.14 | 32.48 | 5.88 | 0.96 | 4040 | 81.7
P7RZJJKV | Flex Lighting Solutions | Flex Lighting Solutions | LR1S-AECC-ACB | Indoor Retrofit Kit | Linear Ambient | Retrofit Kits for Direct Linear Ambient Luminaires | Premium | FALSE | [9 empty] | 42625 |  |  | Yes | LR1S-A-3K4-40-WIDE-NL-LV-DW | 3.1 | 3021.35 | 141.25 | 21.39 | 6.52 | 0.97 | 4021 | 81.8
P7GHH393 | Flex Lighting Solutions | Flex Lighting Solutions | LR1S-AECC-ABB | Indoor Retrofit Kit | Linear Ambient | Retrofit Kits for Direct Linear Ambient Luminaires | Premium | FALSE | [9 empty] | 42625 |  |  | Yes | LR1S-A-3K4-40-WIDE-FR-LV-DW | 3.1 | 2781.3 | 130.03 | 21.39 | 6.52 | 0.97 | 4021 | 81.8
PAJ4VWH7 | Kason Industries Inc | KASON INDUSTRIES INC | 1810LX40E(5000K) | Indoor Luminaires | Linear Ambient | Direct Linear Ambient Luminaires | Standard | FALSE | [9 empty] | 42625 |  |  | Yes |  | 4 | 5000 | 130 | 40 | 13 | 0.9 | 5000 | 84
PKHJQEKS | Kason Industries Inc | KASON INDUSTRIES INC | 1810LX40E(4500K) | Indoor Luminaires | Linear Ambient | Direct Linear Ambient Luminaires | Standard | FALSE | [9 empty] | 42625 |  |  | Yes |  | 4 | 5000 | 130 | 40 | 13 | 0.9 | 4500 | 84
PUGPDP6K | LED2 Lighting Group Inc | LED2 | LED2-SVT4-60W-30 | Indoor Luminaires | Linear Ambient | Direct Linear Ambient Luminaires | Standard | TRUE | 7950 | 125.95 | 63.12 | 10.98 | 0.9596 | 3062 | 82.7 | 5 | 50000 | 42622 |  |  | Yes |  | 3.1 | 7500 | 125 | 60 | 10 | 0.95 | 3000 | 80
PUPXB3FJ | LED2 Lighting Group Inc | LED2 | LED2-SVT4-40W-30 | Indoor Luminaires | Linear Ambient | Direct Linear Ambient Luminaires | Standard | TRUE | 5186.6 | 123.87 | 41.87 | 7.61 | 0.9584 | 3072 | 82.8 | 5 | 50000 | 42622 |  |  | Yes |  | 4 | 5000 | 125 | 40 | 20 | 0.95 | 3000 | 80
P2RMM15P | Industrial Lighting Products | Industrial Lighting Products | FF4-44WLED-UNIV-50-XXXXX [Excludes SD480] | Indoor Luminaires | Linear Ambient | Direct Linear Ambient Luminaires | Premium | TRUE | 4895 | 110.9 | 44.12 | 14.5 | 0.928 | 5196 | 84.3 | 5 | 50000 | 42622 |  |  | No |  | 3.1 | 4895 | 110.9 | 44.12 | 14.5 | 0.93 | 5000 | 80
PWZ91Y3W | Industrial Lighting Products | Industrial Lighting Products | FF4-44WLED-UNIV-30-XXXXX [Excludes SD480] | Indoor Luminaires | Linear Ambient | Direct Linear Ambient Luminaires | Standard | TRUE | 4586 | 103.7 | 44.24 | 14.5 | 0.928 | 3064 | 81.9 | 5 | 50000 | 42622 |  |  | No |  | 3.1 | 4586 | 103.7 | 44.24 | 14.5 | 0.93 | 3000 | 80
PY4KVPK8 | Industrial Lighting Products | Industrial Lighting Products | FF4-16WLED-UNIV-30-XXXXX [Excludes SD480] | Indoor Luminaires | Linear Ambient | Direct Linear Ambient Luminaires | Premium | TRUE | 1922 | 114.2 | 16.83 | 14.5 | 0.928 | 3023 | 82.3 | 5 | 50000 | 42622 |  |  | No |  | 3.1 | 1922 | 114.2 | 16.83 | 14.5 | 0.93 | 3000 | 80
PYPSA1TV | Industrial Lighting Products | Industrial Lighting Products | FF4-30WLED-UNIV-50-XXXXX [Excludes SD480] | Indoor Luminaires | Linear Ambient | Direct Linear Ambient Luminaires | Premium | FALSE | [9 empty] | 42622 |  |  | No |  | 3.1 | 3693 | 123.1 | 30 | 14.5 | 0.93 | 5000 | 80
PHMVZRXA | Industrial Lighting Products | Industrial Lighting Products | FF4-22WLED-UNIV-50-XXXXX [Excludes SD480] | Indoor Luminaires | Linear Ambient | Direct Linear Ambient Luminaires | Premium | FALSE | [9 empty] | 42622 |  |  | No |  | 3.1 | 2616 | 118.9 | 22 | 14.5 | 0.93 | 5000 | 80
PX22U8MU | Industrial Lighting Products | Industrial Lighting Products | FF4-16WLED-UNIV-50-XXXXX [Excludes SD480] | Indoor Luminaires | Linear Ambient | Direct Linear Ambient Luminaires | Premium | FALSE | [9 empty] | 42622 |  |  | No |  | 3.1 | 2057 | 122.2 | 16.83 | 14.5 | 0.93 | 5000 | 80
PD3C93CU | Industrial Lighting Products | Industrial Lighting Products | FF4-44WLED-UNIV-40-XXXXX [Excludes SD480] | Indoor Luminaires | Linear Ambient | Direct Linear Ambient Luminaires | Standard | FALSE | [9 empty] | 42622 |  |  | No |  | 3.1 | 4788 | 108.5 | 44.12 | 14.5 | 0.93 | 4000 | 80
PZVEPD6F | Industrial Lighting Products | Industrial Lighting Products | FF4-30WLED-UNIV-40-XXXXX [Excludes SD480] | Indoor Luminaires | Linear Ambient | Direct Linear Ambient Luminaires | Premium | FALSE | [9 empty] | 42622 |  |  | No |  | 3.1 | 3612 | 120.4 | 30 | 14.5 | 0.93 | 4000 | 80
PSCPC8VB | Industrial Lighting Products | Industrial Lighting Products | FF4-22WLED-UNIV-40-XXXXX [Excludes SD480] | Indoor Luminaires | Linear Ambient | Direct Linear Ambient Luminaires | Premium | FALSE | [9 empty] | 42622 |  |  | No |  | 3.1 | 2559 | 116.3 | 22 | 14.5 | 0.93 | 4000 | 80
PXA3FQYJ | Industrial Lighting Products | Industrial Lighting Products | FF4-16WLED-UNIV-40-XXXXX [Excludes SD480] | Indoor Luminaires | Linear Ambient | Direct Linear Ambient Luminaires | Premium | FALSE | [9 empty] | 42622 |  |  | No |  | 3.1 | 2012 | 119.6 | 16.83 | 14.5 | 0.93 | 4000 | 80
P3GVDEFJ | Industrial Lighting Products | Industrial Lighting Products | FF4-44WLED-UNIV-35-XXXXX [Excludes SD480] | Indoor Luminaires | Linear Ambient | Direct Linear Ambient Luminaires | Standard | FALSE | [9 empty] | 42622 |  |  | No |  | 3.1 | 4681 | 106.1 | 44.12 | 14.5 | 0.93 | 3500 | 80
PG8W9838 | Industrial Lighting Products | Industrial Lighting Products | FF4-30WLED-UNIV-35-XXXXX [Excludes SD480] | Indoor Luminaires | Linear Ambient | Direct Linear Ambient Luminaires | Premium | FALSE | [9 empty] | 42622 |  |  | No |  | 3.1 | 3531 | 117.7 | 30 | 14.5 | 0.93 | 3500 | 80
PYMGABUN | Industrial Lighting Products | Industrial Lighting Products | FF4-22WLED-UNIV-35-XXXXX [Excludes SD480] | Indoor Luminaires | Linear Ambient | Direct Linear Ambient Luminaires | Premium | FALSE | [9 empty] | 42622 |  |  | No |  | 3.1 | 2502 | 113.7 | 22 | 14.5 | 0.93 | 3500 | 80
PAFJKGJW | Industrial Lighting Products | Industrial Lighting Products | FF4-16WLED-UNIV-35-XXXXX [Excludes SD480] | Indoor Luminaires | Linear Ambient | Direct Linear Ambient Luminaires | Premium | FALSE | [9 empty] | 42622 |  |  | No |  | 3.1 | 1967 | 116.9 | 16.83 | 14.5 | 0.93 | 3500 | 80
PCTAR8PF | Industrial Lighting Products | Industrial Lighting Products | FF4-30WLED-UNIV-30-XXXXX [Excludes SD480] | Indoor Luminaires | Linear Ambient | Direct Linear Ambient Luminaires | Premium | FALSE | [9 empty] | 42622 |  |  | No |  | 3.1 | 3450 | 115 | 30 | 14.5 | 0.93 | 3000 | 80
P48KZGK4 | Industrial Lighting Products | Industrial Lighting Products | FF4-22WLED-UNIV-30-XXXXX [Excludes SD480] | Indoor Luminaires | Linear Ambient | Direct Linear Ambient Luminaires | Premium | FALSE | [9 empty] | 42622 |  |  | No |  | 3.1 | 2444 | 111.1 | 22 | 14.5 | 0.93 | 3000 | 80
P6BZC71M | LED2 Lighting Group Inc | LED2 | LED2-SVT4-40W-50 | Indoor Luminaires | Linear Ambient | Direct Linear Ambient Luminaires | Standard | FALSE | [9 empty] | 42622 | Dimmable | Continuous Below 10 | Yes |  | 4 | 5000 | 125 | 40 | 20 | 0.95 | 5000 | 80
PRFBFKNA | LED2 Lighting Group Inc | LED2 | LED2-SVT4-60W-50 | Indoor Luminaires | Linear Ambient | Direct Linear Ambient Luminaires | Standard | FALSE | [9 empty] | 42622 | Dimmable | Continuous Below 10 | Yes |  | 3.1 | 7500 | 125 | 60 | 10 | 0.95 | 5000 | 80
PD6KPJ7X | LED2 Lighting Group Inc | LED2 | LED2-SVT4-40W-45 | Indoor Luminaires | Linear Ambient | Direct Linear Ambient Luminaires | Standard | FALSE | [9 empty] | 42622 | Dimmable | Continuous Below 10 | Yes |  | 4 | 5000 | 125 | 40 | 20 | 0.95 | 4500 | 80
PTNXUJXK | LED2 Lighting Group Inc | LED2 | LED2-SVT4-60W-45 | Indoor Luminaires | Linear Ambient | Direct Linear Ambient Luminaires | Standard | FALSE | [9 empty] | 42622 | Dimmable | Continuous Below 10 | Yes |  | 3.1 | 7500 | 125 | 60 | 10 | 0.95 | 4500 | 80
PV6FHY5M | LED2 Lighting Group Inc | LED2 | LED2-SVT4-40W-40 | Indoor Luminaires | Linear Ambient | Direct Linear Ambient Luminaires | Standard | FALSE | [9 empty] | 42622 | Dimmable | Continuous Below 10 | Yes |  | 4 | 5000 | 125 | 40 | 20 | 0.95 | 4000 | 80
PMPM6ENR | LED2 Lighting Group Inc | LED2 | LED2-SVT4-60W-40 | Indoor Luminaires | Linear Ambient | Direct Linear Ambient Luminaires | Standard | FALSE | [9 empty] | 42622 | Dimmable | Continuous Below 10 | Yes |  | 3.1 | 7500 | 125 | 60 | 10 | 0.95 | 4000 | 80
PFS5DDBY | LED2 Lighting Group Inc | LED2 | LED2-SVT4-40W-35 | Indoor Luminaires | Linear Ambient | Direct Linear Ambient Luminaires | Standard | FALSE | [9 empty] | 42622 | Dimmable | Continuous Below 10 | Yes |  | 4 | 5000 | 125 | 40 | 20 | 0.95 | 3500 | 80
P334YHWR | LED2 Lighting Group Inc | LED2 | LED2-SVT4-60W-35 | Indoor Luminaires | Linear Ambient | Direct Linear Ambient Luminaires | Standard | FALSE | [9 empty] | 42622 | Dimmable | Continuous Below 10 | Yes |  | 3.1 | 7500 | 125 | 60 | 10 | 0.95 | 3500 | 80
PKSKPVPN | Aimlite Lighting Products | AimLite | VPE4-LA4-2/30K | Indoor Luminaires | Linear Ambient | Direct Linear Ambient Luminaires | Standard | TRUE | 7950 | 125.95 | 63.12 | 10.98 | 0.9596 | 3062 | 82.7 | 5 | 50000 | 42621 |  |  | Yes |  | 3.1 | 7500 | 125 | 60 | 10 | 0.95 | 3000 | 80
PYRWRU61 | Aimlite Lighting Products | AimLite | VPE4-LA3-2/30K | Indoor Luminaires | Linear Ambient | Direct Linear Ambient Luminaires | Standard | TRUE | 5186.6 | 123.87 | 41.87 | 7.61 | 0.9584 | 3072 | 82.8 | 5 | 50000 | 42621 |  |  | Yes |  | 4 | 5000 | 125 | 40 | 20 | 0.95 | 3000 | 80
PKZJJ3GC | Nicor Inc. | NICOR LED | LS1-8-10S-UNV-50 | Indoor Luminaires | Linear Ambient | Direct Linear Ambient Luminaires | Standard | FALSE | [9 empty] | 42621 |  |  | Yes |  | 4 | 7613 | 110.8 | 68.71 | 7.29 | 1 | 5291 | 86.3
PJZFX3YX | Aimlite Lighting Products | AimLite | VPE4-LA3-2/40K | Indoor Luminaires | Linear Ambient | Direct Linear Ambient Luminaires | Standard | FALSE | [9 empty] | 42621 | Dimmable | Continuous Below 10 | Yes |  | 4 | 5000 | 125 | 40 | 20 | 0.95 | 4000 | 80
P41QJS4J | Aimlite Lighting Products | AimLite | VPE4-LA4-2/40K | Indoor Luminaires | Linear Ambient | Direct Linear Ambient Luminaires | Standard | FALSE | [9 empty] | 42621 | Dimmable | Continuous Below 10 | Yes |  | 3.1 | 7500 | 125 | 60 | 10 | 0.95 | 4000 | 80
PEQFFRMY | Cordelia Lighting Inc. | ENVIROLITE | ST4L50DMD30 | Indoor Luminaires | Linear Ambient | Direct Linear Ambient Luminaires | Standard | TRUE | 4884.32 | 103.33 | 47.26 | 4.2 | 0.9786 | 3052 | 82.67 | 5 | 50000 | 42620 |  |  | No |  | 4 | 4841 | 103 | 50 | 20 | 0.9 | 3000 | 80
P969GEWS | Cordelia Lighting Inc. | ENVIROLITE | ST8L74DMD30 | Indoor Luminaires | Linear Ambient | Direct Linear Ambient Luminaires | Standard | TRUE | 6936 | 101.94 | 68.05 | 9.8 | 0.9704 | 3044 | 82.8 | 5 | 50000 | 42620 |  |  | No |  | 3.1 | 7004 | 103 | 68 | 20 | 0.9 | 3000 | 80
PEC5FHUG | Cordelia Lighting Inc. | ENVIROLITE | ST8L100DMD30 | Indoor Luminaires | Linear Ambient | Direct Linear Ambient Luminaires | Standard | TRUE | 9732.7 | 101.89 | 95.52 | 8.8 | 0.9651 | 3059 | 82.6 | 5 | 50000 | 42620 |  |  | No |  | 4 | 9888 | 103 | 100 | 20 | 0.9 | 3000 | 80
PXH3CX8H | Unlimited Lighting Inc | ATTAIN LED | AT-PD-W-45-30 | Indoor Luminaires | Linear Ambient | Direct Linear Ambient Luminaires | Standard | TRUE | 4553.53 | 105.14 | 43.31 | 6.1 | 0.934 | 2920 | 82.7 | 5 | 50000 | 42620 |  |  | NotYetVerified |  | 3 | 4553.53 | 105.14 | 43.31 | 9.8 | 0.99 | 2920 | 83
PPCRZ4XM | LIGHTSTREAM | LS | LS-SPC4-40WLMV-DS4000K | Indoor Luminaires | Linear Ambient | Direct Linear Ambient Luminaires | Standard | TRUE | 4016.279 | 95.26 | 42.16 | 17.68 | 0.9176 | 3924 | 82.6 | 5 | 50000 | 42620 |  |  | Yes |  | 3.1 | 4000 | 100 | 40 | 17.68 | 0.991 | 4000 | 80
PTRJR3GF | Cordelia Lighting Inc. | ENVIROLITE | ST4L22XMX30 | Indoor Luminaires | Linear Ambient | Direct Linear Ambient Luminaires | Standard | TRUE | 2313.61 | 106.28 | 21.76 | 13.4 | 0.9019 | 3034 | 82.8 | 5 | 50000 | 42620 |  |  | No |  | 4 | 2332 | 106 | 24 | 20 | 0.9 | 3000 | 80
P1J1M9WK | Sarin Energy Inc. | SES | SES-T8IN4FT-3000-22 | Indoor Luminaires | Linear Ambient | Direct Linear Ambient Luminaires | Standard | TRUE | 2940.1 | 132.32 | 22.22 | 14.58 | 0.9009 | 3008 | 82.6 | 5 | 50000 | 42620 |  |  | No |  | 3.1 | 2940.1 | 132.32 | 22.22 | 14.58 | 0.9009 | 3000 | 82.6
PR2CKSPZ | Unlimited Lighting Inc | ATTAIN LED | AT-PD-W-30-30 | Indoor Luminaires | Linear Ambient | Direct Linear Ambient Luminaires | Standard | TRUE | 3024.53 | 106.24 | 28.47 | 17.7 | 0.876 | 2924 | 82.7 | 5 | 50000 | 42620 |  |  | NotYetVerified |  | 3 | 3024.53 | 106.24 | 28.47 | 11.4 | 0.988 | 2924 | 83
PH9FXKJR | Unlimited Lighting Inc | ATTAIN LED | AT-PD-W-36-30 | Indoor Luminaires | Linear Ambient | Direct Linear Ambient Luminaires | Standard | TRUE | 3607.93 | 104.52 | 34.52 | 11.6 | 0.876 | 2961 | 83 | 5 | 50000 | 42620 |  |  | NotYetVerified |  | 3 | 3607.93 | 104.52 | 34.52 | 11.3 | 0.988 | 2961 | 83
PDRHE1F2 | Unlimited Lighting Inc | ATTAIN LED | AT-PD-W-30-50 | Indoor Luminaires | Linear Ambient | Direct Linear Ambient Luminaires | Standard | FALSE | [9 empty] | 42620 |  |  | NotYetVerified |  | 3 | 3300 | 110 | 30 | 11.4 | 0.988 | 5000 | 83
P6TNWXF5 | Unlimited Lighting Inc | ATTAIN LED | AT-PD-W-36-50 | Indoor Luminaires | Linear Ambient | Direct Linear Ambient Luminaires | Standard | FALSE | [9 empty] | 42620 |  |  | NotYetVerified |  | 3 | 3960 | 110 | 36 | 11.3 | 0.988 | 5000 | 83
PG9F56WH | Unlimited Lighting Inc | ATTAIN LED | AT-PD-W-45-50 | Indoor Luminaires | Linear Ambient | Direct Linear Ambient Luminaires | Standard | FALSE | [9 empty] | 42620 |  |  | NotYetVerified |  | 3 | 4950 | 110 | 45 | 9.8 | 0.99 | 5000 | 83
PEWD9ZFR | Unlimited Lighting Inc | ATTAIN LED | AT-PD-W-30-45 | Indoor Luminaires | Linear Ambient | Direct Linear Ambient Luminaires | Standard | FALSE | [9 empty] | 42620 |  |  | NotYetVerified |  | 3 | 3300 | 110 | 30 | 11.4 | 0.988 | 4500 | 83
PKPEE1EZ | Unlimited Lighting Inc | ATTAIN LED | AT-PD-W-36-45 | Indoor Luminaires | Linear Ambient | Direct Linear Ambient Luminaires | Standard | FALSE | [9 empty] | 42620 |  |  | NotYetVerified |  | 3 | 3960 | 110 | 36 | 11.3 | 0.988 | 4500 | 83
P58947Y2 | Unlimited Lighting Inc | ATTAIN LED | AT-PD-W-45-45 | Indoor Luminaires | Linear Ambient | Direct Linear Ambient Luminaires | Standard | FALSE | [9 empty] | 42620 |  |  | NotYetVerified |  | 3 | 4950 | 110 | 45 | 9.8 | 0.99 | 4500 | 83
P86Z967W | Unlimited Lighting Inc | ATTAIN LED | AT-PD-W-30-40 | Indoor Luminaires | Linear Ambient | Direct Linear Ambient Luminaires | Standard | FALSE | [9 empty] | 42620 |  |  | NotYetVerified |  | 3 | 3300 | 110 | 30 | 11.4 | 0.988 | 4000 | 83
PPR3HS44 | Unlimited Lighting Inc | ATTAIN LED | AT-PD-W-36-40 | Indoor Luminaires | Linear Ambient | Direct Linear Ambient Luminaires | Standard | FALSE | [9 empty] | 42620 |  |  | NotYetVerified |  | 3 | 3960 | 110 | 36 | 11.3 | 0.988 | 4000 | 83
PW1A7P39 | Unlimited Lighting Inc | ATTAIN LED | AT-PD-W-45-40 | Indoor Luminaires | Linear Ambient | Direct Linear Ambient Luminaires | Standard | FALSE | [9 empty] | 42620 |  |  | NotYetVerified |  | 3 | 4950 | 110 | 45 | 9.8 | 0.99 | 4000 | 83
P82XK666 | Unlimited Lighting Inc | ATTAIN LED | AT-PD-W-30-37 | Indoor Luminaires | Linear Ambient | Direct Linear Ambient Luminaires | Standard | FALSE | [9 empty] | 42620 |  |  | NotYetVerified |  | 3 | 3300 | 110 | 30 | 11.4 | 0.988 | 3700 | 83
P6PKVSDU | Unlimited Lighting Inc | ATTAIN LED | AT-PD-W-36-37 | Indoor Luminaires | Linear Ambient | Direct Linear Ambient Luminaires | Standard | FALSE | [9 empty] | 42620 |  |  | NotYetVerified |  | 3 | 3960 | 110 | 36 | 11.3 | 0.988 | 3700 | 83
PT3FHFHG | Unlimited Lighting Inc | ATTAIN LED | AT-PD-W-54-37 | Indoor Luminaires | Linear Ambient | Direct Linear Ambient Luminaires | Standard | FALSE | [9 empty] | 42620 |  |  | NotYetVerified |  | 3 | 5940 | 110 | 54 | 10.1 | 0.99 | 3700 | 83
PUPP3RW9 | Unlimited Lighting Inc | ATTAIN LED | AT-PD-W-45-37 | Indoor Luminaires | Linear Ambient | Direct Linear Ambient Luminaires | Standard | FALSE | [9 empty] | 42620 |  |  | NotYetVerified |  | 3 | 4950 | 110 | 45 | 9.8 | 0.99 | 3700 | 83
PZAU38XJ | Unlimited Lighting Inc | ATTAIN LED | AT-PD-W-30-35 | Indoor Luminaires | Linear Ambient | Direct Linear Ambient Luminaires | Standard | FALSE | [9 empty] | 42620 |  |  | NotYetVerified |  | 3 | 3300 | 110 | 30 | 11.4 | 0.988 | 3500 | 83
PJ95FXTS | Unlimited Lighting Inc | ATTAIN LED | AT-PD-W-36-35 | Indoor Luminaires | Linear Ambient | Direct Linear Ambient Luminaires | Standard | FALSE | [9 empty] | 42620 |  |  | NotYetVerified |  | 3 | 3960 | 110 | 36 | 11.3 | 0.988 | 3500 | 83
PC8VJCG5 | Unlimited Lighting Inc | ATTAIN LED | AT-PD-W-45-35 | Indoor Luminaires | Linear Ambient | Direct Linear Ambient Luminaires | Standard | FALSE | [9 empty] | 42620 |  |  | NotYetVerified |  | 3 | 4950 | 110 | 45 | 9.8 | 0.99 | 3500 | 83
P29N28CB | Cordelia Lighting Inc. | ENVIROLITE | ST4L22XMX40 | Indoor Luminaires | Linear Ambient | Direct Linear Ambient Luminaires | Standard | FALSE | [9 empty] | 42620 |  |  | No |  | 4 | 2464 | 112 | 24 | 20 | 0.9 | 4000 | 80
PV54CYY4 | Cordelia Lighting Inc. | ENVIROLITE | ST8L100DMD40 | Indoor Luminaires | Linear Ambient | Direct Linear Ambient Luminaires | Standard | FALSE | [9 empty] | 42620 |  |  | No |  | 4 | 10368 | 108 | 100 | 20 | 0.9 | 4000 | 80
PX9WEBET | Cordelia Lighting Inc. | ENVIROLITE | ST8L74DMD40 | Indoor Luminaires | Linear Ambient | Direct Linear Ambient Luminaires | Standard | FALSE | [9 empty] | 42620 |  |  | No |  | 3.1 | 7344 | 108 | 68 | 20 | 0.9 | 4000 | 80
PP43JX4N | Cordelia Lighting Inc. | ENVIROLITE | ST4L50DMD40 | Indoor Luminaires | Linear Ambient | Direct Linear Ambient Luminaires | Standard | FALSE | [9 empty] | 42620 |  |  | No |  | 4 | 5076 | 108 | 50 | 20 | 0.9 | 4000 | 80
PPYB3CTA | Sarin Energy Inc. | SES | SES-T8IN4FT-6500-22 | Indoor Luminaires | Linear Ambient | Direct Linear Ambient Luminaires | Standard | FALSE | [9 empty] | 42620 |  |  | No |  | 3.1 | 3033 | 135.22 | 22.43 | 14.51 | 0.9022 | 5000 | 82.8
PYAAU6WE | Sarin Energy Inc. | SES | SES-T8IN4FT-5000-22 | Indoor Luminaires | Linear Ambient | Direct Linear Ambient Luminaires | Standard | FALSE | [9 empty] | 42620 |  |  | No |  | 3.1 | 3010 | 134.82 | 22.33 | 14.58 | 0.9009 | 4500 | 82.6
P7WZJGKP | Sarin Energy Inc. | SES | SES-T8IN4FT-4000-22 | Indoor Luminaires | Linear Ambient | Direct Linear Ambient Luminaires | Standard | FALSE | [9 empty] | 42620 |  |  | No |  | 3.1 | 2987 | 133.78 | 22.33 | 14.58 | 0.9009 | 4000 | 82.6
PKPF9R5W | LIGHTSTREAM | LS | LS-SPC4-40WLMV-5000K | Indoor Luminaires | Linear Ambient | Direct Linear Ambient Luminaires | Standard | FALSE | [9 empty] | 42620 | Not Dimmable | Not Dimmable | No |  | 3.1 | 4000 | 100 | 40 | 17.68 | 0.994 | 5000 | 80
PC6N4VRA | LIGHTSTREAM | LS | LS-SPC4-40WLMV-4000K | Indoor Luminaires | Linear Ambient | Direct Linear Ambient Luminaires | Standard | FALSE | [9 empty] | 42620 | Not Dimmable | Not Dimmable | No |  | 3.1 | 4000 | 100 | 40 | 17.68 | 0.991 | 4000 | 80
PQJZW1SX | Aleo Lighting Inc. | aleo | LSR-4HE-26/850 (LD2) | Indoor Retrofit Kit | Linear Ambient | Retrofit Kits for Direct Linear Ambient Luminaires | Premium | TRUE | 3427.73 | 133.22 | 25.729 | 6.4 | 0.9676 | 4951 | 81.68 | 7 | 72000 | 42619 |  |  | No |  | 4 | 3484 | 134 | 26 | 10 | 0.9 | 5000 | 80
PMYMVZES | Aleo Lighting Inc. | aleo | LSR-4HE-26/835 (LD2) | Indoor Retrofit Kit | Linear Ambient | Retrofit Kits for Direct Linear Ambient Luminaires | Premium | TRUE | 3272.4 | 126.25 | 25.92 | 6.4 | 0.9676 | 3563 | 82.61 | 7 | 72000 | 42619 |  |  | No |  | 4 | 3302 | 127 | 26 | 10 | 0.9 | 3500 | 80
PRWTAJR6 | Aleo Lighting Inc. | aleo | LSR-8HE-48/835 (LD1) | Indoor Retrofit Kit | Linear Ambient | Retrofit Kits for Direct Linear Ambient Luminaires | Premium | TRUE | 5819.4 | 129.2 | 45.04 | 7.3 | 0.96 | 3567 | 82.7 | 7 | 72000 | 42619 |  |  | No |  | 4 | 6150 | 130 | 48 | 10 | 0.9 | 3500 | 80
P33T3ZHT | Aleo Lighting Inc. | aleo | LSR-4HE-26/835 (LD1) | Indoor Retrofit Kit | Linear Ambient | Retrofit Kits for Direct Linear Ambient Luminaires | Premium | TRUE | 3563 | 126.14 | 25.61 | 9.8 | 0.9543 | 3563 | 82.6 | 7 | 72000 | 42619 |  |  | No |  | 4 | 3302 | 127 | 26 | 10 | 0.9 | 3500 | 80
PR1PHA8B | Hongkong Brandon Electronic Lighting CoLimited | Brandon | MX464X-LD30W-N 3000K | Indoor Luminaires | Linear Ambient | Direct Linear Ambient Luminaires | Standard | TRUE | 3671.1 | 134.77 | 27.24 | 9.56 | 0.9508 | 3077 | 82.6 | 5 | 50000 | 42619 |  |  | Yes |  | 4 | 3670 | 122 | 30 | 10 | 0.95 | 3000 | 80
PPKR7M88 | Cree Inc. | Essentia by Cree S-WR Series | S-WR2-20L-40K-10V-xxxx | Indoor Luminaires | Linear Ambient | Direct Linear Ambient Luminaires | Premium | TRUE | 2198.3 | 118 | 18.63 | 15.2 | 0.933 | 3969 | 82 | 5 | 50000 | 42619 |  |  | Yes |  | 3.1 | 2000 | 111.1 | 18 | 20 | 0.9 | 4000 | 80
P2MM6EVK | Cree Inc. | Essentia by Cree S-WR Series | S-WR2-20L-30K-10V-xxxx | Indoor Luminaires | Linear Ambient | Direct Linear Ambient Luminaires | Premium | TRUE | 1952.2 | 107.2 | 18.21 | 15.19 | 0.933 | 3051 | 83 | 5 | 50000 | 42619 |  |  | Yes |  | 3.1 | 2000 | 111.1 | 18 | 20 | 0.9 | 3000 | 80
P533968D | Aleo Lighting Inc. | aleo | LSR-8HE-48/850 (LD1) | Indoor Retrofit Kit | Linear Ambient | Retrofit Kits for Direct Linear Ambient Luminaires | Premium | FALSE | [9 empty] | 42619 |  |  | No |  | 4 | 6330 | 134 | 48 | 10 | 0.9 | 5000 | 80
PZMS9EKZ | Aleo Lighting Inc. | aleo | LSR-4HE-26/850 (LD1) | Indoor Retrofit Kit | Linear Ambient | Retrofit Kits for Direct Linear Ambient Luminaires | Premium | FALSE | [9 empty] | 42619 |  |  | No |  | 4 | 3484 | 131 | 26 | 10 | 0.9 | 5000 | 80
PKSDV6YU | Aleo Lighting Inc. | aleo | LSR-8HE-48/840 (LD1) | Indoor Retrofit Kit | Linear Ambient | Retrofit Kits for Direct Linear Ambient Luminaires | Premium | FALSE | [9 empty] | 42619 |  |  | No |  | 4 | 6240 | 132 | 48 | 10 | 0.9 | 4000 | 80
PEQ9AQRV | Aleo Lighting Inc. | aleo | LSR-4HE-26/840 (LD2) | Indoor Retrofit Kit | Linear Ambient | Retrofit Kits for Direct Linear Ambient Luminaires | Premium | FALSE | [9 empty] | 42619 |  |  | No |  | 4 | 3380 | 130 | 26 | 10 | 0.9 | 4000 | 80
PBJJNVGE | Aleo Lighting Inc. | aleo | LSR-4HE-26/840 (LD1) | Indoor Retrofit Kit | Linear Ambient | Retrofit Kits for Direct Linear Ambient Luminaires | Premium | FALSE | [9 empty] | 42619 |  |  | No |  | 4 | 3380 | 130 | 26 | 10 | 0.9 | 4000 | 80
PRYMBVAB | Hongkong Brandon Electronic Lighting CoLimited | Brandon | MX464X-LD30W-N 5000K | Indoor Luminaires | Linear Ambient | Direct Linear Ambient Luminaires | Standard | FALSE | [9 empty] | 42619 |  |  | Yes |  | 4 | 3670 | 122 | 30 | 10 | 0.95 | 5000 | 80
PFNDPM5U | Hongkong Brandon Electronic Lighting CoLimited | Brandon | MX464X-LD30W-N 4500K | Indoor Luminaires | Linear Ambient | Direct Linear Ambient Luminaires | Standard | FALSE | [9 empty] | 42619 |  |  | Yes |  | 4 | 3670 | 122 | 30 | 10 | 0.95 | 4500 | 80
PN5KCMMY | Hongkong Brandon Electronic Lighting CoLimited | Brandon | MX464X-LD30W-N 4000K | Indoor Luminaires | Linear Ambient | Direct Linear Ambient Luminaires | Standard | FALSE | [9 empty] | 42619 |  |  | Yes |  | 4 | 3670 | 122 | 30 | 10 | 0.95 | 4000 | 80
PT5CV2AX | Hongkong Brandon Electronic Lighting CoLimited | Brandon | MX464X-LD30W-N 3500K | Indoor Luminaires | Linear Ambient | Direct Linear Ambient Luminaires | Standard | FALSE | [9 empty] | 42619 |  |  | Yes |  | 4 | 3670 | 122 | 30 | 10 | 0.95 | 3500 | 80
PX4D4J52 | Cree Inc. | Essentia by Cree S-WR Series | S-WR4-40L-40K-10V-xxxx | Indoor Luminaires | Linear Ambient | Direct Linear Ambient Luminaires | Premium | FALSE | [9 empty] | 42619 |  |  | Yes |  | 3.1 | 4000 | 114.3 | 35 | 20 | 0.9 | 4000 | 80
PR8ZX8RE | Cree Inc. | Essentia by Cree S-WR Series | S-WR4-40L-35K-10V-xxxx | Indoor Luminaires | Linear Ambient | Direct Linear Ambient Luminaires | Premium | FALSE | [9 empty] | 42619 |  |  | Yes |  | 3.1 | 4000 | 114.3 | 35 | 20 | 0.9 | 3500 | 80
P14FM7N8 | Cree Inc. | Essentia by Cree S-WR Series | S-WR2-20L-35K-10V-xxxx | Indoor Luminaires | Linear Ambient | Direct Linear Ambient Luminaires | Premium | FALSE | [9 empty] | 42619 |  |  | Yes |  | 3.1 | 2000 | 111.1 | 18 | 20 | 0.9 | 3500 | 80
PN78EABT | Cree Inc. | Essentia by Cree S-WR Series | S-WR4-40L-30K-10V-xxxx | Indoor Luminaires | Linear Ambient | Direct Linear Ambient Luminaires | Premium | FALSE | [9 empty] | 42619 |  |  | Yes |  | 3.1 | 4000 | 114.3 | 35 | 20 | 0.9 | 3000 | 80
PZ1UBWEB | Allstar Lighting Supplies Inc. | LUXRITE | LR25130(3000K) | Indoor Luminaires | Linear Ambient | Direct Linear Ambient Luminaires | Standard | TRUE | 3058.13 | 90.8 | 33.68 | 15.8 | 0.948 | 3117 | 84.1 | 5 | 50000 | 42615 |  |  | No |  | 3.1 | 3500 | 87.5 | 40 | 25 | 0.9 | 3000 | 80
PUYVE96B | Quali-LED Inc | Quali-LED | QLSF-4FT-60W-INT(3000K) | Indoor Luminaires | Linear Ambient | Direct Linear Ambient Luminaires | Standard | TRUE | 5577.48 | 97.83 | 57.01 | 10 | 0.927 | 3217 | 84.9 | 5 | 50000 | 42615 |  |  | NotYetVerified |  | 3 | 5400 | 97.83 | 60 | 10 | 0.996 | 3000 | 80
PUEBGB5W | Quali-LED Inc | Quali-LED | QLSF-4FT-60W-INT(5000K) | Indoor Luminaires | Linear Ambient | Direct Linear Ambient Luminaires | Standard | FALSE | [9 empty] | 42615 |  |  | NotYetVerified |  | 3 | 5400 | 97.83 | 60 | 10 | 0.996 | 5000 | 80
PDSC3M8R | Quali-LED Inc | Quali-LED | QLSF-4FT-60W-INT(4500K) | Indoor Luminaires | Linear Ambient | Direct Linear Ambient Luminaires | Standard | FALSE | [9 empty] | 42615 |  |  | NotYetVerified |  | 3 | 5400 | 97.83 | 60 | 10 | 0.996 | 4500 | 80
PUVJ5PPY | Quali-LED Inc | Quali-LED | QLSF-4FT-60W-INT(4000K) | Indoor Luminaires | Linear Ambient | Direct Linear Ambient Luminaires | Standard | FALSE | [9 empty] | 42615 |  |  | NotYetVerified |  | 3 | 5400 | 97.83 | 60 | 10 | 0.996 | 4000 | 80
PXJP6SQ8 | Quali-LED Inc | Quali-LED | QLSF-4FT-60W-INT(3500K) | Indoor Luminaires | Linear Ambient | Direct Linear Ambient Luminaires | Standard | FALSE | [9 empty] | 42615 |  |  | NotYetVerified |  | 3 | 5400 | 97.83 | 60 | 10 | 0.996 | 3500 | 80
P7WZJR4V | Allstar Lighting Supplies Inc. | LUXRITE | LR25130(4000K) | Indoor Luminaires | Linear Ambient | Direct Linear Ambient Luminaires | Standard | FALSE | [9 empty] | 42615 | Not Yet Verified | Not Yet Verified | No |  | 3.1 | 3500 | 87.5 | 40 | 25 | 0.9 | 4000 | 80
P2XGST93 | Best Lighting Products | BEST LIGHTING | BLCSLED3FT-27D-4KMV | Indoor Luminaires | Linear Ambient | Direct Linear Ambient Luminaires | Standard | TRUE | 3326.6 | 111.16 | 29.93 | 17.6 | 0.9797 | 4082 | 84.8 | 5 | 50000 | 42614 |  |  | No |  | 3.1 | 2700 | 90 | 30 | 17.6 | 0.9 | 4000 | 85
PC9ZDWTZ | Best Lighting Products | BEST LIGHTING | BWALED4FT-42D-4KMV | Indoor Luminaires | Linear Ambient | Direct Linear Ambient Luminaires | Standard | TRUE | 4194.8 | 92.41 | 45.39 | 7.34 | 0.9636 | 4122 | 82.3 | 5 | 50000 | 42614 |  |  | No |  | 4 | 4200 | 93.33 | 45 | 7.34 | 0.9 | 4000 | 85
PBAHDD7U | Best Lighting Products | BEST LIGHTING | BVTPLED-40D-4KMV | Indoor Luminaires | Linear Ambient | Direct Linear Ambient Luminaires | Standard | TRUE | 4551 | 102.66 | 44.33 | 5.87 | 0.9622 | 3947 | 83.4 | 5 | 50000 | 42614 |  |  | No |  | 3.1 | 4000 | 88.89 | 45 | 5.87 | 0.9 | 4000 | 85
PNK8EFAU | Stanpro Lighting Systems Inc. | Stanpro | VTE4-LS4-W/30K | Indoor Luminaires | Linear Ambient | Direct Linear Ambient Luminaires | Standard | TRUE | 7950 | 125.95 | 63.12 | 10.98 | 0.9596 | 3062 | 82.7 | 5 | 50000 | 42614 |  |  | Yes |  | 3.1 | 7500 | 125 | 60 | 10 | 0.95 | 3000 | 80
PQAHB4TG | Stanpro Lighting Systems Inc. | Stanpro | VTE4-LS3-W/30K | Indoor Luminaires | Linear Ambient | Direct Linear Ambient Luminaires | Standard | TRUE | 5186.6 | 123.87 | 41.87 | 7.61 | 0.9584 | 3072 | 82.8 | 5 | 50000 | 42614 |  |  | Yes |  | 4 | 5000 | 125 | 40 | 20 | 0.95 | 3000 | 80
P5VXFFA3 | MaxLite Inc | MaxLED | LSP9605UU55DV35[BLANKMSVMSMMSCENEN2EN3EM] | Indoor Luminaires | Linear Ambient | Direct Linear Ambient Luminaires | Standard | TRUE | 7423 | 128.1 | 57.96 | 7.03 | 0.957 | 3402 | 84.1 | 5 | 50000 | 42614 |  |  | Yes | Updated on 12/20/2016 | 4 | 7423 | 128.1 | 58.2 | 7.03 | 0.957 | 3402 | 84.1
P47HGXRH | Best Lighting Products | BEST LIGHTING | BVTPLED-52D-4KMV | Indoor Luminaires | Linear Ambient | Direct Linear Ambient Luminaires | Standard | TRUE | 5306.5 | 101.01 | 52.54 | 7.42 | 0.9545 | 3977 | 81.5 | 5 | 50000 | 42614 |  |  | No |  | 3.1 | 5200 | 104 | 50 | 7.42 | 0.9 | 4000 | 85
P9WSED7V | MaxLite Inc | MaxLED | LSP9605UU80DV35[BLANKMSVMSMMSCENEN2EN3EM] | Indoor Luminaires | Linear Ambient | Direct Linear Ambient Luminaires | Standard | TRUE | 9417 | 120.7 | 78.1 | 6.7 | 0.952 | 3411 | 84 | 5 | 50000 | 42614 |  |  | Yes | Updated on 12/20/2016 | 4 | 9417 | 120.7 | 78.1 | 6.7 | 0.952 | 3411 | 84
PPBSVZGQ | Best Lighting Products | BEST LIGHTING | BLCSLED8FT-75D-4KMV | Indoor Luminaires | Linear Ambient | Direct Linear Ambient Luminaires | Standard | TRUE | 7794.58 | 93.7 | 83.19 | 6.7 | 0.952 | 4116 | 83.6 | 5 | 50000 | 42614 |  |  | No |  | 3.1 | 8400 | 100 | 84 | 20 | 0.9 | 4000 | 80
PS6J8KQB | Best Lighting Products | BEST LIGHTING | BCLDLED4FT-42D-4KMV | Indoor Luminaires | Linear Ambient | Direct Linear Ambient Luminaires | Standard | TRUE | 3690.7 | 93.82 | 39.34 | 7.4 | 0.9498 | 3966 | 81.9 | 5 | 50000 | 42614 |  |  | No |  | 3.1 | 4200 | 105 | 40 | 7.4 | 0.9 | 4000 | 85
P3XXK2SB | Best Lighting Products | BEST LIGHTING | BLCSLED4FT-40D-4KMV | Indoor Luminaires | Linear Ambient | Direct Linear Ambient Luminaires | Standard | TRUE | 4212.53 | 109.13 | 38.6 | 15.21 | 0.9481 | 4047 | 82.7 | 5 | 50000 | 42614 |  |  | No |  | 4 | 4000 | 95.2 | 42 | 15.21 | 0.9 | 4000 | 80
PU45NMQ4 | MaxLite Inc | MaxLite | LS-4836U-30 | Indoor Luminaires | Linear Ambient | Direct Linear Ambient Luminaires | Standard | TRUE | 3638.5 | 104.4 | 34.85 | 5.22 | 0.9407 | 3122 | 84 | 5 | 50000 | 42614 |  |  | No |  | 3 | 3638.5 | 104.4 | 34.85 | 20 | 0.997 | 3000 | 84
PKG758P6 | MaxLite Inc | MaxLite | RS-4836U-50 | Indoor Retrofit Kit | Linear Ambient | Retrofit Kits for Direct Linear Ambient Luminaires | Premium | TRUE | 4186.87 | 125.18 | 33.447 | 4.5 | 0.9396 | 5083 | 82.63 | 5 | 50000 | 42614 |  |  | No | Updated 7/22/2016 | 3.1 | 4145 | 122 | 34 | 20 | 0.9 | 5000 | 80
P226RQ1T | MaxLite Inc | MaxLite | RS-4836U-35 | Indoor Retrofit Kit | Linear Ambient | Retrofit Kits for Direct Linear Ambient Luminaires | Premium | TRUE | 3738.5 | 113.97 | 32.803 | 4.5 | 0.9396 | 3549 | 83.4 | 5 | 50000 | 42614 |  |  | No | Updated 7/22/2016 | 3.1 | 3821 | 113 | 34 | 20 | 0.9 | 3500 | 80
PFQNWZCP | Best Lighting Products | BEST LIGHTING | BLCSLED2FT-18D-4KMV | Indoor Luminaires | Linear Ambient | Direct Linear Ambient Luminaires | Standard | TRUE | 2107.4 | 101.27 | 20.81 | 11.26 | 0.9327 | 3990 | 82.4 | 5 | 50000 | 42614 |  |  | No |  | 3.1 | 1800 | 85.7 | 21 | 11.26 | 0.9 | 4000 | 85
P1RQMV6J | MaxLite Inc | MaxLite | RS-4824U-50 | Indoor Retrofit Kit | Linear Ambient | Retrofit Kits for Direct Linear Ambient Luminaires | Premium | TRUE | 2753.28 | 122.41 | 22.492 | 5.9 | 0.9236 | 5168 | 83.05 | 5 | 50000 | 42614 |  |  | No | Updated 7/22/2016 | 3.1 | 2753 | 125 | 22 | 20 | 0.9 | 5000 | 80
PD2JBR7U | MaxLite Inc | MaxLite | RS-4824U-35 | Indoor Retrofit Kit | Linear Ambient | Retrofit Kits for Direct Linear Ambient Luminaires | Premium | TRUE | 2498.1 | 114.52 | 21.814 | 5.9 | 0.9236 | 3486 | 82.5 | 5 | 50000 | 42614 |  |  | No | Updated 7/22/2016 | 3.1 | 2567 | 117 | 22 | 20 | 0.9 | 3500 | 80
PVDZK6C4 | MaxLite Inc | MaxLite | LS-4824U-50 | Indoor Luminaires | Linear Ambient | Direct Linear Ambient Luminaires | Premium | TRUE | 2556.94 | 114.97 | 22.24 | 5.18 | 0.9203 | 5214 | 83.6 | 5 | 50000 | 42614 |  |  | No |  | 3.1 | 2556.9 | 114.97 | 22.24 | 20 | 0.996 | 5000 | 83.6
PEGRV7U1 | MaxLite Inc | MaxLite | LS-4824U-30 | Indoor Luminaires | Linear Ambient | Direct Linear Ambient Luminaires | Premium | TRUE | 2433.4 | 109.72 | 22.18 | 5.18 | 0.9203 | 3160 | 82.8 | 5 | 50000 | 42614 |  |  | No |  | 3.1 | 2433.3 | 109.72 | 22.18 | 20 | 0.996 | 3000 | 82.8
P3V8X7JH | MaxLite Inc | MaxLite | RS-4836U-40 | Indoor Retrofit Kit | Linear Ambient | Retrofit Kits for Direct Linear Ambient Luminaires | Premium | FALSE | [9 empty] | 42614 |  |  | No | Updated 7/22/2016 | 3.1 | 3952 | 116 | 34 | 20 | 0.9 | 4000 | 80
PPG9R76F | MaxLite Inc | MaxLite | RS-4824U-40 | Indoor Retrofit Kit | Linear Ambient | Retrofit Kits for Direct Linear Ambient Luminaires | Premium | FALSE | [9 empty] | 42614 |  |  | No | Updated 7/22/2016 | 3.1 | 2707 | 123 | 22 | 20 | 0.9 | 4000 | 80
PXPNNW8R | Best Lighting Products | BEST LIGHTING | BLCSLED3FT-27D-5KMV | Indoor Luminaires | Linear Ambient | Direct Linear Ambient Luminaires | Standard | FALSE | [9 empty] | 42614 |  |  | No |  | 3.1 | 2700 | 90 | 30 | 17.6 | 0.9 | 5000 | 85
PM7G6CH8 | Best Lighting Products | BEST LIGHTING | BLCSLED2FT-18D-5KMV | Indoor Luminaires | Linear Ambient | Direct Linear Ambient Luminaires | Standard | FALSE | [9 empty] | 42614 |  |  | No |  | 3.1 | 1800 | 85.7 | 21 | 11.26 | 0.9 | 5000 | 85
PM5362A7 | Best Lighting Products | BEST LIGHTING | BVTPLED-52D-5KMV | Indoor Luminaires | Linear Ambient | Direct Linear Ambient Luminaires | Standard | FALSE | [9 empty] | 42614 |  |  | No |  | 3.1 | 5200 | 104 | 50 | 7.42 | 0.9 | 5000 | 85
PXQP9RK1 | Best Lighting Products | BEST LIGHTING | BCLDLED4FT-42D-5KMV | Indoor Luminaires | Linear Ambient | Direct Linear Ambient Luminaires | Standard | FALSE | [9 empty] | 42614 |  |  | No |  | 3.1 | 4200 | 105 | 40 | 7.4 | 0.9 | 5000 | 85
P4AFFP3D | Best Lighting Products | BEST LIGHTING | BWALED4FT-42D-5KMV | Indoor Luminaires | Linear Ambient | Direct Linear Ambient Luminaires | Standard | FALSE | [9 empty] | 42614 |  |  | No |  | 4 | 4200 | 93.33 | 45 | 7.34 | 0.9 | 5000 | 85
PKVVK17A | Best Lighting Products | BEST LIGHTING | BVTPLED-40D-5KMV | Indoor Luminaires | Linear Ambient | Direct Linear Ambient Luminaires | Standard | FALSE | [9 empty] | 42614 |  |  | No |  | 3.1 | 4000 | 88.89 | 45 | 5.87 | 0.9 | 5000 | 85
P6VXWX6U | Best Lighting Products | BEST LIGHTING | BLCSLED8FT-75D-5KMV | Indoor Luminaires | Linear Ambient | Direct Linear Ambient Luminaires | Standard | FALSE | [9 empty] | 42614 |  |  | No |  | 3.1 | 8400 | 100 | 84 | 20 | 0.9 | 5000 | 80
P24JJKMN | Best Lighting Products | BEST LIGHTING | BLCSLED4FT-40D-5KMV | Indoor Luminaires | Linear Ambient | Direct Linear Ambient Luminaires | Standard | FALSE | [9 empty] | 42614 |  |  | No |  | 4 | 4000 | 95.2 | 42 | 15.21 | 0.9 | 5000 | 80
PTDJMN1K | Stanpro Lighting Systems Inc. | Stanpro | VTE4-LS3-W/40K | Indoor Luminaires | Linear Ambient | Direct Linear Ambient Luminaires | Standard | FALSE | [9 empty] | 42614 |  |  | Yes |  | 4 | 5000 | 125 | 40 | 20 | 0.95 | 4000 | 80
PHDABCVR | Stanpro Lighting Systems Inc. | Stanpro | VTE4-LS4-W/40K | Indoor Luminaires | Linear Ambient | Direct Linear Ambient Luminaires | Standard | FALSE | [9 empty] | 42614 |  |  | Yes |  | 3.1 | 7500 | 125 | 60 | 10 | 0.95 | 4000 | 80
P1A11RP2 | MaxLite Inc | MaxLED | LSP9605UU55DV50[BLANKMSVMSMMSCENEN2EN3EM] | Indoor Luminaires | Linear Ambient | Direct Linear Ambient Luminaires | Standard | FALSE | [9 empty] | 42614 |  |  | Yes | Updated on 12/20/2016 | 4 | 7859 | 131.7 | 59.69 | 5.77 | 0.997 | 5001 | 85.6
PAAJPYSU | MaxLite Inc | MaxLite | LS-4836U-50 | Indoor Luminaires | Linear Ambient | Direct Linear Ambient Luminaires | Standard | FALSE | [9 empty] | 42614 |  |  | No |  | 3 | 3790.5 | 107.02 | 35.42 | 20 | 0.997 | 5000 | 82.8
PV9MWHB6 | MaxLite Inc | MaxLED | LSP4805UU44DV50[BLANKMSVMSMMSCENEN2EN3EM] | Indoor Luminaires | Linear Ambient | Direct Linear Ambient Luminaires | Standard | FALSE | [9 empty] | 42614 |  |  | Yes | Updated on 12/20/2016 | 4 | 4798 | 123.9 | 38.7 | 4.6 | 0.995 | 5000 | 84.3
P8C255B6 | MaxLite Inc | MaxLED | LSP9605UU80DV50[BLANKMSVMSMMSCENEN2EN3EM] | Indoor Luminaires | Linear Ambient | Direct Linear Ambient Luminaires | Standard | FALSE | [9 empty] | 42614 |  |  | Yes | Updated on 12/20/2016 | 4 | 9880 | 126.3 | 78.23 | 3.56 | 0.997 | 4992 | 85.1
PT47PYR4 | MaxLite Inc | MaxLite | LS-4824U-40 | Indoor Luminaires | Linear Ambient | Direct Linear Ambient Luminaires | Premium | FALSE | [9 empty] | 42614 |  |  | No |  | 3.1 | 2530 | 113.71 | 22.25 | 20 | 0.997 | 4000 | 85.1
PKN8PRYD | MaxLite Inc | MaxLite | LS-4836U-40 | Indoor Luminaires | Linear Ambient | Direct Linear Ambient Luminaires | Standard | FALSE | [9 empty] | 42614 |  |  | No |  | 3 | 3710.4 | 106.34 | 34.89 | 20 | 0.997 | 4000 | 84.2
PNVKXR1H | MaxLite Inc | MaxLED | LSP9605UU80DV40[BLANKMSVMSMMSCENEN2EN3EM] | Indoor Luminaires | Linear Ambient | Direct Linear Ambient Luminaires | Standard | FALSE | [9 empty] | 42614 |  |  | Yes | Updated on 12/20/2016 | 4 | 9950 | 126.6 | 78.6 | 3.57 | 0.997 | 3943 | 83.4
P3UUFH7D | MaxLite Inc | MaxLED | LSP4805UU44DV40[BLANKMSVMSMMSCENEN2EN3EM] | Indoor Luminaires | Linear Ambient | Direct Linear Ambient Luminaires | Standard | FALSE | [9 empty] | 42614 |  |  | Yes | Updated on 12/20/2016 | 4 | 4948 | 123.8 | 39.9 | 5 | 0.997 | 3942 | 83.4
PS71CU97 | MaxLite Inc | MaxLED | LSP9605UU55DV40[BLANKMSVMSMMSCENEN2EN3EM] | Indoor Luminaires | Linear Ambient | Direct Linear Ambient Luminaires | Standard | FALSE | [9 empty] | 42614 |  |  | Yes | Updated on 12/20/2016 | 4 | 7801 | 133.3 | 58.5 | 3.86 | 0.997 | 3939 | 83.5
PNCS8M57 | MaxLite Inc | MaxLite | LS-4836U-35 | Indoor Luminaires | Linear Ambient | Direct Linear Ambient Luminaires | Standard | FALSE | [9 empty] | 42614 |  |  | No |  | 3 | 3682.7 | 105.2 | 35.01 | 20 | 0.997 | 3500 | 83.1
PCHBN2MZ | MaxLite Inc | MaxLite | LS-4824U-35 | Indoor Luminaires | Linear Ambient | Direct Linear Ambient Luminaires | Premium | FALSE | [9 empty] | 42614 |  |  | No |  | 3.1 | 2464.2 | 111 | 22.2 | 20 | 0.996 | 3500 | 83
PNWY6KS3 | MaxLite Inc | MaxLED | LSP4805UU44DV35[BLANKMSVMSMMSCENEN2EN3EM] | Indoor Luminaires | Linear Ambient | Direct Linear Ambient Luminaires | Standard | FALSE | [9 empty] | 42614 |  |  | Yes | Updated on 12/20/2016 | 4 | 4751 | 121.2 | 39.2 | 7.2 | 0.949 | 3403 | 84
P18TZUYG | MaxLite Inc | MaxLite | VT-V4860U-40[Blank MS] | Indoor Luminaires | Linear Ambient | Direct Linear Ambient Luminaires | Premium | TRUE | 7368 | 119.4 | 61.7 | 8.9 | 0.939 | 4187 | 83.8 | 5 | 50000 | 42613 |  |  | Yes |  | 3.1 | 7384 | 119.7 | 61.7 | 8.9 | 0.939 | 4000 | 83.8
PDV6YAZC | Visioneering Corp | Visioneering | LCOM24-LED850K035LXXX-P77 [All Emergency Finish Packaging and Wiring Options] | Indoor Luminaires | Linear Ambient | Direct Linear Ambient Luminaires | Standard | TRUE | 3327 | 124.8 | 26.66 | 12.55 | 0.9386 | 5178 | 84.71 | 5 | 50000 | 42613 |  |  | Yes |  | 4 | 3245 | 118.4 | 27.4 | 12 | 0.99 | 5000 | 80
PZCYYUTR | MaxLite Inc | MaxLite | VT-V4840U-40[Blank MS] | Indoor Luminaires | Linear Ambient | Direct Linear Ambient Luminaires | Premium | TRUE | 4527 | 118.2 | 38.3 | 9.1 | 0.937 | 4194 | 83.9 | 5 | 50000 | 42613 |  |  | Yes |  | 3.1 | 4557 | 119 | 38.3 | 9.1 | 0.937 | 4000 | 83.9
PTUU2YTC | Visioneering Corp | Visioneering | LCOM24-LED835K035LXXX-P82 [All Emergency Finish Packaging and Wiring Options] | Indoor Luminaires | Linear Ambient | Direct Linear Ambient Luminaires | Standard | TRUE | 2871 | 105.6 | 27.18 | 12.14 | 0.9322 | 3542 | 83.23 | 5 | 50000 | 42613 |  |  | Yes |  | 4 | 2878 | 105 | 27.4 | 12 | 0.99 | 3500 | 80
PTNWHB75 | Visioneering Corp | Visioneering | LCOM24-LED835K022LXXX-P82 [All Emergency Finish Packaging and Wiring Options] | Indoor Luminaires | Linear Ambient | Direct Linear Ambient Luminaires | Standard | TRUE | 1876 | 108.4 | 17.31 | 12.14 | 0.9322 | 3548 | 83.14 | 5 | 50000 | 42613 |  |  | Yes |  | 4 | 1862 | 105.8 | 17.6 | 12 | 0.99 | 3500 | 80
P6P4X3RK | Visioneering Corp | Visioneering | LCOM96-LED850K088LXXX-[All Emergency Finish Packaging and Wiring Options] | Indoor Luminaires | Linear Ambient | Direct Linear Ambient Luminaires | Standard | FALSE | [9 empty] | 42613 |  |  | Yes |  | 3 | 8935 | 133 | 67.2 | 12 | 0.99 | 5000 | 80
P348U162 | Visioneering Corp | Visioneering | LCOM96-LED850K088LXXX-P77 [All Emergency Finish Packaging and Wiring Options] | Indoor Luminaires | Linear Ambient | Direct Linear Ambient Luminaires | Standard | FALSE | [9 empty] | 42613 |  |  | Yes |  | 3 | 8032 | 119.5 | 67.2 | 12 | 0.99 | 5000 | 80
PUAXHS6N | Visioneering Corp | Visioneering | LCOM96-LED850K088LXXX-P82 [All Emergency Finish Packaging and Wiring Options] | Indoor Luminaires | Linear Ambient | Direct Linear Ambient Luminaires | Standard | FALSE | [9 empty] | 42613 |  |  | Yes |  | 3 | 7312 | 108.8 | 67.2 | 12 | 0.99 | 5000 | 80
PBNE5XA5 | Visioneering Corp | Visioneering | LCOM48-LED850K044LXXX-P82 [All Emergency Finish Packaging and Wiring Options] | Indoor Luminaires | Linear Ambient | Direct Linear Ambient Luminaires | Standard | FALSE | [9 empty] | 42613 |  |  | Yes |  | 3 | 3656 | 108.8 | 33.6 | 12 | 0.99 | 5000 | 80
PN2GVA41 | Visioneering Corp | Visioneering | LCOM24-LED850K035LXXX-[All Emergency Finish Packaging and Wiring Options] | Indoor Luminaires | Linear Ambient | Direct Linear Ambient Luminaires | Standard | FALSE | [9 empty] | 42613 |  |  | Yes |  | 3 | 3577 | 130.6 | 27.4 | 12 | 0.99 | 5000 | 80
P3C4WTFC | Visioneering Corp | Visioneering | LCOM48-LED850K030LXXX-[All Emergency Finish Packaging and Wiring Options] | Indoor Luminaires | Linear Ambient | Direct Linear Ambient Luminaires | Standard | FALSE | [9 empty] | 42613 |  |  | Yes |  | 3 | 3104 | 143.7 | 21.6 | 12 | 0.99 | 5000 | 80
P7P1D67G | Visioneering Corp | Visioneering | LCOM24-LED850K035LXXX-P82 [All Emergency Finish Packaging and Wiring Options] | Indoor Luminaires | Linear Ambient | Direct Linear Ambient Luminaires | Standard | FALSE | [9 empty] | 42613 |  |  | Yes |  | 3 | 2967 | 108.3 | 27.4 | 12 | 0.99 | 5000 | 80
PWJYKG4H | Visioneering Corp | Visioneering | LCOM48-LED850K030LXXX-P77 [All Emergency Finish Packaging and Wiring Options] | Indoor Luminaires | Linear Ambient | Direct Linear Ambient Luminaires | Standard | FALSE | [9 empty] | 42613 |  |  | Yes |  | 3 | 2787 | 129 | 21.6 | 12 | 0.99 | 5000 | 80
P2FXKTDA | Visioneering Corp | Visioneering | LCOM48-LED850K030LXXX-P82 [All Emergency Finish Packaging and Wiring Options] | Indoor Luminaires | Linear Ambient | Direct Linear Ambient Luminaires | Standard | FALSE | [9 empty] | 42613 |  |  | Yes |  | 3 | 2558 | 118.4 | 21.6 | 12 | 0.99 | 5000 | 80
P5S46ZB5 | Visioneering Corp | Visioneering | LCOM24-LED850K022LXXX-[All Emergency Finish Packaging and Wiring Options] | Indoor Luminaires | Linear Ambient | Direct Linear Ambient Luminaires | Standard | FALSE | [9 empty] | 42613 |  |  | Yes |  | 3 | 2293 | 130.3 | 17.6 | 12 | 0.99 | 5000 | 80
PZ243WCU | Visioneering Corp | Visioneering | LCOM24-LED850K022LXXX-P77 [All Emergency Finish Packaging and Wiring Options] | Indoor Luminaires | Linear Ambient | Direct Linear Ambient Luminaires | Standard | FALSE | [9 empty] | 42613 |  |  | Yes |  | 3 | 2095 | 119 | 17.6 | 12 | 0.99 | 5000 | 80
PRHYW2HW | Visioneering Corp | Visioneering | LCOM24-LED850K022LXXX-P82 [All Emergency Finish Packaging and Wiring Options] | Indoor Luminaires | Linear Ambient | Direct Linear Ambient Luminaires | Standard | FALSE | [9 empty] | 42613 |  |  | Yes |  | 3 | 1920 | 109.1 | 17.6 | 12 | 0.99 | 5000 | 80
P3KVMVWB | Visioneering Corp | Visioneering | LCOM96-LED850K140LXXX-[All Emergency Finish Packaging and Wiring Options] | Indoor Luminaires | Linear Ambient | Direct Linear Ambient Luminaires | Standard | FALSE | [9 empty] | 42613 |  |  | Yes |  | 3 | 14211 | 137.2 | 103.6 | 6 | 1 | 5000 | 80
PQ5DC643 | Visioneering Corp | Visioneering | LCOM96-LED850K140LXXX-P77 [All Emergency Finish Packaging and Wiring Options] | Indoor Luminaires | Linear Ambient | Direct Linear Ambient Luminaires | Standard | FALSE | [9 empty] | 42613 |  |  | Yes |  | 3 | 12757 | 123.1 | 103.6 | 6 | 1 | 5000 | 80
P9A29Y5Z | Visioneering Corp | Visioneering | LCOM96-LED850K140LXXX-P82 [All Emergency Finish Packaging and Wiring Options] | Indoor Luminaires | Linear Ambient | Direct Linear Ambient Luminaires | Standard | FALSE | [9 empty] | 42613 |  |  | Yes |  | 3 | 11519 | 111.2 | 103.6 | 6 | 1 | 5000 | 80
P158PV8T | Visioneering Corp | Visioneering | LCOM48-LED850K070LXXX-[All Emergency Finish Packaging and Wiring Options] | Indoor Luminaires | Linear Ambient | Direct Linear Ambient Luminaires | Standard | FALSE | [9 empty] | 42613 |  |  | Yes |  | 3 | 7105 | 137.2 | 51.8 | 6 | 1 | 5000 | 80
PMDJCANZ | Visioneering Corp | Visioneering | LCOM48-LED850K070LXXX-P77 [All Emergency Finish Packaging and Wiring Options] | Indoor Luminaires | Linear Ambient | Direct Linear Ambient Luminaires | Standard | FALSE | [9 empty] | 42613 |  |  | Yes |  | 3 | 6378 | 123.1 | 51.8 | 6 | 1 | 5000 | 80
P41XSCDK | Visioneering Corp | Visioneering | LCOM48-LED850K070LXXX-P82 [All Emergency Finish Packaging and Wiring Options] | Indoor Luminaires | Linear Ambient | Direct Linear Ambient Luminaires | Standard | FALSE | [9 empty] | 42613 |  |  | Yes |  | 3 | 5760 | 111.2 | 51.8 | 6 | 1 | 5000 | 80
P1ZMVW4W | Visioneering Corp | Visioneering | LCOM96-LED840K088LXXX-[All Emergency Finish Packaging and Wiring Options] | Indoor Luminaires | Linear Ambient | Direct Linear Ambient Luminaires | Standard | FALSE | [9 empty] | 42613 |  |  | Yes |  | 3 | 8935 | 133 | 67.2 | 12 | 0.99 | 4000 | 80
PPXV7JQV | Visioneering Corp | Visioneering | LCOM96-LED840K088LXXX-P77 [All Emergency Finish Packaging and Wiring Options] | Indoor Luminaires | Linear Ambient | Direct Linear Ambient Luminaires | Standard | FALSE | [9 empty] | 42613 |  |  | Yes |  | 3 | 8032 | 119.5 | 67.2 | 12 | 0.99 | 4000 | 80
PN44KX9H | Visioneering Corp | Visioneering | LCOM96-LED840K088LXXX-P82 [All Emergency Finish Packaging and Wiring Options] | Indoor Luminaires | Linear Ambient | Direct Linear Ambient Luminaires | Standard | FALSE | [9 empty] | 42613 |  |  | Yes |  | 3 | 7312 | 108.8 | 67.2 | 12 | 0.99 | 4000 | 80
P3FKMM5W | Visioneering Corp | Visioneering | LCOM48-LED840K044LXXX-P82 [All Emergency Finish Packaging and Wiring Options] | Indoor Luminaires | Linear Ambient | Direct Linear Ambient Luminaires | Standard | FALSE | [9 empty] | 42613 |  |  | Yes |  | 3 | 3656 | 108.8 | 33.6 | 12 | 0.99 | 4000 | 80
P1ADD8MV | Visioneering Corp | Visioneering | LCOM24-LED840K035LXXX-[All Emergency Finish Packaging and Wiring Options] | Indoor Luminaires | Linear Ambient | Direct Linear Ambient Luminaires | Standard | FALSE | [9 empty] | 42613 |  |  | Yes |  | 3 | 3577 | 130.6 | 27.4 | 12 | 0.99 | 4000 | 80
PUFF457J | Visioneering Corp | Visioneering | LCOM24-LED840K035LXXX-P77 [All Emergency Finish Packaging and Wiring Options] | Indoor Luminaires | Linear Ambient | Direct Linear Ambient Luminaires | Standard | FALSE | [9 empty] | 42613 |  |  | Yes |  | 3 | 3245 | 118.4 | 27.4 | 12 | 0.99 | 4000 | 80
PGM7ADYJ | Visioneering Corp | Visioneering | LCOM48-LED840K030LXXX-[All Emergency Finish Packaging and Wiring Options] | Indoor Luminaires | Linear Ambient | Direct Linear Ambient Luminaires | Standard | FALSE | [9 empty] | 42613 |  |  | Yes |  | 3 | 3104 | 143.7 | 21.6 | 12 | 0.99 | 4000 | 80
PRRA1Q5R | Visioneering Corp | Visioneering | LCOM24-LED840K035LXXX-P82 [All Emergency Finish Packaging and Wiring Options] | Indoor Luminaires | Linear Ambient | Direct Linear Ambient Luminaires | Standard | FALSE | [9 empty] | 42613 |  |  | Yes |  | 3 | 2967 | 108.3 | 27.4 | 12 | 0.99 | 4000 | 80
PFEUE35Z | Visioneering Corp | Visioneering | LCOM48-LED840K030LXXX-P77 [All Emergency Finish Packaging and Wiring Options] | Indoor Luminaires | Linear Ambient | Direct Linear Ambient Luminaires | Standard | FALSE | [9 empty] | 42613 |  |  | Yes |  | 3 | 2787 | 129 | 21.6 | 12 | 0.99 | 4000 | 80
PM6TN1DD | Visioneering Corp | Visioneering | LCOM48-LED840K030LXXX-P82 [All Emergency Finish Packaging and Wiring Options] | Indoor Luminaires | Linear Ambient | Direct Linear Ambient Luminaires | Standard | FALSE | [9 empty] | 42613 |  |  | Yes |  | 3 | 2558 | 118.4 | 21.6 | 12 | 0.99 | 4000 | 80
PEUJMYWC | Visioneering Corp | Visioneering | LCOM24-LED840K022LXXX-[All Emergency Finish Packaging and Wiring Options] | Indoor Luminaires | Linear Ambient | Direct Linear Ambient Luminaires | Standard | FALSE | [9 empty] | 42613 |  |  | Yes |  | 3 | 2293 | 130.3 | 17.6 | 12 | 0.99 | 4000 | 80
PUM9KMHE | Visioneering Corp | Visioneering | LCOM24-LED840K022LXXX-P77 [All Emergency Finish Packaging and Wiring Options] | Indoor Luminaires | Linear Ambient | Direct Linear Ambient Luminaires | Standard | FALSE | [9 empty] | 42613 |  |  | Yes |  | 3 | 2095 | 119 | 17.6 | 12 | 0.99 | 4000 | 80
P3TYYZ9D | Visioneering Corp | Visioneering | LCOM24-LED840K022LXXX-P82 [All Emergency Finish Packaging and Wiring Options] | Indoor Luminaires | Linear Ambient | Direct Linear Ambient Luminaires | Standard | FALSE | [9 empty] | 42613 |  |  | Yes |  | 3 | 1920 | 109.1 | 17.6 | 12 | 0.99 | 4000 | 80
PU5DBUU3 | Visioneering Corp | Visioneering | LCOM96-LED840K140LXXX-[All Emergency Finish Packaging and Wiring Options] | Indoor Luminaires | Linear Ambient | Direct Linear Ambient Luminaires | Standard | FALSE | [9 empty] | 42613 |  |  | Yes |  | 3 | 14211 | 137.2 | 103.6 | 6 | 1 | 4000 | 80
P4MKJAQR | Visioneering Corp | Visioneering | LCOM96-LED840K140LXXX-P77 [All Emergency Finish Packaging and Wiring Options] | Indoor Luminaires | Linear Ambient | Direct Linear Ambient Luminaires | Standard | FALSE | [9 empty] | 42613 |  |  | Yes |  | 3 | 12757 | 123.1 | 103.6 | 6 | 1 | 4000 | 80
P1C66JKG | Visioneering Corp | Visioneering | LCOM96-LED840K140LXXX-P82 [All Emergency Finish Packaging and Wiring Options] | Indoor Luminaires | Linear Ambient | Direct Linear Ambient Luminaires | Standard | FALSE | [9 empty] | 42613 |  |  | Yes |  | 3 | 11519 | 111.2 | 103.6 | 6 | 1 | 4000 | 80
PDB9Y1H7 | Visioneering Corp | Visioneering | LCOM48-LED840K070LXXX-[All Emergency Finish Packaging and Wiring Options] | Indoor Luminaires | Linear Ambient | Direct Linear Ambient Luminaires | Standard | FALSE | [9 empty] | 42613 |  |  | Yes |  | 3 | 7105 | 137.2 | 51.8 | 6 | 1 | 4000 | 80
P4SR5CF8 | Visioneering Corp | Visioneering | LCOM48-LED840K070LXXX-P77 [All Emergency Finish Packaging and Wiring Options] | Indoor Luminaires | Linear Ambient | Direct Linear Ambient Luminaires | Standard | FALSE | [9 empty] | 42613 |  |  | Yes |  | 3 | 6378 | 123.1 | 51.8 | 6 | 1 | 4000 | 80
PTFSCBMS | Visioneering Corp | Visioneering | LCOM48-LED840K070LXXX-P82 [All Emergency Finish Packaging and Wiring Options] | Indoor Luminaires | Linear Ambient | Direct Linear Ambient Luminaires | Standard | FALSE | [9 empty] | 42613 |  |  | Yes |  | 3 | 5760 | 111.2 | 51.8 | 6 | 1 | 4000 | 80
PUT3XC8Q | Visioneering Corp | Visioneering | LCOM96-LED835K088LXXX-[All Emergency Finish Packaging and Wiring Options] | Indoor Luminaires | Linear Ambient | Direct Linear Ambient Luminaires | Standard | FALSE | [9 empty] | 42613 |  |  | Yes |  | 3 | 8667 | 129 | 67.2 | 12 | 0.99 | 3500 | 80
PK93A4ST | Visioneering Corp | Visioneering | LCOM96-LED835K088LXXX-P77 [All Emergency Finish Packaging and Wiring Options] | Indoor Luminaires | Linear Ambient | Direct Linear Ambient Luminaires | Standard | FALSE | [9 empty] | 42613 |  |  | Yes |  | 3 | 7791 | 115.9 | 67.2 | 12 | 0.99 | 3500 | 80
PSFTRS67 | Visioneering Corp | Visioneering | LCOM96-LED835K088LXXX-P82 [All Emergency Finish Packaging and Wiring Options] | Indoor Luminaires | Linear Ambient | Direct Linear Ambient Luminaires | Standard | FALSE | [9 empty] | 42613 |  |  | Yes |  | 3 | 7092 | 105.5 | 67.2 | 12 | 0.99 | 3500 | 80
PGN6M4VF | Visioneering Corp | Visioneering | LCOM48-LED835K044LXXX-P82 [All Emergency Finish Packaging and Wiring Options] | Indoor Luminaires | Linear Ambient | Direct Linear Ambient Luminaires | Standard | FALSE | [9 empty] | 42613 |  |  | Yes |  | 3 | 3546 | 105.5 | 33.6 | 12 | 0.99 | 3500 | 80
PHJANP7E | Visioneering Corp | Visioneering | LCOM24-LED835K035LXXX-[All Emergency Finish Packaging and Wiring Options] | Indoor Luminaires | Linear Ambient | Direct Linear Ambient Luminaires | Standard | FALSE | [9 empty] | 42613 |  |  | Yes |  | 3 | 3470 | 126.6 | 27.4 | 12 | 0.99 | 3500 | 80
P3MXWJBH | Visioneering Corp | Visioneering | LCOM24-LED835K035LXXX-P77 [All Emergency Finish Packaging and Wiring Options] | Indoor Luminaires | Linear Ambient | Direct Linear Ambient Luminaires | Standard | FALSE | [9 empty] | 42613 |  |  | Yes |  | 3 | 3147 | 114.9 | 27.4 | 12 | 0.99 | 3500 | 80
P47JCPMJ | Visioneering Corp | Visioneering | LCOM48-LED835K030LXXX-[All Emergency Finish Packaging and Wiring Options] | Indoor Luminaires | Linear Ambient | Direct Linear Ambient Luminaires | Standard | FALSE | [9 empty] | 42613 |  |  | Yes |  | 3 | 3010 | 139.4 | 21.6 | 12 | 0.99 | 3500 | 80
P1EDRC4F | Visioneering Corp | Visioneering | LCOM48-LED835K030LXXX-P77 [All Emergency Finish Packaging and Wiring Options] | Indoor Luminaires | Linear Ambient | Direct Linear Ambient Luminaires | Standard | FALSE | [9 empty] | 42613 |  |  | Yes |  | 3 | 2703 | 125.2 | 21.6 | 12 | 0.99 | 3500 | 80
PDD1KGFE | Visioneering Corp | Visioneering | LCOM48-LED835K030LXXX-P82 [All Emergency Finish Packaging and Wiring Options] | Indoor Luminaires | Linear Ambient | Direct Linear Ambient Luminaires | Standard | FALSE | [9 empty] | 42613 |  |  | Yes |  | 3 | 2482 | 114.9 | 21.6 | 12 | 0.99 | 3500 | 80
PGFWDGZ7 | Visioneering Corp | Visioneering | LCOM24-LED835K022LXXX-[All Emergency Finish Packaging and Wiring Options] | Indoor Luminaires | Linear Ambient | Direct Linear Ambient Luminaires | Standard | FALSE | [9 empty] | 42613 |  |  | Yes |  | 3 | 2224 | 126.4 | 17.6 | 12 | 0.99 | 3500 | 80
PC1PQW8Y | Visioneering Corp | Visioneering | LCOM24-LED835K022LXXX-P77 [All Emergency Finish Packaging and Wiring Options] | Indoor Luminaires | Linear Ambient | Direct Linear Ambient Luminaires | Standard | FALSE | [9 empty] | 42613 |  |  | Yes |  | 3 | 2032 | 115.4 | 17.6 | 12 | 0.99 | 3500 | 80
PB1XNQAC | Visioneering Corp | Visioneering | LCOM96-LED835K140LXXX-[All Emergency Finish Packaging and Wiring Options] | Indoor Luminaires | Linear Ambient | Direct Linear Ambient Luminaires | Standard | FALSE | [9 empty] | 42613 |  |  | Yes |  | 3 | 13784 | 133.1 | 103.6 | 6 | 1 | 3500 | 80
P42XWRNH | Visioneering Corp | Visioneering | LCOM96-LED835K140LXXX-P77 [All Emergency Finish Packaging and Wiring Options] | Indoor Luminaires | Linear Ambient | Direct Linear Ambient Luminaires | Standard | FALSE | [9 empty] | 42613 |  |  | Yes |  | 3 | 12374 | 119.4 | 103.6 | 6 | 1 | 3500 | 80
P81HDQR2 | Visioneering Corp | Visioneering | LCOM96-LED835K140LXXX-P82 [All Emergency Finish Packaging and Wiring Options] | Indoor Luminaires | Linear Ambient | Direct Linear Ambient Luminaires | Standard | FALSE | [9 empty] | 42613 |  |  | Yes |  | 3 | 11174 | 107.9 | 103.6 | 6 | 1 | 3500 | 80
PHA2B1V4 | Visioneering Corp | Visioneering | LCOM48-LED835K070LXXX-[All Emergency Finish Packaging and Wiring Options] | Indoor Luminaires | Linear Ambient | Direct Linear Ambient Luminaires | Standard | FALSE | [9 empty] | 42613 |  |  | Yes |  | 3 | 6892 | 133.1 | 51.8 | 6 | 1 | 3500 | 80
P1GBQJS1 | Visioneering Corp | Visioneering | LCOM48-LED835K070LXXX-P77 [All Emergency Finish Packaging and Wiring Options] | Indoor Luminaires | Linear Ambient | Direct Linear Ambient Luminaires | Standard | FALSE | [9 empty] | 42613 |  |  | Yes |  | 3 | 6187 | 119.4 | 51.8 | 6 | 1 | 3500 | 80
PEMXWWZK | Visioneering Corp | Visioneering | LCOM48-LED835K070LXXX-P82 [All Emergency Finish Packaging and Wiring Options] | Indoor Luminaires | Linear Ambient | Direct Linear Ambient Luminaires | Standard | FALSE | [9 empty] | 42613 |  |  | Yes |  | 3 | 5587 | 107.9 | 51.8 | 6 | 1 | 3500 | 80
PGT5JK5J | MaxLite Inc | MaxLite | VT-V4860U-50[Blank MS] | Indoor Luminaires | Linear Ambient | Direct Linear Ambient Luminaires | Premium | FALSE | [9 empty] | 42613 |  |  | Yes |  | 3.1 | 7615 | 120.1 | 63.4 | 8.9 | 0.939 | 5000 | 84.9
PRH8C15R | MaxLite Inc | MaxLite | VT-V4840U-50[Blank MS] | Indoor Luminaires | Linear Ambient | Direct Linear Ambient Luminaires | Premium | FALSE | [9 empty] | 42613 |  |  | Yes |  | 3.1 | 4681 | 121.9 | 38.4 | 9.1 | 0.937 | 5000 | 84.8
P3A8BJ5E | Metalumen Manufacturing Inc. | Metalumen | RM2DI-2L35K-4-MM-xx-L3X-X-XX-[34]-X | Indoor Luminaires | Linear Ambient | Linear Ambient Luminaires w/ Indirect component | Standard | TRUE | 4732 | 99.6 | 47.52 | 8.6 | 0.9958 | 3532 | 84.04 | 5 | 50000 | 42612 |  |  | Yes | RM2DI-2L35K-X-MM-xx-L3X-X-XX-[34]-X qualified where first X indicates length combinations up to 48 feet | 3.1 | 4721 | 99.4 | 47.49 | 12.84 | 0.97 | 3542 | 84.06
PEYEU3V5 | Metalumen Manufacturing Inc. | Metalumen | RM4DI-2L40K-4-MM-xx-L1X-X-XX-[34]-X | Indoor Luminaires | Linear Ambient | Linear Ambient Luminaires w/ Indirect component | Standard | TRUE | 3260 | 126.2 | 25.84 | 8.25 | 0.9935 | 3974 | 85.22 | 5 | 50000 | 42612 |  |  | Yes | RM4DI-2L40K-X-MM-xx-L1X-X-XX-[34]-X qualified where first X indicates length combinations up to 48 feet | 3.1 | 3260 | 126.2 | 25.84 | 8.25 | 0.99 | 3974 | 85.22
P9VA1BQX | Metalumen Manufacturing Inc. | Metalumen | RML-1L35K-4-M-xx-L1X-X-XX-4-X | Indoor Luminaires | Linear Ambient | Direct Linear Ambient Luminaires | Standard | TRUE | 1404 | 86.2 | 16.28 | 9.41 | 0.9858 | 3483 | 84.94 | 5 | 50000 | 42612 |  |  | Yes | RML-1L35K-X-M-xx-L1X-X-XX-4-X qualified where first X indicates length combinations up to 48 feet | 3.1 | 1404 | 86.2 | 16.28 | 9.41 | 0.99 | 3483 | 84.94
P9KRD8ME | Metalumen Manufacturing Inc. | Metalumen | RM2D-1L35K-4-M-XX-L3X-X-XX-[34]-X | Indoor Luminaires | Linear Ambient | Direct Linear Ambient Luminaires | Standard | TRUE | 2206 | 84.1 | 26.24 | 15.71 | 0.9362 | 3531 | 84.31 | 5 | 50000 | 42612 |  |  | Yes | RM2D-1L35K-X-M-XX-L3X-X-XX-[34]-X qualified where first X indicates length combinations up to 48 feet | 3.1 | 2206 | 84.1 | 26.24 | 15.71 | 0.94 | 3531 | 84.33
PTJ988CB | Pinnacle Architectural Lighting | EV6 ET6 | EV6V-40HO-4'-AC48X-UNV-1C-W-X | Indoor Luminaires | Linear Ambient | Direct Linear Ambient Luminaires | Standard | TRUE | 3104 | 89.5 | 34.7 | 17.1 | 0.935 | 4010 | 89.5 | 5 | 50000 | 42612 |  |  | No |  | 3.1 | 3104 | 89.5 | 34.7 | 17.6 | 0.94 | 4010 | 84
PM1X5PAA | Pinnacle Architectural Lighting | EV6 ET6 | EV6V-35HO-4'-AC48X-UNV-1C-W-X | Indoor Luminaires | Linear Ambient | Direct Linear Ambient Luminaires | Standard | TRUE | 3021 | 87.3 | 34.6 | 17.8 | 0.932 | 3495 | 84 | 5 | 50000 | 42612 |  |  | No |  | 3.1 | 3021 | 87.3 | 34.6 | 17.6 | 0.94 | 3495 | 84
PDG24YPA | Metalumen Manufacturing Inc. | Metalumen | RM2DI-2L35K-4-MM-xx-L1X-X-XX-4-X | Indoor Luminaires | Linear Ambient | Linear Ambient Luminaires w/ Indirect component | Standard | TRUE | 3199 | 106.8 | 29.96 | 18.09 | 0.9267 | 3526 | 84.2 | 5 | 50000 | 42612 |  |  | Yes | RM2DI-2L35K-X-MM-xx-L1X-X-XX-4-X qualified where first X indicates length combinations up to 48 feet | 3.1 | 3199 | 106.8 | 29.96 | 18.09 | 0.93 | 3526 | 84.2
PWFYR2VW | Lumen Focus LLC | RCL | RCL-2-MD-UV-835-W.WW | Indoor Retrofit Kit | Linear Ambient | Retrofit Kits for Direct Linear Ambient Luminaires | Standard | TRUE | 1842.4 | 102.9 | 17.91 | 11.1 | 0.916 | 3508 | 85 | 5 | 50000 | 42612 |  |  | No |  | 4 | 1842 | 102.9 | 17.9 | 11.1 | 0.916 | 3580 | 85
P8GKQY3W | Pinnacle Architectural Lighting | EV6 ET6 | EV6V-35-4'-AC48X-UNV-1C-W-X | Indoor Luminaires | Linear Ambient | Direct Linear Ambient Luminaires | Standard | TRUE | 1635 | 87 | 18.8 | 17.7 | 0.893 | 3487 | 84 | 5 | 50000 | 42612 |  |  | No |  | 3.1 | 1635 | 88.4 | 18.5 | 18.6 | 0.88 | 3487 | 84
PCD7C755 | True Innovations Inc. | True Innovations | SL-60C | Indoor Luminaires | Linear Ambient | Direct Linear Ambient Luminaires | Standard | TRUE | 6352.61 | 115.85 | 54.84 | 19.9 | 0.888 | 3507 | 82.7 | 5 | 50000 | 42612 |  |  | No |  | 4 | 6500 | 120 | 60 | 20 | 0.9 | 3500 | 82
PQV3HX6W | True Innovations Inc. | True Innovations | SL-30C | Indoor Luminaires | Linear Ambient | Direct Linear Ambient Luminaires | Standard | TRUE | 3182.2 | 117.85 | 27.03 | 20.7 | 0.88 | 3469 | 82.3 | 5 | 50000 | 42612 |  |  | No |  | 4 | 3500 | 120 | 30 | 20 | 0.9 | 3500 | 82
PMSYPE7M | True Innovations Inc. | True Innovations | SL-60F | Indoor Luminaires | Linear Ambient | Direct Linear Ambient Luminaires | Standard | FALSE | [9 empty] | 42612 |  |  | No |  | 4 | 6800 | 125 | 60 | 20 | 0.9 | 5000 | 82
PDRWTP6U | True Innovations Inc. | True Innovations | SL-30F | Indoor Luminaires | Linear Ambient | Direct Linear Ambient Luminaires | Standard | FALSE | [9 empty] | 42612 |  |  | No |  | 4 | 3800 | 125 | 30 | 20 | 0.9 | 5000 | 82
PN7CDE8Q | True Innovations Inc. | True Innovations | SL-60E | Indoor Luminaires | Linear Ambient | Direct Linear Ambient Luminaires | Standard | FALSE | [9 empty] | 42612 |  |  | No |  | 4 | 6700 | 124 | 60 | 20 | 0.9 | 4500 | 82
P24931YS | True Innovations Inc. | True Innovations | SL-30E | Indoor Luminaires | Linear Ambient | Direct Linear Ambient Luminaires | Standard | FALSE | [9 empty] | 42612 |  |  | No |  | 4 | 3700 | 124 | 30 | 20 | 0.9 | 4500 | 82
PQS5TH3A | True Innovations Inc. | True Innovations | SL-60D | Indoor Luminaires | Linear Ambient | Direct Linear Ambient Luminaires | Standard | FALSE | [9 empty] | 42612 |  |  | No |  | 4 | 6600 | 122 | 60 | 20 | 0.9 | 4000 | 82
PJ296K3W | True Innovations Inc. | True Innovations | SL-30D | Indoor Luminaires | Linear Ambient | Direct Linear Ambient Luminaires | Standard | FALSE | [9 empty] | 42612 |  |  | No |  | 4 | 3600 | 122 | 30 | 20 | 0.9 | 4000 | 82
PBNVWDNR | Pinnacle Architectural Lighting | EV6 ET6 | ET6V-40HO-4'-AC48X-UNV-1C-W-X | Indoor Luminaires | Linear Ambient | Direct Linear Ambient Luminaires | Standard | FALSE | [9 empty] | 42612 |  |  | No |  | 3.1 | 3104 | 89.5 | 34.7 | 17.6 | 0.94 | 4010 | 84
PPC2VYZC | Pinnacle Architectural Lighting | EV6 ET6 | EV6V-40HO-4'-AC48X-UNV-1D-W-X | Indoor Luminaires | Linear Ambient | Direct Linear Ambient Luminaires | Standard | FALSE | [9 empty] | 42612 |  |  | No |  | 3.1 | 3104 | 89.5 | 34.7 | 17.6 | 0.94 | 4010 | 84
PAMFNRMS | Pinnacle Architectural Lighting | EV6 ET6 | ET6V-40HO-4'-AC48X-UNV-1D-W-X | Indoor Luminaires | Linear Ambient | Direct Linear Ambient Luminaires | Standard | FALSE | [9 empty] | 42612 |  |  | No |  | 3.1 | 3104 | 89.5 | 34.7 | 17.6 | 0.94 | 4010 | 84
PRSYUHW9 | Pinnacle Architectural Lighting | EV6 ET6 | EV6V-40-4'-AC48X-UNV-1C-W-X | Indoor Luminaires | Linear Ambient | Direct Linear Ambient Luminaires | Standard | FALSE | [9 empty] | 42612 |  |  | No |  | 3.1 | 1699 | 90.4 | 18.8 | 18.6 | 0.88 | 4007 | 84
PFBXRVXD | Pinnacle Architectural Lighting | EV6 ET6 | ET6V-40-4'-AC48X-UNV-1C-W-X | Indoor Luminaires | Linear Ambient | Direct Linear Ambient Luminaires | Standard | FALSE | [9 empty] | 42612 |  |  | No |  | 3.1 | 1699 | 90.4 | 18.8 | 18.6 | 0.88 | 4007 | 84
PZQ8S4T1 | Pinnacle Architectural Lighting | EV6 ET6 | EV6AL-40HO-4'-AC48X-UNV-1C-W-X | Indoor Luminaires | Linear Ambient | Direct Linear Ambient Luminaires | Standard | FALSE | [9 empty] | 42612 |  |  | No |  | 3.1 | 3662 | 105.5 | 34.7 | 17.6 | 0.94 | 4007 | 83
PUUAE51N | Pinnacle Architectural Lighting | EV6 ET6 | ET6AL-40HO-4'-X-UNV-1C-W-X | Indoor Luminaires | Linear Ambient | Direct Linear Ambient Luminaires | Standard | FALSE | [9 empty] | 42612 |  |  | No |  | 3.1 | 3662 | 105.5 | 34.7 | 17.6 | 0.94 | 4007 | 83
PWFF485M | Pinnacle Architectural Lighting | EV6 ET6 | EV6V-40-4'-AC48X-UNV-1D-W-X | Indoor Luminaires | Linear Ambient | Direct Linear Ambient Luminaires | Standard | FALSE | [9 empty] | 42612 |  |  | No |  | 3.1 | 1699 | 90.4 | 18.8 | 18.6 | 0.88 | 4007 | 84
PVACNJ46 | Pinnacle Architectural Lighting | EV6 ET6 | ET6V-40-4'-AC48X-UNV-1D-W-X | Indoor Luminaires | Linear Ambient | Direct Linear Ambient Luminaires | Standard | FALSE | [9 empty] | 42612 |  |  | No |  | 3.1 | 1699 | 90.4 | 18.8 | 18.6 | 0.88 | 4007 | 84
PSGT9KMX | Pinnacle Architectural Lighting | EV6 ET6 | ET6AL-40HO-4'-X-UNV-1D-W-X | Indoor Luminaires | Linear Ambient | Direct Linear Ambient Luminaires | Standard | FALSE | [9 empty] | 42612 |  |  | No |  | 3.1 | 3662 | 105.5 | 34.7 | 17.6 | 0.94 | 4007 | 83
PMCR57GF | Pinnacle Architectural Lighting | EV6 ET6 | EV6AL-40HO-4'-AC48X-UNV-1D-W-X | Indoor Luminaires | Linear Ambient | Direct Linear Ambient Luminaires | Standard | FALSE | [9 empty] | 42612 |  |  | No |  | 3.1 | 3662 | 105.5 | 34.7 | 17.6 | 0.94 | 4007 | 83
PZ6YT5VX | Pinnacle Architectural Lighting | EV6 ET6 | ET6AL-40-4'-X-UNV-1C-W-X | Indoor Luminaires | Linear Ambient | Direct Linear Ambient Luminaires | Standard | FALSE | [9 empty] | 42612 |  |  | No |  | 3.1 | 1988 | 107.5 | 18.5 | 18.6 | 0.88 | 4001 | 83
P991CR9J | Pinnacle Architectural Lighting | EV6 ET6 | EV6AL-40-4'-AC48X-UNV-1C-W-X | Indoor Luminaires | Linear Ambient | Direct Linear Ambient Luminaires | Standard | FALSE | [9 empty] | 42612 |  |  | No |  | 3.1 | 1988 | 107.5 | 18.5 | 18.6 | 0.88 | 4001 | 83
PF3DB22P | Pinnacle Architectural Lighting | EV6 ET6 | EV6AL-40-4'-AC48X-UNV-1D-W-X | Indoor Luminaires | Linear Ambient | Direct Linear Ambient Luminaires | Standard | FALSE | [9 empty] | 42612 |  |  | No |  | 3.1 | 1988 | 107.5 | 18.5 | 18.6 | 0.88 | 4001 | 83
PAYNDMUS | Pinnacle Architectural Lighting | EV6 ET6 | ET6AL-40-4'-X-UNV-1D-W-X | Indoor Luminaires | Linear Ambient | Direct Linear Ambient Luminaires | Standard | FALSE | [9 empty] | 42612 |  |  | No |  | 3.1 | 1988 | 107.5 | 18.5 | 18.6 | 0.88 | 4001 | 83
PXTJDV59 | Pinnacle Architectural Lighting | EV6 ET6 | ET6A-40HO-4'-X-UNV-1C-W-X | Indoor Luminaires | Linear Ambient | Direct Linear Ambient Luminaires | Standard | FALSE | [9 empty] | 42612 |  |  | No |  | 3.1 | 3178 | 91.8 | 34.6 | 17.6 | 0.94 | 3979 | 83
PEBX82RB | Pinnacle Architectural Lighting | EV6 ET6 | EV6A-40HO-4'-X-UNV-1C-W-X | Indoor Luminaires | Linear Ambient | Direct Linear Ambient Luminaires | Standard | FALSE | [9 empty] | 42612 |  |  | No |  | 3.1 | 3178 | 91.8 | 34.6 | 17.6 | 0.94 | 3979 | 83
PXJKV2CZ | Pinnacle Architectural Lighting | EV6 ET6 | ET6A-40HO-4'-X-UNV-1D-W-X | Indoor Luminaires | Linear Ambient | Direct Linear Ambient Luminaires | Standard | FALSE | [9 empty] | 42612 |  |  | No |  | 3.1 | 3178 | 91.8 | 34.6 | 17.6 | 0.94 | 3979 | 83
PHMTPR7Z | Pinnacle Architectural Lighting | EV6 ET6 | EV6A-40HO-4'-X-UNV-1D-W-X | Indoor Luminaires | Linear Ambient | Direct Linear Ambient Luminaires | Standard | FALSE | [9 empty] | 42612 |  |  | No |  | 3.1 | 3178 | 91.8 | 34.6 | 17.6 | 0.94 | 3979 | 83
P78FB6EE | Pinnacle Architectural Lighting | EV6 ET6 | EV6A-40-4'-X-UNV-1C-W-X | Indoor Luminaires | Linear Ambient | Direct Linear Ambient Luminaires | Standard | FALSE | [9 empty] | 42612 |  |  | No |  | 3.1 | 1738 | 93.9 | 18.5 | 18.6 | 0.88 | 3976 | 83
P3MYBYCK | Pinnacle Architectural Lighting | EV6 ET6 | ET6A-40-4'-X-UNV-1C-W-X | Indoor Luminaires | Linear Ambient | Direct Linear Ambient Luminaires | Standard | FALSE | [9 empty] | 42612 |  |  | No |  | 3.1 | 1738 | 93.9 | 18.5 | 18.6 | 0.88 | 3976 | 83
PUZKKUWN | Pinnacle Architectural Lighting | EV6 ET6 | EV6A-40-4'-X-UNV-1D-W-X | Indoor Luminaires | Linear Ambient | Direct Linear Ambient Luminaires | Standard | FALSE | [9 empty] | 42612 |  |  | No |  | 3.1 | 1738 | 93.9 | 18.5 | 18.6 | 0.88 | 3976 | 83
P5AR8VAS | Pinnacle Architectural Lighting | EV6 ET6 | ET6A-40-4'-X-UNV-1D-W-X | Indoor Luminaires | Linear Ambient | Direct Linear Ambient Luminaires | Standard | FALSE | [9 empty] | 42612 |  |  | No |  | 3.1 | 1738 | 93.9 | 18.5 | 18.6 | 0.88 | 3976 | 83
PHV7G8T2 | Pinnacle Architectural Lighting | EV6 ET6 | EV6AL-35HO-4'-AC48X-UNV-1C-W-X | Indoor Luminaires | Linear Ambient | Direct Linear Ambient Luminaires | Standard | FALSE | [9 empty] | 42612 |  |  | No |  | 3.1 | 3561 | 102.9 | 34.6 | 17.6 | 0.94 | 3504 | 83
P8UHQ62Y | Pinnacle Architectural Lighting | EV6 ET6 | ET6AL-35HO-4'-X-UNV-1C-W-X | Indoor Luminaires | Linear Ambient | Direct Linear Ambient Luminaires | Standard | FALSE | [9 empty] | 42612 |  |  | No |  | 3.1 | 3561 | 102.9 | 34.6 | 17.6 | 0.94 | 3504 | 83
PUF7584T | Pinnacle Architectural Lighting | EV6 ET6 | ET6AL-35HO-4'-X-UNV-1D-W-X | Indoor Luminaires | Linear Ambient | Direct Linear Ambient Luminaires | Standard | FALSE | [9 empty] | 42612 |  |  | No |  | 3.1 | 3561 | 102.9 | 34.6 | 17.6 | 0.94 | 3504 | 83
PNA2VSZ7 | Pinnacle Architectural Lighting | EV6 ET6 | EV6AL-35HO-4'-AC48X-UNV-1D-W-X | Indoor Luminaires | Linear Ambient | Direct Linear Ambient Luminaires | Standard | FALSE | [9 empty] | 42612 |  |  | No |  | 3.1 | 3561 | 102.9 | 34.6 | 17.6 | 0.94 | 3504 | 83
PWJGVCD2 | Pinnacle Architectural Lighting | EV6 ET6 | ET6AL-35-4'-X-UNV-1C-W-X | Indoor Luminaires | Linear Ambient | Direct Linear Ambient Luminaires | Standard | FALSE | [9 empty] | 42612 |  |  | No |  | 3.1 | 1930 | 104.3 | 18.5 | 18.6 | 0.88 | 3500 | 83
PBPE3JFU | Pinnacle Architectural Lighting | EV6 ET6 | EV6AL-35-4'-AC48X-UNV-1C-W-X | Indoor Luminaires | Linear Ambient | Direct Linear Ambient Luminaires | Standard | FALSE | [9 empty] | 42612 |  |  | No |  | 3.1 | 1930 | 104.3 | 18.5 | 18.6 | 0.88 | 3500 | 83
PVMYJRZX | Pinnacle Architectural Lighting | EV6 ET6 | ET6AL-35-4'-X-UNV-1D-W-X | Indoor Luminaires | Linear Ambient | Direct Linear Ambient Luminaires | Standard | FALSE | [9 empty] | 42612 |  |  | No |  | 3.1 | 1930 | 104.3 | 18.5 | 18.6 | 0.88 | 3500 | 83
P98MKX52 | Pinnacle Architectural Lighting | EV6 ET6 | EV6AL-35-4'-AC48X-UNV-1D-W-X | Indoor Luminaires | Linear Ambient | Direct Linear Ambient Luminaires | Standard | FALSE | [9 empty] | 42612 |  |  | No |  | 3.1 | 1930 | 104.3 | 18.5 | 18.6 | 0.88 | 3500 | 83
PM89H8BP | Pinnacle Architectural Lighting | EV6 ET6 | ET6V-35HO-4'-AC48X-UNV-1C-W-X | Indoor Luminaires | Linear Ambient | Direct Linear Ambient Luminaires | Standard | FALSE | [9 empty] | 42612 |  |  | No |  | 3.1 | 3021 | 87.3 | 34.6 | 17.6 | 0.94 | 3495 | 84
PYDMA9KX | Pinnacle Architectural Lighting | EV6 ET6 | EV6V-35HO-4'-AC48X-UNV-1D-W-X | Indoor Luminaires | Linear Ambient | Direct Linear Ambient Luminaires | Standard | FALSE | [9 empty] | 42612 |  |  | No |  | 3.1 | 3021 | 87.3 | 34.6 | 17.6 | 0.94 | 3495 | 84
PJTEKH1M | Pinnacle Architectural Lighting | EV6 ET6 | ET6V-35HO-4'-AC48X-UNV-1D-W-X | Indoor Luminaires | Linear Ambient | Direct Linear Ambient Luminaires | Standard | FALSE | [9 empty] | 42612 |  |  | No |  | 3.1 | 3021 | 87.3 | 34.6 | 17.6 | 0.94 | 3495 | 84
P1FQHPP9 | Pinnacle Architectural Lighting | EV6 ET6 | ET6V-35-4'-AC48X-UNV-1C-W-X | Indoor Luminaires | Linear Ambient | Direct Linear Ambient Luminaires | Standard | FALSE | [9 empty] | 42612 |  |  | No |  | 3.1 | 1635 | 88.4 | 18.5 | 18.6 | 0.88 | 3487 | 84
PEEJEP9Y | Pinnacle Architectural Lighting | EV6 ET6 | ET6V-35-4'-AC48X-UNV-1D-W-X | Indoor Luminaires | Linear Ambient | Direct Linear Ambient Luminaires | Standard | FALSE | [9 empty] | 42612 |  |  | No |  | 3.1 | 1635 | 88.4 | 18.5 | 18.6 | 0.88 | 3487 | 84
P66Q1XW2 | Pinnacle Architectural Lighting | EV6 ET6 | EV6V-35-4'-AC48X-UNV-1D-W-X | Indoor Luminaires | Linear Ambient | Direct Linear Ambient Luminaires | Standard | FALSE | [9 empty] | 42612 |  |  | No |  | 3.1 | 1635 | 88.4 | 18.5 | 18.6 | 0.88 | 3487 | 84
PFJQBJN8 | Pinnacle Architectural Lighting | EV6 ET6 | EV6A-35HO-4'-X-UNV-1C-W-X | Indoor Luminaires | Linear Ambient | Direct Linear Ambient Luminaires | Standard | FALSE | [9 empty] | 42612 |  |  | No |  | 3.1 | 3094 | 89.4 | 34.6 | 17.6 | 0.94 | 3482 | 83
PF9H48G5 | Pinnacle Architectural Lighting | EV6 ET6 | ET6A-35HO-4'-X-UNV-1C-W-X | Indoor Luminaires | Linear Ambient | Direct Linear Ambient Luminaires | Standard | FALSE | [9 empty] | 42612 |  |  | No |  | 3.1 | 3094 | 89.4 | 34.6 | 17.6 | 0.94 | 3482 | 83
PWTTGS4V | Pinnacle Architectural Lighting | EV6 ET6 | ET6A-35HO-4'-X-UNV-1D-W-X | Indoor Luminaires | Linear Ambient | Direct Linear Ambient Luminaires | Standard | FALSE | [9 empty] | 42612 |  |  | No |  | 3.1 | 3094 | 89.4 | 34.6 | 17.6 | 0.94 | 3482 | 83
PVGXAWBD | Pinnacle Architectural Lighting | EV6 ET6 | EV6A-35HO-4'-X-UNV-1D-W-X | Indoor Luminaires | Linear Ambient | Direct Linear Ambient Luminaires | Standard | FALSE | [9 empty] | 42612 |  |  | No |  | 3.1 | 3094 | 89.4 | 34.6 | 17.6 | 0.94 | 3482 | 83
PVMX22UK | Pinnacle Architectural Lighting | EV6 ET6 | ET6A-35-4'-X-UNV-1C-W-X | Indoor Luminaires | Linear Ambient | Direct Linear Ambient Luminaires | Standard | FALSE | [9 empty] | 42612 |  |  | No |  | 3.1 | 1692 | 91.5 | 18.5 | 18.6 | 0.88 | 3477 | 83
PH49W3EE | Pinnacle Architectural Lighting | EV6 ET6 | EV6A-35-4'-X-UNV-1C-W-X | Indoor Luminaires | Linear Ambient | Direct Linear Ambient Luminaires | Standard | FALSE | [9 empty] | 42612 |  |  | No |  | 3.1 | 1692 | 91.5 | 18.5 | 18.6 | 0.88 | 3477 | 83
P7MR11UV | Pinnacle Architectural Lighting | EV6 ET6 | EV6A-35-4'-X-UNV-1D-W-X | Indoor Luminaires | Linear Ambient | Direct Linear Ambient Luminaires | Standard | FALSE | [9 empty] | 42612 |  |  | No |  | 3.1 | 1692 | 91.5 | 18.5 | 18.6 | 0.88 | 3477 | 83
P45XJAUQ | Pinnacle Architectural Lighting | EV6 ET6 | ET6A-35-4'-X-UNV-1D-W-X | Indoor Luminaires | Linear Ambient | Direct Linear Ambient Luminaires | Standard | FALSE | [9 empty] | 42612 |  |  | No |  | 3.1 | 1692 | 91.5 | 18.5 | 18.6 | 0.88 | 3477 | 83
PEDTQAVW | Lumen Focus LLC | ECL | ECL-4-VH-UV-FR-850 | Indoor Luminaires | Linear Ambient | Direct Linear Ambient Luminaires | Standard | FALSE | [9 empty] | 42612 | Dimmable | Continuous Below 10 | Yes |  | 3.1 | 9197 | 135.2 | 67.8 | 5.8 | 1 | 5273 | 83
PD4JHCQ2 | Lumen Focus LLC | RCL | RCL-4-VH-UV-850-W.WW | Indoor Retrofit Kit | Linear Ambient | Retrofit Kits for Direct Linear Ambient Luminaires | Standard | FALSE | [9 empty] | 42612 | Dimmable | Continuous Below 10 | No |  | 4 | 8918 | 131.5 | 67.8 | 5.8 | 0.998 | 5273 | 83
PQDWVCYQ | Lumen Focus LLC | ECL | ECL-8-HI-UV-FR-850 | Indoor Luminaires | Linear Ambient | Direct Linear Ambient Luminaires | Standard | FALSE | [9 empty] | 42612 | Dimmable | Continuous Below 10 | Yes |  | 3.1 | 13419 | 145.9 | 92 | 11.5 | 0.96 | 5000 | 82
PW8A9THJ | Lumen Focus LLC | RCL | RCL-8-HI-UV-850-W.WW | Indoor Retrofit Kit | Linear Ambient | Retrofit Kits for Direct Linear Ambient Luminaires | Standard | FALSE | [9 empty] | 42612 | Dimmable | Continuous Below 10 | No |  | 4 | 13038 | 138.5 | 92 | 11.5 | 0.957 | 5000 | 82
PF2ASM7G | Lumen Focus LLC | ECL | ECL-8-LW-UV-FR-850 | Indoor Luminaires | Linear Ambient | Direct Linear Ambient Luminaires | Standard | FALSE | [9 empty] | 42612 | Dimmable | Continuous Below 10 | Yes |  | 3.1 | 4381 | 146 | 30 | 11.1 | 0.92 | 5000 | 82
P1CKG717 | Lumen Focus LLC | ECL | ECL-4-MD-UV-FR-850 | Indoor Luminaires | Linear Ambient | Direct Linear Ambient Luminaires | Standard | FALSE | [9 empty] | 42612 | Dimmable | Continuous Below 10 | Yes |  | 3.1 | 3918 | 124.4 | 31.9 | 11.1 | 0.92 | 5000 | 82
PZ3GSZ7A | Lumen Focus LLC | ECL | ECL-4-LW-UV-FR-850 | Indoor Luminaires | Linear Ambient | Direct Linear Ambient Luminaires | Standard | FALSE | [9 empty] | 42612 | Dimmable | Continuous Below 10 | Yes |  | 3.1 | 2381 | 132.3 | 18 | 11.1 | 0.92 | 5000 | 82
PQKYAG55 | Lumen Focus LLC | RCL | RCL-8-LW-UV-850-W.WW | Indoor Retrofit Kit | Linear Ambient | Retrofit Kits for Direct Linear Ambient Luminaires | Standard | FALSE | [9 empty] | 42612 | Dimmable | Continuous Below 10 | No |  | 4 | 4257 | 141.9 | 30 | 11.1 | 0.916 | 5000 | 82
PQAHHH33 | Lumen Focus LLC | RCL | RCL-2-VH-UV-850-W.WW | Indoor Retrofit Kit | Linear Ambient | Retrofit Kits for Direct Linear Ambient Luminaires | Standard | FALSE | [9 empty] | 42612 | Dimmable | Continuous Below 10 | No |  | 4 | 3979 | 124.3 | 32 | 11.1 | 0.916 | 5000 | 82
PND2DHZD | Lumen Focus LLC | RCL | RCL-4-MD-UV-850-W.WW | Indoor Retrofit Kit | Linear Ambient | Retrofit Kits for Direct Linear Ambient Luminaires | Standard | FALSE | [9 empty] | 42612 | Dimmable | Continuous Below 10 | No |  | 4 | 3839 | 120.3 | 31.9 | 11.1 | 0.916 | 5000 | 82
PKF13XJC | Lumen Focus LLC | RCL | RCL-2-HI-UV-850-W.WW | Indoor Retrofit Kit | Linear Ambient | Retrofit Kits for Direct Linear Ambient Luminaires | Standard | FALSE | [9 empty] | 42612 | Dimmable | Continuous Below 10 | No |  | 4 | 3097 | 134.6 | 23 | 11.1 | 0.916 | 5000 | 82
P8XUTSUT | Lumen Focus LLC | RCL | RCL-4-LW-UV-850-W.WW | Indoor Retrofit Kit | Linear Ambient | Retrofit Kits for Direct Linear Ambient Luminaires | Standard | FALSE | [9 empty] | 42612 | Dimmable | Continuous Below 10 | No |  | 4 | 2314 | 128.5 | 18 | 11.1 | 0.916 | 5000 | 82
P4FKFYQR | Lumen Focus LLC | RCL | RCL-2-MD-UV-850-W.WW | Indoor Retrofit Kit | Linear Ambient | Retrofit Kits for Direct Linear Ambient Luminaires | Standard | FALSE | [9 empty] | 42612 | Dimmable | Continuous Below 10 | No |  | 4 | 1981 | 110.7 | 17.9 | 11.1 | 0.916 | 5000 | 82
P5575ZCW | Lumen Focus LLC | ECL | ECL-8-ML-UV-FR-850 | Indoor Luminaires | Linear Ambient | Direct Linear Ambient Luminaires | Standard | FALSE | [9 empty] | 42612 | Dimmable | Continuous Below 10 | Yes |  | 3.1 | 6328 | 143.8 | 44 | 7.5 | 0.98 | 5000 | 82
P9ARCWPU | Lumen Focus LLC | RCL | RCL-8-ML-UV-850-W.WW | Indoor Retrofit Kit | Linear Ambient | Retrofit Kits for Direct Linear Ambient Luminaires | Standard | FALSE | [9 empty] | 42612 | Dimmable | Continuous Below 10 | No |  | 4 | 6149 | 139.7 | 44 | 7.5 | 0.978 | 5000 | 82
P485Y1TX | Lumen Focus LLC | ECL | ECL-4-HI-UV-FR-850 | Indoor Luminaires | Linear Ambient | Direct Linear Ambient Luminaires | Standard | FALSE | [9 empty] | 42612 | Dimmable | Continuous Below 10 | Yes |  | 3.1 | 6928 | 150.6 | 46.2 | 7.2 | 0.98 | 5000 | 82
PEEGVCX5 | Lumen Focus LLC | RCL | RCL-4-HI-UV-850-W.WW | Indoor Retrofit Kit | Linear Ambient | Retrofit Kits for Direct Linear Ambient Luminaires | Standard | FALSE | [9 empty] | 42612 | Dimmable | Continuous Below 10 | No |  | 4 | 6755 | 146.2 | 46.2 | 7.2 | 0.978 | 5000 | 82
P9RBV6CZ | Lumen Focus LLC | ECL | ECL-8-VH-UV-FR-850 | Indoor Luminaires | Linear Ambient | Direct Linear Ambient Luminaires | Standard | FALSE | [9 empty] | 42612 | Dimmable | Continuous Below 10 | Yes |  | 3.1 | 17892 | 132.5 | 135 | 5.8 | 1 | 5000 | 82
PCJPPP1T | Lumen Focus LLC | ECL | ECL-8-MH-UV-FR-850 | Indoor Luminaires | Linear Ambient | Direct Linear Ambient Luminaires | Standard | FALSE | [9 empty] | 42612 | Dimmable | Continuous Below 10 | Yes |  | 3.1 | 11122 | 142.6 | 78 | 5.8 | 1 | 5000 | 82
PXYZRXGJ | Lumen Focus LLC | ECL | ECL-8-MD-UV-FR-850 | Indoor Luminaires | Linear Ambient | Direct Linear Ambient Luminaires | Standard | FALSE | [9 empty] | 42612 | Dimmable | Continuous Below 10 | Yes |  | 3.1 | 8930 | 124 | 72 | 5.8 | 1 | 5000 | 82
PFAEAW9Q | Lumen Focus LLC | RCL | RCL-8-VH-UV-850-W.WW | Indoor Retrofit Kit | Linear Ambient | Retrofit Kits for Direct Linear Ambient Luminaires | Standard | FALSE | [9 empty] | 42612 | Dimmable | Continuous Below 10 | No |  | 4 | 17384 | 128.8 | 135 | 5.8 | 0.998 | 5000 | 82
PSPU1GN2 | Lumen Focus LLC | RCL | RCL-8-MH-UV-850-W.WW | Indoor Retrofit Kit | Linear Ambient | Retrofit Kits for Direct Linear Ambient Luminaires | Standard | FALSE | [9 empty] | 42612 | Dimmable | Continuous Below 10 | No |  | 4 | 10807 | 138.5 | 78 | 5.8 | 0.998 | 5000 | 82
PTE5E4FY | Lumen Focus LLC | RCL | RCL-8-MD-UV-850-W.WW | Indoor Retrofit Kit | Linear Ambient | Retrofit Kits for Direct Linear Ambient Luminaires | Standard | FALSE | [9 empty] | 42612 | Dimmable | Continuous Below 10 | No |  | 4 | 8676 | 120.5 | 72 | 5.8 | 0.998 | 5000 | 82
PGHPB6MP | Lumen Focus LLC | ECL | ECL-8-HI-UV-FR-840 | Indoor Luminaires | Linear Ambient | Direct Linear Ambient Luminaires | Standard | FALSE | [9 empty] | 42612 | Dimmable | Continuous Below 10 | Yes |  | 3.1 | 13028 | 141.6 | 92 | 11.5 | 0.96 | 4000 | 82
P5W73H6V | Lumen Focus LLC | RCL | RCL-8-HI-UV-840-W.WW | Indoor Retrofit Kit | Linear Ambient | Retrofit Kits for Direct Linear Ambient Luminaires | Standard | FALSE | [9 empty] | 42612 | Dimmable | Continuous Below 10 | No |  | 4 | 12537 | 136.5 | 92 | 11.5 | 0.957 | 4000 | 82
PDQUFHJ8 | Lumen Focus LLC | ECL | ECL-8-LW-UV-FR-840 | Indoor Luminaires | Linear Ambient | Direct Linear Ambient Luminaires | Standard | FALSE | [9 empty] | 42612 | Dimmable | Continuous Below 10 | Yes |  | 3.1 | 4254 | 141.8 | 30 | 11.1 | 0.92 | 4000 | 82
PUSTGTAH | Lumen Focus LLC | ECL | ECL-4-MD-UV-FR-840 | Indoor Luminaires | Linear Ambient | Direct Linear Ambient Luminaires | Standard | FALSE | [9 empty] | 42612 | Dimmable | Continuous Below 10 | Yes |  | 3.1 | 3804 | 120.8 | 31.9 | 11.1 | 0.92 | 4000 | 82
PF63WRU6 | Lumen Focus LLC | ECL | ECL-4-LW-UV-FR-840 | Indoor Luminaires | Linear Ambient | Direct Linear Ambient Luminaires | Standard | FALSE | [9 empty] | 42612 | Dimmable | Continuous Below 10 | Yes |  | 3.1 | 2312 | 128.4 | 18 | 11.1 | 0.92 | 4000 | 82
P9VUFBJP | Lumen Focus LLC | RCL | RCL-8-LW-UV-840-W.WW | Indoor Retrofit Kit | Linear Ambient | Retrofit Kits for Direct Linear Ambient Luminaires | Standard | FALSE | [9 empty] | 42612 | Dimmable | Continuous Below 10 | No |  | 4 | 4093 | 136.4 | 30 | 11.1 | 0.916 | 4000 | 82
PDCW9TSF | Lumen Focus LLC | RCL | RCL-2-VH-UV-840-W.WW | Indoor Retrofit Kit | Linear Ambient | Retrofit Kits for Direct Linear Ambient Luminaires | Standard | FALSE | [9 empty] | 42612 | Dimmable | Continuous Below 10 | No |  | 4 | 3826 | 119.6 | 32 | 11.1 | 0.916 | 4000 | 82
PESVPRKQ | Lumen Focus LLC | RCL | RCL-4-MD-UV-840-W.WW | Indoor Retrofit Kit | Linear Ambient | Retrofit Kits for Direct Linear Ambient Luminaires | Standard | FALSE | [9 empty] | 42612 | Dimmable | Continuous Below 10 | No |  | 4 | 3691 | 115.7 | 31.9 | 11.1 | 0.916 | 4000 | 82
PXV81F4Z | Lumen Focus LLC | RCL | RCL-2-HI-UV-840-W.WW | Indoor Retrofit Kit | Linear Ambient | Retrofit Kits for Direct Linear Ambient Luminaires | Standard | FALSE | [9 empty] | 42612 | Dimmable | Continuous Below 10 | No |  | 4 | 2977 | 129.5 | 23 | 11.1 | 0.916 | 4000 | 82
PAVPBFPZ | Lumen Focus LLC | RCL | RCL-4-LW-UV-840-W.WW | Indoor Retrofit Kit | Linear Ambient | Retrofit Kits for Direct Linear Ambient Luminaires | Standard | FALSE | [9 empty] | 42612 | Dimmable | Continuous Below 10 | No |  | 4 | 2225 | 123.6 | 18 | 11.1 | 0.916 | 4000 | 82
PQ6PXB1M | Lumen Focus LLC | RCL | RCL-2-MD-UV-840-W.WW | Indoor Retrofit Kit | Linear Ambient | Retrofit Kits for Direct Linear Ambient Luminaires | Standard | FALSE | [9 empty] | 42612 | Dimmable | Continuous Below 10 | No |  | 4 | 1905 | 106.4 | 17.9 | 11.1 | 0.916 | 4000 | 82
P4MHZ7BB | Lumen Focus LLC | ECL | ECL-8-ML-UV-FR-840 | Indoor Luminaires | Linear Ambient | Direct Linear Ambient Luminaires | Standard | FALSE | [9 empty] | 42612 | Dimmable | Continuous Below 10 | Yes |  | 3.1 | 6144 | 139.6 | 44 | 7.5 | 0.98 | 4000 | 82
PK8M9HCM | Lumen Focus LLC | RCL | RCL-8-ML-UV-840-W.WW | Indoor Retrofit Kit | Linear Ambient | Retrofit Kits for Direct Linear Ambient Luminaires | Standard | FALSE | [9 empty] | 42612 | Dimmable | Continuous Below 10 | No |  | 4 | 5912 | 134.4 | 44 | 7.5 | 0.978 | 4000 | 82
P8FCYSMH | Lumen Focus LLC | ECL | ECL-4-HI-UV-FR-840 | Indoor Luminaires | Linear Ambient | Direct Linear Ambient Luminaires | Standard | FALSE | [9 empty] | 42612 | Dimmable | Continuous Below 10 | Yes |  | 3.1 | 6726 | 146.2 | 46.2 | 7.2 | 0.98 | 4000 | 82
PPZZ2HJ3 | Lumen Focus LLC | RCL | RCL-4-HI-UV-840-W.WW | Indoor Retrofit Kit | Linear Ambient | Retrofit Kits for Direct Linear Ambient Luminaires | Standard | FALSE | [9 empty] | 42612 | Dimmable | Continuous Below 10 | No |  | 4 | 6495 | 140.6 | 46.2 | 7.2 | 0.978 | 4000 | 82
PPMBHS2H | Lumen Focus LLC | ECL | ECL-8-VH-UV-FR-840 | Indoor Luminaires | Linear Ambient | Direct Linear Ambient Luminaires | Standard | FALSE | [9 empty] | 42612 | Dimmable | Continuous Below 10 | Yes |  | 3.1 | 17371 | 128.7 | 135 | 5.8 | 1 | 4000 | 82
P7CXX4W3 | Lumen Focus LLC | ECL | ECL-8-MH-UV-FR-840 | Indoor Luminaires | Linear Ambient | Direct Linear Ambient Luminaires | Standard | FALSE | [9 empty] | 42612 | Dimmable | Continuous Below 10 | Yes |  | 3.1 | 10799 | 138.4 | 78 | 5.8 | 1 | 4000 | 82
P16J3FD6 | Lumen Focus LLC | ECL | ECL-4-VH-UV-FR-840 | Indoor Luminaires | Linear Ambient | Direct Linear Ambient Luminaires | Standard | FALSE | [9 empty] | 42612 | Dimmable | Continuous Below 10 | Yes |  | 3.1 | 8929 | 131.3 | 67.8 | 5.8 | 1 | 4000 | 82
PMS7YYPB | Lumen Focus LLC | ECL | ECL-8-MD-UV-FR-840 | Indoor Luminaires | Linear Ambient | Direct Linear Ambient Luminaires | Standard | FALSE | [9 empty] | 42612 | Dimmable | Continuous Below 10 | Yes |  | 3.1 | 8670 | 120.4 | 72 | 5.8 | 1 | 4000 | 82
P2KPX46J | Lumen Focus LLC | RCL | RCL-8-VH-UV-840-W.WW | Indoor Retrofit Kit | Linear Ambient | Retrofit Kits for Direct Linear Ambient Luminaires | Standard | FALSE | [9 empty] | 42612 | Dimmable | Continuous Below 10 | No |  | 4 | 16715 | 123.8 | 135 | 5.8 | 0.998 | 4000 | 82
PKG8VRKZ | Lumen Focus LLC | RCL | RCL-8-MH-UV-840-W.WW | Indoor Retrofit Kit | Linear Ambient | Retrofit Kits for Direct Linear Ambient Luminaires | Standard | FALSE | [9 empty] | 42612 | Dimmable | Continuous Below 10 | No |  | 4 | 10391 | 133.2 | 78 | 5.8 | 0.998 | 4000 | 82
PT2PJ5P9 | Lumen Focus LLC | RCL | RCL-4-VH-UV-840-W.WW | Indoor Retrofit Kit | Linear Ambient | Retrofit Kits for Direct Linear Ambient Luminaires | Standard | FALSE | [9 empty] | 42612 | Dimmable | Continuous Below 10 | No |  | 4 | 8575 | 126.5 | 67.8 | 5.8 | 0.998 | 4000 | 82
PUVH5V75 | Lumen Focus LLC | RCL | RCL-8-MD-UV-840-W.WW | Indoor Retrofit Kit | Linear Ambient | Retrofit Kits for Direct Linear Ambient Luminaires | Standard | FALSE | [9 empty] | 42612 | Dimmable | Continuous Below 10 | No |  | 4 | 8343 | 115.9 | 72 | 5.8 | 0.998 | 4000 | 82
PGWKSQBR | Lumen Focus LLC | ECL | ECL-4-MD-UV-FR-835 | Indoor Luminaires | Linear Ambient | Direct Linear Ambient Luminaires | Standard | FALSE | [9 empty] | 42612 | Dimmable | Continuous Below 10 | Yes |  | 3.1 | 3690 | 117.1 | 31.9 | 11.1 | 0.92 | 3582 | 85
PSM2XNU6 | Lumen Focus LLC | RCL | RCL-4-MD-UV-835-W.WW | Indoor Retrofit Kit | Linear Ambient | Retrofit Kits for Direct Linear Ambient Luminaires | Standard | FALSE | [9 empty] | 42612 | Dimmable | Continuous Below 10 | No |  | 4 | 3569 | 111.9 | 31.9 | 11.1 | 0.916 | 3582 | 85
P5MAJXAH | Lumen Focus LLC | ECL | ECL-8-HI-UV-FR-835 | Indoor Luminaires | Linear Ambient | Direct Linear Ambient Luminaires | Standard | FALSE | [9 empty] | 42612 | Dimmable | Continuous Below 10 | Yes |  | 3.1 | 12637 | 137.4 | 92 | 11.5 | 0.96 | 3500 | 82
PNCEYFRR | Lumen Focus LLC | RCL | RCL-8-HI-UV-835-W.WW | Indoor Retrofit Kit | Linear Ambient | Retrofit Kits for Direct Linear Ambient Luminaires | Standard | FALSE | [9 empty] | 42612 | Dimmable | Continuous Below 10 | No |  | 4 | 12123 | 131.8 | 92 | 11.5 | 0.957 | 3500 | 82
PMQUAY96 | Lumen Focus LLC | ECL | ECL-8-LW-UV-FR-835 | Indoor Luminaires | Linear Ambient | Direct Linear Ambient Luminaires | Standard | FALSE | [9 empty] | 42612 | Dimmable | Continuous Below 10 | Yes |  | 3.1 | 4126 | 137.5 | 30 | 11.1 | 0.92 | 3500 | 82
PRRJNC28 | Lumen Focus LLC | ECL | ECL-4-LW-UV-FR-835 | Indoor Luminaires | Linear Ambient | Direct Linear Ambient Luminaires | Standard | FALSE | [9 empty] | 42612 | Dimmable | Continuous Below 10 | Yes |  | 3.1 | 2243 | 124.6 | 18 | 11.1 | 0.92 | 3500 | 82
P35XHAXG | Lumen Focus LLC | RCL | RCL-8-LW-UV-835-W.WW | Indoor Retrofit Kit | Linear Ambient | Retrofit Kits for Direct Linear Ambient Luminaires | Standard | FALSE | [9 empty] | 42612 | Dimmable | Continuous Below 10 | No |  | 4 | 3958 | 131.9 | 30 | 11.1 | 0.916 | 3500 | 82
P13AXA4H | Lumen Focus LLC | RCL | RCL-2-VH-UV-835-W.WW | Indoor Retrofit Kit | Linear Ambient | Retrofit Kits for Direct Linear Ambient Luminaires | Standard | FALSE | [9 empty] | 42612 | Dimmable | Continuous Below 10 | No |  | 4 | 3699 | 115.6 | 32 | 11.1 | 0.916 | 3500 | 82
PQ2YGUM3 | Lumen Focus LLC | RCL | RCL-2-HI-UV-835-W.WW | Indoor Retrofit Kit | Linear Ambient | Retrofit Kits for Direct Linear Ambient Luminaires | Standard | FALSE | [9 empty] | 42612 | Dimmable | Continuous Below 10 | No |  | 4 | 2879 | 125.2 | 23 | 11.1 | 0.916 | 3500 | 82
PKR757WU | Lumen Focus LLC | RCL | RCL-4-LW-UV-835-W.WW | Indoor Retrofit Kit | Linear Ambient | Retrofit Kits for Direct Linear Ambient Luminaires | Standard | FALSE | [9 empty] | 42612 | Dimmable | Continuous Below 10 | No |  | 4 | 2151 | 119.5 | 18 | 11.1 | 0.916 | 3500 | 82
PJ35MHNZ | Lumen Focus LLC | ECL | ECL-8-ML-UV-FR-835 | Indoor Luminaires | Linear Ambient | Direct Linear Ambient Luminaires | Standard | FALSE | [9 empty] | 42612 | Dimmable | Continuous Below 10 | Yes |  | 3.1 | 5960 | 135.4 | 44 | 7.5 | 0.98 | 3500 | 82
P7MSP63B | Lumen Focus LLC | RCL | RCL-8-ML-UV-835-W.WW | Indoor Retrofit Kit | Linear Ambient | Retrofit Kits for Direct Linear Ambient Luminaires | Standard | FALSE | [9 empty] | 42612 | Dimmable | Continuous Below 10 | No |  | 4 | 5717 | 129.9 | 44 | 7.5 | 0.978 | 3500 | 82
PMRF9AA6 | Lumen Focus LLC | ECL | ECL-4-HI-UV-FR-835 | Indoor Luminaires | Linear Ambient | Direct Linear Ambient Luminaires | Standard | FALSE | [9 empty] | 42612 | Dimmable | Continuous Below 10 | Yes |  | 3.1 | 6525 | 141.8 | 46.2 | 7.2 | 0.98 | 3500 | 82
PTH8NDSR | Lumen Focus LLC | RCL | RCL-4-HI-UV-835-W.WW | Indoor Retrofit Kit | Linear Ambient | Retrofit Kits for Direct Linear Ambient Luminaires | Standard | FALSE | [9 empty] | 42612 | Dimmable | Continuous Below 10 | No |  | 4 | 6281 | 136 | 46.2 | 7.2 | 0.978 | 3500 | 82
PPKB43JU | Lumen Focus LLC | ECL | ECL-8-VH-UV-FR-835 | Indoor Luminaires | Linear Ambient | Direct Linear Ambient Luminaires | Standard | FALSE | [9 empty] | 42612 | Dimmable | Continuous Below 10 | Yes |  | 3.1 | 16849 | 124.8 | 135 | 5.8 | 1 | 3500 | 82
PCKSMH6K | Lumen Focus LLC | ECL | ECL-8-MH-UV-FR-835 | Indoor Luminaires | Linear Ambient | Direct Linear Ambient Luminaires | Standard | FALSE | [9 empty] | 42612 | Dimmable | Continuous Below 10 | Yes |  | 3.1 | 10475 | 134.3 | 78 | 5.8 | 1 | 3500 | 82
PPKQ8UY8 | Lumen Focus LLC | ECL | ECL-4-VH-UV-FR-835 | Indoor Luminaires | Linear Ambient | Direct Linear Ambient Luminaires | Standard | FALSE | [9 empty] | 42612 | Dimmable | Continuous Below 10 | Yes |  | 3.1 | 8661 | 127.4 | 67.8 | 5.8 | 1 | 3500 | 82
PS1W7489 | Lumen Focus LLC | ECL | ECL-8-MD-UV-FR-835 | Indoor Luminaires | Linear Ambient | Direct Linear Ambient Luminaires | Standard | FALSE | [9 empty] | 42612 | Dimmable | Continuous Below 10 | Yes |  | 3.1 | 8410 | 116.8 | 72 | 5.8 | 1 | 3500 | 82
PNKJDXEB | Lumen Focus LLC | RCL | RCL-8-VH-UV-835-W.WW | Indoor Retrofit Kit | Linear Ambient | Retrofit Kits for Direct Linear Ambient Luminaires | Standard | FALSE | [9 empty] | 42612 | Dimmable | Continuous Below 10 | No |  | 4 | 16164 | 119.7 | 135 | 5.8 | 0.998 | 3500 | 82
PWHF4FCR | Lumen Focus LLC | RCL | RCL-8-MH-UV-835-W.WW | Indoor Retrofit Kit | Linear Ambient | Retrofit Kits for Direct Linear Ambient Luminaires | Standard | FALSE | [9 empty] | 42612 | Dimmable | Continuous Below 10 | No |  | 4 | 10048 | 128.8 | 78 | 5.8 | 0.998 | 3500 | 82
PD4XZCJW | Lumen Focus LLC | RCL | RCL-4-VH-UV-835-W.WW | Indoor Retrofit Kit | Linear Ambient | Retrofit Kits for Direct Linear Ambient Luminaires | Standard | FALSE | [9 empty] | 42612 | Dimmable | Continuous Below 10 | No |  | 4 | 8292 | 122.3 | 67.8 | 5.8 | 0.998 | 3500 | 82
PG4D4EVY | Lumen Focus LLC | RCL | RCL-8-MD-UV-835-W.WW | Indoor Retrofit Kit | Linear Ambient | Retrofit Kits for Direct Linear Ambient Luminaires | Standard | FALSE | [9 empty] | 42612 | Dimmable | Continuous Below 10 | No |  | 4 | 8067 | 112 | 72 | 5.8 | 0.998 | 3500 | 82
PFUKTFMR | Metalumen Manufacturing Inc. | Metalumen | RM2D-1L40K-8-M-XX-L3X-X-XX-[34]-X | Indoor Luminaires | Linear Ambient | Direct Linear Ambient Luminaires | Standard | FALSE | [9 empty] | 42612 | Dimmable | Continuous Below 10 | Yes | RM2D-1L40K-X-M-XX-L3X-X-XX-[34]-X qualified where first X indicates length combinations up to 48 feet | 3.1 | 4091.14 | 97.31 | 42.04 | 7.24 | 0.99 | 4003.28 | 84.99
PTBZHKDM | Metalumen Manufacturing Inc. | Metalumen | RM2D-1L40K-8-M-XX-L2X-X-XX-[34]-X | Indoor Luminaires | Linear Ambient | Direct Linear Ambient Luminaires | Standard | FALSE | [9 empty] | 42612 | Dimmable | Continuous Below 10 | Yes | RM2D-1L40K-X-M-XX-L2X-X-XX-[34]-X qualified where first X indicates length combinations up to 48 feet | 3.1 | 3389.18 | 98.14 | 34.54 | 5.43 | 0.99 | 4003.25 | 84.57
PTZHMU52 | Metalumen Manufacturing Inc. | Metalumen | RM4D-1L40K-8-M-XX-L2X-X-XX-[34]-X | Indoor Luminaires | Linear Ambient | Direct Linear Ambient Luminaires | Standard | FALSE | [9 empty] | 42612 | Dimmable | Continuous Below 10 | Yes | RM4D-1L40K-X-M-XX-L2X-X-XX-[34]-X qualified where first X indicates length combinations up to 48 feet | 3.1 | 3930.79 | 107.95 | 36.41 | 7.07 | 0.99 | 3999.08 | 84.67
PD2MZ24C | Metalumen Manufacturing Inc. | Metalumen | RM4D-1L40K-8-M-XX-L3X-X-XX-[34]-X | Indoor Luminaires | Linear Ambient | Direct Linear Ambient Luminaires | Standard | FALSE | [9 empty] | 42612 | Dimmable | Continuous Below 10 | Yes | RM4D-1L40K-X-M-XX-L3X-X-XX-[34]-X qualified where first X indicates length combinations up to 48 feet | 3.1 | 5338.95 | 96.86 | 55.12 | 7.03 | 0.99 | 3998.49 | 84.7
PYA7H8AU | Metalumen Manufacturing Inc. | Metalumen | RM2D-1L40K-4-M-XX-L3X-X-XX-[34]-X | Indoor Luminaires | Linear Ambient | Direct Linear Ambient Luminaires | Standard | FALSE | [9 empty] | 42612 | Dimmable | Continuous Below 10 | Yes | RM2D-1L40K-X-M-XX-L3X-X-XX-[34]-X qualified where first X indicates length combinations up to 48 feet | 3.1 | 1994.32 | 87.24 | 22.86 | 17.21 | 0.94 | 3997.87 | 84.83
PGHX5AVX | Metalumen Manufacturing Inc. | Metalumen | RM4D-1L40K-4-M-XX-L3X-X-XX-[34]-X | Indoor Luminaires | Linear Ambient | Direct Linear Ambient Luminaires | Standard | FALSE | [9 empty] | 42612 | Dimmable | Continuous Below 10 | Yes | RM4D-1L40K-X-M-XX-L3X-X-XX-[34]-X qualified where first X indicates length combinations up to 48 feet | 3.1 | 2492.1 | 93.95 | 26.53 | 9.3 | 0.93 | 3997.82 | 84.27
PPJAHD2B | Metalumen Manufacturing Inc. | Metalumen | RM4D-1L40K-4-M-XX-L2X-X-XX-[34]-X | Indoor Luminaires | Linear Ambient | Direct Linear Ambient Luminaires | Standard | FALSE | [9 empty] | 42612 | Dimmable | Continuous Below 10 | Yes | RM4D-1L40K-X-M-XX-L2X-X-XX-[34]-X qualified where first X indicates length combinations up to 48 feet | 3.1 | 1909.03 | 100.99 | 18.9 | 8.16 | 0.93 | 3997.05 | 84.3
PKM5JDA5 | Metalumen Manufacturing Inc. | Metalumen | RM4D-1L40K-8-M-XX-L1X-X-XX-[34]-X | Indoor Luminaires | Linear Ambient | Direct Linear Ambient Luminaires | Standard | FALSE | [9 empty] | 42612 | Dimmable | Continuous Below 10 | Yes | RM4D-1L40K-X-M-XX-L1X-X-XX-[34]-X qualified where first X indicates length combinations up to 48 feet | 3.1 | 3116.66 | 109.37 | 28.5 | 5.3 | 0.98 | 3996.78 | 84.83
P7GPK6WB | Metalumen Manufacturing Inc. | Metalumen | RM2D-1L40K-4-M-XX-L2X-X-XX-[34]-X | Indoor Luminaires | Linear Ambient | Direct Linear Ambient Luminaires | Standard | FALSE | [9 empty] | 42612 | Dimmable | Continuous Below 10 | Yes | RM2D-1L40K-X-M-XX-L2X-X-XX-[34]-X qualified where first X indicates length combinations up to 48 feet | 3.1 | 1652.14 | 87.98 | 18.78 | 12.9 | 0.93 | 3995.58 | 84.91
PP4ETFWE | Metalumen Manufacturing Inc. | Metalumen | RM4D-1L40K-4-M-XX-L1X-X-XX-[34]-X | Indoor Luminaires | Linear Ambient | Direct Linear Ambient Luminaires | Standard | FALSE | [9 empty] | 42612 | Dimmable | Continuous Below 10 | Yes | RM4D-1L40K-X-M-XX-L1X-X-XX-[34]-X qualified where first X indicates length combinations up to 48 feet | 3.1 | 1513.64 | 102.32 | 14.79 | 6.12 | 0.93 | 3994.76 | 84.38
PD1Q9VV7 | Metalumen Manufacturing Inc. | Metalumen | RM2DI-2L40K-8-MM-xx-L1X-X-XX-[34]-X | Indoor Luminaires | Linear Ambient | Linear Ambient Luminaires w/ Indirect component | Standard | FALSE | [9 empty] | 42612 | Dimmable | Continuous Below 10 | Yes | RM2DI-2L40K-X-MM-xx-L1X-X-XX-[34]-X qualified where first X indicates length combinations up to 48 feet | 3.1 | 7727.56 | 138.84 | 55.66 | 17.04 | 1 | 3983.98 | 84.2
PW74PZWU | Metalumen Manufacturing Inc. | Metalumen | RM4DI-2L40K-8-MM-xx-L1X-X-XX-[34]-X | Indoor Luminaires | Linear Ambient | Linear Ambient Luminaires w/ Indirect component | Standard | FALSE | [9 empty] | 42612 | Dimmable | Continuous Below 10 | Yes | RM4DI-2L40K-X-MM-xx-L1X-X-XX-[34]-X qualified where first X indicates length combinations up to 48 feet | 3.1 | 8348.24 | 149.21 | 55.95 | 11.41 | 0.99 | 3983.98 | 84.2
P5F4287U | Metalumen Manufacturing Inc. | Metalumen | RM4DI-2L40K-8-MM-xx-L2X-X-XX-[34]-X | Indoor Luminaires | Linear Ambient | Linear Ambient Luminaires w/ Indirect component | Standard | FALSE | [9 empty] | 42612 | Dimmable | Continuous Below 10 | Yes | RM4DI-2L40K-X-MM-xx-L2X-X-XX-[34]-X qualified where first X indicates length combinations up to 48 feet | 3.1 | 10348.53 | 143.04 | 72.35 | 12.57 | 0.99 | 3982.3 | 84.24
PK11JYQ7 | Metalumen Manufacturing Inc. | Metalumen | RM4DI-2L40K-4-MM-xx-L3X-X-XX-[34]-X | Indoor Luminaires | Linear Ambient | Linear Ambient Luminaires w/ Indirect component | Standard | FALSE | [9 empty] | 42612 | Dimmable | Continuous Below 10 | Yes | RM4DI-2L40K-X-MM-xx-L3X-X-XX-[34]-X qualified where first X indicates length combinations up to 48 feet | 3.1 | 4822.23 | 117.66 | 40.99 | 3.92 | 0.96 | 3980.76 | 85.06
PZA96TTY | Metalumen Manufacturing Inc. | Metalumen | RM2DI-2L40K-8-MM-xx-L3X-X-XX-[34]-X | Indoor Luminaires | Linear Ambient | Linear Ambient Luminaires w/ Indirect component | Standard | FALSE | [9 empty] | 42612 | Dimmable | Continuous Below 10 | Yes | RM2DI-2L40K-X-MM-xx-L3X-X-XX-[34]-X qualified where first X indicates length combinations up to 48 feet | 3.1 | 11430.71 | 129.48 | 88.28 | 7.54 | 0.96 | 3980.62 | 84.28
PWAQ1QAE | Metalumen Manufacturing Inc. | Metalumen | RM4DI-2L40K-8-MM-xx-L3X-X-XX-[34]-X | Indoor Luminaires | Linear Ambient | Linear Ambient Luminaires w/ Indirect component | Standard | FALSE | [9 empty] | 42612 | Dimmable | Continuous Below 10 | Yes | RM4DI-2L40K-X-MM-xx-L3X-X-XX-[34]-X qualified where first X indicates length combinations up to 48 feet | 3.1 | 12348.82 | 139.15 | 88.74 | 1.9 | 0.99 | 3980.62 | 84.28
P181D515 | Metalumen Manufacturing Inc. | Metalumen | RM4DI-2L40K-4-MM-xx-L2X-X-XX-[34]-X | Indoor Luminaires | Linear Ambient | Linear Ambient Luminaires w/ Indirect component | Standard | FALSE | [9 empty] | 42612 | Dimmable | Continuous Below 10 | Yes | RM4DI-2L40K-X-MM-xx-L2X-X-XX-[34]-X qualified where first X indicates length combinations up to 48 feet | 3.1 | 4041.12 | 120.95 | 33.41 | 6.09 | 0.98 | 3977.38 | 85.14
PG43QU6G | Metalumen Manufacturing Inc. | Metalumen | RM2DI-2L40K-8-MM-xx-L2X-X-XX-[34]-X | Indoor Luminaires | Linear Ambient | Linear Ambient Luminaires w/ Indirect component | Standard | FALSE | [9 empty] | 42612 | Dimmable | Continuous Below 10 | Yes | RM2DI-2L40K-X-MM-xx-L2X-X-XX-[34]-X qualified where first X indicates length combinations up to 48 feet | 3.1 | 9579.14 | 133.1 | 71.97 | 12.29 | 0.93 | 3977.24 | 84.36
PHPHRSST | Metalumen Manufacturing Inc. | Metalumen | RM2DI-2L40K-4-MM-xx-L2X-X-XX-[34]-X | Indoor Luminaires | Linear Ambient | Linear Ambient Luminaires w/ Indirect component | Standard | FALSE | [9 empty] | 42612 | Dimmable | Continuous Below 10 | Yes | RM2DI-2L40K-X-MM-xx-L2X-X-XX-[34]-X qualified where first X indicates length combinations up to 48 feet | 3.1 | 3740.67 | 112.54 | 33.24 | 12.48 | 0.98 | 3972.31 | 84.16
PN7SA2M5 | Metalumen Manufacturing Inc. | Metalumen | RM2DI-2L40K-4-MM-xx-L3X-X-XX-[34]-X | Indoor Luminaires | Linear Ambient | Linear Ambient Luminaires w/ Indirect component | Standard | FALSE | [9 empty] | 42612 | Dimmable | Continuous Below 10 | Yes | RM2DI-2L40K-X-MM-xx-L3X-X-XX-[34]-X qualified where first X indicates length combinations up to 48 feet | 3.1 | 4463.71 | 109.48 | 40.77 | 8.04 | 0.96 | 3970.62 | 84.26
PZAXU67T | Metalumen Manufacturing Inc. | Metalumen | RML-1L40K-4-M-XX-L3X-X-XX-4-X | Indoor Luminaires | Linear Ambient | Direct Linear Ambient Luminaires | Standard | FALSE | [9 empty] | 42612 | Dimmable | Continuous Below 10 | Yes | RML-1L40K-X-M-XX-L3X-X-XX-4-X qualified where first X indicates length combinations up to 48 feet | 3.1 | 1943.9 | 88.77 | 21.9 | 7.91 | 0.99 | 3952.53 | 84.28
PBKH3ERY | Metalumen Manufacturing Inc. | Metalumen | RML-1L40K-8-M-XX-L2X-X-XX-4-X | Indoor Luminaires | Linear Ambient | Direct Linear Ambient Luminaires | Standard | FALSE | [9 empty] | 42612 | Dimmable | Continuous Below 10 | Yes | RML-1L40K-X-M-XX-L2X-X-XX-4-X qualified where first X indicates length combinations up to 48 feet | 3.1 | 3289.21 | 93.94 | 35.02 | 7.96 | 0.99 | 3950.27 | 84.44
PRAU5ERM | Metalumen Manufacturing Inc. | Metalumen | RML-1L40K-4-M-XX-L2X-X-XX-4-X | Indoor Luminaires | Linear Ambient | Direct Linear Ambient Luminaires | Standard | FALSE | [9 empty] | 42612 | Dimmable | Continuous Below 10 | Yes | RML-1L40K-X-M-XX-L2X-X-XX-4-X qualified where first X indicates length combinations up to 48 feet | 3.1 | 1606.95 | 89.1 | 18.03 | 8.28 | 0.99 | 3950.27 | 84.36
PSYJ3HFC | Metalumen Manufacturing Inc. | Metalumen | RML-1L40K-8-M-XX-L3X-X-XX-4-X | Indoor Luminaires | Linear Ambient | Direct Linear Ambient Luminaires | Standard | FALSE | [9 empty] | 42612 | Dimmable | Continuous Below 10 | Yes | RML-1L40K-X-M-XX-L3X-X-XX-4-X qualified where first X indicates length combinations up to 48 feet | 3.1 | 3978.9 | 93.58 | 42.52 | 7.63 | 0.99 | 3950.27 | 84.36
PZM3QPFQ | Metalumen Manufacturing Inc. | Metalumen | RM4DI-2L35K-8-MM-xx-L3X-X-XX-[34]-X | Indoor Luminaires | Linear Ambient | Linear Ambient Luminaires w/ Indirect component | Standard | FALSE | [9 empty] | 42612 | Dimmable | Continuous Below 10 | Yes | RM4DI-2L35K-X-MM-xx-L3X-X-XX-[34]-X qualified where first X indicates length combinations up to 48 feet | 3.1 | 12638.66 | 132.31 | 95.52 | 16.61 | 1 | 3542 | 84.06
PB9SJSZF | Metalumen Manufacturing Inc. | Metalumen | RM2DI-2L35K-8-MM-xx-L3X-X-XX-[34]-X | Indoor Luminaires | Linear Ambient | Linear Ambient Luminaires w/ Indirect component | Standard | FALSE | [9 empty] | 42612 | Dimmable | Continuous Below 10 | Yes | RM2DI-2L35K-X-MM-xx-L3X-X-XX-[34]-X qualified where first X indicates length combinations up to 48 feet | 3.1 | 11699 | 123.1 | 95.03 | 8.1 | 1 | 3542 | 84.06
PVMVPR8P | Metalumen Manufacturing Inc. | Metalumen | RM4DI-2L35K-8-MM-xx-L2X-X-XX-[34]-X | Indoor Luminaires | Linear Ambient | Linear Ambient Luminaires w/ Indirect component | Standard | FALSE | [9 empty] | 42612 | Dimmable | Continuous Below 10 | Yes | RM4DI-2L35K-X-MM-xx-L2X-X-XX-[34]-X qualified where first X indicates length combinations up to 48 feet | 3.1 | 10591.42 | 136.01 | 77.87 | 11.75 | 0.96 | 3538.99 | 84.16
PU236GTK | Metalumen Manufacturing Inc. | Metalumen | RM2DI-2L35K-8-MM-xx-L2X-X-XX-[34]-X | Indoor Luminaires | Linear Ambient | Linear Ambient Luminaires w/ Indirect component | Standard | FALSE | [9 empty] | 42612 | Dimmable | Continuous Below 10 | Yes | RM2DI-2L35K-X-MM-xx-L2X-X-XX-[34]-X qualified where first X indicates length combinations up to 48 feet | 3.1 | 9803.97 | 126.55 | 77.47 | 12.57 | 0.96 | 3538.99 | 84.14
PMMZYEM5 | Metalumen Manufacturing Inc. | Metalumen | RM4DI-2L35K-8-MM-xx-L1X-X-XX-[34]-X | Indoor Luminaires | Linear Ambient | Linear Ambient Luminaires w/ Indirect component | Standard | FALSE | [9 empty] | 42612 | Dimmable | Continuous Below 10 | Yes | RM4DI-2L35K-X-MM-xx-L1X-X-XX-[34]-X qualified where first X indicates length combinations up to 48 feet | 3.1 | 8544.18 | 141.87 | 60.23 | 17.04 | 0.93 | 3535.98 | 84.22
PCZGSV9A | Metalumen Manufacturing Inc. | Metalumen | RM2DI-2L35K-8-MM-xx-L1X-X-XX-[34]-X | Indoor Luminaires | Linear Ambient | Linear Ambient Luminaires w/ Indirect component | Standard | FALSE | [9 empty] | 42612 | Dimmable | Continuous Below 10 | Yes | RM2DI-2L35K-X-MM-xx-L1X-X-XX-[34]-X qualified where first X indicates length combinations up to 48 feet | 3.1 | 7908.94 | 132.01 | 59.91 | 17.04 | 0.93 | 3535.98 | 84.22
P249ZAW7 | Metalumen Manufacturing Inc. | Metalumen | RM4DI-2L35K-4-MM-xx-L3X-X-XX-[34]-X | Indoor Luminaires | Linear Ambient | Linear Ambient Luminaires w/ Indirect component | Standard | FALSE | [9 empty] | 42612 | Dimmable | Continuous Below 10 | Yes | RM4DI-2L35K-X-MM-xx-L3X-X-XX-[34]-X qualified where first X indicates length combinations up to 48 feet | 3.1 | 5112.07 | 107.02 | 47.77 | 8.6 | 0.99 | 3532 | 84.04
PAUJ3CBF | Metalumen Manufacturing Inc. | Metalumen | RM2D-1L35K-8-M-XX-L3X-X-XX-[34]-X | Indoor Luminaires | Linear Ambient | Direct Linear Ambient Luminaires | Standard | FALSE | [9 empty] | 42612 | Dimmable | Continuous Below 10 | Yes | RM2D-1L35K-X-M-XX-L3X-X-XX-[34]-X qualified where first X indicates length combinations up to 48 feet | 3.1 | 4306.34 | 91.38 | 47.12 | 3.65 | 0.99 | 3531 | 84.33
PH7W8QET | Metalumen Manufacturing Inc. | Metalumen | RM2D-1L35K-8-M-XX-L2X-X-XX-[34]-X | Indoor Luminaires | Linear Ambient | Direct Linear Ambient Luminaires | Standard | FALSE | [9 empty] | 42612 | Dimmable | Continuous Below 10 | Yes | RM2D-1L35K-X-M-XX-L2X-X-XX-[34]-X qualified where first X indicates length combinations up to 48 feet | 3.1 | 3567.46 | 92.16 | 38.71 | 5.55 | 0.99 | 3529.99 | 84.59
P5QBBD3C | Metalumen Manufacturing Inc. | Metalumen | RM4DI-2L35K-4-MM-xx-L2X-X-XX-[34]-X | Indoor Luminaires | Linear Ambient | Linear Ambient Luminaires w/ Indirect component | Standard | FALSE | [9 empty] | 42612 | Dimmable | Continuous Below 10 | Yes | RM4DI-2L35K-X-MM-xx-L2X-X-XX-[34]-X qualified where first X indicates length combinations up to 48 feet | 3.1 | 4284.01 | 110.01 | 38.94 | 13.35 | 0.96 | 3529 | 84.12
PU8STA3V | Metalumen Manufacturing Inc. | Metalumen | RM2DI-2L35K-4-MM-xx-L2X-X-XX-[34]-X | Indoor Luminaires | Linear Ambient | Linear Ambient Luminaires w/ Indirect component | Standard | FALSE | [9 empty] | 42612 | Dimmable | Continuous Below 10 | Yes | RM2DI-2L35K-X-MM-xx-L2X-X-XX-[34]-X qualified where first X indicates length combinations up to 48 feet | 3.1 | 3965.5 | 102.36 | 38.74 | 13.35 | 0.96 | 3529 | 84.12
PR8U4KE8 | Metalumen Manufacturing Inc. | Metalumen | RM2D-1L35K-8-M-XX-L1X-X-XX-[34]-X | Indoor Luminaires | Linear Ambient | Direct Linear Ambient Luminaires | Standard | FALSE | [9 empty] | 42612 | Dimmable | Continuous Below 10 | Yes | RM2D-1L35K-X-M-XX-L1X-X-XX-[34]-X qualified where first X indicates length combinations up to 48 feet | 3.1 | 2828.58 | 93.38 | 30.29 | 7.44 | 0.98 | 3528.97 | 84.86
P5GSURF5 | Metalumen Manufacturing Inc. | Metalumen | RM2D-1L35K-4-M-XX-L2X-X-XX-[34]-X | Indoor Luminaires | Linear Ambient | Direct Linear Ambient Luminaires | Standard | FALSE | [9 empty] | 42612 | Dimmable | Continuous Below 10 | Yes | RM2D-1L35K-X-M-XX-L2X-X-XX-[34]-X qualified where first X indicates length combinations up to 48 feet | 3.1 | 1827.5 | 84.79 | 21.55 | 12.56 | 0.93 | 3528.97 | 84.41
P9M37X3Y | Metalumen Manufacturing Inc. | Metalumen | RM4D-1L35K-8-M-XX-L3X-X-XX-[34]-X | Indoor Luminaires | Linear Ambient | Direct Linear Ambient Luminaires | Standard | FALSE | [9 empty] | 42612 | Dimmable | Continuous Below 10 | Yes | RM4D-1L35K-X-M-XX-L3X-X-XX-[34]-X qualified where first X indicates length combinations up to 48 feet | 3.1 | 5395.87 | 98.13 | 54.99 | 9.3 | 0.99 | 3528.61 | 85.14
PVRNNMZ9 | Metalumen Manufacturing Inc. | Metalumen | RM4D-1L35K-8-M-XX-L2X-X-XX-[34]-X | Indoor Luminaires | Linear Ambient | Direct Linear Ambient Luminaires | Standard | FALSE | [9 empty] | 42612 | Dimmable | Continuous Below 10 | Yes | RM4D-1L35K-X-M-XX-L2X-X-XX-[34]-X qualified where first X indicates length combinations up to 48 feet | 3.1 | 4133.41 | 105.48 | 39.19 | 8.16 | 0.99 | 3527.94 | 85.17
PKMAP1PF | Metalumen Manufacturing Inc. | Metalumen | RM2D-1L35K-4-M-XX-L1X-X-XX-[34]-X | Indoor Luminaires | Linear Ambient | Direct Linear Ambient Luminaires | Standard | FALSE | [9 empty] | 42612 | Dimmable | Continuous Below 10 | Yes | RM2D-1L35K-X-M-XX-L1X-X-XX-[34]-X qualified where first X indicates length combinations up to 48 feet | 3.1 | 1448.99 | 85.9 | 16.87 | 9.41 | 0.93 | 3526.95 | 84.49
PPMRJ4CK | Metalumen Manufacturing Inc. | Metalumen | RM4D-1L35K-4-M-XX-L3X-X-XX-[34]-X | Indoor Luminaires | Linear Ambient | Direct Linear Ambient Luminaires | Standard | FALSE | [9 empty] | 42612 | Dimmable | Continuous Below 10 | Yes | RM4D-1L35K-X-M-XX-L3X-X-XX-[34]-X qualified where first X indicates length combinations up to 48 feet | 3.1 | 2756.61 | 90.62 | 30.42 | 10.55 | 0.93 | 3526.59 | 84.77
PJTBYJG3 | Metalumen Manufacturing Inc. | Metalumen | RM4DI-2L35K-4-MM-xx-L1X-X-XX-[34]-X | Indoor Luminaires | Linear Ambient | Linear Ambient Luminaires w/ Indirect component | Standard | FALSE | [9 empty] | 42612 | Dimmable | Continuous Below 10 | Yes | RM4DI-2L35K-X-MM-xx-L1X-X-XX-[34]-X qualified where first X indicates length combinations up to 48 feet | 3.1 | 3455.94 | 114.75 | 30.12 | 18.09 | 0.93 | 3526 | 84.2
P1EJ6QAG | Metalumen Manufacturing Inc. | Metalumen | RM4D-1L35K-8-M-XX-L1X-X-XX-[34]-X | Indoor Luminaires | Linear Ambient | Direct Linear Ambient Luminaires | Standard | FALSE | [9 empty] | 42612 | Dimmable | Continuous Below 10 | Yes | RM4D-1L35K-X-M-XX-L1X-X-XX-[34]-X qualified where first X indicates length combinations up to 48 feet | 3.1 | 3277.32 | 106.87 | 30.67 | 6.12 | 0.98 | 3525.91 | 85.25
P9H9X7HQ | Metalumen Manufacturing Inc. | Metalumen | RM4D-1L35K-4-M-XX-L2X-X-XX-[34]-X | Indoor Luminaires | Linear Ambient | Direct Linear Ambient Luminaires | Standard | FALSE | [9 empty] | 42612 | Dimmable | Continuous Below 10 | Yes | RM4D-1L35K-X-M-XX-L2X-X-XX-[34]-X qualified where first X indicates length combinations up to 48 feet | 3.1 | 2111.66 | 97.41 | 21.68 | 9.26 | 0.93 | 3525.91 | 84.79
PH4SWRD2 | Metalumen Manufacturing Inc. | Metalumen | RM4D-1L35K-4-M-XX-L1X-X-XX-[34]-X | Indoor Luminaires | Linear Ambient | Direct Linear Ambient Luminaires | Standard | FALSE | [9 empty] | 42612 | Dimmable | Continuous Below 10 | Yes | RM4D-1L35K-X-M-XX-L1X-X-XX-[34]-X qualified where first X indicates length combinations up to 48 feet | 3.1 | 1674.3 | 98.69 | 16.97 | 6.94 | 0.93 | 3523.89 | 84.87
P9CMRHFR | Metalumen Manufacturing Inc. | Metalumen | RML-1L35K-4-M-XX-L3X-X-XX-4-X | Indoor Luminaires | Linear Ambient | Direct Linear Ambient Luminaires | Standard | FALSE | [9 empty] | 42612 | Dimmable | Continuous Below 10 | Yes | RML-1L35K-X-M-XX-L3X-X-XX-4-X qualified where first X indicates length combinations up to 48 feet | 3.1 | 2149 | 85.4 | 25.16 | 8.6 | 0.99 | 3487 | 84.78
PDHWTREG | Metalumen Manufacturing Inc. | Metalumen | RML-1L35K-8-M-XX-L2X-X-XX-4-X | Indoor Luminaires | Linear Ambient | Direct Linear Ambient Luminaires | Standard | FALSE | [9 empty] | 42612 | Dimmable | Continuous Below 10 | Yes | RML-1L35K-X-M-XX-L2X-X-XX-4-X qualified where first X indicates length combinations up to 48 feet | 3.1 | 3458.76 | 91.74 | 37.7 | 8.69 | 0.99 | 3485 | 84.94
P2KSY5XG | Metalumen Manufacturing Inc. | Metalumen | RML-1L35K-4-M-XX-L2X-X-XX-4-X | Indoor Luminaires | Linear Ambient | Direct Linear Ambient Luminaires | Standard | FALSE | [9 empty] | 42612 | Dimmable | Continuous Below 10 | Yes | RML-1L35K-X-M-XX-L2X-X-XX-4-X qualified where first X indicates length combinations up to 48 feet | 3.1 | 1776.5 | 85.74 | 20.72 | 9.01 | 0.99 | 3485 | 84.86
P125WN29 | Metalumen Manufacturing Inc. | Metalumen | RML-1L35K-8-M-XX-L3X-X-XX-4-X | Indoor Luminaires | Linear Ambient | Direct Linear Ambient Luminaires | Standard | FALSE | [9 empty] | 42612 | Dimmable | Continuous Below 10 | Yes | RML-1L35K-X-M-XX-L3X-X-XX-4-X qualified where first X indicates length combinations up to 48 feet | 3.1 | 4184 | 91.4 | 45.78 | 8.3 | 0.99 | 3485 | 84.86
PH2CHAN3 | HILUX LED CO LTD | Hilux LED | MC-BA-01-20B | Indoor Luminaires | Linear Ambient | Direct Linear Ambient Luminaires | Standard | TRUE | 2080.18 | 106.7 | 19.5 | 21.36 | 0.9512 | 3491 | 82.2 | 5 | 50000 | 42611 |  |  | No |  | 4 | 2200 | 110 | 20 | 20 | 0.9 | 3500 | 82
PSVKCN3J | Guangzhou Ledia Lighting Technology Company Limited | LEDIA | LD-TL-C060-RD-40F-[Blank MS] | Indoor Luminaires | Linear Ambient | Direct Linear Ambient Luminaires | Premium | TRUE | 7368 | 119.4 | 61.7 | 8.9 | 0.939 | 4187 | 83.8 | 5 | 50000 | 42611 |  |  | Yes |  | 3.1 | 7384 | 119.7 | 61.7 | 8.9 | 0.939 | 4000 | 83.8
PGCYW6R4 | Guangzhou Ledia Lighting Technology Company Limited | LEDIA | LD-TL-C040-RD-40F-[Blank MS] | Indoor Luminaires | Linear Ambient | Direct Linear Ambient Luminaires | Premium | TRUE | 4527 | 118.2 | 38.3 | 9.1 | 0.937 | 4194 | 83.9 | 5 | 50000 | 42611 |  |  | Yes |  | 3.1 | 4557 | 119 | 38.3 | 9.1 | 0.937 | 4000 | 83.9
PSNM6H8M | Global Energy & Lighting | Global Energy & Lighting | GLEDSL-4-40W-YY-4K-[DLD] | Indoor Luminaires | Linear Ambient | Direct Linear Ambient Luminaires | Standard | TRUE | 4815 | 118.57 | 40.61 | 15.06 | 0.9298 | 2982 | 83.5 | 5 | 50000 | 42611 |  |  | No |  | 3.1 | 4815 | 118.57 | 40.61 | 15.06 | 0.93 | 3000 | 83.5
P79VNXP1 | Global Energy & Lighting | Global Energy & Lighting | GLEDSL-5-50W-YY-3K-[DLD] | Indoor Luminaires | Linear Ambient | Direct Linear Ambient Luminaires | Standard | TRUE | 6550.7 | 124.14 | 52.77 | 13.68 | 0.9219 | 2999 | 84.1 | 5 | 50000 | 42611 |  |  | No |  | 3.1 | 6550.7 | 124.14 | 52.77 | 13.68 | 0.922 | 3000 | 84.1
P8E53A7A | GuangzhouÂ ComfoliteÂ LightingÂ ScienceÂ andÂ TechnologyÂ Ltd. | CFL | CFL-BA-2D-EW-1G | Indoor Luminaires | Linear Ambient | Direct Linear Ambient Luminaires | Standard | TRUE | 5782 | 102.96 | 56.16 | 18.26 | 0.9094 | 2773 | 82.7 | 5 | 50000 | 42611 |  |  | No |  | 4 | 5487.7 | 107.57 | 51.02 | 18.26 | 0.91 | 2700 | 82.7
PC1CYKZC | Global Energy & Lighting | Global Energy & Lighting | GLEDSL-5-65W-YY-3K-[DLD] | Indoor Luminaires | Linear Ambient | Direct Linear Ambient Luminaires | Standard | TRUE | 7127.9 | 119.48 | 59.66 | 12.64 | 0.9093 | 2957 | 82.1 | 5 | 50000 | 42611 |  |  | No |  | 3.1 | 7127.9 | 119.48 | 59.66 | 12.64 | 0.909 | 3000 | 82.1
PUDAG2FG | GuangzhouÂ ComfoliteÂ LightingÂ ScienceÂ andÂ TechnologyÂ Ltd. | CFL | CFL-BA-4D-EW-1G | Indoor Luminaires | Linear Ambient | Direct Linear Ambient Luminaires | Standard | TRUE | 6152.1 | 105.94 | 58.07 | 18.62 | 0.9071 | 2712 | 82.9 | 5 | 50000 | 42611 |  |  | No |  | 4 | 6152.1 | 105.94 | 58.07 | 18.62 | 0.91 | 2700 | 82.9
P5FMUFAH | HILUX LED CO LTD | Hilux LED | MC-BA-01-20D | Indoor Luminaires | Linear Ambient | Direct Linear Ambient Luminaires | Standard | FALSE | [9 empty] | 42611 |  |  | No |  | 4 | 2350 | 116 | 20 | 20 | 0.9 | 5000 | 82
PYWT7SR2 | HILUX LED CO LTD | Hilux LED | MC-BA-01-20G | Indoor Luminaires | Linear Ambient | Direct Linear Ambient Luminaires | Standard | FALSE | [9 empty] | 42611 |  |  | No |  | 4 | 2300 | 114 | 20 | 20 | 0.9 | 4500 | 82
P9STB5GF | HILUX LED CO LTD | Hilux LED | MC-BA-01-20C | Indoor Luminaires | Linear Ambient | Direct Linear Ambient Luminaires | Standard | FALSE | [9 empty] | 42611 |  |  | No |  | 4 | 2250 | 112 | 20 | 20 | 0.9 | 4000 | 82
PCBC8EJA | Guangzhou Ledia Lighting Technology Company Limited | LEDIA | LD-TL-C060-RD-50F-[Blank MS] | Indoor Luminaires | Linear Ambient | Direct Linear Ambient Luminaires | Premium | FALSE | [9 empty] | 42611 |  |  | Yes |  | 3.1 | 7615 | 120.1 | 63.4 | 8.9 | 0.939 | 5000 | 84.9
PBHP7VGF | Guangzhou Ledia Lighting Technology Company Limited | LEDIA | LD-TL-C040-RD-50F-[Blank MS] | Indoor Luminaires | Linear Ambient | Direct Linear Ambient Luminaires | Premium | FALSE | [9 empty] | 42611 |  |  | Yes |  | 3.1 | 4681 | 121.9 | 38.4 | 9.1 | 0.937 | 5000 | 84.8
PYZYS4CM | Global Energy & Lighting | Global Energy & Lighting | GLEDSL-5-65W-YY-5K-[blankL] | Indoor Luminaires | Linear Ambient | Direct Linear Ambient Luminaires | Standard | FALSE | [9 empty] | 42611 | Not Dimmable | Not Dimmable | No |  | 3.1 | 7343 | 122.14 | 60.12 | 12.47 | 0.907 | 5000 | 85.2
PW6H8BXV | Global Energy & Lighting | Global Energy & Lighting | GLEDSL-5-50W-YY-5K-[blankL] | Indoor Luminaires | Linear Ambient | Direct Linear Ambient Luminaires | Standard | FALSE | [9 empty] | 42611 | Not Dimmable | Not Dimmable | No |  | 3.1 | 6728 | 127.35 | 52.83 | 13.61 | 0.921 | 5000 | 85.1
PA67A3V1 | Global Energy & Lighting | Global Energy & Lighting | GLEDSL-4-40W-YY-5K-[blankL] | Indoor Luminaires | Linear Ambient | Direct Linear Ambient Luminaires | Standard | FALSE | [9 empty] | 42611 | Not Dimmable | Not Dimmable | No |  | 3.1 | 5003 | 121.52 | 41.17 | 14.93 | 0.93 | 5000 | 84.9
PY4X5FTT | Global Energy & Lighting | Global Energy & Lighting | GLEDSL-5-65W-YY-5K-[DLD] | Indoor Luminaires | Linear Ambient | Direct Linear Ambient Luminaires | Standard | FALSE | [9 empty] | 42611 | Dimmable | Continuous Below 10 | No |  | 3.1 | 7343 | 122.14 | 60.12 | 12.47 | 0.907 | 5000 | 85.2
PG7JHN3A | Global Energy & Lighting | Global Energy & Lighting | GLEDSL-5-50W-YY-5K-[DLD] | Indoor Luminaires | Linear Ambient | Direct Linear Ambient Luminaires | Standard | FALSE | [9 empty] | 42611 | Dimmable | Continuous Below 10 | No |  | 3.1 | 6728 | 127.35 | 52.83 | 13.61 | 0.921 | 5000 | 85.1
P8TS65HC | Global Energy & Lighting | Global Energy & Lighting | GLEDSL-4-40W-YY-5K-[DLD] | Indoor Luminaires | Linear Ambient | Direct Linear Ambient Luminaires | Standard | FALSE | [9 empty] | 42611 | Dimmable | Continuous Below 10 | No |  | 3.1 | 5003 | 121.52 | 41.17 | 14.93 | 0.93 | 5000 | 84.9
PN2B6S92 | Global Energy & Lighting | Global Energy & Lighting | GLEDSL-5-50W-YY-4K-[blankL] | Indoor Luminaires | Linear Ambient | Direct Linear Ambient Luminaires | Standard | FALSE | [9 empty] | 42611 | Not Dimmable | Not Dimmable | No |  | 3.1 | 6639.4 | 125.75 | 52.8 | 13.68 | 0.922 | 4000 | 84.1
PBMEKBTR | Global Energy & Lighting | Global Energy & Lighting | GLEDSL-4-40W-YY-4K-[blankL] | Indoor Luminaires | Linear Ambient | Direct Linear Ambient Luminaires | Standard | FALSE | [9 empty] | 42611 | Not Dimmable | Not Dimmable | No |  | 3.1 | 4909 | 120.05 | 40.89 | 15.06 | 0.93 | 4000 | 83.5
PR439FKS | Global Energy & Lighting | Global Energy & Lighting | GLEDSL-5-65W-YY-4K-[blankL] | Indoor Luminaires | Linear Ambient | Direct Linear Ambient Luminaires | Standard | FALSE | [9 empty] | 42611 | Not Dimmable | Not Dimmable | No |  | 3.1 | 7235.5 | 120.81 | 59.89 | 12.64 | 0.909 | 4000 | 82.1
PCGPTPWH | Global Energy & Lighting | Global Energy & Lighting | GLEDSL-5-50W-YY-4K-[DLD] | Indoor Luminaires | Linear Ambient | Direct Linear Ambient Luminaires | Standard | FALSE | [9 empty] | 42611 | Dimmable | Continuous Below 10 | No |  | 3.1 | 6639.4 | 125.75 | 52.8 | 13.68 | 0.922 | 4000 | 84.1
PFHT9TPQ | Global Energy & Lighting | Global Energy & Lighting | GLEDSL-4-40W-YY-3K-[DLD] | Indoor Luminaires | Linear Ambient | Direct Linear Ambient Luminaires | Standard | FALSE | [9 empty] | 42611 | Dimmable | Continuous Below 10 | No |  | 3.1 | 4909 | 120.05 | 40.89 | 15.06 | 0.93 | 4000 | 83.5
PT2R13CB | Global Energy & Lighting | Global Energy & Lighting | GLEDSL-5-65W-YY-4K-[DLD] | Indoor Luminaires | Linear Ambient | Direct Linear Ambient Luminaires | Standard | FALSE | [9 empty] | 42611 | Dimmable | Continuous Below 10 | No |  | 3.1 | 7235.5 | 120.81 | 59.89 | 12.64 | 0.909 | 4000 | 82.1
PJQNUBVG | Global Energy & Lighting | Global Energy & Lighting | GLEDSL-5-50W-YY-3K-[blankL] | Indoor Luminaires | Linear Ambient | Direct Linear Ambient Luminaires | Standard | FALSE | [9 empty] | 42611 | Not Dimmable | Not Dimmable | No |  | 3.1 | 6550.7 | 124.14 | 52.77 | 13.68 | 0.922 | 3000 | 84.1
PS82H6TC | Global Energy & Lighting | Global Energy & Lighting | GLEDSL-4-40W-YY-3K-[blankL] | Indoor Luminaires | Linear Ambient | Direct Linear Ambient Luminaires | Standard | FALSE | [9 empty] | 42611 | Not Dimmable | Not Dimmable | No |  | 3.1 | 4815 | 118.57 | 40.61 | 15.06 | 0.93 | 3000 | 83.5
PZN5A7RR | Global Energy & Lighting | Global Energy & Lighting | GLEDSL-5-65W-YY-3K-[blankL] | Indoor Luminaires | Linear Ambient | Direct Linear Ambient Luminaires | Standard | FALSE | [9 empty] | 42611 | Not Dimmable | Not Dimmable | No |  | 3.1 | 7127.9 | 119.48 | 59.66 | 12.64 | 0.909 | 3000 | 82.1
PGSHZTP9 | GuangzhouÂ ComfoliteÂ LightingÂ ScienceÂ andÂ TechnologyÂ Ltd. | CFL | CFL-BA-4D-EW-6G | Indoor Luminaires | Linear Ambient | Direct Linear Ambient Luminaires | Standard | FALSE | [9 empty] | 42611 | Not Dimmable | Not Dimmable | No |  | 4 | 7191 | 120.01 | 59.92 | 16.89 | 0.9 | 5000 | 84.8
P1BZTKFK | GuangzhouÂ ComfoliteÂ LightingÂ ScienceÂ andÂ TechnologyÂ Ltd. | CFL | CFL-BA-2D-EW-6G | Indoor Luminaires | Linear Ambient | Direct Linear Ambient Luminaires | Standard | FALSE | [9 empty] | 42611 | Not Dimmable | Not Dimmable | No |  | 4 | 6953 | 125.53 | 55.39 | 17.83 | 0.91 | 5000 | 84.4
PY8YTXPK | GuangzhouÂ ComfoliteÂ LightingÂ ScienceÂ andÂ TechnologyÂ Ltd. | CFL | CFL-BA-4D-EW-5G | Indoor Luminaires | Linear Ambient | Direct Linear Ambient Luminaires | Standard | FALSE | [9 empty] | 42611 | Not Dimmable | Not Dimmable | No |  | 4 | 6983.2 | 118.37 | 59 | 18.62 | 0.91 | 4500 | 82.9
PW9Q899Z | GuangzhouÂ ComfoliteÂ LightingÂ ScienceÂ andÂ TechnologyÂ Ltd. | CFL | CFL-BA-2D-EW-5G | Indoor Luminaires | Linear Ambient | Direct Linear Ambient Luminaires | Standard | FALSE | [9 empty] | 42611 | Not Dimmable | Not Dimmable | No |  | 4 | 6660 | 125.18 | 53.21 | 18.26 | 0.91 | 4500 | 82.7
PZ3SQXTV | GuangzhouÂ ComfoliteÂ LightingÂ ScienceÂ andÂ TechnologyÂ Ltd. | CFL | CFL-BA-4D-EW-4G | Indoor Luminaires | Linear Ambient | Direct Linear Ambient Luminaires | Standard | FALSE | [9 empty] | 42611 | Not Dimmable | Not Dimmable | No |  | 4 | 6775.4 | 114.85 | 59 | 18.62 | 0.91 | 4000 | 82.9
PTC4MSPJ | GuangzhouÂ ComfoliteÂ LightingÂ ScienceÂ andÂ TechnologyÂ Ltd. | CFL | CFL-BA-2D-EW-4G | Indoor Luminaires | Linear Ambient | Direct Linear Ambient Luminaires | Standard | FALSE | [9 empty] | 42611 | Not Dimmable | Not Dimmable | No |  | 4 | 6367 | 119.67 | 53.21 | 18.26 | 0.91 | 4000 | 82.7
PB9XJQNW | GuangzhouÂ ComfoliteÂ LightingÂ ScienceÂ andÂ TechnologyÂ Ltd. | CFL | CFL-BA-4D-EW-3G | Indoor Luminaires | Linear Ambient | Direct Linear Ambient Luminaires | Standard | FALSE | [9 empty] | 42611 | Not Dimmable | Not Dimmable | No |  | 4 | 6567.7 | 111.33 | 59 | 18.62 | 0.91 | 3500 | 82.9
PA3PU4WQ | GuangzhouÂ ComfoliteÂ LightingÂ ScienceÂ andÂ TechnologyÂ Ltd. | CFL | CFL-BA-2D-EW-3G | Indoor Luminaires | Linear Ambient | Direct Linear Ambient Luminaires | Standard | FALSE | [9 empty] | 42611 | Not Dimmable | Not Dimmable | No |  | 4 | 6074 | 114.16 | 53.21 | 18.26 | 0.91 | 3500 | 82.7
PJV2BJEY | GuangzhouÂ ComfoliteÂ LightingÂ ScienceÂ andÂ TechnologyÂ Ltd. | CFL | CFL-BA-4D-EW-2G | Indoor Luminaires | Linear Ambient | Direct Linear Ambient Luminaires | Standard | FALSE | [9 empty] | 42611 | Not Dimmable | Not Dimmable | No |  | 4 | 6359.9 | 107.8 | 59 | 18.62 | 0.91 | 3000 | 82.9
PCNM4SN5 | GuangzhouÂ ComfoliteÂ LightingÂ ScienceÂ andÂ TechnologyÂ Ltd. | CFL | CFL-BA-2D-EW-2G | Indoor Luminaires | Linear Ambient | Direct Linear Ambient Luminaires | Standard | FALSE | [9 empty] | 42611 | Not Dimmable | Not Dimmable | No |  | 4 | 5781 | 108.65 | 53.21 | 18.26 | 0.91 | 3000 | 82.7
PN2AVCBT | Pinnacle Architectural Lighting | EX33 | EX33-N-O-35-4'-AC48X-UNV-1C-W-X | Indoor Luminaires | Linear Ambient | Linear Ambient Luminaires w/ Indirect component | Standard | TRUE | 2166 | 116.5 | 18.6 | 17.9 | 0.884 | 3477 | 82 | 5 | 60000 | 42608 |  |  | No |  | 4 | 2166 | 116.5 | 18.6 | 17.9 | 0.89 | 3477 | 82
PC8WFCM3 | Pinnacle Architectural Lighting | EX33 | EX33-N-O-40-4'-AC48X-UNV-1C-W-X | Indoor Luminaires | Linear Ambient | Linear Ambient Luminaires w/ Indirect component | Standard | TRUE | 2244 | 120.6 | 18.6 | 17.7 | 0.884 | 3985 | 83 | 5 | 60000 | 42608 |  |  | No |  | 4 | 2244 | 120.6 | 18.6 | 17.9 | 0.89 | 3985 | 83
PYXQBBKX | Pinnacle Architectural Lighting | EX33 | EX33-N-O-40HO-4'-AC48X-UNV-1C-W-X | Indoor Luminaires | Linear Ambient | Linear Ambient Luminaires w/ Indirect component | Standard | FALSE | [9 empty] | 42608 |  |  | No |  | 4 | 4154 | 121.5 | 34.2 | 17.2 | 0.94 | 3996 | 82
PTMG7GXX | Pinnacle Architectural Lighting | EX33 | EX33-N-O-40HO-4'-AC48X-UNV-1D-W-X | Indoor Luminaires | Linear Ambient | Linear Ambient Luminaires w/ Indirect component | Standard | FALSE | [9 empty] | 42608 |  |  | No |  | 4 | 4154 | 121.5 | 34.2 | 17.2 | 0.94 | 3996 | 82
PWZF89XK | Pinnacle Architectural Lighting | EX33 | EX33-N-O-40-4'-AC48X-UNV-1D-W-X | Indoor Luminaires | Linear Ambient | Linear Ambient Luminaires w/ Indirect component | Standard | FALSE | [9 empty] | 42608 |  |  | No |  | 4 | 2244 | 120.6 | 18.6 | 17.9 | 0.89 | 3985 | 83
PXCEDKR4 | Pinnacle Architectural Lighting | EX33 | EX33-N-O-35HO-4'-AC48X-UNV-1C-W-X | Indoor Luminaires | Linear Ambient | Linear Ambient Luminaires w/ Indirect component | Standard | FALSE | [9 empty] | 42608 |  |  | No |  | 4 | 3975 | 116.6 | 34.1 | 17.2 | 0.94 | 3486 | 82
PZKXRFXN | Pinnacle Architectural Lighting | EX33 | EX33-N-O-35HO-4'-AC48X-UNV-1D-W-X | Indoor Luminaires | Linear Ambient | Linear Ambient Luminaires w/ Indirect component | Standard | FALSE | [9 empty] | 42608 |  |  | No |  | 4 | 3975 | 116.6 | 34.1 | 17.2 | 0.94 | 3486 | 82
P1BPFVF8 | Pinnacle Architectural Lighting | EX33 | EX33-N-O-35-4'-AC48X-UNV-1D-W-X | Indoor Luminaires | Linear Ambient | Linear Ambient Luminaires w/ Indirect component | Standard | FALSE | [9 empty] | 42608 |  |  | No |  | 4 | 2166 | 116.5 | 18.6 | 17.9 | 0.89 | 3477 | 82
PXFW782N | GE Lighting Solutions | Lumination | LDS-x8-A-0-80-W0-8-40-xx-xx-xxxx | Indoor Luminaires | Linear Ambient | Direct Linear Ambient Luminaires | Premium | FALSE | [9 empty] | 42608 |  |  | No |  | 3 | 8000 | 115 | 69 | 20 | 0.9 | 4000 | 83
PS1QG48K | GE Lighting Solutions | Lumination | LDS-x8-A-D-80-N0-8-40-xx-xx-xxxx | Indoor Luminaires | Linear Ambient | Direct Linear Ambient Luminaires | Standard | FALSE | [9 empty] | 42608 |  |  | No |  | 3 | 8000 | 105 | 76.5 | 20 | 0.9 | 4000 | 83
PRF9FMUU | GE Lighting Solutions | Lumination | LDS-x8-A-0-80-N0-8-40-xx-xx-xxxx | Indoor Luminaires | Linear Ambient | Direct Linear Ambient Luminaires | Premium | FALSE | [9 empty] | 42608 |  |  | No |  | 3 | 8000 | 111 | 72 | 20 | 0.9 | 4000 | 83
PEP5F3SW | GE Lighting Solutions | Lumination | LDS-x8-A-0-80-W0-8-40-xx-xx-xxxx-EL | Indoor Luminaires | Linear Ambient | Direct Linear Ambient Luminaires | Standard | FALSE | [9 empty] | 42608 |  |  | No |  | 3 | 8000 | 107 | 74.5 | 20 | 0.9 | 4000 | 83
PD9YV4ZE | GE Lighting Solutions | Lumination | LDS-x8-A-0-80-N0-8-40-xx-xx-xxxx-EL | Indoor Luminaires | Linear Ambient | Direct Linear Ambient Luminaires | Standard | FALSE | [9 empty] | 42608 |  |  | No |  | 3 | 8000 | 104 | 77 | 20 | 0.9 | 4000 | 83
P4F1B4KJ | GE Lighting Solutions | Lumination | LDS-x8-A-D-80-W0-8-40-xx-xx-xxxx | Indoor Luminaires | Linear Ambient | Direct Linear Ambient Luminaires | Standard | FALSE | [9 empty] | 42608 |  |  | No |  | 3 | 8000 | 106 | 75.5 | 20 | 0.9 | 4000 | 83
PVYF9XAH | GE Lighting Solutions | Lumination | LDS-x8-A-0-80-W0-8-35-xx-xx-xxxx-EL | Indoor Luminaires | Linear Ambient | Direct Linear Ambient Luminaires | Standard | FALSE | [9 empty] | 42608 |  |  | No |  | 3 | 8000 | 102 | 78.2 | 20 | 0.9 | 3500 | 83
PNENYYB8 | GE Lighting Solutions | Lumination | LDS-x8-A-0-80-N0-8-35-xx-xx-xxxx-EL | Indoor Luminaires | Linear Ambient | Direct Linear Ambient Luminaires | Standard | FALSE | [9 empty] | 42608 |  |  | No |  | 3 | 8000 | 101 | 79.3 | 20 | 0.9 | 3500 | 83
PN355WJK | GE Lighting Solutions | Lumination | LDS-x8-A-0-80-N0-8-35-xx-xx-xxxx | Indoor Luminaires | Linear Ambient | Direct Linear Ambient Luminaires | Standard | FALSE | [9 empty] | 42608 |  |  | No |  | 3 | 8000 | 108 | 74 | 20 | 0.9 | 3500 | 83
PECAZYJ8 | GE Lighting Solutions | Lumination | LDS-x8-A-0-80-W0-8-35-xx-xx-xxxx | Indoor Luminaires | Linear Ambient | Direct Linear Ambient Luminaires | Premium | FALSE | [9 empty] | 42608 |  |  | No |  | 3 | 8000 | 110 | 73 | 20 | 0.9 | 3500 | 83
PDYJFD7A | GE Lighting Solutions | Lumination | LDS-x8-A-D-80-N0-8-35-xx-xx-xxxx | Indoor Luminaires | Linear Ambient | Direct Linear Ambient Luminaires | Standard | FALSE | [9 empty] | 42608 |  |  | No |  | 3 | 8000 | 100 | 80.3 | 20 | 0.9 | 3500 | 83
P9SEGYWE | GE Lighting Solutions | Lumination | LDS-x8-A-D-80-W0-8-35-xx-xx-xxxx | Indoor Luminaires | Linear Ambient | Direct Linear Ambient Luminaires | Standard | FALSE | [9 empty] | 42608 |  |  | No |  | 3 | 8000 | 101 | 79.2 | 20 | 0.9 | 3500 | 83
PVDUVSWM | GE Lighting Solutions | Lumination | LDS-x8-A-0-80-W0-8-30-xx-xx-xxxx | Indoor Luminaires | Linear Ambient | Direct Linear Ambient Luminaires | Standard | FALSE | [9 empty] | 42608 |  |  | No |  | 3 | 8000 | 106 | 75 | 20 | 0.9 | 3000 | 83
PRYH2E1V | GE Lighting Solutions | Lumination | LDS-x8-A-0-80-N0-8-30-xx-xx-xxxx | Indoor Luminaires | Linear Ambient | Direct Linear Ambient Luminaires | Standard | FALSE | [9 empty] | 42608 |  |  | No |  | 3 | 8000 | 105 | 76 | 20 | 0.9 | 3000 | 83
PN2CNTCV | GE Lighting Solutions | Lumination | LDS-x8-A-D-80-W0-8-30-xx-xx-xxxx | Indoor Luminaires | Linear Ambient | Direct Linear Ambient Luminaires | Standard | FALSE | [9 empty] | 42608 |  |  | No |  | 3 | 8000 | 98 | 81.9 | 20 | 0.9 | 3000 | 83
PM5CAC6J | GE Lighting Solutions | Lumination | LDS-x8-A-D-80-N0-8-30-xx-xx-xxxx | Indoor Luminaires | Linear Ambient | Direct Linear Ambient Luminaires | Standard | FALSE | [9 empty] | 42608 |  |  | No |  | 3 | 8000 | 97 | 82.4 | 20 | 0.9 | 3000 | 83
PFE9RK6Y | GE Lighting Solutions | Lumination | LDS-x8-A-0-80-W0-8-30-xx-xx-xxxx-EL | Indoor Luminaires | Linear Ambient | Direct Linear Ambient Luminaires | Standard | FALSE | [9 empty] | 42608 |  |  | No |  | 3 | 8000 | 99 | 80.9 | 20 | 0.9 | 3000 | 83
PEWZSNJC | GE Lighting Solutions | Lumination | LDS-x8-A-0-80-N0-8-30-xx-xx-xxxx-EL | Indoor Luminaires | Linear Ambient | Direct Linear Ambient Luminaires | Standard | FALSE | [9 empty] | 42608 |  |  | No |  | 3 | 8000 | 98 | 81.4 | 20 | 0.9 | 3000 | 83
PGU73FVP | HILUX LED CO LTD | Hilux LED | MC-LFUV-60B | Indoor Luminaires | Linear Ambient | Direct Linear Ambient Luminaires | Standard | TRUE | 6352.61 | 115.85 | 54.84 | 19.9 | 0.888 | 3507 | 82.7 | 5 | 50000 | 42607 |  |  | No |  | 4 | 6500 | 120 | 60 | 20 | 0.9 | 3500 | 82
P43RVUFR | HILUX LED CO LTD | Hilux LED | MC-LFUV-30B | Indoor Luminaires | Linear Ambient | Direct Linear Ambient Luminaires | Standard | TRUE | 3182.2 | 117.85 | 27.03 | 20.7 | 0.88 | 3469 | 82.3 | 5 | 50000 | 42607 |  |  | No |  | 4 | 3500 | 120 | 30 | 20 | 0.9 | 3500 | 82
PQ1DNWAH | HILUX LED CO LTD | Hilux LED | MC-LFUV-60D | Indoor Luminaires | Linear Ambient | Direct Linear Ambient Luminaires | Standard | FALSE | [9 empty] | 42607 |  |  | No |  | 4 | 6800 | 125 | 60 | 20 | 0.9 | 5000 | 82
PKUB71YH | HILUX LED CO LTD | Hilux LED | MC-LFUV-30D | Indoor Luminaires | Linear Ambient | Direct Linear Ambient Luminaires | Standard | FALSE | [9 empty] | 42607 |  |  | No |  | 4 | 3800 | 125 | 30 | 20 | 0.9 | 5000 | 82
PW1HPVXU | HILUX LED CO LTD | Hilux LED | MC-LFUV-60G | Indoor Luminaires | Linear Ambient | Direct Linear Ambient Luminaires | Standard | FALSE | [9 empty] | 42607 |  |  | No |  | 4 | 6700 | 124 | 60 | 20 | 0.9 | 4500 | 82
PY5KCCG7 | HILUX LED CO LTD | Hilux LED | MC-LFUV-30G | Indoor Luminaires | Linear Ambient | Direct Linear Ambient Luminaires | Standard | FALSE | [9 empty] | 42607 |  |  | No |  | 4 | 3700 | 124 | 30 | 20 | 0.9 | 4500 | 82
PQKTKDN5 | HILUX LED CO LTD | Hilux LED | MC-LFUV-60C | Indoor Luminaires | Linear Ambient | Direct Linear Ambient Luminaires | Standard | FALSE | [9 empty] | 42607 |  |  | No |  | 4 | 6600 | 122 | 60 | 20 | 0.9 | 4000 | 82
PE73N28U | HILUX LED CO LTD | Hilux LED | MC-LFUV-30C | Indoor Luminaires | Linear Ambient | Direct Linear Ambient Luminaires | Standard | FALSE | [9 empty] | 42607 |  |  | No |  | 4 | 3600 | 122 | 30 | 20 | 0.9 | 4000 | 82
P8N4J23D | KINGHILED | KINGHI | KH-D-8(3000K) | Indoor Luminaires | Linear Ambient | Direct Linear Ambient Luminaires | Standard | TRUE | 6885.7 | 121.4 | 56.72 | 8.71 | 0.963 | 2902 | 81.9 | 5 | 50000 | 42606 |  |  | No |  | 4 | 7200 | 120 | 60 | 20 | 0.98 | 3000 | 80
PMTKGYSM | KINGHILED | KINGHI | KH-CL-6-30W(3000K) | Indoor Luminaires | Linear Ambient | Direct Linear Ambient Luminaires | Standard | TRUE | 3783.28 | 129.65 | 29.18 | 7.8 | 0.963 | 2946 | 82.2 | 5 | 50000 | 42606 |  |  | No |  | 4 | 3800 | 127 | 30 | 20 | 0.98 | 3000 | 80
PV1WH8RD | Zhongshan Luxmode Industrial Co. LTD | Luxmode | LE015-HE-48W-40K | Indoor Retrofit Kit | Linear Ambient | Retrofit Kits for Direct Linear Ambient Luminaires | Premium | TRUE | 6408.58 | 141.97 | 45.14 | 9.478 | 0.962 | 4192 | 86.2 | 5 | 50000 | 42606 |  |  | No |  | 3.1 | 6400 | 140 | 46 | 9.4 | 0.96 | 4000 | 86
PAMW59XW | Orion Energy Systems Inc | HARRISÂ® STRIP FIXTURE | SFHC13A1SDUNVFDXXCT835XXXXXXXXXXXX | Indoor Luminaires | Linear Ambient | Direct Linear Ambient Luminaires | Standard | TRUE | 1571 | 106.6 | 14.74 | 15 | 0.948 | 3518 | 83.9 | 5 | 50000 | 42606 |  |  | Yes | Updated on 1/17/2017 | 3.1 | 1571 | 106.58 | 14.74 | 15 | 0.95 | 3518 | 83.9
PR5X958V | Orion Energy Systems Inc | HARRISÂ® STRIP FIXTURE | SFHR14C1(SDWD)UNVFDXXCT850XXXXXXXXXXXX | Indoor Retrofit Kit | Linear Ambient | Retrofit Kits for Direct Linear Ambient Luminaires | Standard | TRUE | 1716 | 122.3 | 14.02 | 10.4 | 0.953 | 5141 | 83.6 | 5 | 50000 | 42606 |  |  | Yes | Updated on 9/2/2016 | 3.1 | 1716 | 122 | 14.03 | 15.6 | 0.94 | 5152 | 83.6
PC4P5MZ7 | Orion Energy Systems Inc | HARRISÂ® STRIP FIXTURE | SFHC18H1SDUNVFDXXCT835XXXXXXXXXXXX | Indoor Luminaires | Linear Ambient | Direct Linear Ambient Luminaires | Standard | TRUE | 9389 | 115.1 | 81.59 | 10.4 | 0.953 | 3539 | 84.7 | 5 | 50000 | 42606 |  |  | Yes | Updated on 9/2/2016 | 3.1 | 9389 | 115 | 81.59 | 10.4 | 0.95 | 3523 | 84.2
P3JR4UUA | Orion Energy Systems Inc | HARRISÂ® STRIP FIXTURE | SFHC14D1SDUNVFDXXCT835XXXXXXXXXXXX | Indoor Luminaires | Linear Ambient | Direct Linear Ambient Luminaires | Standard | FALSE | [9 empty] | 42606 |  |  | Yes | Updated on 1/17/2017 | 3.1 | 3161 | 111.73 | 28.29 | 11.3 | 0.94 | 3509 | 83.9
PUTNM8DC | Global Energy & Lighting | Global Energy & Lighting | GLEDSL-30W-FC-3K | Indoor Luminaires | Linear Ambient | Direct Linear Ambient Luminaires | Standard | TRUE | 2733.18 | 95.97 | 28.5 | 10.7 | 0.937 | 2950 | 83.8 | 5 |  | 42606 |  |  | NotYetVerified |  | 3 | 2733.18 | 95.97 | 28.48 | 10.7 | 0.992 | 2950 | 84
P15GBNQP | Global Energy & Lighting | Global Energy & Lighting | GLEDSL-30W-CC-3K | Indoor Luminaires | Linear Ambient | Direct Linear Ambient Luminaires | Standard | TRUE | 3040.79 | 107.75 | 28.22 | 9.6 | 0.935 | 2937 | 83 | 5 |  | 42606 |  |  | NotYetVerified |  | 3 | 3070.79 | 107.75 | 28.22 | 9.6 | 0.993 | 2937 | 83
PR68TPMY | DLS Global Inc | DIF Series | DIF-4-45/40-UNVXX | Indoor Luminaires | Linear Ambient | Direct Linear Ambient Luminaires | Standard | TRUE | 4684 | 106 | 44.2 | 18.7 | 0.917 | 4109 | 84.3 | 5 | 50000 | 42606 |  |  | No |  | 4 | 4684 | 106 | 44.04 | 18.7 | 0.92 | 4109 | 84.3
P5RD4DGZ | Global Energy & Lighting | Global Energy & Lighting | GLEDSL-20W-FC-3K | Indoor Luminaires | Linear Ambient | Direct Linear Ambient Luminaires | Standard | TRUE | 1766.55 | 94.82 | 18.63 | 13.3 | 0.912 | 2952 | 83.8 | 5 |  | 42606 |  |  | NotYetVerified |  | 3 | 1766.55 | 94.82 | 18.63 | 13.3 | 0.987 | 2952 | 84
PJKRXFBU | Global Energy & Lighting | Global Energy & Lighting | GLEDSL-20W-CC-3K | Indoor Luminaires | Linear Ambient | Direct Linear Ambient Luminaires | Standard | TRUE | 2034.52 | 108.51 | 18.75 | 14.5 | 0.907 | 2932 | 83 | 5 |  | 42606 |  |  | NotYetVerified |  | 3 | 2034.52 | 108.51 | 18.75 | 14.5 | 0.982 | 2932 | 83
PAJ1BCQP | Zhongshan Luxmode Industrial Co. LTD | Luxmode | LE015-HE-48W-50K | Indoor Retrofit Kit | Linear Ambient | Retrofit Kits for Direct Linear Ambient Luminaires | Premium | FALSE | [9 empty] | 42606 |  |  | No |  | 3.1 | 6578 | 143 | 46 | 8.7 | 0.96 | 5000 | 85
PWZ1GE9E | Orion Energy Systems Inc | HARRISÂ® STRIP FIXTURE | SFHR14C1(SDWD)UNVFDXXNL850XXXXXXXXXXXX | Indoor Retrofit Kit | Linear Ambient | Retrofit Kits for Direct Linear Ambient Luminaires | Standard | FALSE | [9 empty] | 42606 |  |  | Yes | Updated on 9/2/2016 | 3.1 | 1872 | 133 | 14.03 | 15.6 | 0.94 | 5152 | 83.6
P2QK6PVE | Orion Energy Systems Inc | HARRISÂ® STRIP FIXTURE | SFHC14C1SDUNVFDXXNL850XXXXXXXXXXXX | Indoor Luminaires | Linear Ambient | Direct Linear Ambient Luminaires | Standard | FALSE | [9 empty] | 42606 |  |  | Yes | Updated on 9/2/2016 | 3.1 | 1872 | 133 | 14.03 | 15.6 | 0.94 | 5152 | 83.6
PC67KPYC | Orion Energy Systems Inc | HARRISÂ® STRIP FIXTURE | SFHC14C1SDUNVFDXXCT850XXXXXXXXXXXX | Indoor Luminaires | Linear Ambient | Direct Linear Ambient Luminaires | Standard | FALSE | [9 empty] | 42606 |  |  | Yes | Updated on 9/2/2016 | 3.1 | 1716 | 122 | 14.03 | 15.6 | 0.94 | 5152 | 83.6
PDMD34GB | Orion Energy Systems Inc | HARRISÂ® STRIP FIXTURE | SFHC13B1SDUNVFDXXNL850XXXXXXXXXXXX | Indoor Luminaires | Linear Ambient | Direct Linear Ambient Luminaires | Standard | FALSE | [9 empty] | 42606 |  |  | Yes | Updated on 9/2/2016 | 3.1 | 3557 | 129 | 27.42 | 11.1 | 0.93 | 5152 | 83.6
P6PTD786 | Orion Energy Systems Inc | HARRISÂ® STRIP FIXTURE | SFHR13B1(SDWD)UNVFDXXNL850XXXXXXXXXXXX | Indoor Retrofit Kit | Linear Ambient | Retrofit Kits for Direct Linear Ambient Luminaires | Standard | FALSE | [9 empty] | 42606 |  |  | Yes | Updated on 9/2/2016 | 3.1 | 3557 | 129 | 27.42 | 11.1 | 0.93 | 5152 | 83.6
PH6CP3KZ | Orion Energy Systems Inc | HARRISÂ® STRIP FIXTURE | SFHC14D1SDUNVFDXXNL850XXXXXXXXXXXX | Indoor Luminaires | Linear Ambient | Direct Linear Ambient Luminaires | Standard | FALSE | [9 empty] | 42606 |  |  | Yes | Updated on 9/2/2016 | 3.1 | 3503 | 124 | 28.13 | 11.1 | 0.93 | 5152 | 83.6
P9NA5268 | Orion Energy Systems Inc | HARRISÂ® STRIP FIXTURE | SFHR14D1(SDWD)UNVFDXXNL850XXXXXXXXXXXX | Indoor Retrofit Kit | Linear Ambient | Retrofit Kits for Direct Linear Ambient Luminaires | Standard | FALSE | [9 empty] | 42606 |  |  | Yes | Updated on 9/2/2016 | 3.1 | 3503 | 124 | 28.13 | 11.1 | 0.93 | 5152 | 83.6
PTXR8BUN | Orion Energy Systems Inc | HARRISÂ® STRIP FIXTURE | SFHC13B1SDUNVFDXXCT850XXXXXXXXXXXX | Indoor Luminaires | Linear Ambient | Direct Linear Ambient Luminaires | Standard | FALSE | [9 empty] | 42606 |  |  | Yes | Updated on 9/2/2016 | 3.1 | 3261 | 118 | 27.42 | 11.1 | 0.93 | 5152 | 83.6
PJ21EURG | Orion Energy Systems Inc | HARRISÂ® STRIP FIXTURE | SFHR13B1(SDWD)UNVFDXXCT850XXXXXXXXXXXX | Indoor Retrofit Kit | Linear Ambient | Retrofit Kits for Direct Linear Ambient Luminaires | Standard | FALSE | [9 empty] | 42606 |  |  | Yes | Updated on 9/2/2016 | 3.1 | 3261 | 118 | 27.42 | 11.1 | 0.93 | 5152 | 83.6
PUG5XQG9 | Orion Energy Systems Inc | HARRISÂ® STRIP FIXTURE | SFHC14D1SDUNVFDXXCT850XXXXXXXXXXXX | Indoor Luminaires | Linear Ambient | Direct Linear Ambient Luminaires | Standard | FALSE | [9 empty] | 42606 |  |  | Yes | Updated on 1/17/2017 | 3.1 | 3291 | 114.86 | 28.65 | 11.3 | 0.94 | 5187 | 84
PGVCW4CR | Orion Energy Systems Inc | HARRISÂ® STRIP FIXTURE | SFHR14D1(SDWD)UNVFDXXCT850XXXXXXXXXXXX | Indoor Retrofit Kit | Linear Ambient | Retrofit Kits for Direct Linear Ambient Luminaires | Standard | FALSE | [9 empty] | 42606 |  |  | Yes | Updated on 1/17/2017 | 3.1 | 3291 | 114.86 | 28.65 | 11.3 | 0.94 | 5187 | 84
PUYC8ZRC | Orion Energy Systems Inc | HARRISÂ® STRIP FIXTURE | SFHC18H1SDUNVFDXXNL850XXXXXXXXXXXX | Indoor Luminaires | Linear Ambient | Direct Linear Ambient Luminaires | Standard | FALSE | [9 empty] | 42606 |  |  | Yes | Updated on 9/2/2016 | 3.1 | 10810 | 132 | 81.59 | 10.4 | 0.95 | 5152 | 83.6
PFGZ3JBU | Orion Energy Systems Inc | HARRISÂ® STRIP FIXTURE | SFHR18H1(SDWD)UNVFDXXNL850XXXXXXXXXXXX | Indoor Retrofit Kit | Linear Ambient | Retrofit Kits for Direct Linear Ambient Luminaires | Standard | FALSE | [9 empty] | 42606 |  |  | Yes | Updated on 9/2/2016 | 3.1 | 10810 | 132 | 81.59 | 10.4 | 0.95 | 5152 | 83.6
PT6W2ZDZ | Orion Energy Systems Inc | HARRISÂ® STRIP FIXTURE | SFHC18H1SDUNVFDXXCT850XXXXXXXXXXXX | Indoor Luminaires | Linear Ambient | Direct Linear Ambient Luminaires | Standard | FALSE | [9 empty] | 42606 |  |  | Yes | Updated on 9/2/2016 | 3.1 | 9908 | 121 | 81.59 | 10.4 | 0.95 | 5152 | 83.6
PNWH4XSC | Orion Energy Systems Inc | HARRISÂ® STRIP FIXTURE | SFHR18H1(SDWD)UNVFDXXCT850XXXXXXXXXXXX | Indoor Retrofit Kit | Linear Ambient | Retrofit Kits for Direct Linear Ambient Luminaires | Standard | FALSE | [9 empty] | 42606 |  |  | Yes | Updated on 9/2/2016 | 3.1 | 9908 | 121 | 81.59 | 10.4 | 0.95 | 5152 | 83.6
PMA9FE7V | Orion Energy Systems Inc | HARRISÂ® STRIP FIXTURE | SFHC18F1SDUNVFDXXNL850XXXXXXXXXXXX | Indoor Luminaires | Linear Ambient | Direct Linear Ambient Luminaires | Standard | FALSE | [9 empty] | 42606 |  |  | Yes | Updated on 9/2/2016 | 3.1 | 3718 | 143 | 25.93 | 10.1 | 0.96 | 5152 | 83.6
PDM1AU1B | Orion Energy Systems Inc | HARRISÂ® STRIP FIXTURE | SFHR18F1(SDWD)UNVFDXXNL850XXXXXXXXXXXX | Indoor Retrofit Kit | Linear Ambient | Retrofit Kits for Direct Linear Ambient Luminaires | Standard | FALSE | [9 empty] | 42606 |  |  | Yes | Updated on 9/2/2016 | 3.1 | 3718 | 143 | 25.93 | 10.1 | 0.96 | 5152 | 83.6
PSM36YVR | Orion Energy Systems Inc | HARRISÂ® STRIP FIXTURE | SFHC18F1SDUNVFDXXCT850XXXXXXXXXXXX | Indoor Luminaires | Linear Ambient | Direct Linear Ambient Luminaires | Standard | FALSE | [9 empty] | 42606 |  |  | Yes | Updated on 9/2/2016 | 3.1 | 3453 | 133 | 25.93 | 10.1 | 0.96 | 5152 | 83.6
PHFNA21B | Orion Energy Systems Inc | HARRISÂ® STRIP FIXTURE | SFHR18F1(SDWD)UNVFDXXCT850XXXXXXXXXXXX | Indoor Retrofit Kit | Linear Ambient | Retrofit Kits for Direct Linear Ambient Luminaires | Standard | FALSE | [9 empty] | 42606 |  |  | Yes | Updated on 9/2/2016 | 3.1 | 3453 | 133 | 25.93 | 10.1 | 0.96 | 5152 | 83.6
PY447W31 | Orion Energy Systems Inc | HARRISÂ® STRIP FIXTURE | SFHC13A1SDUNVFDXXNL850XXXXXXXXXXXX | Indoor Luminaires | Linear Ambient | Direct Linear Ambient Luminaires | Standard | FALSE | [9 empty] | 42606 |  |  | Yes | Updated on 9/2/2016 | 3.1 | 1851 | 115 | 16.05 | 10.1 | 0.96 | 5152 | 83.6
PS9V2ECJ | Orion Energy Systems Inc | HARRISÂ® STRIP FIXTURE | SFHR13A1(SDWD)UNVFDXXNL850XXXXXXXXXXXX | Indoor Retrofit Kit | Linear Ambient | Retrofit Kits for Direct Linear Ambient Luminaires | Standard | FALSE | [9 empty] | 42606 |  |  | Yes | Updated on 9/2/2016 | 3.1 | 1851 | 115 | 16.05 | 10.1 | 0.96 | 5152 | 83.6
PNAR25BU | Orion Energy Systems Inc | HARRISÂ® STRIP FIXTURE | SFHR13A1(SDWD)UNVFDXXCT850XXXXXXXXXXXX | Indoor Retrofit Kit | Linear Ambient | Retrofit Kits for Direct Linear Ambient Luminaires | Standard | FALSE | [9 empty] | 42606 |  |  | Yes | Updated on 1/17/2017 | 3.1 | 1611 | 108.48 | 14.85 | 14.8 | 0.95 | 5209 | 83
P6T438K9 | Orion Energy Systems Inc | HARRISÂ® STRIP FIXTURE | SFHC13A1SDUNVFDXXCT850XXXXXXXXXXXX | Indoor Luminaires | Linear Ambient | Direct Linear Ambient Luminaires | Standard | FALSE | [9 empty] | 42606 |  |  | Yes | Updated on 1/17/2017 | 3.1 | 1611 | 108.48 | 14.85 | 14.8 | 0.95 | 5209 | 83
PEJ7TJ7B | Orion Energy Systems Inc | HARRISÂ® STRIP FIXTURE | SFHC18G1SDUNVFDXXNL850XXXXXXXXXXXX | Indoor Luminaires | Linear Ambient | Direct Linear Ambient Luminaires | Standard | FALSE | [9 empty] | 42606 |  |  | Yes | Updated on 9/2/2016 | 3.1 | 7033 | 129 | 54.37 | 8.99 | 0.96 | 5152 | 83.6
P5XWX7J8 | Orion Energy Systems Inc | HARRISÂ® STRIP FIXTURE | SFHR18G1(SDWD)UNVFDXXNL850XXXXXXXXXXXX | Indoor Retrofit Kit | Linear Ambient | Retrofit Kits for Direct Linear Ambient Luminaires | Standard | FALSE | [9 empty] | 42606 |  |  | Yes | Updated on 9/2/2016 | 3.1 | 7033 | 129 | 54.37 | 8.99 | 0.96 | 5152 | 83.6
PMQJMJQN | Orion Energy Systems Inc | HARRISÂ® STRIP FIXTURE | SFHC18G1SDUNVFDXXCT850XXXXXXXXXXXX | Indoor Luminaires | Linear Ambient | Direct Linear Ambient Luminaires | Standard | FALSE | [9 empty] | 42606 |  |  | Yes | Updated on 9/2/2016 | 3.1 | 6447 | 118 | 54.37 | 8.99 | 0.96 | 5152 | 83.6
P5YX7E52 | Orion Energy Systems Inc | HARRISÂ® STRIP FIXTURE | SFHR18G1(SDWD)UNVFDXXCT850XXXXXXXXXXXX | Indoor Retrofit Kit | Linear Ambient | Retrofit Kits for Direct Linear Ambient Luminaires | Standard | FALSE | [9 empty] | 42606 |  |  | Yes | Updated on 9/2/2016 | 3.1 | 6447 | 118 | 54.37 | 8.99 | 0.96 | 5152 | 83.6
PVRYGMAV | Orion Energy Systems Inc | HARRISÂ® STRIP FIXTURE | SFHR14E1(SDWD)UNVFDXXNL850XXXXXXXXXXXX | Indoor Retrofit Kit | Linear Ambient | Retrofit Kits for Direct Linear Ambient Luminaires | Standard | FALSE | [9 empty] | 42606 |  |  | Yes | Updated on 9/2/2016 | 3.1 | 6357 | 122 | 52.08 | 8.99 | 0.96 | 5152 | 83.6
PP1XP89J | Orion Energy Systems Inc | HARRISÂ® STRIP FIXTURE | SFHC14E1SDUNVFDXXNL850XXXXXXXXXXXX | Indoor Luminaires | Linear Ambient | Direct Linear Ambient Luminaires | Standard | FALSE | [9 empty] | 42606 |  |  | Yes | Updated on 9/2/2016 | 3.1 | 6357 | 122 | 52.08 | 8.99 | 0.96 | 5152 | 83.6
PH9TDYVZ | Orion Energy Systems Inc | HARRISÂ® STRIP FIXTURE | SFHC14E1SDUNVFDXXCT850XXXXXXXXXXXX | Indoor Luminaires | Linear Ambient | Direct Linear Ambient Luminaires | Standard | TRUE | 5690 | 109.3 | 52.04 | 8.15 | 0.971 | 5244 | 83.3 | 5 | 50000 | 42606 |  |  | Yes | Updated on 1/17/2017 | 3.1 | 5690 | 109.3 | 52.04 | 8.15 | 0.97 | 5244 | 83.3
P1Z7B51Y | Orion Energy Systems Inc | HARRISÂ® STRIP FIXTURE | SFHR14E1(SDWD)UNVFDXXCT850XXXXXXXXXXXX | Indoor Retrofit Kit | Linear Ambient | Retrofit Kits for Direct Linear Ambient Luminaires | Standard | FALSE | [9 empty] | 42606 |  |  | Yes | Updated on 1/17/2017 | 3.1 | 5690 | 109.3 | 52.04 | 8.15 | 0.97 | 5244 | 83.3
P9YJK627 | Orion Energy Systems Inc | HARRISÂ® STRIP FIXTURE | SFHR14C1(SDWD)UNVFDXXNL840XXXXXXXXXXXX | Indoor Retrofit Kit | Linear Ambient | Retrofit Kits for Direct Linear Ambient Luminaires | Standard | FALSE | [9 empty] | 42606 |  |  | Yes | Updated on 9/2/2016 | 3.1 | 1802 | 128 | 14.03 | 15.6 | 0.94 | 4000 | 84
P3SN77NK | Orion Energy Systems Inc | HARRISÂ® STRIP FIXTURE | SFHC14C1SDUNVFDXXNL840XXXXXXXXXXXX | Indoor Luminaires | Linear Ambient | Direct Linear Ambient Luminaires | Standard | FALSE | [9 empty] | 42606 |  |  | Yes | Updated on 9/2/2016 | 3.1 | 1802 | 128 | 14.03 | 15.6 | 0.94 | 4000 | 84
PD8S1A9M | Orion Energy Systems Inc | HARRISÂ® STRIP FIXTURE | SFHC14C1SDUNVFDXXCT840XXXXXXXXXXXX | Indoor Luminaires | Linear Ambient | Direct Linear Ambient Luminaires | Standard | FALSE | [9 empty] | 42606 |  |  | Yes | Updated on 9/2/2016 | 3.1 | 1652 | 117 | 14.03 | 15.6 | 0.94 | 4000 | 84
P56MK13G | Orion Energy Systems Inc | HARRISÂ® STRIP FIXTURE | SFHR14C1(SDWD)UNVFDXXCT840XXXXXXXXXXXX | Indoor Retrofit Kit | Linear Ambient | Retrofit Kits for Direct Linear Ambient Luminaires | Standard | FALSE | [9 empty] | 42606 |  |  | Yes | Updated on 9/2/2016 | 3.1 | 1652 | 117 | 14.03 | 15.6 | 0.94 | 4000 | 84
PFY7K1X4 | Orion Energy Systems Inc | HARRISÂ® STRIP FIXTURE | SFHC13B1SDUNVFDXXNL840XXXXXXXXXXXX | Indoor Luminaires | Linear Ambient | Direct Linear Ambient Luminaires | Standard | FALSE | [9 empty] | 42606 |  |  | Yes | Updated on 9/2/2016 | 3.1 | 3411 | 124 | 27.42 | 11.1 | 0.93 | 4000 | 84
P4XB26ZX | Orion Energy Systems Inc | HARRISÂ® STRIP FIXTURE | SFHR13B1(SDWD)UNVFDXXNL840XXXXXXXXXXXX | Indoor Retrofit Kit | Linear Ambient | Retrofit Kits for Direct Linear Ambient Luminaires | Standard | FALSE | [9 empty] | 42606 |  |  | Yes | Updated on 9/2/2016 | 3.1 | 3411 | 124 | 27.42 | 11.1 | 0.93 | 4000 | 84
PNPHPSXJ | Orion Energy Systems Inc | HARRISÂ® STRIP FIXTURE | SFHR14D1(SDWD)UNVFDXXNL840XXXXXXXXXXXX | Indoor Retrofit Kit | Linear Ambient | Retrofit Kits for Direct Linear Ambient Luminaires | Standard | FALSE | [9 empty] | 42606 |  |  | Yes | Updated on 9/2/2016 | 3.1 | 3208 | 114 | 28.13 | 11.1 | 0.93 | 4000 | 84
P8JH4MZN | Orion Energy Systems Inc | HARRISÂ® STRIP FIXTURE | SFHC14D1SDUNVFDXXNL840XXXXXXXXXXXX | Indoor Luminaires | Linear Ambient | Direct Linear Ambient Luminaires | Standard | FALSE | [9 empty] | 42606 |  |  | Yes | Updated on 9/2/2016 | 3.1 | 3208 | 114 | 28.13 | 11.1 | 0.93 | 4000 | 84
PQQ91DV1 | Orion Energy Systems Inc | HARRISÂ® STRIP FIXTURE | SFHC13B1SDUNVFDXXCT840XXXXXXXXXXXX | Indoor Luminaires | Linear Ambient | Direct Linear Ambient Luminaires | Standard | FALSE | [9 empty] | 42606 |  |  | Yes | Updated on 9/2/2016 | 3.1 | 3127 | 114 | 27.42 | 11.1 | 0.93 | 4000 | 84
P45N1735 | Orion Energy Systems Inc | HARRISÂ® STRIP FIXTURE | SFHR13B1(SDWD)UNVFDXXCT840XXXXXXXXXXXX | Indoor Retrofit Kit | Linear Ambient | Retrofit Kits for Direct Linear Ambient Luminaires | Standard | FALSE | [9 empty] | 42606 |  |  | Yes | Updated on 9/2/2016 | 3.1 | 3127 | 114 | 27.42 | 11.1 | 0.93 | 4000 | 84
PPEC768K | Orion Energy Systems Inc | HARRISÂ® STRIP FIXTURE | SFHC14D1SDUNVFDXXCT840XXXXXXXXXXXX | Indoor Luminaires | Linear Ambient | Direct Linear Ambient Luminaires | Standard | FALSE | [9 empty] | 42606 |  |  | Yes | Updated on 1/17/2017 | 3.1 | 3204.33 | 111.84 | 28.65 | 11.3 | 0.94 | 4000 | 83.9
PNC1341Y | Orion Energy Systems Inc | HARRISÂ® STRIP FIXTURE | SFHR14D1(SDWD)UNVFDXXCT840XXXXXXXXXXXX | Indoor Retrofit Kit | Linear Ambient | Retrofit Kits for Direct Linear Ambient Luminaires | Standard | FALSE | [9 empty] | 42606 |  |  | Yes | Updated on 1/17/2017 | 3.1 | 3204.33 | 111.84 | 28.65 | 11.3 | 0.94 | 4000 | 83.9
PW77A4SK | Orion Energy Systems Inc | HARRISÂ® STRIP FIXTURE | SFHR18H1(SDWD)UNVFDXXNL840XXXXXXXXXXXX | Indoor Retrofit Kit | Linear Ambient | Retrofit Kits for Direct Linear Ambient Luminaires | Standard | FALSE | [9 empty] | 42606 |  |  | Yes | Updated on 9/2/2016 | 3.1 | 10410 | 127 | 81.59 | 10.4 | 0.95 | 4000 | 84
P4ZFU3QJ | Orion Energy Systems Inc | HARRISÂ® STRIP FIXTURE | SFHC18H1SDUNVFDXXNL840XXXXXXXXXXXX | Indoor Luminaires | Linear Ambient | Direct Linear Ambient Luminaires | Standard | FALSE | [9 empty] | 42606 |  |  | Yes | Updated on 9/2/2016 | 3.1 | 10410 | 127 | 81.59 | 10.4 | 0.95 | 4000 | 84
PYJQGUSP | Orion Energy Systems Inc | HARRISÂ® STRIP FIXTURE | SFHR18H1(SDWD)UNVFDXXCT840XXXXXXXXXXXX | Indoor Retrofit Kit | Linear Ambient | Retrofit Kits for Direct Linear Ambient Luminaires | Standard | FALSE | [9 empty] | 42606 |  |  | Yes | Updated on 9/2/2016 | 3.1 | 9542 | 116 | 81.59 | 10.4 | 0.95 | 4000 | 84
P8BCQRMD | Orion Energy Systems Inc | HARRISÂ® STRIP FIXTURE | SFHC18H1SDUNVFDXXCT840XXXXXXXXXXXX | Indoor Luminaires | Linear Ambient | Direct Linear Ambient Luminaires | Standard | FALSE | [9 empty] | 42606 |  |  | Yes | Updated on 9/2/2016 | 3.1 | 9542 | 116 | 81.59 | 10.4 | 0.95 | 4000 | 84
PMSJN1T1 | Orion Energy Systems Inc | HARRISÂ® STRIP FIXTURE | SFHR18F1(SDWD)UNVFDXXNL840XXXXXXXXXXXX | Indoor Retrofit Kit | Linear Ambient | Retrofit Kits for Direct Linear Ambient Luminaires | Standard | FALSE | [9 empty] | 42606 |  |  | Yes | Updated on 9/2/2016 | 3.1 | 3580 | 138 | 25.93 | 10.1 | 0.96 | 4000 | 84
PHRP8HEW | Orion Energy Systems Inc | HARRISÂ® STRIP FIXTURE | SFHC18F1SDUNVFDXXNL840XXXXXXXXXXXX | Indoor Luminaires | Linear Ambient | Direct Linear Ambient Luminaires | Standard | FALSE | [9 empty] | 42606 |  |  | Yes | Updated on 9/2/2016 | 3.1 | 3580 | 138 | 25.93 | 10.1 | 0.96 | 4000 | 84
PZMQQRGA | Orion Energy Systems Inc | HARRISÂ® STRIP FIXTURE | SFHC18F1SDUNVFDXXCT840XXXXXXXXXXXX | Indoor Luminaires | Linear Ambient | Direct Linear Ambient Luminaires | Standard | FALSE | [9 empty] | 42606 |  |  | Yes | Updated on 9/2/2016 | 3.1 | 3325 | 128 | 25.93 | 10.1 | 0.96 | 4000 | 84
PCGPXS56 | Orion Energy Systems Inc | HARRISÂ® STRIP FIXTURE | SFHR18F1(SDWD)UNVFDXXCT840XXXXXXXXXXXX | Indoor Retrofit Kit | Linear Ambient | Retrofit Kits for Direct Linear Ambient Luminaires | Standard | FALSE | [9 empty] | 42606 |  |  | Yes | Updated on 9/2/2016 | 3.1 | 3325 | 128 | 25.93 | 10.1 | 0.96 | 4000 | 84
PK6G5JTA | Orion Energy Systems Inc | HARRISÂ® STRIP FIXTURE | SFHC13A1SDUNVFDXXNL840XXXXXXXXXXXX | Indoor Luminaires | Linear Ambient | Direct Linear Ambient Luminaires | Standard | FALSE | [9 empty] | 42606 |  |  | Yes | Updated on 9/2/2016 | 3.1 | 1794 | 111 | 16.05 | 10.1 | 0.96 | 4000 | 84
PJQNWKNP | Orion Energy Systems Inc | HARRISÂ® STRIP FIXTURE | SFHR13A1(SDWD)UNVFDXXNL840XXXXXXXXXXXX | Indoor Retrofit Kit | Linear Ambient | Retrofit Kits for Direct Linear Ambient Luminaires | Standard | FALSE | [9 empty] | 42606 |  |  | Yes | Updated on 9/2/2016 | 3.1 | 1794 | 111 | 16.05 | 10.1 | 0.96 | 4000 | 84
PSMRPV5K | Orion Energy Systems Inc | HARRISÂ® STRIP FIXTURE | SFHC13A1SDUNVFDXXCT840XXXXXXXXXXXX | Indoor Luminaires | Linear Ambient | Direct Linear Ambient Luminaires | Standard | FALSE | [9 empty] | 42606 |  |  | Yes | Updated on 1/17/2017 | 3.1 | 1584.33 | 106.68 | 14.85 | 15 | 0.95 | 4000 | 83
PDHMTKX1 | Orion Energy Systems Inc | HARRISÂ® STRIP FIXTURE | SFHR13A1(SDWD)UNVFDXXCT840XXXXXXXXXXXX | Indoor Retrofit Kit | Linear Ambient | Retrofit Kits for Direct Linear Ambient Luminaires | Standard | FALSE | [9 empty] | 42606 |  |  | Yes | Updated on 1/17/2017 | 3.1 | 1584.33 | 106.68 | 14.85 | 15 | 0.95 | 4000 | 83
P88PM6B9 | Orion Energy Systems Inc | HARRISÂ® STRIP FIXTURE | SFHR18G1(SDWD)UNVFDXXNL840XXXXXXXXXXXX | Indoor Retrofit Kit | Linear Ambient | Retrofit Kits for Direct Linear Ambient Luminaires | Standard | FALSE | [9 empty] | 42606 |  |  | Yes | Updated on 9/2/2016 | 3.1 | 6773 | 124 | 54.37 | 8.99 | 0.96 | 4000 | 84
P3PC8KPN | Orion Energy Systems Inc | HARRISÂ® STRIP FIXTURE | SFHC18G1SDUNVFDXXNL840XXXXXXXXXXXX | Indoor Luminaires | Linear Ambient | Direct Linear Ambient Luminaires | Standard | FALSE | [9 empty] | 42606 |  |  | Yes | Updated on 9/2/2016 | 3.1 | 6773 | 124 | 54.37 | 8.99 | 0.96 | 4000 | 84
PQ24EBXF | Orion Energy Systems Inc | HARRISÂ® STRIP FIXTURE | SFHC18G1SDUNVFDXXCT840XXXXXXXXXXXX | Indoor Luminaires | Linear Ambient | Direct Linear Ambient Luminaires | Standard | FALSE | [9 empty] | 42606 |  |  | Yes | Updated on 9/2/2016 | 3.1 | 6208 | 114 | 54.37 | 8.99 | 0.96 | 4000 | 84
PE9H617R | Orion Energy Systems Inc | HARRISÂ® STRIP FIXTURE | SFHR18G1(SDWD)UNVFDXXCT840XXXXXXXXXXXX | Indoor Retrofit Kit | Linear Ambient | Retrofit Kits for Direct Linear Ambient Luminaires | Standard | FALSE | [9 empty] | 42606 |  |  | Yes | Updated on 9/2/2016 | 3.1 | 6208 | 114 | 54.37 | 8.99 | 0.96 | 4000 | 84
PW1WMW4P | Orion Energy Systems Inc | HARRISÂ® STRIP FIXTURE | SFHR14E1(SDWD)UNVFDXXNL840XXXXXXXXXXXX | Indoor Retrofit Kit | Linear Ambient | Retrofit Kits for Direct Linear Ambient Luminaires | Standard | FALSE | [9 empty] | 42606 |  |  | Yes | Updated on 9/2/2016 | 3.1 | 6035 | 115 | 52.08 | 8.99 | 0.96 | 4000 | 84
PQGF2UKF | Orion Energy Systems Inc | HARRISÂ® STRIP FIXTURE | SFHC14E1SDUNVFDXXNL840XXXXXXXXXXXX | Indoor Luminaires | Linear Ambient | Direct Linear Ambient Luminaires | Standard | FALSE | [9 empty] | 42606 |  |  | Yes | Updated on 9/2/2016 | 3.1 | 6035 | 115 | 52.08 | 8.99 | 0.96 | 4000 | 84
PMY5UN2M | Orion Energy Systems Inc | HARRISÂ® STRIP FIXTURE | SFHR14E1(SDWD)UNVFDXXCT840XXXXXXXXXXXX | Indoor Retrofit Kit | Linear Ambient | Retrofit Kits for Direct Linear Ambient Luminaires | Standard | FALSE | [9 empty] | 42606 |  |  | Yes | Updated on 1/17/2017 | 3.1 | 5562 | 106.87 | 52.04 | 8.15 | 0.97 | 4000 | 83.3
P9H9G4Y4 | Orion Energy Systems Inc | HARRISÂ® STRIP FIXTURE | SFHC14E1SDUNVFDXXCT840XXXXXXXXXXXX | Indoor Luminaires | Linear Ambient | Direct Linear Ambient Luminaires | Standard | FALSE | [9 empty] | 42606 |  |  | Yes | Updated on 1/17/2017 | 3.1 | 5562 | 106.8 | 52.04 | 8.15 | 0.97 | 4000 | 83.3
PP5GTHA3 | Orion Energy Systems Inc | HARRISÂ® STRIP FIXTURE | SFHC14C1SDUNVFDXXNL835XXXXXXXXXXXX | Indoor Luminaires | Linear Ambient | Direct Linear Ambient Luminaires | Standard | FALSE | [9 empty] | 42606 |  |  | Yes | Updated on 9/2/2016 | 3.1 | 1774 | 126 | 14.03 | 15.6 | 0.94 | 3523 | 84.2
PDGBHJQH | Orion Energy Systems Inc | HARRISÂ® STRIP FIXTURE | SFHR14C1(SDWD)UNVFDXXNL835XXXXXXXXXXXX | Indoor Retrofit Kit | Linear Ambient | Retrofit Kits for Direct Linear Ambient Luminaires | Standard | FALSE | [9 empty] | 42606 |  |  | Yes | Updated on 9/2/2016 | 3.1 | 1774 | 126 | 14.03 | 15.6 | 0.94 | 3523 | 84.2
PJBNAZVY | Orion Energy Systems Inc | HARRISÂ® STRIP FIXTURE | SFHR14C1(SDWD)UNVFDXXCT835XXXXXXXXXXXX | Indoor Retrofit Kit | Linear Ambient | Retrofit Kits for Direct Linear Ambient Luminaires | Standard | FALSE | [9 empty] | 42606 |  |  | Yes | Updated on 9/2/2016 | 3.1 | 1626 | 115 | 14.03 | 15.6 | 0.94 | 3523 | 84.2
PD6S94JH | Orion Energy Systems Inc | HARRISÂ® STRIP FIXTURE | SFHC14C1SDUNVFDXXCT835XXXXXXXXXXXX | Indoor Luminaires | Linear Ambient | Direct Linear Ambient Luminaires | Standard | FALSE | [9 empty] | 42606 |  |  | Yes | Updated on 9/2/2016 | 3.1 | 1626 | 115 | 14.03 | 15.6 | 0.94 | 3523 | 84.2
PR1QQ4N9 | Orion Energy Systems Inc | HARRISÂ® STRIP FIXTURE | SFHR13B1(SDWD)UNVFDXXNL835XXXXXXXXXXXX | Indoor Retrofit Kit | Linear Ambient | Retrofit Kits for Direct Linear Ambient Luminaires | Standard | FALSE | [9 empty] | 42606 |  |  | Yes | Updated on 9/2/2016 | 3.1 | 3357 | 122 | 27.42 | 11.1 | 0.93 | 3523 | 84.2
P5Q8M8RZ | Orion Energy Systems Inc | HARRISÂ® STRIP FIXTURE | SFHC13B1SDUNVFDXXNL835XXXXXXXXXXXX | Indoor Luminaires | Linear Ambient | Direct Linear Ambient Luminaires | Standard | FALSE | [9 empty] | 42606 |  |  | Yes | Updated on 9/2/2016 | 3.1 | 3357 | 122 | 27.42 | 11.1 | 0.93 | 3523 | 84.2
PTF4GEZJ | Orion Energy Systems Inc | HARRISÂ® STRIP FIXTURE | SFHR14D1(SDWD)UNVFDXXNL835XXXXXXXXXXXX | Indoor Retrofit Kit | Linear Ambient | Retrofit Kits for Direct Linear Ambient Luminaires | Standard | FALSE | [9 empty] | 42606 |  |  | Yes | Updated on 9/2/2016 | 3.1 | 3157 | 112 | 28.13 | 11.1 | 0.93 | 3523 | 84.2
PPWB3G1K | Orion Energy Systems Inc | HARRISÂ® STRIP FIXTURE | SFHC14D1SDUNVFDXXNL835XXXXXXXXXXXX | Indoor Luminaires | Linear Ambient | Direct Linear Ambient Luminaires | Standard | FALSE | [9 empty] | 42606 |  |  | Yes | Updated on 9/2/2016 | 3.1 | 3157 | 112 | 28.13 | 11.1 | 0.93 | 3523 | 84.2
PBT8CFRQ | Orion Energy Systems Inc | HARRISÂ® STRIP FIXTURE | SFHR13B1(SDWD)UNVFDXXCT835XXXXXXXXXXXX | Indoor Retrofit Kit | Linear Ambient | Retrofit Kits for Direct Linear Ambient Luminaires | Standard | FALSE | [9 empty] | 42606 |  |  | Yes | Updated on 9/2/2016 | 3.1 | 3077 | 112 | 27.42 | 11.1 | 0.93 | 3523 | 84.2
P8252RY4 | Orion Energy Systems Inc | HARRISÂ® STRIP FIXTURE | SFHC13B1SDUNVFDXXCT835XXXXXXXXXXXX | Indoor Luminaires | Linear Ambient | Direct Linear Ambient Luminaires | Standard | FALSE | [9 empty] | 42606 |  |  | Yes | Updated on 9/2/2016 | 3.1 | 3077 | 112 | 27.42 | 11.1 | 0.93 | 3523 | 84.2
PUZ7JA9B | Orion Energy Systems Inc | HARRISÂ® STRIP FIXTURE | SFHR14D1(SDWD)UNVFDXXCT835XXXXXXXXXXXX | Indoor Retrofit Kit | Linear Ambient | Retrofit Kits for Direct Linear Ambient Luminaires | Standard | FALSE | [9 empty] | 42606 |  |  | Yes | Updated on 1/17/2017 | 3.1 | 3161 | 111.73 | 28.29 | 11.3 | 0.94 | 3509 | 83.9
PMTD34WV | Orion Energy Systems Inc | HARRISÂ® STRIP FIXTURE | SFHR18H1(SDWD)UNVFDXXNL835XXXXXXXXXXXX | Indoor Retrofit Kit | Linear Ambient | Retrofit Kits for Direct Linear Ambient Luminaires | Standard | FALSE | [9 empty] | 42606 |  |  | Yes | Updated on 9/2/2016 | 3.1 | 10243 | 125 | 81.59 | 10.4 | 0.95 | 3523 | 84.2
PHFADKQC | Orion Energy Systems Inc | HARRISÂ® STRIP FIXTURE | SFHC18H1SDUNVFDXXNL835XXXXXXXXXXXX | Indoor Luminaires | Linear Ambient | Direct Linear Ambient Luminaires | Standard | FALSE | [9 empty] | 42606 |  |  | Yes | Updated on 9/2/2016 | 3.1 | 10243 | 125 | 81.59 | 10.4 | 0.95 | 3523 | 84.2
P62FWC38 | Orion Energy Systems Inc | HARRISÂ® STRIP FIXTURE | SFHR18H1(SDWD)UNVFDXXCT835XXXXXXXXXXXX | Indoor Retrofit Kit | Linear Ambient | Retrofit Kits for Direct Linear Ambient Luminaires | Standard | FALSE | [9 empty] | 42606 |  |  | Yes | Updated on 9/2/2016 | 3.1 | 9389 | 115 | 81.59 | 10.4 | 0.95 | 3523 | 84.2
PYEKQDXC | Orion Energy Systems Inc | HARRISÂ® STRIP FIXTURE | SFHR18F1(SDWD)UNVFDXXNL835XXXXXXXXXXXX | Indoor Retrofit Kit | Linear Ambient | Retrofit Kits for Direct Linear Ambient Luminaires | Standard | FALSE | [9 empty] | 42606 |  |  | Yes | Updated on 9/2/2016 | 3.1 | 3523 | 135 | 25.93 | 10.1 | 0.96 | 3523 | 84.2
PYDG9X54 | Orion Energy Systems Inc | HARRISÂ® STRIP FIXTURE | SFHC18F1SDUNVFDXXNL835XXXXXXXXXXXX | Indoor Luminaires | Linear Ambient | Direct Linear Ambient Luminaires | Standard | FALSE | [9 empty] | 42606 |  |  | Yes | Updated on 9/2/2016 | 3.1 | 3523 | 135 | 25.93 | 10.1 | 0.96 | 3523 | 84.2
PUXJVWJX | Orion Energy Systems Inc | HARRISÂ® STRIP FIXTURE | SFHR18F1(SDWD)UNVFDXXCT835XXXXXXXXXXXX | Indoor Retrofit Kit | Linear Ambient | Retrofit Kits for Direct Linear Ambient Luminaires | Standard | FALSE | [9 empty] | 42606 |  |  | Yes | Updated on 9/2/2016 | 3.1 | 3272 | 126 | 25.93 | 10.1 | 0.96 | 3523 | 84.2
P95F3NFH | Orion Energy Systems Inc | HARRISÂ® STRIP FIXTURE | SFHC18F1SDUNVFDXXCT835XXXXXXXXXXXX | Indoor Luminaires | Linear Ambient | Direct Linear Ambient Luminaires | Standard | FALSE | [9 empty] | 42606 |  |  | Yes | Updated on 9/2/2016 | 3.1 | 3272 | 126 | 25.93 | 10.1 | 0.96 | 3523 | 84.2
PXZSZHAX | Orion Energy Systems Inc | HARRISÂ® STRIP FIXTURE | SFHC13A1SDUNVFDXXNL835XXXXXXXXXXXX | Indoor Luminaires | Linear Ambient | Direct Linear Ambient Luminaires | Standard | FALSE | [9 empty] | 42606 |  |  | Yes | Updated on 9/2/2016 | 3.1 | 1766 | 110 | 16.05 | 10.1 | 0.96 | 3523 | 84.2
PH4D3W8J | Orion Energy Systems Inc | HARRISÂ® STRIP FIXTURE | SFHR13A1(SDWD)UNVFDXXNL835XXXXXXXXXXXX | Indoor Retrofit Kit | Linear Ambient | Retrofit Kits for Direct Linear Ambient Luminaires | Standard | FALSE | [9 empty] | 42606 |  |  | Yes | Updated on 9/2/2016 | 3.1 | 1766 | 110 | 16.05 | 10.1 | 0.96 | 3523 | 84.2
PQH9S3H2 | Orion Energy Systems Inc | HARRISÂ® STRIP FIXTURE | SFHC18G1SDUNVFDXXNL835XXXXXXXXXXXX | Indoor Luminaires | Linear Ambient | Direct Linear Ambient Luminaires | Standard | FALSE | [9 empty] | 42606 |  |  | Yes | Updated on 9/2/2016 | 3.1 | 6665 | 122 | 54.37 | 8.99 | 0.96 | 3523 | 84.2
PJJV4EYH | Orion Energy Systems Inc | HARRISÂ® STRIP FIXTURE | SFHR18G1(SDWD)UNVFDXXNL835XXXXXXXXXXXX | Indoor Retrofit Kit | Linear Ambient | Retrofit Kits for Direct Linear Ambient Luminaires | Standard | FALSE | [9 empty] | 42606 |  |  | Yes | Updated on 9/2/2016 | 3.1 | 6665 | 122 | 54.37 | 8.99 | 0.96 | 3523 | 84.2
PUWX2DVS | Orion Energy Systems Inc | HARRISÂ® STRIP FIXTURE | SFHR18G1(SDWD)UNVFDXXCT835XXXXXXXXXXXX | Indoor Retrofit Kit | Linear Ambient | Retrofit Kits for Direct Linear Ambient Luminaires | Standard | FALSE | [9 empty] | 42606 |  |  | Yes | Updated on 9/2/2016 | 3.1 | 6109 | 112 | 54.37 | 8.99 | 0.96 | 3523 | 84.2
P5MEBZ5Y | Orion Energy Systems Inc | HARRISÂ® STRIP FIXTURE | SFHC18G1SDUNVFDXXCT835XXXXXXXXXXXX | Indoor Luminaires | Linear Ambient | Direct Linear Ambient Luminaires | Standard | FALSE | [9 empty] | 42606 |  |  | Yes | Updated on 9/2/2016 | 3.1 | 6109 | 112 | 54.37 | 8.99 | 0.96 | 3523 | 84.2
PXAQMHRF | Orion Energy Systems Inc | HARRISÂ® STRIP FIXTURE | SFHR14E1(SDWD)UNVFDXXNL835XXXXXXXXXXXX | Indoor Retrofit Kit | Linear Ambient | Retrofit Kits for Direct Linear Ambient Luminaires | Standard | FALSE | [9 empty] | 42606 |  |  | Yes | Updated on 9/2/2016 | 3.1 | 5938 | 114 | 52.08 | 8.99 | 0.96 | 3523 | 84.2
PJG9SX44 | Orion Energy Systems Inc | HARRISÂ® STRIP FIXTURE | SFHC14E1SDUNVFDXXNL835XXXXXXXXXXXX | Indoor Luminaires | Linear Ambient | Direct Linear Ambient Luminaires | Standard | FALSE | [9 empty] | 42606 |  |  | Yes | Updated on 9/2/2016 | 3.1 | 5938 | 114 | 52.08 | 8.99 | 0.96 | 3523 | 84.2
PY431JKH | Orion Energy Systems Inc | HARRISÂ® STRIP FIXTURE | SFHR14E1(SDWD)UNVFDXXCT835XXXXXXXXXXXX | Indoor Retrofit Kit | Linear Ambient | Retrofit Kits for Direct Linear Ambient Luminaires | Standard | FALSE | [9 empty] | 42606 |  |  | Yes | Updated on 1/17/2017 | 3.1 | 5498 | 106.42 | 51.66 | 6.71 | 0.97 | 3539 | 83.8
PJ6SG82N | Orion Energy Systems Inc | HARRISÂ® STRIP FIXTURE | SFHC14E1SDUNVFDXXCT835XXXXXXXXXXXX | Indoor Luminaires | Linear Ambient | Direct Linear Ambient Luminaires | Standard | TRUE | 5498 | 106.4 | 51.66 | 6.71 | 0.974 | 3539 | 83.8 | 5 | 50000 | 42606 |  |  | Yes | Updated on 1/17/2017 | 3.1 | 5498 | 106.42 | 51.66 | 6.71 | 0.97 | 3539 | 83.8
PJHG8AJG | Orion Energy Systems Inc | HARRISÂ® STRIP FIXTURE | SFHR13A1(SDWD)UNVFDXXCT835XXXXXXXXXXXX | Indoor Retrofit Kit | Linear Ambient | Retrofit Kits for Direct Linear Ambient Luminaires | Standard | FALSE | [9 empty] | 42606 |  |  | Yes | Updated on 1/17/2017 | 3.1 | 1571 | 106.58 | 14.74 | 15 | 0.95 | 3518 | 83.9
PCXSEAAW | Lumenwerx ULC | Lumenwerx | VIA3[RF PD RVF S WD]-HLO-LED-80-500-30-3FT-UNV-D | Indoor Luminaires | Linear Ambient | Direct Linear Ambient Luminaires | Standard | FALSE | [9 empty] | 42606 | Dimmable | Continuous Below 10 | Yes |  | 3.1 | 1499 | 100.7 | 14.88 | 8.5 | 0.992 | 3081 | 83
P1BQXG4E | Lumenwerx ULC | Lumenwerx | VIA3[RF PD RVF S WD]-HLO-LED-80-500-30-2FT-UNV-D | Indoor Luminaires | Linear Ambient | Direct Linear Ambient Luminaires | Standard | FALSE | [9 empty] | 42606 | Dimmable | Continuous Below 10 | Yes |  | 3.1 | 999 | 100.7 | 9.92 | 8.5 | 0.992 | 3081 | 83
PG35S7BC | Global Energy & Lighting | Global Energy & Lighting | GLEDSL-20W-CC-5K | Indoor Luminaires | Linear Ambient | Direct Linear Ambient Luminaires | Standard | FALSE | [9 empty] | 42606 | Not Yet Verified | Not Yet Verified | NotYetVerified |  | 3 | 2100 | 105 | 20 | 14.5 | 0.982 | 5000 | 80
PE76J2UB | Global Energy & Lighting | Global Energy & Lighting | GLEDSL-20W-FC-5K | Indoor Luminaires | Linear Ambient | Direct Linear Ambient Luminaires | Standard | FALSE | [9 empty] | 42606 | Not Yet Verified | Not Yet Verified | NotYetVerified |  | 3 | 1900 | 95 | 20 | 13.3 | 0.987 | 5000 | 80
PW6212KJ | Global Energy & Lighting | Global Energy & Lighting | GLEDSL-30W-FC-5K | Indoor Luminaires | Linear Ambient | Direct Linear Ambient Luminaires | Standard | FALSE | [9 empty] | 42606 | Not Yet Verified | Not Yet Verified | NotYetVerified |  | 3 | 2850 | 95 | 30 | 10.7 | 0.992 | 5000 | 80
P4M4C55R | Global Energy & Lighting | Global Energy & Lighting | GLEDSL-30W-CC-5K | Indoor Luminaires | Linear Ambient | Direct Linear Ambient Luminaires | Standard | FALSE | [9 empty] | 42606 | Not Yet Verified | Not Yet Verified | NotYetVerified |  | 3 | 3150 | 105 | 30 | 9.6 | 0.993 | 5000 | 80
PH1ED5BW | Global Energy & Lighting | Global Energy & Lighting | GLEDSL-20W-CC-4K | Indoor Luminaires | Linear Ambient | Direct Linear Ambient Luminaires | Standard | FALSE | [9 empty] | 42606 | Not Yet Verified | Not Yet Verified | NotYetVerified |  | 3 | 2100 | 105 | 20 | 14.5 | 0.982 | 4000 | 80
P2GW2TCT | Global Energy & Lighting | Global Energy & Lighting | GLEDSL-20W-FC-4K | Indoor Luminaires | Linear Ambient | Direct Linear Ambient Luminaires | Standard | FALSE | [9 empty] | 42606 | Not Yet Verified | Not Yet Verified | NotYetVerified |  | 3 | 1900 | 95 | 20 | 13.3 | 0.987 | 4000 | 80
P69HETBD | Global Energy & Lighting | Global Energy & Lighting | GLEDSL-30W-FC-4K | Indoor Luminaires | Linear Ambient | Direct Linear Ambient Luminaires | Standard | FALSE | [9 empty] | 42606 | Not Yet Verified | Not Yet Verified | NotYetVerified |  | 3 | 2850 | 95 | 30 | 10.7 | 0.992 | 4000 | 80
PT79QEZQ | Global Energy & Lighting | Global Energy & Lighting | GLEDSL-30W-CC-4K | Indoor Luminaires | Linear Ambient | Direct Linear Ambient Luminaires | Standard | FALSE | [9 empty] | 42606 | Not Yet Verified | Not Yet Verified | NotYetVerified |  | 3 | 3150 | 105 | 30 | 9.6 | 0.993 | 4000 | 80
P3QCM9AF | KINGHILED | KINGHI | KH-D-8(5000K) | Indoor Luminaires | Linear Ambient | Direct Linear Ambient Luminaires | Standard | FALSE | [9 empty] | 42606 | Not Dimmable | Not Dimmable | No |  | 4 | 7200 | 120 | 60 | 20 | 0.98 | 5000 | 80
P37MU9GZ | KINGHILED | KINGHI | KH-CL-6-30W(5000K) | Indoor Luminaires | Linear Ambient | Direct Linear Ambient Luminaires | Standard | FALSE | [9 empty] | 42606 | Not Dimmable | Not Dimmable | No |  | 4 | 3800 | 127 | 30 | 20 | 0.98 | 5000 | 80
PYEF3TX1 | KINGHILED | KINGHI | KH-D-8(4500K) | Indoor Luminaires | Linear Ambient | Direct Linear Ambient Luminaires | Standard | FALSE | [9 empty] | 42606 | Not Dimmable | Not Dimmable | No |  | 4 | 7200 | 120 | 60 | 20 | 0.98 | 4500 | 80
PGXSHEN3 | KINGHILED | KINGHI | KH-CL-6-30W(4500K) | Indoor Luminaires | Linear Ambient | Direct Linear Ambient Luminaires | Standard | FALSE | [9 empty] | 42606 | Not Dimmable | Not Dimmable | No |  | 4 | 3800 | 127 | 30 | 20 | 0.98 | 4500 | 80
PABQFRMC | KINGHILED | KINGHI | KH-D-8(4000K) | Indoor Luminaires | Linear Ambient | Direct Linear Ambient Luminaires | Standard | FALSE | [9 empty] | 42606 | Not Dimmable | Not Dimmable | No |  | 4 | 7200 | 120 | 60 | 20 | 0.98 | 4000 | 80
P3TGPCUJ | KINGHILED | KINGHI | KH-CL-6-30W(4000K) | Indoor Luminaires | Linear Ambient | Direct Linear Ambient Luminaires | Standard | FALSE | [9 empty] | 42606 | Not Dimmable | Not Dimmable | No |  | 4 | 3800 | 127 | 30 | 20 | 0.98 | 4000 | 80
PVH9XTAP | KINGHILED | KINGHI | KH-D-8(3500K) | Indoor Luminaires | Linear Ambient | Direct Linear Ambient Luminaires | Standard | FALSE | [9 empty] | 42606 | Not Dimmable | Not Dimmable | No |  | 4 | 7200 | 120 | 60 | 20 | 0.98 | 3500 | 80
PV2ZNPD3 | KINGHILED | KINGHI | KH-CL-6-30W(3500K) | Indoor Luminaires | Linear Ambient | Direct Linear Ambient Luminaires | Standard | FALSE | [9 empty] | 42606 | Not Dimmable | Not Dimmable | No |  | 4 | 3800 | 127 | 30 | 20 | 0.98 | 3500 | 80
PHM5QN7U | DECO Lighting | DECO Digital | DACH-LED-8-100-30-UNV-R | Indoor Luminaires | Linear Ambient | Direct Linear Ambient Luminaires | Standard | TRUE | 9732.7 | 101.89 | 95.52 | 8.8 | 0.9651 | 3059 | 82.6 | 5 | 50000 | 42605 |  |  | No |  | 4 | 9888 | 103 | 100 | 20 | 0.9 | 3000 | 80
P3JP778W | DECO Lighting | DECO Digital | DACH-LED-2-25-30-UNV-R | Indoor Luminaires | Linear Ambient | Direct Linear Ambient Luminaires | Premium | TRUE | 2069.16 | 111.47 | 18.56 | 6.1 | 0.9475 | 3087 | 81.33 | 5 | 50000 | 42605 |  |  | No |  | 3.1 | 2240 | 112 | 20 | 6.1 | 0.95 | 3000 | 80
P4VGCWFZ | ATG Electronics Corp. | ATG Electronics Corp. | LIFI-35F-2FT-G2 | Indoor Luminaires | Linear Ambient | Direct Linear Ambient Luminaires | Standard | TRUE | 2368.6 | 120.13 | 19.72 | 17.64 | 0.9074 | 3428 | 83.2 | 5 | 83000 | 42605 |  |  | Yes | Product updated on 1/30/2017 | 4.1 | 2400 | 120 | 20 | 17.64 | 0.91 | 3500 | 83
PJ6SQGMU | Pinnacle Architectural Lighting | L6A100 LC6A100 | [L6A100 LC6A100]-35HO-4'-AC48X-UNV-1C-W-X | Indoor Luminaires | Linear Ambient | Direct Linear Ambient Luminaires | Standard | TRUE | 3164 | 91.7 | 34.5 | 17 | 0.936 | 3489 | 82 | 5 | 60000 | 42605 |  |  | Yes |  | 3.1 | 3164 | 91.7 | 34.5 | 17 | 0.94 | 3489 | 82
P3TDKH95 | Pinnacle Architectural Lighting | L6A100 LC6A100 | [[L6A100 LC6A100]-35-4'-AC48X-UNV-1C-W-X | Indoor Luminaires | Linear Ambient | Direct Linear Ambient Luminaires | Standard | TRUE | 1699 | 91.3 | 17.1 | 18.2 | 0.895 | 3491 | 82 | 5 | 60000 | 42605 |  |  | Yes |  | 3.1 | 1699 | 91.8 | 18.5 | 18.2 | 0.88 | 3491 | 82
PS5JWBWT | Pinnacle Architectural Lighting | EX4/EX44 | [EX4 EX44]-N-O-35-4'-AC48X-UNV-1C-W-X | Indoor Luminaires | Linear Ambient | Linear Ambient Luminaires w/ Indirect component | Standard | TRUE | 2229 | 119.8 | 18.6 | 19.2 | 0.884 | 3475 | 83 | 5 | 60000 | 42605 |  |  | No |  | 4 | 2229 | 119.8 | 18.6 | 19.2 | 0.88 | 3475 | 83
PKQ7A7FH | Pinnacle Architectural Lighting | EX4/EX44 | [EX4 EX44]-N-O-40-4'-AC48X-UNV-1C-W-X | Indoor Luminaires | Linear Ambient | Linear Ambient Luminaires w/ Indirect component | Standard | FALSE | [9 empty] | 42605 |  |  | No |  | 4 | 2317 | 124.6 | 18.6 | 19.2 | 0.88 | 4009 | 83
PA125BRB | Pinnacle Architectural Lighting | EX4/EX44 | [EX4 EX44]-N-O-40-4'-AC48X-UNV-1D-W-X | Indoor Luminaires | Linear Ambient | Linear Ambient Luminaires w/ Indirect component | Standard | FALSE | [9 empty] | 42605 |  |  | No |  | 4 | 2317 | 124.6 | 18.6 | 19.2 | 0.88 | 4009 | 83
PK3FDUBN | Pinnacle Architectural Lighting | EX4/EX44 | [EX4 EX44]-N-O-40HO-4'-AC48X-UNV-1C-W-X | Indoor Luminaires | Linear Ambient | Linear Ambient Luminaires w/ Indirect component | Standard | FALSE | [9 empty] | 42605 |  |  | No |  | 4 | 4282 | 125.2 | 34.2 | 17.6 | 0.94 | 4005 | 82
P9ACTNSG | Pinnacle Architectural Lighting | EX4/EX44 | [EX4 EX44]-N-O-40HO-4'-AC48X-UNV-1D-W-X | Indoor Luminaires | Linear Ambient | Linear Ambient Luminaires w/ Indirect component | Standard | FALSE | [9 empty] | 42605 |  |  | No |  | 4 | 4282 | 125.2 | 34.2 | 17.6 | 0.94 | 4005 | 82
PXEJD6WU | Pinnacle Architectural Lighting | L6A100 LC6A100 | [L6A100 LC6A100]-40HO-4'-AC48X-UNV-1C-W-X | Indoor Luminaires | Linear Ambient | Direct Linear Ambient Luminaires | Standard | FALSE | [9 empty] | 42605 |  |  | Yes |  | 3.1 | 3268 | 94.7 | 34.5 | 17 | 0.94 | 4002 | 82
P3DU298E | Pinnacle Architectural Lighting | L6A100 LC6A100 | [L6A100 LC6A100]-40HO-4'-AC48X-UNV-1D-W-X | Indoor Luminaires | Linear Ambient | Direct Linear Ambient Luminaires | Standard | FALSE | [9 empty] | 42605 |  |  | Yes |  | 3.1 | 3268 | 94.7 | 34.5 | 17 | 0.94 | 4002 | 82
PB6J5XP1 | Pinnacle Architectural Lighting | L6A100 LC6A100 | [L6A100 LC6A100]-40-4'-AC48X-UNV-1C-W-X | Indoor Luminaires | Linear Ambient | Direct Linear Ambient Luminaires | Standard | FALSE | [9 empty] | 42605 |  |  | Yes |  | 3.1 | 1761 | 96.2 | 18.3 | 18.2 | 0.89 | 4000 | 82
PZJYVDG7 | Pinnacle Architectural Lighting | L6A100 LC6A100 | [L6A100 LC6A100]-40-4'-AC48X-UNV-1D-W-X | Indoor Luminaires | Linear Ambient | Direct Linear Ambient Luminaires | Standard | FALSE | [9 empty] | 42605 |  |  | Yes |  | 3.1 | 1761 | 96.2 | 18.3 | 18.2 | 0.89 | 4000 | 82
PQ8G8YFN | Pinnacle Architectural Lighting | L6A100 LC6A100 | [L6A100 LC6A100]-35-4'-AC48X-UNV-1D-W-X | Indoor Luminaires | Linear Ambient | Direct Linear Ambient Luminaires | Standard | FALSE | [9 empty] | 42605 |  |  | Yes |  | 3.1 | 1699 | 91.8 | 18.5 | 18.2 | 0.88 | 3491 | 82
PEN4RJQE | Pinnacle Architectural Lighting | L6A100 LC6A100 | [L6A100 LC6A100]-35HO-4'-AC48X-UNV-1D-W-X | Indoor Luminaires | Linear Ambient | Direct Linear Ambient Luminaires | Standard | FALSE | [9 empty] | 42605 |  |  | Yes |  | 3.1 | 3164 | 91.7 | 34.5 | 17 | 0.94 | 3489 | 82
PA77PYSS | Pinnacle Architectural Lighting | EX4/EX44 | [EX4 EX44]-N-O-35HO-4'-AC48X-UNV-1C-W-X | Indoor Luminaires | Linear Ambient | Linear Ambient Luminaires w/ Indirect component | Standard | FALSE | [9 empty] | 42605 |  |  | No |  | 4 | 4126 | 120.6 | 34.2 | 17.6 | 0.94 | 3479 | 82
PDGHWEND | Pinnacle Architectural Lighting | EX4/EX44 | [EX4 EX44]-N-O-35HO-4'-AC48X-UNV-1D-W-X | Indoor Luminaires | Linear Ambient | Linear Ambient Luminaires w/ Indirect component | Standard | FALSE | [9 empty] | 42605 |  |  | No |  | 4 | 4126 | 120.6 | 34.2 | 17.6 | 0.94 | 3479 | 82
PQPSGG69 | Pinnacle Architectural Lighting | EX4/EX44 | [EX4 EX44]-N-O-35-4'-AC48X-UNV-1D-W-X | Indoor Luminaires | Linear Ambient | Linear Ambient Luminaires w/ Indirect component | Standard | FALSE | [9 empty] | 42605 |  |  | No |  | 4 | 2229 | 119.8 | 18.6 | 19.2 | 0.88 | 3475 | 83
PD8J3MTB | DECO Lighting | DECO Digital | DACH-LED-8-100-50-UNV-R | Indoor Luminaires | Linear Ambient | Direct Linear Ambient Luminaires | Standard | FALSE | [9 empty] | 42605 |  |  | No |  | 4 | 10560 | 110 | 100 | 20 | 0.9 | 5000 | 80
PRABCSWY | DECO Lighting | DECO Digital | DACH-LED-2-25-50-UNV-R | Indoor Luminaires | Linear Ambient | Direct Linear Ambient Luminaires | Premium | FALSE | [9 empty] | 42605 |  |  | No |  | 3.1 | 2360 | 118 | 20 | 6.1 | 0.95 | 5000 | 80
PDFHVMSE | DECO Lighting | DECO Digital | DACH-LED-8-100-40-UNV-R | Indoor Luminaires | Linear Ambient | Direct Linear Ambient Luminaires | Standard | FALSE | [9 empty] | 42605 |  |  | No |  | 4 | 10368 | 108 | 100 | 20 | 0.9 | 4000 | 80
P7A1G68V | DECO Lighting | DECO Digital | DACH-LED-2-25-40-UNV-R | Indoor Luminaires | Linear Ambient | Direct Linear Ambient Luminaires | Premium | FALSE | [9 empty] | 42605 |  |  | No |  | 3.1 | 2300 | 115 | 20 | 6.1 | 0.95 | 4000 | 80
PMN3F1KS | DECO Lighting | DECO Digital | DACH-LED-8-100-35-UNV-R | Indoor Luminaires | Linear Ambient | Direct Linear Ambient Luminaires | Standard | FALSE | [9 empty] | 42605 |  |  | No |  | 4 | 10176 | 106 | 100 | 20 | 0.9 | 3500 | 80
PK8XJ6K1 | DECO Lighting | DECO Digital | DACH-LED-2-25-35-UNV-R | Indoor Luminaires | Linear Ambient | Direct Linear Ambient Luminaires | Premium | FALSE | [9 empty] | 42605 |  |  | No |  | 3.1 | 2260 | 113 | 20 | 6.1 | 0.95 | 3500 | 80
PFD33BSU | Lumenwerx ULC | Lumenwerx | QUAW[PSW]X-HLO-LED-80-550-30-4-UNV-D-1-XXX-XX-XXX-[FUBLANK] | Indoor Luminaires | Linear Ambient | Direct Linear Ambient Luminaires | Standard | TRUE | 2368 | 118.16 | 20.04 | 8.49 | 0.966 | 3068 | 83.3 | 5 | 60000 | 42604 |  |  | Yes |  | 4 | 2368 | 119.5 | 19.8 | 6.62 | 1 | 3068 | 83.3
PGH9PAAX | Lumenwerx ULC | Lumenwerx | QUAW[PSW]X-HLO-LED-80-550-40-4-UNV-D-1-XXX-XX-XXX-[FUBLANK] | Indoor Luminaires | Linear Ambient | Direct Linear Ambient Luminaires | Standard | TRUE | 2437 | 126.4 | 19.28 | 8.78 | 0.964 | 4022 | 84.6 | 5 | 60000 | 42604 |  |  | Yes |  | 4 | 2437 | 127.5 | 19.1 | 6.8 | 1 | 4022 | 84.6
PX9QH93N | Lumenwerx ULC | Lumenwerx | QUAW[PSW]X-HLO-LED-80-1200-30-4-UNV-D-1-XXX-XX-XXX-[FUBLANK] | Indoor Luminaires | Linear Ambient | Direct Linear Ambient Luminaires | Standard | TRUE | 5125 | 113.36 | 45.21 | 15.46 | 0.956 | 3083 | 83 | 5 | 60000 | 42604 |  |  | Yes |  | 4 | 5126 | 113.4 | 45.2 | 7.54 | 1 | 3083 | 83
PX3A91AG | Zhongshan Luxmode Industrial Co. LTD | Luxmode | LE014-HE-40K | Indoor Retrofit Kit | Linear Ambient | Retrofit Kits for Direct Linear Ambient Luminaires | Premium | TRUE | 3205.03 | 140.69 | 22.78 | 8.729 | 0.928 | 4128 | 85.9 | 5 | 50000 | 42604 |  |  | No |  | 4 | 3200 | 140 | 23 | 8.7 | 0.92 | 4000 | 85
PWUH9451 | Zhongshan Luxmode Industrial Co. LTD | Luxmode | LE014-HE-50K | Indoor Retrofit Kit | Linear Ambient | Retrofit Kits for Direct Linear Ambient Luminaires | Premium | FALSE | [9 empty] | 42604 |  |  | No |  | 4 | 3290 | 143 | 23 | 9.1 | 0.96 | 5000 | 83
PGX4J1KF | Lumenwerx ULC | Lumenwerx | QUAW[PSW]X-HLO-LED-120-1200-40-12-UNV-D-1-XXX-XX-XXX-[FUBLANK] | Indoor Luminaires | Linear Ambient | Direct Linear Ambient Luminaires | Standard | FALSE | [9 empty] | 42604 | Dimmable | Continuous Below 10 | Yes |  | 4 | 15825 | 120.2 | 131.7 | 7.59 | 1 | 4042 | 84.6
P71DDW4J | Lumenwerx ULC | Lumenwerx | QUAW[PSW]X-HLO-LED-80-1200-40-8-UNV-D-1-XXX-XX-XXX-[FUBLANK] | Indoor Luminaires | Linear Ambient | Direct Linear Ambient Luminaires | Standard | FALSE | [9 empty] | 42604 | Dimmable | Continuous Below 10 | Yes |  | 4 | 10550 | 120.2 | 87.8 | 7.59 | 1 | 4042 | 84.6
P4XTH31T | Lumenwerx ULC | Lumenwerx | QUAW[PSW]X-HLO-LED-80-1200-40-4-UNV-D-1-XXX-XX-XXX-[FUBLANK] | Indoor Luminaires | Linear Ambient | Direct Linear Ambient Luminaires | Standard | FALSE | [9 empty] | 42604 | Dimmable | Continuous Below 10 | Yes |  | 4 | 5275 | 120.2 | 43.9 | 7.59 | 1 | 4042 | 84.6
PZVEZEVR | Lumenwerx ULC | Lumenwerx | QUAN[PSW]X-HLO-LED-120-1000-40-12-UNV-D-1-XXX-XX-XXX-[FUBLANK] | Indoor Luminaires | Linear Ambient | Direct Linear Ambient Luminaires | Standard | FALSE | [9 empty] | 42604 | Dimmable | Continuous Below 10 | Yes |  | 4 | 13848 | 127.3 | 108.8 | 6.11 | 1 | 4031 | 84.6
P6P5SRZZ | Lumenwerx ULC | Lumenwerx | QUAW[PSW]X-HLO-LED-120-1000-40-12-UNV-D-1-XXX-XX-XXX-[FUBLANK] | Indoor Luminaires | Linear Ambient | Direct Linear Ambient Luminaires | Standard | FALSE | [9 empty] | 42604 | Dimmable | Continuous Below 10 | Yes |  | 4 | 13272 | 122 | 108.8 | 6.11 | 1 | 4031 | 84.6
PE1V4RB1 | Lumenwerx ULC | Lumenwerx | QUAN[PSW]X-HLO-LED-80-1000-40-8-UNV-D-1-XXX-XX-XXX-[FUBLANK] | Indoor Luminaires | Linear Ambient | Direct Linear Ambient Luminaires | Standard | FALSE | [9 empty] | 42604 | Dimmable | Continuous Below 10 | Yes |  | 4 | 9232 | 127.3 | 72.5 | 6.11 | 1 | 4031 | 84.6
P3GYPD5W | Lumenwerx ULC | Lumenwerx | QUAW[PSW]X-HLO-LED-80-1000-40-8-UNV-D-1-XXX-XX-XXX-[FUBLANK] | Indoor Luminaires | Linear Ambient | Direct Linear Ambient Luminaires | Standard | FALSE | [9 empty] | 42604 | Dimmable | Continuous Below 10 | Yes |  | 4 | 8848 | 122 | 72.5 | 6.11 | 1 | 4031 | 84.6
PKQJKWBG | Lumenwerx ULC | Lumenwerx | QUAN[PSW]X-HLO-LED-80-1000-40-4-UNV-D-1-XXX-XX-XXX-[FUBLANK] | Indoor Luminaires | Linear Ambient | Direct Linear Ambient Luminaires | Standard | FALSE | [9 empty] | 42604 | Dimmable | Continuous Below 10 | Yes |  | 4 | 4616 | 127.3 | 36.3 | 6.11 | 1 | 4031 | 84.6
P4ZBWTHF | Lumenwerx ULC | Lumenwerx | QUAW[PSW]X-HLO-LED-80-1000-40-4-UNV-D-1-XXX-XX-XXX-[FUBLANK] | Indoor Luminaires | Linear Ambient | Direct Linear Ambient Luminaires | Standard | FALSE | [9 empty] | 42604 | Dimmable | Continuous Below 10 | Yes |  | 4 | 4424 | 122 | 36.3 | 6.11 | 1 | 4031 | 84.6
PSJTMSPA | Lumenwerx ULC | Lumenwerx | QUAN[PSW]X-HLO-LED-120-750-40-12-UNV-D-1-XXX-XX-XXX-[FUBLANK] | Indoor Luminaires | Linear Ambient | Direct Linear Ambient Luminaires | Standard | FALSE | [9 empty] | 42604 | Dimmable | Continuous Below 10 | Yes |  | 4 | 10375 | 131.2 | 79.1 | 7.32 | 1 | 4029 | 84.6
PPE1FFZE | Lumenwerx ULC | Lumenwerx | QUAW[PSW]X-HLO-LED-120-750-40-12-UNV-D-1-XXX-XX-XXX-[FUBLANK] | Indoor Luminaires | Linear Ambient | Direct Linear Ambient Luminaires | Standard | FALSE | [9 empty] | 42604 | Dimmable | Continuous Below 10 | Yes |  | 4 | 9944 | 125.7 | 79.1 | 7.32 | 1 | 4029 | 84.6
P14GA8WQ | Lumenwerx ULC | Lumenwerx | QUAN[PSW]X-HLO-LED-80-750-40-8-UNV-D-1-XXX-XX-XXX-[FUBLANK] | Indoor Luminaires | Linear Ambient | Direct Linear Ambient Luminaires | Standard | FALSE | [9 empty] | 42604 | Dimmable | Continuous Below 10 | Yes |  | 4 | 6917 | 131.2 | 52.7 | 7.32 | 1 | 4029 | 84.6
PGET753H | Lumenwerx ULC | Lumenwerx | QUAW[PSW]X-HLO-LED-80-750-40-8-UNV-D-1-XXX-XX-XXX-[FUBLANK] | Indoor Luminaires | Linear Ambient | Direct Linear Ambient Luminaires | Standard | FALSE | [9 empty] | 42604 | Dimmable | Continuous Below 10 | Yes |  | 4 | 6629 | 125.7 | 52.7 | 7.32 | 1 | 4029 | 84.6
PK6XCWN5 | Lumenwerx ULC | Lumenwerx | QUAN[PSW]X-HLO-LED-80-750-40-4-UNV-D-1-XXX-XX-XXX-[FUBLANK] | Indoor Luminaires | Linear Ambient | Direct Linear Ambient Luminaires | Standard | FALSE | [9 empty] | 42604 | Dimmable | Continuous Below 10 | Yes |  | 4 | 3458 | 131.2 | 26.4 | 7.32 | 1 | 4029 | 84.6
P1QWWAK6 | Lumenwerx ULC | Lumenwerx | QUAW[PSW]X-HLO-LED-80-750-40-4-UNV-D-1-XXX-XX-XXX-[FUBLANK] | Indoor Luminaires | Linear Ambient | Direct Linear Ambient Luminaires | Standard | FALSE | [9 empty] | 42604 | Dimmable | Continuous Below 10 | Yes |  | 4 | 3315 | 125.7 | 26.4 | 7.32 | 1 | 4029 | 84.6
PRS9TCD2 | Lumenwerx ULC | Lumenwerx | QUAN[PSW]X-HLO-LED-120-550-40-12-UNV-D-1-XXX-XX-XXX-[FUBLANK] | Indoor Luminaires | Linear Ambient | Direct Linear Ambient Luminaires | Standard | FALSE | [9 empty] | 42604 | Dimmable | Continuous Below 10 | Yes |  | 4 | 7628 | 133 | 57.4 | 6.8 | 1 | 4022 | 84.6
P4854XXB | Lumenwerx ULC | Lumenwerx | QUAW[PSW]X-HLO-LED-120-550-40-12-UNV-D-1-XXX-XX-XXX-[FUBLANK] | Indoor Luminaires | Linear Ambient | Direct Linear Ambient Luminaires | Standard | FALSE | [9 empty] | 42604 | Dimmable | Continuous Below 10 | Yes |  | 4 | 7311 | 127.5 | 57.4 | 6.8 | 1 | 4022 | 84.6
P8XNRSFX | Lumenwerx ULC | Lumenwerx | QUAN[PSW]X-HLO-LED-80-550-40-8-UNV-D-1-XXX-XX-XXX-[FUBLANK] | Indoor Luminaires | Linear Ambient | Direct Linear Ambient Luminaires | Standard | FALSE | [9 empty] | 42604 | Dimmable | Continuous Below 10 | Yes |  | 4 | 5085 | 133 | 38.2 | 6.8 | 1 | 4022 | 84.6
PJ61RZ27 | Lumenwerx ULC | Lumenwerx | QUAW[PSW]X-HLO-LED-80-550-40-8-UNV-D-1-XXX-XX-XXX-[FUBLANK] | Indoor Luminaires | Linear Ambient | Direct Linear Ambient Luminaires | Standard | FALSE | [9 empty] | 42604 | Dimmable | Continuous Below 10 | Yes |  | 4 | 4874 | 127.5 | 38.2 | 6.8 | 1 | 4022 | 84.6
PQ867NXA | Lumenwerx ULC | Lumenwerx | QUAN[PSW]X-HLO-LED-80-550-40-4-UNV-D-1-XXX-XX-XXX-[FUBLANK] | Indoor Luminaires | Linear Ambient | Direct Linear Ambient Luminaires | Standard | FALSE | [9 empty] | 42604 | Dimmable | Continuous Below 10 | Yes |  | 4 | 2543 | 133 | 19.1 | 6.8 | 1 | 4022 | 84.6
PTZMCJSG | Lumenwerx ULC | Lumenwerx | QUAW[PSW]X-HLO-LED-120-1200-35-12-UNV-D-1-XXX-XX-XXX-[FUBLANK] | Indoor Luminaires | Linear Ambient | Direct Linear Ambient Luminaires | Standard | FALSE | [9 empty] | 42604 | Dimmable | Continuous Below 10 | Yes |  | 4 | 15601 | 115 | 135.7 | 7.27 | 1 | 3562 | 83.8
P2QTRJ4P | Lumenwerx ULC | Lumenwerx | QUAW[PSW]X-HLO-LED-80-1200-35-8-UNV-D-1-XXX-XX-XXX-[FUBLANK] | Indoor Luminaires | Linear Ambient | Direct Linear Ambient Luminaires | Standard | FALSE | [9 empty] | 42604 | Dimmable | Continuous Below 10 | Yes |  | 4 | 10401 | 115 | 90.5 | 7.27 | 1 | 3562 | 83.8
PVETQE3H | Lumenwerx ULC | Lumenwerx | QUAW[PSW]X-HLO-LED-80-1200-35-4-UNV-D-1-XXX-XX-XXX-[FUBLANK] | Indoor Luminaires | Linear Ambient | Direct Linear Ambient Luminaires | Standard | FALSE | [9 empty] | 42604 | Dimmable | Continuous Below 10 | Yes |  | 4 | 5200 | 115 | 45.2 | 7.27 | 1 | 3562 | 83.8
PMH4D2QC | Lumenwerx ULC | Lumenwerx | QUAN[PSW]X-HLO-LED-120-1000-35-12-UNV-D-1-XXX-XX-XXX-[FUBLANK] | Indoor Luminaires | Linear Ambient | Direct Linear Ambient Luminaires | Standard | FALSE | [9 empty] | 42604 | Dimmable | Continuous Below 10 | Yes |  | 4 | 13652 | 123.9 | 110.2 | 5.97 | 1 | 3553 | 83.9
PDB8EDUA | Lumenwerx ULC | Lumenwerx | QUAW[PSW]X-HLO-LED-120-1000-35-12-UNV-D-1-XXX-XX-XXX-[FUBLANK] | Indoor Luminaires | Linear Ambient | Direct Linear Ambient Luminaires | Standard | FALSE | [9 empty] | 42604 | Dimmable | Continuous Below 10 | Yes |  | 4 | 13085 | 118.8 | 110.2 | 5.97 | 1 | 3553 | 83.9
PTS5C3MG | Lumenwerx ULC | Lumenwerx | QUAN[PSW]X-HLO-LED-80-1000-35-8-UNV-D-1-XXX-XX-XXX-[FUBLANK] | Indoor Luminaires | Linear Ambient | Direct Linear Ambient Luminaires | Standard | FALSE | [9 empty] | 42604 | Dimmable | Continuous Below 10 | Yes |  | 4 | 9101 | 123.9 | 73.4 | 5.97 | 1 | 3553 | 83.9
PHH9W35C | Lumenwerx ULC | Lumenwerx | QUAW[PSW]X-HLO-LED-80-1000-35-8-UNV-D-1-XXX-XX-XXX-[FUBLANK] | Indoor Luminaires | Linear Ambient | Direct Linear Ambient Luminaires | Standard | FALSE | [9 empty] | 42604 | Dimmable | Continuous Below 10 | Yes |  | 4 | 8723 | 118.8 | 73.4 | 5.97 | 1 | 3553 | 83.9
PBZVUGQW | Lumenwerx ULC | Lumenwerx | QUAN[PSW]X-HLO-LED-80-1000-35-4-UNV-D-1-XXX-XX-XXX-[FUBLANK] | Indoor Luminaires | Linear Ambient | Direct Linear Ambient Luminaires | Standard | FALSE | [9 empty] | 42604 | Dimmable | Continuous Below 10 | Yes |  | 4 | 4551 | 123.9 | 36.7 | 5.97 | 1 | 3553 | 83.9
P2UYPVZZ | Lumenwerx ULC | Lumenwerx | QUAW[PSW]X-HLO-LED-80-1000-35-4-UNV-D-1-XXX-XX-XXX-[FUBLANK] | Indoor Luminaires | Linear Ambient | Direct Linear Ambient Luminaires | Standard | FALSE | [9 empty] | 42604 | Dimmable | Continuous Below 10 | Yes |  | 4 | 4362 | 118.8 | 36.7 | 5.97 | 1 | 3553 | 83.9
PQ4MM541 | Lumenwerx ULC | Lumenwerx | QUAN[PSW]X-HLO-LED-120-750-35-12-UNV-D-1-XXX-XX-XXX-[FUBLANK] | Indoor Luminaires | Linear Ambient | Direct Linear Ambient Luminaires | Standard | FALSE | [9 empty] | 42604 | Dimmable | Continuous Below 10 | Yes |  | 4 | 10229 | 125.3 | 81.7 | 7.06 | 1 | 3551 | 83.9
P1MTGRUF | Lumenwerx ULC | Lumenwerx | QUAW[PSW]X-HLO-LED-120-750-35-12-UNV-D-1-XXX-XX-XXX-[FUBLANK] | Indoor Luminaires | Linear Ambient | Direct Linear Ambient Luminaires | Standard | FALSE | [9 empty] | 42604 | Dimmable | Continuous Below 10 | Yes |  | 4 | 9804 | 120.1 | 81.7 | 7.06 | 1 | 3551 | 83.9
PXKHTYJJ | Lumenwerx ULC | Lumenwerx | QUAN[PSW]X-HLO-LED-80-750-35-8-UNV-D-1-XXX-XX-XXX-[FUBLANK] | Indoor Luminaires | Linear Ambient | Direct Linear Ambient Luminaires | Standard | FALSE | [9 empty] | 42604 | Dimmable | Continuous Below 10 | Yes |  | 4 | 6819 | 125.3 | 54.4 | 7.06 | 1 | 3551 | 83.9
PEQ2KE4P | Lumenwerx ULC | Lumenwerx | QUAW[PSW]X-HLO-LED-80-750-35-8-UNV-D-1-XXX-XX-XXX-[FUBLANK] | Indoor Luminaires | Linear Ambient | Direct Linear Ambient Luminaires | Standard | FALSE | [9 empty] | 42604 | Dimmable | Continuous Below 10 | Yes |  | 4 | 6536 | 120.1 | 54.4 | 7.06 | 1 | 3551 | 83.9
PW1A6M68 | Lumenwerx ULC | Lumenwerx | QUAN[PSW]X-HLO-LED-80-750-35-4-UNV-D-1-XXX-XX-XXX-[FUBLANK] | Indoor Luminaires | Linear Ambient | Direct Linear Ambient Luminaires | Standard | FALSE | [9 empty] | 42604 | Dimmable | Continuous Below 10 | Yes |  | 4 | 3410 | 125.3 | 27.2 | 7.06 | 1 | 3551 | 83.9
PDNVBYFH | Lumenwerx ULC | Lumenwerx | QUAW[PSW]X-HLO-LED-80-750-35-4-UNV-D-1-XXX-XX-XXX-[FUBLANK] | Indoor Luminaires | Linear Ambient | Direct Linear Ambient Luminaires | Standard | FALSE | [9 empty] | 42604 | Dimmable | Continuous Below 10 | Yes |  | 4 | 3268 | 120.1 | 27.2 | 7.06 | 1 | 3551 | 83.9
PWREM9DR | Lumenwerx ULC | Lumenwerx | QUAN[PSW]X-HLO-LED-120-550-35-12-UNV-D-1-XXX-XX-XXX-[FUBLANK] | Indoor Luminaires | Linear Ambient | Direct Linear Ambient Luminaires | Standard | FALSE | [9 empty] | 42604 | Dimmable | Continuous Below 10 | Yes |  | 4 | 7520 | 127.9 | 58.8 | 6.54 | 1 | 3545 | 84
PVDR4RY6 | Lumenwerx ULC | Lumenwerx | QUAW[PSW]X-HLO-LED-120-550-35-12-UNV-D-1-XXX-XX-XXX-[FUBLANK] | Indoor Luminaires | Linear Ambient | Direct Linear Ambient Luminaires | Standard | FALSE | [9 empty] | 42604 | Dimmable | Continuous Below 10 | Yes |  | 4 | 7208 | 122.6 | 58.8 | 6.54 | 1 | 3545 | 84
P7XVX1ZT | Lumenwerx ULC | Lumenwerx | QUAN[PSW]X-HLO-LED-80-550-35-8-UNV-D-1-XXX-XX-XXX-[FUBLANK] | Indoor Luminaires | Linear Ambient | Direct Linear Ambient Luminaires | Standard | FALSE | [9 empty] | 42604 | Dimmable | Continuous Below 10 | Yes |  | 4 | 5013 | 127.9 | 39.2 | 6.54 | 1 | 3545 | 84
PZWX8FYF | Lumenwerx ULC | Lumenwerx | QUAW[PSW]X-HLO-LED-80-550-35-8-UNV-D-1-XXX-XX-XXX-[FUBLANK] | Indoor Luminaires | Linear Ambient | Direct Linear Ambient Luminaires | Standard | FALSE | [9 empty] | 42604 | Dimmable | Continuous Below 10 | Yes |  | 4 | 4805 | 122.6 | 39.2 | 6.54 | 1 | 3545 | 84
PGU5ACX9 | Lumenwerx ULC | Lumenwerx | QUAN[PSW]X-HLO-LED-80-550-35-4-UNV-D-1-XXX-XX-XXX-[FUBLANK] | Indoor Luminaires | Linear Ambient | Direct Linear Ambient Luminaires | Standard | FALSE | [9 empty] | 42604 | Dimmable | Continuous Below 10 | Yes |  | 4 | 2507 | 127.9 | 19.6 | 6.54 | 1 | 3545 | 84
PG57B13U | Lumenwerx ULC | Lumenwerx | QUAW[PSW]X-HLO-LED-80-550-35-4-UNV-D-1-XXX-XX-XXX-[FUBLANK] | Indoor Luminaires | Linear Ambient | Direct Linear Ambient Luminaires | Standard | FALSE | [9 empty] | 42604 | Dimmable | Continuous Below 10 | Yes |  | 4 | 2403 | 122.6 | 19.6 | 6.54 | 1 | 3545 | 84
PPRNFJF2 | Lumenwerx ULC | Lumenwerx | QUAW[PSW]X-HLO-LED-120-1200-30-12-UNV-D-1-XXX-XX-XXX-[FUBLANK] | Indoor Luminaires | Linear Ambient | Direct Linear Ambient Luminaires | Standard | FALSE | [9 empty] | 42604 | Dimmable | Continuous Below 10 | Yes |  | 4 | 15378 | 113.4 | 135.6 | 7.54 | 1 | 3083 | 83
P3PT66KU | Lumenwerx ULC | Lumenwerx | QUAW[PSW]X-HLO-LED-80-1200-30-8-UNV-D-1-XXX-XX-XXX-[FUBLANK] | Indoor Luminaires | Linear Ambient | Direct Linear Ambient Luminaires | Standard | FALSE | [9 empty] | 42604 | Dimmable | Continuous Below 10 | Yes |  | 4 | 10252 | 113.4 | 90.4 | 7.54 | 1 | 3083 | 83
PG57A8GY | Lumenwerx ULC | Lumenwerx | QUAN[PSW]X-HLO-LED-120-1000-30-12-UNV-D-1-XXX-XX-XXX-[FUBLANK] | Indoor Luminaires | Linear Ambient | Direct Linear Ambient Luminaires | Standard | FALSE | [9 empty] | 42604 | Dimmable | Continuous Below 10 | Yes |  | 4 | 13456 | 120.6 | 111.6 | 6.35 | 1 | 3075 | 83.1
PSFSNXVB | Lumenwerx ULC | Lumenwerx | QUAW[PSW]X-HLO-LED-120-1000-30-12-UNV-D-1-XXX-XX-XXX-[FUBLANK] | Indoor Luminaires | Linear Ambient | Direct Linear Ambient Luminaires | Standard | FALSE | [9 empty] | 42604 | Dimmable | Continuous Below 10 | Yes |  | 4 | 12897 | 115.6 | 111.6 | 6.35 | 1 | 3075 | 83.1
PQS6MHV4 | Lumenwerx ULC | Lumenwerx | QUAN[PSW]X-HLO-LED-80-1000-30-8-UNV-D-1-XXX-XX-XXX-[FUBLANK] | Indoor Luminaires | Linear Ambient | Direct Linear Ambient Luminaires | Standard | FALSE | [9 empty] | 42604 | Dimmable | Continuous Below 10 | Yes |  | 4 | 8971 | 120.6 | 74.4 | 6.35 | 1 | 3075 | 83.1
PS1YYX6U | Lumenwerx ULC | Lumenwerx | QUAW[PSW]X-HLO-LED-80-1000-30-8-UNV-D-1-XXX-XX-XXX-[FUBLANK] | Indoor Luminaires | Linear Ambient | Direct Linear Ambient Luminaires | Standard | FALSE | [9 empty] | 42604 | Dimmable | Continuous Below 10 | Yes |  | 4 | 8598 | 115.6 | 74.4 | 6.35 | 1 | 3075 | 83.1
PP26N811 | Lumenwerx ULC | Lumenwerx | QUAN[PSW]X-HLO-LED-80-1000-30-4-UNV-D-1-XXX-XX-XXX-[FUBLANK] | Indoor Luminaires | Linear Ambient | Direct Linear Ambient Luminaires | Standard | FALSE | [9 empty] | 42604 | Dimmable | Continuous Below 10 | Yes |  | 4 | 4485 | 120.6 | 37.2 | 6.35 | 1 | 3075 | 83.1
P19PEXTR | Lumenwerx ULC | Lumenwerx | QUAW[PSW]X-HLO-LED-80-1000-30-4-UNV-D-1-XXX-XX-XXX-[FUBLANK] | Indoor Luminaires | Linear Ambient | Direct Linear Ambient Luminaires | Standard | FALSE | [9 empty] | 42604 | Dimmable | Continuous Below 10 | Yes |  | 4 | 4299 | 115.6 | 37.2 | 6.35 | 1 | 3075 | 83.1
PRY2AUMV | Lumenwerx ULC | Lumenwerx | QUAN[PSW]X-HLO-LED-120-750-30-12-UNV-D-1-XXX-XX-XXX-[FUBLANK] | Indoor Luminaires | Linear Ambient | Direct Linear Ambient Luminaires | Standard | FALSE | [9 empty] | 42604 | Dimmable | Continuous Below 10 | Yes |  | 4 | 10082 | 122.9 | 82.1 | 6.74 | 1 | 3073 | 83.2
PFXMD8YH | Lumenwerx ULC | Lumenwerx | QUAW[PSW]X-HLO-LED-120-750-30-12-UNV-D-1-XXX-XX-XXX-[FUBLANK] | Indoor Luminaires | Linear Ambient | Direct Linear Ambient Luminaires | Standard | FALSE | [9 empty] | 42604 | Dimmable | Continuous Below 10 | Yes |  | 4 | 9663 | 117.8 | 82.1 | 6.74 | 1 | 3073 | 83.2
PP8JFGXZ | Lumenwerx ULC | Lumenwerx | QUAN[PSW]X-HLO-LED-80-750-30-8-UNV-D-1-XXX-XX-XXX-[FUBLANK] | Indoor Luminaires | Linear Ambient | Direct Linear Ambient Luminaires | Standard | FALSE | [9 empty] | 42604 | Dimmable | Continuous Below 10 | Yes |  | 4 | 6721 | 122.9 | 54.7 | 6.74 | 1 | 3073 | 83.2
PWREGKDK | Lumenwerx ULC | Lumenwerx | QUAW[PSW]X-HLO-LED-80-750-30-8-UNV-D-1-XXX-XX-XXX-[FUBLANK] | Indoor Luminaires | Linear Ambient | Direct Linear Ambient Luminaires | Standard | FALSE | [9 empty] | 42604 | Dimmable | Continuous Below 10 | Yes |  | 4 | 6442 | 117.8 | 54.7 | 6.74 | 1 | 3073 | 83.2
PBQJXHPY | Lumenwerx ULC | Lumenwerx | QUAN[PSW]X-HLO-LED-80-750-30-4-UNV-D-1-XXX-XX-XXX-[FUBLANK] | Indoor Luminaires | Linear Ambient | Direct Linear Ambient Luminaires | Standard | FALSE | [9 empty] | 42604 | Dimmable | Continuous Below 10 | Yes |  | 4 | 3361 | 122.9 | 27.4 | 6.74 | 1 | 3073 | 83.2
PRHG1AZF | Lumenwerx ULC | Lumenwerx | QUAW[PSW]X-HLO-LED-80-750-30-4-UNV-D-1-XXX-XX-XXX-[FUBLANK] | Indoor Luminaires | Linear Ambient | Direct Linear Ambient Luminaires | Standard | FALSE | [9 empty] | 42604 | Dimmable | Continuous Below 10 | Yes |  | 4 | 3221 | 117.8 | 27.4 | 6.74 | 1 | 3073 | 83.2
PATKE3UZ | Lumenwerx ULC | Lumenwerx | QUAN[PSW]X-HLO-LED-120-550-30-12-UNV-D-1-XXX-XX-XXX-[FUBLANK] | Indoor Luminaires | Linear Ambient | Direct Linear Ambient Luminaires | Standard | FALSE | [9 empty] | 42604 | Dimmable | Continuous Below 10 | Yes |  | 4 | 7412 | 124.7 | 59.5 | 6.62 | 1 | 3068 | 83.3
PJGZYRWM | Lumenwerx ULC | Lumenwerx | QUAW[PSW]X-HLO-LED-120-550-30-12-UNV-D-1-XXX-XX-XXX-[FUBLANK] | Indoor Luminaires | Linear Ambient | Direct Linear Ambient Luminaires | Standard | FALSE | [9 empty] | 42604 | Dimmable | Continuous Below 10 | Yes |  | 4 | 7104 | 119.5 | 59.5 | 6.62 | 1 | 3068 | 83.3
PGH7GYMR | Lumenwerx ULC | Lumenwerx | QUAN[PSW]X-HLO-LED-80-550-30-8-UNV-D-1-XXX-XX-XXX-[FUBLANK] | Indoor Luminaires | Linear Ambient | Direct Linear Ambient Luminaires | Standard | FALSE | [9 empty] | 42604 | Dimmable | Continuous Below 10 | Yes |  | 4 | 4941 | 124.7 | 39.6 | 6.62 | 1 | 3068 | 83.3
P9U8YGQN | Lumenwerx ULC | Lumenwerx | QUAW[PSW]X-HLO-LED-80-550-30-8-UNV-D-1-XXX-XX-XXX-[FUBLANK] | Indoor Luminaires | Linear Ambient | Direct Linear Ambient Luminaires | Standard | FALSE | [9 empty] | 42604 | Dimmable | Continuous Below 10 | Yes |  | 4 | 4736 | 119.5 | 39.6 | 6.62 | 1 | 3068 | 83.3
PGSXBWER | Lumenwerx ULC | Lumenwerx | QUAN[PSW]X-HLO-LED-80-550-30-4-UNV-D-1-XXX-XX-XXX-[FUBLANK] | Indoor Luminaires | Linear Ambient | Direct Linear Ambient Luminaires | Standard | FALSE | [9 empty] | 42604 | Dimmable | Continuous Below 10 | Yes |  | 4 | 2471 | 124.7 | 19.8 | 6.62 | 1 | 3068 | 83.3
P2WEW4XY | KINGHILED | KINGHI | KH-CL-5-30W(3000K) | Indoor Luminaires | Linear Ambient | Direct Linear Ambient Luminaires | Standard | TRUE | 3537.37 | 124.03 | 28.52 | 8.11 | 0.964 | 2931 | 82.1 | 5 | 50000 | 42601 |  |  | No |  | 4 | 3600 | 120 | 30 | 20 | 0.98 | 3000 | 80
PTEP3YRU | KINGHILED | KINGHI | KH-D-4(3000K) | Indoor Luminaires | Linear Ambient | Direct Linear Ambient Luminaires | Standard | TRUE | 3442.85 | 121.4 | 28.36 | 8.54 | 0.963 | 2901 | 81.7 | 5 | 50000 | 42601 |  |  | No |  | 4 | 3600 | 120 | 30 | 20 | 0.98 | 3000 | 80
PFG2H8NT | QSSI | Eco Revolution | ECLV4PS42U5KG** | Indoor Luminaires | Linear Ambient | Direct Linear Ambient Luminaires | Standard | TRUE | 4013.53 | 92.82 | 43.26 | 13.23 | 0.9507 | 5151 | 83.5 | 5 | 50000 | 42601 |  |  | No |  | 3.1 | 4038 | 93.39 | 43.237 | 20 | 0.9 | 5000 | 83.5
PQAUPYMS | BJ Take Inc. | BJ Take | BLV-4'-2.5L-830-347-L16 | Indoor Luminaires | Linear Ambient | Direct Linear Ambient Luminaires | Standard | TRUE | 2154.2 | 120 | 17.96 | 16.4 | 0.889 | 3101 | 83.4 | 5 | 50000 | 42601 |  |  | Yes |  | 4 | 2154.2 | 120 | 17.96 | 11.88 | 0.89 | 3134.88 | 83.58
PB4VCZX8 | BJ Take Inc. | BJ Take | BLV-4'-2.5L-850-347-L16 | Indoor Luminaires | Linear Ambient | Direct Linear Ambient Luminaires | Premium | FALSE | [9 empty] | 42601 | Not Dimmable | Not Dimmable | Yes |  | 4 | 2266.47 | 126.27 | 17.95 | 11.88 | 0.93 | 5107.5 | 83.58
PQ54DJY5 | BJ Take Inc. | BJ Take | BLV-8'-20.5L-840-347-L16 | Indoor Luminaires | Linear Ambient | Direct Linear Ambient Luminaires | Standard | FALSE | [9 empty] | 42601 | Not Dimmable | Not Dimmable | Yes |  | 4 | 20856.19 | 123.8 | 168.46 | 11.88 | 0.93 | 4121.19 | 83.58
PQ8VV3EH | BJ Take Inc. | BJ Take | BLVN-4'-4.5L-840-347-L16 | Indoor Luminaires | Linear Ambient | Direct Linear Ambient Luminaires | Standard | FALSE | [9 empty] | 42601 | Not Dimmable | Not Dimmable | Yes |  | 4 | 4343.96 | 126.08 | 34.45 | 11.88 | 0.93 | 4121.19 | 83.58
PG4853SX | BJ Take Inc. | BJ Take | BLVN-4'-2.5L-840-347-L16 | Indoor Luminaires | Linear Ambient | Direct Linear Ambient Luminaires | Standard | FALSE | [9 empty] | 42601 | Not Dimmable | Not Dimmable | Yes |  | 4 | 2221.93 | 124.24 | 17.88 | 11.88 | 0.93 | 4121.19 | 83.58
P1RMJWS1 | BJ Take Inc. | BJ Take | BLV-4'-2.5L-840-347-L16 | Indoor Luminaires | Linear Ambient | Direct Linear Ambient Luminaires | Standard | FALSE | [9 empty] | 42601 | Not Dimmable | Not Dimmable | Yes |  | 4 | 2210.33 | 123.11 | 17.95 | 11.88 | 0.93 | 4121.19 | 83.58
PNW2QJZ9 | BJ Take Inc. | BJ Take | BLV-8'-20.5L-840-UNV-L16 | Indoor Luminaires | Linear Ambient | Direct Linear Ambient Luminaires | Standard | FALSE | [9 empty] | 42601 | Not Dimmable | Not Dimmable | Yes |  | 4 | 21079.63 | 125.92 | 167.41 | 6.78 | 1 | 4121.19 | 83.58
PX538JY1 | BJ Take Inc. | BJ Take | BLV-8'-20.5L-835-347-L16 | Indoor Luminaires | Linear Ambient | Direct Linear Ambient Luminaires | Standard | FALSE | [9 empty] | 42601 | Not Dimmable | Not Dimmable | Yes |  | 4 | 20591.36 | 122.21 | 168.49 | 11.88 | 0.93 | 3628.03 | 83.58
PBNFZF85 | BJ Take Inc. | BJ Take | BLV-4'-6.5L-835-347-L16 | Indoor Luminaires | Linear Ambient | Direct Linear Ambient Luminaires | Standard | FALSE | [9 empty] | 42601 | Not Dimmable | Not Dimmable | Yes |  | 4 | 6259.5 | 125.81 | 49.75 | 11.88 | 0.93 | 3628.03 | 83.58
PWXCG9TU | BJ Take Inc. | BJ Take | BLVN-4'-4.5L-835-347-L16 | Indoor Luminaires | Linear Ambient | Direct Linear Ambient Luminaires | Standard | FALSE | [9 empty] | 42601 | Not Dimmable | Not Dimmable | Yes |  | 4 | 4288.8 | 124.46 | 34.46 | 11.88 | 0.93 | 3628.03 | 83.58
PXC9N4RH | BJ Take Inc. | BJ Take | BLVN-4'-2.5L-835-347-L16 | Indoor Luminaires | Linear Ambient | Direct Linear Ambient Luminaires | Standard | FALSE | [9 empty] | 42601 | Not Dimmable | Not Dimmable | Yes |  | 4 | 2193.71 | 122.64 | 17.89 | 11.88 | 0.93 | 3628.03 | 83.58
PGJCBPZA | BJ Take Inc. | BJ Take | BLV-4'-2.5L-835-347-L16 | Indoor Luminaires | Linear Ambient | Direct Linear Ambient Luminaires | Standard | FALSE | [9 empty] | 42601 | Not Dimmable | Not Dimmable | Yes |  | 4 | 2182.27 | 121.52 | 17.96 | 11.88 | 0.93 | 3628.03 | 83.58
PU3S8VT6 | BJ Take Inc. | BJ Take | BLV-8'-20.5L-835-UNV-L16 | Indoor Luminaires | Linear Ambient | Direct Linear Ambient Luminaires | Standard | FALSE | [9 empty] | 42601 | Not Dimmable | Not Dimmable | Yes |  | 4 | 20811.97 | 124.3 | 167.44 | 6.78 | 1 | 3628.03 | 83.58
PWPQ49C5 | BJ Take Inc. | BJ Take | BLV-4'-10.5L-830-347-L16 | Indoor Luminaires | Linear Ambient | Direct Linear Ambient Luminaires | Standard | FALSE | [9 empty] | 42601 | Not Dimmable | Not Dimmable | Yes |  | 4 | 10151 | 125.2 | 81.08 | 8.31 | 0.98 | 3165 | 83.7
PKKT7M9T | BJ Take Inc. | BJ Take | BLV-4'-10.5L-830-UNV-L16 | Indoor Luminaires | Linear Ambient | Direct Linear Ambient Luminaires | Standard | FALSE | [9 empty] | 42601 | Not Dimmable | Not Dimmable | Yes |  | 4 | 10463 | 125.1 | 83.65 | 5.36 | 1 | 3165 | 83.7
P8BJDU7T | BJ Take Inc. | BJ Take | BLV-8'-20.5L-830-UNV-L16 | Indoor Luminaires | Linear Ambient | Direct Linear Ambient Luminaires | Standard | FALSE | [9 empty] | 42601 | Not Dimmable | Not Dimmable | Yes |  | 4 | 20544.3 | 122.7 | 167.46 | 5.6 | 1 | 3163 | 83.8
PS9Z9Q2H | BJ Take Inc. | BJ Take | BLV-4'-6.5L-830-347-L16 | Indoor Luminaires | Linear Ambient | Direct Linear Ambient Luminaires | Standard | FALSE | [9 empty] | 42601 | Not Dimmable | Not Dimmable | Yes |  | 4 | 6179 | 124.2 | 49.76 | 10.9 | 0.96 | 3153 | 83.8
PNJX3P7Q | BJ Take Inc. | BJ Take | BLV-8'-20.5L-830-347-L16 | Indoor Luminaires | Linear Ambient | Direct Linear Ambient Luminaires | Standard | FALSE | [9 empty] | 42601 | Not Dimmable | Not Dimmable | Yes |  | 4 | 20326.53 | 120.63 | 168.51 | 11.88 | 0.93 | 3134.88 | 83.58
P9K9SMDH | BJ Take Inc. | BJ Take | BLVN-4'-4.5L-830-347-L16 | Indoor Luminaires | Linear Ambient | Direct Linear Ambient Luminaires | Standard | FALSE | [9 empty] | 42601 | Not Dimmable | Not Dimmable | Yes |  | 4 | 4233.64 | 122.84 | 34.46 | 11.88 | 0.93 | 3134.88 | 83.58
PT8AHUP9 | BJ Take Inc. | BJ Take | BLV-4'-3.5L-830-347-L16 | Indoor Luminaires | Linear Ambient | Direct Linear Ambient Luminaires | Standard | FALSE | [9 empty] | 42601 | Not Dimmable | Not Dimmable | Yes |  | 4 | 3383.67 | 126.25 | 26.8 | 11.88 | 0.93 | 3134.88 | 83.58
PJXP9QYF | BJ Take Inc. | BJ Take | BLVN-4'-3.5L-830-347-L16 | Indoor Luminaires | Linear Ambient | Direct Linear Ambient Luminaires | Standard | FALSE | [9 empty] | 42601 | Not Dimmable | Not Dimmable | Yes |  | 4 | 3383.67 | 126.25 | 26.8 | 11.88 | 0.93 | 3134.88 | 83.58
PGQ9JHYT | BJ Take Inc. | BJ Take | BLVN-4'-4.5L-830-UNV-L16 | Indoor Luminaires | Linear Ambient | Direct Linear Ambient Luminaires | Standard | FALSE | [9 empty] | 42601 | Not Dimmable | Not Dimmable | Yes |  | 4 | 4279 | 124.9 | 34.25 | 6.18 | 1 | 3126 | 83.1
PSU8C359 | BJ Take Inc. | BJ Take | BLVN-4'-2.5L-830-347-L16 | Indoor Luminaires | Linear Ambient | Direct Linear Ambient Luminaires | Standard | FALSE | [9 empty] | 42601 | Not Dimmable | Not Dimmable | Yes |  | 4 | 2165.5 | 121 | 17.89 | 16.43 | 0.89 | 3101 | 83.4
P8AFNK82 | KINGHILED | KINGHI | KH-CL-5-30W(5000K) | Indoor Luminaires | Linear Ambient | Direct Linear Ambient Luminaires | Standard | FALSE | [9 empty] | 42601 | Not Dimmable | Not Dimmable | No |  | 4 | 3600 | 120 | 30 | 20 | 0.98 | 5000 | 80
P5BUJHYA | KINGHILED | KINGHI | KH-D-4(5000K) | Indoor Luminaires | Linear Ambient | Direct Linear Ambient Luminaires | Standard | FALSE | [9 empty] | 42601 | Not Dimmable | Not Dimmable | No |  | 4 | 3600 | 120 | 30 | 20 | 0.98 | 5000 | 80
PN3WXYUK | KINGHILED | KINGHI | KH-CL-5-30W(4500K) | Indoor Luminaires | Linear Ambient | Direct Linear Ambient Luminaires | Standard | FALSE | [9 empty] | 42601 | Not Dimmable | Not Dimmable | No |  | 4 | 3600 | 120 | 30 | 20 | 0.98 | 4500 | 80
P83VGB39 | KINGHILED | KINGHI | KH-D-4(4500K) | Indoor Luminaires | Linear Ambient | Direct Linear Ambient Luminaires | Standard | FALSE | [9 empty] | 42601 | Not Dimmable | Not Dimmable | No |  | 4 | 3600 | 120 | 30 | 20 | 0.98 | 4500 | 80
PUTY3WE1 | KINGHILED | KINGHI | KH-D-4(4000K) | Indoor Luminaires | Linear Ambient | Direct Linear Ambient Luminaires | Standard | FALSE | [9 empty] | 42601 | Not Dimmable | Not Dimmable | No |  | 4 | 3600 | 120 | 30 | 20 | 0.98 | 4000 | 80
PPDCPA2V | KINGHILED | KINGHI | KH-CL-5-30W(4000K) | Indoor Luminaires | Linear Ambient | Direct Linear Ambient Luminaires | Standard | FALSE | [9 empty] | 42601 | Not Dimmable | Not Dimmable | No |  | 4 | 3600 | 120 | 30 | 20 | 0.98 | 4000 | 80
PF9VRV88 | KINGHILED | KINGHI | KH-D-4(3500K) | Indoor Luminaires | Linear Ambient | Direct Linear Ambient Luminaires | Standard | FALSE | [9 empty] | 42601 | Not Dimmable | Not Dimmable | No |  | 4 | 3600 | 120 | 30 | 20 | 0.98 | 3500 | 80
PE2ZDYFU | KINGHILED | KINGHI | KH-CL-5-30W(3500K) | Indoor Luminaires | Linear Ambient | Direct Linear Ambient Luminaires | Standard | FALSE | [9 empty] | 42601 | Not Dimmable | Not Dimmable | No |  | 4 | 3600 | 120 | 30 | 20 | 0.98 | 3500 | 80
PTQ5ES76 | Universal Lighting Technologies | Everline | LRA28-84L835-U | Indoor Retrofit Kit | Linear Ambient | Retrofit Kits for Direct Linear Ambient Luminaires | Standard | TRUE | 8331 | 122.8 | 67.84 | 10.41 | 0.9795 | 3471 | 83.58 | 5 | 140000 | 42600 |  |  | No | Updated 8/19/2016 | 4 | 8331 | 122 | 67.84 | 10.41 | 0.98 | 3500 | 82
PXKMQMJJ | LEDVANCE LLC (formerly OSRAM SYLVANIA INC) | SYLVANIA | VAPOR1A/050UNVD850/48EC/GR/DE | Indoor Luminaires | Linear Ambient | Direct Linear Ambient Luminaires | Standard | TRUE | 4751.1 | 88.87 | 53.46 | 12.4 | 0.926 | 5078 | 84.7 | 5 | 50000 | 42600 |  |  | Yes |  | 3.1 | 5000 | 100 | 50 | 20 | 0.9 | 5000 | 80
P3VZDE93 | LEDVANCE LLC (formerly OSRAM SYLVANIA INC) | SYLVANIA | VAPOR1A/050UNVD850/48EC/GR/E | Indoor Luminaires | Linear Ambient | Direct Linear Ambient Luminaires | Standard | TRUE | 4774.2 | 92.44 | 51.65 | 7.8 | 0.926 | 5055 | 84.7 | 5 | 50000 | 42600 |  |  | No |  | 3.1 | 5000 | 100 | 50 | 20 | 0.9 | 5000 | 80
P6JYKRDU | Universal Lighting Technologies | Everline | LRA28-84L850-U | Indoor Retrofit Kit | Linear Ambient | Retrofit Kits for Direct Linear Ambient Luminaires | Standard | FALSE | [9 empty] | 42600 |  |  | No | Updated 8/19/2016 | 4 | 8304 | 122 | 67.52 | 10.16 | 0.98 | 5000 | 82
PSMSGE6C | Universal Lighting Technologies | Everline | LRA28-84L840-U | Indoor Retrofit Kit | Linear Ambient | Retrofit Kits for Direct Linear Ambient Luminaires | Standard | FALSE | [9 empty] | 42600 |  |  | No | Updated 8/19/2016 | 4 | 8331 | 122 | 67.84 | 10.41 | 0.98 | 4000 | 82
PTVZRNWJ | LEDVANCE LLC (formerly OSRAM SYLVANIA INC) | SYLVANIA | VAPOR1A/050UNVD840/48EC/GR/DE | Indoor Luminaires | Linear Ambient | Direct Linear Ambient Luminaires | Standard | FALSE | [9 empty] | 42600 |  |  | Yes |  | 3.1 | 5000 | 100 | 50 | 20 | 0.9 | 4000 | 80
PG443FSB | LEDVANCE LLC (formerly OSRAM SYLVANIA INC) | SYLVANIA | VAPOR1A/050UNVD840/48EC/GR/E | Indoor Luminaires | Linear Ambient | Direct Linear Ambient Luminaires | Standard | FALSE | [9 empty] | 42600 |  |  | No |  | 3.1 | 5000 | 100 | 50 | 20 | 0.9 | 4000 | 80
PUE75MQX | FSC Lighting | FSC | L285-96-42WT-35K-NCH | Indoor Retrofit Kit | Linear Ambient | Retrofit Kits for Direct Linear Ambient Luminaires | Premium | TRUE | 4644.4 | 117.27 | 39.6 | 4.5 | 0.9696 | 3499 | 82.5 | 5 | 50000 | 42599 |  |  | No | Updated 7/22/2016 | 3.1 | 4633 | 115 | 40 | 20 | 0.9 | 3500 | 80
P7XXY2XT | FSC Lighting | FSC | L285-96-68WT-35K-NCH | Indoor Retrofit Kit | Linear Ambient | Retrofit Kits for Direct Linear Ambient Luminaires | Premium | TRUE | 7526 | 118.27 | 63.63 | 11.3 | 0.9677 | 3554 | 83.5 | 5 | 50000 | 42599 |  |  | No | Updated 7/22/2016 | 3.1 | 7505 | 110 | 68 | 20 | 0.9 | 3500 | 80
PY6E69SV | FSC Lighting | FSC | L285-48-36WT-50K-NCH | Indoor Retrofit Kit | Linear Ambient | Retrofit Kits for Direct Linear Ambient Luminaires | Premium | TRUE | 4186.87 | 125.18 | 33.447 | 4.5 | 0.9396 | 5083 | 82.63 | 5 | 50000 | 42599 |  |  | No | Updated 7/22/2016 | 3.1 | 4145 | 122 | 34 | 20 | 0.9 | 5000 | 80
PFWQ1JAS | FSC Lighting | FSC | L285-48-36WT-35K-NCH | Indoor Retrofit Kit | Linear Ambient | Retrofit Kits for Direct Linear Ambient Luminaires | Premium | TRUE | 3738.5 | 113.97 | 32.803 | 4.5 | 0.9396 | 3549 | 83.4 | 5 | 50000 | 42599 |  |  | No | Updated 7/22/2016 | 3.1 | 3821 | 113 | 34 | 20 | 0.9 | 3500 | 80
PGGSJE3Z | FSC Lighting | FSC | L285-48-24WT-50K-NCH | Indoor Retrofit Kit | Linear Ambient | Retrofit Kits for Direct Linear Ambient Luminaires | Premium | TRUE | 2753.28 | 122.41 | 22.492 | 5.9 | 0.9236 | 5168 | 83.05 | 5 | 50000 | 42599 |  |  | No | Updated 7/22/2016 | 3.1 | 2753 | 125 | 22 | 20 | 0.9 | 5000 | 80
PU4HSMQ5 | FSC Lighting | FSC | L285-48-24WT-35K-NCH | Indoor Retrofit Kit | Linear Ambient | Retrofit Kits for Direct Linear Ambient Luminaires | Premium | TRUE | 2498.1 | 114.52 | 21.814 | 5.9 | 0.9236 | 3486 | 82.5 | 5 | 50000 | 42599 |  |  | No | Updated 7/22/2016 | 3.1 | 2567 | 117 | 22 | 20 | 0.9 | 3500 | 80
PCSXXH7G | VOOTU Inc. | VOOTU | VT-TP15-60WA1(3000k) | Indoor Luminaires | Linear Ambient | Direct Linear Ambient Luminaires | Standard | TRUE | 4912.1 | 82.9 | 59.23 | 15.31 | 0.906 | 2973 | 82.9 | 5 | 50000 | 42599 |  |  | NotYetVerified |  | 3 | 4912.1 | 82.93 | 59.23 | 15.31 | 0.9059 | 3000 | 82.9
PARYZKKU | VOOTU Inc. | VOOTU | VT-TP12-45WA1(3000k) | Indoor Luminaires | Linear Ambient | Direct Linear Ambient Luminaires | Standard | TRUE | 3789.9 | 87.38 | 43.37 | 15.57 | 0.9033 | 2961 | 82.6 | 5 | 50000 | 42599 |  |  | NotYetVerified |  | 3 | 3789.9 | 87.38 | 43.37 | 15.57 | 0.9033 | 3000 | 82.6
PV1JS2XV | VOOTU Inc. | VOOTU | VT-TP06-30WA1(3000k) | Indoor Luminaires | Linear Ambient | Direct Linear Ambient Luminaires | Standard | TRUE | 2712 | 89.8 | 30.2 | 17.77 | 0.902 | 2961 | 82.8 | 5 | 50000 | 42599 |  |  | NotYetVerified |  | 3 | 2712 | 89.79 | 30.2 | 17.77 | 0.9018 | 3000 | 82.8
PSS58V46 | FSC Lighting | FSC | L285-96-68WT-50K-NCH | Indoor Retrofit Kit | Linear Ambient | Retrofit Kits for Direct Linear Ambient Luminaires | Premium | FALSE | [9 empty] | 42599 |  |  | No | Updated 7/22/2016 | 3.1 | 8014 | 118 | 68 | 20 | 0.9 | 5000 | 80
PH32CPPA | FSC Lighting | FSC | L285-96-42WT-50K-NCH | Indoor Retrofit Kit | Linear Ambient | Retrofit Kits for Direct Linear Ambient Luminaires | Premium | FALSE | [9 empty] | 42599 |  |  | No | Updated 7/22/2016 | 3.1 | 4831 | 120 | 40 | 20 | 0.9 | 5000 | 80
PKMNEMEW | FSC Lighting | FSC | L285-96-68WT-40K-NCH | Indoor Retrofit Kit | Linear Ambient | Retrofit Kits for Direct Linear Ambient Luminaires | Premium | FALSE | [9 empty] | 42599 |  |  | No | Updated 7/22/2016 | 3.1 | 7950 | 116 | 68 | 20 | 0.9 | 4000 | 80
PSTBPN1N | FSC Lighting | FSC | L285-96-42WT-40K-NCH | Indoor Retrofit Kit | Linear Ambient | Retrofit Kits for Direct Linear Ambient Luminaires | Premium | FALSE | [9 empty] | 42599 |  |  | No | Updated 7/22/2016 | 3.1 | 4752 | 118 | 40 | 20 | 0.9 | 4000 | 80
PNR7FXR1 | FSC Lighting | FSC | L285-48-36WT-40K-NCH | Indoor Retrofit Kit | Linear Ambient | Retrofit Kits for Direct Linear Ambient Luminaires | Premium | FALSE | [9 empty] | 42599 |  |  | No | Updated 7/22/2016 | 3.1 | 3952 | 116 | 34 | 20 | 0.9 | 4000 | 80
PPPV4MHP | FSC Lighting | FSC | L285-48-24WT-40K-NCH | Indoor Retrofit Kit | Linear Ambient | Retrofit Kits for Direct Linear Ambient Luminaires | Premium | FALSE | [9 empty] | 42599 |  |  | No | Updated 7/22/2016 | 3.1 | 2707 | 123 | 22 | 20 | 0.9 | 4000 | 80
P3TEUMZJ | VOOTU Inc. | VOOTU | VT-TP15-60WA1(5000k) | Indoor Luminaires | Linear Ambient | Direct Linear Ambient Luminaires | Standard | FALSE | [9 empty] | 42599 |  |  | NotYetVerified |  | 3 | 5618 | 92.34 | 60.84 | 16.08 | 0.9068 | 5000 | 84.1
PTNTH5T7 | VOOTU Inc. | VOOTU | VT-TP06-30WA1(5000k) | Indoor Luminaires | Linear Ambient | Direct Linear Ambient Luminaires | Standard | FALSE | [9 empty] | 42599 |  |  | NotYetVerified |  | 3 | 2926 | 95.3 | 30.7 | 17.91 | 0.9026 | 5000 | 84
PRK36N2R | VOOTU Inc. | VOOTU | VT-TP12-45WA1(5000k) | Indoor Luminaires | Linear Ambient | Direct Linear Ambient Luminaires | Standard | FALSE | [9 empty] | 42599 |  |  | NotYetVerified |  | 3 | 4055 | 96.18 | 42.16 | 13.57 | 0.9024 | 5000 | 84
P3GRKSZF | VOOTU Inc. | VOOTU | VT-TP15-60WA1(4500k) | Indoor Luminaires | Linear Ambient | Direct Linear Ambient Luminaires | Standard | FALSE | [9 empty] | 42599 |  |  | NotYetVerified |  | 3 | 4912.1 | 82.93 | 59.23 | 15.31 | 0.9059 | 4500 | 82.9
P4JWAUX2 | VOOTU Inc. | VOOTU | VT-TP06-30WA1(4500k) | Indoor Luminaires | Linear Ambient | Direct Linear Ambient Luminaires | Standard | FALSE | [9 empty] | 42599 |  |  | NotYetVerified |  | 3 | 2712 | 89.79 | 30.2 | 17.77 | 0.9018 | 4500 | 82.8
PSXSHA45 | VOOTU Inc. | VOOTU | VT-TP12-45WA1(4500k) | Indoor Luminaires | Linear Ambient | Direct Linear Ambient Luminaires | Standard | FALSE | [9 empty] | 42599 |  |  | NotYetVerified |  | 3 | 3789.9 | 87.38 | 43.37 | 15.57 | 0.9033 | 4500 | 82.6
P1BF1GGT | VOOTU Inc. | VOOTU | VT-TP15-60WA1(4000k) | Indoor Luminaires | Linear Ambient | Direct Linear Ambient Luminaires | Standard | FALSE | [9 empty] | 42599 |  |  | NotYetVerified |  | 3 | 4912.1 | 82.93 | 59.23 | 15.31 | 0.9059 | 4000 | 82.9
PRUEM8UR | VOOTU Inc. | VOOTU | VT-TP06-30WA1(4000k) | Indoor Luminaires | Linear Ambient | Direct Linear Ambient Luminaires | Standard | FALSE | [9 empty] | 42599 |  |  | NotYetVerified |  | 3 | 2712 | 89.79 | 30.2 | 17.77 | 0.9018 | 4000 | 82.8
PNXRCDM1 | VOOTU Inc. | VOOTU | VT-TP12-45WA1(4000k) | Indoor Luminaires | Linear Ambient | Direct Linear Ambient Luminaires | Standard | FALSE | [9 empty] | 42599 |  |  | NotYetVerified |  | 3 | 3789.9 | 87.38 | 43.37 | 15.57 | 0.9033 | 4000 | 82.6
PEK9XUXF | VOOTU Inc. | VOOTU | VT-TP15-60WA1(3500k) | Indoor Luminaires | Linear Ambient | Direct Linear Ambient Luminaires | Standard | FALSE | [9 empty] | 42599 |  |  | NotYetVerified |  | 3 | 4912.1 | 82.93 | 59.23 | 15.31 | 0.9059 | 3500 | 82.9
PN44B25Z | VOOTU Inc. | VOOTU | VT-TP06-30WA1(3500k) | Indoor Luminaires | Linear Ambient | Direct Linear Ambient Luminaires | Standard | FALSE | [9 empty] | 42599 |  |  | NotYetVerified |  | 3 | 2712 | 89.79 | 30.2 | 17.77 | 0.9018 | 3500 | 82.8
PWDKB6DE | VOOTU Inc. | VOOTU | VT-TP12-45WA1(3500k) | Indoor Luminaires | Linear Ambient | Direct Linear Ambient Luminaires | Standard | FALSE | [9 empty] | 42599 |  |  | NotYetVerified |  | 3 | 3789.9 | 87.38 | 43.37 | 15.57 | 0.9033 | 3500 | 82.6
P7DR3XM6 | True Innovations Inc. | True Innovations | LL-40C | Indoor Luminaires | Linear Ambient | Direct Linear Ambient Luminaires | Standard | TRUE | 3932 | 106.47 | 36.93 | 14.8 | 0.971 | 3509 | 81.9 | 5 | 50000 | 42598 |  |  | No |  | 3.1 | 4066 | 100 | 40 | 15 | 0.9 | 3500 | 80
PMDTR2XX | Linmore LED Labs | Linmore LED | LL-URS-4NA-1-35K-18W | Indoor Luminaires | Linear Ambient | Direct Linear Ambient Luminaires | Standard | TRUE | 2413.89 | 135 | 17.87 | 9 | 0.93 | 3271 | 82 | 5 | 50000 | 42598 |  |  | No |  | 4 | 2413.89 | 135 | 17.87 | 13 | 0.99 | 3271 | 82
PCPVUCTX | Linmore LED Labs | Linmore LED | LL-URS-4NA-1-35K-15W | Indoor Luminaires | Linear Ambient | Direct Linear Ambient Luminaires | Standard | TRUE | 2074.4 | 137 | 15.09 | 9 | 0.93 | 3271 | 82 | 5 | 50000 | 42598 |  |  | No |  | 4 | 2074.44 | 137.49 | 15.09 | 12 | 0.99 | 3271 | 82
PUY3KPQQ | True Innovations Inc. | True Innovations | VL-60C | Indoor Luminaires | Linear Ambient | Direct Linear Ambient Luminaires | Standard | TRUE | 6991.44 | 132.39 | 52.81 | 12.3 | 0.917 | 3486 | 81.8 | 5 | 50000 | 42598 |  |  | No |  | 3.1 | 6556 | 100 | 60 | 15 | 0.9 | 3500 | 80
PSPJRX57 | Kili-LED Lighting Limited | Kili-LED Lighting | VFO040(4000K) | Indoor Luminaires | Linear Ambient | Direct Linear Ambient Luminaires | Standard | TRUE | 4873.27 | 130.58 | 37.32 | 13.6 | 0.905 | 4016 | 84.2 | 5 | 50000 | 42598 |  |  | Yes |  | 4 | 5000 | 130 | 40 | 13 | 0.9 | 4000 | 84
PK4DM1V8 | True Innovations Inc. | True Innovations | VL-60F | Indoor Luminaires | Linear Ambient | Direct Linear Ambient Luminaires | Standard | FALSE | [9 empty] | 42598 |  |  | No |  | 3.1 | 6556 | 100 | 60 | 15 | 0.9 | 5000 | 80
P99M2QHJ | True Innovations Inc. | True Innovations | LL-40F | Indoor Luminaires | Linear Ambient | Direct Linear Ambient Luminaires | Standard | FALSE | [9 empty] | 42598 |  |  | No |  | 3.1 | 4066 | 100 | 40 | 15 | 0.9 | 5000 | 80
PYME5837 | True Innovations Inc. | True Innovations | VL-60E | Indoor Luminaires | Linear Ambient | Direct Linear Ambient Luminaires | Standard | FALSE | [9 empty] | 42598 |  |  | No |  | 3.1 | 6556 | 100 | 60 | 15 | 0.9 | 4500 | 80
PYF19NAN | True Innovations Inc. | True Innovations | LL-40E | Indoor Luminaires | Linear Ambient | Direct Linear Ambient Luminaires | Standard | FALSE | [9 empty] | 42598 |  |  | No |  | 3.1 | 4066 | 100 | 40 | 15 | 0.9 | 4500 | 80
PSUHTEVQ | True Innovations Inc. | True Innovations | VL-60D | Indoor Luminaires | Linear Ambient | Direct Linear Ambient Luminaires | Standard | FALSE | [9 empty] | 42598 |  |  | No |  | 3.1 | 6556 | 100 | 60 | 15 | 0.9 | 4000 | 80
P8QE88PR | True Innovations Inc. | True Innovations | LL-40D | Indoor Luminaires | Linear Ambient | Direct Linear Ambient Luminaires | Standard | FALSE | [9 empty] | 42598 |  |  | No |  | 3.1 | 4066 | 100 | 40 | 15 | 0.9 | 4000 | 80
PBPN72TM | Kili-LED Lighting Limited | Kili-LED Lighting | VFO040(5000K) | Indoor Luminaires | Linear Ambient | Direct Linear Ambient Luminaires | Standard | FALSE | [9 empty] | 42598 |  |  | Yes |  | 4 | 5000 | 130 | 40 | 13 | 0.9 | 5000 | 84
PDAB7ZDR | Kili-LED Lighting Limited | Kili-LED Lighting | VFO040(4500K) | Indoor Luminaires | Linear Ambient | Direct Linear Ambient Luminaires | Standard | FALSE | [9 empty] | 42598 |  |  | Yes |  | 4 | 5000 | 130 | 40 | 13 | 0.9 | 4500 | 84
PJBDK6A1 | Linmore LED Labs | Linmore LED | LL-URS-4NA-2-50K-22W | Indoor Luminaires | Linear Ambient | Direct Linear Ambient Luminaires | Standard | FALSE | [9 empty] | 42598 | Dimmable | Continuous Above 10 | No |  | 4 | 3058 | 139 | 22 | 13 | 0.99 | 5000 | 82
PZPDSG95 | Linmore LED Labs | Linmore LED | LL-URS-4NA-1-50K-18W | Indoor Luminaires | Linear Ambient | Direct Linear Ambient Luminaires | Standard | FALSE | [9 empty] | 42598 | Dimmable | Continuous Above 10 | No |  | 4 | 2466 | 137 | 18 | 13 | 0.99 | 5000 | 82
PW1S9E57 | Linmore LED Labs | Linmore LED | LL-URS-4NA-1-50K-15W | Indoor Luminaires | Linear Ambient | Direct Linear Ambient Luminaires | Standard | FALSE | [9 empty] | 42598 | Dimmable | Continuous Above 10 | No |  | 4 | 2092.35 | 139.49 | 15 | 12 | 0.99 | 5000 | 82
PN63F5S1 | Linmore LED Labs | Linmore LED | LL-URS-4NA-2-41K-22W | Indoor Luminaires | Linear Ambient | Direct Linear Ambient Luminaires | Standard | FALSE | [9 empty] | 42598 | Dimmable | Continuous Above 10 | No |  | 4 | 3036 | 138 | 22 | 13 | 0.99 | 4100 | 82
PGCBRBQF | Linmore LED Labs | Linmore LED | LL-URS-4NA-1-41K-18W | Indoor Luminaires | Linear Ambient | Direct Linear Ambient Luminaires | Standard | FALSE | [9 empty] | 42598 | Dimmable | Continuous Above 10 | No |  | 4 | 2448 | 136 | 18 | 13 | 0.99 | 4100 | 82
P7TEAVM8 | Linmore LED Labs | Linmore LED | LL-URS-4NA-1-41K-15W | Indoor Luminaires | Linear Ambient | Direct Linear Ambient Luminaires | Standard | FALSE | [9 empty] | 42598 | Dimmable | Continuous Above 10 | No |  | 4 | 2077.35 | 138.49 | 15 | 12 | 0.99 | 4100 | 82
PU7ZCMEV | Linmore LED Labs | Linmore LED | LL-URS-4NA-2-35K-22W | Indoor Luminaires | Linear Ambient | Direct Linear Ambient Luminaires | Standard | FALSE | [9 empty] | 42598 | Dimmable | Continuous Above 10 | No |  | 4 | 2979.06 | 137 | 22 | 13 | 0.99 | 3271 | 82
PZVMEUNB | ENCORE LED LLC | Encore LED | ENC-TL20w50k | Indoor Luminaires | Linear Ambient | Direct Linear Ambient Luminaires | Standard | TRUE | 2402 | 121.01 | 19.58 | 17.05 | 0.9016 | 5112 | 83.7 | 5 | 50000 | 42597 |  |  | Yes |  | 4 | 2407 | 124.26 | 19.37 | 17.05 | 0.9 | 5000 | 83.7
PZZACGBQ | ENCORE LED LLC | Encore LED | ENC-TL70w50k | Indoor Luminaires | Linear Ambient | Direct Linear Ambient Luminaires | Standard | FALSE | [9 empty] | 42597 | Dimmable | Continuous Below 10 | Yes |  | 4 | 8944 | 130.47 | 68.55 | 16.11 | 0.9 | 5000 | 85.6
PEVFR6B9 | ENCORE LED LLC | Encore LED | ENC-TL45w50k | Indoor Luminaires | Linear Ambient | Direct Linear Ambient Luminaires | Standard | FALSE | [9 empty] | 42597 | Dimmable | Continuous Below 10 | Yes |  | 4 | 5475.96 | 121.69 | 45 | 16.29 | 0.9 | 5000 | 83.8
PTBVNYUV | ENCORE LED LLC | Encore LED | ENC-TL36w50k | Indoor Luminaires | Linear Ambient | Direct Linear Ambient Luminaires | Standard | FALSE | [9 empty] | 42597 | Dimmable | Continuous Below 10 | Yes |  | 4 | 4524.48 | 125.68 | 36 | 18 | 0.9 | 5000 | 83.7
PCQBR588 | Nicor Inc. | NICOR LED | LS1-8-10S-UNV-40 | Indoor Luminaires | Linear Ambient | Direct Linear Ambient Luminaires | Standard | TRUE | 8247 | 116.4 | 70.88 | 9.99 | 0.968 | 4276 | 85.4 | 5 | 76000 | 42594 |  |  | Yes |  | 4 | 8247 | 116 | 70.8 | 7.13 | 1 | 4276 | 85.4
PGQPM8A5 | RemPhos Technologies LLC | Remphos | RPT-LEDVT-48IN-4000LM-4000K | Indoor Luminaires | Linear Ambient | Direct Linear Ambient Luminaires | Standard | TRUE | 3957.4 | 102.55 | 38.59 | 9.54 | 0.9151 | 4125 | 83.1 | 5 | 50000 | 42593 |  |  | Yes |  | 3.1 | 4000 | 100 | 40 | 20 | 0.92 | 4000 | 80
PHHNS57T | RemPhos Technologies LLC | Remphos | RPT-LEDVT-48IN-4000LM-4000K-OCC | Indoor Luminaires | Linear Ambient | Direct Linear Ambient Luminaires | Standard | FALSE | [9 empty] | 42593 |  |  | Yes |  | 3.1 | 4000 | 100 | 40 | 20 | 0.92 | 4000 | 80
PTP54B3M | Hongkong Brandon Electronic Lighting CoLimited | Brandon | MX487X-LD60W-N 3000K | Indoor Luminaires | Linear Ambient | Direct Linear Ambient Luminaires | Standard | TRUE | 7950 | 125.95 | 63.12 | 10.98 | 0.9596 | 3062 | 82.7 | 5 | 50000 | 42591 |  |  | Yes |  | 3.1 | 7500 | 125 | 60 | 10 | 0.95 | 3000 | 80
PC4EPS7D | Hongkong Brandon Electronic Lighting CoLimited | Brandon | MX487X-LD40W-N 3000K | Indoor Luminaires | Linear Ambient | Direct Linear Ambient Luminaires | Standard | TRUE | 5186.6 | 123.87 | 41.87 | 7.61 | 0.9584 | 3072 | 82.8 | 5 | 50000 | 42591 |  |  | Yes |  | 4 | 5000 | 125 | 40 | 20 | 0.95 | 3000 | 80
PERCJZXJ | GE Lighting Solutions | Lumination | ALM20A2LW4AVNSTNW | Indoor Luminaires | Linear Ambient | Direct Linear Ambient Luminaires | Premium | TRUE | 3812.9 | 112.6 | 33.9 | 11.2 | 0.95 | 3430 | 82.4 | 5 | 60000 | 42591 |  |  | No |  | 3.1 | 3830.3 | 112.9 | 33.9 | 20 | 0.9 | 3500 | 80
PJSSCNUM | Hongkong Brandon Electronic Lighting CoLimited | Brandon | MX487X-LD40W-N 5000K | Indoor Luminaires | Linear Ambient | Direct Linear Ambient Luminaires | Standard | FALSE | [9 empty] | 42591 |  |  | Yes |  | 4 | 5000 | 125 | 40 | 20 | 0.95 | 5000 | 80
PABC6PXR | Hongkong Brandon Electronic Lighting CoLimited | Brandon | MX487X-LD60W-N 5000K | Indoor Luminaires | Linear Ambient | Direct Linear Ambient Luminaires | Standard | FALSE | [9 empty] | 42591 |  |  | Yes |  | 3.1 | 7500 | 125 | 60 | 10 | 0.95 | 5000 | 80
P1ZQ4BKA | Hongkong Brandon Electronic Lighting CoLimited | Brandon | MX487X-LD40W-N 4500K | Indoor Luminaires | Linear Ambient | Direct Linear Ambient Luminaires | Standard | FALSE | [9 empty] | 42591 |  |  | Yes |  | 4 | 5000 | 125 | 40 | 20 | 0.95 | 4500 | 80
PV99ZMG6 | Hongkong Brandon Electronic Lighting CoLimited | Brandon | MX487X-LD60W-N 4500K | Indoor Luminaires | Linear Ambient | Direct Linear Ambient Luminaires | Standard | FALSE | [9 empty] | 42591 |  |  | Yes |  | 3.1 | 7500 | 125 | 60 | 10 | 0.95 | 4500 | 80
PF96TQEH | Hongkong Brandon Electronic Lighting CoLimited | Brandon | MX487X-LD40W-N 4000K | Indoor Luminaires | Linear Ambient | Direct Linear Ambient Luminaires | Standard | FALSE | [9 empty] | 42591 |  |  | Yes |  | 4 | 5000 | 125 | 40 | 20 | 0.95 | 4000 | 80
P2Z3S17N | Hongkong Brandon Electronic Lighting CoLimited | Brandon | MX487X-LD60W-N 4000K | Indoor Luminaires | Linear Ambient | Direct Linear Ambient Luminaires | Standard | FALSE | [9 empty] | 42591 |  |  | Yes |  | 3.1 | 7500 | 125 | 60 | 10 | 0.95 | 4000 | 80
PMSQNNAP | Hongkong Brandon Electronic Lighting CoLimited | Brandon | MX487X-LD40W-N 3500K | Indoor Luminaires | Linear Ambient | Direct Linear Ambient Luminaires | Standard | FALSE | [9 empty] | 42591 |  |  | Yes |  | 4 | 5000 | 125 | 40 | 20 | 0.95 | 3500 | 80
PXC58CW1 | Hongkong Brandon Electronic Lighting CoLimited | Brandon | MX487X-LD60W-N 3500K | Indoor Luminaires | Linear Ambient | Direct Linear Ambient Luminaires | Standard | FALSE | [9 empty] | 42591 |  |  | Yes |  | 3.1 | 7500 | 125 | 60 | 10 | 0.95 | 3500 | 80
P14KUPEN | GE Lighting Solutions | Lumination | ALM20A2HW4AVNSTNW | Indoor Luminaires | Linear Ambient | Direct Linear Ambient Luminaires | Premium | FALSE | [9 empty] | 42591 |  |  | No |  | 3.1 | 7437 | 111.8 | 66.5 | 20 | 0.9 | 3500 | 80
P7X9CJDH | GE Lighting Solutions | Lumination | ALM20A2TW4AVNSTNW | Indoor Luminaires | Linear Ambient | Direct Linear Ambient Luminaires | Premium | FALSE | [9 empty] | 42591 |  |  | No |  | 3.1 | 5620.1 | 116.7 | 48.2 | 20 | 0.9 | 3500 | 80
P5AANXCQ | GE Lighting Solutions | Lumination | ALM20A2SW4AVNSTNW | Indoor Luminaires | Linear Ambient | Direct Linear Ambient Luminaires | Premium | FALSE | [9 empty] | 42591 |  |  | No |  | 3.1 | 4195.7 | 111.3 | 37.7 | 20 | 0.9 | 3500 | 80
PD663NH3 | Homelite Technology Co.Ltd | Homelite | HTVP4F40WF40K | Indoor Luminaires | Linear Ambient | Direct Linear Ambient Luminaires | Standard | TRUE | 4376.65 | 113.25 | 38.65 | 10.2 | 0.963 | 4075 | 84.5 | 5 | 50000 | 42590 |  |  | No |  | 4 | 4100 | 102.5 | 40 | 10.2 | 0.96 | 4000 | 80
PEJ91Q56 | Homelite Technology Co.Ltd | Homelite | HTVP4F40WC40K | Indoor Luminaires | Linear Ambient | Direct Linear Ambient Luminaires | Standard | TRUE | 4958.65 | 128.36 | 38.63 | 10.2 | 0.962 | 4092 | 83.9 | 5 | 50000 | 42590 |  |  | No |  | 4 | 4100 | 102.5 | 40 | 10.2 | 0.96 | 4000 | 80
PS7YT5TN | Homelite Technology Co.Ltd | Homelite | HTVP4F70WF40K | Indoor Luminaires | Linear Ambient | Direct Linear Ambient Luminaires | Standard | TRUE | 6624.92 | 104.63 | 63.22 | 14.3 | 0.949 | 4053 | 83.8 | 5 | 50000 | 42590 |  |  | No |  | 4 | 7150 | 102 | 70 | 14 | 0.95 | 4000 | 80
PHXU674Y | Homelite Technology Co.Ltd | Homelite | HTVP4F70WC40K | Indoor Luminaires | Linear Ambient | Direct Linear Ambient Luminaires | Standard | TRUE | 7455.86 | 117.6 | 63.4 | 14 | 0.949 | 4082 | 83.7 | 5 | 50000 | 42590 |  |  | No |  | 4 | 7150 | 102 | 70 | 14 | 0.95 | 4000 | 80
PT9D3G7K | Global Energy & Lighting | Global Energy & Lighting | GLEDLL100W-5-3K-YY-ZZ[D] | Indoor Luminaires | Linear Ambient | Direct Linear Ambient Luminaires | Standard | TRUE | 11379 | 113.89 | 99.91 | 10.74 | 0.9312 | 2977 | 83.6 | 5 | 50000 | 42590 |  |  | No |  | 4 | 11379 | 113.89 | 99.91 | 10.74 | 0.93 | 3000 | 83.6
PY7GGZVQ | Leader Lighting Co. Ltd. | Leader | LD-T5B-1 (5000K) | Indoor Luminaires | Linear Ambient | Direct Linear Ambient Luminaires | Standard | TRUE | 817.1 | 110.02 | 7.427 | 16.27 | 0.9089 | 5184 | 81.4 | 5 | 50000 | 42590 |  |  | No |  | 4 | 817.1 | 110.02 | 7.43 | 16.27 | 0.91 | 5000 | 81.4
PZ587B8K | Leader Lighting Co. Ltd. | Leader | LD-T5B-1 (3000K) | Indoor Luminaires | Linear Ambient | Direct Linear Ambient Luminaires | Standard | TRUE | 783.43 | 107.3 | 7.302 | 15.29 | 0.9051 | 3017 | 83 | 5 | 50000 | 42590 |  |  | No |  | 4 | 783.43 | 107.3 | 7.3 | 15.29 | 0.91 | 3000 | 83
PF8ZZDZD | Global Energy & Lighting | Global Energy & Lighting | GLEDLL80W-4-3K-YY-ZZ[D] | Indoor Luminaires | Linear Ambient | Direct Linear Ambient Luminaires | Standard | TRUE | 9553.3 | 118.82 | 80.4 | 11.06 | 0.9025 | 2936 | 82.9 | 5 | 50000 | 42590 |  |  | No |  | 4 | 9553.3 | 118.82 | 80.4 | 11.06 | 0.9 | 3000 | 82.9
PSJW4GQB | Leader Lighting Co. Ltd. | Leader | LD-T8-3 (3000K) | Indoor Luminaires | Linear Ambient | Direct Linear Ambient Luminaires | Standard | TRUE | 1527 | 114.92 | 13.04 | 15.48 | 0.9017 | 3012 | 82.9 | 5 | 50000 | 42590 |  |  | No |  | 4 | 1499 | 114.92 | 13.04 | 15.48 | 0.9 | 3000 | 82.9
PWQ31GT5 | Leader Lighting Co. Ltd. | Leader | LD-T5B-8(5000K) | Indoor Luminaires | Linear Ambient | Direct Linear Ambient Luminaires | Standard | FALSE | [9 empty] | 42590 |  |  | No |  | 4 | 6690 | 115.61 | 57.87 | 12.69 | 0.9 | 5000 | 81.9
PZRWPRSE | Leader Lighting Co. Ltd. | Leader | LD-T8-8(5000K) | Indoor Luminaires | Linear Ambient | Direct Linear Ambient Luminaires | Standard | FALSE | [9 empty] | 42590 |  |  | No |  | 4 | 4579 | 117.6 | 38.94 | 11.63 | 0.9 | 5000 | 81.7
PN5MCV6M | Leader Lighting Co. Ltd. | Leader | LD-T8-3 (5000K) | Indoor Luminaires | Linear Ambient | Direct Linear Ambient Luminaires | Standard | FALSE | [9 empty] | 42590 |  |  | No |  | 4 | 1542 | 116.4 | 13.25 | 15.36 | 0.9 | 5000 | 81.4
PAGY9GGR | Leader Lighting Co. Ltd. | Leader | LD-T5B-2 (5000K) | Indoor Luminaires | Linear Ambient | Direct Linear Ambient Luminaires | Standard | FALSE | [9 empty] | 42590 |  |  | No |  | 4 | 1692 | 120.43 | 14.05 | 10.29 | 0.92 | 5000 | 81.4
PD53UZ1T | Leader Lighting Co. Ltd. | Leader | LD-T8-2(5000K) | Indoor Luminaires | Linear Ambient | Direct Linear Ambient Luminaires | Standard | FALSE | [9 empty] | 42590 |  |  | No |  | 4 | 1227 | 129.43 | 9.48 | 8.83 | 0.91 | 5000 | 81.4
PZSV9X99 | Leader Lighting Co. Ltd. | Leader | LD-T5B-3(5000K) | Indoor Luminaires | Linear Ambient | Direct Linear Ambient Luminaires | Standard | FALSE | [9 empty] | 42590 |  |  | No |  | 4 | 3018 | 117.57 | 25.67 | 13.36 | 0.9 | 5000 | 81.3
PHJCFKPM | Leader Lighting Co. Ltd. | Leader | LD-T5B-3(4500K) | Indoor Luminaires | Linear Ambient | Direct Linear Ambient Luminaires | Standard | FALSE | [9 empty] | 42590 |  |  | No |  | 4 | 2971.25 | 121.13 | 24.53 | 12.47 | 0.9 | 4500 | 83.1
PPDEVTVS | Leader Lighting Co. Ltd. | Leader | LD-T5B-2 (4500K) | Indoor Luminaires | Linear Ambient | Direct Linear Ambient Luminaires | Standard | FALSE | [9 empty] | 42590 |  |  | No |  | 4 | 1668.7 | 121.71 | 13.71 | 9.98 | 0.92 | 4500 | 83.1
P17EQ3M4 | Leader Lighting Co. Ltd. | Leader | LD-T5B-1 (4500K) | Indoor Luminaires | Linear Ambient | Direct Linear Ambient Luminaires | Standard | FALSE | [9 empty] | 42590 |  |  | No |  | 4 | 808.68 | 110.75 | 7.3 | 15.29 | 0.91 | 4500 | 83
PV7Q4HN4 | Leader Lighting Co. Ltd. | Leader | LD-T8-3 (4500K) | Indoor Luminaires | Linear Ambient | Direct Linear Ambient Luminaires | Standard | FALSE | [9 empty] | 42590 |  |  | No |  | 4 | 1531.25 | 117.43 | 13.04 | 15.48 | 0.9 | 4500 | 82.9
PJQSN4EJ | Leader Lighting Co. Ltd. | Leader | LD-T5B-8(4500K) | Indoor Luminaires | Linear Ambient | Direct Linear Ambient Luminaires | Standard | FALSE | [9 empty] | 42590 |  |  | No |  | 4 | 6624 | 117.24 | 56.5 | 12.55 | 0.9 | 4500 | 82.9
PHRX9C9U | Leader Lighting Co. Ltd. | Leader | LD-T8-8(4500K) | Indoor Luminaires | Linear Ambient | Direct Linear Ambient Luminaires | Standard | FALSE | [9 empty] | 42590 |  |  | No |  | 4 | 4537.75 | 118.76 | 38.21 | 11.69 | 0.9 | 4500 | 82.9
PYZG8CQB | Leader Lighting Co. Ltd. | Leader | LD-T8-2(4500K) | Indoor Luminaires | Linear Ambient | Direct Linear Ambient Luminaires | Standard | FALSE | [9 empty] | 42590 |  |  | No |  | 4 | 1211.03 | 124.09 | 9.76 | 9.43 | 0.91 | 4500 | 82.9
PABJFBJG | Leader Lighting Co. Ltd. | Leader | LD-T5B-3(4000K) | Indoor Luminaires | Linear Ambient | Direct Linear Ambient Luminaires | Standard | FALSE | [9 empty] | 42590 |  |  | No |  | 4 | 2924.5 | 119.22 | 24.53 | 12.47 | 0.9 | 4000 | 83.1
P23V62UN | Leader Lighting Co. Ltd. | Leader | LD-T5B-2 (4000K) | Indoor Luminaires | Linear Ambient | Direct Linear Ambient Luminaires | Standard | FALSE | [9 empty] | 42590 |  |  | No |  | 4 | 1645.4 | 120.01 | 13.71 | 9.98 | 0.92 | 4000 | 83.1
PN18SFZE | Leader Lighting Co. Ltd. | Leader | LD-T5B-1 (4000K) | Indoor Luminaires | Linear Ambient | Direct Linear Ambient Luminaires | Standard | FALSE | [9 empty] | 42590 |  |  | No |  | 4 | 800.27 | 109.6 | 7.3 | 15.29 | 0.91 | 4000 | 83
PNE6SGR4 | Leader Lighting Co. Ltd. | Leader | LD-T8-3 (4000K) | Indoor Luminaires | Linear Ambient | Direct Linear Ambient Luminaires | Standard | FALSE | [9 empty] | 42590 |  |  | No |  | 4 | 1520.5 | 116.6 | 13.04 | 15.48 | 0.9 | 4000 | 82.9
PYTVV63E | Leader Lighting Co. Ltd. | Leader | LD-T5B-8(4000K) | Indoor Luminaires | Linear Ambient | Direct Linear Ambient Luminaires | Standard | FALSE | [9 empty] | 42590 |  |  | No |  | 4 | 6558 | 116.07 | 56.5 | 12.55 | 0.9 | 4000 | 82.9
PPEXJMWJ | Leader Lighting Co. Ltd. | Leader | LD-T8-8(4000K) | Indoor Luminaires | Linear Ambient | Direct Linear Ambient Luminaires | Standard | FALSE | [9 empty] | 42590 |  |  | No |  | 4 | 4496.5 | 117.68 | 38.21 | 11.69 | 0.9 | 4000 | 82.9
PYCCKRG6 | Leader Lighting Co. Ltd. | Leader | LD-T8-2(4000K) | Indoor Luminaires | Linear Ambient | Direct Linear Ambient Luminaires | Standard | FALSE | [9 empty] | 42590 |  |  | No |  | 4 | 1195.05 | 122.46 | 9.76 | 9.43 | 0.91 | 4000 | 82.9
PVRXXWUP | Leader Lighting Co. Ltd. | Leader | LD-T5B-3(3500K) | Indoor Luminaires | Linear Ambient | Direct Linear Ambient Luminaires | Standard | FALSE | [9 empty] | 42590 |  |  | No |  | 4 | 2877.75 | 117.32 | 24.53 | 12.47 | 0.9 | 3500 | 83.1
PNRNKX22 | Leader Lighting Co. Ltd. | Leader | LD-T5B-2 (3500K) | Indoor Luminaires | Linear Ambient | Direct Linear Ambient Luminaires | Standard | FALSE | [9 empty] | 42590 |  |  | No |  | 4 | 1622.1 | 118.32 | 13.71 | 9.98 | 0.92 | 3500 | 83.1
PQP6Q5WR | Leader Lighting Co. Ltd. | Leader | LD-T5B-1 (3500K) | Indoor Luminaires | Linear Ambient | Direct Linear Ambient Luminaires | Standard | FALSE | [9 empty] | 42590 |  |  | No |  | 4 | 791.85 | 108.44 | 7.3 | 15.29 | 0.91 | 3500 | 83
P2PUR6YH | Leader Lighting Co. Ltd. | Leader | LD-T8-3 (3500K) | Indoor Luminaires | Linear Ambient | Direct Linear Ambient Luminaires | Standard | FALSE | [9 empty] | 42590 |  |  | No |  | 4 | 1509.75 | 115.78 | 13.04 | 15.48 | 0.9 | 3500 | 82.9
P3F3YJZ1 | Leader Lighting Co. Ltd. | Leader | LD-T5B-8(3500K) | Indoor Luminaires | Linear Ambient | Direct Linear Ambient Luminaires | Standard | FALSE | [9 empty] | 42590 |  |  | No |  | 4 | 6492 | 114.9 | 56.5 | 12.55 | 0.9 | 3500 | 82.9
PP3WACR5 | Leader Lighting Co. Ltd. | Leader | LD-T8-8(3500K) | Indoor Luminaires | Linear Ambient | Direct Linear Ambient Luminaires | Standard | FALSE | [9 empty] | 42590 |  |  | No |  | 4 | 4455.25 | 116.6 | 38.21 | 11.69 | 0.9 | 3500 | 82.9
P98PNSVR | Leader Lighting Co. Ltd. | Leader | LD-T8-2(3500K) | Indoor Luminaires | Linear Ambient | Direct Linear Ambient Luminaires | Standard | FALSE | [9 empty] | 42590 |  |  | No |  | 4 | 1179.08 | 120.82 | 9.76 | 9.43 | 0.91 | 3500 | 82.9
P82ZMN6Z | Leader Lighting Co. Ltd. | Leader | LD-T5B-3(3000K) | Indoor Luminaires | Linear Ambient | Direct Linear Ambient Luminaires | Standard | FALSE | [9 empty] | 42590 |  |  | No |  | 4 | 2831 | 115.41 | 24.53 | 12.47 | 0.9 | 3000 | 83.1
P43D97FF | Leader Lighting Co. Ltd. | Leader | LD-T5B-2 (3000K) | Indoor Luminaires | Linear Ambient | Direct Linear Ambient Luminaires | Standard | FALSE | [9 empty] | 42590 |  |  | No |  | 4 | 1598.8 | 116.6 | 13.71 | 9.98 | 0.92 | 3000 | 83.1
PCDUYRSW | Leader Lighting Co. Ltd. | Leader | LD-T5B-8(3000K) | Indoor Luminaires | Linear Ambient | Direct Linear Ambient Luminaires | Standard | FALSE | [9 empty] | 42590 |  |  | No |  | 4 | 6426 | 113.73 | 56.5 | 12.55 | 0.9 | 3000 | 82.9
PS29CJWJ | Leader Lighting Co. Ltd. | Leader | LD-T8-8(3000K) | Indoor Luminaires | Linear Ambient | Direct Linear Ambient Luminaires | Standard | FALSE | [9 empty] | 42590 |  |  | No |  | 4 | 4414 | 115.53 | 38.21 | 11.69 | 0.9 | 3000 | 82.9
P76PGEK6 | Leader Lighting Co. Ltd. | Leader | LD-T8-2(3000K) | Indoor Luminaires | Linear Ambient | Direct Linear Ambient Luminaires | Standard | FALSE | [9 empty] | 42590 |  |  | No |  | 4 | 1163.1 | 119.18 | 9.76 | 9.43 | 0.91 | 3000 | 82.9
PPZQS456 | Homelite Technology Co.Ltd | Homelite | HTVP4F70WF50K | Indoor Luminaires | Linear Ambient | Direct Linear Ambient Luminaires | Standard | FALSE | [9 empty] | 42590 |  |  | No |  | 4 | 7150 | 102 | 70 | 14 | 0.95 | 5000 | 80
P514X9F8 | Homelite Technology Co.Ltd | Homelite | HTVP4F70WC50K | Indoor Luminaires | Linear Ambient | Direct Linear Ambient Luminaires | Standard | FALSE | [9 empty] | 42590 |  |  | No |  | 4 | 7150 | 102 | 70 | 14 | 0.95 | 5000 | 80
PVSY2UX1 | Homelite Technology Co.Ltd | Homelite | HTVP4F40WF50K | Indoor Luminaires | Linear Ambient | Direct Linear Ambient Luminaires | Standard | FALSE | [9 empty] | 42590 |  |  | No |  | 4 | 4100 | 102.5 | 40 | 10.2 | 0.96 | 5000 | 80
PNZ24FN3 | Homelite Technology Co.Ltd | Homelite | HTVP4F40WC50K | Indoor Luminaires | Linear Ambient | Direct Linear Ambient Luminaires | Standard | FALSE | [9 empty] | 42590 |  |  | No |  | 4 | 4100 | 102.5 | 40 | 10.2 | 0.96 | 5000 | 80
P8MBVW76 | Global Energy & Lighting | Global Energy & Lighting | GLEDLL80W-4-5K-YY | Indoor Luminaires | Linear Ambient | Direct Linear Ambient Luminaires | Standard | FALSE | [9 empty] | 42590 | Not Dimmable | Not Dimmable | No |  | 4 | 10217 | 125.16 | 81.63 | 10.82 | 0.9 | 5000 | 82.4
P52H63P8 | Global Energy & Lighting | Global Energy & Lighting | GLEDLL100W-5-5K-YY | Indoor Luminaires | Linear Ambient | Direct Linear Ambient Luminaires | Standard | FALSE | [9 empty] | 42590 | Not Dimmable | Not Dimmable | No |  | 4 | 12054 | 119.82 | 100.6 | 10.44 | 0.93 | 5000 | 81.4
PS7CU4V8 | Global Energy & Lighting | Global Energy & Lighting | GLEDLL80W-4-5K-YY-ZZ[D] | Indoor Luminaires | Linear Ambient | Direct Linear Ambient Luminaires | Standard | FALSE | [9 empty] | 42590 | Dimmable | Continuous Below 10 | No |  | 4 | 10217 | 125.16 | 81.63 | 10.82 | 0.9 | 5000 | 82.4
P2SRNQG6 | Global Energy & Lighting | Global Energy & Lighting | GLEDLL100W-5-5K-YY-ZZ[D] | Indoor Luminaires | Linear Ambient | Direct Linear Ambient Luminaires | Standard | FALSE | [9 empty] | 42590 | Dimmable | Continuous Below 10 | No |  | 4 | 12054 | 119.82 | 100.6 | 10.44 | 0.93 | 5000 | 81.4
PMSSM94C | Global Energy & Lighting | Global Energy & Lighting | GLEDLL100W-5-4K-YY | Indoor Luminaires | Linear Ambient | Direct Linear Ambient Luminaires | Standard | FALSE | [9 empty] | 42590 | Not Dimmable | Not Dimmable | No |  | 4 | 11717 | 116.87 | 100.3 | 10.74 | 0.93 | 4000 | 83.6
PS3P5BRW | Global Energy & Lighting | Global Energy & Lighting | GLEDLL80W-4-4K-YY | Indoor Luminaires | Linear Ambient | Direct Linear Ambient Luminaires | Standard | FALSE | [9 empty] | 42590 | Not Dimmable | Not Dimmable | No |  | 4 | 9885.2 | 122.02 | 81.02 | 11.06 | 0.9 | 4000 | 82.9
PQMTWK1N | Global Energy & Lighting | Global Energy & Lighting | GLEDLL100W-5-4K-YY-ZZ[D] | Indoor Luminaires | Linear Ambient | Direct Linear Ambient Luminaires | Standard | FALSE | [9 empty] | 42590 | Dimmable | Continuous Below 10 | No |  | 4 | 11717 | 116.87 | 100.3 | 10.74 | 0.93 | 4000 | 83.6
PJ3TPFCV | Global Energy & Lighting | Global Energy & Lighting | GLEDLL80W-4-4K-YY-ZZ[D] | Indoor Luminaires | Linear Ambient | Direct Linear Ambient Luminaires | Standard | FALSE | [9 empty] | 42590 | Dimmable | Continuous Below 10 | No |  | 4 | 9885.2 | 122.02 | 81.02 | 11.06 | 0.9 | 4000 | 82.9
PE8R43UH | Global Energy & Lighting | Global Energy & Lighting | GLEDLL100W-5-3K-YY | Indoor Luminaires | Linear Ambient | Direct Linear Ambient Luminaires | Standard | FALSE | [9 empty] | 42590 | Not Dimmable | Not Dimmable | No |  | 4 | 11379 | 113.89 | 99.91 | 10.74 | 0.93 | 3000 | 83.6
P8TGZXCZ | Global Energy & Lighting | Global Energy & Lighting | GLEDLL80W-4-3K-YY | Indoor Luminaires | Linear Ambient | Direct Linear Ambient Luminaires | Standard | FALSE | [9 empty] | 42590 | Not Dimmable | Not Dimmable | No |  | 4 | 9553.3 | 118.82 | 80.4 | 11.06 | 0.9 | 3000 | 82.9
PS9YFQUT | GE Lighting Solutions | Lumination | LIS[CI]4BD42D1830Vxxxxxxxxx | Indoor Luminaires | Linear Ambient | Direct Linear Ambient Luminaires | Standard | TRUE | 3987.4 | 107.8 | 37 | 17 | 0.99 | 3062 | 82.3 | 5 | 90000 | 42587 |  |  | Yes |  | 3.1 | 3800 | 100 | 38 | 20 | 0.9 | 3000 | 83
P854U29J | GE Lighting Solutions | Lumination | LIS[CI]4B042D1850Vxxxxxxxxx | Indoor Luminaires | Linear Ambient | Direct Linear Ambient Luminaires | Premium | TRUE | 4293.8 | 128.5 | 33.4 | 11.5 | 0.95 | 5028 | 82.7 | 5 | 90000 | 42587 |  |  | Yes |  | 3.1 | 4300 | 126 | 34 | 20 | 0.9 | 5000 | 83
PEKS1YQJ | GE Lighting Solutions | Lumination | LIS[CI]4B042D1830Vxxxxxxxxx | Indoor Luminaires | Linear Ambient | Direct Linear Ambient Luminaires | Premium | TRUE | 3991.2 | 120.9 | 33 | 11 | 0.95 | 3062 | 82.3 | 5 | 90000 | 42587 |  |  | Yes |  | 3.1 | 3800 | 112 | 34 | 20 | 0.9 | 3000 | 83
PC5UQUGU | GE Lighting Solutions | Lumination | LIS[CI]8B0B4D8850Vxxxxxxxxx | Indoor Luminaires | Linear Ambient | Direct Linear Ambient Luminaires | Premium | FALSE | [9 empty] | 42587 |  |  | Yes |  | 3.1 | 23700 | 123 | 192 | 20 | 0.9 | 5000 | 83
P5DCFS9Z | GE Lighting Solutions | Lumination | LIS[CI]8B0B4D9850Vxxxxxxxxx | Indoor Luminaires | Linear Ambient | Direct Linear Ambient Luminaires | Premium | FALSE | [9 empty] | 42587 |  |  | Yes |  | 3.1 | 23700 | 123 | 192 | 20 | 0.9 | 5000 | 83
P5DBBGYG | GE Lighting Solutions | Lumination | LIS[CI]8B0B4D1850Vxxxxxxxxx | Indoor Luminaires | Linear Ambient | Direct Linear Ambient Luminaires | Premium | FALSE | [9 empty] | 42587 |  |  | Yes |  | 3.1 | 23700 | 123 | 192 | 20 | 0.9 | 5000 | 83
PEKRW7AM | GE Lighting Solutions | Lumination | LIS[CI]8B0B1D8850Vxxxxxxxxx | Indoor Luminaires | Linear Ambient | Direct Linear Ambient Luminaires | Premium | FALSE | [9 empty] | 42587 |  |  | Yes |  | 3.1 | 21000 | 125 | 168 | 20 | 0.9 | 5000 | 83
PBX96Q6T | GE Lighting Solutions | Lumination | LIS[CI]8B0B1D1850Vxxxxxxxxx | Indoor Luminaires | Linear Ambient | Direct Linear Ambient Luminaires | Premium | FALSE | [9 empty] | 42587 |  |  | Yes |  | 3.1 | 21000 | 125 | 168 | 20 | 0.9 | 5000 | 83
P4BQM5N6 | GE Lighting Solutions | Lumination | LIS[CI]8B0B1D9850Vxxxxxxxxx | Indoor Luminaires | Linear Ambient | Direct Linear Ambient Luminaires | Premium | FALSE | [9 empty] | 42587 |  |  | Yes |  | 3.1 | 21000 | 125 | 168 | 20 | 0.9 | 5000 | 83
PTK7W7EH | GE Lighting Solutions | Lumination | LIS[CI]8B[0D]A7D8850Vxxxxxxxxx | Indoor Luminaires | Linear Ambient | Direct Linear Ambient Luminaires | Premium | FALSE | [9 empty] | 42587 |  |  | Yes |  | 3.1 | 17350 | 128 | 136 | 20 | 0.9 | 5000 | 83
PFZ4SCY9 | GE Lighting Solutions | Lumination | LIS[CI]8B[0D]A7D9850Vxxxxxxxxx | Indoor Luminaires | Linear Ambient | Direct Linear Ambient Luminaires | Premium | FALSE | [9 empty] | 42587 |  |  | Yes |  | 3.1 | 17350 | 128 | 136 | 20 | 0.9 | 5000 | 83
PFJ5QWAF | GE Lighting Solutions | Lumination | LIS[CI]8B[0D]A7D1850Vxxxxxxxxx | Indoor Luminaires | Linear Ambient | Direct Linear Ambient Luminaires | Premium | FALSE | [9 empty] | 42587 |  |  | Yes |  | 3.1 | 17350 | 128 | 136 | 20 | 0.9 | 5000 | 83
PZV8R8H7 | GE Lighting Solutions | Lumination | LIS[CI]8B[0D]A3D9850Vxxxxxxxxx | Indoor Luminaires | Linear Ambient | Direct Linear Ambient Luminaires | Premium | FALSE | [9 empty] | 42587 |  |  | Yes |  | 3.1 | 13250 | 127 | 104 | 20 | 0.9 | 5000 | 83
PDJC86CT | GE Lighting Solutions | Lumination | LIS[CI]8B[0D]A3D1850Vxxxxxxxxx | Indoor Luminaires | Linear Ambient | Direct Linear Ambient Luminaires | Premium | FALSE | [9 empty] | 42587 |  |  | Yes |  | 3.1 | 13250 | 127 | 104 | 20 | 0.9 | 5000 | 83
PAG8G2N4 | GE Lighting Solutions | Lumination | LIS[CI]8B[0D]A3D8850Vxxxxxxxxx | Indoor Luminaires | Linear Ambient | Direct Linear Ambient Luminaires | Premium | FALSE | [9 empty] | 42587 |  |  | Yes |  | 3.1 | 13250 | 127 | 104 | 20 | 0.9 | 5000 | 83
PYZPWVWJ | GE Lighting Solutions | Lumination | LIS[CI]8BDA0D8850Vxxxxxxxxx | Indoor Luminaires | Linear Ambient | Direct Linear Ambient Luminaires | Premium | FALSE | [9 empty] | 42587 |  |  | Yes |  | 3.1 | 10600 | 120 | 88 | 20 | 0.9 | 5000 | 83
PMR6NNFY | GE Lighting Solutions | Lumination | LIS[CI]8B0A0D9850Vxxxxxxxxx | Indoor Luminaires | Linear Ambient | Direct Linear Ambient Luminaires | Premium | FALSE | [9 empty] | 42587 |  |  | Yes |  | 3.1 | 10600 | 126 | 84 | 20 | 0.9 | 5000 | 83
PGFXCK3T | GE Lighting Solutions | Lumination | LIS[CI]8BDA0D1850Vxxxxxxxxx | Indoor Luminaires | Linear Ambient | Direct Linear Ambient Luminaires | Premium | FALSE | [9 empty] | 42587 |  |  | Yes |  | 3.1 | 10600 | 120 | 88 | 20 | 0.9 | 5000 | 83
PBS4YVZ6 | GE Lighting Solutions | Lumination | LIS[CI]8B0A0D1850Vxxxxxxxxx | Indoor Luminaires | Linear Ambient | Direct Linear Ambient Luminaires | Premium | FALSE | [9 empty] | 42587 |  |  | Yes |  | 3.1 | 10600 | 126 | 84 | 20 | 0.9 | 5000 | 83
P9SZR8QP | GE Lighting Solutions | Lumination | LIS[CI]8BDA0D9850Vxxxxxxxxx | Indoor Luminaires | Linear Ambient | Direct Linear Ambient Luminaires | Premium | FALSE | [9 empty] | 42587 |  |  | Yes |  | 3.1 | 10600 | 120 | 88 | 20 | 0.9 | 5000 | 83
P7XUW6R7 | GE Lighting Solutions | Lumination | LIS[CI]8B0A0D8850Vxxxxxxxxx | Indoor Luminaires | Linear Ambient | Direct Linear Ambient Luminaires | Premium | FALSE | [9 empty] | 42587 |  |  | Yes |  | 3.1 | 10600 | 126 | 84 | 20 | 0.9 | 5000 | 83
PZC8GXCG | GE Lighting Solutions | Lumination | LIS[CI]8B084D1850Vxxxxxxxxx | Indoor Luminaires | Linear Ambient | Direct Linear Ambient Luminaires | Premium | FALSE | [9 empty] | 42587 |  |  | Yes |  | 3.1 | 8600 | 130 | 66 | 20 | 0.9 | 5000 | 83
PYJSNCRY | GE Lighting Solutions | Lumination | LIS[CI]8B084D9850Vxxxxxxxxx | Indoor Luminaires | Linear Ambient | Direct Linear Ambient Luminaires | Premium | FALSE | [9 empty] | 42587 |  |  | Yes |  | 3.1 | 8600 | 130 | 66 | 20 | 0.9 | 5000 | 83
PXFS3PRR | GE Lighting Solutions | Lumination | LIS[CI]8BD84D9850Vxxxxxxxxx | Indoor Luminaires | Linear Ambient | Direct Linear Ambient Luminaires | Premium | FALSE | [9 empty] | 42587 |  |  | Yes |  | 3.1 | 8600 | 123 | 70 | 20 | 0.9 | 5000 | 83
PTFPA591 | GE Lighting Solutions | Lumination | LIS[CI]8BD84D8850Vxxxxxxxxx | Indoor Luminaires | Linear Ambient | Direct Linear Ambient Luminaires | Premium | FALSE | [9 empty] | 42587 |  |  | Yes |  | 3.1 | 8600 | 123 | 70 | 20 | 0.9 | 5000 | 83
PQ4C5TCY | GE Lighting Solutions | Lumination | LIS[CI]8B084D8850Vxxxxxxxxx | Indoor Luminaires | Linear Ambient | Direct Linear Ambient Luminaires | Premium | FALSE | [9 empty] | 42587 |  |  | Yes |  | 3.1 | 8600 | 130 | 66 | 20 | 0.9 | 5000 | 83
PNQCFEEB | GE Lighting Solutions | Lumination | LIS[CI]8BD84D1850Vxxxxxxxxx | Indoor Luminaires | Linear Ambient | Direct Linear Ambient Luminaires | Premium | FALSE | [9 empty] | 42587 |  |  | Yes |  | 3.1 | 8600 | 123 | 70 | 20 | 0.9 | 5000 | 83
PSQA5647 | GE Lighting Solutions | Lumination | LIS[CI]4BD52D8850Vxxxxxxxxx | Indoor Luminaires | Linear Ambient | Direct Linear Ambient Luminaires | Premium | FALSE | [9 empty] | 42587 |  |  | Yes |  | 3.1 | 5300 | 113 | 47 | 20 | 0.9 | 5000 | 83
PQD7ZUZW | GE Lighting Solutions | Lumination | LIS[CI]4BD52D1850Vxxxxxxxxx | Indoor Luminaires | Linear Ambient | Direct Linear Ambient Luminaires | Premium | FALSE | [9 empty] | 42587 |  |  | Yes |  | 3.1 | 5300 | 113 | 47 | 20 | 0.9 | 5000 | 83
PNFVS5U6 | GE Lighting Solutions | Lumination | LIS[CI]4B052D8850Vxxxxxxxxx | Indoor Luminaires | Linear Ambient | Direct Linear Ambient Luminaires | Premium | FALSE | [9 empty] | 42587 |  |  | Yes |  | 3.1 | 5300 | 123 | 43 | 20 | 0.9 | 5000 | 83
PMW6SU5G | GE Lighting Solutions | Lumination | LIS[CI]4B052D1850Vxxxxxxxxx | Indoor Luminaires | Linear Ambient | Direct Linear Ambient Luminaires | Premium | FALSE | [9 empty] | 42587 |  |  | Yes |  | 3.1 | 5300 | 123 | 43 | 20 | 0.9 | 5000 | 83
PK3YX524 | GE Lighting Solutions | Lumination | LIS[CI]4BD52D9850Vxxxxxxxxx | Indoor Luminaires | Linear Ambient | Direct Linear Ambient Luminaires | Premium | FALSE | [9 empty] | 42587 |  |  | Yes |  | 3.1 | 5300 | 113 | 47 | 20 | 0.9 | 5000 | 83
P1FTQQN3 | GE Lighting Solutions | Lumination | LIS[CI]4B052D9850Vxxxxxxxxx | Indoor Luminaires | Linear Ambient | Direct Linear Ambient Luminaires | Premium | FALSE | [9 empty] | 42587 |  |  | Yes |  | 3.1 | 5300 | 123 | 43 | 20 | 0.9 | 5000 | 83
PXFD1A78 | GE Lighting Solutions | Lumination | LIS[CI]4BD42D1850Vxxxxxxxxx | Indoor Luminaires | Linear Ambient | Direct Linear Ambient Luminaires | Premium | FALSE | [9 empty] | 42587 |  |  | Yes |  | 3.1 | 4300 | 113 | 38 | 20 | 0.9 | 5000 | 83
PX25HAQA | GE Lighting Solutions | Lumination | LIS[CI]4B042D9850Vxxxxxxxxx | Indoor Luminaires | Linear Ambient | Direct Linear Ambient Luminaires | Premium | FALSE | [9 empty] | 42587 |  |  | Yes |  | 3.1 | 4300 | 126 | 34 | 20 | 0.9 | 5000 | 83
PNG8NA1S | GE Lighting Solutions | Lumination | LIS[CI]4BD42D8850Vxxxxxxxxx | Indoor Luminaires | Linear Ambient | Direct Linear Ambient Luminaires | Premium | FALSE | [9 empty] | 42587 |  |  | Yes |  | 3.1 | 4300 | 113 | 38 | 20 | 0.9 | 5000 | 83
PA3FPYVY | GE Lighting Solutions | Lumination | LIS[CI]4BD42D9850Vxxxxxxxxx | Indoor Luminaires | Linear Ambient | Direct Linear Ambient Luminaires | Premium | FALSE | [9 empty] | 42587 |  |  | Yes |  | 3.1 | 4300 | 113 | 38 | 20 | 0.9 | 5000 | 83
PA1H42EB | GE Lighting Solutions | Lumination | LIS[CI]4B042D8850Vxxxxxxxxx | Indoor Luminaires | Linear Ambient | Direct Linear Ambient Luminaires | Premium | FALSE | [9 empty] | 42587 |  |  | Yes |  | 3.1 | 4300 | 126 | 34 | 20 | 0.9 | 5000 | 83
PM7E5JQ6 | GE Lighting Solutions | Lumination | LIS[CI]8B0B4D9840Vxxxxxxxxx | Indoor Luminaires | Linear Ambient | Direct Linear Ambient Luminaires | Premium | FALSE | [9 empty] | 42587 |  |  | Yes |  | 3.1 | 23500 | 122 | 192 | 20 | 0.9 | 4000 | 83
PFXRQ4WA | GE Lighting Solutions | Lumination | LIS[CI]8B0B4D8840Vxxxxxxxxx | Indoor Luminaires | Linear Ambient | Direct Linear Ambient Luminaires | Premium | FALSE | [9 empty] | 42587 |  |  | Yes |  | 3.1 | 23500 | 122 | 192 | 20 | 0.9 | 4000 | 83
P437SDBE | GE Lighting Solutions | Lumination | LIS[CI]8B0B4D1840Vxxxxxxxxx | Indoor Luminaires | Linear Ambient | Direct Linear Ambient Luminaires | Premium | FALSE | [9 empty] | 42587 |  |  | Yes |  | 3.1 | 23500 | 122 | 192 | 20 | 0.9 | 4000 | 83
PNQ4V58V | GE Lighting Solutions | Lumination | LIS[CI]8B0B1D1840Vxxxxxxxxx | Indoor Luminaires | Linear Ambient | Direct Linear Ambient Luminaires | Premium | FALSE | [9 empty] | 42587 |  |  | Yes |  | 3.1 | 20600 | 123 | 168 | 20 | 0.9 | 4000 | 83
P9H79BFG | GE Lighting Solutions | Lumination | LIS[CI]8B0B1D9840Vxxxxxxxxx | Indoor Luminaires | Linear Ambient | Direct Linear Ambient Luminaires | Premium | FALSE | [9 empty] | 42587 |  |  | Yes |  | 3.1 | 20600 | 123 | 168 | 20 | 0.9 | 4000 | 83
P4BHWCRS | GE Lighting Solutions | Lumination | LIS[CI]8B0B1D8840Vxxxxxxxxx | Indoor Luminaires | Linear Ambient | Direct Linear Ambient Luminaires | Premium | FALSE | [9 empty] | 42587 |  |  | Yes |  | 3.1 | 20600 | 123 | 168 | 20 | 0.9 | 4000 | 83
PWUTAREJ | GE Lighting Solutions | Lumination | LIS[CI]8B[0D]A7D1840Vxxxxxxxxx | Indoor Luminaires | Linear Ambient | Direct Linear Ambient Luminaires | Premium | FALSE | [9 empty] | 42587 |  |  | Yes |  | 3.1 | 17000 | 125 | 136 | 20 | 0.9 | 4000 | 83
PRFKH587 | GE Lighting Solutions | Lumination | LIS[CI]8B[0D]A7D8840Vxxxxxxxxx | Indoor Luminaires | Linear Ambient | Direct Linear Ambient Luminaires | Premium | FALSE | [9 empty] | 42587 |  |  | Yes |  | 3.1 | 17000 | 125 | 136 | 20 | 0.9 | 4000 | 83
P5U1T1SU | GE Lighting Solutions | Lumination | LIS[CI]8B[0D]A7D9840Vxxxxxxxxx | Indoor Luminaires | Linear Ambient | Direct Linear Ambient Luminaires | Premium | FALSE | [9 empty] | 42587 |  |  | Yes |  | 3.1 | 17000 | 125 | 136 | 20 | 0.9 | 4000 | 83
PYSJ1R56 | GE Lighting Solutions | Lumination | LIS[CI]8B[0D]A3D1840Vxxxxxxxxx | Indoor Luminaires | Linear Ambient | Direct Linear Ambient Luminaires | Premium | FALSE | [9 empty] | 42587 |  |  | Yes |  | 3.1 | 13000 | 125 | 104 | 20 | 0.9 | 4000 | 83
PXCFVE7T | GE Lighting Solutions | Lumination | LIS[CI]8B[0D]A3D9840Vxxxxxxxxx | Indoor Luminaires | Linear Ambient | Direct Linear Ambient Luminaires | Premium | FALSE | [9 empty] | 42587 |  |  | Yes |  | 3.1 | 13000 | 125 | 104 | 20 | 0.9 | 4000 | 83
PJGUUR24 | GE Lighting Solutions | Lumination | LIS[CI]8B[0D]A3D8840Vxxxxxxxxx | Indoor Luminaires | Linear Ambient | Direct Linear Ambient Luminaires | Premium | FALSE | [9 empty] | 42587 |  |  | Yes |  | 3.1 | 13000 | 125 | 104 | 20 | 0.9 | 4000 | 83
PZ3MQBBD | GE Lighting Solutions | Lumination | LIS[CI]8BDA0D8840Vxxxxxxxxx | Indoor Luminaires | Linear Ambient | Direct Linear Ambient Luminaires | Premium | FALSE | [9 empty] | 42587 |  |  | Yes |  | 3.1 | 10400 | 118 | 88 | 20 | 0.9 | 4000 | 83
PU143VFV | GE Lighting Solutions | Lumination | LIS[CI]8B0A0D8840Vxxxxxxxxx | Indoor Luminaires | Linear Ambient | Direct Linear Ambient Luminaires | Premium | FALSE | [9 empty] | 42587 |  |  | Yes |  | 3.1 | 10400 | 124 | 84 | 20 | 0.9 | 4000 | 83
PR4XJG8W | GE Lighting Solutions | Lumination | LIS[CI]8B0A0D9840Vxxxxxxxxx | Indoor Luminaires | Linear Ambient | Direct Linear Ambient Luminaires | Premium | FALSE | [9 empty] | 42587 |  |  | Yes |  | 3.1 | 10400 | 124 | 84 | 20 | 0.9 | 4000 | 83
PPET211B | GE Lighting Solutions | Lumination | LIS[CI]8BDA0D1840Vxxxxxxxxx | Indoor Luminaires | Linear Ambient | Direct Linear Ambient Luminaires | Premium | FALSE | [9 empty] | 42587 |  |  | Yes |  | 3.1 | 10400 | 118 | 88 | 20 | 0.9 | 4000 | 83
PJRC4MTE | GE Lighting Solutions | Lumination | LIS[CI]8BDA0D9840Vxxxxxxxxx | Indoor Luminaires | Linear Ambient | Direct Linear Ambient Luminaires | Premium | FALSE | [9 empty] | 42587 |  |  | Yes |  | 3.1 | 10400 | 118 | 88 | 20 | 0.9 | 4000 | 83
P9QZ1J91 | GE Lighting Solutions | Lumination | LIS[CI]8B0A0D1840Vxxxxxxxxx | Indoor Luminaires | Linear Ambient | Direct Linear Ambient Luminaires | Premium | FALSE | [9 empty] | 42587 |  |  | Yes |  | 3.1 | 10400 | 124 | 84 | 20 | 0.9 | 4000 | 83
PWDDXF8G | GE Lighting Solutions | Lumination | LIS[CI]8B084D1840Vxxxxxxxxx | Indoor Luminaires | Linear Ambient | Direct Linear Ambient Luminaires | Premium | FALSE | [9 empty] | 42587 |  |  | Yes |  | 3.1 | 8400 | 127 | 66 | 20 | 0.9 | 4000 | 83
PREP2HNZ | GE Lighting Solutions | Lumination | LIS[CI]8B084D9840Vxxxxxxxxx | Indoor Luminaires | Linear Ambient | Direct Linear Ambient Luminaires | Premium | FALSE | [9 empty] | 42587 |  |  | Yes |  | 3.1 | 8400 | 127 | 66 | 20 | 0.9 | 4000 | 83
P9EK7MCQ | GE Lighting Solutions | Lumination | LIS[CI]8BD84D8840Vxxxxxxxxx | Indoor Luminaires | Linear Ambient | Direct Linear Ambient Luminaires | Premium | FALSE | [9 empty] | 42587 |  |  | Yes |  | 3.1 | 8400 | 120 | 70 | 20 | 0.9 | 4000 | 83
P97Z2Z6M | GE Lighting Solutions | Lumination | LIS[CI]8BD84D9840Vxxxxxxxxx | Indoor Luminaires | Linear Ambient | Direct Linear Ambient Luminaires | Premium | FALSE | [9 empty] | 42587 |  |  | Yes |  | 3.1 | 8400 | 120 | 70 | 20 | 0.9 | 4000 | 83
P4R9SGHM | GE Lighting Solutions | Lumination | LIS[CI]8BD84D1840Vxxxxxxxxx | Indoor Luminaires | Linear Ambient | Direct Linear Ambient Luminaires | Premium | FALSE | [9 empty] | 42587 |  |  | Yes |  | 3.1 | 8400 | 120 | 70 | 20 | 0.9 | 4000 | 83
P2TH42KG | GE Lighting Solutions | Lumination | LIS[CI]8B084D8840Vxxxxxxxxx | Indoor Luminaires | Linear Ambient | Direct Linear Ambient Luminaires | Premium | FALSE | [9 empty] | 42587 |  |  | Yes |  | 3.1 | 8400 | 127 | 66 | 20 | 0.9 | 4000 | 83
PWYSBSMH | GE Lighting Solutions | Lumination | LIS[CI]4BD52D9840Vxxxxxxxxx | Indoor Luminaires | Linear Ambient | Direct Linear Ambient Luminaires | Standard | FALSE | [9 empty] | 42587 |  |  | Yes |  | 3.1 | 5200 | 111 | 47 | 20 | 0.9 | 4000 | 83
PQ3EJNPV | GE Lighting Solutions | Lumination | LIS[CI]4BD52D1840Vxxxxxxxxx | Indoor Luminaires | Linear Ambient | Direct Linear Ambient Luminaires | Standard | FALSE | [9 empty] | 42587 |  |  | Yes |  | 3.1 | 5200 | 111 | 47 | 20 | 0.9 | 4000 | 83
PP1DAFY6 | GE Lighting Solutions | Lumination | LIS[CI]4B052D9840Vxxxxxxxxx | Indoor Luminaires | Linear Ambient | Direct Linear Ambient Luminaires | Premium | FALSE | [9 empty] | 42587 |  |  | Yes |  | 3.1 | 5200 | 121 | 43 | 20 | 0.9 | 4000 | 83
PDHCZU85 | GE Lighting Solutions | Lumination | LIS[CI]4B052D1840Vxxxxxxxxx | Indoor Luminaires | Linear Ambient | Direct Linear Ambient Luminaires | Premium | FALSE | [9 empty] | 42587 |  |  | Yes |  | 3.1 | 5200 | 121 | 43 | 20 | 0.9 | 4000 | 83
PCDS441Y | GE Lighting Solutions | Lumination | LIS[CI]4BD52D8840Vxxxxxxxxx | Indoor Luminaires | Linear Ambient | Direct Linear Ambient Luminaires | Standard | FALSE | [9 empty] | 42587 |  |  | Yes |  | 3.1 | 5200 | 111 | 47 | 20 | 0.9 | 4000 | 83
P4BE6UT9 | GE Lighting Solutions | Lumination | LIS[CI]4B052D8840Vxxxxxxxxx | Indoor Luminaires | Linear Ambient | Direct Linear Ambient Luminaires | Premium | FALSE | [9 empty] | 42587 |  |  | Yes |  | 3.1 | 5200 | 121 | 43 | 20 | 0.9 | 4000 | 83
PYEESBNB | GE Lighting Solutions | Lumination | LIS[CI]4B042D1840Vxxxxxxxxx | Indoor Luminaires | Linear Ambient | Direct Linear Ambient Luminaires | Premium | FALSE | [9 empty] | 42587 |  |  | Yes |  | 3.1 | 4200 | 124 | 34 | 20 | 0.9 | 4000 | 83
PW2JPUV8 | GE Lighting Solutions | Lumination | LIS[CI]4BD42D1840Vxxxxxxxxx | Indoor Luminaires | Linear Ambient | Direct Linear Ambient Luminaires | Standard | FALSE | [9 empty] | 42587 |  |  | Yes |  | 3.1 | 4200 | 111 | 38 | 20 | 0.9 | 4000 | 83
PQ5Z9DQ4 | GE Lighting Solutions | Lumination | LIS[CI]4B042D9840Vxxxxxxxxx | Indoor Luminaires | Linear Ambient | Direct Linear Ambient Luminaires | Premium | FALSE | [9 empty] | 42587 |  |  | Yes |  | 3.1 | 4200 | 124 | 34 | 20 | 0.9 | 4000 | 83
PP9VWYKE | GE Lighting Solutions | Lumination | LIS[CI]4BD42D8840Vxxxxxxxxx | Indoor Luminaires | Linear Ambient | Direct Linear Ambient Luminaires | Standard | FALSE | [9 empty] | 42587 |  |  | Yes |  | 3.1 | 4200 | 111 | 38 | 20 | 0.9 | 4000 | 83
P9TCAJ1K | GE Lighting Solutions | Lumination | LIS[CI]4BD42D9840Vxxxxxxxxx | Indoor Luminaires | Linear Ambient | Direct Linear Ambient Luminaires | Standard | FALSE | [9 empty] | 42587 |  |  | Yes |  | 3.1 | 4200 | 111 | 38 | 20 | 0.9 | 4000 | 83
P24M58TH | GE Lighting Solutions | Lumination | LIS[CI]4B042D8840Vxxxxxxxxx | Indoor Luminaires | Linear Ambient | Direct Linear Ambient Luminaires | Premium | FALSE | [9 empty] | 42587 |  |  | Yes |  | 3.1 | 4200 | 124 | 34 | 20 | 0.9 | 4000 | 83
PZP61QD2 | GE Lighting Solutions | Lumination | LIS[CI]8B0B4D9835Vxxxxxxxxx | Indoor Luminaires | Linear Ambient | Direct Linear Ambient Luminaires | Premium | FALSE | [9 empty] | 42587 |  |  | Yes |  | 3.1 | 23300 | 121 | 192 | 20 | 0.9 | 3500 | 83
PXQWY57P | GE Lighting Solutions | Lumination | LIS[CI]8B0B4D1835Vxxxxxxxxx | Indoor Luminaires | Linear Ambient | Direct Linear Ambient Luminaires | Premium | FALSE | [9 empty] | 42587 |  |  | Yes |  | 3.1 | 23300 | 121 | 192 | 20 | 0.9 | 3500 | 83
PWQSMY67 | GE Lighting Solutions | Lumination | LIS[CI]8B0B4D8835Vxxxxxxxxx | Indoor Luminaires | Linear Ambient | Direct Linear Ambient Luminaires | Premium | FALSE | [9 empty] | 42587 |  |  | Yes |  | 3.1 | 23300 | 121 | 192 | 20 | 0.9 | 3500 | 83
PQ2SP5WK | GE Lighting Solutions | Lumination | LIS[CI]8B0B1D8835Vxxxxxxxxx | Indoor Luminaires | Linear Ambient | Direct Linear Ambient Luminaires | Premium | FALSE | [9 empty] | 42587 |  |  | Yes |  | 3.1 | 20200 | 120 | 168 | 20 | 0.9 | 3500 | 83
PBR9NJ2Z | GE Lighting Solutions | Lumination | LIS[CI]8B0B1D9835Vxxxxxxxxx | Indoor Luminaires | Linear Ambient | Direct Linear Ambient Luminaires | Premium | FALSE | [9 empty] | 42587 |  |  | Yes |  | 3.1 | 20200 | 120 | 168 | 20 | 0.9 | 3500 | 83
PBNTKP46 | GE Lighting Solutions | Lumination | LIS[CI]8B0B1D1835Vxxxxxxxxx | Indoor Luminaires | Linear Ambient | Direct Linear Ambient Luminaires | Premium | FALSE | [9 empty] | 42587 |  |  | Yes |  | 3.1 | 20200 | 120 | 168 | 20 | 0.9 | 3500 | 83
PN4EZ666 | GE Lighting Solutions | Lumination | LIS[CI]8B[0D]A7D8835Vxxxxxxxxx | Indoor Luminaires | Linear Ambient | Direct Linear Ambient Luminaires | Premium | FALSE | [9 empty] | 42587 |  |  | Yes |  | 3.1 | 16500 | 121 | 136 | 20 | 0.9 | 3500 | 83
PB49BVS1 | GE Lighting Solutions | Lumination | LIS[CI]8B[0D]A7D9835Vxxxxxxxxx | Indoor Luminaires | Linear Ambient | Direct Linear Ambient Luminaires | Premium | FALSE | [9 empty] | 42587 |  |  | Yes |  | 3.1 | 16500 | 121 | 136 | 20 | 0.9 | 3500 | 83
P65GU619 | GE Lighting Solutions | Lumination | LIS[CI]8B[0D]A7D1835Vxxxxxxxxx | Indoor Luminaires | Linear Ambient | Direct Linear Ambient Luminaires | Premium | FALSE | [9 empty] | 42587 |  |  | Yes |  | 3.1 | 16500 | 121 | 136 | 20 | 0.9 | 3500 | 83
PVDJJV1R | GE Lighting Solutions | Lumination | LIS[CI]8B[0D]A3D1835Vxxxxxxxxx | Indoor Luminaires | Linear Ambient | Direct Linear Ambient Luminaires | Premium | FALSE | [9 empty] | 42587 |  |  | Yes |  | 3.1 | 12600 | 121 | 104 | 20 | 0.9 | 3500 | 83
P9DVGTWW | GE Lighting Solutions | Lumination | LIS[CI]8B[0D]A3D8835Vxxxxxxxxx | Indoor Luminaires | Linear Ambient | Direct Linear Ambient Luminaires | Premium | FALSE | [9 empty] | 42587 |  |  | Yes |  | 3.1 | 12600 | 121 | 104 | 20 | 0.9 | 3500 | 83
P5Z9J8P3 | GE Lighting Solutions | Lumination | LIS[CI]8B[0D]A3D9835Vxxxxxxxxx | Indoor Luminaires | Linear Ambient | Direct Linear Ambient Luminaires | Premium | FALSE | [9 empty] | 42587 |  |  | Yes |  | 3.1 | 12600 | 121 | 104 | 20 | 0.9 | 3500 | 83
PSX7NNGY | GE Lighting Solutions | Lumination | LIS[CI]8BDA0D8835Vxxxxxxxxx | Indoor Luminaires | Linear Ambient | Direct Linear Ambient Luminaires | Premium | FALSE | [9 empty] | 42587 |  |  | Yes |  | 3.1 | 9900 | 113 | 88 | 20 | 0.9 | 3500 | 83
PMRZRSKE | GE Lighting Solutions | Lumination | LIS[CI]8BDA0D9835Vxxxxxxxxx | Indoor Luminaires | Linear Ambient | Direct Linear Ambient Luminaires | Premium | FALSE | [9 empty] | 42587 |  |  | Yes |  | 3.1 | 9900 | 113 | 88 | 20 | 0.9 | 3500 | 83
PK42UA4N | GE Lighting Solutions | Lumination | LIS[CI]8B0A0D8835Vxxxxxxxxx | Indoor Luminaires | Linear Ambient | Direct Linear Ambient Luminaires | Premium | FALSE | [9 empty] | 42587 |  |  | Yes |  | 3.1 | 9900 | 118 | 84 | 20 | 0.9 | 3500 | 83
PBP5UPVQ | GE Lighting Solutions | Lumination | LIS[CI]8B0A0D9835Vxxxxxxxxx | Indoor Luminaires | Linear Ambient | Direct Linear Ambient Luminaires | Premium | FALSE | [9 empty] | 42587 |  |  | Yes |  | 3.1 | 9900 | 118 | 84 | 20 | 0.9 | 3500 | 83
P68MT9DU | GE Lighting Solutions | Lumination | LIS[CI]8BDA0D1835Vxxxxxxxxx | Indoor Luminaires | Linear Ambient | Direct Linear Ambient Luminaires | Premium | FALSE | [9 empty] | 42587 |  |  | Yes |  | 3.1 | 9900 | 113 | 88 | 20 | 0.9 | 3500 | 83
P3X8JP14 | GE Lighting Solutions | Lumination | LIS[CI]8B0A0D1835Vxxxxxxxxx | Indoor Luminaires | Linear Ambient | Direct Linear Ambient Luminaires | Premium | FALSE | [9 empty] | 42587 |  |  | Yes |  | 3.1 | 9900 | 118 | 84 | 20 | 0.9 | 3500 | 83
PV96C923 | GE Lighting Solutions | Lumination | LIS[CI]8B084D9835Vxxxxxxxxx | Indoor Luminaires | Linear Ambient | Direct Linear Ambient Luminaires | Premium | FALSE | [9 empty] | 42587 |  |  | Yes |  | 3.1 | 8000 | 121 | 66 | 20 | 0.9 | 3500 | 83
PHWTA2SA | GE Lighting Solutions | Lumination | LIS[CI]8BD84D1835Vxxxxxxxxx | Indoor Luminaires | Linear Ambient | Direct Linear Ambient Luminaires | Premium | FALSE | [9 empty] | 42587 |  |  | Yes |  | 3.1 | 8000 | 114 | 70 | 20 | 0.9 | 3500 | 83
PG39B5ZU | GE Lighting Solutions | Lumination | LIS[CI]8BD84D8835Vxxxxxxxxx | Indoor Luminaires | Linear Ambient | Direct Linear Ambient Luminaires | Premium | FALSE | [9 empty] | 42587 |  |  | Yes |  | 3.1 | 8000 | 114 | 70 | 20 | 0.9 | 3500 | 83
PCK7RQNQ | GE Lighting Solutions | Lumination | LIS[CI]8B084D8835Vxxxxxxxxx | Indoor Luminaires | Linear Ambient | Direct Linear Ambient Luminaires | Premium | FALSE | [9 empty] | 42587 |  |  | Yes |  | 3.1 | 8000 | 121 | 66 | 20 | 0.9 | 3500 | 83
P9BZF4H9 | GE Lighting Solutions | Lumination | LIS[CI]8B084D1835Vxxxxxxxxx | Indoor Luminaires | Linear Ambient | Direct Linear Ambient Luminaires | Premium | FALSE | [9 empty] | 42587 |  |  | Yes |  | 3.1 | 8000 | 121 | 66 | 20 | 0.9 | 3500 | 83
P1954TED | GE Lighting Solutions | Lumination | LIS[CI]8BD84D9835Vxxxxxxxxx | Indoor Luminaires | Linear Ambient | Direct Linear Ambient Luminaires | Premium | FALSE | [9 empty] | 42587 |  |  | Yes |  | 3.1 | 8000 | 114 | 70 | 20 | 0.9 | 3500 | 83
PTZJ2CHX | GE Lighting Solutions | Lumination | LIS[CI]4B052D1835Vxxxxxxxxx | Indoor Luminaires | Linear Ambient | Direct Linear Ambient Luminaires | Premium | FALSE | [9 empty] | 42587 |  |  | Yes |  | 3.1 | 4950 | 115 | 43 | 20 | 0.9 | 3500 | 83
PKE9PFTD | GE Lighting Solutions | Lumination | LIS[CI]4BD52D1835Vxxxxxxxxx | Indoor Luminaires | Linear Ambient | Direct Linear Ambient Luminaires | Standard | FALSE | [9 empty] | 42587 |  |  | Yes |  | 3.1 | 4950 | 105 | 47 | 20 | 0.9 | 3500 | 83
PBD6XJRM | GE Lighting Solutions | Lumination | LIS[CI]4B052D9835Vxxxxxxxxx | Indoor Luminaires | Linear Ambient | Direct Linear Ambient Luminaires | Premium | FALSE | [9 empty] | 42587 |  |  | Yes |  | 3.1 | 4950 | 115 | 43 | 20 | 0.9 | 3500 | 83
P8EEGGN4 | GE Lighting Solutions | Lumination | LIS[CI]4BD52D9835Vxxxxxxxxx | Indoor Luminaires | Linear Ambient | Direct Linear Ambient Luminaires | Standard | FALSE | [9 empty] | 42587 |  |  | Yes |  | 3.1 | 4950 | 105 | 47 | 20 | 0.9 | 3500 | 83
P4W82PC4 | GE Lighting Solutions | Lumination | LIS[CI]4BD52D8835Vxxxxxxxxx | Indoor Luminaires | Linear Ambient | Direct Linear Ambient Luminaires | Standard | FALSE | [9 empty] | 42587 |  |  | Yes |  | 3.1 | 4950 | 105 | 47 | 20 | 0.9 | 3500 | 83
P3HH1KMK | GE Lighting Solutions | Lumination | LIS[CI]4B052D8835Vxxxxxxxxx | Indoor Luminaires | Linear Ambient | Direct Linear Ambient Luminaires | Premium | FALSE | [9 empty] | 42587 |  |  | Yes |  | 3.1 | 4950 | 115 | 43 | 20 | 0.9 | 3500 | 83
PV3A7GHH | GE Lighting Solutions | Lumination | LIS[CI]4BD42D1835Vxxxxxxxxx | Indoor Luminaires | Linear Ambient | Direct Linear Ambient Luminaires | Standard | FALSE | [9 empty] | 42587 |  |  | Yes |  | 3.1 | 4000 | 105 | 38 | 20 | 0.9 | 3500 | 83
PSGRHW9R | GE Lighting Solutions | Lumination | LIS[CI]4B042D1835Vxxxxxxxxx | Indoor Luminaires | Linear Ambient | Direct Linear Ambient Luminaires | Premium | FALSE | [9 empty] | 42587 |  |  | Yes |  | 3.1 | 4000 | 118 | 34 | 20 | 0.9 | 3500 | 83
PKCJDYKE | GE Lighting Solutions | Lumination | LIS[CI]4BD42D8835Vxxxxxxxxx | Indoor Luminaires | Linear Ambient | Direct Linear Ambient Luminaires | Standard | FALSE | [9 empty] | 42587 |  |  | Yes |  | 3.1 | 4000 | 105 | 38 | 20 | 0.9 | 3500 | 83
PD7C6KDP | GE Lighting Solutions | Lumination | LIS[CI]4B042D8835Vxxxxxxxxx | Indoor Luminaires | Linear Ambient | Direct Linear Ambient Luminaires | Premium | FALSE | [9 empty] | 42587 |  |  | Yes |  | 3.1 | 4000 | 118 | 34 | 20 | 0.9 | 3500 | 83
PCJA9XV4 | GE Lighting Solutions | Lumination | LIS[CI]4BD42D9835Vxxxxxxxxx | Indoor Luminaires | Linear Ambient | Direct Linear Ambient Luminaires | Standard | FALSE | [9 empty] | 42587 |  |  | Yes |  | 3.1 | 4000 | 105 | 38 | 20 | 0.9 | 3500 | 83
P34MVT2F | GE Lighting Solutions | Lumination | LIS[CI]4B042D9835Vxxxxxxxxx | Indoor Luminaires | Linear Ambient | Direct Linear Ambient Luminaires | Premium | FALSE | [9 empty] | 42587 |  |  | Yes |  | 3.1 | 4000 | 118 | 34 | 20 | 0.9 | 3500 | 83
PGAH557D | GE Lighting Solutions | Lumination | LIS[CI]8B0B4D9830Vxxxxxxxxx | Indoor Luminaires | Linear Ambient | Direct Linear Ambient Luminaires | Premium | FALSE | [9 empty] | 42587 |  |  | Yes |  | 3.1 | 23100 | 120 | 192 | 20 | 0.9 | 3000 | 83
P6FYP7PB | GE Lighting Solutions | Lumination | LIS[CI]8B0B4D8830Vxxxxxxxxx | Indoor Luminaires | Linear Ambient | Direct Linear Ambient Luminaires | Premium | FALSE | [9 empty] | 42587 |  |  | Yes |  | 3.1 | 23100 | 120 | 192 | 20 | 0.9 | 3000 | 83
P2KBKBUE | GE Lighting Solutions | Lumination | LIS[CI]8B0B4D1830Vxxxxxxxxx | Indoor Luminaires | Linear Ambient | Direct Linear Ambient Luminaires | Premium | FALSE | [9 empty] | 42587 |  |  | Yes |  | 3.1 | 23100 | 120 | 192 | 20 | 0.9 | 3000 | 83
PY3RJDQ5 | GE Lighting Solutions | Lumination | LIS[CI]8B0B1D8830Vxxxxxxxxx | Indoor Luminaires | Linear Ambient | Direct Linear Ambient Luminaires | Premium | FALSE | [9 empty] | 42587 |  |  | Yes |  | 3.1 | 19800 | 118 | 168 | 20 | 0.9 | 3000 | 83
PU1G2ESK | GE Lighting Solutions | Lumination | LIS[CI]8B0B1D9830Vxxxxxxxxx | Indoor Luminaires | Linear Ambient | Direct Linear Ambient Luminaires | Premium | FALSE | [9 empty] | 42587 |  |  | Yes |  | 3.1 | 19800 | 118 | 168 | 20 | 0.9 | 3000 | 83
PHGZDGA9 | GE Lighting Solutions | Lumination | LIS[CI]8B0B1D1830Vxxxxxxxxx | Indoor Luminaires | Linear Ambient | Direct Linear Ambient Luminaires | Premium | FALSE | [9 empty] | 42587 |  |  | Yes |  | 3.1 | 19800 | 118 | 168 | 20 | 0.9 | 3000 | 83
PCJVKK2B | GE Lighting Solutions | Lumination | LIS[CI]8B[0D]A7D1830Vxxxxxxxxx | Indoor Luminaires | Linear Ambient | Direct Linear Ambient Luminaires | Premium | FALSE | [9 empty] | 42587 |  |  | Yes |  | 3.1 | 16000 | 118 | 136 | 20 | 0.9 | 3000 | 83
PAZ6Z26G | GE Lighting Solutions | Lumination | LIS[CI]8B[0D]A7D9830Vxxxxxxxxx | Indoor Luminaires | Linear Ambient | Direct Linear Ambient Luminaires | Premium | FALSE | [9 empty] | 42587 |  |  | Yes |  | 3.1 | 16000 | 118 | 136 | 20 | 0.9 | 3000 | 83
PABHYGG2 | GE Lighting Solutions | Lumination | LIS[CI]8B[0D]A7D8830Vxxxxxxxxx | Indoor Luminaires | Linear Ambient | Direct Linear Ambient Luminaires | Premium | FALSE | [9 empty] | 42587 |  |  | Yes |  | 3.1 | 16000 | 118 | 136 | 20 | 0.9 | 3000 | 83
PZ4PV5ES | GE Lighting Solutions | Lumination | LIS[CI]8B[0D]A3D9830Vxxxxxxxxx | Indoor Luminaires | Linear Ambient | Direct Linear Ambient Luminaires | Premium | FALSE | [9 empty] | 42587 |  |  | Yes |  | 3.1 | 12200 | 117 | 104 | 20 | 0.9 | 3000 | 83
PJRE76V5 | GE Lighting Solutions | Lumination | LIS[CI]8B[0D]A3D8830Vxxxxxxxxx | Indoor Luminaires | Linear Ambient | Direct Linear Ambient Luminaires | Premium | FALSE | [9 empty] | 42587 |  |  | Yes |  | 3.1 | 12200 | 117 | 104 | 20 | 0.9 | 3000 | 83
PJ86MS7X | GE Lighting Solutions | Lumination | LIS[CI]8B[0D]A3D1830Vxxxxxxxxx | Indoor Luminaires | Linear Ambient | Direct Linear Ambient Luminaires | Premium | FALSE | [9 empty] | 42587 |  |  | Yes |  | 3.1 | 12200 | 117 | 104 | 20 | 0.9 | 3000 | 83
PY7R3BCZ | GE Lighting Solutions | Lumination | LIS[CI]8BDA0D1830Vxxxxxxxxx | Indoor Luminaires | Linear Ambient | Direct Linear Ambient Luminaires | Standard | FALSE | [9 empty] | 42587 |  |  | Yes |  | 3.1 | 9600 | 109 | 88 | 20 | 0.9 | 3000 | 83
PSKNJHKK | GE Lighting Solutions | Lumination | LIS[CI]8BDA0D9830Vxxxxxxxxx | Indoor Luminaires | Linear Ambient | Direct Linear Ambient Luminaires | Standard | FALSE | [9 empty] | 42587 |  |  | Yes |  | 3.1 | 9600 | 109 | 88 | 20 | 0.9 | 3000 | 83
PRZ3FF2Z | GE Lighting Solutions | Lumination | LIS[CI]8B0A0D8830Vxxxxxxxxx | Indoor Luminaires | Linear Ambient | Direct Linear Ambient Luminaires | Premium | FALSE | [9 empty] | 42587 |  |  | Yes |  | 3.1 | 9600 | 114 | 84 | 20 | 0.9 | 3000 | 83
P96WFUMR | GE Lighting Solutions | Lumination | LIS[CI]8B0A0D9830Vxxxxxxxxx | Indoor Luminaires | Linear Ambient | Direct Linear Ambient Luminaires | Premium | FALSE | [9 empty] | 42587 |  |  | Yes |  | 3.1 | 9600 | 114 | 84 | 20 | 0.9 | 3000 | 83
P816FKEE | GE Lighting Solutions | Lumination | LIS[CI]8BDA0D8830Vxxxxxxxxx | Indoor Luminaires | Linear Ambient | Direct Linear Ambient Luminaires | Standard | FALSE | [9 empty] | 42587 |  |  | Yes |  | 3.1 | 9600 | 109 | 88 | 20 | 0.9 | 3000 | 83
P1RZJ1HG | GE Lighting Solutions | Lumination | LIS[CI]8B0A0D1830Vxxxxxxxxx | Indoor Luminaires | Linear Ambient | Direct Linear Ambient Luminaires | Premium | FALSE | [9 empty] | 42587 |  |  | Yes |  | 3.1 | 9600 | 114 | 84 | 20 | 0.9 | 3000 | 83
PVQV2A8U | GE Lighting Solutions | Lumination | LIS[CI]8B084D1830Vxxxxxxxxx | Indoor Luminaires | Linear Ambient | Direct Linear Ambient Luminaires | Premium | FALSE | [9 empty] | 42587 |  |  | Yes |  | 3.1 | 7600 | 115 | 66 | 20 | 0.9 | 3000 | 83
PNCB25UV | GE Lighting Solutions | Lumination | LIS[CI]8B084D8830Vxxxxxxxxx | Indoor Luminaires | Linear Ambient | Direct Linear Ambient Luminaires | Premium | FALSE | [9 empty] | 42587 |  |  | Yes |  | 3.1 | 7600 | 115 | 66 | 20 | 0.9 | 3000 | 83
PMWUP5MH | GE Lighting Solutions | Lumination | LIS[CI]8B084D9830Vxxxxxxxxx | Indoor Luminaires | Linear Ambient | Direct Linear Ambient Luminaires | Premium | FALSE | [9 empty] | 42587 |  |  | Yes |  | 3.1 | 7600 | 115 | 66 | 20 | 0.9 | 3000 | 83
PDWDYKCR | GE Lighting Solutions | Lumination | LIS[CI]8BD84D9830Vxxxxxxxxx | Indoor Luminaires | Linear Ambient | Direct Linear Ambient Luminaires | Standard | FALSE | [9 empty] | 42587 |  |  | Yes |  | 3.1 | 7600 | 109 | 70 | 20 | 0.9 | 3000 | 83
PC6CUBZH | GE Lighting Solutions | Lumination | LIS[CI]8BD84D1830Vxxxxxxxxx | Indoor Luminaires | Linear Ambient | Direct Linear Ambient Luminaires | Standard | FALSE | [9 empty] | 42587 |  |  | Yes |  | 3.1 | 7600 | 109 | 70 | 20 | 0.9 | 3000 | 83
P5C35URC | GE Lighting Solutions | Lumination | LIS[CI]8BD84D8830Vxxxxxxxxx | Indoor Luminaires | Linear Ambient | Direct Linear Ambient Luminaires | Standard | FALSE | [9 empty] | 42587 |  |  | Yes |  | 3.1 | 7600 | 109 | 70 | 20 | 0.9 | 3000 | 83
PYBTB1DG | GE Lighting Solutions | Lumination | LIS[CI]4BD52D9830Vxxxxxxxxx | Indoor Luminaires | Linear Ambient | Direct Linear Ambient Luminaires | Standard | FALSE | [9 empty] | 42587 |  |  | Yes |  | 3.1 | 4800 | 102 | 47 | 20 | 0.9 | 3000 | 83
PYAFDQK3 | GE Lighting Solutions | Lumination | LIS[CI]4BD52D1830Vxxxxxxxxx | Indoor Luminaires | Linear Ambient | Direct Linear Ambient Luminaires | Standard | FALSE | [9 empty] | 42587 |  |  | Yes |  | 3.1 | 4800 | 102 | 47 | 20 | 0.9 | 3000 | 83
PU7BGEJE | GE Lighting Solutions | Lumination | LIS[CI]4B052D8830Vxxxxxxxxx | Indoor Luminaires | Linear Ambient | Direct Linear Ambient Luminaires | Premium | FALSE | [9 empty] | 42587 |  |  | Yes |  | 3.1 | 4800 | 112 | 43 | 20 | 0.9 | 3000 | 83
PMQW6BSY | GE Lighting Solutions | Lumination | LIS[CI]4B052D1830Vxxxxxxxxx | Indoor Luminaires | Linear Ambient | Direct Linear Ambient Luminaires | Premium | FALSE | [9 empty] | 42587 |  |  | Yes |  | 3.1 | 4800 | 112 | 43 | 20 | 0.9 | 3000 | 83
PE53QH9N | GE Lighting Solutions | Lumination | LIS[CI]4BD52D8830Vxxxxxxxxx | Indoor Luminaires | Linear Ambient | Direct Linear Ambient Luminaires | Standard | FALSE | [9 empty] | 42587 |  |  | Yes |  | 3.1 | 4800 | 102 | 47 | 20 | 0.9 | 3000 | 83
P31QSXSC | GE Lighting Solutions | Lumination | LIS[CI]4B052D9830Vxxxxxxxxx | Indoor Luminaires | Linear Ambient | Direct Linear Ambient Luminaires | Premium | FALSE | [9 empty] | 42587 |  |  | Yes |  | 3.1 | 4800 | 112 | 43 | 20 | 0.9 | 3000 | 83
PQYF6Q9F | GE Lighting Solutions | Lumination | LIS[CI]4B042D9830Vxxxxxxxxx | Indoor Luminaires | Linear Ambient | Direct Linear Ambient Luminaires | Premium | FALSE | [9 empty] | 42587 |  |  | Yes |  | 3.1 | 3800 | 112 | 34 | 20 | 0.9 | 3000 | 83
P7KXQUF9 | GE Lighting Solutions | Lumination | LIS[CI]4B042D8830Vxxxxxxxxx | Indoor Luminaires | Linear Ambient | Direct Linear Ambient Luminaires | Premium | FALSE | [9 empty] | 42587 |  |  | Yes |  | 3.1 | 3800 | 112 | 34 | 20 | 0.9 | 3000 | 83
P59PU7KR | GE Lighting Solutions | Lumination | LIS[CI]4BD42D8830Vxxxxxxxxx | Indoor Luminaires | Linear Ambient | Direct Linear Ambient Luminaires | Standard | FALSE | [9 empty] | 42587 |  |  | Yes |  | 3.1 | 3800 | 100 | 38 | 20 | 0.9 | 3000 | 83
P4QTWN3S | GE Lighting Solutions | Lumination | LIS[CI]4BD42D9830Vxxxxxxxxx | Indoor Luminaires | Linear Ambient | Direct Linear Ambient Luminaires | Standard | FALSE | [9 empty] | 42587 |  |  | Yes |  | 3.1 | 3800 | 100 | 38 | 20 | 0.9 | 3000 | 83
P2VTQA7S | LDPI Inc. | LDPI Industrial Lighting | LE203-38-3-V1-2-ARF-SM (SL) | Indoor Luminaires | Linear Ambient | Direct Linear Ambient Luminaires | Standard | TRUE | 4024 | 109.7 | 36.69 | 9.11 | 0.994 | 3538 | 83.2 | 5 | 50000 | 42586 |  |  | No | SL pertains to an option for Stainless Steel Latches. This is not a requirement. | 4 | 4000 | 110 | 36.3 | 17.4 | 0.95 | 3500 | 83
PX43RCG7 | Icon International Inc. | Icon | VCT-40-HO-BW20-AB-U-W-4 | Indoor Luminaires | Linear Ambient | Direct Linear Ambient Luminaires | Standard | TRUE | 3651 | 91.3 | 39.99 | 12.38 | 0.975 | 3974 | 82.7 | 5 | 50000 | 42586 |  |  | No |  | 3.1 | 3651 | 91.3 | 39.99 | 5.3 | 0.9 | 3974 | 82.7
P4RFZZJY | Los Angeles Lighting Mfg. Co. | Los Angeles Lighting Mfg.Co. | 3-WBE200-3K-4L-DRP3-xxxxx-1DRDM xx(XXX)-UNV-2/840 | Indoor Luminaires | Linear Ambient | Direct Linear Ambient Luminaires | Premium | TRUE | 3022 | 136.3 | 22.17 | 10.6 | 0.972 | 4058 | 84.3 | 5 | 100000 | 42586 |  |  | Yes |  | 3.1 | 3022 | 136.3 | 22.17 | 7.01 | 1 | 4058 | 84.3
PCHVP6WK | Icon International Inc. | Icon | VCT-40-N-S-AB-U-W-4 | Indoor Luminaires | Linear Ambient | Direct Linear Ambient Luminaires | Standard | TRUE | 2938 | 92.7 | 31.71 | 12.66 | 0.968 | 3990 | 82.9 | 5 | 50000 | 42586 |  |  | No |  | 3.1 | 2938 | 92.7 | 31.71 | 6.24 | 0.9 | 3990 | 82.9
PAXNZPB2 | MaxLite Inc | LForm | LF-4836U-35 | Indoor Luminaires | Linear Ambient | Direct Linear Ambient Luminaires | Premium | TRUE | 4131 | 117.2 | 35.2 | 6.9 | 0.941 | 3564 | 85.4 | 5 | 50000 | 42586 |  |  | No |  | 3.1 | 4150 | 115 | 36 | 20 | 0.9 | 3500 | 80
PFPS4Z2F | MaxLite Inc | LForm | LF-4849U-35 | Indoor Luminaires | Linear Ambient | Direct Linear Ambient Luminaires | Premium | TRUE | 5452 | 114.9 | 47.5 | 15.8 | 0.938 | 3569 | 84.6 | 5 | 50000 | 42586 |  |  | No |  | 3.1 | 5452 | 115 | 47.5 | 15.8 | 0.94 | 3500 | 84.6
P1XYEVG3 | MaxLite Inc | LForm | LF-4849U-40 | Indoor Luminaires | Linear Ambient | Direct Linear Ambient Luminaires | Premium | TRUE | 5869 | 123.5 | 47.5 | 16.4 | 0.937 | 4008 | 84.5 | 5 | 50000 | 42586 |  |  | No |  | 3.1 | 5780 | 121.5 | 49 | 16.4 | 0.94 | 4000 | 84.5
P8JMB87X | Orion Energy Systems Inc | Apollo | VTON14A1UNVFDXXBLFR850XXXXXXXXXXXXXX | Indoor Luminaires | Linear Ambient | Direct Linear Ambient Luminaires | Premium | TRUE | 6190.2 | 135.7 | 45.61 | 11.098 | 0.914 | 5130 | 84.4 | 5 | 125000 | 42586 |  |  | Yes |  | 4 | 6290.2 | 142 | 44.27 | 11.1 | 0.91 | 5130 | 84.4
P3U6UKFZ | Kimin Electronic Co. Ltd. | LUMITAS | ST4B3208DU50-RL1 [120 Beam Angle] | Indoor Luminaires | Linear Ambient | Direct Linear Ambient Luminaires | Standard | TRUE | 3517.6 | 132.44 | 26.56 | 10.83 | 0.89 | 5005 | 82.8 | 5 | 50000 | 42586 |  |  | No |  | 4 | 3517 | 132.44 | 26.56 | 10.83 | 0.89 | 5000 | 82.8
PJ876QKG | Hera Lighting L.P. | Hera Lighting | EL12-LED/DIM 2700K [Qualified at 120V Only] | Indoor Luminaires | Linear Ambient | Direct Linear Ambient Luminaires | Standard | TRUE | 486.69 | 108 | 4.53 | 12 | 0.96 | 2732 | 83 | 5 | 50000 | 42586 |  |  | No | Updated on 12/5/2016 | 3.1 | 486.69 | 108 | 4.53 | 12 | 0.96 | 2700 | 83
PDXKW64S | LDPI Inc. | LDPI Industrial Lighting | LE203-154-5-V1-8-AF-SM (SL) | Indoor Luminaires | Linear Ambient | Direct Linear Ambient Luminaires | Standard | FALSE | [9 empty] | 42586 |  |  | No | SL pertains to an option for Stainless Steel Latches. This is not a requirement. | 4 | 16800 | 116 | 144.9 | 8.5 | 0.98 | 5000 | 83
P8PJGGBT | LDPI Inc. | LDPI Industrial Lighting | LE203-154-5-V1-8-ARF-SM (SL) | Indoor Luminaires | Linear Ambient | Direct Linear Ambient Luminaires | Standard | FALSE | [9 empty] | 42586 |  |  | No | SL pertains to an option for Stainless Steel Latches. This is not a requirement. | 4 | 16000 | 110 | 144.9 | 8.5 | 0.98 | 5000 | 83
PWP7ESRR | LDPI Inc. | LDPI Industrial Lighting | LE203-77-5-V1-4-AF-SM (SL) | Indoor Luminaires | Linear Ambient | Direct Linear Ambient Luminaires | Standard | FALSE | [9 empty] | 42586 |  |  | No | SL pertains to an option for Stainless Steel Latches. This is not a requirement. | 4 | 8400 | 116 | 72.4 | 8.5 | 0.98 | 5000 | 83
PCQFKGSU | LDPI Inc. | LDPI Industrial Lighting | LE203-77-5-V1-4-ASF-SM (SL) | Indoor Luminaires | Linear Ambient | Direct Linear Ambient Luminaires | Standard | FALSE | [9 empty] | 42586 |  |  | No | SL pertains to an option for Stainless Steel Latches. This is not a requirement. | 4 | 8400 | 116 | 72.4 | 8.5 | 0.98 | 5000 | 83
PHHF4HMH | LDPI Inc. | LDPI Industrial Lighting | LE203-77-5-V1-4-ARF-SM (SL) | Indoor Luminaires | Linear Ambient | Direct Linear Ambient Luminaires | Standard | FALSE | [9 empty] | 42586 |  |  | No | SL pertains to an option for Stainless Steel Latches. This is not a requirement. | 4 | 8000 | 110 | 72.4 | 8.5 | 0.98 | 5000 | 83
PGARUNZW | LDPI Inc. | LDPI Industrial Lighting | LE203-38-5-V1-2-AF-SM (SL) | Indoor Luminaires | Linear Ambient | Direct Linear Ambient Luminaires | Standard | FALSE | [9 empty] | 42586 |  |  | No | SL pertains to an option for Stainless Steel Latches. This is not a requirement. | 4 | 4200 | 116 | 36.3 | 17.4 | 0.95 | 5000 | 83
PAY6JUYY | LDPI Inc. | LDPI Industrial Lighting | LE203-38-5-V1-2-ARF-SM (SL) | Indoor Luminaires | Linear Ambient | Direct Linear Ambient Luminaires | Standard | FALSE | [9 empty] | 42586 |  |  | No | SL pertains to an option for Stainless Steel Latches. This is not a requirement. | 4 | 4000 | 110 | 36.3 | 17.4 | 0.95 | 5000 | 83
PKMH9KN9 | LDPI Inc. | LDPI Industrial Lighting | LE203-154-4-V1-8-AF-SM (SL) | Indoor Luminaires | Linear Ambient | Direct Linear Ambient Luminaires | Standard | FALSE | [9 empty] | 42586 |  |  | No | SL pertains to an option for Stainless Steel Latches. This is not a requirement. | 4 | 16800 | 116 | 144.9 | 8.5 | 0.98 | 4000 | 83
PFXK5MX9 | LDPI Inc. | LDPI Industrial Lighting | LE203-154-4-V1-8-ARF-SM (SL) | Indoor Luminaires | Linear Ambient | Direct Linear Ambient Luminaires | Standard | FALSE | [9 empty] | 42586 |  |  | No | SL pertains to an option for Stainless Steel Latches. This is not a requirement. | 4 | 16000 | 110 | 144.9 | 8.5 | 0.98 | 4000 | 83
PVNMPZYS | LDPI Inc. | LDPI Industrial Lighting | LE203-77-4-V1-4-AF-SM (SL) | Indoor Luminaires | Linear Ambient | Direct Linear Ambient Luminaires | Standard | FALSE | [9 empty] | 42586 |  |  | No | SL pertains to an option for Stainless Steel Latches. This is not a requirement. | 4 | 8400 | 116 | 72.4 | 8.5 | 0.98 | 4000 | 83
PCZTUF37 | LDPI Inc. | LDPI Industrial Lighting | LE203-77-4-V1-4-ASF-SM (SL) | Indoor Luminaires | Linear Ambient | Direct Linear Ambient Luminaires | Standard | FALSE | [9 empty] | 42586 |  |  | No | SL pertains to an option for Stainless Steel Latches. This is not a requirement. | 4 | 8400 | 116 | 72.4 | 8.5 | 0.98 | 4000 | 83
P8Q4EDY5 | LDPI Inc. | LDPI Industrial Lighting | LE203-77-4-V1-4-ARF-SM (SL) | Indoor Luminaires | Linear Ambient | Direct Linear Ambient Luminaires | Standard | FALSE | [9 empty] | 42586 |  |  | No | SL pertains to an option for Stainless Steel Latches. This is not a requirement. | 4 | 8000 | 110 | 72.4 | 8.5 | 0.98 | 4000 | 83
PQWVNX69 | LDPI Inc. | LDPI Industrial Lighting | LE203-38-4-V1-2-AF-SM (SL) | Indoor Luminaires | Linear Ambient | Direct Linear Ambient Luminaires | Standard | FALSE | [9 empty] | 42586 |  |  | No | SL pertains to an option for Stainless Steel Latches. This is not a requirement. | 4 | 4200 | 116 | 36.3 | 17.4 | 0.95 | 4000 | 83
PCCFB75P | LDPI Inc. | LDPI Industrial Lighting | LE203-38-4-V1-2-ARF-SM (SL) | Indoor Luminaires | Linear Ambient | Direct Linear Ambient Luminaires | Standard | FALSE | [9 empty] | 42586 |  |  | No | SL pertains to an option for Stainless Steel Latches. This is not a requirement. | 4 | 4000 | 110 | 36.3 | 17.4 | 0.95 | 4000 | 83
PV18N4WZ | LDPI Inc. | LDPI Industrial Lighting | LE203-154-3-V1-8-AF-SM (SL) | Indoor Luminaires | Linear Ambient | Direct Linear Ambient Luminaires | Standard | FALSE | [9 empty] | 42586 |  |  | No | SL pertains to an option for Stainless Steel Latches. This is not a requirement. | 4 | 16800 | 116 | 144.9 | 8.5 | 0.98 | 3500 | 83
PZEUUXRP | LDPI Inc. | LDPI Industrial Lighting | LE203-154-3-V1-8-ARF-SM (SL) | Indoor Luminaires | Linear Ambient | Direct Linear Ambient Luminaires | Standard | FALSE | [9 empty] | 42586 |  |  | No | SL pertains to an option for Stainless Steel Latches. This is not a requirement. | 4 | 16000 | 110 | 144.9 | 8.5 | 0.98 | 3500 | 83
PTQXCZQN | LDPI Inc. | LDPI Industrial Lighting | LE203-77-3-V1-4-ASF-SM (SL) | Indoor Luminaires | Linear Ambient | Direct Linear Ambient Luminaires | Standard | FALSE | [9 empty] | 42586 |  |  | No | SL pertains to an option for Stainless Steel Latches. This is not a requirement. | 4 | 8400 | 116 | 72.4 | 8.5 | 0.98 | 3500 | 83
P98BNBSD | LDPI Inc. | LDPI Industrial Lighting | LE203-77-3-V1-4-AF-SM (SL) | Indoor Luminaires | Linear Ambient | Direct Linear Ambient Luminaires | Standard | FALSE | [9 empty] | 42586 |  |  | No | SL pertains to an option for Stainless Steel Latches. This is not a requirement. | 4 | 8400 | 116 | 72.4 | 8.5 | 0.98 | 3500 | 83
PTAHBHFM | LDPI Inc. | LDPI Industrial Lighting | LE203-77-3-V1-4-ARF-SM (SL) | Indoor Luminaires | Linear Ambient | Direct Linear Ambient Luminaires | Standard | FALSE | [9 empty] | 42586 |  |  | No | SL pertains to an option for Stainless Steel Latches. This is not a requirement. | 4 | 8000 | 110 | 72.4 | 8.5 | 0.98 | 3500 | 83
PDWMDZ3N | LDPI Inc. | LDPI Industrial Lighting | LE203-38-3-V1-2-AF-SM (SL) | Indoor Luminaires | Linear Ambient | Direct Linear Ambient Luminaires | Standard | FALSE | [9 empty] | 42586 |  |  | No | SL pertains to an option for Stainless Steel Latches. This is not a requirement. | 4 | 4200 | 116 | 36.3 | 17.4 | 0.95 | 3500 | 83
PK8K578C | Orion Energy Systems Inc | Apollo | VTON14A1UNVNDXXBLFR850XXXXXXXXXXXXXX | Indoor Luminaires | Linear Ambient | Direct Linear Ambient Luminaires | Premium | FALSE | [9 empty] | 42586 |  |  | Yes |  | 4 | 6290.2 | 142 | 44.27 | 11.1 | 0.91 | 5130 | 84.4
PWRGNYYS | MaxLite Inc | LForm | LF-4849U-50 | Indoor Luminaires | Linear Ambient | Direct Linear Ambient Luminaires | Premium | FALSE | [9 empty] | 42586 |  |  | No |  | 3.1 | 6101 | 129.3 | 49 | 16.1 | 0.94 | 5000 | 84.4
P27YUZ7Q | MaxLite Inc | LForm | LF-4836U-50 | Indoor Luminaires | Linear Ambient | Direct Linear Ambient Luminaires | Premium | FALSE | [9 empty] | 42586 |  |  | No |  | 3.1 | 4500 | 125 | 36 | 20 | 0.9 | 5000 | 80
PEDAE9RJ | MaxLite Inc | LForm | LF-4836U-40 | Indoor Luminaires | Linear Ambient | Direct Linear Ambient Luminaires | Premium | FALSE | [9 empty] | 42586 |  |  | No |  | 3.1 | 4320 | 120 | 36 | 20 | 0.9 | 4000 | 80
PKJYDU1G | Los Angeles Lighting Mfg. Co. | Los Angeles Lighting Mfg.Co. | 3-WHO200-3K-4L-DRP3-xxxxx-1DRDM xx(XXX)-UNV-2/840 | Indoor Luminaires | Linear Ambient | Direct Linear Ambient Luminaires | Premium | FALSE | [9 empty] | 42586 |  |  | Yes |  | 3.1 | 3022 | 136.3 | 22.17 | 7.01 | 1 | 4058 | 84.3
PK8AR9NS | Los Angeles Lighting Mfg. Co. | Los Angeles Lighting Mfg.Co. | 3-WCP200-3K-4L-DRP3-xxxxx-1DRDM xx(XXX)-UNV-2/840 | Indoor Luminaires | Linear Ambient | Direct Linear Ambient Luminaires | Premium | FALSE | [9 empty] | 42586 |  |  | Yes |  | 3.1 | 3022 | 136.3 | 22.17 | 7.01 | 1 | 4058 | 84.3
PDMM2BTP | Kimin Electronic Co. Ltd. | LUMITAS | ST8B3215DU50-RL1 [120 Beam Angle] | Indoor Luminaires | Linear Ambient | Direct Linear Ambient Luminaires | Standard | FALSE | [9 empty] | 42586 |  |  | No |  | 4 | 6345.8 | 113.16 | 56 | 13.95 | 0.94 | 5000 | 82
P4C94Y51 | Icon International Inc. | Icon | VCT-40-N-BW20-AB-U-W-4 | Indoor Luminaires | Linear Ambient | Direct Linear Ambient Luminaires | Standard | FALSE | [9 empty] | 42586 |  |  | No |  | 3.1 | 2986.95 | 94.85 | 31.5 | 5.92 | 0.9 | 4017 | 83
P12DA5KM | Icon International Inc. | Icon | VCT-40-HO-S-N-U-W-8 | Indoor Luminaires | Linear Ambient | Direct Linear Ambient Luminaires | Standard | FALSE | [9 empty] | 42586 |  |  | No |  | 3.1 | 7996.71 | 104.48 | 76.54 | 5.81 | 0.9 | 3993.67 | 82.2
P6TSDXK5 | Icon International Inc. | Icon | VCT-40-HO-BW20-N-U-W-8 | Indoor Luminaires | Linear Ambient | Direct Linear Ambient Luminaires | Standard | FALSE | [9 empty] | 42586 |  |  | No |  | 3.1 | 7849.34 | 102.55 | 76.54 | 5.81 | 0.9 | 3993.67 | 82.2
PYXEYJHJ | Icon International Inc. | Icon | VCT-40-HO-BW20-AB-U-W-8 | Indoor Luminaires | Linear Ambient | Direct Linear Ambient Luminaires | Standard | FALSE | [9 empty] | 42586 |  |  | No |  | 3.1 | 7354.04 | 96.08 | 76.54 | 5.81 | 0.9 | 3993.67 | 82.2
PVAPXSGS | Icon International Inc. | Icon | VCT-40-HO-S-AB-U-W-8 | Indoor Luminaires | Linear Ambient | Direct Linear Ambient Luminaires | Standard | FALSE | [9 empty] | 42586 |  |  | No |  | 3.1 | 7171.59 | 93.7 | 76.54 | 5.81 | 0.9 | 3993.67 | 82.2
PBHBKS5D | Icon International Inc. | Icon | VCT-40-N-S-N-U-W-8 | Indoor Luminaires | Linear Ambient | Direct Linear Ambient Luminaires | Standard | FALSE | [9 empty] | 42586 |  |  | No |  | 3.1 | 6542.25 | 107.74 | 60.72 | 5.81 | 0.9 | 3993.67 | 82.2
PSNSDAWX | Icon International Inc. | Icon | VCT-40-N-BW20-N-U-W-8 | Indoor Luminaires | Linear Ambient | Direct Linear Ambient Luminaires | Standard | FALSE | [9 empty] | 42586 |  |  | No |  | 3.1 | 6065.1 | 99.89 | 60.72 | 5.81 | 0.9 | 3993.67 | 82.2
P3ENS49S | Icon International Inc. | Icon | VCT-40-N-BW20-AB-U-W-8 | Indoor Luminaires | Linear Ambient | Direct Linear Ambient Luminaires | Standard | FALSE | [9 empty] | 42586 |  |  | No |  | 3.1 | 6016.47 | 99.09 | 60.72 | 5.81 | 0.9 | 3993.67 | 82.2
PYF2WN5B | Icon International Inc. | Icon | VCT-40-N-S-AB-U-W-8 | Indoor Luminaires | Linear Ambient | Direct Linear Ambient Luminaires | Standard | FALSE | [9 empty] | 42586 |  |  | No |  | 3.1 | 5917.88 | 97.46 | 60.72 | 5.81 | 0.9 | 3993.67 | 82.2
PDGB126M | Icon International Inc. | Icon | VCT-40-HO-S-N-U-W-4 | Indoor Luminaires | Linear Ambient | Direct Linear Ambient Luminaires | Standard | FALSE | [9 empty] | 42586 |  |  | No |  | 3.1 | 3970.06 | 100.22 | 39.61 | 5.81 | 0.9 | 3993.67 | 82.2
P5H16D6T | Icon International Inc. | Icon | VCT-40-HO-BW20-N-U-W-4 | Indoor Luminaires | Linear Ambient | Direct Linear Ambient Luminaires | Standard | FALSE | [9 empty] | 42586 |  |  | No |  | 3.1 | 3896.9 | 97.7 | 39.88 | 5.81 | 0.9 | 3993.67 | 82.2
PKDBSE8H | Icon International Inc. | Icon | VCT-40-HO-S-AB-U-W-4 | Indoor Luminaires | Linear Ambient | Direct Linear Ambient Luminaires | Standard | FALSE | [9 empty] | 42586 |  |  | No |  | 3.1 | 3634.67 | 91.75 | 39.61 | 5.81 | 0.9 | 3993.67 | 82.2
PEKF45PH | Icon International Inc. | Icon | VCT-40-N-S-N-U-W-4 | Indoor Luminaires | Linear Ambient | Direct Linear Ambient Luminaires | Standard | FALSE | [9 empty] | 42586 |  |  | No |  | 3.1 | 3247.98 | 103.61 | 31.35 | 5.81 | 0.9 | 3993.67 | 82.2
PYU1DMH6 | Icon International Inc. | Icon | VCT-40-N-BW20-N-U-W-4 | Indoor Luminaires | Linear Ambient | Direct Linear Ambient Luminaires | Standard | FALSE | [9 empty] | 42586 |  |  | No |  | 3.1 | 3011.09 | 96.06 | 31.35 | 5.81 | 0.9 | 3993.67 | 82.2
PV4588AW | Icon International Inc. | Icon | VCT-35-HO-S-AB-U-W-8 | Indoor Luminaires | Linear Ambient | Direct Linear Ambient Luminaires | Standard | FALSE | [9 empty] | 42586 |  |  | No |  | 3.1 | 7535.3 | 98.4 | 76.54 | 4.81 | 0.9 | 3503 | 81.9
PT7K88VX | Icon International Inc. | Icon | VCT-35-HO-S-N-U-W-8 | Indoor Luminaires | Linear Ambient | Direct Linear Ambient Luminaires | Standard | FALSE | [9 empty] | 42586 |  |  | No |  | 3.1 | 8402.26 | 109.78 | 76.54 | 5.81 | 0.9 | 3479 | 82.2
PEGDXH4E | Icon International Inc. | Icon | VCT-35-HO-BW20-N-U-W-8 | Indoor Luminaires | Linear Ambient | Direct Linear Ambient Luminaires | Standard | FALSE | [9 empty] | 42586 |  |  | No |  | 3.1 | 8247.42 | 107.75 | 76.54 | 5.81 | 0.9 | 3479 | 82.2
PAMB58CM | Icon International Inc. | Icon | VCT-35-HO-BW20-AB-U-W-8 | Indoor Luminaires | Linear Ambient | Direct Linear Ambient Luminaires | Standard | FALSE | [9 empty] | 42586 |  |  | No |  | 3.1 | 7727 | 100.95 | 76.54 | 5.81 | 0.9 | 3479 | 82.2
PVWXNV4D | Icon International Inc. | Icon | VCT-35-N-S-N-U-W-8 | Indoor Luminaires | Linear Ambient | Direct Linear Ambient Luminaires | Standard | FALSE | [9 empty] | 42586 |  |  | No |  | 3.1 | 6874.04 | 113.21 | 60.72 | 5.81 | 0.9 | 3479 | 82.2
PPU5T6SH | Icon International Inc. | Icon | VCT-35-N-BW20-N-U-W-8 | Indoor Luminaires | Linear Ambient | Direct Linear Ambient Luminaires | Standard | FALSE | [9 empty] | 42586 |  |  | No |  | 3.1 | 6372.69 | 104.95 | 60.72 | 5.81 | 0.9 | 3479 | 82.2
PBPQJGPX | Icon International Inc. | Icon | VCT-35-N-BW20-AB-U-W-8 | Indoor Luminaires | Linear Ambient | Direct Linear Ambient Luminaires | Standard | FALSE | [9 empty] | 42586 |  |  | No |  | 3.1 | 6321.6 | 104.11 | 60.72 | 5.81 | 0.9 | 3479 | 82.2
P8RMAR61 | Icon International Inc. | Icon | VCT-35-HO-S-N-U-W-4 | Indoor Luminaires | Linear Ambient | Direct Linear Ambient Luminaires | Standard | FALSE | [9 empty] | 42586 |  |  | No |  | 3.1 | 4171.4 | 105.3 | 39.61 | 5.81 | 0.9 | 3479 | 82.2
P378YJ1N | Icon International Inc. | Icon | VCT-35-HO-BW20-N-U-W-4 | Indoor Luminaires | Linear Ambient | Direct Linear Ambient Luminaires | Standard | FALSE | [9 empty] | 42586 |  |  | No |  | 3.1 | 4094.53 | 103.36 | 39.61 | 5.81 | 0.9 | 3479 | 82.2
PYNJPDC7 | Icon International Inc. | Icon | VCT-35-HO-BW20-AB-U-W-4 | Indoor Luminaires | Linear Ambient | Direct Linear Ambient Luminaires | Standard | FALSE | [9 empty] | 42586 |  |  | No |  | 3.1 | 3836.16 | 96.84 | 39.61 | 5.81 | 0.9 | 3479 | 82.2
PXR2N6P6 | Icon International Inc. | Icon | VCT-35-N-S-N-U-W-4 | Indoor Luminaires | Linear Ambient | Direct Linear Ambient Luminaires | Standard | FALSE | [9 empty] | 42586 |  |  | No |  | 3.1 | 3412.7 | 109.6 | 31.14 | 5.81 | 0.9 | 3479 | 82.2
PCH7JRSX | Icon International Inc. | Icon | VCT-35-N-BW20-N-U-W-4 | Indoor Luminaires | Linear Ambient | Direct Linear Ambient Luminaires | Standard | FALSE | [9 empty] | 42586 |  |  | No |  | 3.1 | 3163.8 | 101.8 | 31.08 | 5.81 | 0.9 | 3479 | 82.2
P9GNMWDQ | Icon International Inc. | Icon | VCT-35-N-BW20-AB-U-W-4 | Indoor Luminaires | Linear Ambient | Direct Linear Ambient Luminaires | Standard | FALSE | [9 empty] | 42586 |  |  | No |  | 3.1 | 3138.43 | 100.12 | 31.35 | 5.81 | 0.9 | 3479 | 82.2
P4UM1T3X | Icon International Inc. | Icon | VCT-35-N-S-AB-U-W-8 | Indoor Luminaires | Linear Ambient | Direct Linear Ambient Luminaires | Standard | FALSE | [9 empty] | 42586 |  |  | No |  | 3.1 | 6218 | 102.4 | 60.72 | 5.97 | 0.9 | 3479 | 81.5
P7V6DX4K | Icon International Inc. | Icon | VCT-35-HO-S-AB-U-W-4 | Indoor Luminaires | Linear Ambient | Direct Linear Ambient Luminaires | Standard | FALSE | [9 empty] | 42586 |  |  | No |  | 3.1 | 3819 | 98 | 38.97 | 5.95 | 0.9 | 3470 | 81.6
PHZXDTUB | Icon International Inc. | Icon | VCT-35-N-S-AB-U-W-4 | Indoor Luminaires | Linear Ambient | Direct Linear Ambient Luminaires | Standard | FALSE | [9 empty] | 42586 |  |  | No |  | 3.1 | 3087 | 98.6 | 31.31 | 6.51 | 0.9 | 3464 | 81.8
P57UUADK | Hera Lighting L.P. | Hera Lighting | EL59-LED/DIM 5000K [Qualified at 120V Only] | Indoor Luminaires | Linear Ambient | Direct Linear Ambient Luminaires | Standard | FALSE | [9 empty] | 42586 | Dimmable | Continuous Above 10 | No | Updated on 12/5/2016 | 3.1 | 1731.2 | 109.5 | 15.81 | 20 | 0.89 | 5000 | 82
P9ZGAC7V | Hera Lighting L.P. | Hera Lighting | EL46-LED/DIM 5000K [Qualified at 120V Only] | Indoor Luminaires | Linear Ambient | Direct Linear Ambient Luminaires | Standard | FALSE | [9 empty] | 42586 | Dimmable | Continuous Above 10 | No | Updated on 12/5/2016 | 3.1 | 1403.79 | 109.5 | 12.82 | 20 | 0.89 | 5000 | 82
PXES4X1B | Hera Lighting L.P. | Hera Lighting | EL34-LED/DIM 5000K [Qualified at 120V Only] | Indoor Luminaires | Linear Ambient | Direct Linear Ambient Luminaires | Standard | FALSE | [9 empty] | 42586 | Dimmable | Continuous Above 10 | No | Updated on 12/5/2016 | 3.1 | 1101.57 | 109.5 | 10.06 | 20 | 0.89 | 5000 | 82
PKKEA2FS | Hera Lighting L.P. | Hera Lighting | EL29-LED/DIM 5000K [Qualified at 120V Only] | Indoor Luminaires | Linear Ambient | Direct Linear Ambient Luminaires | Standard | FALSE | [9 empty] | 42586 | Dimmable | Continuous Above 10 | No | Updated on 12/5/2016 | 3.1 | 975.65 | 109.5 | 8.91 | 20 | 0.89 | 5000 | 82
PF9MDE7T | Hera Lighting L.P. | Hera Lighting | EL22-LED/DIM 5000K [Qualified at 120V Only] | Indoor Luminaires | Linear Ambient | Direct Linear Ambient Luminaires | Standard | FALSE | [9 empty] | 42586 | Dimmable | Continuous Above 10 | No | Updated on 12/5/2016 | 3.1 | 799.35 | 109.5 | 7.3 | 20 | 0.89 | 5000 | 82
PR945KJK | Hera Lighting L.P. | Hera Lighting | EL18-LED/DIM 5000K [Qualified at 120V Only] | Indoor Luminaires | Linear Ambient | Direct Linear Ambient Luminaires | Standard | FALSE | [9 empty] | 42586 | Dimmable | Continuous Above 10 | No | Updated on 12/5/2016 | 3.1 | 698.61 | 109.5 | 6.38 | 20 | 0.89 | 5000 | 82
P8K1TPUG | Hera Lighting L.P. | Hera Lighting | EL12-LED/DIM 5000K [Qualified at 120V Only] | Indoor Luminaires | Linear Ambient | Direct Linear Ambient Luminaires | Standard | FALSE | [9 empty] | 42586 | Dimmable | Continuous Above 10 | No | Updated on 12/5/2016 | 3.1 | 496.04 | 109.5 | 4.53 | 20 | 0.89 | 5000 | 82
PB2PSUDZ | Hera Lighting L.P. | Hera Lighting | EL59-LED/DIM 4000K [Qualified at 120V Only] | Indoor Luminaires | Linear Ambient | Direct Linear Ambient Luminaires | Standard | FALSE | [9 empty] | 42586 | Dimmable | Continuous Above 10 | No | Updated on 12/5/2016 | 3.1 | 1723.29 | 109 | 15.81 | 20 | 0.89 | 4000 | 82
P7WS6ACS | Hera Lighting L.P. | Hera Lighting | EL46-LED/DIM 4000K [Qualified at 120V Only] | Indoor Luminaires | Linear Ambient | Direct Linear Ambient Luminaires | Standard | FALSE | [9 empty] | 42586 | Dimmable | Continuous Above 10 | No | Updated on 12/5/2016 | 3.1 | 1397.38 | 109 | 12.82 | 20 | 0.89 | 4000 | 82
P3MR32DV | Hera Lighting L.P. | Hera Lighting | EL34-LED/DIM 4000K [Qualified at 120V Only] | Indoor Luminaires | Linear Ambient | Direct Linear Ambient Luminaires | Standard | FALSE | [9 empty] | 42586 | Dimmable | Continuous Above 10 | No | Updated on 12/5/2016 | 3.1 | 1096.54 | 109 | 10.06 | 20 | 0.89 | 4000 | 82
PWMFWKJ3 | Hera Lighting L.P. | Hera Lighting | EL29-LED/DIM 4000K [Qualified at 120V Only] | Indoor Luminaires | Linear Ambient | Direct Linear Ambient Luminaires | Standard | FALSE | [9 empty] | 42586 | Dimmable | Continuous Above 10 | No | Updated on 12/5/2016 | 3.1 | 971.19 | 109 | 8.91 | 20 | 0.89 | 4000 | 82
PXZT1KTE | Hera Lighting L.P. | Hera Lighting | EL22-LED/DIM 4000K [Qualified at 120V Only] | Indoor Luminaires | Linear Ambient | Direct Linear Ambient Luminaires | Standard | FALSE | [9 empty] | 42586 | Dimmable | Continuous Above 10 | No | Updated on 12/5/2016 | 3.1 | 795.7 | 109 | 7.3 | 20 | 0.89 | 4000 | 82
P4D2GKPK | Hera Lighting L.P. | Hera Lighting | EL18-LED/DIM 4000K [Qualified at 120V Only] | Indoor Luminaires | Linear Ambient | Direct Linear Ambient Luminaires | Standard | FALSE | [9 empty] | 42586 | Dimmable | Continuous Above 10 | No | Updated on 12/5/2016 | 3.1 | 695.42 | 109 | 6.38 | 20 | 0.89 | 4000 | 82
PQ29132K | Hera Lighting L.P. | Hera Lighting | EL12-LED/DIM 4000K [Qualified at 120V Only] | Indoor Luminaires | Linear Ambient | Direct Linear Ambient Luminaires | Standard | FALSE | [9 empty] | 42586 | Dimmable | Continuous Above 10 | No | Updated on 12/5/2016 | 3.1 | 493.77 | 109 | 4.53 | 20 | 0.89 | 4000 | 82
PRDM69A8 | Hera Lighting L.P. | Hera Lighting | EL59-LED/DIM 3000K [Qualified at 120V Only] | Indoor Luminaires | Linear Ambient | Direct Linear Ambient Luminaires | Standard | FALSE | [9 empty] | 42586 | Dimmable | Continuous Above 10 | No | Updated on 12/5/2016 | 3.1 | 1715.39 | 108.5 | 15.81 | 20 | 0.89 | 3000 | 82
P5JYQJUR | Hera Lighting L.P. | Hera Lighting | EL46-LED/DIM 3000K [Qualified at 120V Only] | Indoor Luminaires | Linear Ambient | Direct Linear Ambient Luminaires | Standard | FALSE | [9 empty] | 42586 | Dimmable | Continuous Above 10 | No | Updated on 12/5/2016 | 3.1 | 1390.97 | 108.5 | 12.82 | 20 | 0.89 | 3000 | 82
PEPVDPJZ | Hera Lighting L.P. | Hera Lighting | EL34-LED/DIM 3000K [Qualified at 120V Only] | Indoor Luminaires | Linear Ambient | Direct Linear Ambient Luminaires | Standard | FALSE | [9 empty] | 42586 | Dimmable | Continuous Above 10 | No | Updated on 12/5/2016 | 3.1 | 1091.51 | 108.5 | 10.06 | 20 | 0.89 | 3000 | 82
P77GKS2B | Hera Lighting L.P. | Hera Lighting | EL29-LED/DIM 3000K [Qualified at 120V Only] | Indoor Luminaires | Linear Ambient | Direct Linear Ambient Luminaires | Standard | FALSE | [9 empty] | 42586 | Dimmable | Continuous Above 10 | No | Updated on 12/5/2016 | 3.1 | 966.74 | 108.5 | 8.91 | 20 | 0.89 | 3000 | 82
P3TRAYCA | Hera Lighting L.P. | Hera Lighting | EL22-LED/DIM 3000K [Qualified at 120V Only] | Indoor Luminaires | Linear Ambient | Direct Linear Ambient Luminaires | Standard | FALSE | [9 empty] | 42586 | Dimmable | Continuous Above 10 | No | Updated on 12/5/2016 | 3.1 | 792.05 | 108.5 | 7.3 | 20 | 0.89 | 3000 | 82
PQEJHBS2 | Hera Lighting L.P. | Hera Lighting | EL18-LED/DIM 3000K [Qualified at 120V Only] | Indoor Luminaires | Linear Ambient | Direct Linear Ambient Luminaires | Standard | FALSE | [9 empty] | 42586 | Dimmable | Continuous Above 10 | No | Updated on 12/5/2016 | 3.1 | 692.23 | 108.5 | 6.38 | 20 | 0.89 | 3000 | 82
PADYN2SB | Hera Lighting L.P. | Hera Lighting | EL12-LED/DIM 3000K [Qualified at 120V Only] | Indoor Luminaires | Linear Ambient | Direct Linear Ambient Luminaires | Standard | FALSE | [9 empty] | 42586 | Dimmable | Continuous Above 10 | No | Updated on 12/5/2016 | 3.1 | 491.51 | 108.5 | 4.53 | 20 | 0.89 | 3000 | 82
P6Q2R2QD | Hera Lighting L.P. | Hera Lighting | EL59-LED/DIM 2700K [Qualified at 120V Only] | Indoor Luminaires | Linear Ambient | Direct Linear Ambient Luminaires | Standard | FALSE | [9 empty] | 42586 | Dimmable | Continuous Above 10 | No | Updated on 12/5/2016 | 3.1 | 1707.48 | 108 | 15.81 | 20 | 0.89 | 2700 | 82
PB7R3TJZ | Hera Lighting L.P. | Hera Lighting | EL46-LED/DIM 2700K [Qualified at 120V Only] | Indoor Luminaires | Linear Ambient | Direct Linear Ambient Luminaires | Standard | FALSE | [9 empty] | 42586 | Dimmable | Continuous Above 10 | No | Updated on 12/5/2016 | 3.1 | 1384.56 | 108 | 12.82 | 20 | 0.89 | 2700 | 82
PHB7WCSS | Hera Lighting L.P. | Hera Lighting | EL34-LED/DIM 2700K [Qualified at 120V Only] | Indoor Luminaires | Linear Ambient | Direct Linear Ambient Luminaires | Standard | FALSE | [9 empty] | 42586 | Dimmable | Continuous Above 10 | No | Updated on 12/5/2016 | 3.1 | 1086.48 | 108 | 10.06 | 20 | 0.89 | 2700 | 82
PMNBRUY2 | Hera Lighting L.P. | Hera Lighting | EL29-LED/DIM 2700K [Qualified at 120V Only] | Indoor Luminaires | Linear Ambient | Direct Linear Ambient Luminaires | Standard | FALSE | [9 empty] | 42586 | Dimmable | Continuous Above 10 | No | Updated on 12/5/2016 | 3.1 | 962.28 | 108 | 8.91 | 20 | 0.89 | 2700 | 82
PYGNA29A | Hera Lighting L.P. | Hera Lighting | EL22-LED/DIM 2700K [Qualified at 120V Only] | Indoor Luminaires | Linear Ambient | Direct Linear Ambient Luminaires | Standard | FALSE | [9 empty] | 42586 | Dimmable | Continuous Above 10 | No | Updated on 12/5/2016 | 3.1 | 788.4 | 108 | 7.3 | 20 | 0.89 | 2700 | 82
P9MF7149 | Hera Lighting L.P. | Hera Lighting | EL18-LED/DIM 2700K [Qualified at 120V Only] | Indoor Luminaires | Linear Ambient | Direct Linear Ambient Luminaires | Standard | FALSE | [9 empty] | 42586 | Dimmable | Continuous Above 10 | No | Updated on 12/5/2016 | 3.1 | 689.04 | 108 | 6.38 | 20 | 0.89 | 2700 | 82
PPJEUNZJ | Amerlux | Amerlux LLC | GRUV1.5-Z-LD-4-LED-3000-HW-120/277-4-[INDBORMOREOR] | Indoor Luminaires | Linear Ambient | Direct Linear Ambient Luminaires | Standard | TRUE | 1670 | 85.9 | 19.44 | 13 | 0.901 | 3091 | 82.2 | 5 | 50000 | 42584 |  |  | No |  | 3.1 | 1670 | 85.9 | 19.44 | 13 | 0.9 | 3091 | 82.2
PZ458CU6 | ATG Electronics Corp. | ATG Electronics Corp. | LIFI-50F-2FT | Indoor Luminaires | Linear Ambient | Direct Linear Ambient Luminaires | Standard | FALSE | [9 empty] | 42584 |  |  | Yes |  | 3 | 2200 | 109.45 | 20.1 | 17 | 0.94 | 5000 | 85
P3RMFEPD | Amerlux | Amerlux LLC | GRUV1.5-Z-LD-4-LED-3000-HW-120/277-8-[INDBORMOREOR] | Indoor Luminaires | Linear Ambient | Direct Linear Ambient Luminaires | Standard | FALSE | [9 empty] | 42584 | Dimmable | Continuous Below 10 | No |  | 3.1 | 3639 | 91.4 | 39.81 | 13 | 0.9 | 3091 | 82.2
PG7DWGVE | Amerlux | Amerlux LLC | GRUV1.5-Z-LD-4-LED-3000-HW-120/277-7-[INDBORMOREOR] | Indoor Luminaires | Linear Ambient | Direct Linear Ambient Luminaires | Standard | FALSE | [9 empty] | 42584 | Dimmable | Continuous Below 10 | No |  | 3.1 | 3118.7 | 90 | 34.65 | 13 | 0.9 | 3091 | 82.2
PQ39ZS4Q | Amerlux | Amerlux LLC | GRUV1.5-Z-LD-4-LED-3000-HW-120/277-6-[INDBORMOREOR] | Indoor Luminaires | Linear Ambient | Direct Linear Ambient Luminaires | Standard | FALSE | [9 empty] | 42584 | Dimmable | Continuous Below 10 | No |  | 3.1 | 2617.1 | 88.7 | 29.51 | 13 | 0.9 | 3091 | 82.2
PQDED9K8 | Amerlux | Amerlux LLC | GRUV1.5-Z-LD-4-LED-3000-HW-120/277-5-[INDBORMOREOR] | Indoor Luminaires | Linear Ambient | Direct Linear Ambient Luminaires | Standard | FALSE | [9 empty] | 42584 | Dimmable | Continuous Below 10 | No |  | 3.1 | 2134.2 | 87.3 | 24.45 | 13 | 0.9 | 3091 | 82.2
PM7X4CP2 | ZHANJIANG GENERAL ELECTRIC CORP.LTD. | ZGE | LCSLED4FT-40D-4KMV | Indoor Luminaires | Linear Ambient | Direct Linear Ambient Luminaires | Standard | FALSE | [9 empty] | 42583 |  |  | No | Updated on 12/27/2016 | 4.1 | 5069 | 126.73 | 40 | 6.5 | 0.9 | 4000 | 80
P2UKENEU | Shenzhen sunpzone lighting electronic co. ltd | Sunpzone | SPZT8F09(3000K) | Indoor Luminaires | Linear Ambient | Direct Linear Ambient Luminaires | Standard | TRUE | 921.04 | 113.71 | 8.1 | 24.4 | 0.879 | 2926 | 83.1 | 5 | 50000 | 42583 |  |  | No |  | 4 | 1050 | 116.67 | 9 | 20 | 0.9 | 3000 | 80
PAXSK76B | ZHANJIANG GENERAL ELECTRIC CORP.LTD. | ZGE | LCSLED4FT-40D-5KMV | Indoor Luminaires | Linear Ambient | Direct Linear Ambient Luminaires | Standard | FALSE | [9 empty] | 42583 |  |  | No | Updated on 12/27/2016 | 4.1 | 5189 | 129.73 | 40 | 6.5 | 0.9 | 5000 | 80
P9QQD4RX | Shenzhen sunpzone lighting electronic co. ltd | Sunpzone | SPZT8F09(5000K) | Indoor Luminaires | Linear Ambient | Direct Linear Ambient Luminaires | Standard | FALSE | [9 empty] | 42583 | Not Dimmable | Not Dimmable | No |  | 4 | 1050 | 116.67 | 9 | 20 | 0.9 | 5000 | 80
P7JJA5N1 | Shenzhen sunpzone lighting electronic co. ltd | Sunpzone | SPZT8F09(4500K) | Indoor Luminaires | Linear Ambient | Direct Linear Ambient Luminaires | Standard | FALSE | [9 empty] | 42583 | Not Dimmable | Not Dimmable | No |  | 4 | 1050 | 116.67 | 9 | 20 | 0.9 | 4500 | 80
P4DNS4RW | Shenzhen sunpzone lighting electronic co. ltd | Sunpzone | SPZT8F09(4000K) | Indoor Luminaires | Linear Ambient | Direct Linear Ambient Luminaires | Standard | FALSE | [9 empty] | 42583 | Not Dimmable | Not Dimmable | No |  | 4 | 1050 | 116.67 | 9 | 20 | 0.9 | 4000 | 80
P826R8BG | Shenzhen sunpzone lighting electronic co. ltd | Sunpzone | SPZT8F09(3500K) | Indoor Luminaires | Linear Ambient | Direct Linear Ambient Luminaires | Standard | FALSE | [9 empty] | 42583 | Not Dimmable | Not Dimmable | No |  | 4 | 1050 | 116.67 | 9 | 20 | 0.9 | 3500 | 80
P69CH29P | ZHANJIANG GENERAL ELECTRIC CORP.LTD. | ZGE | LCSLED3FT-27D-4KMV | Indoor Luminaires | Linear Ambient | Direct Linear Ambient Luminaires | Standard | FALSE | [9 empty] | 42580 |  |  | No | Updated on 12/27/2016 | 4.1 | 3787 | 126.23 | 30 | 6.5 | 0.9 | 4000 | 80
PQA6DZ3J | Los Angeles Lighting Mfg. Co. | Los Angeles Lighting Mfg.Co. | RSL200-3K-4L-xxxxx-1DRDM xx(XXX)-UNV-2/840 | Indoor Retrofit Kit | Linear Ambient | Retrofit Kits for Direct Linear Ambient Luminaires | Premium | TRUE | 3022 | 136.3 | 22.17 | 10.6 | 0.972 | 4058 | 84.3 | 5 | 50000 | 42580 |  |  | Yes | Los Angeles Lighting WBE200 | 4 | 3022 | 136.3 | 22.17 | 7.01 | 0.996 | 4058 | 84.3
PDD7YPG7 | ZHANJIANG GENERAL ELECTRIC CORP.LTD. | ZGE | VTPLED-40D-4KMV | Indoor Luminaires | Linear Ambient | Direct Linear Ambient Luminaires | Standard | FALSE | [9 empty] | 42580 |  |  | No | Updated on 12/27/2016 | 4.1 | 4996 | 124.9 | 40 | 8.5 | 0.9 | 4000 | 80
P555TBDP | NINGBO TOP OPTOELECTRONIC TECHNOLOGY CO.LTD | DP | TOP8232-LED-U-5000K-EM | Indoor Luminaires | Linear Ambient | Direct Linear Ambient Luminaires | Standard | TRUE | 4981.8 | 98.34 | 50.66 | 7.5 | 0.96 | 5027 | 84.3 | 5 | 50000 | 42580 |  |  | Yes |  | 3.1 | 5000 | 100 | 50 | 20 | 0.9 | 5000 | 80
P4GXS4HU | ZHANJIANG GENERAL ELECTRIC CORP.LTD. | ZGE | VTPLED-52D-4KMV | Indoor Luminaires | Linear Ambient | Direct Linear Ambient Luminaires | Standard | FALSE | [9 empty] | 42580 |  |  | No | Product updated on 12/21/2016 | 4.1 | 6067 | 121.34 | 50 | 8.76 | 0.9 | 4000 | 80
P4P85WAW | NINGBO TOP OPTOELECTRONIC TECHNOLOGY CO.LTD | DP | TOP8232-LED-U-5000K-Sensor | Indoor Luminaires | Linear Ambient | Direct Linear Ambient Luminaires | Standard | TRUE | 4879.4 | 97.28 | 50.16 | 7.7 | 0.94 | 5066 | 84.4 | 5 | 50000 | 42580 |  |  | Yes |  | 3.1 | 5000 | 100 | 50 | 20 | 0.9 | 5000 | 80
PP6RS7V1 | NINGBO TOP OPTOELECTRONIC TECHNOLOGY CO.LTD | DP | TOP8232-LED-U-5000K-Sensor-EM | Indoor Luminaires | Linear Ambient | Direct Linear Ambient Luminaires | Standard | TRUE | 4879.4 | 89.64 | 54.43 | 12.3 | 0.927 | 5041 | 84.2 | 5 | 50000 | 42580 |  |  | Yes |  | 3.1 | 5000 | 100 | 50 | 20 | 0.9 | 5000 | 80
PRVUH5UC | NINGBO TOP OPTOELECTRONIC TECHNOLOGY CO.LTD | DP | TOPA224-LED-U-5000K-Sensor-EM | Indoor Luminaires | Linear Ambient | Direct Linear Ambient Luminaires | Standard | TRUE | 4751.1 | 88.87 | 53.46 | 12.4 | 0.926 | 5078 | 84.7 | 5 | 50000 | 42580 |  |  | Yes |  | 3.1 | 5000 | 100 | 50 | 20 | 0.9 | 5000 | 80
PG4CJ1JM | NINGBO TOP OPTOELECTRONIC TECHNOLOGY CO.LTD | DP | TOPA224-LED-U-5000K-EM | Indoor Luminaires | Linear Ambient | Direct Linear Ambient Luminaires | Standard | TRUE | 4774.2 | 92.44 | 51.65 | 7.8 | 0.926 | 5055 | 84.7 | 5 | 50000 | 42580 |  |  | No |  | 3.1 | 5000 | 100 | 50 | 20 | 0.9 | 5000 | 80
PW72WPSX | ZHANJIANG GENERAL ELECTRIC CORP.LTD. | ZGE | LCSLED3FT-27D-5KMV | Indoor Luminaires | Linear Ambient | Direct Linear Ambient Luminaires | Standard | FALSE | [9 empty] | 42580 |  |  | No | Updated on 12/27/2016 | 4.1 | 3877 | 129.23 | 30 | 6.5 | 0.9 | 5000 | 80
PWRACUZ6 | ZHANJIANG GENERAL ELECTRIC CORP.LTD. | ZGE | VTPLED-52D-5KMV | Indoor Luminaires | Linear Ambient | Direct Linear Ambient Luminaires | Standard | FALSE | [9 empty] | 42580 |  |  | No | Product updated on 12/21/2016 | 4.1 | 6217 | 124.34 | 50 | 8.76 | 0.9 | 5000 | 80
P6K9NC89 | ZHANJIANG GENERAL ELECTRIC CORP.LTD. | ZGE | VTPLED-40D-5KMV | Indoor Luminaires | Linear Ambient | Direct Linear Ambient Luminaires | Standard | FALSE | [9 empty] | 42580 |  |  | No | Updated on 12/27/2016 | 4.1 | 5116 | 127.9 | 40 | 8.5 | 0.9 | 5000 | 80
PS9FTVT3 | NINGBO TOP OPTOELECTRONIC TECHNOLOGY CO.LTD | DP | TOP8232-LED-U-4000K-Sensor | Indoor Luminaires | Linear Ambient | Direct Linear Ambient Luminaires | Standard | FALSE | [9 empty] | 42580 | Dimmable | Continuous Below 10 | Yes |  | 3.1 | 5000 | 100 | 50 | 20 | 0.9 | 4000 | 80
PHJKKCQH | NINGBO TOP OPTOELECTRONIC TECHNOLOGY CO.LTD | DP | TOP8232-LED-U-4000K-EM | Indoor Luminaires | Linear Ambient | Direct Linear Ambient Luminaires | Standard | FALSE | [9 empty] | 42580 | Dimmable | Continuous Below 10 | Yes |  | 3.1 | 5000 | 100 | 50 | 20 | 0.9 | 4000 | 80
PCYXFU7J | NINGBO TOP OPTOELECTRONIC TECHNOLOGY CO.LTD | DP | TOP8232-LED-U-4000K-Sensor-EM | Indoor Luminaires | Linear Ambient | Direct Linear Ambient Luminaires | Standard | FALSE | [9 empty] | 42580 | Dimmable | Continuous Below 10 | Yes |  | 3.1 | 5000 | 100 | 50 | 20 | 0.9 | 4000 | 80
P4HFSD54 | NINGBO TOP OPTOELECTRONIC TECHNOLOGY CO.LTD | DP | TOPA224-LED-U-4000K-Sensor-EM | Indoor Luminaires | Linear Ambient | Direct Linear Ambient Luminaires | Standard | FALSE | [9 empty] | 42580 | Dimmable | Continuous Below 10 | Yes |  | 3.1 | 5000 | 100 | 50 | 20 | 0.9 | 4000 | 80
PA2QVFN1 | NINGBO TOP OPTOELECTRONIC TECHNOLOGY CO.LTD | DP | TOPA224-LED-U-4000K-EM | Indoor Luminaires | Linear Ambient | Direct Linear Ambient Luminaires | Standard | FALSE | [9 empty] | 42580 | Dimmable | Continuous Below 10 | No |  | 3.1 | 5000 | 100 | 50 | 20 | 0.9 | 4000 | 80
PP75EYXR | ZHANJIANG GENERAL ELECTRIC CORP.LTD. | ZGE | CLDLED4FT-42D-4KMV | Indoor Luminaires | Linear Ambient | Direct Linear Ambient Luminaires | Standard | FALSE | [9 empty] | 42579 |  |  | No | Updated on 12/27/2016 | 4.1 | 4389 | 109.73 | 40 | 9.6 | 0.9 | 4000 | 80
PGZE9VR9 | Shenzhen Ruizi Light Electricity Technology Co. Ltd. | ERVAN | [TL]20G-ZT 1200MM-A(3000K) | Indoor Luminaires | Linear Ambient | Direct Linear Ambient Luminaires | Standard | TRUE | 5103.5 | 118.14 | 43.2 | 14.52 | 0.936 | 2935 | 83.1 | 5 | 50000 | 42579 |  |  | No |  | 4 | 5103.5 | 118.14 | 43.2 | 14.52 | 0.94 | 3000 | 83.1
PZDU1V7Q | ZHANJIANG GENERAL ELECTRIC CORP.LTD. | ZGE | LCSLED2FT-18D-4KMV | Indoor Luminaires | Linear Ambient | Direct Linear Ambient Luminaires | Standard | FALSE | [9 empty] | 42579 |  |  | No | Updated on 12/27/2016 | 4.1 | 2464 | 123.2 | 20 | 9.1 | 0.9 | 4000 | 80
PQN2H28P | ZHANJIANG GENERAL ELECTRIC CORP.LTD. | ZGE | LCSLED2FT-18D-5KMV | Indoor Luminaires | Linear Ambient | Direct Linear Ambient Luminaires | Standard | FALSE | [9 empty] | 42579 |  |  | No | Updated on 12/27/2016 | 4.1 | 2524 | 126.2 | 20 | 9.1 | 0.9 | 5000 | 80
PB3KSWB7 | ZHANJIANG GENERAL ELECTRIC CORP.LTD. | ZGE | CLDLED4FT-42D-5KMV | Indoor Luminaires | Linear Ambient | Direct Linear Ambient Luminaires | Standard | FALSE | [9 empty] | 42579 |  |  | No | Updated on 12/27/2016 | 4.1 | 4509 | 112.73 | 40 | 9.6 | 0.9 | 5000 | 80
P6SJHDM1 | Shenzhen Ruizi Light Electricity Technology Co. Ltd. | ERVAN | [TL]20G 1200MM-A(5000K) | Indoor Luminaires | Linear Ambient | Direct Linear Ambient Luminaires | Standard | FALSE | [9 empty] | 42579 |  |  | No |  | 4 | 5497 | 126.16 | 43.57 | 14.33 | 0.94 | 5000 | 82.8
PUNU1PAR | Shenzhen Ruizi Light Electricity Technology Co. Ltd. | ERVAN | [TL]20G-ZT 1200MM-A(5000K) | Indoor Luminaires | Linear Ambient | Direct Linear Ambient Luminaires | Standard | FALSE | [9 empty] | 42579 |  |  | No |  | 4 | 5497 | 126.16 | 43.57 | 14.33 | 0.94 | 5000 | 82.8
P5RQCSDK | Shenzhen Ruizi Light Electricity Technology Co. Ltd. | ERVAN | [TL]20G 1200MM-A(4000K) | Indoor Luminaires | Linear Ambient | Direct Linear Ambient Luminaires | Standard | FALSE | [9 empty] | 42579 |  |  | No |  | 4 | 5300.3 | 122.17 | 43.39 | 14.52 | 0.94 | 4000 | 83.1
P2VMEYYA | Shenzhen Ruizi Light Electricity Technology Co. Ltd. | ERVAN | [TL]20G-ZT 1200MM-A(4000K) | Indoor Luminaires | Linear Ambient | Direct Linear Ambient Luminaires | Standard | FALSE | [9 empty] | 42579 |  |  | No |  | 4 | 5300.3 | 122.17 | 43.39 | 14.52 | 0.94 | 4000 | 83.1
PZ45Y75T | Shenzhen Ruizi Light Electricity Technology Co. Ltd. | ERVAN | [TL]20G 1200MM-A(3000K) | Indoor Luminaires | Linear Ambient | Direct Linear Ambient Luminaires | Standard | FALSE | [9 empty] | 42579 |  |  | No |  | 4 | 5103.5 | 118.14 | 43.2 | 14.52 | 0.94 | 3000 | 83.1
PRQU475P | Delviro | Delviro | DelTask4-1x4-40-4K-H-NL-WH-4.25-N | Indoor Luminaires | Linear Ambient | Direct Linear Ambient Luminaires | Premium | TRUE | 5420 | 130 | 41.68 |  | 0.969 | 3976 | 83.3 | 5 | 100000 | 42577 |  |  | Yes |  | 3.1 | 5420 | 130 | 41.68 | 16.3 | 0.969 | 3976 | 83.33
PFCNAVT8 | LEDVANCE LLC (formerly OSRAM SYLVANIA INC) | SYLVANIA | VAPOR1A/050UNVD850/48EC/GR/D | Indoor Luminaires | Linear Ambient | Direct Linear Ambient Luminaires | Standard | TRUE | 4682.4 | 94.09 | 49.77 | 7.1 | 0.94 | 5080 | 84.6 | 5 | 50000 | 42577 |  |  | No |  | 3.1 | 5000 | 100 | 50 | 20 | 0.9 | 5000 | 80
PNE5PMWR | Dongbu Lightec | LumiDas-LML | LML49-UM-L4-YF | Indoor Luminaires | Linear Ambient | Direct Linear Ambient Luminaires | Premium | TRUE | 5452 | 114.9 | 47.5 | 15.8 | 0.938 | 3569 | 84.6 | 5 | 50000 | 42577 |  |  | No |  | 3.1 | 5452 | 115 | 47.5 | 15.8 | 0.94 | 3500 | 84.6
PQ7A3THH | Delviro | Delviro | DelTask4-1x4-40-5K-U-NL-WH-4.25-N | Indoor Luminaires | Linear Ambient | Direct Linear Ambient Luminaires | Premium | TRUE | 5904 | 141.8 | 41.64 | 11.3 | 0.934 | 4915 | 83.01 | 5 | 100000 | 42577 |  |  | Yes |  | 3.1 | 5904 | 141.79 | 41.64 | 7.52 | 0.9968 | 4915 | 83.01
P9DMZ4CW | Delviro | Delviro | DelTask5-1x8-30-4K-H-NL-WH-5-N | Indoor Luminaires | Linear Ambient | Direct Linear Ambient Luminaires | Premium | TRUE | 4069.67 | 132.43 | 30.73 | 14.1 | 0.93 |  |  | 5 | 100000 | 42577 |  |  | Yes |  | 3.1 | 4069.67 | 132.43 | 30.73 | 12.84 | 0.9476 | 4025 | 84.53
PMFUU8JU | LEDVANCE LLC (formerly OSRAM SYLVANIA INC) | SYLVANIA | VAPOR1A/050UNVD840/48EC/GR/D | Indoor Luminaires | Linear Ambient | Direct Linear Ambient Luminaires | Standard | FALSE | [9 empty] | 42577 |  |  | No |  | 3.1 | 5000 | 100 | 50 | 20 | 0.9 | 4000 | 80
PKDKDHH2 | Delviro | Delviro | DelTask4-1x4-40-5K-H-NL-WH-4.25-N | Indoor Luminaires | Linear Ambient | Direct Linear Ambient Luminaires | Premium | FALSE | [9 empty] | 42577 |  |  | Yes |  | 3.1 | 5848.96 | 140.43 | 41.65 | 9.38 | 0.9925 | 4915 | 84.21
P5C9MG7U | Delviro | Delviro | DelTask4-1x8-40-5K-H-NL-WH-4.25-N | Indoor Luminaires | Linear Ambient | Direct Linear Ambient Luminaires | Premium | FALSE | [9 empty] | 42577 |  |  | Yes |  | 3.1 | 5884.94 | 143.19 | 41.1 | 9.94 | 0.9778 | 4915 | 83.93
PSUXY7J3 | Delviro | Delviro | DelTask4-1x4-30-5K-H-NL-WH-4.25-N | Indoor Luminaires | Linear Ambient | Direct Linear Ambient Luminaires | Premium | FALSE | [9 empty] | 42577 |  |  | Yes |  | 3.1 | 4651.11 | 147.98 | 31.43 | 10.34 | 0.9632 | 4915 | 83.77
PHBV9SCH | Delviro | Delviro | DelTask5-1x4-20-5K-H-NL-WH-5-N | Indoor Luminaires | Linear Ambient | Direct Linear Ambient Luminaires | Premium | FALSE | [9 empty] | 42577 |  |  | Yes |  | 3.1 | 2925.56 | 147.94 | 19.78 | 13.06 | 0.9054 | 4915 | 83.33
PDTK6BGJ | Delviro | Delviro | DelTask4-1x4-20-5K-H-NL-WH-4.25-N | Indoor Luminaires | Linear Ambient | Direct Linear Ambient Luminaires | Premium | FALSE | [9 empty] | 42577 |  |  | Yes |  | 3.1 | 3453.26 | 162.81 | 21.21 | 11.3 | 0.934 | 4915 | 83.33
P98A4MDY | Delviro | Delviro | DelTask5-1x4-30-5K-H-NL-WH-5-N | Indoor Luminaires | Linear Ambient | Direct Linear Ambient Luminaires | Premium | FALSE | [9 empty] | 42577 |  |  | Yes |  | 3.1 | 4393.01 | 142.99 | 30.72 | 10.29 | 0.9496 | 4915 | 83.33
PYU6NPNY | Delviro | Delviro | DelTask5-1x8-60-5K-H-NL-WH-5-N | Indoor Luminaires | Linear Ambient | Direct Linear Ambient Luminaires | Premium | FALSE | [9 empty] | 42577 |  |  | Yes |  | 3.1 | 8137.09 | 136.4 | 59.66 | 8.54 | 0.9961 | 4915 | 83.33
PCFHYVHQ | Delviro | Delviro | DelTask5-1x4-40-5K-H-NL-WH-5-N | Indoor Luminaires | Linear Ambient | Direct Linear Ambient Luminaires | Premium | FALSE | [9 empty] | 42577 |  |  | Yes |  | 3.1 | 5860.46 | 140.64 | 41.67 | 7.52 | 0.9937 | 4915 | 83.33
P38FE8JE | Delviro | Delviro | DelTask5-1x8-40-5K-H-NL-WH-5-N | Indoor Luminaires | Linear Ambient | Direct Linear Ambient Luminaires | Premium | FALSE | [9 empty] | 42577 |  |  | Yes |  | 3.1 | 5520.59 | 137.44 | 40.17 | 8.39 | 0.9739 | 4915 | 82.74
P4F3Q96Z | Delviro | Delviro | DelTask4-1x8-40-5K-U-NL-WH-4.25-N | Indoor Luminaires | Linear Ambient | Direct Linear Ambient Luminaires | Premium | FALSE | [9 empty] | 42577 |  |  | Yes |  | 3.1 | 5931.85 | 144.36 | 41.09 | 7.96 | 0.982 | 4915 | 82.74
PB2Q9BXQ | Delviro | Delviro | DelTask4-1x4-30-5K-U-NL-WH-4.25-N | Indoor Luminaires | Linear Ambient | Direct Linear Ambient Luminaires | Premium | FALSE | [9 empty] | 42577 |  |  | Yes |  | 3.1 | 4694.88 | 149.41 | 31.42 | 8.29 | 0.9674 | 4915 | 82.58
P3F8KJRT | Delviro | Delviro | DelTask5-1x4-20-5K-U-NL-WH-5-N | Indoor Luminaires | Linear Ambient | Direct Linear Ambient Luminaires | Premium | FALSE | [9 empty] | 42577 |  |  | Yes |  | 3.1 | 2953.09 | 149.37 | 19.77 | 10.47 | 0.9093 | 4915 | 82.15
PHMU7RTU | Delviro | Delviro | DelTask4-1x4-20-5K-U-NL-WH-4.25-N | Indoor Luminaires | Linear Ambient | Direct Linear Ambient Luminaires | Premium | FALSE | [9 empty] | 42577 |  |  | Yes |  | 3.1 | 3485.76 | 164.38 | 21.2 | 9.06 | 0.938 | 4915 | 82.15
PF9TTJX9 | Delviro | Delviro | DelTask5-1x4-30-5K-U-NL-WH-5-N | Indoor Luminaires | Linear Ambient | Direct Linear Ambient Luminaires | Premium | FALSE | [9 empty] | 42577 |  |  | Yes |  | 3.1 | 4431.32 | 144.27 | 30.72 | 8.25 | 0.9536 | 4915 | 82.15
PRFDQ6CK | Delviro | Delviro | DelTask5-1x8-30-5K-H-NL-WH-5-N | Indoor Luminaires | Linear Ambient | Direct Linear Ambient Luminaires | Premium | FALSE | [9 empty] | 42577 |  |  | Yes |  | 3.1 | 4284.23 | 139.45 | 30.72 | 8.25 | 0.9517 | 4915 | 82.15
PEA1NX22 | Delviro | Delviro | DelTask5-1x8-60-5K-U-NL-WH-5-N | Indoor Luminaires | Linear Ambient | Direct Linear Ambient Luminaires | Premium | FALSE | [9 empty] | 42577 |  |  | Yes |  | 3.1 | 8202.57 | 137.53 | 59.64 | 6.84 | 0.9961 | 4915 | 82.15
PMWDKN73 | Delviro | Delviro | DelTask5-1x4-40-5K-U-NL-WH-5-N | Indoor Luminaires | Linear Ambient | Direct Linear Ambient Luminaires | Premium | FALSE | [9 empty] | 42577 |  |  | Yes |  | 3.1 | 5909.55 | 141.85 | 41.66 | 6.03 | 0.998 | 4915 | 82.15
PKCSARGV | Delviro | Delviro | DelTask4-1x8-60-5K-H-NL-WH-4.25-N | Indoor Luminaires | Linear Ambient | Direct Linear Ambient Luminaires | Premium | FALSE | [9 empty] | 42577 |  |  | Yes |  | 3.1 | 8685.51 | 142.25 | 61.06 | 10.11 | 0.9918 | 4915 | 81.56
PH21HPTY | Delviro | Delviro | DelTask4-1x8-30-5K-H-NL-WH-4.25-N | Indoor Luminaires | Linear Ambient | Direct Linear Ambient Luminaires | Premium | FALSE | [9 empty] | 42577 |  |  | Yes |  | 3.1 | 4550.06 | 144.76 | 31.43 | 9.76 | 0.9576 | 4915 | 81.56
P1UGYED8 | Delviro | Delviro | DelTask4-1x8-60-5K-U-NL-WH-4.25-N | Indoor Luminaires | Linear Ambient | Direct Linear Ambient Luminaires | Premium | FALSE | [9 empty] | 42577 |  |  | Yes |  | 3.1 | 8758.27 | 143.51 | 61.03 | 8.1 | 0.9961 | 4915 | 81.56
PV83XSK6 | Delviro | Delviro | DelTask5-1x8-40-5K-U-NL-WH-5-N | Indoor Luminaires | Linear Ambient | Direct Linear Ambient Luminaires | Premium | FALSE | [9 empty] | 42577 |  |  | Yes |  | 3.1 | 5581.01 | 138.98 | 40.16 | 6.73 | 0.978 | 4915 | 81.56
PR59MBMF | Delviro | Delviro | DelTask5-1x8-30-5K-U-NL-WH-5-N | Indoor Luminaires | Linear Ambient | Direct Linear Ambient Luminaires | Premium | FALSE | [9 empty] | 42577 |  |  | Yes |  | 3.1 | 4354.71 | 141.81 | 30.71 | 6.61 | 0.9599 | 4915 | 80.98
PSGWXE95 | Delviro | Delviro | DelTask4-1x8-30-5K-U-NL-WH-4.25-N | Indoor Luminaires | Linear Ambient | Direct Linear Ambient Luminaires | Premium | FALSE | [9 empty] | 42577 |  |  | Yes |  | 3.1 | 4588.4 | 146.01 | 31.42 | 7.82 | 0.9618 | 4915 | 80.41
PXD45H82 | Delviro | Delviro | DelTask5-1x4-20-4K-H-NL-WH-5-N | Indoor Luminaires | Linear Ambient | Direct Linear Ambient Luminaires | Premium | FALSE | [9 empty] | 42577 |  |  | Yes |  | 3.1 | 2711 | 137.1 | 19.78 | 16.3 | 0.9016 | 4074 | 84.53
P4QDBSMP | Delviro | Delviro | DelTask5-1x4-20-4K-U-NL-WH-5-N | Indoor Luminaires | Linear Ambient | Direct Linear Ambient Luminaires | Premium | FALSE | [9 empty] | 42577 |  |  | Yes |  | 3.1 | 2736.51 | 138.38 | 19.78 | 13.06 | 0.9054 | 4074 | 83.33
PVJDT8B1 | Delviro | Delviro | DelTask5-1x4-30-4K-H-NL-WH-5-N | Indoor Luminaires | Linear Ambient | Direct Linear Ambient Luminaires | Premium | FALSE | [9 empty] | 42577 |  |  | Yes |  | 3.1 | 4065.5 | 132.3 | 30.73 | 12.84 | 0.9476 | 4025 | 84.53
P36JUJ2Z | Delviro | Delviro | DelTask5-1x4-30-4K-U-NL-WH-5-N | Indoor Luminaires | Linear Ambient | Direct Linear Ambient Luminaires | Premium | FALSE | [9 empty] | 42577 |  |  | Yes |  | 3.1 | 4103.75 | 133.57 | 30.72 | 10.29 | 0.9517 | 4025 | 83.33
PTDSABH5 | Delviro | Delviro | DelTask5-1x8-30-4K-U-NL-WH-5-N | Indoor Luminaires | Linear Ambient | Direct Linear Ambient Luminaires | Premium | FALSE | [9 empty] | 42577 |  |  | Yes |  | 3.1 | 4138.13 | 134.73 | 30.72 | 8.25 | 0.9558 | 4025 | 82.15
PGTUHP1U | Delviro | Delviro | DelTask5-1x8-40-4K-H-NL-WH-5-N | Indoor Luminaires | Linear Ambient | Direct Linear Ambient Luminaires | Premium | FALSE | [9 empty] | 42577 |  |  | Yes |  | 3.1 | 5279.67 | 131.42 | 40.18 | 11.75 | 0.9697 | 4001 | 84.53
PDXK7BMT | Delviro | Delviro | DelTask5-1x8-40-4K-U-NL-WH-5-N | Indoor Luminaires | Linear Ambient | Direct Linear Ambient Luminaires | Premium | FALSE | [9 empty] | 42577 |  |  | Yes |  | 3.1 | 5339.17 | 132.94 | 40.16 | 8.39 | 0.9759 | 4001 | 82.74
PJ4HX2V5 | Delviro | Delviro | DelTask4-1x4-20-4K-H-NL-WH-4.25-N | Indoor Luminaires | Linear Ambient | Direct Linear Ambient Luminaires | Premium | FALSE | [9 empty] | 42577 |  |  | Yes |  | 3.1 | 3170.17 | 149.43 | 21.22 | 14.1 | 0.93 | 3976 | 84.53
P9SKFZZ1 | Delviro | Delviro | DelTask5-1x8-60-4K-H-NL-WH-5-N | Indoor Luminaires | Linear Ambient | Direct Linear Ambient Luminaires | Premium | FALSE | [9 empty] | 42577 |  |  | Yes |  | 3.1 | 7809.58 | 130.89 | 59.66 | 10.66 | 0.9918 | 3976 | 84.53
PDUXQ8P2 | Delviro | Delviro | DelTask5-1x4-40-4K-H-NL-WH-5-N | Indoor Luminaires | Linear Ambient | Direct Linear Ambient Luminaires | Premium | FALSE | [9 empty] | 42577 |  |  | Yes |  | 3.1 | 5425.55 | 130.17 | 41.68 | 9.38 | 0.9937 | 3976 | 84.53
PSXYHU23 | Delviro | Delviro | DelTask4-1x4-30-4K-H-NL-WH-4.25-N | Indoor Luminaires | Linear Ambient | Direct Linear Ambient Luminaires | Premium | FALSE | [9 empty] | 42577 |  |  | Yes |  | 3.1 | 4295.08 | 136.58 | 31.45 | 15.2 | 0.9495 | 3976 | 83.93
P1YQYU3Q | Delviro | Delviro | DelTask4-1x4-20-4K-U-NL-WH-4.25-N | Indoor Luminaires | Linear Ambient | Direct Linear Ambient Luminaires | Premium | FALSE | [9 empty] | 42577 |  |  | Yes |  | 3.1 | 3200 | 150.9 | 21.21 | 11.3 | 0.934 | 3976 | 83.33
PDMPTYDN | Delviro | Delviro | DelTask5-1x8-60-4K-U-NL-WH-5-N | Indoor Luminaires | Linear Ambient | Direct Linear Ambient Luminaires | Premium | FALSE | [9 empty] | 42577 |  |  | Yes |  | 3.1 | 7875 | 132 | 59.65 | 8.54 | 0.9961 | 3976 | 83.33
PXE54PXY | Delviro | Delviro | DelTask5-1x4-40-4K-U-NL-WH-5-N | Indoor Luminaires | Linear Ambient | Direct Linear Ambient Luminaires | Premium | FALSE | [9 empty] | 42577 |  |  | Yes |  | 3.1 | 5471 | 131.3 | 41.67 | 7.52 | 0.998 | 3976 | 83.33
PUE7Y134 | Delviro | Delviro | DelTask4-1x8-30-4K-H-NL-WH-4.25-N | Indoor Luminaires | Linear Ambient | Direct Linear Ambient Luminaires | Premium | FALSE | [9 empty] | 42577 |  |  | Yes |  | 3.1 | 4335.5 | 137.9 | 31.44 | 12.18 | 0.9535 | 3976 | 82.74
PH4S51PW | Delviro | Delviro | DelTask4-1x4-30-4K-U-NL-WH-4.25-N | Indoor Luminaires | Linear Ambient | Direct Linear Ambient Luminaires | Premium | FALSE | [9 empty] | 42577 |  |  | Yes |  | 3.1 | 4335.5 | 137.9 | 31.44 | 12.18 | 0.9535 | 3976 | 82.74
P5MZ9CYV | Delviro | Delviro | DelTask4-1x4-40-4K-U-NL-WH-4.25-N | Indoor Luminaires | Linear Ambient | Direct Linear Ambient Luminaires | Premium | FALSE | [9 empty] | 42577 |  |  | Yes |  | 3.1 | 5465.45 | 131.25 | 41.64 | 13.06 | 0.9731 | 3976 | 82.15
PCK57VQ8 | Delviro | Delviro | DelTask4-1x8-30-4K-U-NL-WH-4.25-N | Indoor Luminaires | Linear Ambient | Direct Linear Ambient Luminaires | Premium | FALSE | [9 empty] | 42577 |  |  | Yes |  | 3.1 | 4371.82 | 139.09 | 31.43 | 9.76 | 0.9576 | 3976 | 81.56
PQSYDFRC | Delviro | Delviro | DelTask4-1x8-40-4K-H-NL-WH-4.25-N | Indoor Luminaires | Linear Ambient | Direct Linear Ambient Luminaires | Premium | FALSE | [9 empty] | 42577 |  |  | Yes |  | 3.1 | 5593.82 | 136.07 | 41.11 | 12.4 | 0.9736 | 3952 | 83.33
PG7S8N56 | Delviro | Delviro | DelTask4-1x8-40-4K-U-NL-WH-4.25-N | Indoor Luminaires | Linear Ambient | Direct Linear Ambient Luminaires | Premium | FALSE | [9 empty] | 42577 |  |  | Yes |  | 3.1 | 5640.68 | 137.24 | 41.1 | 9.94 | 0.9778 | 3952 | 82.15
PYF71YZ3 | Delviro | Delviro | DelTask4-1x8-60-4K-H-NL-WH-4.25-N | Indoor Luminaires | Linear Ambient | Direct Linear Ambient Luminaires | Premium | FALSE | [9 empty] | 42577 |  |  | Yes |  | 3.1 | 8250.6 | 135.13 | 61.06 | 12.61 | 0.9937 | 3928 | 83.93
P4J4ZQV6 | Delviro | Delviro | DelTask4-1x8-60-4K-U-NL-WH-4.25-N | Indoor Luminaires | Linear Ambient | Direct Linear Ambient Luminaires | Premium | FALSE | [9 empty] | 42577 |  |  | Yes |  | 3.1 | 8319.71 | 136.29 | 61.04 | 10.11 | 0.998 | 3928 | 82.74
PEF55JBW | Amerlux | Amerlux LLC | GRUV4-HE-Z-PL-10-LED-3000-HW-120/277-2.5-IND | Indoor Luminaires | Linear Ambient | Direct Linear Ambient Luminaires | Standard | FALSE | [9 empty] | 42577 | Dimmable | Continuous Below 10 | No |  | 3.1 | 1880 | 101.6 | 20.04 | 13.8 | 0.892 | 3042 | 82.3
PZQ7GMYQ | Amerlux | Amerlux LLC | GRUV4-HE-Z-PL-10-LED-3000-HW-120/277-2.5-EOR | Indoor Luminaires | Linear Ambient | Direct Linear Ambient Luminaires | Standard | FALSE | [9 empty] | 42577 | Dimmable | Continuous Below 10 | No |  | 3.1 | 1880 | 100.9 | 20.04 | 13.8 | 0.892 | 3028 | 82.3
PCQAUPWY | Amerlux | Amerlux LLC | GRUV4-HE-Z-PL-10-LED-3000-HW-120/277-2.5-BOR | Indoor Luminaires | Linear Ambient | Direct Linear Ambient Luminaires | Standard | FALSE | [9 empty] | 42577 | Dimmable | Continuous Below 10 | No |  | 3.1 | 1880 | 101.6 | 20.04 | 13.8 | 0.892 | 3028 | 82.3
P23ZYTNY | Amerlux | Amerlux LLC | GRUV4-HE-Z-PL-10-LED-3000-HW-120/277-2.5-MOR | Indoor Luminaires | Linear Ambient | Direct Linear Ambient Luminaires | Standard | FALSE | [9 empty] | 42577 | Dimmable | Continuous Below 10 | No |  | 3.1 | 1880 | 100.9 | 20.04 | 13.8 | 0.892 | 3028 | 82.3
PBWXUFUP | Lumen Focus LLC | ECL | ECL-4-VH-UV-850 | Indoor Luminaires | Linear Ambient | Direct Linear Ambient Luminaires | Standard | TRUE | 8918 | 131.5 | 67.8 | 10.7 | 0.98 | 5273 | 83 | 5 | 50000 | 42576 |  |  | Yes |  | 3.1 | 8918 | 131.5 | 67.8 | 5.8 | 0.998 | 5273 | 85
PD33R7M1 | Hangzhou Junction Imp. and Exp. Co. Ltd | Thinklux Lighting | TKUWP232-827 | Indoor Luminaires | Linear Ambient | Direct Linear Ambient Luminaires | Standard | TRUE | 4581.86 | 113.78 | 40.27 | 11.31 | 0.98 | 2717 | 83.2 | 5 | 50000 | 42576 |  |  | No |  | 3 | 4000 | 100 | 40 | 11 | 0.9 | 2700 | 80
P8TT6MGB | Universal Lighting Technologies | Everline | LRA14-60L835-U | Indoor Retrofit Kit | Linear Ambient | Retrofit Kits for Direct Linear Ambient Luminaires | Standard | TRUE | 6448.82 | 110.69 | 57.46 | 8.02 | 0.9796 | 3492 | 83.03 | 5 | 50000 | 42576 |  |  | No |  | 4 | 6448 | 110 | 58.26 | 8.02 | 0.98 | 3500 | 82
P7A5YZUZ | Universal Lighting Technologies | Everline | LRA14-42L835-U | Indoor Retrofit Kit | Linear Ambient | Retrofit Kits for Direct Linear Ambient Luminaires | Standard | TRUE | 4480.38 | 120.08 | 37.57 | 8.13 | 0.9663 | 3443 | 83.12 | 5 | 50000 | 42576 |  |  | No |  | 4 | 4480 | 120 | 37.31 | 8.13 | 0.97 | 3500 | 82
PVNCMJK3 | ZHANJIANG GENERAL ELECTRIC CORP.LTD. | ZGE | WALED4FT-42D-4KMV | Indoor Luminaires | Linear Ambient | Direct Linear Ambient Luminaires | Standard | FALSE | [9 empty] | 42576 |  |  | No | Product updated on 12/21/2016 | 4.1 | 4845 | 121.13 | 40 | 6.27 | 0.9 | 4000 | 80
PNTH5928 | Universal Lighting Technologies | Everline | LRA14-30L835-U | Indoor Retrofit Kit | Linear Ambient | Retrofit Kits for Direct Linear Ambient Luminaires | Standard | TRUE | 2868.9 | 107.44 | 26.86 | 9.33 | 0.9461 | 3477 | 84.18 | 5 | 50000 | 42576 |  |  | No |  | 4 | 2868 | 107 | 26.7 | 9.33 | 0.95 | 3500 | 82
PSXWYQPW | Universal Lighting Technologies | Everline | LRA14-23L835-U | Indoor Retrofit Kit | Linear Ambient | Retrofit Kits for Direct Linear Ambient Luminaires | Standard | TRUE | 2266.03 | 109.41 | 21.11 | 9.84 | 0.9239 | 3484 | 84.32 | 5 | 50000 | 42576 |  |  | No |  | 4 | 2266 | 109 | 20.71 | 9.84 | 0.92 | 3500 | 82
P7JT6PCJ | Lumen Focus LLC | ECL | ECL-2-MD-UV-835 | Indoor Luminaires | Linear Ambient | Direct Linear Ambient Luminaires | Standard | TRUE | 1779 | 99.4 | 17.9 | 11.1 | 0.916 | 3580 | 85 | 5 | 50000 | 42576 |  |  | Yes |  | 3.1 | 1842 | 102.9 | 17.9 | 11.1 | 0.916 | 3580 | 85
PVH2KNS1 | Universal Lighting Technologies | Everline | LRA14-23L850-U | Indoor Retrofit Kit | Linear Ambient | Retrofit Kits for Direct Linear Ambient Luminaires | Standard | FALSE | [9 empty] | 42576 |  |  | No |  | 4 | 2417 | 116 | 20.77 | 9.42 | 0.92 | 5000 | 82
PHPBKZ9Q | Universal Lighting Technologies | Everline | LRA14-30L850-U | Indoor Retrofit Kit | Linear Ambient | Retrofit Kits for Direct Linear Ambient Luminaires | Standard | FALSE | [9 empty] | 42576 |  |  | No |  | 4 | 3100 | 113 | 27.31 | 8.82 | 0.95 | 5000 | 82
PDHWTJ63 | Universal Lighting Technologies | Everline | LRA14-60L850-U | Indoor Retrofit Kit | Linear Ambient | Retrofit Kits for Direct Linear Ambient Luminaires | Standard | FALSE | [9 empty] | 42576 |  |  | No |  | 4 | 6653 | 114 | 58.32 | 8 | 0.98 | 5000 | 82
PTX3NCSN | Universal Lighting Technologies | Everline | LRA14-42L850-U | Indoor Retrofit Kit | Linear Ambient | Retrofit Kits for Direct Linear Ambient Luminaires | Standard | FALSE | [9 empty] | 42576 |  |  | No |  | 4 | 4610 | 123 | 37.39 | 7.87 | 0.97 | 5000 | 82
PVMHZAS3 | Universal Lighting Technologies | Everline | LRA14-23L840-U | Indoor Retrofit Kit | Linear Ambient | Retrofit Kits for Direct Linear Ambient Luminaires | Standard | FALSE | [9 empty] | 42576 |  |  | No |  | 4 | 2266 | 109 | 20.71 | 9.84 | 0.92 | 4000 | 82
PEHXEFXZ | Universal Lighting Technologies | Everline | LRA14-30L840-U | Indoor Retrofit Kit | Linear Ambient | Retrofit Kits for Direct Linear Ambient Luminaires | Standard | FALSE | [9 empty] | 42576 |  |  | No |  | 4 | 2868 | 107 | 26.7 | 9.33 | 0.95 | 4000 | 82
PPJP1JEG | Universal Lighting Technologies | Everline | LRA14-42L840-U | Indoor Retrofit Kit | Linear Ambient | Retrofit Kits for Direct Linear Ambient Luminaires | Standard | FALSE | [9 empty] | 42576 |  |  | No |  | 4 | 4480 | 120 | 37.31 | 8.13 | 0.97 | 4000 | 82
PDS6TK5E | Universal Lighting Technologies | Everline | LRA14-60L840-U | Indoor Retrofit Kit | Linear Ambient | Retrofit Kits for Direct Linear Ambient Luminaires | Standard | FALSE | [9 empty] | 42576 |  |  | No |  | 4 | 6448 | 110 | 58.26 | 8.02 | 0.98 | 4000 | 82
PEW7N91B | ZHANJIANG GENERAL ELECTRIC CORP.LTD. | ZGE | WALED4FT-42D-5KMV | Indoor Luminaires | Linear Ambient | Direct Linear Ambient Luminaires | Standard | FALSE | [9 empty] | 42576 |  |  | No | Product updated on 12/21/2016 | 4.1 | 4965 | 124.13 | 40 | 6.27 | 0.9 | 5000 | 80
PJ56ZS69 | Lumen Focus LLC | ECL | ECL-8-HI-UV-850 | Indoor Luminaires | Linear Ambient | Direct Linear Ambient Luminaires | Standard | FALSE | [9 empty] | 42576 | Dimmable | Continuous Below 10 | Yes |  | 3.1 | 13038 | 142 | 92 | 11.5 | 0.957 | 5000 | 85
P1948EKQ | Lumen Focus LLC | ECL | ECL-8-LW-UV-850 | Indoor Luminaires | Linear Ambient | Direct Linear Ambient Luminaires | Standard | FALSE | [9 empty] | 42576 | Dimmable | Continuous Below 10 | Yes |  | 3.1 | 4257 | 141.9 | 30 | 11.1 | 0.916 | 5000 | 85
PC9M6Z5F | Lumen Focus LLC | ECL | ECL-2-VH-UV-850 | Indoor Luminaires | Linear Ambient | Direct Linear Ambient Luminaires | Standard | FALSE | [9 empty] | 42576 | Dimmable | Continuous Below 10 | Yes |  | 3.1 | 3979 | 124.3 | 32 | 11.1 | 0.916 | 5000 | 85
PXNU7XFH | Lumen Focus LLC | ECL | ECL-4-MD-UV-850 | Indoor Luminaires | Linear Ambient | Direct Linear Ambient Luminaires | Standard | FALSE | [9 empty] | 42576 | Dimmable | Continuous Below 10 | Yes |  | 3.1 | 3839 | 120.3 | 31.9 | 11.1 | 0.916 | 5000 | 85
P95KQZE3 | Lumen Focus LLC | ECL | ECL-2-HI-UV-850 | Indoor Luminaires | Linear Ambient | Direct Linear Ambient Luminaires | Standard | FALSE | [9 empty] | 42576 | Dimmable | Continuous Below 10 | Yes |  | 3.1 | 3097 | 134.6 | 23 | 11.1 | 0.916 | 5000 | 85
PZRAEBA2 | Lumen Focus LLC | ECL | ECL-4-LW-UV-850 | Indoor Luminaires | Linear Ambient | Direct Linear Ambient Luminaires | Standard | FALSE | [9 empty] | 42576 | Dimmable | Continuous Below 10 | Yes |  | 3.1 | 2314 | 128.5 | 18 | 11.1 | 0.916 | 5000 | 85
PG2WBQ5V | Lumen Focus LLC | ECL | ECL-2-MD-UV-850 | Indoor Luminaires | Linear Ambient | Direct Linear Ambient Luminaires | Standard | FALSE | [9 empty] | 42576 | Dimmable | Continuous Below 10 | Yes |  | 3.1 | 1981 | 110.7 | 17.9 | 11.1 | 0.916 | 5000 | 85
PKNB8QQD | Lumen Focus LLC | ECL | ECL-8-ML-UV-850 | Indoor Luminaires | Linear Ambient | Direct Linear Ambient Luminaires | Standard | FALSE | [9 empty] | 42576 | Dimmable | Continuous Below 10 | Yes |  | 3.1 | 6149 | 139.7 | 44 | 7.5 | 0.978 | 5000 | 85
PAPD38KA | Lumen Focus LLC | ECL | ECL-4-HI-UV-850 | Indoor Luminaires | Linear Ambient | Direct Linear Ambient Luminaires | Standard | FALSE | [9 empty] | 42576 | Dimmable | Continuous Below 10 | Yes |  | 3.1 | 6755 | 146.2 | 46.2 | 7.2 | 0.978 | 5000 | 85
PFCV6BQP | Lumen Focus LLC | ECL | ECL-8-VH-UV-850 | Indoor Luminaires | Linear Ambient | Direct Linear Ambient Luminaires | Standard | FALSE | [9 empty] | 42576 | Dimmable | Continuous Below 10 | Yes |  | 3.1 | 17384 | 128.8 | 135 | 5.8 | 0.998 | 5000 | 85
PQUBUEYE | Lumen Focus LLC | ECL | ECL-8-MH-UV-850 | Indoor Luminaires | Linear Ambient | Direct Linear Ambient Luminaires | Standard | FALSE | [9 empty] | 42576 | Dimmable | Continuous Below 10 | Yes |  | 3.1 | 10807 | 138.5 | 78 | 5.8 | 0.998 | 5000 | 85
PJCNNTYG | Lumen Focus LLC | ECL | ECL-8-MD-UV-850 | Indoor Luminaires | Linear Ambient | Direct Linear Ambient Luminaires | Standard | FALSE | [9 empty] | 42576 | Dimmable | Continuous Below 10 | Yes |  | 3.1 | 8676 | 120.5 | 72 | 5.8 | 0.998 | 5000 | 85
PJZW726B | Lumen Focus LLC | ECL | ECL-8-HI-UV-840 | Indoor Luminaires | Linear Ambient | Direct Linear Ambient Luminaires | Standard | FALSE | [9 empty] | 42576 | Dimmable | Continuous Below 10 | Yes |  | 3.1 | 12537 | 136.5 | 92 | 11.5 | 0.957 | 4000 | 85
P9RDY5HU | Lumen Focus LLC | ECL | ECL-8-LW-UV-840 | Indoor Luminaires | Linear Ambient | Direct Linear Ambient Luminaires | Standard | FALSE | [9 empty] | 42576 | Dimmable | Continuous Below 10 | Yes |  | 3.1 | 4093 | 136.4 | 30 | 11.1 | 0.916 | 4000 | 85
PEEQQA7R | Lumen Focus LLC | ECL | ECL-2-VH-UV-840 | Indoor Luminaires | Linear Ambient | Direct Linear Ambient Luminaires | Standard | FALSE | [9 empty] | 42576 | Dimmable | Continuous Below 10 | Yes |  | 3.1 | 3826 | 119.6 | 32 | 11.1 | 0.916 | 4000 | 85
P69UAJWQ | Lumen Focus LLC | ECL | ECL-4-MD-UV-840 | Indoor Luminaires | Linear Ambient | Direct Linear Ambient Luminaires | Standard | FALSE | [9 empty] | 42576 | Dimmable | Continuous Below 10 | Yes |  | 3.1 | 3691 | 115.7 | 31.9 | 11.1 | 0.916 | 4000 | 85
P77J17WF | Lumen Focus LLC | ECL | ECL-2-HI-UV-840 | Indoor Luminaires | Linear Ambient | Direct Linear Ambient Luminaires | Standard | FALSE | [9 empty] | 42576 | Dimmable | Continuous Below 10 | Yes |  | 3.1 | 2977 | 129.5 | 23 | 11.1 | 0.916 | 4000 | 85
P7KWZZ35 | Lumen Focus LLC | ECL | ECL-4-LW-UV-840 | Indoor Luminaires | Linear Ambient | Direct Linear Ambient Luminaires | Standard | FALSE | [9 empty] | 42576 | Dimmable | Continuous Below 10 | Yes |  | 3.1 | 2225 | 123.6 | 18 | 11.1 | 0.916 | 4000 | 85
PDCDR7C5 | Lumen Focus LLC | ECL | ECL-2-MD-UV-840 | Indoor Luminaires | Linear Ambient | Direct Linear Ambient Luminaires | Standard | FALSE | [9 empty] | 42576 | Dimmable | Continuous Below 10 | Yes |  | 3.1 | 1905 | 106.4 | 17.9 | 11.1 | 0.916 | 4000 | 85
P2SJ32XY | Lumen Focus LLC | ECL | ECL-8-ML-UV-840 | Indoor Luminaires | Linear Ambient | Direct Linear Ambient Luminaires | Standard | FALSE | [9 empty] | 42576 | Dimmable | Continuous Below 10 | Yes |  | 3.1 | 5912 | 134.4 | 44 | 7.5 | 0.978 | 4000 | 85
PTK2Y5PQ | Lumen Focus LLC | ECL | ECL-4-HI-UV-840 | Indoor Luminaires | Linear Ambient | Direct Linear Ambient Luminaires | Standard | FALSE | [9 empty] | 42576 | Dimmable | Continuous Below 10 | Yes |  | 3.1 | 6495 | 140.6 | 46.2 | 7.2 | 0.978 | 4000 | 85
PUK3N9BK | Lumen Focus LLC | ECL | ECL-8-VH-UV-840 | Indoor Luminaires | Linear Ambient | Direct Linear Ambient Luminaires | Standard | FALSE | [9 empty] | 42576 | Dimmable | Continuous Below 10 | Yes |  | 3.1 | 16715 | 123.8 | 135 | 5.8 | 0.998 | 4000 | 85
PX29Z6M3 | Lumen Focus LLC | ECL | ECL-8-MH-UV-840 | Indoor Luminaires | Linear Ambient | Direct Linear Ambient Luminaires | Standard | FALSE | [9 empty] | 42576 | Dimmable | Continuous Below 10 | Yes |  | 3.1 | 10391 | 133.2 | 78 | 5.8 | 0.998 | 4000 | 85
PCSHP4U6 | Lumen Focus LLC | ECL | ECL-4-VH-UV-840 | Indoor Luminaires | Linear Ambient | Direct Linear Ambient Luminaires | Standard | FALSE | [9 empty] | 42576 | Dimmable | Continuous Below 10 | Yes |  | 3.1 | 8575 | 126.5 | 67.8 | 5.8 | 0.998 | 4000 | 85
PX3VAH84 | Lumen Focus LLC | ECL | ECL-8-MD-UV-840 | Indoor Luminaires | Linear Ambient | Direct Linear Ambient Luminaires | Standard | FALSE | [9 empty] | 42576 | Dimmable | Continuous Below 10 | Yes |  | 3.1 | 8343 | 115.9 | 72 | 5.8 | 0.998 | 4000 | 85
P24M7Y17 | Lumen Focus LLC | ECL | ECL-4-MD-UV-835 | Indoor Luminaires | Linear Ambient | Direct Linear Ambient Luminaires | Standard | FALSE | [9 empty] | 42576 | Dimmable | Continuous Below 10 | Yes |  | 3.1 | 3569 | 111.9 | 31.9 | 11.1 | 0.916 | 3582 | 85
PYY3TZ4A | Lumen Focus LLC | ECL | ECL-8-HI-UV-835 | Indoor Luminaires | Linear Ambient | Direct Linear Ambient Luminaires | Standard | FALSE | [9 empty] | 42576 | Dimmable | Continuous Below 10 | Yes |  | 3.1 | 12123 | 131.8 | 92 | 11.5 | 0.957 | 3500 | 85
PY3NPGAX | Lumen Focus LLC | ECL | ECL-8-LW-UV-835 | Indoor Luminaires | Linear Ambient | Direct Linear Ambient Luminaires | Standard | FALSE | [9 empty] | 42576 | Dimmable | Continuous Below 10 | Yes |  | 3.1 | 3958 | 131.9 | 30 | 11.1 | 0.916 | 3500 | 85
PWSCUPMP | Lumen Focus LLC | ECL | ECL-2-VH-UV-835 | Indoor Luminaires | Linear Ambient | Direct Linear Ambient Luminaires | Standard | FALSE | [9 empty] | 42576 | Dimmable | Continuous Below 10 | Yes |  | 3.1 | 3699 | 115.6 | 32 | 11.1 | 0.916 | 3500 | 85
PSGUVTNP | Lumen Focus LLC | ECL | ECL-2-HI-UV-835 | Indoor Luminaires | Linear Ambient | Direct Linear Ambient Luminaires | Standard | FALSE | [9 empty] | 42576 | Dimmable | Continuous Below 10 | Yes |  | 3.1 | 2879 | 125.2 | 23 | 11.1 | 0.916 | 3500 | 85
PF51ASZH | Lumen Focus LLC | ECL | ECL-4-LW-UV-835 | Indoor Luminaires | Linear Ambient | Direct Linear Ambient Luminaires | Standard | FALSE | [9 empty] | 42576 | Dimmable | Continuous Below 10 | Yes |  | 3.1 | 2151 | 119.5 | 18 | 11.1 | 0.916 | 3500 | 85
P4TJB5T9 | Lumen Focus LLC | ECL | ECL-8-ML-UV-835 | Indoor Luminaires | Linear Ambient | Direct Linear Ambient Luminaires | Standard | FALSE | [9 empty] | 42576 | Dimmable | Continuous Below 10 | Yes |  | 3.1 | 5717 | 129.9 | 44 | 7.5 | 0.978 | 3500 | 85
P53ZKEVN | Lumen Focus LLC | ECL | ECL-4-HI-UV-835 | Indoor Luminaires | Linear Ambient | Direct Linear Ambient Luminaires | Standard | FALSE | [9 empty] | 42576 | Dimmable | Continuous Below 10 | Yes |  | 3.1 | 6281 | 136 | 46.2 | 7.2 | 0.978 | 3500 | 85
PAVKNWB4 | Lumen Focus LLC | ECL | ECL-8-VH-UV-835 | Indoor Luminaires | Linear Ambient | Direct Linear Ambient Luminaires | Standard | FALSE | [9 empty] | 42576 | Dimmable | Continuous Below 10 | Yes |  | 3.1 | 16164 | 119.7 | 135 | 5.8 | 0.998 | 3500 | 85
P955DV6Q | Lumen Focus LLC | ECL | ECL-8-MH-UV-835 | Indoor Luminaires | Linear Ambient | Direct Linear Ambient Luminaires | Standard | FALSE | [9 empty] | 42576 | Dimmable | Continuous Below 10 | Yes |  | 3.1 | 10048 | 128.8 | 78 | 5.8 | 0.998 | 3500 | 85
PMCZRFQB | Lumen Focus LLC | ECL | ECL-4-VH-UV-835 | Indoor Luminaires | Linear Ambient | Direct Linear Ambient Luminaires | Standard | FALSE | [9 empty] | 42576 | Dimmable | Continuous Below 10 | Yes |  | 3.1 | 8292 | 122.3 | 67.8 | 5.8 | 0.998 | 3500 | 85
PAD19KNM | Lumen Focus LLC | ECL | ECL-8-MD-UV-835 | Indoor Luminaires | Linear Ambient | Direct Linear Ambient Luminaires | Standard | FALSE | [9 empty] | 42576 | Dimmable | Continuous Below 10 | Yes |  | 3.1 | 8067 | 112 | 72 | 5.8 | 0.998 | 3500 | 85
P3K87VWZ | Hangzhou Junction Imp. and Exp. Co. Ltd | Thinklux Lighting | TKUWP232-850 | Indoor Luminaires | Linear Ambient | Direct Linear Ambient Luminaires | Standard | FALSE | [9 empty] | 42576 | Not Dimmable | Not Dimmable | No |  | 3 | 4000 | 100 | 40 | 11 | 0.9 | 5000 | 80
PBNFGDS8 | Hangzhou Junction Imp. and Exp. Co. Ltd | Thinklux Lighting | TKUWP232-840 | Indoor Luminaires | Linear Ambient | Direct Linear Ambient Luminaires | Standard | FALSE | [9 empty] | 42576 | Not Dimmable | Not Dimmable | No |  | 3 | 4000 | 100 | 40 | 11 | 0.9 | 4000 | 80
PA4UKTD2 | Hangzhou Junction Imp. and Exp. Co. Ltd | Thinklux Lighting | TKUWP232-835 | Indoor Luminaires | Linear Ambient | Direct Linear Ambient Luminaires | Standard | FALSE | [9 empty] | 42576 | Not Dimmable | Not Dimmable | No |  | 3 | 4000 | 100 | 40 | 11 | 0.9 | 3500 | 80
PFSCH189 | Hangzhou Junction Imp. and Exp. Co. Ltd | Thinklux Lighting | TKUWP232-830 | Indoor Luminaires | Linear Ambient | Direct Linear Ambient Luminaires | Standard | FALSE | [9 empty] | 42576 | Not Dimmable | Not Dimmable | No |  | 3 | 4000 | 100 | 40 | 11 | 0.9 | 3000 | 80
P6VK1CAK | Jiangsu Ever-Tie Lighting Co. Ltd | Ever-tie | ETLSRK-4FT/VH/50/DM 3000K(A1+B1) | Indoor Retrofit Kit | Linear Ambient | Retrofit Kits for Direct Linear Ambient Luminaires | Premium | TRUE | 4912.2 | 108.83 | 45.137 | 8.4 | 0.9732 | 3013 | 80.64 | 5 | 50000 | 42573 |  |  | No |  | 3.1 | 5400 | 108 | 50 | 20 | 0.9 | 3000 | 80
PNEMNV3T | Jiangsu Ever-Tie Lighting Co. Ltd | Ever-tie | ETLSRK-4FT/VH/50/DM 5000K(A1+B1) | Indoor Retrofit Kit | Linear Ambient | Retrofit Kits for Direct Linear Ambient Luminaires | Premium | FALSE | [9 empty] | 42573 |  |  | No |  | 3.1 | 5978 | 120 | 50 | 20 | 0.9 | 5000 | 80
PCQQ52R7 | Jiangsu Ever-Tie Lighting Co. Ltd | Ever-tie | ETLSRK-4FT/VH/50/DM 4000K(A1+B1) | Indoor Retrofit Kit | Linear Ambient | Retrofit Kits for Direct Linear Ambient Luminaires | Premium | FALSE | [9 empty] | 42573 |  |  | No |  | 3.1 | 5880 | 118 | 50 | 20 | 0.9 | 4000 | 80
P28R5M68 | Jiangsu Ever-Tie Lighting Co. Ltd | Ever-tie | ETLSRK-4FT/VH/50/DM 3500K(A1+B1) | Indoor Retrofit Kit | Linear Ambient | Retrofit Kits for Direct Linear Ambient Luminaires | Premium | FALSE | [9 empty] | 42573 |  |  | No |  | 3.1 | 5635 | 113 | 50 | 20 | 0.9 | 3500 | 80
PM1VK26P | TechBrite LLC | TechBrite | R442SS1B50HXXXX | Indoor Retrofit Kit | Linear Ambient | Retrofit Kits for Direct Linear Ambient Luminaires | Standard | TRUE | 5859 | 134 | 43.68 | 8.11 | 0.971 | 5143 | 84.1 | 5 | 50000 | 42572 |  |  | No |  | 4 | 5859 | 130.49 | 44.9 | 8.11 | 0.97 | 5143 | 84.1
PAXYD69E | TechBrite LLC | TechBrite | R442SS1B35HXXXX | Indoor Retrofit Kit | Linear Ambient | Retrofit Kits for Direct Linear Ambient Luminaires | Standard | TRUE | 5129 | 116 | 44.27 | 8.11 | 0.971 | 3449 | 82.2 | 5 | 50000 | 42572 |  |  | No |  | 4 | 5374 | 119.69 | 44.9 | 8.11 | 0.97 | 3449 | 82.2
P71UPPTH | H.E. Williams Inc. | WILLIAMS INDOOR | 96-4-L62-840-HIAFR-WET/2-SD40-UNV | Indoor Luminaires | Linear Ambient | Direct Linear Ambient Luminaires | Standard | TRUE | 6137 | 115.2 | 53.28 | 16.888 | 0.9464 | 4050 | 83.57 | 5 | 50000 | 42572 |  |  | No |  | 4 | 6137 | 115.2 | 53.28 | 11.3 | 0.99 | 4050 | 83.57
P4WYYAPC | Luminaire LED Inc. | Vertex 7 | CLF7-3-40W-3000K-120-277-CP-XXX-2B | Indoor Luminaires | Linear Ambient | Direct Linear Ambient Luminaires | Standard | TRUE | 3868 | 90 | 42.96 | 11.5 | 0.913 | 3064 | 84.6 | 5 | 50000 | 42572 |  |  | Yes |  | 3.1 | 3842 | 89.3 | 43.03 | 11.5 | 0.91 | 3064 | 84.6
PR1N8N81 | Luminaire LED Inc. | Vertex 7 | CLF7-3-40W-4000K-120-277-CP-XXX-2B | Indoor Luminaires | Linear Ambient | Direct Linear Ambient Luminaires | Standard | FALSE | [9 empty] | 42572 |  |  | Yes |  | 3.1 | 4545 | 105.5 | 43.07 | 11.5 | 0.91 | 4174 | 86.7
PWQF5M3W | Luminaire LED Inc. | Vertex 7 | CLF7-3-40W-3500K-120-277-CP-XXX-2B | Indoor Luminaires | Linear Ambient | Direct Linear Ambient Luminaires | Standard | FALSE | [9 empty] | 42572 |  |  | Yes |  | 3.1 | 3972 | 92.3 | 43.05 | 11.5 | 0.91 | 3500 | 85.4
PP4N2VJR | TechBrite LLC | TechBrite | R844SS1B50HXXXX | Indoor Retrofit Kit | Linear Ambient | Retrofit Kits for Direct Linear Ambient Luminaires | Standard | FALSE | [9 empty] | 42572 |  |  | No |  | 4 | 11420 | 126.78 | 90.08 | 11.4 | 0.97 | 5143 | 84.1
PTZ95GEY | TechBrite LLC | TechBrite | R844SS1B50NXXXX | Indoor Retrofit Kit | Linear Ambient | Retrofit Kits for Direct Linear Ambient Luminaires | Standard | FALSE | [9 empty] | 42572 |  |  | No |  | 4 | 6352 | 127.86 | 49.68 | 8.74 | 0.98 | 5143 | 84.1
PR63989Q | TechBrite LLC | TechBrite | R844SS1B40HXXXX | Indoor Retrofit Kit | Linear Ambient | Retrofit Kits for Direct Linear Ambient Luminaires | Standard | FALSE | [9 empty] | 42572 |  |  | No |  | 4 | 11420 | 126.78 | 90.08 | 11.4 | 0.97 | 4000 | 83
PF1ERGP7 | TechBrite LLC | TechBrite | R844SS1B40NXXXX | Indoor Retrofit Kit | Linear Ambient | Retrofit Kits for Direct Linear Ambient Luminaires | Standard | FALSE | [9 empty] | 42572 |  |  | No |  | 4 | 6352 | 127.86 | 49.68 | 8.74 | 0.98 | 4000 | 83
P4YZP52N | TechBrite LLC | TechBrite | R442SS1B40HXXXX | Indoor Retrofit Kit | Linear Ambient | Retrofit Kits for Direct Linear Ambient Luminaires | Standard | FALSE | [9 empty] | 42572 |  |  | No |  | 4 | 5528 | 123.13 | 44.9 | 8.11 | 0.97 | 4000 | 83
P7GUGX7N | TechBrite LLC | TechBrite | R844SS1B35NXXXX | Indoor Retrofit Kit | Linear Ambient | Retrofit Kits for Direct Linear Ambient Luminaires | Standard | FALSE | [9 empty] | 42572 |  |  | No |  | 4 | 6352 | 127.86 | 49.68 | 8.06 | 0.98 | 3483 | 81.7
PHC35226 | TechBrite LLC | TechBrite | R844SS1B35HXXXX | Indoor Retrofit Kit | Linear Ambient | Retrofit Kits for Direct Linear Ambient Luminaires | Standard | FALSE | [9 empty] | 42572 |  |  | No |  | 4 | 11420 | 126.78 | 90.08 | 11.4 | 0.97 | 3465 | 82
PMGVQ639 | TechBrite LLC | TechBrite | R442SS1B35NXXXX | Indoor Retrofit Kit | Linear Ambient | Retrofit Kits for Direct Linear Ambient Luminaires | Standard | TRUE | 3219 | 104 | 30.9 | 8.01 | 0.955 | 3524 | 84.6 |  |  | 42571 |  |  | No |  | 4 | 3300 | 106.1 | 31.11 | 8.01 | 0.96 | 3524 | 84.6
PG7WPTRG | TechBrite LLC | TechBrite | R442SS1B50NXXXX | Indoor Retrofit Kit | Linear Ambient | Retrofit Kits for Direct Linear Ambient Luminaires | Standard | FALSE | [9 empty] | 42571 |  |  | No | Updated 11/4/2016 | 4 | 3784 | 121.6 | 31.11 | 8.01 | 0.96 | 5101 | 82.8
PNCAR6MG | TechBrite LLC | TechBrite | R442SS1B40NXXXX | Indoor Retrofit Kit | Linear Ambient | Retrofit Kits for Direct Linear Ambient Luminaires | Standard | FALSE | [9 empty] | 42571 |  |  | No |  | 4 | 3443 | 110.6 | 31.11 | 8.01 | 0.96 | 4000 | 84
P6E5YPU7 | Sigma Luminous | Sigma Luminous | VPR-44W-50K-115-PO | Indoor Luminaires | Linear Ambient | Direct Linear Ambient Luminaires | Standard | TRUE | 4013.53 | 92.82 | 43.26 | 13.23 | 0.9507 | 5151 | 83.5 | 5 | 50000 | 42570 |  |  | No |  | 3.1 | 4038 | 93.39 | 43.237 | 20 | 0.9 | 5000 | 83.5
P81BWEDW | Shenzhen Ruizi Light Electricity Technology Co. Ltd. | ERVAN | [TL]20G-ZT 1500MM(3000K) | Indoor Luminaires | Linear Ambient | Direct Linear Ambient Luminaires | Standard | TRUE | 11379 | 113.89 | 99.91 | 10.74 | 0.9312 | 2977 | 83.6 | 5 | 50000 | 42570 |  |  | No |  | 4 | 11379 | 113.89 | 99.91 | 10.74 | 0.93 | 3000 | 83.6
PSGBN73T | Shenzhen Ruizi Light Electricity Technology Co. Ltd. | ERVAN | [TL]20G-ZT 1200MM(3000K) | Indoor Luminaires | Linear Ambient | Direct Linear Ambient Luminaires | Standard | TRUE | 9553.3 | 118.82 | 80.4 | 11.06 | 0.9025 | 2936 | 82.9 | 5 | 50000 | 42570 |  |  | No |  | 4 | 9553.3 | 118.82 | 80.4 | 11.06 | 0.9 | 3000 | 82.9
PJFQC9Q9 | Shenzhen Ruizi Light Electricity Technology Co. Ltd. | ERVAN | [TL]20G 1200MM(5000K) | Indoor Luminaires | Linear Ambient | Direct Linear Ambient Luminaires | Standard | FALSE | [9 empty] | 42570 |  |  | No |  | 4 | 10217 | 125.16 | 81.63 | 10.82 | 0.9 | 5000 | 82.4
PT67WSU8 | Shenzhen Ruizi Light Electricity Technology Co. Ltd. | ERVAN | [TL]20G 1500MM(5000K) | Indoor Luminaires | Linear Ambient | Direct Linear Ambient Luminaires | Standard | FALSE | [9 empty] | 42570 |  |  | No |  | 4 | 12054 | 119.82 | 100.6 | 10.44 | 0.93 | 5000 | 81.4
PE7MWMCT | Shenzhen Ruizi Light Electricity Technology Co. Ltd. | ERVAN | [TL]20G-ZT 1200MM(5000K) | Indoor Luminaires | Linear Ambient | Direct Linear Ambient Luminaires | Standard | FALSE | [9 empty] | 42570 |  |  | No |  | 4 | 10217 | 125.16 | 81.63 | 10.82 | 0.9 | 5000 | 82.4
P48RAEWX | Shenzhen Ruizi Light Electricity Technology Co. Ltd. | ERVAN | [TL]20G-ZT 1500MM(5000K) | Indoor Luminaires | Linear Ambient | Direct Linear Ambient Luminaires | Standard | FALSE | [9 empty] | 42570 |  |  | No |  | 4 | 12054 | 119.82 | 100.6 | 10.44 | 0.93 | 5000 | 81.4
P38HXQ8J | Shenzhen Ruizi Light Electricity Technology Co. Ltd. | ERVAN | [TL]20G 1500MM(4000K) | Indoor Luminaires | Linear Ambient | Direct Linear Ambient Luminaires | Standard | FALSE | [9 empty] | 42570 |  |  | No |  | 4 | 11717 | 116.87 | 100.3 | 10.74 | 0.93 | 4000 | 83.6
PQYCZGWJ | Shenzhen Ruizi Light Electricity Technology Co. Ltd. | ERVAN | [TL]20G 1200MM(4000K) | Indoor Luminaires | Linear Ambient | Direct Linear Ambient Luminaires | Standard | FALSE | [9 empty] | 42570 |  |  | No |  | 4 | 9885.2 | 122.02 | 81.02 | 11.06 | 0.9 | 4000 | 82.9
PDA115Q8 | Shenzhen Ruizi Light Electricity Technology Co. Ltd. | ERVAN | [TL]20G-ZT 1500MM(4000K) | Indoor Luminaires | Linear Ambient | Direct Linear Ambient Luminaires | Standard | FALSE | [9 empty] | 42570 |  |  | No |  | 4 | 11717 | 116.87 | 100.3 | 10.74 | 0.93 | 4000 | 83.6
PHGPEFCM | Shenzhen Ruizi Light Electricity Technology Co. Ltd. | ERVAN | [TL]20G-ZT 1200MM(4000K) | Indoor Luminaires | Linear Ambient | Direct Linear Ambient Luminaires | Standard | FALSE | [9 empty] | 42570 |  |  | No |  | 4 | 9885.2 | 122.02 | 81.02 | 11.06 | 0.9 | 4000 | 82.9
P2Y1SG3A | Shenzhen Ruizi Light Electricity Technology Co. Ltd. | ERVAN | [TL]20G 1500MM(3000K) | Indoor Luminaires | Linear Ambient | Direct Linear Ambient Luminaires | Standard | FALSE | [9 empty] | 42570 |  |  | No |  | 4 | 11379 | 113.89 | 99.91 | 10.74 | 0.93 | 3000 | 83.6
PDRSZKCT | Shenzhen Ruizi Light Electricity Technology Co. Ltd. | ERVAN | [TL]20G 1200MM(3000K) | Indoor Luminaires | Linear Ambient | Direct Linear Ambient Luminaires | Standard | FALSE | [9 empty] | 42570 |  |  | No |  | 4 | 9553.3 | 118.82 | 80.4 | 11.06 | 0.9 | 3000 | 82.9
P5WF8U3S | Alite Co. LTD. | ALITE | AL-TP20W30K2FT1D& | Indoor Luminaires | Linear Ambient | Direct Linear Ambient Luminaires | Standard | TRUE | 2240.3 | 111.55 | 20.08 | 17.31 | 0.902 | 2920 | 84.7 | 5 | 50000 | 42569 |  |  | Yes |  | 4 | 2253.6 | 115.16 | 19.57 | 17.31 | 0.9 | 3000 | 84.7
PMWG4Z57 | Alite Co. LTD. | ALITE | AL-TP20W50K2FT1D& | Indoor Luminaires | Linear Ambient | Direct Linear Ambient Luminaires | Standard | TRUE | 2402 | 121.01 | 19.58 | 17.05 | 0.9016 | 5112 | 83.7 | 5 | 50000 | 42569 |  |  | Yes |  | 4 | 2407 | 124.26 | 19.37 | 17.05 | 0.9 | 5000 | 83.7
PUJDYM8R | Alite Co. LTD. | ALITE | AL-TP70W50K8FT1N& | Indoor Luminaires | Linear Ambient | Direct Linear Ambient Luminaires | Standard | FALSE | [9 empty] | 42569 | Not Dimmable | Not Dimmable | Yes |  | 4 | 8944 | 130.47 | 68.55 | 16.11 | 0.9 | 5000 | 85.6
PWG17JHM | Alite Co. LTD. | ALITE | AL-TP45W50K4FT1N& | Indoor Luminaires | Linear Ambient | Direct Linear Ambient Luminaires | Standard | FALSE | [9 empty] | 42569 | Not Dimmable | Not Dimmable | Yes |  | 4 | 5475.96 | 122.56 | 44.68 | 16.29 | 0.9 | 5000 | 83.8
P7FHV1T9 | Alite Co. LTD. | ALITE | AL-TP36W50K4FT1N& | Indoor Luminaires | Linear Ambient | Direct Linear Ambient Luminaires | Standard | FALSE | [9 empty] | 42569 | Not Dimmable | Not Dimmable | Yes |  | 4 | 4524.48 | 125.68 | 36 | 18 | 0.9 | 5000 | 83.7
PPBVKYF2 | Alite Co. LTD. | ALITE | AL-TP20W50K2FT1N& | Indoor Luminaires | Linear Ambient | Direct Linear Ambient Luminaires | Standard | FALSE | [9 empty] | 42569 | Not Dimmable | Not Dimmable | Yes |  | 4 | 2407 | 124.26 | 19.37 | 17.05 | 0.9 | 5000 | 83.7
PX6SSDJD | Alite Co. LTD. | ALITE | AL-TP70W50K8FT1D& | Indoor Luminaires | Linear Ambient | Direct Linear Ambient Luminaires | Standard | FALSE | [9 empty] | 42569 | Dimmable | Continuous Below 10 | Yes |  | 4 | 8944 | 130.47 | 68.55 | 16.11 | 0.9 | 5000 | 85.6
PSHSDHNK | Alite Co. LTD. | ALITE | AL-TP45W50K4FT1D& | Indoor Luminaires | Linear Ambient | Direct Linear Ambient Luminaires | Standard | FALSE | [9 empty] | 42569 | Dimmable | Continuous Below 10 | Yes |  | 4 | 5475.96 | 121.69 | 45 | 16.29 | 0.9 | 5000 | 83.8
PW65833E | Alite Co. LTD. | ALITE | AL-TP36W50K4FT1D& | Indoor Luminaires | Linear Ambient | Direct Linear Ambient Luminaires | Standard | FALSE | [9 empty] | 42569 | Dimmable | Continuous Below 10 | Yes |  | 4 | 4524.48 | 125.68 | 36 | 18 | 0.9 | 5000 | 83.7
PDWTQVP6 | Alite Co. LTD. | ALITE | AL-TP36W45K4FT1N& | Indoor Luminaires | Linear Ambient | Direct Linear Ambient Luminaires | Standard | FALSE | [9 empty] | 42569 | Not Dimmable | Not Dimmable | Yes |  | 4 | 4452.46 | 123.68 | 36 | 18 | 0.9 | 4500 | 85.2
PSZ2YGRG | Alite Co. LTD. | ALITE | AL-TP45W45K4FT1N& | Indoor Luminaires | Linear Ambient | Direct Linear Ambient Luminaires | Standard | FALSE | [9 empty] | 42569 | Not Dimmable | Not Dimmable | Yes |  | 4 | 5388.79 | 119.75 | 45 | 16.59 | 0.9 | 4500 | 84.9
PS61ZRPP | Alite Co. LTD. | ALITE | AL-TP20W45K2FT1N& | Indoor Luminaires | Linear Ambient | Direct Linear Ambient Luminaires | Standard | FALSE | [9 empty] | 42569 | Not Dimmable | Not Dimmable | Yes |  | 4 | 2368.65 | 121.03 | 19.57 | 17.31 | 0.9 | 4500 | 84.7
PSRCFQ3T | Alite Co. LTD. | ALITE | AL-TP70W45K8FT1N& | Indoor Luminaires | Linear Ambient | Direct Linear Ambient Luminaires | Standard | FALSE | [9 empty] | 42569 | Not Dimmable | Not Dimmable | Yes |  | 4 | 8855 | 130.8 | 67.7 | 15.9 | 0.9 | 4500 | 82.7
PYNN1Y78 | Alite Co. LTD. | ALITE | AL-TP36W45K4FT1D& | Indoor Luminaires | Linear Ambient | Direct Linear Ambient Luminaires | Standard | FALSE | [9 empty] | 42569 | Dimmable | Continuous Below 10 | Yes |  | 4 | 4452.46 | 123.68 | 36 | 18 | 0.9 | 4500 | 85.2
PXAAFNDE | Alite Co. LTD. | ALITE | AL-TP45W45K4FT1D& | Indoor Luminaires | Linear Ambient | Direct Linear Ambient Luminaires | Standard | FALSE | [9 empty] | 42569 | Dimmable | Continuous Below 10 | Yes |  | 4 | 5388.79 | 119.75 | 45 | 16.59 | 0.9 | 4500 | 84.9
PZEKH4MD | Alite Co. LTD. | ALITE | AL-TP20W45K2FT1D& | Indoor Luminaires | Linear Ambient | Direct Linear Ambient Luminaires | Standard | FALSE | [9 empty] | 42569 | Dimmable | Continuous Below 10 | Yes |  | 4 | 2368.65 | 121.03 | 19.57 | 17.31 | 0.9 | 4500 | 84.7
PZMYA4FD | Alite Co. LTD. | ALITE | AL-TP70W45K8FT1D& | Indoor Luminaires | Linear Ambient | Direct Linear Ambient Luminaires | Standard | FALSE | [9 empty] | 42569 | Dimmable | Continuous Below 10 | Yes |  | 4 | 8855 | 130.8 | 67.7 | 15.9 | 0.9 | 4500 | 82.7
PBUEANS5 | Alite Co. LTD. | ALITE | AL-TP36W40K4FT1N& | Indoor Luminaires | Linear Ambient | Direct Linear Ambient Luminaires | Standard | FALSE | [9 empty] | 42569 | Not Dimmable | Not Dimmable | Yes |  | 4 | 4380.44 | 121.68 | 36 | 18 | 0.9 | 4000 | 85.2
PRMFQH9C | Alite Co. LTD. | ALITE | AL-TP45W40K4FT1N& | Indoor Luminaires | Linear Ambient | Direct Linear Ambient Luminaires | Standard | FALSE | [9 empty] | 42569 | Not Dimmable | Not Dimmable | Yes |  | 4 | 5301.63 | 117.81 | 45 | 16.59 | 0.9 | 4000 | 84.9
PYUG3TGE | Alite Co. LTD. | ALITE | AL-TP20W40K2FT1N& | Indoor Luminaires | Linear Ambient | Direct Linear Ambient Luminaires | Standard | FALSE | [9 empty] | 42569 | Not Dimmable | Not Dimmable | Yes |  | 4 | 2330.3 | 119.08 | 19.57 | 17.31 | 0.9 | 4000 | 84.7
P6B76A2X | Alite Co. LTD. | ALITE | AL-TP70W40K8FT1N& | Indoor Luminaires | Linear Ambient | Direct Linear Ambient Luminaires | Standard | FALSE | [9 empty] | 42569 | Not Dimmable | Not Dimmable | Yes |  | 4 | 8766 | 129.48 | 67.7 | 15.9 | 0.9 | 4000 | 82.7
PB9BFX3J | Alite Co. LTD. | ALITE | AL-TP36W40K4FT1D& | Indoor Luminaires | Linear Ambient | Direct Linear Ambient Luminaires | Standard | FALSE | [9 empty] | 42569 | Dimmable | Continuous Below 10 | Yes |  | 4 | 4380.44 | 121.68 | 36 | 18 | 0.9 | 4000 | 85.2
PN17QKJ9 | Alite Co. LTD. | ALITE | AL-TP45W40K4FT1D& | Indoor Luminaires | Linear Ambient | Direct Linear Ambient Luminaires | Standard | FALSE | [9 empty] | 42569 | Dimmable | Continuous Below 10 | Yes |  | 4 | 5301.63 | 117.81 | 45 | 16.59 | 0.9 | 4000 | 84.9
PTDU9RD2 | Alite Co. LTD. | ALITE | AL-TP20W40K2FT1D& | Indoor Luminaires | Linear Ambient | Direct Linear Ambient Luminaires | Standard | FALSE | [9 empty] | 42569 | Dimmable | Continuous Below 10 | Yes |  | 4 | 2330.3 | 119.08 | 19.57 | 17.31 | 0.9 | 4000 | 84.7
P7MY9PHU | Alite Co. LTD. | ALITE | AL-TP70W40K8FT1D& | Indoor Luminaires | Linear Ambient | Direct Linear Ambient Luminaires | Standard | FALSE | [9 empty] | 42569 | Dimmable | Continuous Below 10 | Yes |  | 4 | 8766 | 129.48 | 67.7 | 15.9 | 0.9 | 4000 | 82.7
PCYSC41M | Alite Co. LTD. | ALITE | AL-TP36W35K4FT1N& | Indoor Luminaires | Linear Ambient | Direct Linear Ambient Luminaires | Standard | FALSE | [9 empty] | 42569 | Not Dimmable | Not Dimmable | Yes |  | 4 | 4308.42 | 119.68 | 36 | 18 | 0.9 | 3500 | 85.2
P15WP2MV | Alite Co. LTD. | ALITE | AL-TP45W35K4FT1N& | Indoor Luminaires | Linear Ambient | Direct Linear Ambient Luminaires | Standard | FALSE | [9 empty] | 42569 | Not Dimmable | Not Dimmable | Yes |  | 4 | 5214.46 | 115.88 | 45 | 16.59 | 0.9 | 3500 | 84.9
PNXRFX8V | Alite Co. LTD. | ALITE | AL-TP20W35K2FT1N& | Indoor Luminaires | Linear Ambient | Direct Linear Ambient Luminaires | Standard | FALSE | [9 empty] | 42569 | Not Dimmable | Not Dimmable | Yes |  | 4 | 2291.95 | 117.12 | 19.57 | 17.31 | 0.9 | 3500 | 84.7
PJABQ6FZ | Alite Co. LTD. | ALITE | AL-TP70W35K8FT1N& | Indoor Luminaires | Linear Ambient | Direct Linear Ambient Luminaires | Standard | FALSE | [9 empty] | 42569 | Not Dimmable | Not Dimmable | Yes |  | 4 | 8677 | 128.17 | 67.7 | 15.9 | 0.9 | 3500 | 82.7
PS4BGPUX | Alite Co. LTD. | ALITE | AL-TP36W35K4FT1D& | Indoor Luminaires | Linear Ambient | Direct Linear Ambient Luminaires | Standard | FALSE | [9 empty] | 42569 | Dimmable | Continuous Below 10 | Yes |  | 4 | 4308.42 | 119.68 | 36 | 18 | 0.9 | 3500 | 85.2
PZ5Y4FXU | Alite Co. LTD. | ALITE | AL-TP45W35K4FT1D& | Indoor Luminaires | Linear Ambient | Direct Linear Ambient Luminaires | Standard | FALSE | [9 empty] | 42569 | Dimmable | Continuous Below 10 | Yes |  | 4 | 5214.46 | 115.88 | 45 | 16.59 | 0.9 | 3500 | 84.9
P19HP9TD | Alite Co. LTD. | ALITE | AL-TP20W35K2FT1D& | Indoor Luminaires | Linear Ambient | Direct Linear Ambient Luminaires | Standard | FALSE | [9 empty] | 42569 | Dimmable | Continuous Below 10 | Yes |  | 4 | 2291.95 | 117.12 | 19.57 | 17.31 | 0.9 | 3500 | 84.7
PFQ2W2VB | Alite Co. LTD. | ALITE | AL-TP70W35K8FT1D& | Indoor Luminaires | Linear Ambient | Direct Linear Ambient Luminaires | Standard | FALSE | [9 empty] | 42569 | Dimmable | Continuous Below 10 | Yes |  | 4 | 8677 | 128.17 | 67.7 | 15.9 | 0.9 | 3500 | 82.7
PCJTR129 | Alite Co. LTD. | ALITE | AL-TP36W30K4FT1N& | Indoor Luminaires | Linear Ambient | Direct Linear Ambient Luminaires | Standard | FALSE | [9 empty] | 42569 | Not Dimmable | Not Dimmable | Yes |  | 4 | 4236.4 | 116.31 | 36.42 | 18 | 0.9 | 3000 | 85.2
PBQDMGJP | Alite Co. LTD. | ALITE | AL-TP45W30K4FT1N& | Indoor Luminaires | Linear Ambient | Direct Linear Ambient Luminaires | Standard | FALSE | [9 empty] | 42569 | Not Dimmable | Not Dimmable | Yes |  | 4 | 5127.3 | 116.77 | 43.91 | 16.59 | 0.9 | 3000 | 84.9
P2UCBGBK | Alite Co. LTD. | ALITE | AL-TP20W30K2FT1N& | Indoor Luminaires | Linear Ambient | Direct Linear Ambient Luminaires | Standard | FALSE | [9 empty] | 42569 | Not Dimmable | Not Dimmable | Yes |  | 4 | 2253.6 | 115.16 | 19.57 | 17.31 | 0.9 | 3000 | 84.7
PSCMJPFM | Alite Co. LTD. | ALITE | AL-TP70W30K8FT1N& | Indoor Luminaires | Linear Ambient | Direct Linear Ambient Luminaires | Standard | FALSE | [9 empty] | 42569 | Not Dimmable | Not Dimmable | Yes |  | 4 | 8588 | 126.86 | 67.7 | 15.9 | 0.9 | 3000 | 82.7
PUR8JCSN | Alite Co. LTD. | ALITE | AL-TP36W30K4FT1D& | Indoor Luminaires | Linear Ambient | Direct Linear Ambient Luminaires | Standard | FALSE | [9 empty] | 42569 | Dimmable | Continuous Below 10 | Yes |  | 4 | 4236.4 | 116.31 | 36.42 | 18 | 0.9 | 3000 | 85.2
P1T17BKW | Alite Co. LTD. | ALITE | AL-TP45W30K4FT1D& | Indoor Luminaires | Linear Ambient | Direct Linear Ambient Luminaires | Standard | FALSE | [9 empty] | 42569 | Dimmable | Continuous Below 10 | Yes |  | 4 | 5127.3 | 116.77 | 43.91 | 16.59 | 0.9 | 3000 | 84.9
PM4DD9W7 | Alite Co. LTD. | ALITE | AL-TP70W30K8FT1D& | Indoor Luminaires | Linear Ambient | Direct Linear Ambient Luminaires | Standard | FALSE | [9 empty] | 42569 | Dimmable | Continuous Below 10 | Yes |  | 4 | 8588 | 126.86 | 67.7 | 15.9 | 0.9 | 3000 | 82.7
P4H74APU | Jiangsu Ever-Tie Lighting Co. Ltd | Ever-tie | ETLSN-4FT/VH/50/DM 3000K (A1+B1) | Indoor Luminaires | Linear Ambient | Direct Linear Ambient Luminaires | Premium | TRUE | 4941.5 | 109.79 | 45.01 | 3.5 | 0.9782 | 3022 | 80.53 | 5 | 50000 | 42566 |  |  | No |  | 3.1 | 5400 | 108 | 50 | 20 | 0.9 | 3000 | 80
PA2EEHE9 | Jiangsu Ever-Tie Lighting Co. Ltd | Ever-tie | ETLSRK-4FT/VH/40/DM 3000K(A1+B1) | Indoor Retrofit Kit | Linear Ambient | Retrofit Kits for Direct Linear Ambient Luminaires | Premium | TRUE | 3947.5 | 114.17 | 34.576 | 5.7 | 0.9625 | 2999 | 80.79 | 5 | 50000 | 42566 |  |  | No |  | 3.1 | 4400 | 110 | 40 | 20 | 0.9 | 3000 | 80
PXTWCY4T | Luminii Corp. | Luminii | T-XX-4-12-10-840-F-X-D010-XX | Indoor Luminaires | Linear Ambient | Linear Ambient Luminaires w/ Indirect component | Premium | TRUE | 8530 | 115.1 | 74.09 | 20.71 | 0.921 | 3953 | 82.7 | 5 | 50000 | 42566 |  |  | Yes |  | 3.1 | 8718 | 117.5 | 74.21 | 4.88 | 1 | 3959 | 82.7
P8B4HSEH | Jiangsu Ever-Tie Lighting Co. Ltd | Ever-tie | ETLSRK-4FT/VH/40/DM 5000K(A1+B1) | Indoor Retrofit Kit | Linear Ambient | Retrofit Kits for Direct Linear Ambient Luminaires | Premium | FALSE | [9 empty] | 42566 |  |  | No |  | 3.1 | 4800 | 120 | 40 | 20 | 0.9 | 5000 | 80
PVA876EZ | Jiangsu Ever-Tie Lighting Co. Ltd | Ever-tie | ETLSRK-4FT/VH/40/DM 4000K(A1+B1) | Indoor Retrofit Kit | Linear Ambient | Retrofit Kits for Direct Linear Ambient Luminaires | Premium | FALSE | [9 empty] | 42566 |  |  | No |  | 3.1 | 4600 | 115 | 40 | 20 | 0.9 | 4000 | 80
PMQ4UEF2 | Jiangsu Ever-Tie Lighting Co. Ltd | Ever-tie | ETLSRK-4FT/VH/40/DM 3500K(A1+B1) | Indoor Retrofit Kit | Linear Ambient | Retrofit Kits for Direct Linear Ambient Luminaires | Premium | FALSE | [9 empty] | 42566 |  |  | No |  | 3.1 | 4520 | 113 | 40 | 20 | 0.9 | 3500 | 80
PPZC5V28 | Jiangsu Ever-Tie Lighting Co. Ltd | Ever-tie | ETLSN-4FT/VH/50/DM 5000K (A1+B1) | Indoor Luminaires | Linear Ambient | Direct Linear Ambient Luminaires | Premium | FALSE | [9 empty] | 42566 |  |  | No |  | 3.1 | 6000 | 120 | 50 | 20 | 0.9 | 5000 | 80
PRGEY5EQ | Jiangsu Ever-Tie Lighting Co. Ltd | Ever-tie | ETLSN-4FT/VH/50/DM 4000K (A1+B1) | Indoor Luminaires | Linear Ambient | Direct Linear Ambient Luminaires | Premium | FALSE | [9 empty] | 42566 |  |  | No |  | 3.1 | 5750 | 115 | 50 | 20 | 0.9 | 4000 | 80
PGQDQFWD | Jiangsu Ever-Tie Lighting Co. Ltd | Ever-tie | ETLSN-4FT/VH/50/DM 3500K(A1+B1) | Indoor Luminaires | Linear Ambient | Direct Linear Ambient Luminaires | Premium | FALSE | [9 empty] | 42566 |  |  | No |  | 3.1 | 5500 | 110 | 50 | 20 | 0.9 | 3500 | 80
P43PMZNE | BJ Take Inc. | BJ Take | BLV-4'-6.5L-830-UNV-L16 | Indoor Luminaires | Linear Ambient | Direct Linear Ambient Luminaires | Premium | TRUE | 6245.2 | 126.3 | 49.45 | 15.68 | 0.997 | 3124 | 83.9 | 5 | 50000 | 42565 |  |  | Yes |  | 4 | 6245.2 | 126.3 | 49.45 | 6.78 | 1 | 3134.88 | 83.58
PYFT4MJY | BJ Take Inc. | BJ Take | BLV-8'-5.5L-850-UNV-L16 | Indoor Luminaires | Linear Ambient | Direct Linear Ambient Luminaires | Premium | TRUE | 5622 | 137.2 | 39.92 | 12.62 | 0.975 | 5145 | 83.8 | 5 | 50000 | 42565 |  |  | Yes |  | 4 | 5622 | 137.2 | 40.99 | 6.05 | 1 | 5145 | 83.8
PQ9JAEJP | Engineered Products Co. | EPCO | RFK4-LED-3350-A | Indoor Retrofit Kit | Linear Ambient | Retrofit Kits for Direct Linear Ambient Luminaires | Standard | TRUE | 3766 | 106.7 | 35.3 | 15.3 | 0.97 | 5273 | 85 | 5 | 50000 | 42565 |  |  | No |  | 3.1 | 3766 | 106.69 | 35.3 | 10.3 | 0.99 | 5000 | 85
PRR4H5TZ | BJ Take Inc. | BJ Take | BLV-4'-2.5L-830-UNV-L16 | Indoor Luminaires | Linear Ambient | Direct Linear Ambient Luminaires | Premium | TRUE | 2143 | 127.1 | 16.9 | 15.68 | 0.934 | 3124 | 83.9 | 5 | 50000 | 42565 |  |  | Yes |  | 4 | 2143 | 127.1 | 16.86 | 9.26 | 0.99 | 3124 | 83.9
PWU39D74 | Engineered Products Co. | EPCO | RFK8-LED-6650-A | Indoor Retrofit Kit | Linear Ambient | Retrofit Kits for Direct Linear Ambient Luminaires | Standard | FALSE | [9 empty] | 42565 |  |  | No |  | 3.1 | 7532 | 106.69 | 70.6 | 10.3 | 0.99 | 5000 | 85
PCYNQ652 | Engineered Products Co. | EPCO | RFK8-LED-6650 | Indoor Retrofit Kit | Linear Ambient | Retrofit Kits for Direct Linear Ambient Luminaires | Standard | FALSE | [9 empty] | 42565 |  |  | No |  | 3.1 | 8492 | 120.28 | 70.6 | 10.2 | 0.99 | 5000 | 84
PZHXWA1X | Engineered Products Co. | EPCO | RFK4-LED-3350 | Indoor Retrofit Kit | Linear Ambient | Retrofit Kits for Direct Linear Ambient Luminaires | Standard | FALSE | [9 empty] | 42565 |  |  | No |  | 3.1 | 4246 | 120.28 | 35.3 | 10.2 | 0.99 | 5000 | 84
P99RR2T7 | Engineered Products Co. | EPCO | RFK8-LED-6640-A | Indoor Retrofit Kit | Linear Ambient | Retrofit Kits for Direct Linear Ambient Luminaires | Standard | FALSE | [9 empty] | 42565 |  |  | No |  | 3.1 | 6866 | 100.09 | 68.6 | 11 | 0.99 | 4000 | 87
PRYNS9PK | Engineered Products Co. | EPCO | RFK4-LED-3340-A | Indoor Retrofit Kit | Linear Ambient | Retrofit Kits for Direct Linear Ambient Luminaires | Standard | FALSE | [9 empty] | 42565 |  |  | No |  | 3.1 | 3433 | 100.09 | 34.3 | 11 | 0.99 | 4000 | 87
P177JNRM | Engineered Products Co. | EPCO | RFK8-LED-6640 | Indoor Retrofit Kit | Linear Ambient | Retrofit Kits for Direct Linear Ambient Luminaires | Standard | FALSE | [9 empty] | 42565 |  |  | No |  | 3.1 | 7808 | 113.82 | 68.6 | 11 | 0.99 | 4000 | 85
PH53HAST | Engineered Products Co. | EPCO | RFK4-LED-3340 | Indoor Retrofit Kit | Linear Ambient | Retrofit Kits for Direct Linear Ambient Luminaires | Standard | FALSE | [9 empty] | 42565 |  |  | No |  | 3.1 | 3904 | 113.82 | 34.3 | 11 | 0.99 | 4000 | 85
PNJ8BANS | BJ Take Inc. | BJ Take | BLV-8'-20.5L-850-347-L16 | Indoor Luminaires | Linear Ambient | Direct Linear Ambient Luminaires | Premium | FALSE | [9 empty] | 42565 | Not Dimmable | Not Dimmable | Yes |  | 4 | 21385.84 | 126.99 | 168.41 | 11.88 | 0.93 | 5107.5 | 83.58
PAD1YFZ3 | BJ Take Inc. | BJ Take | BLV-8'-16.5L-850-347-L16 | Indoor Luminaires | Linear Ambient | Direct Linear Ambient Luminaires | Premium | FALSE | [9 empty] | 42565 | Not Dimmable | Not Dimmable | Yes |  | 4 | 17092.52 | 135.28 | 126.35 | 11.88 | 0.93 | 5107.5 | 83.58
P47TURXA | BJ Take Inc. | BJ Take | BLV-8'-12.5L-850-347-L16 | Indoor Luminaires | Linear Ambient | Direct Linear Ambient Luminaires | Premium | FALSE | [9 empty] | 42565 | Not Dimmable | Not Dimmable | Yes |  | 4 | 12928.67 | 135.07 | 95.72 | 11.88 | 0.93 | 5107.5 | 83.58
PSEDVN35 | BJ Take Inc. | BJ Take | BLV-8'-10.5L-850-347-L16 | Indoor Luminaires | Linear Ambient | Direct Linear Ambient Luminaires | Premium | FALSE | [9 empty] | 42565 | Not Dimmable | Not Dimmable | Yes |  | 4 | 10846.74 | 134.9 | 80.41 | 11.88 | 0.93 | 5107.5 | 83.58
P7XUQYK9 | BJ Take Inc. | BJ Take | BLV-4'-10.5L-850-347-L16 | Indoor Luminaires | Linear Ambient | Direct Linear Ambient Luminaires | Premium | FALSE | [9 empty] | 42565 | Not Dimmable | Not Dimmable | Yes |  | 4 | 10680.02 | 131.8 | 81.03 | 11.88 | 0.93 | 5107.5 | 83.58
PJZVYM5G | BJ Take Inc. | BJ Take | BLV-4'-9.5L-850-347-L16 | Indoor Luminaires | Linear Ambient | Direct Linear Ambient Luminaires | Premium | FALSE | [9 empty] | 42565 | Not Dimmable | Not Dimmable | Yes |  | 4 | 9805.78 | 134.79 | 72.75 | 11.88 | 0.93 | 5107.5 | 83.58
P7ZB36HN | BJ Take Inc. | BJ Take | BLV-8'-9.5L-850-347-L16 | Indoor Luminaires | Linear Ambient | Direct Linear Ambient Luminaires | Premium | FALSE | [9 empty] | 42565 | Not Dimmable | Not Dimmable | Yes |  | 4 | 9805.78 | 134.79 | 72.75 | 11.88 | 0.93 | 5107.5 | 83.58
PAJ8FU3B | BJ Take Inc. | BJ Take | BLV-8'-8.5L-850-347-L16 | Indoor Luminaires | Linear Ambient | Direct Linear Ambient Luminaires | Premium | FALSE | [9 empty] | 42565 | Not Dimmable | Not Dimmable | Yes |  | 4 | 8764.82 | 134.66 | 65.09 | 11.88 | 0.93 | 5107.5 | 83.58
P37XBKBP | BJ Take Inc. | BJ Take | BLV-4'-8.5L-850-347-L16 | Indoor Luminaires | Linear Ambient | Direct Linear Ambient Luminaires | Premium | FALSE | [9 empty] | 42565 | Not Dimmable | Not Dimmable | Yes |  | 4 | 8764.82 | 134.66 | 65.09 | 11.88 | 0.93 | 5107.5 | 83.58
PHZDP4CH | BJ Take Inc. | BJ Take | BLV-4'-7.5L-850-347-L16 | Indoor Luminaires | Linear Ambient | Direct Linear Ambient Luminaires | Premium | FALSE | [9 empty] | 42565 | Not Dimmable | Not Dimmable | Yes |  | 4 | 7723.85 | 134.49 | 57.43 | 11.88 | 0.93 | 5107.5 | 83.58
P1S6V4GJ | BJ Take Inc. | BJ Take | BLV-8'-7.5L-850-347-L16 | Indoor Luminaires | Linear Ambient | Direct Linear Ambient Luminaires | Premium | FALSE | [9 empty] | 42565 | Not Dimmable | Not Dimmable | Yes |  | 4 | 7723.85 | 134.49 | 57.43 | 11.88 | 0.93 | 5107.5 | 83.58
PXUU4YXS | BJ Take Inc. | BJ Take | BLV-8'-6.5L-850-347-L16 | Indoor Luminaires | Linear Ambient | Direct Linear Ambient Luminaires | Premium | FALSE | [9 empty] | 42565 | Not Dimmable | Not Dimmable | Yes |  | 4 | 6682.89 | 134.26 | 49.78 | 11.88 | 0.93 | 5107.5 | 83.58
PVNEPKTJ | BJ Take Inc. | BJ Take | BLV-4'-6.5L-850-347-L16 | Indoor Luminaires | Linear Ambient | Direct Linear Ambient Luminaires | Premium | FALSE | [9 empty] | 42565 | Not Dimmable | Not Dimmable | Yes |  | 4 | 6501.02 | 130.72 | 49.73 | 11.88 | 0.93 | 5107.5 | 83.58
PCY6R8YU | BJ Take Inc. | BJ Take | BLV-4'-5.5L-850-347-L16 | Indoor Luminaires | Linear Ambient | Direct Linear Ambient Luminaires | Premium | FALSE | [9 empty] | 42565 | Not Dimmable | Not Dimmable | Yes |  | 4 | 5641.93 | 133.96 | 42.12 | 11.88 | 0.93 | 5107.5 | 83.58
PCEWDSWD | BJ Take Inc. | BJ Take | BLVN-4'-5.5L-850-347-L16 | Indoor Luminaires | Linear Ambient | Direct Linear Ambient Luminaires | Premium | FALSE | [9 empty] | 42565 | Not Dimmable | Not Dimmable | Yes |  | 4 | 5641.93 | 133.96 | 42.12 | 11.88 | 0.93 | 5107.5 | 83.58
P59FTGWZ | BJ Take Inc. | BJ Take | BLV-8'-5.5L-850-347-L16 | Indoor Luminaires | Linear Ambient | Direct Linear Ambient Luminaires | Premium | FALSE | [9 empty] | 42565 | Not Dimmable | Not Dimmable | Yes |  | 4 | 5562.41 | 134.86 | 41.25 | 11.88 | 0.93 | 5107.5 | 83.58
P2TXR97C | BJ Take Inc. | BJ Take | BLV-4'-4.5L-850-347-L16 | Indoor Luminaires | Linear Ambient | Direct Linear Ambient Luminaires | Premium | FALSE | [9 empty] | 42565 | Not Dimmable | Not Dimmable | Yes |  | 4 | 4600.97 | 133.52 | 34.46 | 11.88 | 0.93 | 5107.5 | 83.58
PXANPHNQ | BJ Take Inc. | BJ Take | BLVN-4'-4.5L-850-347-L16 | Indoor Luminaires | Linear Ambient | Direct Linear Ambient Luminaires | Premium | FALSE | [9 empty] | 42565 | Not Dimmable | Not Dimmable | Yes |  | 4 | 4454.28 | 129.32 | 34.44 | 11.88 | 0.93 | 5107.5 | 83.58
PSBB95PV | BJ Take Inc. | BJ Take | BLV-4'-3.5L-850-347-L16 | Indoor Luminaires | Linear Ambient | Direct Linear Ambient Luminaires | Premium | FALSE | [9 empty] | 42565 | Not Dimmable | Not Dimmable | Yes |  | 4 | 3560 | 132.83 | 26.8 | 11.88 | 0.93 | 5107.5 | 83.58
PGVTSTRD | BJ Take Inc. | BJ Take | BLVN-4'-3.5L-850-347-L16 | Indoor Luminaires | Linear Ambient | Direct Linear Ambient Luminaires | Premium | FALSE | [9 empty] | 42565 | Not Dimmable | Not Dimmable | Yes |  | 4 | 3560 | 132.83 | 26.8 | 11.88 | 0.93 | 5107.5 | 83.58
PVPJK6Y4 | BJ Take Inc. | BJ Take | BLVN-4'-2.5L-850-347-L16 | Indoor Luminaires | Linear Ambient | Direct Linear Ambient Luminaires | Premium | FALSE | [9 empty] | 42565 | Not Dimmable | Not Dimmable | Yes |  | 4 | 2278.35 | 127.43 | 17.88 | 11.88 | 0.93 | 5107.5 | 83.58
PY33HPVS | BJ Take Inc. | BJ Take | BLV-8'-20.5L-850-UNV-L16 | Indoor Luminaires | Linear Ambient | Direct Linear Ambient Luminaires | Premium | FALSE | [9 empty] | 42565 | Not Dimmable | Not Dimmable | Yes |  | 4 | 21614.97 | 129.15 | 167.36 | 6.78 | 1 | 5107.5 | 83.58
PBUCKT9Z | BJ Take Inc. | BJ Take | BLV-8'-16.5L-850-UNV-L16 | Indoor Luminaires | Linear Ambient | Direct Linear Ambient Luminaires | Premium | FALSE | [9 empty] | 42565 | Not Dimmable | Not Dimmable | Yes |  | 4 | 17275.64 | 137.58 | 125.57 | 6.78 | 1 | 5107.5 | 83.58
P2QCA7AY | BJ Take Inc. | BJ Take | BLV-8'-12.5L-850-UNV-L16 | Indoor Luminaires | Linear Ambient | Direct Linear Ambient Luminaires | Premium | FALSE | [9 empty] | 42565 | Not Dimmable | Not Dimmable | Yes |  | 4 | 13067.18 | 137.37 | 95.13 | 6.78 | 1 | 5107.5 | 83.58
PCNVUU4K | BJ Take Inc. | BJ Take | BLV-4'-10.5L-850-UNV-L16 | Indoor Luminaires | Linear Ambient | Direct Linear Ambient Luminaires | Premium | FALSE | [9 empty] | 42565 | Not Dimmable | Not Dimmable | Yes |  | 4 | 11008.28 | 131.68 | 83.6 | 6.78 | 1 | 5107.5 | 83.58
PPVRGXDY | BJ Take Inc. | BJ Take | BLV-8'-10.5L-850-UNV-L16 | Indoor Luminaires | Linear Ambient | Direct Linear Ambient Luminaires | Premium | FALSE | [9 empty] | 42565 | Not Dimmable | Not Dimmable | Yes |  | 4 | 10962.95 | 137.2 | 79.91 | 6.78 | 1 | 5107.5 | 83.58
PAXDXVN5 | BJ Take Inc. | BJ Take | BLV-8'-9.5L-850-UNV-L16 | Indoor Luminaires | Linear Ambient | Direct Linear Ambient Luminaires | Premium | FALSE | [9 empty] | 42565 | Not Dimmable | Not Dimmable | Yes |  | 4 | 9910.84 | 137.09 | 72.3 | 6.78 | 1 | 5107.5 | 83.58
P12RPPGC | BJ Take Inc. | BJ Take | BLV-4'-9.5L-850-UNV-L16 | Indoor Luminaires | Linear Ambient | Direct Linear Ambient Luminaires | Premium | FALSE | [9 empty] | 42565 | Not Dimmable | Not Dimmable | Yes |  | 4 | 9910.84 | 137.09 | 72.3 | 6.78 | 1 | 5107.5 | 83.58
PVZ6ZNNX | BJ Take Inc. | BJ Take | BLV-4'-8.5L-850-UNV-L16 | Indoor Luminaires | Linear Ambient | Direct Linear Ambient Luminaires | Premium | FALSE | [9 empty] | 42565 | Not Dimmable | Not Dimmable | Yes |  | 4 | 8858.72 | 136.95 | 64.69 | 6.78 | 1 | 5107.5 | 83.58
PB8HKK48 | BJ Take Inc. | BJ Take | BLV-8'-8.5L-850-UNV-L16 | Indoor Luminaires | Linear Ambient | Direct Linear Ambient Luminaires | Premium | FALSE | [9 empty] | 42565 | Not Dimmable | Not Dimmable | Yes |  | 4 | 8858.72 | 136.95 | 64.69 | 6.78 | 1 | 5107.5 | 83.58
PWRBTNWG | BJ Take Inc. | BJ Take | BLV-4'-7.5L-850-UNV-L16 | Indoor Luminaires | Linear Ambient | Direct Linear Ambient Luminaires | Premium | FALSE | [9 empty] | 42565 | Not Dimmable | Not Dimmable | Yes |  | 4 | 7806.61 | 136.78 | 57.08 | 6.78 | 1 | 5107.5 | 83.58
PKRHDEYZ | BJ Take Inc. | BJ Take | BLV-8'-7.5L-850-UNV-L16 | Indoor Luminaires | Linear Ambient | Direct Linear Ambient Luminaires | Premium | FALSE | [9 empty] | 42565 | Not Dimmable | Not Dimmable | Yes |  | 4 | 7806.61 | 136.78 | 57.08 | 6.78 | 1 | 5107.5 | 83.58
P5PCKDMB | BJ Take Inc. | BJ Take | BLV-8'-6.5L-850-UNV-L16 | Indoor Luminaires | Linear Ambient | Direct Linear Ambient Luminaires | Premium | FALSE | [9 empty] | 42565 | Not Dimmable | Not Dimmable | Yes |  | 4 | 6754.49 | 136.55 | 49.47 | 6.78 | 1 | 5107.5 | 83.58
P4AJNCHB | BJ Take Inc. | BJ Take | BLV-4'-6.5L-850-UNV-L16 | Indoor Luminaires | Linear Ambient | Direct Linear Ambient Luminaires | Premium | FALSE | [9 empty] | 42565 | Not Dimmable | Not Dimmable | Yes |  | 4 | 6570.67 | 132.95 | 49.42 | 6.78 | 1 | 5107.5 | 83.58
PR831GZK | BJ Take Inc. | BJ Take | BLVN-4'-5.5L-850-UNV-L16 | Indoor Luminaires | Linear Ambient | Direct Linear Ambient Luminaires | Premium | FALSE | [9 empty] | 42565 | Not Dimmable | Not Dimmable | Yes |  | 4 | 5702.38 | 136.24 | 41.86 | 6.78 | 1 | 5107.5 | 83.58
PA4FNQKX | BJ Take Inc. | BJ Take | BLV-4'-5.5L-850-UNV-L16 | Indoor Luminaires | Linear Ambient | Direct Linear Ambient Luminaires | Premium | FALSE | [9 empty] | 42565 | Not Dimmable | Not Dimmable | Yes |  | 4 | 5702.38 | 136.24 | 41.86 | 6.78 | 1 | 5107.5 | 83.58
PNXZ4MAC | BJ Take Inc. | BJ Take | BLV-4'-4.5L-850-UNV-L16 | Indoor Luminaires | Linear Ambient | Direct Linear Ambient Luminaires | Premium | FALSE | [9 empty] | 42565 | Not Dimmable | Not Dimmable | Yes |  | 4 | 4650.26 | 135.79 | 34.25 | 6.78 | 1 | 5107.5 | 83.58
PQSPFE47 | BJ Take Inc. | BJ Take | BLVN-4'-3.5L-850-UNV-L16 | Indoor Luminaires | Linear Ambient | Direct Linear Ambient Luminaires | Premium | FALSE | [9 empty] | 42565 | Not Dimmable | Not Dimmable | Yes |  | 4 | 3598.15 | 135.09 | 26.64 | 6.78 | 1 | 5107.5 | 83.58
PKP425CZ | BJ Take Inc. | BJ Take | BLV-4'-3.5L-850-UNV-L16 | Indoor Luminaires | Linear Ambient | Direct Linear Ambient Luminaires | Premium | FALSE | [9 empty] | 42565 | Not Dimmable | Not Dimmable | Yes |  | 4 | 3598.15 | 135.09 | 26.64 | 6.78 | 1 | 5107.5 | 83.58
PUP46646 | BJ Take Inc. | BJ Take | BLVN-4'-2.5L-850-UNV-L16 | Indoor Luminaires | Linear Ambient | Direct Linear Ambient Luminaires | Premium | FALSE | [9 empty] | 42565 | Not Dimmable | Not Dimmable | Yes |  | 4 | 2277.83 | 134.7 | 16.91 | 6.78 | 1 | 5107.5 | 83.58
P6G486BE | BJ Take Inc. | BJ Take | BLV-4'-2.5L-850-UNV-L16 | Indoor Luminaires | Linear Ambient | Direct Linear Ambient Luminaires | Premium | FALSE | [9 empty] | 42565 | Not Dimmable | Not Dimmable | Yes |  | 4 | 2254.68 | 133.81 | 16.85 | 6.78 | 1 | 5107.5 | 83.58
P4NWB3VS | BJ Take Inc. | BJ Take | BLVN-4'-4.5L-850-UNV-L16 | Indoor Luminaires | Linear Ambient | Direct Linear Ambient Luminaires | Premium | FALSE | [9 empty] | 42565 | Not Dimmable | Not Dimmable | Yes |  | 4 | 4502 | 131.5 | 34.23 | 6.03 | 1 | 5070 | 83.3
P1GXAUC1 | BJ Take Inc. | BJ Take | BLV-8'-16.5L-840-347-L16 | Indoor Luminaires | Linear Ambient | Direct Linear Ambient Luminaires | Premium | FALSE | [9 empty] | 42565 | Not Dimmable | Not Dimmable | Yes |  | 4 | 16669.19 | 131.93 | 126.35 | 11.88 | 0.93 | 4121.19 | 83.58
PNEKX8U2 | BJ Take Inc. | BJ Take | BLV-8'-12.5L-840-347-L16 | Indoor Luminaires | Linear Ambient | Direct Linear Ambient Luminaires | Premium | FALSE | [9 empty] | 42565 | Not Dimmable | Not Dimmable | Yes |  | 4 | 12608.47 | 131.72 | 95.72 | 11.88 | 0.93 | 4121.19 | 83.58
PN7VSJCH | BJ Take Inc. | BJ Take | BLV-8'-10.5L-840-347-L16 | Indoor Luminaires | Linear Ambient | Direct Linear Ambient Luminaires | Premium | FALSE | [9 empty] | 42565 | Not Dimmable | Not Dimmable | Yes |  | 4 | 10578.1 | 131.56 | 80.41 | 11.88 | 0.93 | 4121.19 | 83.58
PEZY3FB9 | BJ Take Inc. | BJ Take | BLV-4'-10.5L-840-347-L16 | Indoor Luminaires | Linear Ambient | Direct Linear Ambient Luminaires | Premium | FALSE | [9 empty] | 42565 | Not Dimmable | Not Dimmable | Yes |  | 4 | 10415.51 | 128.5 | 81.06 | 11.88 | 0.93 | 4121.19 | 83.58
PP9BGCW8 | BJ Take Inc. | BJ Take | BLV-8'-9.5L-840-347-L16 | Indoor Luminaires | Linear Ambient | Direct Linear Ambient Luminaires | Premium | FALSE | [9 empty] | 42565 | Not Dimmable | Not Dimmable | Yes |  | 4 | 9562.92 | 131.45 | 72.75 | 11.88 | 0.93 | 4121.19 | 83.58
P4YD845N | BJ Take Inc. | BJ Take | BLV-4'-9.5L-840-347-L16 | Indoor Luminaires | Linear Ambient | Direct Linear Ambient Luminaires | Premium | FALSE | [9 empty] | 42565 | Not Dimmable | Not Dimmable | Yes |  | 4 | 9562.92 | 131.45 | 72.75 | 11.88 | 0.93 | 4121.19 | 83.58
PMTU3KGT | BJ Take Inc. | BJ Take | BLV-4'-8.5L-840-347-L16 | Indoor Luminaires | Linear Ambient | Direct Linear Ambient Luminaires | Premium | FALSE | [9 empty] | 42565 | Not Dimmable | Not Dimmable | Yes |  | 4 | 8547.74 | 131.32 | 65.09 | 11.88 | 0.93 | 4121.19 | 83.58
PKMHNT6U | BJ Take Inc. | BJ Take | BLV-8'-8.5L-840-347-L16 | Indoor Luminaires | Linear Ambient | Direct Linear Ambient Luminaires | Premium | FALSE | [9 empty] | 42565 | Not Dimmable | Not Dimmable | Yes |  | 4 | 8547.74 | 131.32 | 65.09 | 11.88 | 0.93 | 4121.19 | 83.58
PR2UCE6P | BJ Take Inc. | BJ Take | BLV-4'-7.5L-840-347-L16 | Indoor Luminaires | Linear Ambient | Direct Linear Ambient Luminaires | Premium | FALSE | [9 empty] | 42565 | Not Dimmable | Not Dimmable | Yes |  | 4 | 7532.56 | 131.15 | 57.43 | 11.88 | 0.93 | 4121.19 | 83.58
PM1VMSGW | BJ Take Inc. | BJ Take | BLV-8'-7.5L-840-347-L16 | Indoor Luminaires | Linear Ambient | Direct Linear Ambient Luminaires | Premium | FALSE | [9 empty] | 42565 | Not Dimmable | Not Dimmable | Yes |  | 4 | 7532.56 | 131.15 | 57.43 | 11.88 | 0.93 | 4121.19 | 83.58
P7136R4H | BJ Take Inc. | BJ Take | BLV-8'-6.5L-840-347-L16 | Indoor Luminaires | Linear Ambient | Direct Linear Ambient Luminaires | Premium | FALSE | [9 empty] | 42565 | Not Dimmable | Not Dimmable | Yes |  | 4 | 6517.38 | 130.94 | 49.78 | 11.88 | 0.93 | 4121.19 | 83.58
PARB7EP8 | BJ Take Inc. | BJ Take | BLV-4'-6.5L-840-347-L16 | Indoor Luminaires | Linear Ambient | Direct Linear Ambient Luminaires | Premium | FALSE | [9 empty] | 42565 | Not Dimmable | Not Dimmable | Yes |  | 4 | 6340.01 | 127.45 | 49.75 | 11.88 | 0.93 | 4121.19 | 83.58
PWFJ1XKX | BJ Take Inc. | BJ Take | BLVN-4'-5.5L-840-347-L16 | Indoor Luminaires | Linear Ambient | Direct Linear Ambient Luminaires | Premium | FALSE | [9 empty] | 42565 | Not Dimmable | Not Dimmable | Yes |  | 4 | 5502.2 | 130.64 | 42.12 | 11.88 | 0.93 | 4121.19 | 83.58
PHQUS4VE | BJ Take Inc. | BJ Take | BLV-4'-5.5L-840-347-L16 | Indoor Luminaires | Linear Ambient | Direct Linear Ambient Luminaires | Premium | FALSE | [9 empty] | 42565 | Not Dimmable | Not Dimmable | Yes |  | 4 | 5502.2 | 130.64 | 42.12 | 11.88 | 0.93 | 4121.19 | 83.58
PMCHWGZS | BJ Take Inc. | BJ Take | BLV-8'-5.5L-840-347-L16 | Indoor Luminaires | Linear Ambient | Direct Linear Ambient Luminaires | Premium | FALSE | [9 empty] | 42565 | Not Dimmable | Not Dimmable | Yes |  | 4 | 5424.64 | 131.48 | 41.26 | 11.88 | 0.93 | 4121.19 | 83.58
PZ6DP45Y | BJ Take Inc. | BJ Take | BLV-4'-4.5L-840-347-L16 | Indoor Luminaires | Linear Ambient | Direct Linear Ambient Luminaires | Premium | FALSE | [9 empty] | 42565 | Not Dimmable | Not Dimmable | Yes |  | 4 | 4487.02 | 130.21 | 34.46 | 11.88 | 0.93 | 4121.19 | 83.58
PQC16H7U | BJ Take Inc. | BJ Take | BLV-4'-3.5L-840-347-L16 | Indoor Luminaires | Linear Ambient | Direct Linear Ambient Luminaires | Premium | FALSE | [9 empty] | 42565 | Not Dimmable | Not Dimmable | Yes |  | 4 | 3471.83 | 129.54 | 26.8 | 11.88 | 0.93 | 4121.19 | 83.58
P7J6R6TJ | BJ Take Inc. | BJ Take | BLVN-4'-3.5L-840-347-L16 | Indoor Luminaires | Linear Ambient | Direct Linear Ambient Luminaires | Premium | FALSE | [9 empty] | 42565 | Not Dimmable | Not Dimmable | Yes |  | 4 | 3471.83 | 129.54 | 26.8 | 11.88 | 0.93 | 4121.19 | 83.58
PSU93UJW | BJ Take Inc. | BJ Take | BLV-8'-16.5L-840-UNV-L16 | Indoor Luminaires | Linear Ambient | Direct Linear Ambient Luminaires | Premium | FALSE | [9 empty] | 42565 | Not Dimmable | Not Dimmable | Yes |  | 4 | 16847.78 | 134.18 | 125.57 | 6.78 | 1 | 4121.19 | 83.58
PB4XVZUG | BJ Take Inc. | BJ Take | BLV-8'-12.5L-840-UNV-L16 | Indoor Luminaires | Linear Ambient | Direct Linear Ambient Luminaires | Premium | FALSE | [9 empty] | 42565 | Not Dimmable | Not Dimmable | Yes |  | 4 | 12743.55 | 133.97 | 95.13 | 6.78 | 1 | 4121.19 | 83.58
PMMNVWUC | BJ Take Inc. | BJ Take | BLV-4'-10.5L-840-UNV-L16 | Indoor Luminaires | Linear Ambient | Direct Linear Ambient Luminaires | Premium | FALSE | [9 empty] | 42565 | Not Dimmable | Not Dimmable | Yes |  | 4 | 10735.64 | 128.38 | 83.63 | 6.78 | 1 | 4121.19 | 83.58
P86ZFJDU | BJ Take Inc. | BJ Take | BLV-8'-10.5L-840-UNV-L16 | Indoor Luminaires | Linear Ambient | Direct Linear Ambient Luminaires | Premium | FALSE | [9 empty] | 42565 | Not Dimmable | Not Dimmable | Yes |  | 4 | 10691.43 | 133.8 | 79.91 | 6.78 | 1 | 4121.19 | 83.58
PC2NYR45 | BJ Take Inc. | BJ Take | BLV-8'-9.5L-840-UNV-L16 | Indoor Luminaires | Linear Ambient | Direct Linear Ambient Luminaires | Premium | FALSE | [9 empty] | 42565 | Not Dimmable | Not Dimmable | Yes |  | 4 | 9665.38 | 133.69 | 72.3 | 6.78 | 1 | 4121.19 | 83.58
P13QUF4P | BJ Take Inc. | BJ Take | BLV-4'-9.5L-840-UNV-L16 | Indoor Luminaires | Linear Ambient | Direct Linear Ambient Luminaires | Premium | FALSE | [9 empty] | 42565 | Not Dimmable | Not Dimmable | Yes |  | 4 | 9665.38 | 133.69 | 72.3 | 6.78 | 1 | 4121.19 | 83.58
PZSPTQJ5 | BJ Take Inc. | BJ Take | BLV-4'-8.5L-840-UNV-L16 | Indoor Luminaires | Linear Ambient | Direct Linear Ambient Luminaires | Premium | FALSE | [9 empty] | 42565 | Not Dimmable | Not Dimmable | Yes |  | 4 | 8639.32 | 133.56 | 64.69 | 6.78 | 1 | 4121.19 | 83.58
PQ2MJXZX | BJ Take Inc. | BJ Take | BLV-8'-8.5L-840-UNV-L16 | Indoor Luminaires | Linear Ambient | Direct Linear Ambient Luminaires | Premium | FALSE | [9 empty] | 42565 | Not Dimmable | Not Dimmable | Yes |  | 4 | 8639.32 | 133.56 | 64.69 | 6.78 | 1 | 4121.19 | 83.58
PPG897HG | BJ Take Inc. | BJ Take | BLV-4'-7.5L-840-UNV-L16 | Indoor Luminaires | Linear Ambient | Direct Linear Ambient Luminaires | Premium | FALSE | [9 empty] | 42565 | Not Dimmable | Not Dimmable | Yes |  | 4 | 7613.26 | 133.39 | 57.08 | 6.78 | 1 | 4121.19 | 83.58
PD4H3DNA | BJ Take Inc. | BJ Take | BLV-8'-7.5L-840-UNV-L16 | Indoor Luminaires | Linear Ambient | Direct Linear Ambient Luminaires | Premium | FALSE | [9 empty] | 42565 | Not Dimmable | Not Dimmable | Yes |  | 4 | 7613.26 | 133.39 | 57.08 | 6.78 | 1 | 4121.19 | 83.58
P82BC8FE | BJ Take Inc. | BJ Take | BLV-8'-6.5L-840-UNV-L16 | Indoor Luminaires | Linear Ambient | Direct Linear Ambient Luminaires | Premium | FALSE | [9 empty] | 42565 | Not Dimmable | Not Dimmable | Yes |  | 4 | 6587.2 | 133.17 | 49.47 | 6.78 | 1 | 4121.19 | 83.58
PXG8TN3H | BJ Take Inc. | BJ Take | BLV-4'-6.5L-840-UNV-L16 | Indoor Luminaires | Linear Ambient | Direct Linear Ambient Luminaires | Premium | FALSE | [9 empty] | 42565 | Not Dimmable | Not Dimmable | Yes |  | 4 | 6407.93 | 129.62 | 49.44 | 6.78 | 1 | 4121.19 | 83.58
PPPCUBBM | BJ Take Inc. | BJ Take | BLVN-4'-5.5L-840-UNV-L16 | Indoor Luminaires | Linear Ambient | Direct Linear Ambient Luminaires | Premium | FALSE | [9 empty] | 42565 | Not Dimmable | Not Dimmable | Yes |  | 4 | 5561.15 | 132.87 | 41.86 | 6.78 | 1 | 4121.19 | 83.58
PDXPWBQP | BJ Take Inc. | BJ Take | BLV-4'-5.5L-840-UNV-L16 | Indoor Luminaires | Linear Ambient | Direct Linear Ambient Luminaires | Premium | FALSE | [9 empty] | 42565 | Not Dimmable | Not Dimmable | Yes |  | 4 | 5561.15 | 132.87 | 41.86 | 6.78 | 1 | 4121.19 | 83.58
PKSC69S6 | BJ Take Inc. | BJ Take | BLV-8'-5.5L-840-UNV-L16 | Indoor Luminaires | Linear Ambient | Direct Linear Ambient Luminaires | Premium | FALSE | [9 empty] | 42565 | Not Dimmable | Not Dimmable | Yes |  | 4 | 5482.76 | 133.72 | 41 | 6.78 | 1 | 4121.19 | 83.58
P3HUGP2D | BJ Take Inc. | BJ Take | BLV-4'-4.5L-840-UNV-L16 | Indoor Luminaires | Linear Ambient | Direct Linear Ambient Luminaires | Premium | FALSE | [9 empty] | 42565 | Not Dimmable | Not Dimmable | Yes |  | 4 | 4535.09 | 132.43 | 34.25 | 6.78 | 1 | 4121.19 | 83.58
PP5X5JP2 | BJ Take Inc. | BJ Take | BLVN-4'-4.5L-840-UNV-L16 | Indoor Luminaires | Linear Ambient | Direct Linear Ambient Luminaires | Premium | FALSE | [9 empty] | 42565 | Not Dimmable | Not Dimmable | Yes |  | 4 | 4390.5 | 128.23 | 34.24 | 6.78 | 1 | 4121.19 | 83.58
PZK1UMMX | BJ Take Inc. | BJ Take | BLVN-4'-3.5L-840-UNV-L16 | Indoor Luminaires | Linear Ambient | Direct Linear Ambient Luminaires | Premium | FALSE | [9 empty] | 42565 | Not Dimmable | Not Dimmable | Yes |  | 4 | 3509.03 | 131.75 | 26.64 | 6.78 | 1 | 4121.19 | 83.58
PJAJ9RVV | BJ Take Inc. | BJ Take | BLV-4'-3.5L-840-UNV-L16 | Indoor Luminaires | Linear Ambient | Direct Linear Ambient Luminaires | Premium | FALSE | [9 empty] | 42565 | Not Dimmable | Not Dimmable | Yes |  | 4 | 3509.03 | 131.75 | 26.64 | 6.78 | 1 | 4121.19 | 83.58
PM5MWHKE | BJ Take Inc. | BJ Take | BLVN-4'-2.5L-840-UNV-L16 | Indoor Luminaires | Linear Ambient | Direct Linear Ambient Luminaires | Premium | FALSE | [9 empty] | 42565 | Not Dimmable | Not Dimmable | Yes |  | 4 | 2221.41 | 131.33 | 16.92 | 6.78 | 1 | 4121.19 | 83.58
PSUZAMRP | BJ Take Inc. | BJ Take | BLV-4'-2.5L-840-UNV-L16 | Indoor Luminaires | Linear Ambient | Direct Linear Ambient Luminaires | Premium | FALSE | [9 empty] | 42565 | Not Dimmable | Not Dimmable | Yes |  | 4 | 2198.84 | 130.46 | 16.86 | 6.78 | 1 | 4121.19 | 83.58
P9PT7XSZ | BJ Take Inc. | BJ Take | BLV-8'-16.5L-835-347-L16 | Indoor Luminaires | Linear Ambient | Direct Linear Ambient Luminaires | Premium | FALSE | [9 empty] | 42565 | Not Dimmable | Not Dimmable | Yes |  | 4 | 16457.53 | 130.25 | 126.35 | 11.88 | 0.93 | 3628.03 | 83.58
PN4ADWFY | BJ Take Inc. | BJ Take | BLV-8'-12.5L-835-347-L16 | Indoor Luminaires | Linear Ambient | Direct Linear Ambient Luminaires | Premium | FALSE | [9 empty] | 42565 | Not Dimmable | Not Dimmable | Yes |  | 4 | 12448.36 | 130.05 | 95.72 | 11.88 | 0.93 | 3628.03 | 83.58
PFJTGP11 | BJ Take Inc. | BJ Take | BLV-8'-10.5L-835-347-L16 | Indoor Luminaires | Linear Ambient | Direct Linear Ambient Luminaires | Premium | FALSE | [9 empty] | 42565 | Not Dimmable | Not Dimmable | Yes |  | 4 | 10443.78 | 129.89 | 80.41 | 11.88 | 0.93 | 3628.03 | 83.58
P1ZB9XJV | BJ Take Inc. | BJ Take | BLV-4'-10.5L-835-347-L16 | Indoor Luminaires | Linear Ambient | Direct Linear Ambient Luminaires | Premium | FALSE | [9 empty] | 42565 | Not Dimmable | Not Dimmable | Yes |  | 4 | 10283.25 | 126.85 | 81.07 | 11.88 | 0.93 | 3628.03 | 83.58
PY8WGYHV | BJ Take Inc. | BJ Take | BLV-8'-9.5L-835-347-L16 | Indoor Luminaires | Linear Ambient | Direct Linear Ambient Luminaires | Premium | FALSE | [9 empty] | 42565 | Not Dimmable | Not Dimmable | Yes |  | 4 | 9441.49 | 129.78 | 72.75 | 11.88 | 0.93 | 3628.03 | 83.58
PN8DH99R | BJ Take Inc. | BJ Take | BLV-4'-9.5L-835-347-L16 | Indoor Luminaires | Linear Ambient | Direct Linear Ambient Luminaires | Premium | FALSE | [9 empty] | 42565 | Not Dimmable | Not Dimmable | Yes |  | 4 | 9441.49 | 129.78 | 72.75 | 11.88 | 0.93 | 3628.03 | 83.58
PJQJ54N6 | BJ Take Inc. | BJ Take | BLV-8'-8.5L-835-347-L16 | Indoor Luminaires | Linear Ambient | Direct Linear Ambient Luminaires | Premium | FALSE | [9 empty] | 42565 | Not Dimmable | Not Dimmable | Yes |  | 4 | 8439.2 | 129.65 | 65.09 | 11.88 | 0.93 | 3628.03 | 83.58
PH5NXYH4 | BJ Take Inc. | BJ Take | BLV-4'-8.5L-835-347-L16 | Indoor Luminaires | Linear Ambient | Direct Linear Ambient Luminaires | Premium | FALSE | [9 empty] | 42565 | Not Dimmable | Not Dimmable | Yes |  | 4 | 8439.2 | 129.65 | 65.09 | 11.88 | 0.93 | 3628.03 | 83.58
PWQ4MV6R | BJ Take Inc. | BJ Take | BLV-4'-7.5L-835-347-L16 | Indoor Luminaires | Linear Ambient | Direct Linear Ambient Luminaires | Premium | FALSE | [9 empty] | 42565 | Not Dimmable | Not Dimmable | Yes |  | 4 | 7436.91 | 129.49 | 57.43 | 11.88 | 0.93 | 3628.03 | 83.58
PVCXC9GP | BJ Take Inc. | BJ Take | BLV-8'-7.5L-835-347-L16 | Indoor Luminaires | Linear Ambient | Direct Linear Ambient Luminaires | Premium | FALSE | [9 empty] | 42565 | Not Dimmable | Not Dimmable | Yes |  | 4 | 7436.91 | 129.49 | 57.43 | 11.88 | 0.93 | 3628.03 | 83.58
PGME1AFM | BJ Take Inc. | BJ Take | BLV-8'-6.5L-835-347-L16 | Indoor Luminaires | Linear Ambient | Direct Linear Ambient Luminaires | Premium | FALSE | [9 empty] | 42565 | Not Dimmable | Not Dimmable | Yes |  | 4 | 6434.62 | 129.27 | 49.78 | 11.88 | 0.93 | 3628.03 | 83.58
PZ6XJBN2 | BJ Take Inc. | BJ Take | BLVN-4'-5.5L-835-347-L16 | Indoor Luminaires | Linear Ambient | Direct Linear Ambient Luminaires | Premium | FALSE | [9 empty] | 42565 | Not Dimmable | Not Dimmable | Yes |  | 4 | 5432.33 | 128.98 | 42.12 | 11.88 | 0.93 | 3628.03 | 83.58
P3X5X9V2 | BJ Take Inc. | BJ Take | BLV-4'-5.5L-835-347-L16 | Indoor Luminaires | Linear Ambient | Direct Linear Ambient Luminaires | Premium | FALSE | [9 empty] | 42565 | Not Dimmable | Not Dimmable | Yes |  | 4 | 5432.33 | 128.98 | 42.12 | 11.88 | 0.93 | 3628.03 | 83.58
PNYPA1TB | BJ Take Inc. | BJ Take | BLV-8'-5.5L-835-347-L16 | Indoor Luminaires | Linear Ambient | Direct Linear Ambient Luminaires | Premium | FALSE | [9 empty] | 42565 | Not Dimmable | Not Dimmable | Yes |  | 4 | 5355.76 | 129.79 | 41.27 | 11.88 | 0.93 | 3628.03 | 83.58
PHBFCA1Z | BJ Take Inc. | BJ Take | BLV-4'-4.5L-835-347-L16 | Indoor Luminaires | Linear Ambient | Direct Linear Ambient Luminaires | Premium | FALSE | [9 empty] | 42565 | Not Dimmable | Not Dimmable | Yes |  | 4 | 4430.04 | 128.56 | 34.46 | 11.88 | 0.93 | 3628.03 | 83.58
PR826ZUA | BJ Take Inc. | BJ Take | BLVN-4'-3.5L-835-347-L16 | Indoor Luminaires | Linear Ambient | Direct Linear Ambient Luminaires | Premium | FALSE | [9 empty] | 42565 | Not Dimmable | Not Dimmable | Yes |  | 4 | 3427.75 | 127.89 | 26.8 | 11.88 | 0.93 | 3628.03 | 83.58
P7HMFUWK | BJ Take Inc. | BJ Take | BLV-4'-3.5L-835-347-L16 | Indoor Luminaires | Linear Ambient | Direct Linear Ambient Luminaires | Premium | FALSE | [9 empty] | 42565 | Not Dimmable | Not Dimmable | Yes |  | 4 | 3427.75 | 127.89 | 26.8 | 11.88 | 0.93 | 3628.03 | 83.58
PW95X59V | BJ Take Inc. | BJ Take | BLV-8'-16.5L-835-UNV-L16 | Indoor Luminaires | Linear Ambient | Direct Linear Ambient Luminaires | Premium | FALSE | [9 empty] | 42565 | Not Dimmable | Not Dimmable | Yes |  | 4 | 16633.85 | 132.47 | 125.57 | 6.78 | 1 | 3628.03 | 83.58
PTTTQCS9 | BJ Take Inc. | BJ Take | BLV-8'-12.5L-835-UNV-L16 | Indoor Luminaires | Linear Ambient | Direct Linear Ambient Luminaires | Premium | FALSE | [9 empty] | 42565 | Not Dimmable | Not Dimmable | Yes |  | 4 | 12581.73 | 132.27 | 95.13 | 6.78 | 1 | 3628.03 | 83.58
P84U34EX | BJ Take Inc. | BJ Take | BLV-4'-10.5L-835-UNV-L16 | Indoor Luminaires | Linear Ambient | Direct Linear Ambient Luminaires | Premium | FALSE | [9 empty] | 42565 | Not Dimmable | Not Dimmable | Yes |  | 4 | 10599.32 | 126.73 | 83.64 | 6.78 | 1 | 3628.03 | 83.58
PEYXD26N | BJ Take Inc. | BJ Take | BLV-8'-10.5L-835-UNV-L16 | Indoor Luminaires | Linear Ambient | Direct Linear Ambient Luminaires | Premium | FALSE | [9 empty] | 42565 | Not Dimmable | Not Dimmable | Yes |  | 4 | 10555.68 | 132.1 | 79.91 | 6.78 | 1 | 3628.03 | 83.58
PX5ZQ99H | BJ Take Inc. | BJ Take | BLV-8'-9.5L-835-UNV-L16 | Indoor Luminaires | Linear Ambient | Direct Linear Ambient Luminaires | Premium | FALSE | [9 empty] | 42565 | Not Dimmable | Not Dimmable | Yes |  | 4 | 9542.65 | 132 | 72.3 | 6.78 | 1 | 3628.03 | 83.58
PJB7B6R2 | BJ Take Inc. | BJ Take | BLV-4'-9.5L-835-UNV-L16 | Indoor Luminaires | Linear Ambient | Direct Linear Ambient Luminaires | Premium | FALSE | [9 empty] | 42565 | Not Dimmable | Not Dimmable | Yes |  | 4 | 9542.65 | 132 | 72.3 | 6.78 | 1 | 3628.03 | 83.58
PW73693B | BJ Take Inc. | BJ Take | BLV-8'-8.5L-835-UNV-L16 | Indoor Luminaires | Linear Ambient | Direct Linear Ambient Luminaires | Premium | FALSE | [9 empty] | 42565 | Not Dimmable | Not Dimmable | Yes |  | 4 | 8529.62 | 131.86 | 64.69 | 6.78 | 1 | 3628.03 | 83.58
PHFZ8M74 | BJ Take Inc. | BJ Take | BLV-4'-8.5L-835-UNV-L16 | Indoor Luminaires | Linear Ambient | Direct Linear Ambient Luminaires | Premium | FALSE | [9 empty] | 42565 | Not Dimmable | Not Dimmable | Yes |  | 4 | 8529.62 | 131.86 | 64.69 | 6.78 | 1 | 3628.03 | 83.58
PXD3NZFB | BJ Take Inc. | BJ Take | BLV-8'-7.5L-835-UNV-L16 | Indoor Luminaires | Linear Ambient | Direct Linear Ambient Luminaires | Premium | FALSE | [9 empty] | 42565 | Not Dimmable | Not Dimmable | Yes |  | 4 | 7516.59 | 131.7 | 57.08 | 6.78 | 1 | 3628.03 | 83.58
PB7KD3QF | BJ Take Inc. | BJ Take | BLV-4'-7.5L-835-UNV-L16 | Indoor Luminaires | Linear Ambient | Direct Linear Ambient Luminaires | Premium | FALSE | [9 empty] | 42565 | Not Dimmable | Not Dimmable | Yes |  | 4 | 7516.59 | 131.7 | 57.08 | 6.78 | 1 | 3628.03 | 83.58
PAFYXBNX | BJ Take Inc. | BJ Take | BLV-8'-6.5L-835-UNV-L16 | Indoor Luminaires | Linear Ambient | Direct Linear Ambient Luminaires | Premium | FALSE | [9 empty] | 42565 | Not Dimmable | Not Dimmable | Yes |  | 4 | 6503.56 | 131.48 | 49.47 | 6.78 | 1 | 3628.03 | 83.58
PAQCZPKZ | BJ Take Inc. | BJ Take | BLV-4'-6.5L-835-UNV-L16 | Indoor Luminaires | Linear Ambient | Direct Linear Ambient Luminaires | Premium | FALSE | [9 empty] | 42565 | Not Dimmable | Not Dimmable | Yes |  | 4 | 6326.57 | 127.96 | 49.44 | 6.78 | 1 | 3628.03 | 83.58
PRB37RSF | BJ Take Inc. | BJ Take | BLVN-4'-5.5L-835-UNV-L16 | Indoor Luminaires | Linear Ambient | Direct Linear Ambient Luminaires | Premium | FALSE | [9 empty] | 42565 | Not Dimmable | Not Dimmable | Yes |  | 4 | 5490.53 | 131.18 | 41.86 | 6.78 | 1 | 3628.03 | 83.58
PBKDQRAM | BJ Take Inc. | BJ Take | BLV-4'-5.5L-835-UNV-L16 | Indoor Luminaires | Linear Ambient | Direct Linear Ambient Luminaires | Premium | FALSE | [9 empty] | 42565 | Not Dimmable | Not Dimmable | Yes |  | 4 | 5490.53 | 131.18 | 41.86 | 6.78 | 1 | 3628.03 | 83.58
PG9NF5XC | BJ Take Inc. | BJ Take | BLV-8'-5.5L-835-UNV-L16 | Indoor Luminaires | Linear Ambient | Direct Linear Ambient Luminaires | Premium | FALSE | [9 empty] | 42565 | Not Dimmable | Not Dimmable | Yes |  | 4 | 5413.14 | 132 | 41.01 | 6.78 | 1 | 3628.03 | 83.58
PUU7UQPD | BJ Take Inc. | BJ Take | BLV-4'-4.5L-835-UNV-L16 | Indoor Luminaires | Linear Ambient | Direct Linear Ambient Luminaires | Premium | FALSE | [9 empty] | 42565 | Not Dimmable | Not Dimmable | Yes |  | 4 | 4477.5 | 130.75 | 34.25 | 6.78 | 1 | 3628.03 | 83.58
PA83MUG2 | BJ Take Inc. | BJ Take | BLVN-4'-4.5L-835-UNV-L16 | Indoor Luminaires | Linear Ambient | Direct Linear Ambient Luminaires | Premium | FALSE | [9 empty] | 42565 | Not Dimmable | Not Dimmable | Yes |  | 4 | 4334.75 | 126.58 | 34.25 | 6.78 | 1 | 3628.03 | 83.58
PXP5DVJZ | BJ Take Inc. | BJ Take | BLVN-4'-3.5L-835-UNV-L16 | Indoor Luminaires | Linear Ambient | Direct Linear Ambient Luminaires | Premium | FALSE | [9 empty] | 42565 | Not Dimmable | Not Dimmable | Yes |  | 4 | 3464.47 | 130.07 | 26.64 | 6.78 | 1 | 3628.03 | 83.58
PFVW7Q39 | BJ Take Inc. | BJ Take | BLV-4'-3.5L-835-UNV-L16 | Indoor Luminaires | Linear Ambient | Direct Linear Ambient Luminaires | Premium | FALSE | [9 empty] | 42565 | Not Dimmable | Not Dimmable | Yes |  | 4 | 3464.47 | 130.07 | 26.64 | 6.78 | 1 | 3628.03 | 83.58
P4CEXQEG | BJ Take Inc. | BJ Take | BLVN-4'-2.5L-835-UNV-L16 | Indoor Luminaires | Linear Ambient | Direct Linear Ambient Luminaires | Premium | FALSE | [9 empty] | 42565 | Not Dimmable | Not Dimmable | Yes |  | 4 | 2193.21 | 129.64 | 16.92 | 6.78 | 1 | 3628.03 | 83.58
P28ASVGM | BJ Take Inc. | BJ Take | BLV-4'-2.5L-835-UNV-L16 | Indoor Luminaires | Linear Ambient | Direct Linear Ambient Luminaires | Premium | FALSE | [9 empty] | 42565 | Not Dimmable | Not Dimmable | Yes |  | 4 | 2170.92 | 128.78 | 16.86 | 6.78 | 1 | 3628.03 | 83.58
PMNDW6A7 | BJ Take Inc. | BJ Take | BLV-8'-16.5L-830-347-L16 | Indoor Luminaires | Linear Ambient | Direct Linear Ambient Luminaires | Premium | FALSE | [9 empty] | 42565 | Not Dimmable | Not Dimmable | Yes |  | 4 | 16245.86 | 128.58 | 126.35 | 11.88 | 0.93 | 3134.88 | 83.58
PF45TYPA | BJ Take Inc. | BJ Take | BLV-8'-12.5L-830-347-L16 | Indoor Luminaires | Linear Ambient | Direct Linear Ambient Luminaires | Premium | FALSE | [9 empty] | 42565 | Not Dimmable | Not Dimmable | Yes |  | 4 | 12288.26 | 128.38 | 95.72 | 11.88 | 0.93 | 3134.88 | 83.58
P44S9JU2 | BJ Take Inc. | BJ Take | BLV-8'-10.5L-830-347-L16 | Indoor Luminaires | Linear Ambient | Direct Linear Ambient Luminaires | Premium | FALSE | [9 empty] | 42565 | Not Dimmable | Not Dimmable | Yes |  | 4 | 10309.46 | 128.22 | 80.41 | 11.88 | 0.93 | 3134.88 | 83.58
PSYU68J3 | BJ Take Inc. | BJ Take | BLV-8'-9.5L-830-347-L16 | Indoor Luminaires | Linear Ambient | Direct Linear Ambient Luminaires | Premium | FALSE | [9 empty] | 42565 | Not Dimmable | Not Dimmable | Yes |  | 4 | 9320.06 | 128.11 | 72.75 | 11.88 | 0.93 | 3134.88 | 83.58
PM2WC6CB | BJ Take Inc. | BJ Take | BLV-4'-9.5L-830-347-L16 | Indoor Luminaires | Linear Ambient | Direct Linear Ambient Luminaires | Premium | FALSE | [9 empty] | 42565 | Not Dimmable | Not Dimmable | Yes |  | 4 | 9320.06 | 128.11 | 72.75 | 11.88 | 0.93 | 3134.88 | 83.58
PUQSR51K | BJ Take Inc. | BJ Take | BLV-8'-8.5L-830-347-L16 | Indoor Luminaires | Linear Ambient | Direct Linear Ambient Luminaires | Premium | FALSE | [9 empty] | 42565 | Not Dimmable | Not Dimmable | Yes |  | 4 | 8330.66 | 127.99 | 65.09 | 11.88 | 0.93 | 3134.88 | 83.58
P6SRVQ47 | BJ Take Inc. | BJ Take | BLV-4'-8.5L-830-347-L16 | Indoor Luminaires | Linear Ambient | Direct Linear Ambient Luminaires | Premium | FALSE | [9 empty] | 42565 | Not Dimmable | Not Dimmable | Yes |  | 4 | 8330.66 | 127.99 | 65.09 | 11.88 | 0.93 | 3134.88 | 83.58
PMXG5FB3 | BJ Take Inc. | BJ Take | BLV-8'-7.5L-830-347-L16 | Indoor Luminaires | Linear Ambient | Direct Linear Ambient Luminaires | Premium | FALSE | [9 empty] | 42565 | Not Dimmable | Not Dimmable | Yes |  | 4 | 7341.26 | 127.82 | 57.43 | 11.88 | 0.93 | 3134.88 | 83.58
PH42UN59 | BJ Take Inc. | BJ Take | BLV-4'-7.5L-830-347-L16 | Indoor Luminaires | Linear Ambient | Direct Linear Ambient Luminaires | Premium | FALSE | [9 empty] | 42565 | Not Dimmable | Not Dimmable | Yes |  | 4 | 7341.26 | 127.82 | 57.43 | 11.88 | 0.93 | 3134.88 | 83.58
PBTM57TZ | BJ Take Inc. | BJ Take | BLV-8'-6.5L-830-347-L16 | Indoor Luminaires | Linear Ambient | Direct Linear Ambient Luminaires | Premium | FALSE | [9 empty] | 42565 | Not Dimmable | Not Dimmable | Yes |  | 4 | 6351.86 | 127.61 | 49.78 | 11.88 | 0.93 | 3134.88 | 83.58
PYD643ZY | BJ Take Inc. | BJ Take | BLV-4'-5.5L-830-347-L16 | Indoor Luminaires | Linear Ambient | Direct Linear Ambient Luminaires | Premium | FALSE | [9 empty] | 42565 | Not Dimmable | Not Dimmable | Yes |  | 4 | 5362.46 | 127.32 | 42.12 | 11.88 | 0.93 | 3134.88 | 83.58
P2SJ2ZNZ | BJ Take Inc. | BJ Take | BLVN-4'-5.5L-830-347-L16 | Indoor Luminaires | Linear Ambient | Direct Linear Ambient Luminaires | Premium | FALSE | [9 empty] | 42565 | Not Dimmable | Not Dimmable | Yes |  | 4 | 5362.46 | 127.32 | 42.12 | 11.88 | 0.93 | 3134.88 | 83.58
P5B6SZUV | BJ Take Inc. | BJ Take | BLV-8'-5.5L-830-347-L16 | Indoor Luminaires | Linear Ambient | Direct Linear Ambient Luminaires | Premium | FALSE | [9 empty] | 42565 | Not Dimmable | Not Dimmable | Yes |  | 4 | 5286.88 | 128.1 | 41.27 | 11.88 | 0.93 | 3134.88 | 83.58
PWGBRHF3 | BJ Take Inc. | BJ Take | BLV-4'-4.5L-830-347-L16 | Indoor Luminaires | Linear Ambient | Direct Linear Ambient Luminaires | Premium | FALSE | [9 empty] | 42565 | Not Dimmable | Not Dimmable | Yes |  | 4 | 4373.06 | 126.9 | 34.46 | 11.88 | 0.93 | 3134.88 | 83.58
PG6Q43RK | BJ Take Inc. | BJ Take | BLV-8'-16.5L-830-UNV-L16 | Indoor Luminaires | Linear Ambient | Direct Linear Ambient Luminaires | Premium | FALSE | [9 empty] | 42565 | Not Dimmable | Not Dimmable | Yes |  | 4 | 16419.92 | 130.77 | 125.57 | 6.78 | 1 | 3134.88 | 83.58
PKMGB3NH | BJ Take Inc. | BJ Take | BLV-8'-12.5L-830-UNV-L16 | Indoor Luminaires | Linear Ambient | Direct Linear Ambient Luminaires | Premium | FALSE | [9 empty] | 42565 | Not Dimmable | Not Dimmable | Yes |  | 4 | 12419.92 | 130.56 | 95.13 | 6.78 | 1 | 3134.88 | 83.58
PNH7YK6V | BJ Take Inc. | BJ Take | BLV-8'-10.5L-830-UNV-L16 | Indoor Luminaires | Linear Ambient | Direct Linear Ambient Luminaires | Premium | FALSE | [9 empty] | 42565 | Not Dimmable | Not Dimmable | Yes |  | 4 | 10419.92 | 130.4 | 79.91 | 6.78 | 1 | 3134.88 | 83.58
PPX8SWZT | BJ Take Inc. | BJ Take | BLV-4'-9.5L-830-UNV-L16 | Indoor Luminaires | Linear Ambient | Direct Linear Ambient Luminaires | Premium | FALSE | [9 empty] | 42565 | Not Dimmable | Not Dimmable | Yes |  | 4 | 9419.92 | 130.3 | 72.3 | 6.78 | 1 | 3134.88 | 83.58
PENJD274 | BJ Take Inc. | BJ Take | BLV-8'-9.5L-830-UNV-L16 | Indoor Luminaires | Linear Ambient | Direct Linear Ambient Luminaires | Premium | FALSE | [9 empty] | 42565 | Not Dimmable | Not Dimmable | Yes |  | 4 | 9419.92 | 130.3 | 72.3 | 6.78 | 1 | 3134.88 | 83.58
PN6G223G | BJ Take Inc. | BJ Take | BLV-4'-8.5L-830-UNV-L16 | Indoor Luminaires | Linear Ambient | Direct Linear Ambient Luminaires | Premium | FALSE | [9 empty] | 42565 | Not Dimmable | Not Dimmable | Yes |  | 4 | 8419.92 | 130.17 | 64.69 | 6.78 | 1 | 3134.88 | 83.58
PCSWWXYS | BJ Take Inc. | BJ Take | BLV-8'-8.5L-830-UNV-L16 | Indoor Luminaires | Linear Ambient | Direct Linear Ambient Luminaires | Premium | FALSE | [9 empty] | 42565 | Not Dimmable | Not Dimmable | Yes |  | 4 | 8419.92 | 130.17 | 64.69 | 6.78 | 1 | 3134.88 | 83.58
PW4C8D4J | BJ Take Inc. | BJ Take | BLV-8'-7.5L-830-UNV-L16 | Indoor Luminaires | Linear Ambient | Direct Linear Ambient Luminaires | Premium | FALSE | [9 empty] | 42565 | Not Dimmable | Not Dimmable | Yes |  | 4 | 7419.92 | 130 | 57.08 | 6.78 | 1 | 3134.88 | 83.58
PNERK6YG | BJ Take Inc. | BJ Take | BLV-4'-7.5L-830-UNV-L16 | Indoor Luminaires | Linear Ambient | Direct Linear Ambient Luminaires | Premium | FALSE | [9 empty] | 42565 | Not Dimmable | Not Dimmable | Yes |  | 4 | 7419.92 | 130 | 57.08 | 6.78 | 1 | 3134.88 | 83.58
PZNW8P7C | BJ Take Inc. | BJ Take | BLV-8'-6.5L-830-UNV-L16 | Indoor Luminaires | Linear Ambient | Direct Linear Ambient Luminaires | Premium | FALSE | [9 empty] | 42565 | Not Dimmable | Not Dimmable | Yes |  | 4 | 6419.92 | 129.79 | 49.47 | 6.78 | 1 | 3134.88 | 83.58
PPQ8VT9Q | BJ Take Inc. | BJ Take | BLV-4'-5.5L-830-UNV-L16 | Indoor Luminaires | Linear Ambient | Direct Linear Ambient Luminaires | Premium | FALSE | [9 empty] | 42565 | Not Dimmable | Not Dimmable | Yes |  | 4 | 5419.92 | 129.49 | 41.86 | 6.78 | 1 | 3134.88 | 83.58
PM8H2D64 | BJ Take Inc. | BJ Take | BLVN-4'-5.5L-830-UNV-L16 | Indoor Luminaires | Linear Ambient | Direct Linear Ambient Luminaires | Premium | FALSE | [9 empty] | 42565 | Not Dimmable | Not Dimmable | Yes |  | 4 | 5419.92 | 129.49 | 41.86 | 6.78 | 1 | 3134.88 | 83.58
PB3VHFCP | BJ Take Inc. | BJ Take | BLV-8'-5.5L-830-UNV-L16 | Indoor Luminaires | Linear Ambient | Direct Linear Ambient Luminaires | Premium | FALSE | [9 empty] | 42565 | Not Dimmable | Not Dimmable | Yes |  | 4 | 5343.52 | 130.29 | 41.01 | 6.78 | 1 | 3134.88 | 83.58
PPJUNQPX | BJ Take Inc. | BJ Take | BLV-4'-4.5L-830-UNV-L16 | Indoor Luminaires | Linear Ambient | Direct Linear Ambient Luminaires | Premium | FALSE | [9 empty] | 42565 | Not Dimmable | Not Dimmable | Yes |  | 4 | 4419.92 | 129.07 | 34.25 | 6.78 | 1 | 3134.88 | 83.58
PYX1D12Y | BJ Take Inc. | BJ Take | BLVN-4'-3.5L-830-UNV-L16 | Indoor Luminaires | Linear Ambient | Direct Linear Ambient Luminaires | Premium | FALSE | [9 empty] | 42565 | Not Dimmable | Not Dimmable | Yes |  | 4 | 3419.92 | 128.4 | 26.64 | 6.78 | 1 | 3134.88 | 83.58
PGR9QWM8 | BJ Take Inc. | BJ Take | BLV-4'-3.5L-830-UNV-L16 | Indoor Luminaires | Linear Ambient | Direct Linear Ambient Luminaires | Premium | FALSE | [9 empty] | 42565 | Not Dimmable | Not Dimmable | Yes |  | 4 | 3419.92 | 128.4 | 26.64 | 6.78 | 1 | 3134.88 | 83.58
PJKTFMVN | BJ Take Inc. | BJ Take | BLVN-4'-2.5L-830-UNV-L16 | Indoor Luminaires | Linear Ambient | Direct Linear Ambient Luminaires | Premium | FALSE | [9 empty] | 42565 | Not Dimmable | Not Dimmable | Yes |  | 4 | 2165 | 128 | 16.92 | 8.95 | 0.99 | 3082 | 83.3
P1XGRSJV | RENOVA Lighting Systems Inc. | Narrow Profile Wrap | [NPWWBWSRW]2-N-L015-120-DM-C35-AP-xx-xx | Indoor Luminaires | Linear Ambient | Direct Linear Ambient Luminaires | Premium | TRUE | 1469 | 126.4 | 11.62 | 13.1 | 0.984 | 3475 | 84.2 | 5 | 50000 | 42564 |  |  | Yes | Updated on 10/3/2016 | 3.1 | 1469 | 126.41 | 11.62 | 13.1 | 0.925 | 3475 | 84.2
PE9HPGBS | NINGBO TOP OPTOELECTRONIC TECHNOLOGY CO.LTD | DP | TOPA224-LED-U-5000K-Sensor | Indoor Luminaires | Linear Ambient | Direct Linear Ambient Luminaires | Standard | TRUE | 4682.4 | 94.09 | 49.77 | 7.1 | 0.94 | 5080 | 84.6 | 5 | 50000 | 42564 |  |  | No |  | 3.1 | 5000 | 100 | 50 | 20 | 0.9 | 5000 | 80
PPC2NJBU | RENOVA Lighting Systems Inc. | Narrow Profile Wrap | [NPWWBWSRW]2-N-L015-120-DM-C35-AF-xx-xx | Indoor Luminaires | Linear Ambient | Direct Linear Ambient Luminaires | Premium | TRUE | 1464 | 127.6 | 11.47 | 13.1 | 0.925 | 3475 | 84.2 | 5 | 50000 | 42564 |  |  | Yes | Updated on 10/3/2016 | 3.1 | 1464 | 127.63 | 11.47 | 13.1 | 0.925 | 3475 | 84.2
PDC3UE8Q | RENOVA Lighting Systems Inc. | Narrow Profile Wrap | [NPWWBWSRW]2-N-L015-120-DM-C40-AP-xx-xx | Indoor Luminaires | Linear Ambient | Direct Linear Ambient Luminaires | Premium | FALSE | [9 empty] | 42564 |  |  | Yes | Updated on 10/3/2016 | 3.1 | 1488.06 | 126.42 | 11.77 | 13.1 | 0.925 | 3991 | 83.6
P2XBG6T8 | RENOVA Lighting Systems Inc. | Narrow Profile Wrap | [NPWWBWSRW]2-N-L015-120-DM-C40-AF-xx-xx | Indoor Luminaires | Linear Ambient | Direct Linear Ambient Luminaires | Premium | FALSE | [9 empty] | 42564 |  |  | Yes | Updated on 10/3/2016 | 3.1 | 1483 | 125.99 | 11.77 | 13.1 | 0.925 | 3991 | 83.6
PWMP2518 | RENOVA Lighting Systems Inc. | Narrow Profile Wrap | [NPWWBWSRW]8-N-L060-UNV-DM-C40-AF-xx-xx | Indoor Luminaires | Linear Ambient | Direct Linear Ambient Luminaires | Premium | FALSE | [9 empty] | 42564 |  |  | Yes | Updated on 10/3/2016 | 3.1 | 6432.47 | 147.33 | 43.66 | 15.8 | 0.92 | 3988 | 83.7
PFVPBFV7 | RENOVA Lighting Systems Inc. | Narrow Profile Wrap | [NPWWBWSRW]8-N-L060-UNV-DM-C40-AP-xx-xx | Indoor Luminaires | Linear Ambient | Direct Linear Ambient Luminaires | Premium | FALSE | [9 empty] | 42564 |  |  | Yes | Updated on 10/3/2016 | 3.1 | 6358.22 | 145.63 | 43.66 | 15.8 | 0.92 | 3988 | 83.7
PGP7TJ4T | RENOVA Lighting Systems Inc. | Narrow Profile Wrap | [NPWWBWSRW]8-N-L040-UNV-DM-C40-AF-xx-xx | Indoor Luminaires | Linear Ambient | Direct Linear Ambient Luminaires | Premium | FALSE | [9 empty] | 42564 |  |  | Yes | Updated on 10/3/2016 | 3.1 | 4397.43 | 151.48 | 29.03 | 15.8 | 0.92 | 3988 | 83.7
PS93N9KG | RENOVA Lighting Systems Inc. | Narrow Profile Wrap | [NPWWBWSRW]8-N-L040-UNV-DM-C40-AP-xx-xx | Indoor Luminaires | Linear Ambient | Direct Linear Ambient Luminaires | Premium | FALSE | [9 empty] | 42564 |  |  | Yes | Updated on 10/3/2016 | 3.1 | 4346.68 | 149.73 | 29.03 | 15.8 | 0.92 | 3988 | 83.7
PGA6DRHV | RENOVA Lighting Systems Inc. | Narrow Profile Wrap | [NPWWBWSRW]8-N-L030-UNV-DM-C40-AF-xx-xx | Indoor Luminaires | Linear Ambient | Direct Linear Ambient Luminaires | Premium | FALSE | [9 empty] | 42564 |  |  | Yes | Updated on 10/3/2016 | 3.1 | 3358.88 | 152.82 | 21.98 | 15.8 | 0.92 | 3988 | 83.7
PFUT6KAC | RENOVA Lighting Systems Inc. | Narrow Profile Wrap | [NPWWBWSRW]8-N-L030-UNV-DM-C40-AP-xx-xx | Indoor Luminaires | Linear Ambient | Direct Linear Ambient Luminaires | Premium | FALSE | [9 empty] | 42564 |  |  | Yes | Updated on 10/3/2016 | 3.1 | 3320.11 | 151.05 | 21.98 | 15.8 | 0.92 | 3988 | 83.7
PN6RWHM5 | RENOVA Lighting Systems Inc. | Narrow Profile Wrap | [NPWWBWSRW]4-N-L040-UNV-DM-C40-AF-xx-xx | Indoor Luminaires | Linear Ambient | Direct Linear Ambient Luminaires | Premium | FALSE | [9 empty] | 42564 |  |  | Yes | Updated on 10/3/2016 | 3.1 | 4123.43 | 139.68 | 29.52 | 13.5 | 0.9 | 3988 | 83.7
P1T674H6 | RENOVA Lighting Systems Inc. | Narrow Profile Wrap | [NPWWBWSRW]4-N-L040-UNV-DM-C40-AP-xx-xx | Indoor Luminaires | Linear Ambient | Direct Linear Ambient Luminaires | Premium | FALSE | [9 empty] | 42564 |  |  | Yes | Updated on 10/3/2016 | 3.1 | 4075.83 | 138.07 | 29.52 | 13.5 | 0.9 | 3988 | 83.7
PJQN5VV5 | RENOVA Lighting Systems Inc. | Narrow Profile Wrap | [NPWWBWSRW]4-N-L030-UNV-DM-C40-AF-xx-xx | Indoor Luminaires | Linear Ambient | Direct Linear Ambient Luminaires | Premium | FALSE | [9 empty] | 42564 |  |  | Yes | Updated on 10/3/2016 | 3.1 | 3164.92 | 142.76 | 22.17 | 13.5 | 0.9 | 3988 | 83.7
P7CADEX6 | RENOVA Lighting Systems Inc. | Narrow Profile Wrap | [NPWWBWSRW]4-N-L030-UNV-DM-C40-AP-xx-xx | Indoor Luminaires | Linear Ambient | Direct Linear Ambient Luminaires | Premium | FALSE | [9 empty] | 42564 |  |  | Yes | Updated on 10/3/2016 | 3.1 | 3128.4 | 141.11 | 22.17 | 13.5 | 0.901 | 3988 | 83.7
PX39DAAY | RENOVA Lighting Systems Inc. | Narrow Profile Wrap | [NPWWBWSRW]4-N-L020-UNV-DM-C40-AF-xx-xx | Indoor Luminaires | Linear Ambient | Direct Linear Ambient Luminaires | Premium | FALSE | [9 empty] | 42564 |  |  | Yes | Updated on 10/3/2016 | 3.1 | 2146.89 | 139.86 | 15.35 | 13.5 | 0.9 | 3988 | 83.7
PDE51SPC | RENOVA Lighting Systems Inc. | Narrow Profile Wrap | [NPWWBWSRW]4-N-L020-UNV-DM-C40-AP-xx-xx | Indoor Luminaires | Linear Ambient | Direct Linear Ambient Luminaires | Premium | FALSE | [9 empty] | 42564 |  |  | Yes | Updated on 10/3/2016 | 3.1 | 2122.11 | 138.25 | 15.35 | 13.5 | 0.9 | 3988 | 83.7
PR8YZPRA | RENOVA Lighting Systems Inc. | Narrow Profile Wrap | [NPWWBWSRW]4-N-L015-UNV-DM-C40-AF-xx-xx | Indoor Luminaires | Linear Ambient | Direct Linear Ambient Luminaires | Premium | FALSE | [9 empty] | 42564 |  |  | Yes | Updated on 10/3/2016 | 3.1 | 1562.96 | 130.03 | 12.02 | 13.5 | 0.9 | 3988 | 83.7
PS1BDDFK | RENOVA Lighting Systems Inc. | Narrow Profile Wrap | [NPWWBWSRW]4-N-L015-UNV-DM-C40-AP-xx-xx | Indoor Luminaires | Linear Ambient | Direct Linear Ambient Luminaires | Premium | FALSE | [9 empty] | 42564 |  |  | Yes | Updated on 10/3/2016 | 3.1 | 1544.92 | 128.53 | 12.02 | 13.5 | 0.9 | 3988 | 83.7
PBDVXYQ5 | RENOVA Lighting Systems Inc. | Narrow Profile Wrap | [NPWWBWSRW]8-N-L080-UNV-DM-C40-AF-xx-xx | Indoor Luminaires | Linear Ambient | Direct Linear Ambient Luminaires | Premium | FALSE | [9 empty] | 42564 |  |  | Yes | Updated on 10/3/2016 | 3.1 | 8336.14 | 141.29 | 59 | 11.5 | 0.97 | 3988 | 83.7
PYPVDVJN | RENOVA Lighting Systems Inc. | Narrow Profile Wrap | [NPWWBWSRW]8-N-L080-UNV-DM-C40-AP-xx-xx | Indoor Luminaires | Linear Ambient | Direct Linear Ambient Luminaires | Premium | FALSE | [9 empty] | 42564 |  |  | Yes | Updated on 10/3/2016 | 3.1 | 8239.92 | 139.66 | 59 | 11.5 | 0.97 | 3988 | 83.7
P47PWZBK | RENOVA Lighting Systems Inc. | Narrow Profile Wrap | [NPWWBWSRW]4-N-L040-UNV-DM-C35-AF-xx-xx | Indoor Luminaires | Linear Ambient | Direct Linear Ambient Luminaires | Premium | FALSE | [9 empty] | 42564 |  |  | Yes | Updated on 10/3/2016 | 3.1 | 4018 | 136.11 | 29.52 | 13.5 | 0.9 | 3463 | 84.4
PHGM9SDW | RENOVA Lighting Systems Inc. | Narrow Profile Wrap | [NPWWBWSRW]4-N-L040-UNV-DM-C35-AP-xx-xx | Indoor Luminaires | Linear Ambient | Direct Linear Ambient Luminaires | Premium | FALSE | [9 empty] | 42564 |  |  | Yes | Updated on 10/3/2016 | 3.1 | 3971.62 | 134.54 | 29.52 | 13.5 | 0.9 | 3463 | 84.4
P3RCAUQM | RENOVA Lighting Systems Inc. | Narrow Profile Wrap | [NPWWBWSRW]4-N-L030-UNV-DM-C35-AF-xx-xx | Indoor Luminaires | Linear Ambient | Direct Linear Ambient Luminaires | Premium | FALSE | [9 empty] | 42564 |  |  | Yes | Updated on 10/3/2016 | 3.1 | 3084 | 139.11 | 22.17 | 13.5 | 0.9 | 3463 | 84.4
PBRCYP3M | RENOVA Lighting Systems Inc. | Narrow Profile Wrap | [NPWWBWSRW]4-N-L030-UNV-DM-C35-AP-xx-xx | Indoor Luminaires | Linear Ambient | Direct Linear Ambient Luminaires | Premium | FALSE | [9 empty] | 42564 |  |  | Yes | Updated on 10/3/2016 | 3.1 | 3048.4 | 137.5 | 22.17 | 13.5 | 0.9 | 3463 | 84.4
PA83ECDE | RENOVA Lighting Systems Inc. | Narrow Profile Wrap | [NPWWBWSRW]4-N-L020-UNV-DM-C35-AF-xx-xx | Indoor Luminaires | Linear Ambient | Direct Linear Ambient Luminaires | Premium | FALSE | [9 empty] | 42564 |  |  | Yes | Updated on 10/3/2016 | 3.1 | 2092 | 136.29 | 15.35 | 13.5 | 0.9 | 3463 | 84.4
PDZJNU6R | RENOVA Lighting Systems Inc. | Narrow Profile Wrap | [NPWWBWSRW]4-N-L020-UNV-DM-C35-AP-xx-xx | Indoor Luminaires | Linear Ambient | Direct Linear Ambient Luminaires | Premium | FALSE | [9 empty] | 42564 |  |  | Yes | Updated on 10/3/2016 | 3.1 | 2067.85 | 134.71 | 15.35 | 13.5 | 0.9 | 3463 | 84.4
PVUTFEZZ | RENOVA Lighting Systems Inc. | Narrow Profile Wrap | [NPWWBWSRW]4-N-L015-UNV-DM-C35-AF-xx-xx | Indoor Luminaires | Linear Ambient | Direct Linear Ambient Luminaires | Premium | FALSE | [9 empty] | 42564 |  |  | Yes | Updated on 10/3/2016 | 3.1 | 1523 | 126.81 | 12.01 | 13.5 | 0.9 | 3463 | 84.4
PMAHG2T7 | RENOVA Lighting Systems Inc. | Narrow Profile Wrap | [NPWWBWSRW]4-N-L015-UNV-DM-C35-AP-xx-xx | Indoor Luminaires | Linear Ambient | Direct Linear Ambient Luminaires | Premium | FALSE | [9 empty] | 42564 |  |  | Yes | Updated on 10/3/2016 | 3.1 | 1505.42 | 125.24 | 12.02 | 13.5 | 0.9 | 3463 | 84.4
PTQTSQED | RENOVA Lighting Systems Inc. | Narrow Profile Wrap | [NPWWBWSRW]8-N-L060-UNV-DM-C35-AF-xx-xx | Indoor Luminaires | Linear Ambient | Direct Linear Ambient Luminaires | Premium | FALSE | [9 empty] | 42564 |  |  | Yes | Updated on 10/3/2016 | 3.1 | 6268 | 143.56 | 43.66 | 15.8 | 0.92 | 3463 | 84.3
PFN37XFC | RENOVA Lighting Systems Inc. | Narrow Profile Wrap | [NPWWBWSRW]8-N-L060-UNV-DM-C35-AP-xx-xx | Indoor Luminaires | Linear Ambient | Direct Linear Ambient Luminaires | Premium | FALSE | [9 empty] | 42564 |  |  | Yes | Updated on 10/3/2016 | 3.1 | 6195.65 | 141.91 | 43.66 | 15.8 | 0.92 | 3463 | 84.3
PQTZ63Q5 | RENOVA Lighting Systems Inc. | Narrow Profile Wrap | [NPWWBWSRW]8-N-L040-UNV-DM-C35-AF-xx-xx | Indoor Luminaires | Linear Ambient | Direct Linear Ambient Luminaires | Premium | FALSE | [9 empty] | 42564 |  |  | Yes | Updated on 10/3/2016 | 3.1 | 4285 | 147.61 | 29.03 | 15.8 | 0.92 | 3463 | 84.3
PEPUZYP4 | RENOVA Lighting Systems Inc. | Narrow Profile Wrap | [NPWWBWSRW]8-N-L040-UNV-DM-C35-AP-xx-xx | Indoor Luminaires | Linear Ambient | Direct Linear Ambient Luminaires | Premium | FALSE | [9 empty] | 42564 |  |  | Yes | Updated on 10/3/2016 | 3.1 | 4235.54 | 145.9 | 29.03 | 15.8 | 0.92 | 3463 | 84.3
PPB7Q3RH | RENOVA Lighting Systems Inc. | Narrow Profile Wrap | [NPWWBWSRW]8-N-L030-UNV-DM-C35-AF-xx-xx | Indoor Luminaires | Linear Ambient | Direct Linear Ambient Luminaires | Premium | FALSE | [9 empty] | 42564 |  |  | Yes | Updated on 10/3/2016 | 3.1 | 3273 | 148.91 | 21.98 | 15.8 | 0.92 | 3463 | 84.3
PTZBZ1BA | RENOVA Lighting Systems Inc. | Narrow Profile Wrap | [NPWWBWSRW]8-N-L030-UNV-DM-C35-AP-xx-xx | Indoor Luminaires | Linear Ambient | Direct Linear Ambient Luminaires | Premium | FALSE | [9 empty] | 42564 |  |  | Yes | Updated on 10/3/2016 | 3.1 | 3235.22 | 147.19 | 21.98 | 15.8 | 0.92 | 3463 | 84.3
PT6U3DXX | RENOVA Lighting Systems Inc. | Narrow Profile Wrap | [NPWWBWSRW]8-N-L080-UNV-DM-C35-AF-xx-xx | Indoor Luminaires | Linear Ambient | Direct Linear Ambient Luminaires | Premium | FALSE | [9 empty] | 42564 |  |  | Yes | Updated on 10/3/2016 | 3.1 | 8123 | 137.68 | 59 | 11.5 | 0.97 | 3463 | 84.3
P9BHJH1B | RENOVA Lighting Systems Inc. | Narrow Profile Wrap | [NPWWBWSRW]8-N-L080-UNV-DM-C35-AP-xx-xx | Indoor Luminaires | Linear Ambient | Direct Linear Ambient Luminaires | Premium | FALSE | [9 empty] | 42564 |  |  | Yes | Updated on 10/3/2016 | 3.1 | 8029.24 | 136.09 | 59 | 11.5 | 0.97 | 3463 | 84.3
PYTPV5RD | NINGBO TOP OPTOELECTRONIC TECHNOLOGY CO.LTD | DP | TOPA224-LED-U-4000K-Sensor | Indoor Luminaires | Linear Ambient | Direct Linear Ambient Luminaires | Standard | FALSE | [9 empty] | 42564 | Dimmable | Continuous Below 10 | No |  | 3.1 | 5000 | 100 | 50 | 20 | 0.9 | 4000 | 80
P85GWTD2 | Guangzhou Ledia Lighting Technology Company Limited | LEDIA | LD-TL-B024-RX-35C | Indoor Luminaires | Linear Ambient | Direct Linear Ambient Luminaires | Premium | TRUE | 3181.75 | 137.26 | 23.18 | 15 | 0.948 | 3674 | 84.4 | 5 | 50000 | 42563 |  |  | No |  | 4 | 3360 | 140 | 24 | 25 | 0.9 | 3500 | 80
PAX6RXGM | Independence LED | IndependenceLED | HF-41327K-RB | Indoor Luminaires | Linear Ambient | Direct Linear Ambient Luminaires | Premium | TRUE | 1635 | 121 | 13.52 | 19.9 | 0.891 | 2756 | 82.4 | 5 | 50000 | 42563 |  |  | Yes |  | 3.1 | 1635 | 121 | 13 | 19.9 | 0.89 | 2700 | 82
PPEGPYWF | Independence LED | IndependenceLED | HF-41350K-RB | Indoor Luminaires | Linear Ambient | Direct Linear Ambient Luminaires | Premium | FALSE | [9 empty] | 42563 |  |  | Yes |  | 3.1 | 1784 | 132 | 13 | 19.9 | 0.89 | 5000 | 82
P7EZSWN4 | Independence LED | IndependenceLED | HF-41340K-RB | Indoor Luminaires | Linear Ambient | Direct Linear Ambient Luminaires | Premium | FALSE | [9 empty] | 42563 |  |  | Yes |  | 3.1 | 1725 | 128.61 | 13 | 19.9 | 0.89 | 4000 | 82
PCKZMD7E | Independence LED | IndependenceLED | HF-41335K-RB | Indoor Luminaires | Linear Ambient | Direct Linear Ambient Luminaires | Premium | FALSE | [9 empty] | 42563 |  |  | Yes |  | 3.1 | 1700 | 125 | 13 | 19.9 | 0.89 | 3500 | 82
PP3D5K4S | Independence LED | IndependenceLED | HF-41330K-RB | Indoor Luminaires | Linear Ambient | Direct Linear Ambient Luminaires | Premium | FALSE | [9 empty] | 42563 |  |  | Yes |  | 3.1 | 1675 | 123.2 | 13 | 19.9 | 0.89 | 3000 | 82
P4K2EN5U | Guangzhou Ledia Lighting Technology Company Limited | LEDIA | LD-TL-B024-RX-50C | Indoor Luminaires | Linear Ambient | Direct Linear Ambient Luminaires | Premium | FALSE | [9 empty] | 42563 |  |  | No |  | 4 | 3360 | 140 | 24 | 25 | 0.9 | 5000 | 80
P2U24QW7 | Guangzhou Ledia Lighting Technology Company Limited | LEDIA | LD-TL-B024-RX-45C | Indoor Luminaires | Linear Ambient | Direct Linear Ambient Luminaires | Premium | FALSE | [9 empty] | 42563 |  |  | No |  | 4 | 3360 | 140 | 24 | 25 | 0.9 | 4500 | 80
P8ZUZGYQ | Guangzhou Ledia Lighting Technology Company Limited | LEDIA | LD-TL-B024-RX-40C | Indoor Luminaires | Linear Ambient | Direct Linear Ambient Luminaires | Premium | FALSE | [9 empty] | 42563 |  |  | No |  | 4 | 3360 | 140 | 24 | 25 | 0.9 | 4000 | 80
PM386P5E | RC Lighting | GUS | GUS2-25YNW/D10 RCL | Indoor Luminaires | Linear Ambient | Direct Linear Ambient Luminaires | Standard | TRUE | 2517 | 101.08 | 24.9 | 8.4 | 0.987 | 3571 | 86 | 5 | 100000 | 42562 |  |  | Yes |  | 3.1 | 2517 | 99.1 | 25.43 | 20.2 | 0.987 | 3571 | 86
PQZX7C5Q | Acuity Brands Lighting | Peerless | OPRS ST XXX 4FT 80CRI 40K 500LMF XXXX XXX XXX XXX XXXX [120V Only] | Indoor Luminaires | Linear Ambient | Direct Linear Ambient Luminaires | Standard | TRUE | 1982 | 90.3 | 21.95 | 2.843 | 0.98182 | 3886 | 83.71 | 5 | 50000 | 42562 |  |  | No |  | 3.1 | 2075.13 | 92.8 | 22.36 | 2.843 | 0.9 | 4000 | 80
P3VQBQ5R | Acuity Brands Lighting | Peerless | OPRS ST XXX 4FT 80CRI 30K 800LMF XXXX XXX XXX XXX XXXX [120V Only] | Indoor Luminaires | Linear Ambient | Direct Linear Ambient Luminaires | Standard | TRUE | 2823 | 85.13 | 33.16 | 2.843 | 0.98182 | 2987 | 82.82 | 5 | 50000 | 42562 |  |  | No |  | 3.1 | 2871.93 | 84.76 | 33.88 | 2.843 | 0.9 | 3000 | 80
PQ7E3NPQ | Acuity Brands Lighting | Peerless | OPRS ST XXX 4FT 80CRI 30K 500LMF XXXX XXX XXX XXX XXXX [120V Only] | Indoor Luminaires | Linear Ambient | Direct Linear Ambient Luminaires | Standard | TRUE | 1894 | 86.21 | 21.97 | 2.843 | 0.98182 | 2968 | 82.96 | 5 | 50000 | 42562 |  |  | No |  | 3.1 | 1980 | 88.55 | 22.36 | 2.843 | 0.9 | 3000 | 80
PQABTM8Q | RC Lighting | GUS | GUS2-18YNW/D10 RCL | Indoor Luminaires | Linear Ambient | Direct Linear Ambient Luminaires | Standard | TRUE | 1991 | 105.9 | 18.8 | 7.5 | 0.942 | 3558 | 86 | 5 | 100000 | 42562 |  |  | No |  | 3.1 | 1991 | 105.9 | 18.801 | 7.2 | 0.943 | 3558 | 86
P64BYK3Q | RC Lighting | GUS | GUS4-36YNW/D10 RCL | Indoor Luminaires | Linear Ambient | Direct Linear Ambient Luminaires | Standard | TRUE | 4118 | 109.8 | 37.5 | 14.6 | 0.939 | 3575 | 86 | 5 | 100000 | 42562 |  |  | No |  | 3.1 | 4118 | 109.8 | 37.516 | 10.5 | 0.992 | 3575 | 86
PVRJVH86 | RC Lighting | GUS | GUS4-50YNW/D10 RCL | Indoor Luminaires | Linear Ambient | Direct Linear Ambient Luminaires | Standard | TRUE | 5162 | 103.7 | 49.8 | 14.7 | 0.904 | 3591 | 86 | 5 | 100000 | 42562 |  |  | No |  | 3.1 | 5162 | 103.7 | 49.783 | 10.9 | 0.99 | 3591 | 86
PCTXQGP2 | SMART ENERGY SOLUTIONS | SES LED | SES-T8Y1222T(3000K) | Indoor Luminaires | Linear Ambient | Direct Linear Ambient Luminaires | Standard | TRUE | 2940.1 | 132.32 | 22.22 | 14.58 | 0.9009 | 3008 | 82.6 | 5 | 50000 | 42562 |  |  | No |  | 3.1 | 2940.1 | 132.32 | 22.22 | 14.58 | 0.9009 | 3000 | 82.6
PA87NCA6 | SMART ENERGY SOLUTIONS | SES LED | SES-T8Y1222T(5000K) | Indoor Luminaires | Linear Ambient | Direct Linear Ambient Luminaires | Standard | FALSE | [9 empty] | 42562 |  |  | No |  | 3.1 | 3033 | 135.22 | 22.43 | 14.51 | 0.9022 | 5000 | 82.8
P3MS3NT9 | SMART ENERGY SOLUTIONS | SES LED | SES-T8Y1222T(4500K) | Indoor Luminaires | Linear Ambient | Direct Linear Ambient Luminaires | Standard | FALSE | [9 empty] | 42562 |  |  | No |  | 3.1 | 3010 | 134.82 | 22.33 | 14.58 | 0.9009 | 4500 | 82.6
PTPRS1SP | SMART ENERGY SOLUTIONS | SES LED | SES-T8Y1222T(4000K) | Indoor Luminaires | Linear Ambient | Direct Linear Ambient Luminaires | Standard | FALSE | [9 empty] | 42562 |  |  | No |  | 3.1 | 2987 | 133.78 | 22.33 | 14.58 | 0.9009 | 4000 | 82.6
PGCX8CJJ | RC Lighting | GUS | GUS4-50NW/D10 RCL | Indoor Luminaires | Linear Ambient | Direct Linear Ambient Luminaires | Standard | FALSE | [9 empty] | 42562 |  |  | No |  | 3.1 | 5456 | 109.3 | 49.877 | 11.8 | 0.99 | 4013 | 84
PM64SKW2 | RC Lighting | GUS | GUS2-25NW/D10 RCL | Indoor Luminaires | Linear Ambient | Direct Linear Ambient Luminaires | Standard | FALSE | [9 empty] | 42562 |  |  | Yes |  | 3.1 | 2757 | 106.4 | 25.94 | 15.7 | 0.882 | 4009 | 84
P25BYJWC | RC Lighting | GUS | GUS2-18NW/D10 RCL | Indoor Luminaires | Linear Ambient | Direct Linear Ambient Luminaires | Standard | FALSE | [9 empty] | 42562 |  |  | No |  | 3.1 | 2140 | 111.5 | 19.197 | 7.5 | 0.948 | 3982 | 84
PRJDAV3M | RC Lighting | GUS | GUS4-36NW/D10 RCL | Indoor Luminaires | Linear Ambient | Direct Linear Ambient Luminaires | Standard | FALSE | [9 empty] | 42562 |  |  | No |  | 3.1 | 4437 | 117.1 | 37.881 | 11 | 0.993 | 3961 | 83
PXZS14RR | RC Lighting | GUS | GUS4-50YW/D10 RCL | Indoor Luminaires | Linear Ambient | Direct Linear Ambient Luminaires | Standard | FALSE | [9 empty] | 42562 |  |  | No |  | 3.1 | 5444 | 107.6 | 50.565 | 11 | 0.992 | 3128 | 85
P8HF9AMC | RC Lighting | GUS | GUS4-36YW/D10 RCL | Indoor Luminaires | Linear Ambient | Direct Linear Ambient Luminaires | Standard | FALSE | [9 empty] | 42562 |  |  | No |  | 3.1 | 4369 | 115 | 38.002 | 11.2 | 0.993 | 3127 | 85
PZ48G6HD | RC Lighting | GUS | GUS2-25YW/D10 RCL | Indoor Luminaires | Linear Ambient | Direct Linear Ambient Luminaires | Standard | FALSE | [9 empty] | 42562 |  |  | Yes |  | 3.1 | 2666 | 103.7 | 25.674 | 14.4 | 0.883 | 3116 | 84
P8PPRSRC | RC Lighting | GUS | GUS2-18YW/D10 RCL | Indoor Luminaires | Linear Ambient | Direct Linear Ambient Luminaires | Standard | FALSE | [9 empty] | 42562 |  |  | No |  | 3.1 | 2129 | 110.9 | 19.219 | 7.1 | 0.942 | 3116 | 84
PBN8RSVM | Acuity Brands Lighting | Peerless | OPRS G XXX 8FT 80CRI 40K 800LMF XXXX XXX XXX XXX XXXX [120V Only] | Indoor Luminaires | Linear Ambient | Direct Linear Ambient Luminaires | Standard | FALSE | [9 empty] | 42562 | Dimmable | Continuous Below 10 | No |  | 3.1 | 6046.94 | 89.24 | 67.76 | 2.843 | 0.9 | 4000 | 80
PGFWYZBD | Acuity Brands Lighting | Peerless | OPRS ST XXX 8FT 80CRI 40K 800LMF XXXX XXX XXX XXX XXXX [120V Only] | Indoor Luminaires | Linear Ambient | Direct Linear Ambient Luminaires | Standard | FALSE | [9 empty] | 42562 | Dimmable | Continuous Below 10 | No |  | 3.1 | 6019.83 | 88.84 | 67.76 | 2.843 | 0.9 | 4000 | 80
PGZXHQUS | Acuity Brands Lighting | Peerless | OPRS G XXX 8FT 80CRI 40K 500LMF XXXX XXX XXX XXX XXXX [120V Only] | Indoor Luminaires | Linear Ambient | Direct Linear Ambient Luminaires | Standard | FALSE | [9 empty] | 42562 | Dimmable | Continuous Below 10 | No |  | 3.1 | 4168.96 | 93.22 | 44.72 | 2.843 | 0.9 | 4000 | 80
PPQFZ9UZ | Acuity Brands Lighting | Peerless | OPRS ST XXX 8FT 80CRI 40K 500LMF XXXX XXX XXX XXX XXXX [120V Only] | Indoor Luminaires | Linear Ambient | Direct Linear Ambient Luminaires | Standard | FALSE | [9 empty] | 42562 | Dimmable | Continuous Below 10 | No |  | 3.1 | 4150.26 | 92.8 | 44.72 | 2.843 | 0.9 | 4000 | 80
PGVHSRCB | Acuity Brands Lighting | Peerless | OPRS G XXX 4FT 80CRI 40K 800LMF XXXX XXX XXX XXX XXXX [120V Only] | Indoor Luminaires | Linear Ambient | Direct Linear Ambient Luminaires | Standard | FALSE | [9 empty] | 42562 | Dimmable | Continuous Below 10 | No |  | 3.1 | 3023.47 | 89.24 | 33.88 | 2.843 | 0.9 | 4000 | 80
PCYATPNQ | Acuity Brands Lighting | Peerless | OPRS ST XXX 4FT 80CRI 40K 800LMF XXXX XXX XXX XXX XXXX [120V Only] | Indoor Luminaires | Linear Ambient | Direct Linear Ambient Luminaires | Standard | FALSE | [9 empty] | 42562 | Dimmable | Continuous Below 10 | No |  | 3.1 | 3009.91 | 88.84 | 33.88 | 2.843 | 0.9 | 4000 | 80
PS7813JV | Acuity Brands Lighting | Peerless | OPRS G XXX 4FT 80CRI 40K 500LMF XXXX XXX XXX XXX XXXX [120V Only] | Indoor Luminaires | Linear Ambient | Direct Linear Ambient Luminaires | Standard | FALSE | [9 empty] | 42562 | Dimmable | Continuous Below 10 | No |  | 3.1 | 2084.48 | 93.22 | 22.36 | 2.843 | 0.9 | 4000 | 80
P4933532 | Acuity Brands Lighting | Peerless | OPRS G XXX 8FT 80CRI 35K 800LMF XXXX XXX XXX XXX XXXX [120V Only] | Indoor Luminaires | Linear Ambient | Direct Linear Ambient Luminaires | Standard | FALSE | [9 empty] | 42562 | Dimmable | Continuous Below 10 | No |  | 3.1 | 5887.2 | 86.88 | 67.76 | 2.843 | 0.9 | 3500 | 80
P52DN9BJ | Acuity Brands Lighting | Peerless | OPRS ST XXX 8FT 80CRI 35K 800LMF XXXX XXX XXX XXX XXXX [120V Only] | Indoor Luminaires | Linear Ambient | Direct Linear Ambient Luminaires | Standard | FALSE | [9 empty] | 42562 | Dimmable | Continuous Below 10 | No |  | 3.1 | 5860.8 | 86.49 | 67.76 | 2.843 | 0.9 | 3500 | 80
P33YCQYG | Acuity Brands Lighting | Peerless | OPRS G XXX 8FT 80CRI 35K 500LMF XXXX XXX XXX XXX XXXX [120V Only] | Indoor Luminaires | Linear Ambient | Direct Linear Ambient Luminaires | Standard | FALSE | [9 empty] | 42562 | Dimmable | Continuous Below 10 | No |  | 3.1 | 4058.82 | 90.76 | 44.72 | 2.843 | 0.9 | 3500 | 80
PS2G9YXN | Acuity Brands Lighting | Peerless | OPRS ST XXX 8FT 80CRI 35K 500LMF XXXX XXX XXX XXX XXXX [120V Only] | Indoor Luminaires | Linear Ambient | Direct Linear Ambient Luminaires | Standard | FALSE | [9 empty] | 42562 | Dimmable | Continuous Below 10 | No |  | 3.1 | 4040.62 | 90.35 | 44.72 | 2.843 | 0.9 | 3500 | 80
P2NGG9PZ | Acuity Brands Lighting | Peerless | OPRS G XXX 4FT 80CRI 35K 800LMF XXXX XXX XXX XXX XXXX [120V Only] | Indoor Luminaires | Linear Ambient | Direct Linear Ambient Luminaires | Standard | FALSE | [9 empty] | 42562 | Dimmable | Continuous Below 10 | No |  | 3.1 | 2943.6 | 86.88 | 33.88 | 2.843 | 0.9 | 3500 | 80
P4QPVNZ2 | Acuity Brands Lighting | Peerless | OPRS ST XXX 4FT 80CRI 35K 800LMF XXXX XXX XXX XXX XXXX [120V Only] | Indoor Luminaires | Linear Ambient | Direct Linear Ambient Luminaires | Standard | FALSE | [9 empty] | 42562 | Dimmable | Continuous Below 10 | No |  | 3.1 | 2930.4 | 86.49 | 33.88 | 2.843 | 0.9 | 3500 | 80
P927EZSV | Acuity Brands Lighting | Peerless | OPRS G XXX 4FT 80CRI 35K 500LMF XXXX XXX XXX XXX XXXX [120V Only] | Indoor Luminaires | Linear Ambient | Direct Linear Ambient Luminaires | Standard | FALSE | [9 empty] | 42562 | Dimmable | Continuous Below 10 | No |  | 3.1 | 2029.41 | 90.76 | 22.36 | 2.843 | 0.9 | 3500 | 80
PMBRZDM8 | Acuity Brands Lighting | Peerless | OPRS ST XXX 4FT 80CRI 35K 500LMF XXXX XXX XXX XXX XXXX [120V Only] | Indoor Luminaires | Linear Ambient | Direct Linear Ambient Luminaires | Standard | FALSE | [9 empty] | 42562 | Dimmable | Continuous Below 10 | No |  | 3.1 | 2020.31 | 90.35 | 22.36 | 2.843 | 0.9 | 3500 | 80
PFTBW96F | Acuity Brands Lighting | Peerless | OPRS G XXX 8FT 80CRI 30K 800LMF XXXX XXX XXX XXX XXXX [120V Only] | Indoor Luminaires | Linear Ambient | Direct Linear Ambient Luminaires | Standard | FALSE | [9 empty] | 42562 | Dimmable | Continuous Below 10 | No |  | 3.1 | 5769.73 | 85.14 | 67.76 | 2.843 | 0.9 | 3000 | 80
PMT2PHNV | Acuity Brands Lighting | Peerless | OPRS ST XXX 8FT 80CRI 30K 800LMF XXXX XXX XXX XXX XXXX [120V Only] | Indoor Luminaires | Linear Ambient | Direct Linear Ambient Luminaires | Standard | FALSE | [9 empty] | 42562 | Dimmable | Continuous Below 10 | No |  | 3.1 | 5743.86 | 84.76 | 67.76 | 2.843 | 0.9 | 3000 | 80
PKK4HU6D | Acuity Brands Lighting | Peerless | OPRS G XXX 8FT 80CRI 30K 500LMF XXXX XXX XXX XXX XXXX [120V Only] | Indoor Luminaires | Linear Ambient | Direct Linear Ambient Luminaires | Standard | FALSE | [9 empty] | 42562 | Dimmable | Continuous Below 10 | No |  | 3.1 | 3977.84 | 88.95 | 44.72 | 2.843 | 0.9 | 3000 | 80
PDHG9ZAZ | Acuity Brands Lighting | Peerless | OPRS ST XXX 8FT 80CRI 30K 500LMF XXXX XXX XXX XXX XXXX [120V Only] | Indoor Luminaires | Linear Ambient | Direct Linear Ambient Luminaires | Standard | FALSE | [9 empty] | 42562 | Dimmable | Continuous Below 10 | No |  | 3.1 | 3960 | 88.55 | 44.72 | 2.843 | 0.9 | 3000 | 80
PY18UWDN | Acuity Brands Lighting | Peerless | OPRS G XXX 4FT 80CRI 30K 800LMF XXXX XXX XXX XXX XXXX [120V Only] | Indoor Luminaires | Linear Ambient | Direct Linear Ambient Luminaires | Standard | FALSE | [9 empty] | 42562 | Dimmable | Continuous Below 10 | No |  | 3.1 | 2884.86 | 85.14 | 33.88 | 2.843 | 0.9 | 3000 | 80
P8E96C4N | Acuity Brands Lighting | Peerless | OPRS G XXX 4FT 80CRI 30K 500LMF XXXX XXX XXX XXX XXXX [120V Only] | Indoor Luminaires | Linear Ambient | Direct Linear Ambient Luminaires | Standard | FALSE | [9 empty] | 42562 | Dimmable | Continuous Below 10 | No |  | 3.1 | 1988.92 | 88.95 | 22.36 | 2.843 | 0.9 | 3000 | 80
PGP6NYFT | Shenzhen Ruizi Light Electricity Technology Co. Ltd. | ERVAN | [L07GPA01C]-ZT 1200MM(3000K) | Indoor Luminaires | Linear Ambient | Direct Linear Ambient Luminaires | Standard | TRUE | 4815 | 118.57 | 40.61 | 15.06 | 0.9298 | 2982 | 83.5 | 5 | 50000 | 42559 |  |  | No |  | 3.1 | 4815 | 118.57 | 40.61 | 15.06 | 0.93 | 3000 | 83.5
PA1CRFPA | Shenzhen Ruizi Light Electricity Technology Co. Ltd. | ERVAN | [L07GPA01C]-ZT 1500MM(3000K) | Indoor Luminaires | Linear Ambient | Direct Linear Ambient Luminaires | Standard | TRUE | 6550.7 | 124.14 | 52.77 | 13.68 | 0.9219 | 2999 | 84.1 | 5 | 50000 | 42559 |  |  | No |  | 3.1 | 6550.7 | 124.14 | 52.77 | 13.68 | 0.922 | 3000 | 84.1
PNEUZUH9 | Shenzhen Ruizi Light Electricity Technology Co. Ltd. | ERVAN | [L07GPA01C]-ZT 1500MM-A(3000K) | Indoor Luminaires | Linear Ambient | Direct Linear Ambient Luminaires | Standard | TRUE | 7127.9 | 119.48 | 59.66 | 12.64 | 0.9093 | 2957 | 82.1 | 5 | 50000 | 42559 |  |  | No |  | 3.1 | 7127.9 | 119.48 | 59.66 | 12.64 | 0.909 | 3000 | 82.1
PQBM1BWX | Enpac Industries Inc DBA VM5 Lighting Solutions | VM5Â LightingÂ Solutions | VLL-8-36W-50K-UNV-V1 | Indoor Luminaires | Linear Ambient | Direct Linear Ambient Luminaires | Standard | FALSE | [9 empty] | 42559 |  |  | No |  | 3.1 | 3960 | 110 | 36 | 17 | 0.98 | 5000 | 80
PRECHWGE | Enpac Industries Inc DBA VM5 Lighting Solutions | VM5Â LightingÂ Solutions | VLL-8-36W-45K-UNV-V1 | Indoor Luminaires | Linear Ambient | Direct Linear Ambient Luminaires | Standard | FALSE | [9 empty] | 42559 |  |  | No |  | 3.1 | 3960 | 110 | 36 | 17 | 0.98 | 4500 | 80
PVDVWFRA | Enpac Industries Inc DBA VM5 Lighting Solutions | VM5Â LightingÂ Solutions | VLL-8-36W-40K-UNV-V1 | Indoor Luminaires | Linear Ambient | Direct Linear Ambient Luminaires | Standard | FALSE | [9 empty] | 42559 |  |  | No |  | 3.1 | 3960 | 110 | 36 | 17 | 0.98 | 4000 | 80
PCKKV5HP | Shenzhen Ruizi Light Electricity Technology Co. Ltd. | ERVAN | [L07GPA01C] 1500MM-A(5000K) | Indoor Luminaires | Linear Ambient | Direct Linear Ambient Luminaires | Standard | FALSE | [9 empty] | 42559 |  |  | No |  | 3.1 | 7343 | 122.14 | 60.12 | 12.47 | 0.907 | 5000 | 85.2
PH9Z4WTH | Shenzhen Ruizi Light Electricity Technology Co. Ltd. | ERVAN | [L07GPA01C] 1500MM(5000K) | Indoor Luminaires | Linear Ambient | Direct Linear Ambient Luminaires | Standard | FALSE | [9 empty] | 42559 |  |  | No |  | 3.1 | 6728 | 127.35 | 52.83 | 13.61 | 0.921 | 5000 | 85.1
P99UZWCX | Shenzhen Ruizi Light Electricity Technology Co. Ltd. | ERVAN | [L07GPA01C] 1200MM(5000K) | Indoor Luminaires | Linear Ambient | Direct Linear Ambient Luminaires | Standard | FALSE | [9 empty] | 42559 |  |  | No |  | 3.1 | 5003 | 121.52 | 41.17 | 14.93 | 0.93 | 5000 | 84.9
PUHRBK3J | Shenzhen Ruizi Light Electricity Technology Co. Ltd. | ERVAN | [L07GPA01C]-ZT 1500MM-A(5000K) | Indoor Luminaires | Linear Ambient | Direct Linear Ambient Luminaires | Standard | FALSE | [9 empty] | 42559 |  |  | No |  | 3.1 | 7343 | 122.14 | 60.12 | 12.47 | 0.907 | 5000 | 85.2
PFHE4ZJY | Shenzhen Ruizi Light Electricity Technology Co. Ltd. | ERVAN | [L07GPA01C]-ZT 1500MM(5000K) | Indoor Luminaires | Linear Ambient | Direct Linear Ambient Luminaires | Standard | FALSE | [9 empty] | 42559 |  |  | No |  | 3.1 | 6728 | 127.35 | 52.83 | 13.61 | 0.921 | 5000 | 85.1
P4Y3PDJS | Shenzhen Ruizi Light Electricity Technology Co. Ltd. | ERVAN | [L07GPA01C]-ZT 1200MM(5000K) | Indoor Luminaires | Linear Ambient | Direct Linear Ambient Luminaires | Standard | FALSE | [9 empty] | 42559 |  |  | No |  | 3.1 | 5003 | 121.52 | 41.17 | 14.93 | 0.93 | 5000 | 84.9
PG2YNNDV | Shenzhen Ruizi Light Electricity Technology Co. Ltd. | ERVAN | [L07GPA01C] 1500MM(4000K) | Indoor Luminaires | Linear Ambient | Direct Linear Ambient Luminaires | Standard | FALSE | [9 empty] | 42559 |  |  | No |  | 3.1 | 6639.4 | 125.75 | 52.8 | 13.68 | 0.922 | 4000 | 84.1
PPUBV9BE | Shenzhen Ruizi Light Electricity Technology Co. Ltd. | ERVAN | [L07GPA01C] 1200MM(4000K) | Indoor Luminaires | Linear Ambient | Direct Linear Ambient Luminaires | Standard | FALSE | [9 empty] | 42559 |  |  | No |  | 3.1 | 4909 | 120.05 | 40.89 | 15.06 | 0.93 | 4000 | 83.5
PJRAD1QE | Shenzhen Ruizi Light Electricity Technology Co. Ltd. | ERVAN | [L07GPA01C] 1500MM-A(4000K) | Indoor Luminaires | Linear Ambient | Direct Linear Ambient Luminaires | Standard | FALSE | [9 empty] | 42559 |  |  | No |  | 3.1 | 7235.5 | 120.81 | 59.89 | 12.64 | 0.909 | 4000 | 82.1
PRJ8DBUF | Shenzhen Ruizi Light Electricity Technology Co. Ltd. | ERVAN | [L07GPA01C]-ZT 1500MM(4000K) | Indoor Luminaires | Linear Ambient | Direct Linear Ambient Luminaires | Standard | FALSE | [9 empty] | 42559 |  |  | No |  | 3.1 | 6639.4 | 125.75 | 52.8 | 13.68 | 0.922 | 4000 | 84.1
PTWW2EKK | Shenzhen Ruizi Light Electricity Technology Co. Ltd. | ERVAN | [L07GPA01C]-ZT 1200MM(4000K) | Indoor Luminaires | Linear Ambient | Direct Linear Ambient Luminaires | Standard | FALSE | [9 empty] | 42559 |  |  | No |  | 3.1 | 4909 | 120.05 | 40.89 | 15.06 | 0.93 | 4000 | 83.5
P3ABM7JT | Shenzhen Ruizi Light Electricity Technology Co. Ltd. | ERVAN | [L07GPA01C]-ZT 1500MM-A(4000K) | Indoor Luminaires | Linear Ambient | Direct Linear Ambient Luminaires | Standard | FALSE | [9 empty] | 42559 |  |  | No |  | 3.1 | 7235.5 | 120.81 | 59.89 | 12.64 | 0.909 | 4000 | 82.1
PSG49DCG | Shenzhen Ruizi Light Electricity Technology Co. Ltd. | ERVAN | [L07GPA01C] 1500MM(3000K) | Indoor Luminaires | Linear Ambient | Direct Linear Ambient Luminaires | Standard | FALSE | [9 empty] | 42559 |  |  | No |  | 3.1 | 6550.7 | 124.14 | 52.77 | 13.68 | 0.922 | 3000 | 84.1
P1HTNG7V | Shenzhen Ruizi Light Electricity Technology Co. Ltd. | ERVAN | [L07GPA01C] 1200MM(3000K) | Indoor Luminaires | Linear Ambient | Direct Linear Ambient Luminaires | Standard | FALSE | [9 empty] | 42559 |  |  | No |  | 3.1 | 4815 | 118.57 | 40.61 | 15.06 | 0.93 | 3000 | 83.5
PSJ2ZRW7 | Shenzhen Ruizi Light Electricity Technology Co. Ltd. | ERVAN | [L07GPA01C] 1500MM-A(3000K) | Indoor Luminaires | Linear Ambient | Direct Linear Ambient Luminaires | Standard | FALSE | [9 empty] | 42559 |  |  | No |  | 3.1 | 7127.9 | 119.48 | 59.66 | 12.64 | 0.909 | 3000 | 82.1
PT5DTBYW | Orion Energy Systems Inc | Apollo | VTON14A1UNVFDXXSTFR850XXXXXXXXXXXXXX [120V Only] | Indoor Luminaires | Linear Ambient | Direct Linear Ambient Luminaires | Premium | TRUE | 3358.7 | 145 | 23.16 | 7.421 | 0.992 | 5087 | 84.3 | 5 | 50000 | 42558 |  |  | Yes |  | 4 | 3440.8 | 149.7302 | 22.98 | 17.649 | 0.876 | 5087 | 84.3
PE1TBGDK | GE Lighting Solutions | Lumination | LIS[CI]4BD42D1P35Vxxxxxxxxx | Indoor Luminaires | Linear Ambient | Direct Linear Ambient Luminaires | Standard | TRUE | 4078.4 | 109 | 37.4 | 16.9 | 0.98 | 3411 | 91.5 | 5 | 90000 | 42558 |  |  | Yes |  | 4 | 4000 | 118 | 34 | 20 | 0.9 | 3500 | 90
P9U32W5G | Paramount Industries Inc. | StardusterÂ® | C12L42-XX-YY-ZZ-120-277V | Indoor Luminaires | Linear Ambient | Direct Linear Ambient Luminaires | Premium | TRUE | 7232 | 117.8 | 61.19 | 11.4 | 0.976 | 4091 | 84.1 | 5 | 50000 | 42558 |  |  | No |  | 3.1 | 7232 | 117.8 | 61.39 | 11.4 | 0.98 | 4091 | 84.1
P8GX91V8 | Universal Lighting Technologies | Everline | LRA28-46L850-U | Indoor Retrofit Kit | Linear Ambient | Retrofit Kits for Direct Linear Ambient Luminaires | Premium | TRUE | 5590 | 130.12 | 42.9 | 8.37 | 0.971 | 5140 | 83.05 | 5 | 50000 | 42558 |  |  | No |  | 4 | 5590 | 130 | 42.96 | 8.37 | 0.97 | 5000 | 82
P7B1B118 | Universal Lighting Technologies | Everline | LRA28-46L835-U | Indoor Retrofit Kit | Linear Ambient | Retrofit Kits for Direct Linear Ambient Luminaires | Standard | TRUE | 4974 | 116.26 | 42.78 | 9.09 | 0.9706 | 3495 | 84.76 | 5 | 50000 | 42558 |  |  | No |  | 4 | 4974 | 116 | 42.78 | 9.09 | 0.97 | 3500 | 82
PJX1Z72W | GE Lighting Solutions | Lumination | LIS[CI]4B042D1P35Vxxxxxxxxx | Indoor Luminaires | Linear Ambient | Direct Linear Ambient Luminaires | Standard | TRUE | 4022.4 | 122 | 33 | 11.2 | 0.95 | 3415 | 91.4 | 5 | 90000 | 42558 |  |  | Yes |  | 4 | 4000 | 118 | 34 | 20 | 0.9 | 3500 | 90
PJ5GV6XE | Universal Lighting Technologies | Everline | LRA28-46L840-U | Indoor Retrofit Kit | Linear Ambient | Retrofit Kits for Direct Linear Ambient Luminaires | Standard | FALSE | [9 empty] | 42558 |  |  | No |  | 4 | 4974 | 116 | 42.78 | 9.09 | 0.97 | 4000 | 82
PR5EKHHM | Orion Energy Systems Inc | Apollo | VTON14A1UNVNDXXSTFR850XXXXXXXXXXXXXX [120V Only] | Indoor Luminaires | Linear Ambient | Direct Linear Ambient Luminaires | Premium | FALSE | [9 empty] | 42558 |  |  | Yes |  | 4 | 3440.8 | 149.7302 | 22.98 | 17.649 | 0.876 | 5087 | 84.3
PYCWJUYT | GE Lighting Solutions | Lumination | LIS[CI]8B[0D]A0D8P40Vxxxxxxxxx | Indoor Luminaires | Linear Ambient | Direct Linear Ambient Luminaires | Standard | FALSE | [9 empty] | 42558 |  |  | Yes |  | 4 | 10400 | 124 | 84 | 20 | 0.9 | 4000 | 90
PWUTYCJ9 | GE Lighting Solutions | Lumination | LIS[CI]8B[0D]A0D1P40Vxxxxxxxxx | Indoor Luminaires | Linear Ambient | Direct Linear Ambient Luminaires | Standard | FALSE | [9 empty] | 42558 |  |  | Yes |  | 4 | 10400 | 124 | 84 | 20 | 0.9 | 4000 | 90
PNQ8THX1 | GE Lighting Solutions | Lumination | LIS[CI]8B[0D]A0D9P40Vxxxxxxxxx | Indoor Luminaires | Linear Ambient | Direct Linear Ambient Luminaires | Standard | FALSE | [9 empty] | 42558 |  |  | Yes |  | 4 | 10400 | 124 | 84 | 20 | 0.9 | 4000 | 90
PW6YU3GU | GE Lighting Solutions | Lumination | LIS[CI]8B[0D]84D9P40Vxxxxxxxxx | Indoor Luminaires | Linear Ambient | Direct Linear Ambient Luminaires | Standard | FALSE | [9 empty] | 42558 |  |  | Yes |  | 4 | 8400 | 127 | 66 | 20 | 0.9 | 4000 | 90
PBRJ2P7Q | GE Lighting Solutions | Lumination | LIS[CI]8B[0D]84D8P40Vxxxxxxxxx | Indoor Luminaires | Linear Ambient | Direct Linear Ambient Luminaires | Standard | FALSE | [9 empty] | 42558 |  |  | Yes |  | 4 | 8400 | 127 | 66 | 20 | 0.9 | 4000 | 90
P8KNFSVT | GE Lighting Solutions | Lumination | LIS[CI]8B[0D]84D1P40Vxxxxxxxxx | Indoor Luminaires | Linear Ambient | Direct Linear Ambient Luminaires | Standard | FALSE | [9 empty] | 42558 |  |  | Yes |  | 4 | 8400 | 127 | 66 | 20 | 0.9 | 4000 | 90
PYPHQ4CZ | GE Lighting Solutions | Lumination | LIS[CI]4B[0D]52D1P40Vxxxxxxxxx | Indoor Luminaires | Linear Ambient | Direct Linear Ambient Luminaires | Standard | FALSE | [9 empty] | 42558 |  |  | Yes |  | 4 | 5200 | 121 | 43 | 20 | 0.9 | 4000 | 90
PNPPRE6A | GE Lighting Solutions | Lumination | LIS[CI]4B[0D]52D8P40Vxxxxxxxxx | Indoor Luminaires | Linear Ambient | Direct Linear Ambient Luminaires | Standard | FALSE | [9 empty] | 42558 |  |  | Yes |  | 4 | 5200 | 121 | 43 | 20 | 0.9 | 4000 | 90
P6Z2DFRS | GE Lighting Solutions | Lumination | LIS[CI]4B[0D]52D9P40Vxxxxxxxxx | Indoor Luminaires | Linear Ambient | Direct Linear Ambient Luminaires | Standard | FALSE | [9 empty] | 42558 |  |  | Yes |  | 4 | 5200 | 121 | 43 | 20 | 0.9 | 4000 | 90
PKH71GC3 | GE Lighting Solutions | Lumination | LIS[CI]4B[0D]42D9P40Vxxxxxxxxx | Indoor Luminaires | Linear Ambient | Direct Linear Ambient Luminaires | Standard | FALSE | [9 empty] | 42558 |  |  | Yes |  | 4 | 4200 | 124 | 34 | 20 | 0.9 | 4000 | 90
PEAF6YWF | GE Lighting Solutions | Lumination | LIS[CI]4B[0D]42D1P40Vxxxxxxxxx | Indoor Luminaires | Linear Ambient | Direct Linear Ambient Luminaires | Standard | FALSE | [9 empty] | 42558 |  |  | Yes |  | 4 | 4200 | 124 | 34 | 20 | 0.9 | 4000 | 90
P8A4C5JF | GE Lighting Solutions | Lumination | LIS[CI]4B[0D]42D8P40Vxxxxxxxxx | Indoor Luminaires | Linear Ambient | Direct Linear Ambient Luminaires | Standard | FALSE | [9 empty] | 42558 |  |  | Yes |  | 4 | 4200 | 124 | 34 | 20 | 0.9 | 4000 | 90
PEK94R42 | GE Lighting Solutions | Lumination | LIS[CI]8B[0D]A0D8P35Vxxxxxxxxx | Indoor Luminaires | Linear Ambient | Direct Linear Ambient Luminaires | Standard | FALSE | [9 empty] | 42558 |  |  | Yes |  | 4 | 9900 | 118 | 84 | 20 | 0.9 | 3500 | 90
PBB8TXXP | GE Lighting Solutions | Lumination | LIS[CI]8B[0D]A0D1P35Vxxxxxxxxx | Indoor Luminaires | Linear Ambient | Direct Linear Ambient Luminaires | Standard | FALSE | [9 empty] | 42558 |  |  | Yes |  | 4 | 9900 | 118 | 84 | 20 | 0.9 | 3500 | 90
P45RB3ZM | GE Lighting Solutions | Lumination | LIS[CI]8B[0D]A0D9P35Vxxxxxxxxx | Indoor Luminaires | Linear Ambient | Direct Linear Ambient Luminaires | Standard | FALSE | [9 empty] | 42558 |  |  | Yes |  | 4 | 9900 | 118 | 84 | 20 | 0.9 | 3500 | 90
PNQ8QMR9 | GE Lighting Solutions | Lumination | LIS[CI]8B[0D]84D1P35Vxxxxxxxxx | Indoor Luminaires | Linear Ambient | Direct Linear Ambient Luminaires | Standard | FALSE | [9 empty] | 42558 |  |  | Yes |  | 4 | 8000 | 121 | 66 | 20 | 0.9 | 3500 | 90
P6H76ZFW | GE Lighting Solutions | Lumination | LIS[CI]8B[0D]84D9P35Vxxxxxxxxx | Indoor Luminaires | Linear Ambient | Direct Linear Ambient Luminaires | Standard | FALSE | [9 empty] | 42558 |  |  | Yes |  | 4 | 8000 | 121 | 66 | 20 | 0.9 | 3500 | 90
P5Q2HG9C | GE Lighting Solutions | Lumination | LIS[CI]8B[0D]84D8P35Vxxxxxxxxx | Indoor Luminaires | Linear Ambient | Direct Linear Ambient Luminaires | Standard | FALSE | [9 empty] | 42558 |  |  | Yes |  | 4 | 8000 | 121 | 66 | 20 | 0.9 | 3500 | 90
PTDHWTPG | GE Lighting Solutions | Lumination | LIS[CI]4B[0D]52D8P35Vxxxxxxxxx | Indoor Luminaires | Linear Ambient | Direct Linear Ambient Luminaires | Standard | FALSE | [9 empty] | 42558 |  |  | Yes |  | 4 | 5000 | 116 | 43 | 20 | 0.9 | 3500 | 90
PS1A83WF | GE Lighting Solutions | Lumination | LIS[CI]4B[0D]52D1P35Vxxxxxxxxx | Indoor Luminaires | Linear Ambient | Direct Linear Ambient Luminaires | Standard | FALSE | [9 empty] | 42558 |  |  | Yes |  | 4 | 5000 | 116 | 43 | 20 | 0.9 | 3500 | 90
PRB5BN73 | GE Lighting Solutions | Lumination | LIS[CI]4B[0D]52D9P35Vxxxxxxxxx | Indoor Luminaires | Linear Ambient | Direct Linear Ambient Luminaires | Standard | FALSE | [9 empty] | 42558 |  |  | Yes |  | 4 | 5000 | 116 | 43 | 20 | 0.9 | 3500 | 90
PMJWPBWG | GE Lighting Solutions | Lumination | LIS[CI]4B[0D]42D8P35Vxxxxxxxxx | Indoor Luminaires | Linear Ambient | Direct Linear Ambient Luminaires | Standard | FALSE | [9 empty] | 42558 |  |  | Yes |  | 4 | 4000 | 118 | 34 | 20 | 0.9 | 3500 | 90
P7BFBW27 | GE Lighting Solutions | Lumination | LIS[CI]4B[0D]42D9P35Vxxxxxxxxx | Indoor Luminaires | Linear Ambient | Direct Linear Ambient Luminaires | Standard | FALSE | [9 empty] | 42558 |  |  | Yes |  | 4 | 4000 | 118 | 34 | 20 | 0.9 | 3500 | 90
PVCUWA8B | Paramount Industries Inc. | StardusterÂ® | C12L4-Retro-XX-YY-ZZ-120-277V | Indoor Retrofit Kit | Linear Ambient | Retrofit Kits for Direct Linear Ambient Luminaires | Premium | FALSE | [9 empty] | 42558 | Dimmable | Continuous Below 10 | No |  | 3.1 | 7232 | 117.8 | 61.39 | 11.4 | 0.98 | 4091 | 84.1
P5NUE19B | Paramount Industries Inc. | StardusterÂ® | SC12L4-Retro-XX-YY-ZZ-120-277V | Indoor Retrofit Kit | Linear Ambient | Retrofit Kits for Direct Linear Ambient Luminaires | Premium | FALSE | [9 empty] | 42558 | Dimmable | Continuous Below 10 | No |  | 3.1 | 7232 | 117.8 | 61.39 | 11.4 | 0.98 | 4091 | 84.1
P3GFTYKQ | Paramount Industries Inc. | StardusterÂ® | SC12L42-XX-YY-ZZ-120-277V | Indoor Luminaires | Linear Ambient | Direct Linear Ambient Luminaires | Premium | FALSE | [9 empty] | 42558 | Dimmable | Continuous Below 10 | No |  | 3.1 | 7232 | 117.8 | 61.39 | 11.4 | 0.98 | 4091 | 84.1
PS934CSR | Lumenwerx ULC | Lumenwerx | VIA[1.52]RF-HLO-LED-80-750-30-4FT-UNV-D-X-X-X-X-X | Indoor Luminaires | Linear Ambient | Direct Linear Ambient Luminaires | Standard | TRUE | 3016 | 82.97 | 36.35 | 12.03 | 0.975 | 3132 | 82 | 5 | 50000 | 42557 |  |  | Yes |  | 3.1 | 3016 | 82.97 | 36.35 | 6.25 | 0.998 | 3132 | 82
PX92JVMB | LEDVANCE LLC (formerly OSRAM SYLVANIA INC) | SYLVANIA | VAPOR1A/050UNVD840/48EC/GR | Indoor Luminaires | Linear Ambient | Direct Linear Ambient Luminaires | Standard | TRUE | 4946.7 | 101.74 | 48.62 | 8.7 | 0.972 | 4143 | 84.6 | 5 | 50000 | 42557 |  |  | No |  | 3.1 | 4400 | 90 | 50 | 7 | 0.95 | 4000 | 80
PBCK68EM | RDA Lighting Inc. | RDA | FW4-LED80W-120-277V-41K | Indoor Luminaires | Linear Ambient | Direct Linear Ambient Luminaires | Standard | TRUE | 6402 | 97.47 | 62.55 | 15.63 | 0.9715 | 4061 | 84.45 | 5 | 100000 | 42557 |  |  | NotYetVerified |  | 3 | 6507
PZPTUTBD | MHT Lighting | MHT Lighting | MHTL-STRP-2FT-25E-4K-U | Indoor Luminaires | Linear Ambient | Direct Linear Ambient Luminaires | Standard | TRUE | 2525.87 | 104.33 | 24.21 | 6.96 | 0.9611 | 3927 | 82.1 | 5 | 50000 | 42557 |  |  | Yes |  | 4 | 2525.87 | 104.33 | 24.21 | 6.96 | 0.9611 | 3927 | 82.1
PNVRUQBK | RDA Lighting Inc. | RDA | FW4-LED50W-120-277V-41K | Indoor Luminaires | Linear Ambient | Direct Linear Ambient Luminaires | Standard | TRUE | 4931 | 104.4 | 47.24 | 14.93 | 0.9526 | 4059 | 84.65 | 5 | 100000 | 42557 |  |  | NotYetVerified |  | 3 | 4650 | 93 | 50 |  |  | 4100
PVRRJPV3 | RDA Lighting Inc. | RDA | LFW-LED40-B-4K-TG | Indoor Luminaires | Linear Ambient | Direct Linear Ambient Luminaires | Standard | TRUE | 5076 | 127.4 | 39.84 | 15.19 | 0.9501 | 4094 | 82.02 | 5 | 100000 | 42557 |  |  | Yes |  | 3 | 5076 | 127.4 | 39.84 | 15.19 | 0.9501 | 4094 | 82.02
PS181R94 | Stanpro Lighting Systems Inc. | Stanpro | L2STL-48LS3-W/30K | Indoor Luminaires | Linear Ambient | Direct Linear Ambient Luminaires | Premium | TRUE | 3582.1 | 110.52 | 32.41 | 4.44 | 0.9455 | 3133 | 82.9 | 5 | 50000 | 42557 |  |  | No |  | 3.1 | 3582.1 | 110.52 | 32.41 | 20 | 0.997 | 3000 | 82.9
PF3SYSVW | Aimlite Lighting Products | AimLite | S20LS-48LA3-2/30K | Indoor Luminaires | Linear Ambient | Direct Linear Ambient Luminaires | Premium | TRUE | 3582.1 | 110.52 | 32.41 | 4.44 | 0.9455 | 3133 | 82.9 | 5 | 50000 | 42557 |  |  | No |  | 3.1 | 3582.1 | 110.52 | 32.41 | 20 | 0.997 | 3000 | 82.9
PV48QS9Z | Stanpro Lighting Systems Inc. | Stanpro | L2STL-96LS3-W/30K | Indoor Luminaires | Linear Ambient | Direct Linear Ambient Luminaires | Premium | TRUE | 7546 | 112.13 | 67.3 | 4.95 | 0.942 | 3146 | 83.2 | 5 | 50000 | 42557 |  |  | No |  | 3.1 | 7546.3 | 112 | 67.3 | 20 | 0.997 | 3000 | 83
PU2MN3VU | Aimlite Lighting Products | AimLite | S20LS-96LA3-2/30K | Indoor Luminaires | Linear Ambient | Direct Linear Ambient Luminaires | Premium | TRUE | 7546 | 112.13 | 67.3 | 4.95 | 0.942 | 3146 | 83.2 | 5 | 50000 | 42557 |  |  | No |  | 3.1 | 7546.3 | 112 | 67.3 | 20 | 0.997 | 3000 | 83
PS49RP7C | Lumenwerx ULC | Lumenwerx | VIA[1.52]RF-HLO-LED-80-350-30-4FT-UNV-D-X-X-X-X-X | Indoor Luminaires | Linear Ambient | Direct Linear Ambient Luminaires | Standard | TRUE | 1476 | 87.23 | 16.92 | 11.37 | 0.94 | 2966 | 83 | 5 | 50000 | 42557 |  |  | Yes |  | 3.1 | 1476 | 87.23 | 16.92 | 7.92 | 0.992 | 2966 | 83
P1H83JMD | Lumenwerx ULC | Lumenwerx | VIA[1.52]RF-HLO-LED-80-350-40-4FT-UNV-D-X-X-X-X-X | Indoor Luminaires | Linear Ambient | Direct Linear Ambient Luminaires | Standard | TRUE | 1500 | 91.58 | 16.38 | 11.63 | 0.936 | 3989 | 85 | 5 | 50000 | 42557 |  |  | Yes |  | 3.1 | 1500 | 91.58 | 16.38 | 7.97 | 0.991 | 3989 | 83
PPP9BRVB | Stanpro Lighting Systems Inc. | Stanpro | L2STL-96LS2-W/30K | Indoor Luminaires | Linear Ambient | Direct Linear Ambient Luminaires | Premium | TRUE | 4435.024 | 112.85 | 39.3 | 5.27 | 0.925 | 3088 | 83.5 | 5 | 50000 | 42557 |  |  | No |  | 3.1 | 4435 | 112.85 | 39.3 | 20 | 0.998 | 3000 | 83
P92T7AT7 | Aimlite Lighting Products | AimLite | S20LS-96LA2-2/30K | Indoor Luminaires | Linear Ambient | Direct Linear Ambient Luminaires | Premium | TRUE | 4435.024 | 112.85 | 39.3 | 5.27 | 0.925 | 3088 | 83.5 | 5 | 50000 | 42557 |  |  | No |  | 3.1 | 4435 | 112.85 | 39.3 | 20 | 0.998 | 3000 | 83
PB5Z9FAB | Stanpro Lighting Systems Inc. | Stanpro | L2STL-48LS2-W/30K | Indoor Luminaires | Linear Ambient | Direct Linear Ambient Luminaires | Premium | TRUE | 2433.4 | 109.72 | 22.18 | 5.18 | 0.9203 | 3160 | 82.8 | 5 | 50000 | 42557 |  |  | No |  | 3.1 | 2433.3 | 109.72 | 22.18 | 20 | 0.996 | 3000 | 82.8
PM3V55VB | Aimlite Lighting Products | AimLite | S20LS-48LA2-2/30K | Indoor Luminaires | Linear Ambient | Direct Linear Ambient Luminaires | Premium | TRUE | 2433.4 | 109.72 | 22.18 | 5.18 | 0.9203 | 3160 | 82.8 | 5 | 50000 | 42557 |  |  | No |  | 3.1 | 2433.3 | 109.72 | 22.18 | 20 | 0.996 | 3000 | 82.8
P66QKJ3B | RDA Lighting Inc. | RDA | LFW-LED50-B-4K-TG | Indoor Luminaires | Linear Ambient | Direct Linear Ambient Luminaires | Standard | TRUE | 5350 | 113.3 | 47.24 | 20.43 | 0.9192 | 4098 | 84.69 | 5 | 100000 | 42557 |  |  | Yes |  | 3 | 5350 | 113.3 | 47.24 | 20.43 | 0.9192 | 4098 | 84.69
PW189FGH | Stanpro Lighting Systems Inc. | Stanpro | L2STL-48LS3-W/40K | Indoor Luminaires | Linear Ambient | Direct Linear Ambient Luminaires | Premium | FALSE | [9 empty] | 42557 |  |  | No |  | 3.1 | 3750 | 115.4 | 32.5 | 20 | 0.997 | 4000 | 85.1
PF78RPQW | Stanpro Lighting Systems Inc. | Stanpro | L2STL-48LS2-W/40K | Indoor Luminaires | Linear Ambient | Direct Linear Ambient Luminaires | Premium | FALSE | [9 empty] | 42557 |  |  | No |  | 3.1 | 2530 | 113.71 | 22.25 | 20 | 0.997 | 4000 | 85.1
P5EQHQP6 | Stanpro Lighting Systems Inc. | Stanpro | L2STL-96LS3-W/40K | Indoor Luminaires | Linear Ambient | Direct Linear Ambient Luminaires | Premium | FALSE | [9 empty] | 42557 |  |  | No |  | 3.1 | 7650 | 114 | 67 | 20 | 0.997 | 4000 | 83
PF3FCBCC | Stanpro Lighting Systems Inc. | Stanpro | L2STL-96LS2-W/40K | Indoor Luminaires | Linear Ambient | Direct Linear Ambient Luminaires | Premium | FALSE | [9 empty] | 42557 |  |  | No |  | 3.1 | 4600 | 115 | 40 | 20 | 0.996 | 4000 | 83
PK9R6N3H | Stanpro Lighting Systems Inc. | Stanpro | L2STL-96LS3-W/35K | Indoor Luminaires | Linear Ambient | Direct Linear Ambient Luminaires | Premium | FALSE | [9 empty] | 42557 |  |  | No |  | 3.1 | 7600 | 113 | 67 | 20 | 0.997 | 3500 | 83
P86B5K9R | Stanpro Lighting Systems Inc. | Stanpro | L2STL-96LS2-W/35K | Indoor Luminaires | Linear Ambient | Direct Linear Ambient Luminaires | Premium | FALSE | [9 empty] | 42557 |  |  | No |  | 3.1 | 4550 | 114 | 40 | 20 | 0.996 | 3500 | 83
PGUKUBDS | Stanpro Lighting Systems Inc. | Stanpro | L2STL-48LS3-W/35K | Indoor Luminaires | Linear Ambient | Direct Linear Ambient Luminaires | Premium | FALSE | [9 empty] | 42557 |  |  | No |  | 3.1 | 3680 | 113.2 | 32.5 | 20 | 0.996 | 3500 | 83
P3DWE5BU | Stanpro Lighting Systems Inc. | Stanpro | L2STL-48LS2-W/35K | Indoor Luminaires | Linear Ambient | Direct Linear Ambient Luminaires | Premium | FALSE | [9 empty] | 42557 |  |  | No |  | 3.1 | 2464.2 | 111 | 22.2 | 20 | 0.996 | 3500 | 83
P9AYFYTM | LEDVANCE LLC (formerly OSRAM SYLVANIA INC) | SYLVANIA | VAPOR1A/050UNVD850/48EC/GR | Indoor Luminaires | Linear Ambient | Direct Linear Ambient Luminaires | Standard | FALSE | [9 empty] | 42557 |  |  | No |  | 3.1 | 4400 | 90 | 50 | 7 | 0.95 | 5000 | 80
PH76EYWH | Aimlite Lighting Products | AimLite | S20LS-48LA3-2/40K | Indoor Luminaires | Linear Ambient | Direct Linear Ambient Luminaires | Premium | FALSE | [9 empty] | 42557 | Dimmable | Continuous Below 10 | No |  | 3.1 | 3750 | 115.4 | 32.5 | 20 | 0.997 | 4000 | 85.1
P2CP47S2 | Aimlite Lighting Products | AimLite | S20LS-48LA2-2/40K | Indoor Luminaires | Linear Ambient | Direct Linear Ambient Luminaires | Premium | FALSE | [9 empty] | 42557 | Dimmable | Continuous Below 10 | No |  | 3.1 | 2530 | 113.71 | 22.25 | 20 | 0.997 | 4000 | 85.1
P7PXTFGS | Aimlite Lighting Products | AimLite | S20LS-96LA3-2/40K | Indoor Luminaires | Linear Ambient | Direct Linear Ambient Luminaires | Premium | FALSE | [9 empty] | 42557 | Dimmable | Continuous Below 10 | No |  | 3.1 | 7650 | 114 | 67 | 20 | 0.997 | 4000 | 83
P4ND4QDN | Aimlite Lighting Products | AimLite | S20LS-96LA2-2/40K | Indoor Luminaires | Linear Ambient | Direct Linear Ambient Luminaires | Premium | FALSE | [9 empty] | 42557 | Dimmable | Continuous Below 10 | No |  | 3.1 | 4600 | 115 | 40 | 20 | 0.996 | 4000 | 83
PBRZCXZB | Aimlite Lighting Products | AimLite | S20LS-96LA3-2/35K | Indoor Luminaires | Linear Ambient | Direct Linear Ambient Luminaires | Premium | FALSE | [9 empty] | 42557 | Dimmable | Continuous Below 10 | No |  | 3.1 | 7600 | 113 | 67 | 20 | 0.997 | 3500 | 83
PPKJ1HK6 | Aimlite Lighting Products | AimLite | S20LS-96LA2-2/35K | Indoor Luminaires | Linear Ambient | Direct Linear Ambient Luminaires | Premium | FALSE | [9 empty] | 42557 | Dimmable | Continuous Below 10 | No |  | 3.1 | 4550 | 114 | 40 | 20 | 0.996 | 3500 | 83
PYE63R8F | Aimlite Lighting Products | AimLite | S20LS-48LA3-2/35K | Indoor Luminaires | Linear Ambient | Direct Linear Ambient Luminaires | Premium | FALSE | [9 empty] | 42557 | Dimmable | Continuous Below 10 | No |  | 3.1 | 3680 | 113.2 | 32.5 | 20 | 0.996 | 3500 | 83
P2JKJ2YE | Aimlite Lighting Products | AimLite | S20LS-48LA2-2/35K | Indoor Luminaires | Linear Ambient | Direct Linear Ambient Luminaires | Premium | FALSE | [9 empty] | 42557 | Dimmable | Continuous Below 10 | No |  | 3.1 | 2464.2 | 111 | 22.2 | 20 | 0.996 | 3500 | 83
P9R5S5NZ | Lumenwerx ULC | Lumenwerx | VIA[1.52]RF-HLO-LED-80-350-40-12FT-UNV-D-X-X-X-X-X | Indoor Luminaires | Linear Ambient | Direct Linear Ambient Luminaires | Standard | FALSE | [9 empty] | 42557 | Dimmable | Continuous Below 10 | Yes |  | 3.1 | 4500 | 91.58 | 49.14 | 7.97 | 0.991 | 3989 | 83
P1TP44DF | Lumenwerx ULC | Lumenwerx | VIA[1.52]RF-HLO-LED-80-350-40-8FT-UNV-D-X-X-X-X-X | Indoor Luminaires | Linear Ambient | Direct Linear Ambient Luminaires | Standard | FALSE | [9 empty] | 42557 | Dimmable | Continuous Below 10 | Yes |  | 3.1 | 3000 | 91.58 | 32.76 | 7.97 | 0.991 | 3989 | 83
PJEFCZM6 | Lumenwerx ULC | Lumenwerx | VIA[1.52]RF-HLO-LED-80-500-40-12FT-UNV-D-X-X-X-X-X | Indoor Luminaires | Linear Ambient | Direct Linear Ambient Luminaires | Standard | FALSE | [9 empty] | 42557 | Dimmable | Continuous Below 10 | Yes |  | 3.1 | 6774 | 87.57 | 77.35 | 6.8 | 0.993 | 3989 | 83
P5Q3C47F | Lumenwerx ULC | Lumenwerx | VIA[1.52]RF-HLO-LED-80-500-40-8FT-UNV-D-X-X-X-X-X | Indoor Luminaires | Linear Ambient | Direct Linear Ambient Luminaires | Standard | FALSE | [9 empty] | 42557 | Dimmable | Continuous Below 10 | Yes |  | 3.1 | 4516 | 87.57 | 51.57 | 6.8 | 0.993 | 3989 | 83
PPGSPJ4Z | Lumenwerx ULC | Lumenwerx | VIA[1.52]RF-HLO-LED-80-500-40-4FT-UNV-D-X-X-X-X-X | Indoor Luminaires | Linear Ambient | Direct Linear Ambient Luminaires | Standard | FALSE | [9 empty] | 42557 | Dimmable | Continuous Below 10 | Yes |  | 3.1 | 2258 | 87.57 | 25.78 | 6.8 | 0.993 | 3989 | 83
PBSQ9TP5 | Lumenwerx ULC | Lumenwerx | VIA[1.52]RF-HLO-LED-80-750-40-12FT-UNV-D-X-X-X-X-X | Indoor Luminaires | Linear Ambient | Direct Linear Ambient Luminaires | Standard | FALSE | [9 empty] | 42557 | Dimmable | Continuous Below 10 | Yes |  | 3.1 | 9048 | 85.71 | 105.57 | 5.9 | 0.997 | 3989 | 83
P1817BBM | Lumenwerx ULC | Lumenwerx | VIA[1.52]RF-HLO-LED-80-750-40-8FT-UNV-D-X-X-X-X-X | Indoor Luminaires | Linear Ambient | Direct Linear Ambient Luminaires | Standard | FALSE | [9 empty] | 42557 | Dimmable | Continuous Below 10 | Yes |  | 3.1 | 6032 | 85.71 | 70.38 | 5.9 | 0.997 | 3989 | 83
PYAKYNX7 | Lumenwerx ULC | Lumenwerx | VIA[1.52]RF-HLO-LED-80-750-40-4FT-UNV-D-X-X-X-X-X | Indoor Luminaires | Linear Ambient | Direct Linear Ambient Luminaires | Standard | FALSE | [9 empty] | 42557 | Dimmable | Continuous Below 10 | Yes |  | 3.1 | 3016 | 85.71 | 35.19 | 5.9 | 0.997 | 3989 | 83
PZ21RYC3 | Lumenwerx ULC | Lumenwerx | VIA[1.52]RF-HLO-LED-80-350-35-12FT-UNV-D-X-X-X-X-X | Indoor Luminaires | Linear Ambient | Direct Linear Ambient Luminaires | Standard | FALSE | [9 empty] | 42557 | Dimmable | Continuous Below 10 | Yes |  | 3.1 | 4464 | 89.37 | 49.95 | 7.95 | 0.99 | 3535 | 83
PCK6UX98 | Lumenwerx ULC | Lumenwerx | VIA[1.52]RF-HLO-LED-80-350-35-8FT-UNV-D-X-X-X-X-X | Indoor Luminaires | Linear Ambient | Direct Linear Ambient Luminaires | Standard | FALSE | [9 empty] | 42557 | Dimmable | Continuous Below 10 | Yes |  | 3.1 | 2976 | 89.37 | 33.3 | 7.95 | 0.99 | 3535 | 83
P5P2WBYG | Lumenwerx ULC | Lumenwerx | VIA[1.52]RF-HLO-LED-80-350-35-4FT-UNV-D-X-X-X-X-X | Indoor Luminaires | Linear Ambient | Direct Linear Ambient Luminaires | Standard | FALSE | [9 empty] | 42557 | Dimmable | Continuous Below 10 | Yes |  | 3.1 | 1488 | 89.37 | 16.65 | 7.95 | 0.99 | 3535 | 83
PWBGB4JY | Lumenwerx ULC | Lumenwerx | VIA[1.52]RF-HLO-LED-80-500-35-12FT-UNV-D-X-X-X-X-X | Indoor Luminaires | Linear Ambient | Direct Linear Ambient Luminaires | Standard | FALSE | [9 empty] | 42557 | Dimmable | Continuous Below 10 | Yes |  | 3.1 | 6793 | 86.39 | 78.63 | 6.75 | 0.993 | 3535 | 83
PMVXW51X | Lumenwerx ULC | Lumenwerx | VIA[1.52]RF-HLO-LED-80-500-35-8FT-UNV-D-X-X-X-X-X | Indoor Luminaires | Linear Ambient | Direct Linear Ambient Luminaires | Standard | FALSE | [9 empty] | 42557 | Dimmable | Continuous Below 10 | Yes |  | 3.1 | 4529 | 86.39 | 52.42 | 6.75 | 0.993 | 3535 | 83
PBSV4463 | Lumenwerx ULC | Lumenwerx | VIA[1.52]RF-HLO-LED-80-500-35-4FT-UNV-D-X-X-X-X-X | Indoor Luminaires | Linear Ambient | Direct Linear Ambient Luminaires | Standard | FALSE | [9 empty] | 42557 | Dimmable | Continuous Below 10 | Yes |  | 3.1 | 2264 | 86.39 | 26.21 | 6.75 | 0.993 | 3535 | 83
P6F3H2Q1 | Lumenwerx ULC | Lumenwerx | VIA[1.52]RF-HLO-LED-80-750-35-12FT-UNV-D-X-X-X-X-X | Indoor Luminaires | Linear Ambient | Direct Linear Ambient Luminaires | Standard | FALSE | [9 empty] | 42557 | Dimmable | Continuous Below 10 | Yes |  | 3.1 | 9122 | 85 | 107.31 | 5.8 | 0.998 | 3535 | 83
PXGQESS3 | Lumenwerx ULC | Lumenwerx | VIA[1.52]RF-HLO-LED-80-750-35-8FT-UNV-D-X-X-X-X-X | Indoor Luminaires | Linear Ambient | Direct Linear Ambient Luminaires | Standard | FALSE | [9 empty] | 42557 | Dimmable | Continuous Below 10 | Yes |  | 3.1 | 6081 | 85 | 71.54 | 5.8 | 0.998 | 3535 | 83
P6TD8MBQ | Lumenwerx ULC | Lumenwerx | VIA[1.52]RF-HLO-LED-80-750-35-4FT-UNV-D-X-X-X-X-X | Indoor Luminaires | Linear Ambient | Direct Linear Ambient Luminaires | Standard | FALSE | [9 empty] | 42557 | Dimmable | Continuous Below 10 | Yes |  | 3.1 | 3041 | 85 | 35.77 | 5.8 | 0.998 | 3535 | 83
PEQ753UJ | Lumenwerx ULC | Lumenwerx | VIA[1.52]RF-HLO-LED-80-750-30-12FT-UNV-D-X-X-X-X-X | Indoor Luminaires | Linear Ambient | Direct Linear Ambient Luminaires | Standard | FALSE | [9 empty] | 42557 | Dimmable | Continuous Below 10 | Yes |  | 3.1 | 9048 | 82.97 | 109.05 | 6.25 | 0.998 | 3132 | 82
P2GPYWMA | Lumenwerx ULC | Lumenwerx | VIA[1.52]RF-HLO-LED-80-750-30-8FT-UNV-D-X-X-X-X-X | Indoor Luminaires | Linear Ambient | Direct Linear Ambient Luminaires | Standard | FALSE | [9 empty] | 42557 | Dimmable | Continuous Below 10 | Yes |  | 3.1 | 6032 | 82.97 | 72.7 | 6.25 | 0.998 | 3132 | 82
P71TSPQ9 | Lumenwerx ULC | Lumenwerx | VIA[1.52]RF-HLO-LED-80-500-30-12FT-UNV-D-X-X-X-X-X | Indoor Luminaires | Linear Ambient | Direct Linear Ambient Luminaires | Standard | FALSE | [9 empty] | 42557 | Dimmable | Continuous Below 10 | Yes |  | 3.1 | 6738 | 84.33 | 79.91 | 6.5 | 0.994 | 3081 | 83
PVJ5HQE7 | Lumenwerx ULC | Lumenwerx | VIA[1.52]RF-HLO-LED-80-500-30-8FT-UNV-D-X-X-X-X-X | Indoor Luminaires | Linear Ambient | Direct Linear Ambient Luminaires | Standard | FALSE | [9 empty] | 42557 | Dimmable | Continuous Below 10 | Yes |  | 3.1 | 4492 | 84.33 | 53.27 | 6.5 | 0.994 | 3081 | 83
PRYVUTET | Lumenwerx ULC | Lumenwerx | VIA[1.52]RF-HLO-LED-80-500-30-4FT-UNV-D-X-X-X-X-X | Indoor Luminaires | Linear Ambient | Direct Linear Ambient Luminaires | Standard | FALSE | [9 empty] | 42557 | Dimmable | Continuous Below 10 | Yes |  | 3.1 | 2246 | 84.33 | 26.64 | 6.5 | 0.994 | 3081 | 83
PD44N7B9 | Lumenwerx ULC | Lumenwerx | VIA[1.52]RF-HLO-LED-80-350-30-12FT-UNV-D-X-X-X-X-X | Indoor Luminaires | Linear Ambient | Direct Linear Ambient Luminaires | Standard | FALSE | [9 empty] | 42557 | Dimmable | Continuous Below 10 | Yes |  | 3.1 | 4428 | 87.23 | 50.76 | 7.92 | 0.992 | 2966 | 83
P4EH9AGV | Lumenwerx ULC | Lumenwerx | VIA[1.52]RF-HLO-LED-80-350-30-8FT-UNV-D-X-X-X-X-X | Indoor Luminaires | Linear Ambient | Direct Linear Ambient Luminaires | Standard | FALSE | [9 empty] | 42557 | Dimmable | Continuous Below 10 | Yes |  | 3.1 | 2952 | 87.23 | 33.84 | 7.92 | 0.992 | 2966 | 83
PWZARGMQ | RDA Lighting Inc. | RDA | LFW-LED60-B-4K-TG | Indoor Luminaires | Linear Ambient | Direct Linear Ambient Luminaires | Standard | FALSE | [9 empty] | 42557 | Dimmable | Continuous Below 10 | Yes |  | 3 | 7082 | 120.8 | 58.65 | 18.58 | 0.9215 | 4115 | 82.18
PCH23K3X | P.Q.L. Inc. | Superior LifeÂ® | 55130 | Indoor Luminaires | Linear Ambient | Direct Linear Ambient Luminaires | Premium | TRUE | 4512.1 | 115.07 | 39.21 | 5.61 | 0.9057 | 3107 | 81.8 | 5 | 50000 | 42556 |  |  | No |  | 3.1 | 4512.1 | 115.07 | 40 | 20 | 0.993 | 3000 | 81.8
PNQUVMUM | P.Q.L. Inc. | Superior LifeÂ® | 55144 | Indoor Luminaires | Linear Ambient | Direct Linear Ambient Luminaires | Premium | FALSE | [9 empty] | 42556 |  |  | No |  | 3.1 | 4564.3 | 116.2 | 40 | 20 | 0.991 | 5000 | 82.6
P3NNJ4J2 | P.Q.L. Inc. | Superior LifeÂ® | 55143 | Indoor Luminaires | Linear Ambient | Direct Linear Ambient Luminaires | Premium | FALSE | [9 empty] | 42556 |  |  | No |  | 3.1 | 4548.1 | 115.7 | 40 | 20 | 0.991 | 4000 | 83.4
P5Z5A2JJ | Lumenwerx ULC | Lumenwerx | [REVCAM]XSIB-PMO-LED-80-1000-30-80-20-4-UNV-D-1 | Indoor Luminaires | Linear Ambient | Direct Linear Ambient Luminaires | Standard | TRUE | 5652.4 | 91.4 | 61.83 | 11.74 | 0.973 | 3099 | 82.3 | 5 | 60000 | 42552 |  |  | Yes |  | 3.1 | 5652.4 | 91.4 | 61.83 | 5.75 | 0.996 | 3099 | 82.3
P128F2KX | Lumenwerx ULC | Lumenwerx | [REVCAM]XSIB-PMO-LED-80-750-40-80-20-4-UNV-D-1 | Indoor Luminaires | Linear Ambient | Direct Linear Ambient Luminaires | Standard | TRUE | 3730 | 108.5 | 34.39 | 13.11 | 0.968 | 4081 | 84.4 | 5 | 60000 | 42552 |  |  | Yes |  | 3.1 | 4206 | 99 | 42.49 | 7.96 | 0.992 | 4046 | 84.2
PUANBS8G | Lumenwerx ULC | Lumenwerx | [REVCAM]XSIB-PMO-LED-80-750-40-60-40-4-UNV-D-1 | Indoor Luminaires | Linear Ambient | Linear Ambient Luminaires w/ Indirect component | Standard | TRUE | 3730 | 108.5 | 34.39 | 13.11 | 0.968 | 4081 | 84.4 | 5 | 60000 | 42552 |  |  | Yes |  | 3.1 | 3793.33 | 112.16 | 33.8192 | 7.96 | 0.992 | 4046 | 84.2
PAX46BHN | Lumenwerx ULC | Lumenwerx | [REVCAM]XSIB-PMO-LED-80-1000-40-80-20-12-UNV-D-1 | Indoor Luminaires | Linear Ambient | Direct Linear Ambient Luminaires | Standard | FALSE | [9 empty] | 42552 | Dimmable | Continuous Below 10 | Yes |  | 3.1 | 16426.45 | 96.26 | 170.6508 | 7.96 | 0.992 | 4046 | 84.2
PMT54ZWV | Lumenwerx ULC | Lumenwerx | [REVCAM]XSIB-PMO-LED-80-1000-40-30-70-12-UNV-D-1 | Indoor Luminaires | Linear Ambient | Linear Ambient Luminaires w/ Indirect component | Standard | FALSE | [9 empty] | 42552 | Dimmable | Continuous Below 10 | Yes |  | 3.1 | 15276.06 | 129.86 | 117.6312 | 7.96 | 0.992 | 4046 | 84.2
PJFYGADQ | Lumenwerx ULC | Lumenwerx | [REVCAM]XSIB-PMO-LED-80-1000-40-60-40-12-UNV-D-1 | Indoor Luminaires | Linear Ambient | Linear Ambient Luminaires w/ Indirect component | Standard | FALSE | [9 empty] | 42552 | Dimmable | Continuous Below 10 | Yes |  | 3.1 | 15148.09 | 108.71 | 139.3524 | 7.96 | 0.992 | 4046 | 84.2
P9T26RRQ | Lumenwerx ULC | Lumenwerx | [REVCAM]XSIB-PMO-LED-80-875-40-80-20-12-UNV-D-1 | Indoor Luminaires | Linear Ambient | Direct Linear Ambient Luminaires | Standard | FALSE | [9 empty] | 42552 | Dimmable | Continuous Below 10 | Yes |  | 3.1 | 14484 | 96.56 | 150.006 | 7.96 | 0.992 | 4046 | 84.2
PGGMBNZB | Lumenwerx ULC | Lumenwerx | [REVCAM]XSIB-PMO-LED-80-875-30-40-70-12-UNV-D-1 | Indoor Luminaires | Linear Ambient | Linear Ambient Luminaires w/ Indirect component | Standard | FALSE | [9 empty] | 42552 | Dimmable | Continuous Below 10 | Yes |  | 3.1 | 13428.01 | 131.5 | 102.0372 | 7.96 | 0.992 | 4046 | 84.2
PVZTG825 | Lumenwerx ULC | Lumenwerx | [REVCAM]PXSIB-PMO-LED-80-875-40-60-40-12-UNV-D-1 | Indoor Luminaires | Linear Ambient | Linear Ambient Luminaires w/ Indirect component | Standard | FALSE | [9 empty] | 42552 | Dimmable | Continuous Below 10 | Yes |  | 3.1 | 13315.45 | 108.1 | 123.1512 | 7.96 | 0.992 | 4046 | 84.2
PP5J2JFA | Lumenwerx ULC | Lumenwerx | [REVCAM]XSIB-PMO-LED-80-750-40-80-20-12-UNV-D-1 | Indoor Luminaires | Linear Ambient | Direct Linear Ambient Luminaires | Standard | FALSE | [9 empty] | 42552 | Dimmable | Continuous Below 10 | Yes |  | 3.1 | 12618 | 98.99 | 127.47 | 7.96 | 0.992 | 4046 | 84.2
PEQA3VUY | Lumenwerx ULC | Lumenwerx | [REVCAM]XSIB-PMO-LED-80-750-40-60-40-12-UNV-D-1 | Indoor Luminaires | Linear Ambient | Linear Ambient Luminaires w/ Indirect component | Standard | FALSE | [9 empty] | 42552 | Dimmable | Continuous Below 10 | Yes |  | 3.1 | 11380 | 112.17 | 101.4576 | 7.96 | 0.992 | 4046 | 84.2
PCVJXU2R | Lumenwerx ULC | Lumenwerx | [REVCAM]XSIB-PMO-LED-80-1000-40-80-20-8-UNV-D-1 | Indoor Luminaires | Linear Ambient | Direct Linear Ambient Luminaires | Standard | FALSE | [9 empty] | 42552 | Dimmable | Continuous Below 10 | Yes |  | 3.1 | 10950.96 | 96.26 | 113.7672 | 7.96 | 0.992 | 4046 | 84.2
PHRBH1X2 | Lumenwerx ULC | Lumenwerx | [REVCAM]XSIB-PMO-LED-80-1000-40-30-70-8-UNV-D-1 | Indoor Luminaires | Linear Ambient | Linear Ambient Luminaires w/ Indirect component | Standard | FALSE | [9 empty] | 42552 | Dimmable | Continuous Below 10 | Yes |  | 3.1 | 10184.04 | 129.8 | 78.4208 | 7.96 | 0.992 | 4046 | 84.2
PWBSDCM3 | Lumenwerx ULC | Lumenwerx | [REVCAM]XSIB-PMO-LED-80-1000-40-60-40-8-UNV-D-1 | Indoor Luminaires | Linear Ambient | Linear Ambient Luminaires w/ Indirect component | Standard | FALSE | [9 empty] | 42552 | Dimmable | Continuous Below 10 | Yes |  | 3.1 | 10098.68 | 108.7 | 92.9016 | 7.96 | 0.992 | 4046 | 84.2
PVFAWZP6 | Lumenwerx ULC | Lumenwerx | [REVCAM]XSIB-PMO-LED-80-875-40-80-20-8-UNV-D-1 | Indoor Luminaires | Linear Ambient | Direct Linear Ambient Luminaires | Standard | FALSE | [9 empty] | 42552 | Dimmable | Continuous Below 10 | Yes |  | 3.1 | 9656.005 | 96.5562 | 100.004 | 7.96 | 0.992 | 4046 | 84.2
PPPBA4A2 | Lumenwerx ULC | Lumenwerx | [REVCAM]XSIB-PMO-LED-80-875-30-40-70-8-UNV-D-1 | Indoor Luminaires | Linear Ambient | Linear Ambient Luminaires w/ Indirect component | Standard | FALSE | [9 empty] | 42552 | Dimmable | Continuous Below 10 | Yes |  | 3.1 | 8952.01 | 131.6 | 68.0248 | 7.96 | 0.992 | 4046 | 84.2
P229524A | Lumenwerx ULC | Lumenwerx | [REVCAM]PXSIB-PMO-LED-80-875-40-60-40-8-UNV-D-1 | Indoor Luminaires | Linear Ambient | Linear Ambient Luminaires w/ Indirect component | Standard | FALSE | [9 empty] | 42552 | Dimmable | Continuous Below 10 | Yes |  | 3.1 | 8876.97 | 108.12 | 82.1008 | 7.96 | 0.992 | 4046 | 84.2
PNQRY8DU | Lumenwerx ULC | Lumenwerx | [REVCAM]XSIB-PMO-LED-80-750-40-80-20-8-UNV-D-1 | Indoor Luminaires | Linear Ambient | Direct Linear Ambient Luminaires | Standard | FALSE | [9 empty] | 42552 | Dimmable | Continuous Below 10 | Yes |  | 3.1 | 8412 | 98.99 | 84.98 | 7.96 | 0.992 | 4046 | 84.2
PUUYMGJ3 | Lumenwerx ULC | Lumenwerx | [REVCAM]XSIB-PMO-LED-80-750-40-60-40-8-UNV-D-1 | Indoor Luminaires | Linear Ambient | Linear Ambient Luminaires w/ Indirect component | Standard | FALSE | [9 empty] | 42552 | Dimmable | Continuous Below 10 | Yes |  | 3.1 | 7586.67 | 112.17 | 67.6384 | 7.96 | 0.992 | 4046 | 84.2
PN3KF88Q | Lumenwerx ULC | Lumenwerx | [REVCAM]XSIB-PMO-LED-80-1000-40-80-20-4-UNV-D-1 | Indoor Luminaires | Linear Ambient | Direct Linear Ambient Luminaires | Standard | FALSE | [9 empty] | 42552 | Dimmable | Continuous Below 10 | Yes |  | 3.1 | 5475.48 | 96.26 | 56.88 | 7.96 | 0.992 | 4046 | 84.2
PQ7R1DAS | Lumenwerx ULC | Lumenwerx | [REVCAM]XSIB-PMO-LED-80-1000-40-30-70-4-UNV-D-1 | Indoor Luminaires | Linear Ambient | Linear Ambient Luminaires w/ Indirect component | Standard | FALSE | [9 empty] | 42552 | Dimmable | Continuous Below 10 | Yes |  | 3.1 | 5092.02 | 129.86 | 39.2104 | 7.96 | 0.992 | 4046 | 84.2
PATN79QJ | Lumenwerx ULC | Lumenwerx | [REVCAM]XSIB-PMO-LED-80-1000-40-60-40-4-UNV-D-1 | Indoor Luminaires | Linear Ambient | Linear Ambient Luminaires w/ Indirect component | Standard | FALSE | [9 empty] | 42552 | Dimmable | Continuous Below 10 | Yes |  | 3.1 | 5049.34 | 108.7 | 46.4508 | 7.96 | 0.992 | 4046 | 84.2
PRNBZBFW | Lumenwerx ULC | Lumenwerx | [REVCAM]XSIB-PMO-LED-80-875-40-80-20-4-UNV-D-1 | Indoor Luminaires | Linear Ambient | Direct Linear Ambient Luminaires | Standard | FALSE | [9 empty] | 42552 | Dimmable | Continuous Below 10 | Yes |  | 3.1 | 4828 | 96.56 | 50.002 | 7.96 | 0.992 | 4046 | 84.2
PDNTY9QK | Lumenwerx ULC | Lumenwerx | [REVCAM]XSIB-PMO-LED-80-875-30-40-70-4-UNV-D-1 | Indoor Luminaires | Linear Ambient | Linear Ambient Luminaires w/ Indirect component | Standard | FALSE | [9 empty] | 42552 | Dimmable | Continuous Below 10 | Yes |  | 3.1 | 4476 | 131.59 | 34.0124 | 7.96 | 0.992 | 4046 | 84.2
PCJ6KMJR | Lumenwerx ULC | Lumenwerx | [REVCAM]PXSIB-PMO-LED-80-875-40-60-40-4-UNV-D-1 | Indoor Luminaires | Linear Ambient | Linear Ambient Luminaires w/ Indirect component | Standard | FALSE | [9 empty] | 42552 | Dimmable | Continuous Below 10 | Yes |  | 3.1 | 4438.49 | 108.12 | 41.0504 | 7.96 | 0.992 | 4046 | 84.2
PXUCB194 | Lumenwerx ULC | Lumenwerx | [REVCAM]XSIB-PMO-LED-80-750-40-30-70-12-UNV-D-1 | Indoor Luminaires | Linear Ambient | Linear Ambient Luminaires w/ Indirect component | Standard | FALSE | [9 empty] | 42552 | Dimmable | Continuous Below 10 | Yes |  | 3.1 | 11476.19 | 138.42 | 82.9104 | 7.01 | 0.997 | 4046 | 84.2
PTE5Q133 | Lumenwerx ULC | Lumenwerx | [REVCAM]XSIB-PMO-LED-80-750-40-30-70-8-UNV-D-1 | Indoor Luminaires | Linear Ambient | Linear Ambient Luminaires w/ Indirect component | Standard | FALSE | [9 empty] | 42552 | Dimmable | Continuous Below 10 | Yes |  | 3.1 | 7650.79 | 138.42 | 55.2736 | 7.01 | 0.997 | 4046 | 84.2
PR3M6WKR | Lumenwerx ULC | Lumenwerx | [REVCAM]XSIB-PMO-LED-80-750-40-30-70-4-UNV-D-1 | Indoor Luminaires | Linear Ambient | Linear Ambient Luminaires w/ Indirect component | Standard | FALSE | [9 empty] | 42552 | Dimmable | Continuous Below 10 | Yes |  | 3.1 | 3825.39 | 138.42 | 27.6368 | 7.01 | 0.997 | 4046 | 84.2
PJBRDKT1 | Lumenwerx ULC | Lumenwerx | [REVCAM]XSIB-PMO-LED-80-1000-35-80-20-12-UNV-D-1 | Indoor Luminaires | Linear Ambient | Direct Linear Ambient Luminaires | Standard | FALSE | [9 empty] | 42552 | Dimmable | Continuous Below 10 | Yes |  | 3.1 | 16691.8 | 93.74 | 178.0704 | 7.96 | 0.992 | 3572.5 | 83.25
P94HZ798 | Lumenwerx ULC | Lumenwerx | [REVCAM]XSIB-PMO-LED-80-1000-35-30-70-12-UNV-D-1 | Indoor Luminaires | Linear Ambient | Linear Ambient Luminaires w/ Indirect component | Standard | FALSE | [9 empty] | 42552 | Dimmable | Continuous Below 10 | Yes |  | 3.1 | 15522.85 | 126.46 | 122.7456 | 7.96 | 0.992 | 3572.5 | 83.25
PGQYXRV7 | Lumenwerx ULC | Lumenwerx | [REVCAM]XSIB-PMO-LED-80-1000-35-60-40-12-UNV-D-1 | Indoor Luminaires | Linear Ambient | Linear Ambient Luminaires w/ Indirect component | Standard | FALSE | [9 empty] | 42552 | Dimmable | Continuous Below 10 | Yes |  | 3.1 | 15392.74 | 105.86 | 145.4112 | 7.96 | 0.992 | 3572.5 | 83.25
PN34Z87V | Lumenwerx ULC | Lumenwerx | [REVCAM]XSIB-PMO-LED-80-1000-35-80-20-8-UNV-D-1 | Indoor Luminaires | Linear Ambient | Direct Linear Ambient Luminaires | Standard | FALSE | [9 empty] | 42552 | Dimmable | Continuous Below 10 | Yes |  | 3.1 | 11127.8 | 93.7 | 118.7136 | 7.96 | 0.992 | 3572.5 | 83.25
P826746D | Lumenwerx ULC | Lumenwerx | [REVCAM]XSIB-PMO-LED-80-1000-35-30-70-8-UNV-D-1 | Indoor Luminaires | Linear Ambient | Linear Ambient Luminaires w/ Indirect component | Standard | FALSE | [9 empty] | 42552 | Dimmable | Continuous Below 10 | Yes |  | 3.1 | 10348.56 | 126.46 | 81.8304 | 7.96 | 0.992 | 3572.5 | 83.25
PKWHV44V | Lumenwerx ULC | Lumenwerx | [REVCAM]XSIB-PMO-LED-80-1000-35-60-40-4-UNV-D-1 | Indoor Luminaires | Linear Ambient | Linear Ambient Luminaires w/ Indirect component | Standard | FALSE | [9 empty] | 42552 | Dimmable | Continuous Below 10 | Yes |  | 3.1 | 10261.83 | 105.86 | 96.9408 | 7.96 | 0.992 | 3572.5 | 83.25
PF6MZQKC | Lumenwerx ULC | Lumenwerx | [REVCAM]XSIB-PMO-LED-80-1000-35-80-20-4-UNV-D-1 | Indoor Luminaires | Linear Ambient | Direct Linear Ambient Luminaires | Standard | FALSE | [9 empty] | 42552 | Dimmable | Continuous Below 10 | Yes |  | 3.1 | 5563.94 | 93.74 | 59.3568 | 7.96 | 0.992 | 3572.5 | 83.25
P545JUK5 | Lumenwerx ULC | Lumenwerx | [REVCAM]XSIB-PMO-LED-80-1000-35-30-70-4-UNV-D-1 | Indoor Luminaires | Linear Ambient | Linear Ambient Luminaires w/ Indirect component | Standard | FALSE | [9 empty] | 42552 | Dimmable | Continuous Below 10 | Yes |  | 3.1 | 5174.28 | 126.4 | 40.9152 | 7.96 | 0.992 | 3572.5 | 83.25
P4NFNX7E | Lumenwerx ULC | Lumenwerx | [REVCAM]XSIB-PMO-LED-80-1000-35-60-40-4-UNV-D-1 | Indoor Luminaires | Linear Ambient | Linear Ambient Luminaires w/ Indirect component | Standard | FALSE | [9 empty] | 42552 | Dimmable | Continuous Below 10 | Yes |  | 3.1 | 5130.9 | 105.86 | 48.4704 | 7.96 | 0.992 | 3572.5 | 83.25
PPP7GD7Z | Lumenwerx ULC | Lumenwerx | [REVCAM]XSIB-PMO-LED-80-875-30-35-70-12-UNV-D-1 | Indoor Luminaires | Linear Ambient | Linear Ambient Luminaires w/ Indirect component | Standard | FALSE | [9 empty] | 42552 | Dimmable | Continuous Below 10 | Yes |  | 3.1 | 13644.95 | 128.15 | 106.4736 | 7.96 | 0.992 | 3572 | 83.8
P5UY7YX8 | Lumenwerx ULC | Lumenwerx | [REVCAM]XSIB-PMO-LED-80-875-35-30-70-8-UNV-D-1 | Indoor Luminaires | Linear Ambient | Linear Ambient Luminaires w/ Indirect component | Standard | FALSE | [9 empty] | 42552 | Dimmable | Continuous Below 10 | Yes |  | 3.1 | 9096.63 | 128.15 | 70.9824 | 7.96 | 0.992 | 3572 | 83.8
PS6EF4WE | Lumenwerx ULC | Lumenwerx | [REVCAM]XSIB-PMO-LED-80-875-30-35-70-4-UNV-D-1 | Indoor Luminaires | Linear Ambient | Linear Ambient Luminaires w/ Indirect component | Standard | FALSE | [9 empty] | 42552 | Dimmable | Continuous Below 10 | Yes |  | 3.1 | 4548.3154 | 128.1533 | 35.4912 | 7.96 | 0.992 | 3572 | 83.8
P7Y9FNJ1 | Lumenwerx ULC | Lumenwerx | [REVCAM]XSIB-PMO-LED-80-875-35-80-20-12-UNV-D-1 | Indoor Luminaires | Linear Ambient | Direct Linear Ambient Luminaires | Standard | FALSE | [9 empty] | 42552 | Dimmable | Continuous Below 10 | Yes |  | 3.1 | 14718 | 94.03 | 156.528 | 7.96 | 0.992 | 3572 | 83.3
PBQGPNAN | Lumenwerx ULC | Lumenwerx | [REVCAM]PXSIB-PMO-LED-80-875-35-60-40-12-UNV-D-1 | Indoor Luminaires | Linear Ambient | Linear Ambient Luminaires w/ Indirect component | Standard | FALSE | [9 empty] | 42552 | Dimmable | Continuous Below 10 | Yes |  | 3.1 | 13530.58 | 105.29 | 128.5056 | 7.96 | 0.992 | 3572 | 83.3
PFM9VPXN | Lumenwerx ULC | Lumenwerx | [REVCAM]XSIB-PMO-LED-80-875-35-80-20-8-UNV-D-1 | Indoor Luminaires | Linear Ambient | Direct Linear Ambient Luminaires | Standard | FALSE | [9 empty] | 42552 | Dimmable | Continuous Below 10 | Yes |  | 3.1 | 9812 | 94.03 | 104.352 | 7.96 | 0.992 | 3572 | 83.3
PDGQVRT8 | Lumenwerx ULC | Lumenwerx | [REVCAM]PXSIB-PMO-LED-80-875-35-60-40-8-UNV-D-1 | Indoor Luminaires | Linear Ambient | Linear Ambient Luminaires w/ Indirect component | Standard | FALSE | [9 empty] | 42552 | Dimmable | Continuous Below 10 | Yes |  | 3.1 | 9020.38 | 105.29 | 85.6704 | 7.96 | 0.992 | 3572 | 83.3
PPMDBM7N | Lumenwerx ULC | Lumenwerx | [REVCAM]XSIB-PMO-LED-80-875-35-80-20-4-UNV-D-1 | Indoor Luminaires | Linear Ambient | Direct Linear Ambient Luminaires | Standard | FALSE | [9 empty] | 42552 | Dimmable | Continuous Below 10 | Yes |  | 3.1 | 4906 | 94.03 | 52.176 | 7.96 | 0.992 | 3572 | 83.3
PK4TPN8M | Lumenwerx ULC | Lumenwerx | [REVCAM]PXSIB-PMO-LED-80-875-35-60-40-4-UNV-D-1 | Indoor Luminaires | Linear Ambient | Linear Ambient Luminaires w/ Indirect component | Standard | FALSE | [9 empty] | 42552 | Dimmable | Continuous Below 10 | Yes |  | 3.1 | 4510.19 | 105.29 | 42.8352 | 7.96 | 0.992 | 3572 | 83.3
P4Y4PCFZ | Lumenwerx ULC | Lumenwerx | [REVCAM]XSIB-PMO-LED-80-750-35-80-20-12-UNV-D-1 | Indoor Luminaires | Linear Ambient | Direct Linear Ambient Luminaires | Standard | FALSE | [9 empty] | 42552 | Dimmable | Continuous Below 10 | Yes |  | 3.1 | 12821.85 | 96.11 | 133.41 | 7.96 | 0.992 | 3570 | 83.35
P93BXDKT | Lumenwerx ULC | Lumenwerx | [REVCAM]XSIB-PMO-LED-80-750-35-60-40-12-UNV-D-1 | Indoor Luminaires | Linear Ambient | Linear Ambient Luminaires w/ Indirect component | Standard | FALSE | [9 empty] | 42552 | Dimmable | Continuous Below 10 | Yes |  | 3.1 | 11563.8 | 109.2 | 105.8688 | 7.96 | 0.992 | 3570 | 83.35
P1J1SMSH | Lumenwerx ULC | Lumenwerx | [REVCAM]XSIB-PMO-LED-80-750-35-80-20-8-UNV-D-1 | Indoor Luminaires | Linear Ambient | Direct Linear Ambient Luminaires | Standard | FALSE | [9 empty] | 42552 | Dimmable | Continuous Below 10 | Yes |  | 3.1 | 8547.9 | 96.11 | 88.94 | 7.96 | 0.992 | 3570 | 83.35
PHU4BDSB | Lumenwerx ULC | Lumenwerx | [REVCAM]XSIB-PMO-LED-80-750-35-60-40-8-UNV-D-1 | Indoor Luminaires | Linear Ambient | Linear Ambient Luminaires w/ Indirect component | Standard | FALSE | [9 empty] | 42552 | Dimmable | Continuous Below 10 | Yes |  | 3.1 | 7709.23 | 109.23 | 70.5792 | 7.96 | 0.992 | 3570 | 83.35
PTG86WRX | Lumenwerx ULC | Lumenwerx | [REVCAM]XSIB-PMO-LED-80-750-35-80-20-4-UNV-D-1 | Indoor Luminaires | Linear Ambient | Direct Linear Ambient Luminaires | Standard | FALSE | [9 empty] | 42552 | Dimmable | Continuous Below 10 | Yes |  | 3.1 | 4273.95 | 96.11 | 44.47 | 7.96 | 0.992 | 3570 | 83.35
PFUKNUZX | Lumenwerx ULC | Lumenwerx | [REVCAM]XSIB-PMO-LED-80-750-35-60-40-4-UNV-D-1 | Indoor Luminaires | Linear Ambient | Linear Ambient Luminaires w/ Indirect component | Standard | FALSE | [9 empty] | 42552 | Dimmable | Continuous Below 10 | Yes |  | 3.1 | 3854.62 | 109.23 | 35.2896 | 7.96 | 0.992 | 3570 | 83.35
PQUMH7TH | Lumenwerx ULC | Lumenwerx | [REVCAM]XSIB-PMO-LED-80-750-35-30-70-12-UNV-D-1 | Indoor Luminaires | Linear Ambient | Linear Ambient Luminaires w/ Indirect component | Standard | FALSE | [9 empty] | 42552 | Dimmable | Continuous Below 10 | Yes |  | 3.1 | 11661.59 | 134.7 | 86.5152 | 7.01 | 0.997 | 3570 | 83.35
PPCGWA4H | Lumenwerx ULC | Lumenwerx | [REVCAM]XSIB-PMO-LED-80-750-35-30-70-8-UNV-D-1 | Indoor Luminaires | Linear Ambient | Linear Ambient Luminaires w/ Indirect component | Standard | FALSE | [9 empty] | 42552 | Dimmable | Continuous Below 10 | Yes |  | 3.1 | 7774.3975 | 134.79 | 57.6768 | 7.01 | 0.997 | 3570 | 83.35
PEREU5DD | Lumenwerx ULC | Lumenwerx | [REVCAM]XSIB-PMO-LED-80-750-35-30-70-4-UNV-D-1 | Indoor Luminaires | Linear Ambient | Linear Ambient Luminaires w/ Indirect component | Standard | FALSE | [9 empty] | 42552 | Dimmable | Continuous Below 10 | Yes |  | 3.1 | 3887.2 | 134.79 | 28.8384 | 7.01 | 0.997 | 3570 | 83.35
PF127V94 | Lumenwerx ULC | Lumenwerx | [REVCAM]XSIB-PMO-LED-80-1000-30-30-70-12-UNV-D-1 | Indoor Luminaires | Linear Ambient | Linear Ambient Luminaires w/ Indirect component | Standard | FALSE | [9 empty] | 42552 | Dimmable | Continuous Below 10 | Yes |  | 3.1 | 15769.64 | 123.3 | 127.86 | 7.55 | 0.996 | 3099 | 82.3
P8P44VXB | Lumenwerx ULC | Lumenwerx | [REVCAM]XSIB-PMO-LED-80-1000-30-30-70-8-UNV-D-1 | Indoor Luminaires | Linear Ambient | Linear Ambient Luminaires w/ Indirect component | Standard | FALSE | [9 empty] | 42552 | Dimmable | Continuous Below 10 | Yes |  | 3.1 | 10513.09 | 123.3 | 85.24 | 7.55 | 0.996 | 3099 | 82.3
PGJTZH2A | Lumenwerx ULC | Lumenwerx | [REVCAM]XSIB-PMO-LED-80-1000-30-30-70-4-UNV-D-1 | Indoor Luminaires | Linear Ambient | Linear Ambient Luminaires w/ Indirect component | Standard | FALSE | [9 empty] | 42552 | Dimmable | Continuous Below 10 | Yes |  | 3.1 | 5256.55 | 123.34 | 42.62 | 7.55 | 0.996 | 3099 | 82.3
PZBCDGWB | Lumenwerx ULC | Lumenwerx | [REVCAM]XSIB-PMO-LED-80-1000-30-60-40-12-UNV-D-1 | Indoor Luminaires | Linear Ambient | Linear Ambient Luminaires w/ Indirect component | Standard | FALSE | [9 empty] | 42552 | Dimmable | Continuous Below 10 | Yes |  | 3.1 | 15637.46 | 103.24 | 151.47 | 6.54 | 0.997 | 3099 | 82.3
PF6X64Q9 | Lumenwerx ULC | Lumenwerx | [REVCAM]XSIB-PMO-LED-80-1000-30-60-40-4-UNV-D-1 | Indoor Luminaires | Linear Ambient | Linear Ambient Luminaires w/ Indirect component | Standard | FALSE | [9 empty] | 42552 | Dimmable | Continuous Below 10 | Yes |  | 3.1 | 10424.98 | 103.24 | 100.98 | 6.54 | 0.997 | 3099 | 82.3
PMZFYHE7 | Lumenwerx ULC | Lumenwerx | [REVCAM]XSIB-PMO-LED-80-1000-30-60-40-4-UNV-D-1 | Indoor Luminaires | Linear Ambient | Linear Ambient Luminaires w/ Indirect component | Standard | FALSE | [9 empty] | 42552 | Dimmable | Continuous Below 10 | Yes |  | 3.1 | 5212.49 | 103.24 | 50.49 | 6.54 | 0.997 | 3099 | 82.3
PGCGMJKX | Lumenwerx ULC | Lumenwerx | [REVCAM]XSIB-PMO-LED-80-1000-30-80-20-12-UNV-D-1 | Indoor Luminaires | Linear Ambient | Direct Linear Ambient Luminaires | Standard | FALSE | [9 empty] | 42552 | Dimmable | Continuous Below 10 | Yes |  | 3.1 | 16957.2 | 91.42 | 185.49 | 5.75 | 0.996 | 3099 | 82.3
PZEKEJF5 | Lumenwerx ULC | Lumenwerx | [REVCAM]XSIB-PMO-LED-80-1000-30-80-20-8-UNV-D-1 | Indoor Luminaires | Linear Ambient | Direct Linear Ambient Luminaires | Standard | FALSE | [9 empty] | 42552 | Dimmable | Continuous Below 10 | Yes |  | 3.1 | 11304.8 | 91.42 | 123.66 | 5.75 | 0.996 | 3099 | 82.3
P62GD8M5 | Lumenwerx ULC | Lumenwerx | [REVCAM]XSIB-PMO-LED-80-875-30-30-70-12-UNV-D-1 | Indoor Luminaires | Linear Ambient | Linear Ambient Luminaires w/ Indirect component | Standard | FALSE | [9 empty] | 42552 | Dimmable | Continuous Below 10 | Yes |  | 3.1 | 13861.88 | 124.98 | 110.91 | 5.75 | 0.998 | 3098 | 83.4
PMTAJFCV | Lumenwerx ULC | Lumenwerx | [REVCAM]XSIB-PMO-LED-80-875-30-30-70-8-UNV-D-1 | Indoor Luminaires | Linear Ambient | Linear Ambient Luminaires w/ Indirect component | Standard | FALSE | [9 empty] | 42552 | Dimmable | Continuous Below 10 | Yes |  | 3.1 | 9241.26 | 124.98 | 73.94 | 5.75 | 0.998 | 3098 | 83.4
PUVMHWD8 | Lumenwerx ULC | Lumenwerx | [REVCAM]XSIB-PMO-LED-80-875-30-30-70-4-UNV-D-1 | Indoor Luminaires | Linear Ambient | Linear Ambient Luminaires w/ Indirect component | Standard | FALSE | [9 empty] | 42552 | Dimmable | Continuous Below 10 | Yes |  | 3.1 | 4620.63 | 124.98 | 36.97 | 5.75 | 0.998 | 3098 | 83.4
P792DN9K | Lumenwerx ULC | Lumenwerx | [REVCAM]PXSIB-PMO-LED-80-875-30-60-40-12-UNV-D-1 | Indoor Luminaires | Linear Ambient | Linear Ambient Luminaires w/ Indirect component | Standard | FALSE | [9 empty] | 42552 | Dimmable | Continuous Below 10 | Yes |  | 3.1 | 13745.69 | 102.69 | 133.86 | 7.28 | 0.996 | 3098 | 82.4
PQC86P4W | Lumenwerx ULC | Lumenwerx | [REVCAM]PXSIB-PMO-LED-80-875-30-60-40-8-UNV-D-1 | Indoor Luminaires | Linear Ambient | Linear Ambient Luminaires w/ Indirect component | Standard | FALSE | [9 empty] | 42552 | Dimmable | Continuous Below 10 | Yes |  | 3.1 | 9163.79 | 102.69 | 89.24 | 7.28 | 0.996 | 3098 | 82.4
PQCT3JS5 | Lumenwerx ULC | Lumenwerx | [REVCAM]PXSIB-PMO-LED-80-875-30-60-40-4-UNV-D-1 | Indoor Luminaires | Linear Ambient | Linear Ambient Luminaires w/ Indirect component | Standard | FALSE | [9 empty] | 42552 | Dimmable | Continuous Below 10 | Yes |  | 3.1 | 4581.9 | 102.69 | 44.62 | 7.28 | 0.996 | 3098 | 82.4
P1T1YTHE | Lumenwerx ULC | Lumenwerx | [REVCAM]XSIB-PMO-LED-80-875-30-80-20-12-UNV-D-1 | Indoor Luminaires | Linear Ambient | Direct Linear Ambient Luminaires | Standard | FALSE | [9 empty] | 42552 | Dimmable | Continuous Below 10 | Yes |  | 3.1 | 14952 | 91.7 | 163.05 | 6.54 | 0.996 | 3098 | 82.4
P2TNM5FZ | Lumenwerx ULC | Lumenwerx | [REVCAM]XSIB-PMO-LED-80-875-30-80-20-8-UNV-D-1 | Indoor Luminaires | Linear Ambient | Direct Linear Ambient Luminaires | Standard | FALSE | [9 empty] | 42552 | Dimmable | Continuous Below 10 | Yes |  | 3.1 | 9968 | 91.7 | 108.7 | 6.54 | 0.996 | 3098 | 82.4
PS5KFKEN | Lumenwerx ULC | Lumenwerx | [REVCAM]XSIB-PMO-LED-80-875-30-80-20-4-UNV-D-1 | Indoor Luminaires | Linear Ambient | Direct Linear Ambient Luminaires | Standard | FALSE | [9 empty] | 42552 | Dimmable | Continuous Below 10 | Yes |  | 3.1 | 4984 | 91.7 | 54.35 | 6.54 | 0.996 | 3098 | 82.4
P2YSRQ3D | Lumenwerx ULC | Lumenwerx | [REVCAM]XSIB-PMO-LED-80-750-30-80-20-12-UNV-D-1 | Indoor Luminaires | Linear Ambient | Direct Linear Ambient Luminaires | Standard | FALSE | [9 empty] | 42552 | Dimmable | Continuous Below 10 | Yes |  | 3.1 | 13025.7 | 93.47 | 139.35 | 7.3 | 0.996 | 3094 | 82.5
P1S2EZ2M | Lumenwerx ULC | Lumenwerx | [REVCAM]XSIB-PMO-LED-80-750-30-80-20-8-UNV-D-1 | Indoor Luminaires | Linear Ambient | Direct Linear Ambient Luminaires | Standard | FALSE | [9 empty] | 42552 | Dimmable | Continuous Below 10 | Yes |  | 3.1 | 8683.8 | 93.47 | 92.9 | 7.3 | 0.996 | 3094 | 82.5
PQCVY9ND | Lumenwerx ULC | Lumenwerx | [REVCAM]XSIB-PMO-LED-80-750-30-80-20-4-UNV-D-1 | Indoor Luminaires | Linear Ambient | Direct Linear Ambient Luminaires | Standard | FALSE | [9 empty] | 42552 | Dimmable | Continuous Below 10 | Yes |  | 3.1 | 4341.9 | 93.5 | 46.45 | 7.3 | 0.996 | 3094 | 82.5
PW29FWRF | Lumenwerx ULC | Lumenwerx | [REVCAM]XSIB-PMO-LED-80-750-30-30-70-12-UNV-D-1 | Indoor Luminaires | Linear Ambient | Linear Ambient Luminaires w/ Indirect component | Standard | FALSE | [9 empty] | 42552 | Dimmable | Continuous Below 10 | Yes |  | 3.1 | 11847 | 131.46 | 90.12 | 6.66 | 0.997 | 3094 | 82.5
PU1UCHGB | Lumenwerx ULC | Lumenwerx | [REVCAM]XSIB-PMO-LED-80-750-30-30-70-8-UNV-D-1 | Indoor Luminaires | Linear Ambient | Linear Ambient Luminaires w/ Indirect component | Standard | FALSE | [9 empty] | 42552 | Dimmable | Continuous Below 10 | Yes |  | 3.1 | 7898 | 131.46 | 60.08 | 6.66 | 0.997 | 3094 | 82.5
PG26T9YY | Lumenwerx ULC | Lumenwerx | [REVCAM]XSIB-PMO-LED-80-750-30-30-70-4-UNV-D-1 | Indoor Luminaires | Linear Ambient | Linear Ambient Luminaires w/ Indirect component | Standard | FALSE | [9 empty] | 42552 | Dimmable | Continuous Below 10 | Yes |  | 3.1 | 3949 | 131.5 | 30.04 | 6.66 | 0.997 | 3094 | 82.5
P24Q72BS | Lumenwerx ULC | Lumenwerx | [REVCAM]XSIB-PMO-LED-80-750-30-60-40-12-UNV-D-1 | Indoor Luminaires | Linear Ambient | Linear Ambient Luminaires w/ Indirect component | Standard | FALSE | [9 empty] | 42552 | Dimmable | Continuous Below 10 | Yes |  | 3.1 | 11747.7 | 106.53 | 110.28 | 5.75 | 0.998 | 3094 | 82.5
PR4HX5FD | Lumenwerx ULC | Lumenwerx | [REVCAM]XSIB-PMO-LED-80-750-30-60-40-8-UNV-D-1 | Indoor Luminaires | Linear Ambient | Linear Ambient Luminaires w/ Indirect component | Standard | FALSE | [9 empty] | 42552 | Dimmable | Continuous Below 10 | Yes |  | 3.1 | 7831.8 | 106.53 | 73.52 | 5.75 | 0.998 | 3094 | 82.5
PQW12FCK | Lumenwerx ULC | Lumenwerx | [REVCAM]XSIB-PMO-LED-80-750-30-60-40-4-UNV-D-1 | Indoor Luminaires | Linear Ambient | Linear Ambient Luminaires w/ Indirect component | Standard | FALSE | [9 empty] | 42552 | Dimmable | Continuous Below 10 | Yes |  | 3.1 | 3915.9 | 106.5 | 36.76 | 5.75 | 0.998 | 3094 | 82.5
PA7AAWA6 | MHT Lighting | MHT Lighting | MHTL-WRP-2FT-25E-4K-U | Indoor Luminaires | Linear Ambient | Direct Linear Ambient Luminaires | Standard | TRUE | 2516.37 | 108.32 | 23.23 | 8.12 | 0.956 | 3925 | 82.8 | 5 | 50000 | 42551 |  |  | Yes |  | 4 | 2516.37 | 108.32 | 23.23 | 8.12 | 0.956 | 3925 | 82.8
PUEPT87B | EELP INC. | EELP LED Highbays | VT6-Z-40L-30K-QT | Indoor Luminaires | Linear Ambient | Direct Linear Ambient Luminaires | Standard | TRUE | 3058.13 | 90.8 | 33.68 | 15.8 | 0.948 | 3117 | 84.1 | 5 | 50000 | 42551 |  |  | No |  | 3.1 | 3500 | 87.5 | 40 | 25 | 0.9 | 3000 | 80
P8P2GD45 | Focal Point | Nera? | FNRS-FL70-500LF-40K-1C-UNV-LD1-X-CLVXX-YY-ZZ-4' | Indoor Luminaires | Linear Ambient | Linear Ambient Luminaires w/ Indirect component | Standard | TRUE | 1976 | 112 | 17.62 | 14.4 | 0.923 | 3948 | 83 | 5 | 50000 | 42551 |  |  | No |  | 4 | 1976 | 111.26 | 17.76 | 14.4 | 0.92 | 3948 | 83
PXQ4V66K | Focal Point | Nera? | FNRS-FL70-500LF-30K-1C-UNV-LD1-X-CLVXX-YY-ZZ-4' | Indoor Luminaires | Linear Ambient | Linear Ambient Luminaires w/ Indirect component | Standard | TRUE | 1915 | 107.8 | 17.76 | 14.4 | 0.923 | 3034 | 82.5 | 5 | 50000 | 42551 |  |  | No |  | 4 | 1915 | 107.83 | 17.76 | 14.4 | 0.92 | 3044 | 82.4
PN5EE7P1 | Focal Point | Nera? | FNRS-FL70-1000LF-30K-1C-UNV-LD1-X-CLVXX-YY-ZZ-4' | Indoor Luminaires | Linear Ambient | Linear Ambient Luminaires w/ Indirect component | Standard | TRUE | 3665 | 101 | 36.14 | 14.4 | 0.923 | 3050 | 82.1 | 5 | 50000 | 42551 |  |  | No |  | 3.1 | 3665 | 101.41 | 36.14 | 14.4 | 0.92 | 3044 | 82.4
PK46QV6H | Focal Point | Nera? | FNRS-FL60-1000LF-40K-1C-UNV-LD1-X-CLVXX-YY-ZZ-8' | Indoor Luminaires | Linear Ambient | Linear Ambient Luminaires w/ Indirect component | Standard | FALSE | [9 empty] | 42551 |  |  | No |  | 3.1 | 8179.95 | 118.09 | 69.27 | 14.4 | 0.92 | 3948 | 83
PK812KWQ | Focal Point | Nera? | FNRS-FL70-1000LF-40K-1C-UNV-LD1-X-CLVXX-YY-ZZ-8' | Indoor Luminaires | Linear Ambient | Linear Ambient Luminaires w/ Indirect component | Standard | FALSE | [9 empty] | 42551 |  |  | No |  | 3.1 | 7683.95 | 110.93 | 69.27 | 14.4 | 0.92 | 3948 | 83
P3EGXF8E | Focal Point | Nera? | FNRS-FL60-875LF-40K-1C-UNV-LD1-X-CLVXX-YY-ZZ-8' | Indoor Luminaires | Linear Ambient | Linear Ambient Luminaires w/ Indirect component | Standard | FALSE | [9 empty] | 42551 |  |  | No |  | 3.1 | 7203.49 | 119.14 | 60.46 | 14.4 | 0.92 | 3948 | 83
P3RHX7QX | Focal Point | Nera? | FNRS-FL70-875LF-40K-1C-UNV-LD1-X-CLVXX-YY-ZZ-8' | Indoor Luminaires | Linear Ambient | Linear Ambient Luminaires w/ Indirect component | Standard | FALSE | [9 empty] | 42551 |  |  | No |  | 3.1 | 6766.7 | 111.92 | 60.46 | 14.4 | 0.92 | 3948 | 83
P89XY4X8 | Focal Point | Nera? | FNRS-FL60-750LF-40K-1C-UNV-LD1-X-CLVXX-YY-ZZ-8' | Indoor Luminaires | Linear Ambient | Linear Ambient Luminaires w/ Indirect component | Standard | FALSE | [9 empty] | 42551 |  |  | No |  | 3.1 | 6227.03 | 120.55 | 51.65 | 14.4 | 0.92 | 3948 | 83
P8CKHADJ | Focal Point | Nera? | FNRS-FL60-1000LF-40K-1C-UNV-LD1-X-CLVXX-YY-ZZ-6' | Indoor Luminaires | Linear Ambient | Linear Ambient Luminaires w/ Indirect component | Standard | FALSE | [9 empty] | 42551 |  |  | No |  | 3.1 | 6102.9 | 115.8 | 52.7 | 14.4 | 0.92 | 3948 | 83
P3WJFUU8 | Focal Point | Nera? | FNRS-FL70-750LF-40K-1C-UNV-LD1-X-CLVXX-YY-ZZ-8' | Indoor Luminaires | Linear Ambient | Linear Ambient Luminaires w/ Indirect component | Standard | FALSE | [9 empty] | 42551 |  |  | No |  | 3.1 | 5849.45 | 113.24 | 51.65 | 14.4 | 0.92 | 3948 | 83
PSSPE3MH | Focal Point | Nera? | FNRS-FL70-1000LF-40K-1C-UNV-LD1-X-CLVXX-YY-ZZ-6' | Indoor Luminaires | Linear Ambient | Linear Ambient Luminaires w/ Indirect component | Standard | FALSE | [9 empty] | 42551 |  |  | No |  | 3.1 | 5732.85 | 108.77 | 52.7 | 14.4 | 0.92 | 3948 | 83
P358ZPUJ | Focal Point | Nera? | FNRS-FL60-875LF-40K-1C-UNV-LD1-X-CLVXX-YY-ZZ-6' | Indoor Luminaires | Linear Ambient | Linear Ambient Luminaires w/ Indirect component | Standard | FALSE | [9 empty] | 42551 |  |  | No |  | 3.1 | 5374.39 | 116.83 | 46 | 14.4 | 0.92 | 3948 | 83
PZ95EW1T | Focal Point | Nera? | FNRS-FL60-625LF-40K-1C-UNV-LD1-X-CLVXX-YY-ZZ-8' | Indoor Luminaires | Linear Ambient | Linear Ambient Luminaires w/ Indirect component | Standard | FALSE | [9 empty] | 42551 |  |  | No |  | 3.1 | 5250.57 | 122.54 | 42.85 | 14.4 | 0.92 | 3948 | 83
PS6QRBJP | Focal Point | Nera? | FNRS-FL60-1000LF-40K-1C-UNV-LD1-X-CLVXX-YY-ZZ-5' | Indoor Luminaires | Linear Ambient | Linear Ambient Luminaires w/ Indirect component | Standard | FALSE | [9 empty] | 42551 |  |  | No |  | 3.1 | 5064.38 | 114.01 | 44.42 | 14.4 | 0.92 | 3948 | 83
PZ8GAAU4 | Focal Point | Nera? | FNRS-FL70-875LF-40K-1C-UNV-LD1-X-CLVXX-YY-ZZ-6' | Indoor Luminaires | Linear Ambient | Linear Ambient Luminaires w/ Indirect component | Standard | FALSE | [9 empty] | 42551 |  |  | No |  | 3.1 | 5048.5 | 109.74 | 46 | 14.4 | 0.92 | 3948 | 83
PTQFTPQA | Focal Point | Nera? | FNRS-FL70-625LF-40K-1C-UNV-LD1-X-CLVXX-YY-ZZ-8' | Indoor Luminaires | Linear Ambient | Linear Ambient Luminaires w/ Indirect component | Standard | FALSE | [9 empty] | 42551 |  |  | No |  | 3.1 | 4932.2 | 115.11 | 42.85 | 14.4 | 0.92 | 3948 | 83
PHBJP12G | Focal Point | Nera? | FNRS-FL70-1000LF-40K-1C-UNV-LD1-X-CLVXX-YY-ZZ-5' | Indoor Luminaires | Linear Ambient | Linear Ambient Luminaires w/ Indirect component | Standard | FALSE | [9 empty] | 42551 |  |  | No |  | 3.1 | 4757.3 | 107.09 | 44.42 | 14.4 | 0.92 | 3948 | 83
PQ44JRDG | Focal Point | Nera? | FNRS-FL60-750LF-40K-1C-UNV-LD1-X-CLVXX-YY-ZZ-6' | Indoor Luminaires | Linear Ambient | Linear Ambient Luminaires w/ Indirect component | Standard | FALSE | [9 empty] | 42551 |  |  | No |  | 3.1 | 4645.87 | 118.21 | 39.3 | 14.4 | 0.92 | 3948 | 83
PYC3Z1KF | Focal Point | Nera? | FNRS-FL60-875LF-40K-1C-UNV-LD1-X-CLVXX-YY-ZZ-5' | Indoor Luminaires | Linear Ambient | Linear Ambient Luminaires w/ Indirect component | Standard | FALSE | [9 empty] | 42551 |  |  | No |  | 3.1 | 4459.83 | 115.02 | 38.77 | 14.4 | 0.92 | 3948 | 83
PFGGR11K | Focal Point | Nera? | FNRS-FL70-750LF-40K-1C-UNV-LD1-X-CLVXX-YY-ZZ-6' | Indoor Luminaires | Linear Ambient | Linear Ambient Luminaires w/ Indirect component | Standard | FALSE | [9 empty] | 42551 |  |  | No |  | 3.1 | 4364.16 | 111.04 | 39.3 | 14.4 | 0.92 | 3948 | 83
PW95BMXN | Focal Point | Nera? | FNRS-FL60-500LF-40K-1C-UNV-LD1-X-CLVXX-YY-ZZ-8' | Indoor Luminaires | Linear Ambient | Linear Ambient Luminaires w/ Indirect component | Standard | FALSE | [9 empty] | 42551 |  |  | No |  | 3.1 | 4274.11 | 125.56 | 34.04 | 14.4 | 0.92 | 3948 | 83
PFSG6BS2 | Focal Point | Nera? | FNRS-FL70-875LF-40K-1C-UNV-LD1-X-CLVXX-YY-ZZ-5' | Indoor Luminaires | Linear Ambient | Linear Ambient Luminaires w/ Indirect component | Standard | FALSE | [9 empty] | 42551 |  |  | No |  | 3.1 | 4189.41 | 108.05 | 38.77 | 14.4 | 0.92 | 3948 | 83
PHAZENBZ | Focal Point | Nera? | FNRS-FL60-1000LF-40K-1C-UNV-LD1-X-CLVXX-YY-ZZ-4' | Indoor Luminaires | Linear Ambient | Linear Ambient Luminaires w/ Indirect component | Standard | FALSE | [9 empty] | 42551 |  |  | No |  | 3.1 | 4025.86 | 111.4 | 36.14 | 14.4 | 0.92 | 3948 | 83
PS8ZHEYX | Focal Point | Nera? | FNRS-FL70-500LF-40K-1C-UNV-LD1-X-CLVXX-YY-ZZ-8' | Indoor Luminaires | Linear Ambient | Linear Ambient Luminaires w/ Indirect component | Standard | FALSE | [9 empty] | 42551 |  |  | No |  | 3.1 | 4014.94 | 117.95 | 34.04 | 14.4 | 0.92 | 3948 | 83
PTQ82P8J | Focal Point | Nera? | FNRS-FL60-625LF-40K-1C-UNV-LD1-X-CLVXX-YY-ZZ-6' | Indoor Luminaires | Linear Ambient | Linear Ambient Luminaires w/ Indirect component | Standard | FALSE | [9 empty] | 42551 |  |  | No |  | 3.1 | 3917.35 | 120.16 | 32.6 | 14.4 | 0.92 | 3948 | 83
PCJQJM1Z | Focal Point | Nera? | FNRS-FL60-750LF-40K-1C-UNV-LD1-X-CLVXX-YY-ZZ-5' | Indoor Luminaires | Linear Ambient | Linear Ambient Luminaires w/ Indirect component | Standard | FALSE | [9 empty] | 42551 |  |  | No |  | 3.1 | 3855.29 | 116.38 | 33.13 | 14.4 | 0.92 | 3948 | 83
PYTQNT47 | Focal Point | Nera? | FNRS-FL70-1000LF-40K-1C-UNV-LD1-X-CLVXX-YY-ZZ-4' | Indoor Luminaires | Linear Ambient | Linear Ambient Luminaires w/ Indirect component | Standard | FALSE | [9 empty] | 42551 |  |  | No |  | 3.1 | 3781.74 | 104.64 | 36.14 | 14.4 | 0.92 | 3948 | 83
PJK3FY72 | Focal Point | Nera? | FNRS-FL70-625LF-40K-1C-UNV-LD1-X-CLVXX-YY-ZZ-6' | Indoor Luminaires | Linear Ambient | Linear Ambient Luminaires w/ Indirect component | Standard | FALSE | [9 empty] | 42551 |  |  | No |  | 3.1 | 3679.82 | 112.87 | 32.6 | 14.4 | 0.92 | 3948 | 83
PSTBEE31 | Focal Point | Nera? | FNRS-FL70-750LF-40K-1C-UNV-LD1-X-CLVXX-YY-ZZ-5' | Indoor Luminaires | Linear Ambient | Linear Ambient Luminaires w/ Indirect component | Standard | FALSE | [9 empty] | 42551 |  |  | No |  | 3.1 | 3621.52 | 109.33 | 33.13 | 14.4 | 0.92 | 3948 | 83
PBDMA3T4 | Focal Point | Nera? | FNRS-FL60-875LF-40K-1C-UNV-LD1-X-CLVXX-YY-ZZ-4' | Indoor Luminaires | Linear Ambient | Linear Ambient Luminaires w/ Indirect component | Standard | FALSE | [9 empty] | 42551 |  |  | No |  | 3.1 | 3545.28 | 112.39 | 31.55 | 14.4 | 0.92 | 3948 | 83
PUAP8EFS | Focal Point | Nera? | FNRS-FL70-875LF-40K-1C-UNV-LD1-X-CLVXX-YY-ZZ-4' | Indoor Luminaires | Linear Ambient | Linear Ambient Luminaires w/ Indirect component | Standard | FALSE | [9 empty] | 42551 |  |  | No |  | 3.1 | 3330.31 | 105.57 | 31.55 | 14.4 | 0.92 | 3948 | 83
PEFVBSSY | Focal Point | Nera? | FNRS-FL60-625LF-40K-1C-UNV-LD1-X-CLVXX-YY-ZZ-5' | Indoor Luminaires | Linear Ambient | Linear Ambient Luminaires w/ Indirect component | Standard | FALSE | [9 empty] | 42551 |  |  | No |  | 3.1 | 3250.74 | 118.3 | 27.48 | 14.4 | 0.92 | 3948 | 83
PRCXBWJT | Focal Point | Nera? | FNRS-FL60-500LF-40K-1C-UNV-LD1-X-CLVXX-YY-ZZ-6' | Indoor Luminaires | Linear Ambient | Linear Ambient Luminaires w/ Indirect component | Standard | FALSE | [9 empty] | 42551 |  |  | No |  | 3.1 | 3188.83 | 123.12 | 25.9 | 14.4 | 0.92 | 3948 | 83
PPK5UP9X | Focal Point | Nera? | FNRS-FL60-750LF-40K-1C-UNV-LD1-X-CLVXX-YY-ZZ-4' | Indoor Luminaires | Linear Ambient | Linear Ambient Luminaires w/ Indirect component | Standard | FALSE | [9 empty] | 42551 |  |  | No |  | 3.1 | 3064.7 | 113.72 | 26.95 | 14.4 | 0.92 | 3948 | 83
P6WF2455 | Focal Point | Nera? | FNRS-FL70-625LF-40K-1C-UNV-LD1-X-CLVXX-YY-ZZ-5' | Indoor Luminaires | Linear Ambient | Linear Ambient Luminaires w/ Indirect component | Standard | FALSE | [9 empty] | 42551 |  |  | No |  | 3.1 | 3053.63 | 111.13 | 27.48 | 14.4 | 0.92 | 3948 | 83
P3ZY4TS4 | Focal Point | Nera? | FNRS-FL70-500LF-40K-1C-UNV-LD1-X-CLVXX-YY-ZZ-6' | Indoor Luminaires | Linear Ambient | Linear Ambient Luminaires w/ Indirect component | Standard | FALSE | [9 empty] | 42551 |  |  | No |  | 3.1 | 2995.47 | 115.66 | 25.9 | 14.4 | 0.92 | 3948 | 83
P9P1VN9Z | Focal Point | Nera? | FNRS-FL70-750LF-40K-1C-UNV-LD1-X-CLVXX-YY-ZZ-4' | Indoor Luminaires | Linear Ambient | Linear Ambient Luminaires w/ Indirect component | Standard | FALSE | [9 empty] | 42551 |  |  | No |  | 3.1 | 2878.87 | 106.82 | 26.95 | 14.4 | 0.92 | 3948 | 83
P9UU26BK | Focal Point | Nera? | FNRS-FL60-500LF-40K-1C-UNV-LD1-X-CLVXX-YY-ZZ-5' | Indoor Luminaires | Linear Ambient | Linear Ambient Luminaires w/ Indirect component | Standard | FALSE | [9 empty] | 42551 |  |  | No |  | 3.1 | 2646.19 | 121.22 | 21.83 | 14.4 | 0.92 | 3948 | 83
PEZTS4VM | Focal Point | Nera? | FNRS-FL60-625LF-40K-1C-UNV-LD1-X-CLVXX-YY-ZZ-4' | Indoor Luminaires | Linear Ambient | Linear Ambient Luminaires w/ Indirect component | Standard | FALSE | [9 empty] | 42551 |  |  | No |  | 3.1 | 2584.13 | 115.6 | 22.36 | 14.4 | 0.92 | 3948 | 83
P8DM92YF | Focal Point | Nera? | FNRS-FL70-500LF-40K-1C-UNV-LD1-X-CLVXX-YY-ZZ-5' | Indoor Luminaires | Linear Ambient | Linear Ambient Luminaires w/ Indirect component | Standard | FALSE | [9 empty] | 42551 |  |  | No |  | 3.1 | 2485.74 | 113.87 | 21.83 | 14.4 | 0.92 | 3948 | 83
PQ8V74PB | Focal Point | Nera? | FNRS-FL70-625LF-40K-1C-UNV-LD1-X-CLVXX-YY-ZZ-4' | Indoor Luminaires | Linear Ambient | Linear Ambient Luminaires w/ Indirect component | Standard | FALSE | [9 empty] | 42551 |  |  | No |  | 3.1 | 2427.44 | 108.59 | 22.36 | 14.4 | 0.92 | 3948 | 83
P1G3QAT5 | Focal Point | Nera? | FNRS-FL60-500LF-40K-1C-UNV-LD1-X-CLVXX-YY-ZZ-4' | Indoor Luminaires | Linear Ambient | Linear Ambient Luminaires w/ Indirect component | Standard | FALSE | [9 empty] | 42551 |  |  | No |  | 3.1 | 2103.55 | 118.44 | 17.76 | 14.4 | 0.92 | 3948 | 83
PVMYEN21 | Focal Point | Nera? | FNRS-FL60-1000LF-35K-1C-UNV-LD1-X-CLVXX-YY-ZZ-8' | Indoor Luminaires | Linear Ambient | Linear Ambient Luminaires w/ Indirect component | Standard | FALSE | [9 empty] | 42551 |  |  | No |  | 3.1 | 8054.81 | 116.28 | 69.27 | 14.4 | 0.92 | 3500 | 82.7
P67J1WE6 | Focal Point | Nera? | FNRS-FL70-1000LF-35K-1C-UNV-LD1-X-CLVXX-YY-ZZ-8' | Indoor Luminaires | Linear Ambient | Linear Ambient Luminaires w/ Indirect component | Standard | FALSE | [9 empty] | 42551 |  |  | No |  | 3.1 | 7566.4 | 109.23 | 69.27 | 14.4 | 0.92 | 3500 | 82.7
PF6UVXVN | Focal Point | Nera? | FNRS-FL60-875LF-35K-1C-UNV-LD1-X-CLVXX-YY-ZZ-8' | Indoor Luminaires | Linear Ambient | Linear Ambient Luminaires w/ Indirect component | Standard | FALSE | [9 empty] | 42551 |  |  | No |  | 3.1 | 7093.29 | 117.32 | 60.46 | 14.4 | 0.92 | 3500 | 82.7
PZBC72GT | Focal Point | Nera? | FNRS-FL70-875LF-35K-1C-UNV-LD1-X-CLVXX-YY-ZZ-8' | Indoor Luminaires | Linear Ambient | Linear Ambient Luminaires w/ Indirect component | Standard | FALSE | [9 empty] | 42551 |  |  | No |  | 3.1 | 6663.18 | 110.21 | 60.46 | 14.4 | 0.92 | 3500 | 82.7
PCYFCZD1 | Focal Point | Nera? | FNRS-FL60-750LF-35K-1C-UNV-LD1-X-CLVXX-YY-ZZ-8' | Indoor Luminaires | Linear Ambient | Linear Ambient Luminaires w/ Indirect component | Standard | FALSE | [9 empty] | 42551 |  |  | No |  | 3.1 | 6131.77 | 118.71 | 51.65 | 14.4 | 0.92 | 3500 | 82.7
PMQWFUMJ | Focal Point | Nera? | FNRS-FL60-1000LF-35K-1C-UNV-LD1-X-CLVXX-YY-ZZ-6' | Indoor Luminaires | Linear Ambient | Linear Ambient Luminaires w/ Indirect component | Standard | FALSE | [9 empty] | 42551 |  |  | No |  | 3.1 | 6009.54 | 114.02 | 52.7 | 14.4 | 0.92 | 3500 | 82.7
PHQKU4PA | Focal Point | Nera? | FNRS-FL70-750LF-35K-1C-UNV-LD1-X-CLVXX-YY-ZZ-8' | Indoor Luminaires | Linear Ambient | Linear Ambient Luminaires w/ Indirect component | Standard | FALSE | [9 empty] | 42551 |  |  | No |  | 3.1 | 5759.96 | 111.51 | 51.65 | 14.4 | 0.92 | 3500 | 82.7
PS2K22C3 | Focal Point | Nera? | FNRS-FL70-1000LF-35K-1C-UNV-LD1-X-CLVXX-YY-ZZ-6' | Indoor Luminaires | Linear Ambient | Linear Ambient Luminaires w/ Indirect component | Standard | FALSE | [9 empty] | 42551 |  |  | No |  | 3.1 | 5645.14 | 107.11 | 52.7 | 14.4 | 0.92 | 3500 | 82.7
P5227D6C | Focal Point | Nera? | FNRS-FL60-875LF-35K-1C-UNV-LD1-X-CLVXX-YY-ZZ-6' | Indoor Luminaires | Linear Ambient | Linear Ambient Luminaires w/ Indirect component | Standard | FALSE | [9 empty] | 42551 |  |  | No |  | 3.1 | 5292.17 | 115.04 | 46 | 14.4 | 0.92 | 3500 | 82.7
PCV24U13 | Focal Point | Nera? | FNRS-FL60-625LF-35K-1C-UNV-LD1-X-CLVXX-YY-ZZ-8' | Indoor Luminaires | Linear Ambient | Linear Ambient Luminaires w/ Indirect component | Standard | FALSE | [9 empty] | 42551 |  |  | No |  | 3.1 | 5170.24 | 120.67 | 42.85 | 14.4 | 0.92 | 3500 | 82.7
P9YCAHK2 | Focal Point | Nera? | FNRS-FL60-1000LF-35K-1C-UNV-LD1-X-CLVXX-YY-ZZ-5' | Indoor Luminaires | Linear Ambient | Linear Ambient Luminaires w/ Indirect component | Standard | FALSE | [9 empty] | 42551 |  |  | No |  | 3.1 | 4986.9 | 112.26 | 44.42 | 14.4 | 0.92 | 3500 | 82.7
PKU6MFKF | Focal Point | Nera? | FNRS-FL70-875LF-35K-1C-UNV-LD1-X-CLVXX-YY-ZZ-6' | Indoor Luminaires | Linear Ambient | Linear Ambient Luminaires w/ Indirect component | Standard | FALSE | [9 empty] | 42551 |  |  | No |  | 3.1 | 4971.27 | 108.06 | 46 | 14.4 | 0.92 | 3500 | 82.7
P93UMQAZ | Focal Point | Nera? | FNRS-FL70-625LF-35K-1C-UNV-LD1-X-CLVXX-YY-ZZ-8' | Indoor Luminaires | Linear Ambient | Linear Ambient Luminaires w/ Indirect component | Standard | FALSE | [9 empty] | 42551 |  |  | No |  | 3.1 | 4856.74 | 113.35 | 42.85 | 14.4 | 0.92 | 3500 | 82.7
P35G5AHT | Focal Point | Nera? | FNRS-FL70-1000LF-35K-1C-UNV-LD1-X-CLVXX-YY-ZZ-5' | Indoor Luminaires | Linear Ambient | Linear Ambient Luminaires w/ Indirect component | Standard | FALSE | [9 empty] | 42551 |  |  | No |  | 3.1 | 4684.52 | 105.45 | 44.42 | 14.4 | 0.92 | 3500 | 82.7
PZSY58GU | Focal Point | Nera? | FNRS-FL60-750LF-35K-1C-UNV-LD1-X-CLVXX-YY-ZZ-6' | Indoor Luminaires | Linear Ambient | Linear Ambient Luminaires w/ Indirect component | Standard | FALSE | [9 empty] | 42551 |  |  | No |  | 3.1 | 4574.79 | 116.4 | 39.3 | 14.4 | 0.92 | 3500 | 82.7
PC9X598Q | Focal Point | Nera? | FNRS-FL60-875LF-35K-1C-UNV-LD1-X-CLVXX-YY-ZZ-5' | Indoor Luminaires | Linear Ambient | Linear Ambient Luminaires w/ Indirect component | Standard | FALSE | [9 empty] | 42551 |  |  | No |  | 3.1 | 4391.6 | 113.26 | 38.77 | 14.4 | 0.92 | 3500 | 82.7
PUW9HC13 | Focal Point | Nera? | FNRS-FL70-750LF-35K-1C-UNV-LD1-X-CLVXX-YY-ZZ-6' | Indoor Luminaires | Linear Ambient | Linear Ambient Luminaires w/ Indirect component | Standard | FALSE | [9 empty] | 42551 |  |  | No |  | 3.1 | 4297.39 | 109.34 | 39.3 | 14.4 | 0.92 | 3500 | 82.7
P6Q9S69P | Focal Point | Nera? | FNRS-FL60-500LF-35K-1C-UNV-LD1-X-CLVXX-YY-ZZ-8' | Indoor Luminaires | Linear Ambient | Linear Ambient Luminaires w/ Indirect component | Standard | FALSE | [9 empty] | 42551 |  |  | No |  | 3.1 | 4208.72 | 123.64 | 34.04 | 14.4 | 0.92 | 3500 | 82.7
P1RQ7VJ2 | Focal Point | Nera? | FNRS-FL70-875LF-35K-1C-UNV-LD1-X-CLVXX-YY-ZZ-5' | Indoor Luminaires | Linear Ambient | Linear Ambient Luminaires w/ Indirect component | Standard | FALSE | [9 empty] | 42551 |  |  | No |  | 3.1 | 4125.31 | 106.39 | 38.77 | 14.4 | 0.92 | 3500 | 82.7
P9MAXTSE | Focal Point | Nera? | FNRS-FL60-1000LF-35K-1C-UNV-LD1-X-CLVXX-YY-ZZ-4' | Indoor Luminaires | Linear Ambient | Linear Ambient Luminaires w/ Indirect component | Standard | FALSE | [9 empty] | 42551 |  |  | No |  | 3.1 | 3964.27 | 109.69 | 36.14 | 14.4 | 0.92 | 3500 | 82.7
P99P292G | Focal Point | Nera? | FNRS-FL70-500LF-35K-1C-UNV-LD1-X-CLVXX-YY-ZZ-8' | Indoor Luminaires | Linear Ambient | Linear Ambient Luminaires w/ Indirect component | Standard | FALSE | [9 empty] | 42551 |  |  | No |  | 3.1 | 3953.52 | 116.14 | 34.04 | 14.4 | 0.92 | 3500 | 82.7
PFUG3B79 | Focal Point | Nera? | FNRS-FL60-625LF-35K-1C-UNV-LD1-X-CLVXX-YY-ZZ-6' | Indoor Luminaires | Linear Ambient | Linear Ambient Luminaires w/ Indirect component | Standard | FALSE | [9 empty] | 42551 |  |  | No |  | 3.1 | 3857.42 | 118.32 | 32.6 | 14.4 | 0.92 | 3500 | 82.7
PA5SNV4X | Focal Point | Nera? | FNRS-FL60-750LF-35K-1C-UNV-LD1-X-CLVXX-YY-ZZ-5' | Indoor Luminaires | Linear Ambient | Linear Ambient Luminaires w/ Indirect component | Standard | FALSE | [9 empty] | 42551 |  |  | No |  | 3.1 | 3796.31 | 114.6 | 33.13 | 14.4 | 0.92 | 3500 | 82.7
PTKW3SB3 | Focal Point | Nera? | FNRS-FL70-1000LF-35K-1C-UNV-LD1-X-CLVXX-YY-ZZ-4' | Indoor Luminaires | Linear Ambient | Linear Ambient Luminaires w/ Indirect component | Standard | FALSE | [9 empty] | 42551 |  |  | No |  | 3.1 | 3723.89 | 103.04 | 36.14 | 14.4 | 0.92 | 3500 | 82.7
PJA1HS8A | Focal Point | Nera? | FNRS-FL70-625LF-35K-1C-UNV-LD1-X-CLVXX-YY-ZZ-6' | Indoor Luminaires | Linear Ambient | Linear Ambient Luminaires w/ Indirect component | Standard | FALSE | [9 empty] | 42551 |  |  | No |  | 3.1 | 3623.52 | 111.15 | 32.6 | 14.4 | 0.92 | 3500 | 82.7
P1R15R6T | Focal Point | Nera? | FNRS-FL70-750LF-35K-1C-UNV-LD1-X-CLVXX-YY-ZZ-5' | Indoor Luminaires | Linear Ambient | Linear Ambient Luminaires w/ Indirect component | Standard | FALSE | [9 empty] | 42551 |  |  | No |  | 3.1 | 3566.11 | 107.65 | 33.13 | 14.4 | 0.92 | 3500 | 82.7
PJ5WBNYJ | Focal Point | Nera? | FNRS-FL60-875LF-35K-1C-UNV-LD1-X-CLVXX-YY-ZZ-4' | Indoor Luminaires | Linear Ambient | Linear Ambient Luminaires w/ Indirect component | Standard | FALSE | [9 empty] | 42551 |  |  | No |  | 3.1 | 3491.04 | 110.67 | 31.55 | 14.4 | 0.92 | 3500 | 82.7
PAK9F6DK | Focal Point | Nera? | FNRS-FL70-875LF-35K-1C-UNV-LD1-X-CLVXX-YY-ZZ-4' | Indoor Luminaires | Linear Ambient | Linear Ambient Luminaires w/ Indirect component | Standard | FALSE | [9 empty] | 42551 |  |  | No |  | 3.1 | 3279.36 | 103.96 | 31.55 | 14.4 | 0.92 | 3500 | 82.7
PZD154EH | Focal Point | Nera? | FNRS-FL60-625LF-35K-1C-UNV-LD1-X-CLVXX-YY-ZZ-5' | Indoor Luminaires | Linear Ambient | Linear Ambient Luminaires w/ Indirect component | Standard | FALSE | [9 empty] | 42551 |  |  | No |  | 3.1 | 3201.01 | 116.49 | 27.48 | 14.4 | 0.92 | 3500 | 82.7
PUNY32KK | Focal Point | Nera? | FNRS-FL60-500LF-35K-1C-UNV-LD1-X-CLVXX-YY-ZZ-6' | Indoor Luminaires | Linear Ambient | Linear Ambient Luminaires w/ Indirect component | Standard | FALSE | [9 empty] | 42551 |  |  | No |  | 3.1 | 3140.05 | 121.24 | 25.9 | 14.4 | 0.92 | 3500 | 82.7
PWRWR3FZ | Focal Point | Nera? | FNRS-FL60-750LF-35K-1C-UNV-LD1-X-CLVXX-YY-ZZ-4' | Indoor Luminaires | Linear Ambient | Linear Ambient Luminaires w/ Indirect component | Standard | FALSE | [9 empty] | 42551 |  |  | No |  | 3.1 | 3017.82 | 111.98 | 26.95 | 14.4 | 0.92 | 3500 | 82.7
PF39CGBU | Focal Point | Nera? | FNRS-FL70-625LF-35K-1C-UNV-LD1-X-CLVXX-YY-ZZ-5' | Indoor Luminaires | Linear Ambient | Linear Ambient Luminaires w/ Indirect component | Standard | FALSE | [9 empty] | 42551 |  |  | No |  | 3.1 | 3006.91 | 109.43 | 27.48 | 14.4 | 0.92 | 3500 | 82.7
PKEMZ9NQ | Focal Point | Nera? | FNRS-FL70-500LF-35K-1C-UNV-LD1-X-CLVXX-YY-ZZ-6' | Indoor Luminaires | Linear Ambient | Linear Ambient Luminaires w/ Indirect component | Standard | FALSE | [9 empty] | 42551 |  |  | No |  | 3.1 | 2949.64 | 113.89 | 25.9 | 14.4 | 0.92 | 3500 | 82.7
PU5VVVVS | Focal Point | Nera? | FNRS-FL70-750LF-35K-1C-UNV-LD1-X-CLVXX-YY-ZZ-4' | Indoor Luminaires | Linear Ambient | Linear Ambient Luminaires w/ Indirect component | Standard | FALSE | [9 empty] | 42551 |  |  | No |  | 3.1 | 2834.83 | 105.19 | 26.95 | 14.4 | 0.92 | 3500 | 82.7
PWB5RVNB | Focal Point | Nera? | FNRS-FL60-500LF-35K-1C-UNV-LD1-X-CLVXX-YY-ZZ-5' | Indoor Luminaires | Linear Ambient | Linear Ambient Luminaires w/ Indirect component | Standard | FALSE | [9 empty] | 42551 |  |  | No |  | 3.1 | 2605.71 | 119.36 | 21.83 | 14.4 | 0.92 | 3500 | 82.7
P46J7Q5G | Focal Point | Nera? | FNRS-FL60-625LF-35K-1C-UNV-LD1-X-CLVXX-YY-ZZ-4' | Indoor Luminaires | Linear Ambient | Linear Ambient Luminaires w/ Indirect component | Standard | FALSE | [9 empty] | 42551 |  |  | No |  | 3.1 | 2544.59 | 113.83 | 22.36 | 14.4 | 0.92 | 3500 | 82.7
P9FMYXS2 | Focal Point | Nera? | FNRS-FL70-500LF-35K-1C-UNV-LD1-X-CLVXX-YY-ZZ-5' | Indoor Luminaires | Linear Ambient | Linear Ambient Luminaires w/ Indirect component | Standard | FALSE | [9 empty] | 42551 |  |  | No |  | 3.1 | 2447.71 | 112.13 | 21.83 | 14.4 | 0.92 | 3500 | 82.7
P6X94PAU | Focal Point | Nera? | FNRS-FL70-625LF-35K-1C-UNV-LD1-X-CLVXX-YY-ZZ-4' | Indoor Luminaires | Linear Ambient | Linear Ambient Luminaires w/ Indirect component | Standard | FALSE | [9 empty] | 42551 |  |  | No |  | 3.1 | 2390.3 | 106.92 | 22.36 | 14.4 | 0.92 | 3500 | 82.7
PPAZEZC5 | Focal Point | Nera? | FNRS-FL60-500LF-35K-1C-UNV-LD1-X-CLVXX-YY-ZZ-4' | Indoor Luminaires | Linear Ambient | Linear Ambient Luminaires w/ Indirect component | Standard | FALSE | [9 empty] | 42551 |  |  | No |  | 3.1 | 2071.37 | 116.63 | 17.76 | 14.4 | 0.92 | 3500 | 82.7
PAMGHJEA | Focal Point | Nera? | FNRS-FL70-500LF-35K-1C-UNV-LD1-X-CLVXX-YY-ZZ-4' | Indoor Luminaires | Linear Ambient | Linear Ambient Luminaires w/ Indirect component | Standard | FALSE | [9 empty] | 42551 |  |  | No |  | 3.1 | 1945.77 | 109.56 | 17.76 | 14.4 | 0.92 | 3500 | 82.7
PZGMYNUD | Focal Point | Nera? | FNRS-FL60-1000LF-30K-1C-UNV-LD1-X-CLVXX-YY-ZZ-8' | Indoor Luminaires | Linear Ambient | Linear Ambient Luminaires w/ Indirect component | Standard | FALSE | [9 empty] | 42551 |  |  | No |  | 3.1 | 7927.43 | 114.45 | 69.27 | 14.4 | 0.92 | 3044 | 82.4
PV8AV71R | Focal Point | Nera? | FNRS-FL70-1000LF-30K-1C-UNV-LD1-X-CLVXX-YY-ZZ-8' | Indoor Luminaires | Linear Ambient | Linear Ambient Luminaires w/ Indirect component | Standard | FALSE | [9 empty] | 42551 |  |  | No |  | 3.1 | 7446.74 | 107.51 | 69.27 | 14.4 | 0.92 | 3044 | 82.4
PSTRAW7P | Focal Point | Nera? | FNRS-FL60-875LF-30K-1C-UNV-LD1-X-CLVXX-YY-ZZ-8' | Indoor Luminaires | Linear Ambient | Linear Ambient Luminaires w/ Indirect component | Standard | FALSE | [9 empty] | 42551 |  |  | No |  | 3.1 | 6981.12 | 115.46 | 60.46 | 14.4 | 0.92 | 3044 | 82.4
P3S1QE8P | Focal Point | Nera? | FNRS-FL70-875LF-30K-1C-UNV-LD1-X-CLVXX-YY-ZZ-8' | Indoor Luminaires | Linear Ambient | Linear Ambient Luminaires w/ Indirect component | Standard | FALSE | [9 empty] | 42551 |  |  | No |  | 3.1 | 6557.81 | 108.46 | 60.46 | 14.4 | 0.92 | 3044 | 82.4
PSZ7BUYE | Focal Point | Nera? | FNRS-FL60-750LF-30K-1C-UNV-LD1-X-CLVXX-YY-ZZ-8' | Indoor Luminaires | Linear Ambient | Linear Ambient Luminaires w/ Indirect component | Standard | FALSE | [9 empty] | 42551 |  |  | No |  | 3.1 | 6034.8 | 116.83 | 51.65 | 14.4 | 0.92 | 3044 | 82.4
PPUEB61X | Focal Point | Nera? | FNRS-FL60-1000LF-30K-1C-UNV-LD1-X-CLVXX-YY-ZZ-6' | Indoor Luminaires | Linear Ambient | Linear Ambient Luminaires w/ Indirect component | Standard | FALSE | [9 empty] | 42551 |  |  | No |  | 3.1 | 5914.51 | 112.22 | 52.7 | 14.4 | 0.92 | 3044 | 82.4
PQCNXG3M | Focal Point | Nera? | FNRS-FL70-750LF-30K-1C-UNV-LD1-X-CLVXX-YY-ZZ-8' | Indoor Luminaires | Linear Ambient | Linear Ambient Luminaires w/ Indirect component | Standard | FALSE | [9 empty] | 42551 |  |  | No |  | 3.1 | 5668.87 | 109.75 | 51.65 | 14.4 | 0.92 | 3044 | 82.4
P9XWV7TG | Focal Point | Nera? | FNRS-FL70-1000LF-30K-1C-UNV-LD1-X-CLVXX-YY-ZZ-6' | Indoor Luminaires | Linear Ambient | Linear Ambient Luminaires w/ Indirect component | Standard | FALSE | [9 empty] | 42551 |  |  | No |  | 3.1 | 5555.87 | 105.42 | 52.7 | 14.4 | 0.92 | 3044 | 82.4
PQJQ25C9 | Focal Point | Nera? | FNRS-FL60-875LF-30K-1C-UNV-LD1-X-CLVXX-YY-ZZ-6' | Indoor Luminaires | Linear Ambient | Linear Ambient Luminaires w/ Indirect component | Standard | FALSE | [9 empty] | 42551 |  |  | No |  | 3.1 | 5208.48 | 113.22 | 46 | 14.4 | 0.92 | 3044 | 82.4
P6VHEPDN | Focal Point | Nera? | FNRS-FL60-625LF-30K-1C-UNV-LD1-X-CLVXX-YY-ZZ-8' | Indoor Luminaires | Linear Ambient | Linear Ambient Luminaires w/ Indirect component | Standard | FALSE | [9 empty] | 42551 |  |  | No |  | 3.1 | 5088.48 | 118.76 | 42.85 | 14.4 | 0.92 | 3044 | 82.4
P53BGT1V | Focal Point | Nera? | FNRS-FL60-1000LF-30K-1C-UNV-LD1-X-CLVXX-YY-ZZ-5' | Indoor Luminaires | Linear Ambient | Linear Ambient Luminaires w/ Indirect component | Standard | FALSE | [9 empty] | 42551 |  |  | No |  | 3.1 | 4908.04 | 110.49 | 44.42 | 14.4 | 0.92 | 3044 | 82.4
PWPRUJRR | Focal Point | Nera? | FNRS-FL70-875LF-30K-1C-UNV-LD1-X-CLVXX-YY-ZZ-6' | Indoor Luminaires | Linear Ambient | Linear Ambient Luminaires w/ Indirect component | Standard | FALSE | [9 empty] | 42551 |  |  | No |  | 3.1 | 4892.65 | 106.35 | 46 | 14.4 | 0.92 | 3044 | 82.4
P7AU4YQG | Focal Point | Nera? | FNRS-FL70-625LF-30K-1C-UNV-LD1-X-CLVXX-YY-ZZ-8' | Indoor Luminaires | Linear Ambient | Linear Ambient Luminaires w/ Indirect component | Standard | FALSE | [9 empty] | 42551 |  |  | No |  | 3.1 | 4779.94 | 111.56 | 42.85 | 14.4 | 0.92 | 3044 | 82.4
P87CQ3HX | Focal Point | Nera? | FNRS-FL70-1000LF-30K-1C-UNV-LD1-X-CLVXX-YY-ZZ-5' | Indoor Luminaires | Linear Ambient | Linear Ambient Luminaires w/ Indirect component | Standard | FALSE | [9 empty] | 42551 |  |  | No |  | 3.1 | 4610.44 | 103.79 | 44.42 | 14.4 | 0.92 | 3044 | 82.4
PEU5PXGN | Focal Point | Nera? | FNRS-FL60-750LF-30K-1C-UNV-LD1-X-CLVXX-YY-ZZ-6' | Indoor Luminaires | Linear Ambient | Linear Ambient Luminaires w/ Indirect component | Standard | FALSE | [9 empty] | 42551 |  |  | No |  | 3.1 | 4502.45 | 114.56 | 39.3 | 14.4 | 0.92 | 3044 | 82.4
PV5239KP | Focal Point | Nera? | FNRS-FL60-875LF-30K-1C-UNV-LD1-X-CLVXX-YY-ZZ-5' | Indoor Luminaires | Linear Ambient | Linear Ambient Luminaires w/ Indirect component | Standard | FALSE | [9 empty] | 42551 |  |  | No |  | 3.1 | 4322.16 | 111.47 | 38.77 | 14.4 | 0.92 | 3044 | 82.4
PA52F41Z | Focal Point | Nera? | FNRS-FL70-750LF-30K-1C-UNV-LD1-X-CLVXX-YY-ZZ-6' | Indoor Luminaires | Linear Ambient | Linear Ambient Luminaires w/ Indirect component | Standard | FALSE | [9 empty] | 42551 |  |  | No |  | 3.1 | 4229.44 | 107.61 | 39.3 | 14.4 | 0.92 | 3044 | 82.4
PZH63A6M | Focal Point | Nera? | FNRS-FL60-500LF-30K-1C-UNV-LD1-X-CLVXX-YY-ZZ-8' | Indoor Luminaires | Linear Ambient | Linear Ambient Luminaires w/ Indirect component | Standard | FALSE | [9 empty] | 42551 |  |  | No |  | 3.1 | 4142.17 | 121.69 | 34.04 | 14.4 | 0.92 | 3044 | 82.4
PQNBA5CS | Focal Point | Nera? | FNRS-FL70-875LF-30K-1C-UNV-LD1-X-CLVXX-YY-ZZ-5' | Indoor Luminaires | Linear Ambient | Linear Ambient Luminaires w/ Indirect component | Standard | FALSE | [9 empty] | 42551 |  |  | No |  | 3.1 | 4060.08 | 104.71 | 38.77 | 14.4 | 0.92 | 3044 | 82.4
PY8HSKDG | Focal Point | Nera? | FNRS-FL60-1000LF-30K-1C-UNV-LD1-X-CLVXX-YY-ZZ-4' | Indoor Luminaires | Linear Ambient | Linear Ambient Luminaires w/ Indirect component | Standard | FALSE | [9 empty] | 42551 |  |  | No |  | 3.1 | 3901.58 | 107.96 | 36.14 | 14.4 | 0.92 | 3044 | 82.4
PDN7UCGB | Focal Point | Nera? | FNRS-FL70-500LF-30K-1C-UNV-LD1-X-CLVXX-YY-ZZ-8' | Indoor Luminaires | Linear Ambient | Linear Ambient Luminaires w/ Indirect component | Standard | FALSE | [9 empty] | 42551 |  |  | No |  | 3.1 | 3891 | 114.31 | 34.04 | 14.4 | 0.92 | 3044 | 82.4
PQF2V3DE | Focal Point | Nera? | FNRS-FL60-625LF-30K-1C-UNV-LD1-X-CLVXX-YY-ZZ-6' | Indoor Luminaires | Linear Ambient | Linear Ambient Luminaires w/ Indirect component | Standard | FALSE | [9 empty] | 42551 |  |  | No |  | 3.1 | 3796.42 | 116.45 | 32.6 | 14.4 | 0.92 | 3044 | 82.4
P9UNTUMW | Focal Point | Nera? | FNRS-FL60-750LF-30K-1C-UNV-LD1-X-CLVXX-YY-ZZ-5' | Indoor Luminaires | Linear Ambient | Linear Ambient Luminaires w/ Indirect component | Standard | FALSE | [9 empty] | 42551 |  |  | No |  | 3.1 | 3736.27 | 112.79 | 33.13 | 14.4 | 0.92 | 3044 | 82.4
PBSGP97D | Focal Point | Nera? | FNRS-FL70-625LF-30K-1C-UNV-LD1-X-CLVXX-YY-ZZ-6' | Indoor Luminaires | Linear Ambient | Linear Ambient Luminaires w/ Indirect component | Standard | FALSE | [9 empty] | 42551 |  |  | No |  | 3.1 | 3566.22 | 109.39 | 32.6 | 14.4 | 0.92 | 3044 | 82.4
PRPVMU3Q | Focal Point | Nera? | FNRS-FL70-750LF-30K-1C-UNV-LD1-X-CLVXX-YY-ZZ-5' | Indoor Luminaires | Linear Ambient | Linear Ambient Luminaires w/ Indirect component | Standard | FALSE | [9 empty] | 42551 |  |  | No |  | 3.1 | 3509.72 | 105.95 | 33.13 | 14.4 | 0.92 | 3044 | 82.4
PYM7QC1M | Focal Point | Nera? | FNRS-FL60-875LF-30K-1C-UNV-LD1-X-CLVXX-YY-ZZ-4' | Indoor Luminaires | Linear Ambient | Linear Ambient Luminaires w/ Indirect component | Standard | FALSE | [9 empty] | 42551 |  |  | No |  | 3.1 | 3435.84 | 108.92 | 31.55 | 14.4 | 0.92 | 3044 | 82.4
PQF9R1FH | Focal Point | Nera? | FNRS-FL70-875LF-30K-1C-UNV-LD1-X-CLVXX-YY-ZZ-4' | Indoor Luminaires | Linear Ambient | Linear Ambient Luminaires w/ Indirect component | Standard | FALSE | [9 empty] | 42551 |  |  | No |  | 3.1 | 3227.5 | 102.31 | 31.55 | 14.4 | 0.92 | 3044 | 82.4
PZ14GN7G | Focal Point | Nera? | FNRS-FL60-625LF-30K-1C-UNV-LD1-X-CLVXX-YY-ZZ-5' | Indoor Luminaires | Linear Ambient | Linear Ambient Luminaires w/ Indirect component | Standard | FALSE | [9 empty] | 42551 |  |  | No |  | 3.1 | 3150.39 | 114.65 | 27.48 | 14.4 | 0.92 | 3044 | 82.4
PJYXT8HY | Focal Point | Nera? | FNRS-FL60-500LF-30K-1C-UNV-LD1-X-CLVXX-YY-ZZ-6' | Indoor Luminaires | Linear Ambient | Linear Ambient Luminaires w/ Indirect component | Standard | FALSE | [9 empty] | 42551 |  |  | No |  | 3.1 | 3090.39 | 119.32 | 25.9 | 14.4 | 0.92 | 3044 | 82.4
PK393V3C | Focal Point | Nera? | FNRS-FL60-750LF-30K-1C-UNV-LD1-X-CLVXX-YY-ZZ-4' | Indoor Luminaires | Linear Ambient | Linear Ambient Luminaires w/ Indirect component | Standard | FALSE | [9 empty] | 42551 |  |  | No |  | 3.1 | 2970.1 | 110.21 | 26.95 | 14.4 | 0.92 | 3044 | 82.4
PQFU4SVS | Focal Point | Nera? | FNRS-FL70-625LF-30K-1C-UNV-LD1-X-CLVXX-YY-ZZ-5' | Indoor Luminaires | Linear Ambient | Linear Ambient Luminaires w/ Indirect component | Standard | FALSE | [9 empty] | 42551 |  |  | No |  | 3.1 | 2959.36 | 107.7 | 27.48 | 14.4 | 0.92 | 3044 | 82.4
P9RYJQ5M | Focal Point | Nera? | FNRS-FL70-500LF-30K-1C-UNV-LD1-X-CLVXX-YY-ZZ-6' | Indoor Luminaires | Linear Ambient | Linear Ambient Luminaires w/ Indirect component | Standard | FALSE | [9 empty] | 42551 |  |  | No |  | 3.1 | 2903 | 112.08 | 25.9 | 14.4 | 0.92 | 3044 | 82.4
P6KKUN4F | Focal Point | Nera? | FNRS-FL70-750LF-30K-1C-UNV-LD1-X-CLVXX-YY-ZZ-4' | Indoor Luminaires | Linear Ambient | Linear Ambient Luminaires w/ Indirect component | Standard | FALSE | [9 empty] | 42551 |  |  | No |  | 3.1 | 2790 | 103.53 | 26.95 | 14.4 | 0.92 | 3044 | 82.4
PEZQSWSM | Focal Point | Nera? | FNRS-FL60-500LF-30K-1C-UNV-LD1-X-CLVXX-YY-ZZ-5' | Indoor Luminaires | Linear Ambient | Linear Ambient Luminaires w/ Indirect component | Standard | FALSE | [9 empty] | 42551 |  |  | No |  | 3.1 | 2564.5 | 117.48 | 21.83 | 14.4 | 0.92 | 3044 | 82.4
PF8QSXWZ | Focal Point | Nera? | FNRS-FL60-625LF-30K-1C-UNV-LD1-X-CLVXX-YY-ZZ-4' | Indoor Luminaires | Linear Ambient | Linear Ambient Luminaires w/ Indirect component | Standard | FALSE | [9 empty] | 42551 |  |  | No |  | 3.1 | 2504.35 | 112.03 | 22.36 | 14.4 | 0.92 | 3044 | 82.4
PEF1RR8R | Focal Point | Nera? | FNRS-FL70-500LF-30K-1C-UNV-LD1-X-CLVXX-YY-ZZ-5' | Indoor Luminaires | Linear Ambient | Linear Ambient Luminaires w/ Indirect component | Standard | FALSE | [9 empty] | 42551 |  |  | No |  | 3.1 | 2409 | 110.35 | 21.83 | 14.4 | 0.92 | 3044 | 82.4
PJ7B78VS | Focal Point | Nera? | FNRS-FL70-625LF-30K-1C-UNV-LD1-X-CLVXX-YY-ZZ-4' | Indoor Luminaires | Linear Ambient | Linear Ambient Luminaires w/ Indirect component | Standard | FALSE | [9 empty] | 42551 |  |  | No |  | 3.1 | 2352.5 | 105.23 | 22.36 | 14.4 | 0.92 | 3044 | 82.4
P2PE6EP2 | Focal Point | Nera? | FNRS-FL60-500LF-30K-1C-UNV-LD1-X-CLVXX-YY-ZZ-4' | Indoor Luminaires | Linear Ambient | Linear Ambient Luminaires w/ Indirect component | Standard | FALSE | [9 empty] | 42551 |  |  | No |  | 3.1 | 2038.61 | 114.79 | 17.76 | 14.4 | 0.92 | 3044 | 82.4
P8GX94DZ | EELP INC. | EELP LED Highbays | VT6-Z-40L-50K-QT | Indoor Luminaires | Linear Ambient | Direct Linear Ambient Luminaires | Standard | FALSE | [9 empty] | 42551 | Not Dimmable | Not Dimmable | No |  | 3.1 | 3500 | 87.5 | 40 | 25 | 0.9 | 5000 | 80
PZ4NSNYS | EELP INC. | EELP LED Highbays | VT6-Z-40L-45K-QT | Indoor Luminaires | Linear Ambient | Direct Linear Ambient Luminaires | Standard | FALSE | [9 empty] | 42551 | Not Dimmable | Not Dimmable | No |  | 3.1 | 3500 | 87.5 | 40 | 25 | 0.9 | 4500 | 80
PUAQM3GP | EELP INC. | EELP LED Highbays | VT6-Z-40L-40K-QT | Indoor Luminaires | Linear Ambient | Direct Linear Ambient Luminaires | Standard | FALSE | [9 empty] | 42551 | Not Dimmable | Not Dimmable | No |  | 3.1 | 3500 | 87.5 | 40 | 25 | 0.9 | 4000 | 80
P9U9BW73 | EELP INC. | EELP LED Highbays | VT6-Z-40L-35K-QT | Indoor Luminaires | Linear Ambient | Direct Linear Ambient Luminaires | Standard | FALSE | [9 empty] | 42551 | Not Dimmable | Not Dimmable | No |  | 3.1 | 3500 | 87.5 | 40 | 25 | 0.9 | 3500 | 80
PF5RB8VN | Louvers International Inc | Louvers LED | PNT4-40-27K-S | Indoor Luminaires | Linear Ambient | Direct Linear Ambient Luminaires | Standard | TRUE | 4155.023 | 102.39 | 40.58 | 15.52 | 0.901 | 2687 | 82.7 | 5 | 50000 | 42550 |  |  | Yes |  | 3.1 | 4000 | 100 | 40 | 19 | 0.9 | 2700 | 80
PMER4Q76 | Louvers International Inc | Louvers LED | PNT4-40-5K-S | Indoor Luminaires | Linear Ambient | Direct Linear Ambient Luminaires | Standard | FALSE | [9 empty] | 42550 |  |  | Yes |  | 3.1 | 4800 | 120 | 40 | 19 | 0.9 | 5000 | 80
PMAHKD3U | Louvers International Inc | Louvers LED | PNT4-40-4K-S | Indoor Luminaires | Linear Ambient | Direct Linear Ambient Luminaires | Standard | FALSE | [9 empty] | 42550 |  |  | Yes |  | 3.1 | 4400 | 110 | 40 | 19 | 0.9 | 4000 | 80
PHYEVDUM | Louvers International Inc | Louvers LED | PNT4-40-3K-S | Indoor Luminaires | Linear Ambient | Direct Linear Ambient Luminaires | Standard | FALSE | [9 empty] | 42550 |  |  | Yes |  | 3.1 | 4000 | 100 | 40 | 19 | 0.9 | 3000 | 80
PNB6VGNT | MHT Lighting | MHT Lighting | MHTL-STRP-4FT-40E-4K-U | Indoor Luminaires | Linear Ambient | Direct Linear Ambient Luminaires | Standard | TRUE | 4154.75 | 106.48 | 39.02 | 8.36 | 0.9821 | 3935 | 81.8 | 5 | 50000 | 42549 |  |  | Yes |  | 4 | 4154.75 | 106.48 | 39.02 | 8.36 | 0.9821 | 3935 | 81.8
PU3BZVY3 | MHT Lighting | MHT Lighting | MHTL-WRP-4FT-40E-4K-U | Indoor Luminaires | Linear Ambient | Direct Linear Ambient Luminaires | Standard | TRUE | 4138.27 | 112.82 | 36.68 | 8.71 | 0.966 | 3921 | 82.9 | 5 | 50000 | 42549 |  |  | Yes |  | 4 | 4138.27 | 112.82 | 36.68 | 8.71 | 0.966 | 3921 | 82.9
PEDFQ691 | Delviro | Delviro | ECOCTC45500-60-5K-U-X-IND-X-X-X | Indoor Luminaires | Linear Ambient | Direct Linear Ambient Luminaires | Premium | TRUE | 7143 | 120.5 | 59.27 | 8.3 | 0.9963 | 5108 | 82.9 | 5 | 50000 | 42548 |  |  | Yes |  | 3.1 | 7143 | 120.5 | 59.27 | 8.3 | 0.996 | 5108 | 82.9
P57HZEWU | Delviro | Delviro | ECOCTC45500-60-4K-U-X-IND-X-X-X | Indoor Luminaires | Linear Ambient | Direct Linear Ambient Luminaires | Premium | TRUE | 6453 | 109.1 | 59.16 | 14 | 0.98 | 4094 | 83.41 | 5 | 50000 | 42548 |  |  | Yes |  | 3.1 | 6453 | 109.1 | 59.16 | 8.52 | 0.996 | 4094 | 83.4
PN33X3MM | Cordelia Lighting Inc. | ENVIROLITE | WL0940DMD40 | Indoor Luminaires | Linear Ambient | Direct Linear Ambient Luminaires | Standard | TRUE | 4462.38 | 86.27 | 51.72 | 8.39 | 0.9784 | 4038 | 83.3 | 5 | 50000 | 42548 |  |  | No |  | 3.1 | 4000 | 86 | 50 | 8.39 | 0.9 | 4000 | 80
PKBVQ6P8 | Truex Lighting | TRUEX LIGHTING | LMS-8-60W(3000K) | Indoor Luminaires | Linear Ambient | Direct Linear Ambient Luminaires | Standard | TRUE | 6408.47 | 110.19 | 58.16 | 5.91 | 0.943 | 2975 | 81.2 | 5 | 50000 | 42548 |  |  | No |  | 3.1 | 5100 | 85 | 60 | 10 | 0.9 | 3000 | 80
P3F26MMV | FSC Lighting | FSC | L285-96-68WT-30K | Indoor Luminaires | Linear Ambient | Direct Linear Ambient Luminaires | Premium | TRUE | 7546 | 112.13 | 67.3 | 4.95 | 0.942 | 3146 | 83.2 | 5 | 50000 | 42548 |  |  | No |  | 3.1 | 7546.3 | 112 | 67.3 | 20 | 0.997 | 3000 | 83
PWSBGPC3 | FSC Lighting | FSC | L285-48-36WT-30K | Indoor Luminaires | Linear Ambient | Direct Linear Ambient Luminaires | Standard | TRUE | 3638.5 | 104.4 | 34.85 | 5.22 | 0.9407 | 3122 | 84 | 5 | 50000 | 42548 |  |  | No |  | 3 | 3638.5 | 104.4 | 34.85 | 20 | 0.997 | 3000 | 84
P1YTUY52 | Hubbell Lighting | Columbia Lighting | LBIL2-40MW-EU | Indoor Luminaires | Linear Ambient | Direct Linear Ambient Luminaires | Standard | TRUE | 2279.39 | 87 | 26.07 | 9 | 0.94 | 4196 | 84 | 5 | 50000 | 42548 |  |  | NotYetVerified |  | 3 | 2279.39 | 87 | 26 | 9 | 0.94 | 4000 | 84
PR462XWE | Truex Lighting | TRUEX LIGHTING | LMS-4-30W(2700K) | Indoor Luminaires | Linear Ambient | Direct Linear Ambient Luminaires | Standard | TRUE | 3155.91 | 95.26 | 33.13 | 20.9 | 0.935 | 2758 | 83 | 5 | 50000 | 42548 |  |  | NotYetVerified |  | 3 | 3156 | 95.26 | 33.13 | 14.2 | 0.986 | 2758 | 83
PSX8UUG6 | US Green Lighting Inc. | US Green Lighting Inc. | L/VP4FT/60/DU/845/W001 | Indoor Luminaires | Linear Ambient | Direct Linear Ambient Luminaires | Standard | TRUE | 5907.64 | 95.48 | 63.4 | 15.7 | 0.93 | 4398 | 86 | 5 | 50000 | 42548 |  |  | NotYetVerified |  | 3 | 5907 | 95.48 | 63.4 |  |  | 4500 | 86
PDR5SC2X | Truex Lighting | TRUEX LIGHTING | LVTSHB-4-60W(3000K) | Indoor Luminaires | Linear Ambient | Direct Linear Ambient Luminaires | Standard | TRUE | 5577.48 | 97.83 | 57.01 | 10 | 0.927 | 3217 | 84.9 | 5 | 50000 | 42548 |  |  | NotYetVerified |  | 3 | 5400 | 97.83 | 60 | 10 | 0.996 | 3000 | 80
PKDHFYDU | FSC Lighting | FSC | L285-96-42WT-30K | Indoor Luminaires | Linear Ambient | Direct Linear Ambient Luminaires | Premium | TRUE | 4435.024 | 112.85 | 39.3 | 5.27 | 0.925 | 3088 | 83.5 | 5 | 50000 | 42548 |  |  | No |  | 3.1 | 4435 | 112.85 | 39.3 | 20 | 0.998 | 3000 | 83
PZYFY711 | Enpac Industries Inc DBA VM5 Lighting Solutions | VM5Â LightingÂ Solutions | VLM-4-36W-50K-UNV-V1 | Indoor Luminaires | Linear Ambient | Direct Linear Ambient Luminaires | Standard | TRUE | 4321 | 119.3 | 36.22 | 24.4 | 0.9217 | 5050 | 84.9 | 5 | 50000 | 42548 |  |  | No |  | 4 | 3960 | 110 | 36 | 24.13 | 0.9 | 5000 | 80
PEAMQGXC | Enpac Industries Inc DBA VM5 Lighting Solutions | VM5Â LightingÂ Solutions | VLM-4-36W-40K-UNV-V1 | Indoor Luminaires | Linear Ambient | Direct Linear Ambient Luminaires | Standard | TRUE | 4311.1 | 115.3 | 37.39 | 24.13 | 0.9217 | 4026 | 85.1 | 5 | 50000 | 42548 |  |  | No |  | 4 | 3960 | 110 | 36 | 24.13 | 0.9 | 4000 | 80
PDQHWUDE | FSC Lighting | FSC | L285-48-24WT-50K | Indoor Luminaires | Linear Ambient | Direct Linear Ambient Luminaires | Premium | TRUE | 2556.94 | 114.97 | 22.24 | 5.18 | 0.9203 | 5214 | 83.6 | 5 | 50000 | 42548 |  |  | No |  | 3.1 | 2556.9 | 114.97 | 22.24 | 20 | 0.996 | 5000 | 83.6
PUZN5Z2J | FSC Lighting | FSC | L285-48-24WT-30K | Indoor Luminaires | Linear Ambient | Direct Linear Ambient Luminaires | Premium | TRUE | 2433.4 | 109.72 | 22.18 | 5.18 | 0.9203 | 3160 | 82.8 | 5 | 50000 | 42548 |  |  | No |  | 3.1 | 2433.3 | 109.72 | 22.18 | 20 | 0.996 | 3000 | 82.8
P6K7KXQX | Hubbell Lighting | Columbia Lighting | LBIL2-40VW-EU | Indoor Luminaires | Linear Ambient | Direct Linear Ambient Luminaires | Standard | TRUE | 1659.44 | 86 | 19.2 | 9 | 0.92 | 4207 | 84 | 5 | 50000 | 42548 |  |  | NotYetVerified |  | 3 | 1659.44 | 86 | 19 | 9 | 0.9 | 4000 | 84
PZZW47K5 | Enpac Industries Inc DBA VM5 Lighting Solutions | VM5Â LightingÂ Solutions | VLM-8-72W-50K-UNV-V1 | Indoor Luminaires | Linear Ambient | Direct Linear Ambient Luminaires | Standard | FALSE | [9 empty] | 42548 |  |  | No |  | 4 | 7920 | 110 | 72 | 24.13 | 0.9 | 5000 | 80
PGZA2AK7 | Enpac Industries Inc DBA VM5 Lighting Solutions | VM5Â LightingÂ Solutions | VLM-8-72W-45K-UNV-V1 | Indoor Luminaires | Linear Ambient | Direct Linear Ambient Luminaires | Standard | FALSE | [9 empty] | 42548 |  |  | No |  | 4 | 7920 | 110 | 72 | 24.13 | 0.9 | 4500 | 80
PY8NZ5EB | Enpac Industries Inc DBA VM5 Lighting Solutions | VM5Â LightingÂ Solutions | VLM-4-36W-45K-UNV-V1 | Indoor Luminaires | Linear Ambient | Direct Linear Ambient Luminaires | Standard | FALSE | [9 empty] | 42548 |  |  | No |  | 4 | 3960 | 110 | 36 | 24.13 | 0.9 | 4500 | 80
PCMZNBHH | Enpac Industries Inc DBA VM5 Lighting Solutions | VM5Â LightingÂ Solutions | VLM-8-72W-40K-UNV-V1 | Indoor Luminaires | Linear Ambient | Direct Linear Ambient Luminaires | Standard | FALSE | [9 empty] | 42548 |  |  | No |  | 4 | 7920 | 110 | 72 | 24.13 | 0.9 | 4000 | 80
PA8PJ8V5 | Truex Lighting | TRUEX LIGHTING | LMS-4-30W(5000K) | Indoor Luminaires | Linear Ambient | Direct Linear Ambient Luminaires | Standard | FALSE | [9 empty] | 42548 |  |  | NotYetVerified |  | 3 | 3156 | 95.26 | 30 | 14.2 | 0.986 | 5000 | 83
PK1873JT | Truex Lighting | TRUEX LIGHTING | LVTSHB-4-60W(5000K) | Indoor Luminaires | Linear Ambient | Direct Linear Ambient Luminaires | Standard | FALSE | [9 empty] | 42548 |  |  | NotYetVerified |  | 3 | 5400 | 97.83 | 60 | 10 | 0.996 | 5000 | 80
PPUXNMS8 | Truex Lighting | TRUEX LIGHTING | LMS-8-60W(5000K) | Indoor Luminaires | Linear Ambient | Direct Linear Ambient Luminaires | Standard | FALSE | [9 empty] | 42548 |  |  | No |  | 3.1 | 5100 | 85 | 60 | 10 | 0.9 | 5000 | 80
PZYXP3FA | Truex Lighting | TRUEX LIGHTING | LMS-4-30W(4500K) | Indoor Luminaires | Linear Ambient | Direct Linear Ambient Luminaires | Standard | FALSE | [9 empty] | 42548 |  |  | NotYetVerified |  | 3 | 3156 | 95.26 | 30 | 14.2 | 0.986 | 4500 | 83
P3KCW1GY | Truex Lighting | TRUEX LIGHTING | LVTSHB-4-60W(4500K) | Indoor Luminaires | Linear Ambient | Direct Linear Ambient Luminaires | Standard | FALSE | [9 empty] | 42548 |  |  | NotYetVerified |  | 3 | 5400 | 97.83 | 60 | 10 | 0.996 | 4500 | 80
PUJJMKX2 | Truex Lighting | TRUEX LIGHTING | LMS-8-60W(4500K) | Indoor Luminaires | Linear Ambient | Direct Linear Ambient Luminaires | Standard | FALSE | [9 empty] | 42548 |  |  | No |  | 3.1 | 5100 | 85 | 60 | 10 | 0.9 | 4500 | 80
PHFAJNS1 | Truex Lighting | TRUEX LIGHTING | LMS-4-30W(4000K) | Indoor Luminaires | Linear Ambient | Direct Linear Ambient Luminaires | Standard | FALSE | [9 empty] | 42548 |  |  | NotYetVerified |  | 3 | 3156 | 95.26 | 30 | 14.2 | 0.986 | 4000 | 83
PC583FV1 | Truex Lighting | TRUEX LIGHTING | LVTSHB-4-60W(4000K) | Indoor Luminaires | Linear Ambient | Direct Linear Ambient Luminaires | Standard | FALSE | [9 empty] | 42548 |  |  | NotYetVerified |  | 3 | 5400 | 97.83 | 60 | 10 | 0.996 | 4000 | 80
PX6TKEPJ | Truex Lighting | TRUEX LIGHTING | LMS-8-60W(4000K) | Indoor Luminaires | Linear Ambient | Direct Linear Ambient Luminaires | Standard | FALSE | [9 empty] | 42548 |  |  | No |  | 3.1 | 5100 | 85 | 60 | 10 | 0.9 | 4000 | 80
P2N76K7N | Truex Lighting | TRUEX LIGHTING | LMS-4-30W(3500K) | Indoor Luminaires | Linear Ambient | Direct Linear Ambient Luminaires | Standard | FALSE | [9 empty] | 42548 |  |  | NotYetVerified |  | 3 | 3156 | 95.26 | 30 | 14.2 | 0.986 | 3500 | 83
P4KCU64N | Truex Lighting | TRUEX LIGHTING | LVTSHB-4-60W(3500K) | Indoor Luminaires | Linear Ambient | Direct Linear Ambient Luminaires | Standard | FALSE | [9 empty] | 42548 |  |  | NotYetVerified |  | 3 | 5400 | 97.83 | 60 | 10 | 0.996 | 3500 | 80
PC4NMJJG | Truex Lighting | TRUEX LIGHTING | LMS-8-60W(3500K) | Indoor Luminaires | Linear Ambient | Direct Linear Ambient Luminaires | Standard | FALSE | [9 empty] | 42548 |  |  | No |  | 3.1 | 5100 | 85 | 60 | 10 | 0.9 | 3500 | 80
P9H7YERX | Truex Lighting | TRUEX LIGHTING | LMS-4-30W(3000K) | Indoor Luminaires | Linear Ambient | Direct Linear Ambient Luminaires | Standard | FALSE | [9 empty] | 42548 |  |  | NotYetVerified |  | 3 | 3156 | 95.26 | 30 | 14.2 | 0.986 | 3000 | 83
PVDH3KGD | Hubbell Lighting | Columbia Lighting | LBIL2-40MW-EDU | Indoor Luminaires | Linear Ambient | Direct Linear Ambient Luminaires | Standard | FALSE | [9 empty] | 42548 |  |  | NotYetVerified |  | 3 | 2279.4 | 87 | 26 | 9 | 0.94 | 4000 | 84
PCUHHRD7 | Hubbell Lighting | Columbia Lighting | LBIL2-40MW-ESDU | Indoor Luminaires | Linear Ambient | Direct Linear Ambient Luminaires | Standard | FALSE | [9 empty] | 42548 |  |  | NotYetVerified |  | 3 | 2279.4 | 87 | 26 | 9 | 0.94 | 4000 | 84
PUW3H6B8 | Hubbell Lighting | Columbia Lighting | LBIL2-40VW-EDU | Indoor Luminaires | Linear Ambient | Direct Linear Ambient Luminaires | Standard | FALSE | [9 empty] | 42548 |  |  | NotYetVerified |  | 3 | 1659.44 | 86 | 19.2 | 9 | 0.92 | 4000 | 84
PR1Q4CRE | Hubbell Lighting | Columbia Lighting | LBIL2-40VW-ESDU | Indoor Luminaires | Linear Ambient | Direct Linear Ambient Luminaires | Standard | FALSE | [9 empty] | 42548 |  |  | NotYetVerified |  | 3 | 1659.44 | 86 | 19 | 9 | 0.9 | 4000 | 84
PV27BE6J | FSC Lighting | FSC | L285-96-68WT-50K | Indoor Luminaires | Linear Ambient | Direct Linear Ambient Luminaires | Premium | FALSE | [9 empty] | 42548 |  |  | No |  | 3 | 7700 | 115 | 67 | 20 | 0.997 | 5000 | 83
PBQ92QCD | FSC Lighting | FSC | L285-96-42WT-50K | Indoor Luminaires | Linear Ambient | Direct Linear Ambient Luminaires | Premium | FALSE | [9 empty] | 42548 |  |  | No |  | 3.1 | 4700 | 117 | 40 | 20 | 0.996 | 5000 | 83
PTZ5RT1R | FSC Lighting | FSC | L285-48-36WT-50K | Indoor Luminaires | Linear Ambient | Direct Linear Ambient Luminaires | Standard | FALSE | [9 empty] | 42548 |  |  | No |  | 3 | 3790.5 | 107.02 | 35.42 | 20 | 0.997 | 5000 | 82.8
PZRRFMQ6 | FSC Lighting | FSC | L285-48-24WT-40K | Indoor Luminaires | Linear Ambient | Direct Linear Ambient Luminaires | Premium | FALSE | [9 empty] | 42548 |  |  | No |  | 3.1 | 2530 | 113.71 | 22.25 | 20 | 0.997 | 4000 | 85.1
PVP4X3ZC | FSC Lighting | FSC | L285-48-36WT-40K | Indoor Luminaires | Linear Ambient | Direct Linear Ambient Luminaires | Standard | FALSE | [9 empty] | 42548 |  |  | No |  | 3 | 3710.4 | 106.34 | 34.89 | 20 | 0.997 | 4000 | 84.2
P6NRMRJJ | FSC Lighting | FSC | L285-96-68WT-40K | Indoor Luminaires | Linear Ambient | Direct Linear Ambient Luminaires | Premium | FALSE | [9 empty] | 42548 | Dimmable | Continuous Below 10 | No |  | 3 | 7650 | 114 | 67 | 20 | 0.997 | 4000 | 83
PJDDTRWU | FSC Lighting | FSC | L285-96-42WT-40K | Indoor Luminaires | Linear Ambient | Direct Linear Ambient Luminaires | Premium | FALSE | [9 empty] | 42548 |  |  | No |  | 3.1 | 4600 | 115 | 40 | 20 | 0.996 | 4000 | 83
P6FMB39K | FSC Lighting | FSC | L285-48-36WT-35K | Indoor Luminaires | Linear Ambient | Direct Linear Ambient Luminaires | Standard | FALSE | [9 empty] | 42548 |  |  | No |  | 3 | 3682.7 | 105.2 | 35.01 | 20 | 0.997 | 3500 | 83.1
PBD6D52E | FSC Lighting | FSC | L285-96-68WT-35K | Indoor Luminaires | Linear Ambient | Direct Linear Ambient Luminaires | Premium | FALSE | [9 empty] | 42548 | Dimmable | Continuous Below 10 | No |  | 3 | 7600 | 113 | 67 | 20 | 0.997 | 3500 | 83
PQSSGRH4 | FSC Lighting | FSC | L285-96-42WT-35K | Indoor Luminaires | Linear Ambient | Direct Linear Ambient Luminaires | Premium | FALSE | [9 empty] | 42548 |  |  | No |  | 3.1 | 4550 | 114 | 40 | 20 | 0.996 | 3500 | 83
PE6UYVUA | FSC Lighting | FSC | L285-48-24WT-35K | Indoor Luminaires | Linear Ambient | Direct Linear Ambient Luminaires | Premium | FALSE | [9 empty] | 42548 |  |  | No |  | 3.1 | 2464.2 | 111 | 22.2 | 20 | 0.996 | 3500 | 83
P4YAZZCH | Delviro | Delviro | ECOCTC811000-120-5K-U-X-IND-X-X-X | Indoor Luminaires | Linear Ambient | Direct Linear Ambient Luminaires | Premium | FALSE | [9 empty] | 42548 |  |  | Yes |  | 3.1 | 14618.08 | 121.48 | 120.33 | 8.21 | 0.996 | 5108 | 82.9
P2YSGMX8 | Delviro | Delviro | ECOCTC45500-60-5K-H-X-IND-X-X-X | Indoor Luminaires | Linear Ambient | Direct Linear Ambient Luminaires | Premium | FALSE | [9 empty] | 42548 |  |  | Yes |  | 3.1 | 7807.16 | 124.8 | 62.56 | 7.52 | 0.984 | 5108 | 82.8
PYWG6MWD | Delviro | Delviro | ECOCTC811000-120-5K-H-X-IND-X-X-X | Indoor Luminaires | Linear Ambient | Direct Linear Ambient Luminaires | Premium | FALSE | [9 empty] | 42548 |  |  | Yes |  | 3.1 | 15977.27 | 125.8 | 127 | 7.44 | 0.984 | 5108 | 82.8
PVZFW1YG | Delviro | Delviro | ECOCTC45500-60-4K-H-X-IND-X-X-X | Indoor Luminaires | Linear Ambient | Direct Linear Ambient Luminaires | Premium | FALSE | [9 empty] | 42548 |  |  | Yes |  | 3.1 | 7053 | 113 | 62.44 | 7.72 | 0.984 | 4099 | 83.4
PR31EVDC | Delviro | Delviro | ECOCTC811000-120-4K-U-X-IND-X-X-X | Indoor Luminaires | Linear Ambient | Direct Linear Ambient Luminaires | Premium | FALSE | [9 empty] | 42548 |  |  | Yes |  | 3.1 | 13206 | 110 | 120.11 | 8.43 | 0.996 | 4094 | 83.4
PTYF9C9F | Delviro | Delviro | ECOCTC811000-120-4K-H-X-IND-X-X-X | Indoor Luminaires | Linear Ambient | Direct Linear Ambient Luminaires | Premium | FALSE | [9 empty] | 42548 |  |  | Yes |  | 3.1 | 14433.89 | 113.86 | 126.77 | 7.64 | 0.984 | 4094 | 83.4
PCW2BD4M | Sunpark | SUNPARK | RT-48ST-4000K | Indoor Retrofit Kit | Linear Ambient | Retrofit Kits for Direct Linear Ambient Luminaires | Standard | TRUE | 5297.52 | 119 | 44.3 | 8.7 | 0.961 | 4188 | 84.9 | 5 | 50000 | 42544 |  |  | No |  | 3.1 | 5060 | 110 | 46 | 11 | 0.992 | 4000 | 86
P4RKHW2C | Sunpark | SUNPARK | RT-48ST-HE-36W-4000K | Indoor Retrofit Kit | Linear Ambient | Retrofit Kits for Direct Linear Ambient Luminaires | Standard | TRUE | 4169.66 | 122.64 | 34 | 8.8 | 0.959 | 4169.66 | 84.8 | 5 | 50000 | 42544 |  |  | No |  | 3.1 | 4170 | 122 | 34 | 11 | 0.992 | 4176 | 84
PRKTKFG4 | Sunpark | SUNPARK | RT-24ST-4000K | Indoor Retrofit Kit | Linear Ambient | Retrofit Kits for Direct Linear Ambient Luminaires | Standard | TRUE | 2738 | 119 | 23 | 8 | 0.937 | 5052 | 83.3 | 5 | 50000 | 42544 |  |  | No |  | 3.1 | 2738 | 119 | 23 | 9 | 0.993 | 4000 | 85
PY7CJTSF | Sunpark | SUNPARK | RT-48ST-HE-36W-5000K | Indoor Retrofit Kit | Linear Ambient | Retrofit Kits for Direct Linear Ambient Luminaires | Standard | FALSE | [9 empty] | 42544 |  |  | No |  | 3.1 | 4187 | 123 | 34 | 11 | 0.992 | 5194 | 81
P1XJAWJ4 | Sunpark | SUNPARK | RT-48ST-5000K | Indoor Retrofit Kit | Linear Ambient | Retrofit Kits for Direct Linear Ambient Luminaires | Standard | FALSE | [9 empty] | 42544 |  |  | No |  | 3.1 | 5068 | 110 | 46 | 11 | 0.993 | 5000 | 83
PSSDEAMY | Sunpark | SUNPARK | RT-24ST-5000K | Indoor Retrofit Kit | Linear Ambient | Retrofit Kits for Direct Linear Ambient Luminaires | Standard | FALSE | [9 empty] | 42544 |  |  | No |  | 3.1 | 2744 | 120 | 23 | 8 | 0.994 | 5000 | 83
PQHJRT3Z | Lumenwerx ULC | Lumenwerx | VIA4PDI-HLO-LED-80-1200-500-30-4-UNV-D-1 | Indoor Luminaires | Linear Ambient | Direct Linear Ambient Luminaires | Standard | TRUE | 7037 | 106.5 | 66.05 | 12.99 | 0.962 | 3073 | 82.3 | 5 | 50000 | 42543 |  |  | Yes |  | 3.1 | 7037 | 106.5 | 66.05 | 7.21 | 0.996 | 3073 | 82.3
PFNYW9GM | Lumenwerx ULC | Lumenwerx | VIA4PDI-HLO-LED-80-500-500-40-4-UNV-D-1 | Indoor Luminaires | Linear Ambient | Direct Linear Ambient Luminaires | Standard | TRUE | 3948 | 116 | 34.02 | 9.84 | 0.96 | 4001 | 83.6 | 5 | 50000 | 42543 |  |  | Yes |  | 3.1 | 3948 | 116 | 34.02 | 8.61 | 0.994 | 4001 | 83.6
PGN5F6N6 | Dynaluxx Lighting Technology Co. Ltd. | dynaluxx | C1200 40 [SOF SEM SDE] 40K | Indoor Luminaires | Linear Ambient | Direct Linear Ambient Luminaires | Standard | TRUE | 3957.4 | 102.55 | 38.59 | 9.54 | 0.9151 | 4125 | 83.1 | 5 | 50000 | 42543 |  |  | Yes | Updated rated data 10/20/2016 | 3.1 | 4200 | 105 | 40 | 20 | 0.92 | 4000 | 80
PT2SKE7B | Aura Light US Inc. | Aura | 9802086 | Indoor Luminaires | Linear Ambient | Direct Linear Ambient Luminaires | Standard | TRUE | 3789.6 | 94.83 | 39.96 | 13.07 | 0.913 | 3026 | 83.3 | 5 | 50000 | 42543 |  |  | No |  | 3.1 | 3789.6 | 94.84 | 39.96 | 13.07 | 0.913 | 3000 | 83.3
PD3ZJRJ8 | Aura Light US Inc. | Aura | 9802085 | Indoor Luminaires | Linear Ambient | Direct Linear Ambient Luminaires | Standard | TRUE | 4591.5 | 89.99 | 51.02 | 13.2 | 0.9129 | 2973 | 83.4 | 5 | 50000 | 42543 |  |  | No |  | 3.1 | 4591.5 | 89.99 | 51.02 | 13.2 | 0.9129 | 3000 | 83.4
PZWFBSGF | Aura Light US Inc. | Aura | 9802094 | Indoor Luminaires | Linear Ambient | Direct Linear Ambient Luminaires | Standard | FALSE | [9 empty] | 42543 |  |  | No |  | 3.1 | 3978 | 98.58 | 40.35 | 13.88 | 0.9127 | 5000 | 83.4
PHUMHE9R | Aura Light US Inc. | Aura | 9802093 | Indoor Luminaires | Linear Ambient | Direct Linear Ambient Luminaires | Standard | FALSE | [9 empty] | 42543 |  |  | No |  | 3.1 | 4865 | 93.01 | 52.31 | 13.75 | 0.912 | 5000 | 82.3
P111XXFK | Aura Light US Inc. | Aura | 9802096 | Indoor Luminaires | Linear Ambient | Direct Linear Ambient Luminaires | Standard | FALSE | [9 empty] | 42543 |  |  | No |  | 3.1 | 3978 | 98.58 | 40.35 | 13.88 | 0.9127 | 5000 | 83.4
PGVCDDJ7 | Aura Light US Inc. | Aura | 9802095 | Indoor Luminaires | Linear Ambient | Direct Linear Ambient Luminaires | Standard | FALSE | [9 empty] | 42543 |  |  | No |  | 3.1 | 4865 | 93.01 | 52.31 | 13.75 | 0.912 | 5000 | 82.3
PP8Q2KUV | Aura Light US Inc. | Aura | 9802088 | Indoor Luminaires | Linear Ambient | Direct Linear Ambient Luminaires | Standard | FALSE | [9 empty] | 42543 |  |  | No |  | 3.1 | 4728 | 91.5 | 51.67 | 13.2 | 0.9129 | 4000 | 83.4
P67PAGP2 | Aura Light US Inc. | Aura | 9802089 | Indoor Luminaires | Linear Ambient | Direct Linear Ambient Luminaires | Standard | FALSE | [9 empty] | 42543 |  |  | No |  | 3.1 | 3884 | 96.71 | 40.16 | 13.07 | 0.913 | 4000 | 83.3
PGRXJAPY | Aura Light US Inc. | Aura | 9802090 | Indoor Luminaires | Linear Ambient | Direct Linear Ambient Luminaires | Standard | FALSE | [9 empty] | 42543 |  |  | No |  | 3.1 | 4728 | 91.5 | 51.67 | 13.2 | 0.9129 | 4000 | 83.4
P9JDB1TJ | Aura Light US Inc. | Aura | 9802091 | Indoor Luminaires | Linear Ambient | Direct Linear Ambient Luminaires | Standard | FALSE | [9 empty] | 42543 |  |  | No |  | 3.1 | 3884 | 96.71 | 40.16 | 13.07 | 0.913 | 4000 | 83.3
P6TKRT1E | Aura Light US Inc. | Aura | 9802083 | Indoor Luminaires | Linear Ambient | Direct Linear Ambient Luminaires | Standard | FALSE | [9 empty] | 42543 |  |  | No |  | 3.1 | 4591.5 | 89.99 | 51.02 | 13.2 | 0.9129 | 3000 | 83.4
P5C9U4W2 | Aura Light US Inc. | Aura | 9802084 | Indoor Luminaires | Linear Ambient | Direct Linear Ambient Luminaires | Standard | FALSE | [9 empty] | 42543 |  |  | No |  | 3.1 | 3789.6 | 94.84 | 39.96 | 13.07 | 0.913 | 3000 | 83.3
P9TYEV1K | Lumenwerx ULC | Lumenwerx | VIA4PDI-HLO-LED-80-1200-750-40-12-UNV-D-1 | Indoor Luminaires | Linear Ambient | Direct Linear Ambient Luminaires | Standard | FALSE | [9 empty] | 42543 | Dimmable | Continuous Below 10 | Yes |  | 3.1 | 22331.98 | 108.69 | 205.46 | 8.61 | 0.994 | 4001 | 83.6
P3U5R7F3 | Lumenwerx ULC | Lumenwerx | VIA4PDI-HLO-LED-80-1000-750-40-12-UNV-D-1 | Indoor Luminaires | Linear Ambient | Direct Linear Ambient Luminaires | Standard | FALSE | [9 empty] | 42543 | Dimmable | Continuous Below 10 | Yes |  | 3.1 | 20359.75 | 110.51 | 184.23 | 8.61 | 0.994 | 4001 | 83.6
PYMXPME8 | Lumenwerx ULC | Lumenwerx | VIA4PDI-HLO-LED-80-1200-500-40-12-UNV-D-1 | Indoor Luminaires | Linear Ambient | Direct Linear Ambient Luminaires | Standard | FALSE | [9 empty] | 42543 | Dimmable | Continuous Below 10 | Yes |  | 3.1 | 19778.04 | 107.8 | 183.47 | 8.61 | 0.994 | 4001 | 83.6
PWK3D8G8 | Lumenwerx ULC | Lumenwerx | VIA4PDI-HLO-LED-80-1000-500-40-12-UNV-D-1 | Indoor Luminaires | Linear Ambient | Direct Linear Ambient Luminaires | Standard | FALSE | [9 empty] | 42543 | Dimmable | Continuous Below 10 | Yes |  | 3.1 | 17451.21 | 109.32 | 159.64 | 8.61 | 0.994 | 4001 | 83.6
PXVUDUKR | Lumenwerx ULC | Lumenwerx | VIA4PDI-HLO-LED-80-750-750-40-12-UNV-D-1 | Indoor Luminaires | Linear Ambient | Direct Linear Ambient Luminaires | Standard | FALSE | [9 empty] | 42543 | Dimmable | Continuous Below 10 | Yes |  | 3.1 | 17420.59 | 112.41 | 154.98 | 8.61 | 0.994 | 4001 | 83.6
P4FPB99C | Lumenwerx ULC | Lumenwerx | VIA4PDI-HLO-LED-80-1200-750-40-8-UNV-D-1 | Indoor Luminaires | Linear Ambient | Direct Linear Ambient Luminaires | Standard | FALSE | [9 empty] | 42543 | Dimmable | Continuous Below 10 | Yes |  | 3.1 | 14887.99 | 108.69 | 136.97 | 8.61 | 0.994 | 4001 | 83.6
PQRC9HXG | Lumenwerx ULC | Lumenwerx | VIA4PDI-HLO-LED-80-500-750-40-12-UNV-D-1 | Indoor Luminaires | Linear Ambient | Linear Ambient Luminaires w/ Indirect component | Standard | FALSE | [9 empty] | 42543 | Dimmable | Continuous Below 10 | Yes |  | 3.1 | 14542.68 | 114.15 | 127.4 | 8.61 | 0.994 | 4001 | 83.6
PJNT5JN8 | Lumenwerx ULC | Lumenwerx | VIA4PDI-HLO-LED-80-750-500-40-12-UNV-D-1 | Indoor Luminaires | Linear Ambient | Direct Linear Ambient Luminaires | Standard | FALSE | [9 empty] | 42543 | Dimmable | Continuous Below 10 | Yes |  | 3.1 | 14542.68 | 110.38 | 131.75 | 8.61 | 0.994 | 4001 | 83.6
PVTCRZG3 | Lumenwerx ULC | Lumenwerx | VIA4PDI-HLO-LED-80-1000-750-40-8-UNV-D-1 | Indoor Luminaires | Linear Ambient | Direct Linear Ambient Luminaires | Standard | FALSE | [9 empty] | 42543 | Dimmable | Continuous Below 10 | Yes |  | 3.1 | 13573.16 | 110.51 | 122.82 | 8.61 | 0.994 | 4001 | 83.6
PWF8Z2KY | Lumenwerx ULC | Lumenwerx | VIA4PDI-HLO-LED-80-1200-500-40-8-UNV-D-1 | Indoor Luminaires | Linear Ambient | Direct Linear Ambient Luminaires | Standard | FALSE | [9 empty] | 42543 | Dimmable | Continuous Below 10 | Yes |  | 3.1 | 13185.36 | 107.8 | 122.31 | 8.61 | 0.994 | 4001 | 83.6
P8M3ESQS | Lumenwerx ULC | Lumenwerx | VIA4PDI-HLO-LED-80-500-500-40-12-UNV-D-1 | Indoor Luminaires | Linear Ambient | Direct Linear Ambient Luminaires | Standard | FALSE | [9 empty] | 42543 | Dimmable | Continuous Below 10 | Yes |  | 3.1 | 11844 | 116.05 | 102.06 | 8.61 | 0.994 | 4001 | 83.6
P3JWA6VY | Lumenwerx ULC | Lumenwerx | VIA4PDI-HLO-LED-80-1000-500-40-8-UNV-D-1 | Indoor Luminaires | Linear Ambient | Direct Linear Ambient Luminaires | Standard | FALSE | [9 empty] | 42543 | Dimmable | Continuous Below 10 | Yes |  | 3.1 | 11634.14 | 109.32 | 106.42 | 8.61 | 0.994 | 4001 | 83.6
PX92RTYE | Lumenwerx ULC | Lumenwerx | VIA4PDI-HLO-LED-80-750-750-40-8-UNV-D-1 | Indoor Luminaires | Linear Ambient | Direct Linear Ambient Luminaires | Standard | FALSE | [9 empty] | 42543 | Dimmable | Continuous Below 10 | Yes |  | 3.1 | 11613.73 | 112.41 | 103.32 | 8.61 | 0.994 | 4001 | 83.6
PZRANXV2 | Lumenwerx ULC | Lumenwerx | VIA4PDI-HLO-LED-80-500-750-40-8-UNV-D-1 | Indoor Luminaires | Linear Ambient | Linear Ambient Luminaires w/ Indirect component | Standard | FALSE | [9 empty] | 42543 | Dimmable | Continuous Below 10 | Yes |  | 3.1 | 9695.12 | 114.15 | 84.93 | 8.61 | 0.994 | 4001 | 83.6
PT53HZWS | Lumenwerx ULC | Lumenwerx | VIA4PDI-HLO-LED-80-750-500-40-8-UNV-D-1 | Indoor Luminaires | Linear Ambient | Direct Linear Ambient Luminaires | Standard | FALSE | [9 empty] | 42543 | Dimmable | Continuous Below 10 | Yes |  | 3.1 | 9695.12 | 110.38 | 87.83 | 8.61 | 0.994 | 4001 | 83.6
P11S6VBS | Lumenwerx ULC | Lumenwerx | VIA4PDI-HLO-LED-80-500-500-40-8-UNV-D-1 | Indoor Luminaires | Linear Ambient | Direct Linear Ambient Luminaires | Standard | FALSE | [9 empty] | 42543 | Dimmable | Continuous Below 10 | Yes |  | 3.1 | 7896 | 116.05 | 68.04 | 8.61 | 0.994 | 4001 | 83.6
PCHCADWC | Lumenwerx ULC | Lumenwerx | VIA4PDI-HLO-LED-80-1200-750-40-4-UNV-D-1 | Indoor Luminaires | Linear Ambient | Direct Linear Ambient Luminaires | Standard | FALSE | [9 empty] | 42543 | Dimmable | Continuous Below 10 | Yes |  | 3.1 | 7443.99 | 108.69 | 68.49 | 8.61 | 0.994 | 4001 | 83.6
PFWY23X4 | Lumenwerx ULC | Lumenwerx | VIA4PDI-HLO-LED-80-1000-750-40-4-UNV-D-1 | Indoor Luminaires | Linear Ambient | Direct Linear Ambient Luminaires | Standard | FALSE | [9 empty] | 42543 | Dimmable | Continuous Below 10 | Yes |  | 3.1 | 6786.58 | 110.51 | 61.41 | 8.61 | 0.994 | 4001 | 83.6
PG15M3SB | Lumenwerx ULC | Lumenwerx | VIA4PDI-HLO-LED-80-1200-500-40-4-UNV-D-1 | Indoor Luminaires | Linear Ambient | Direct Linear Ambient Luminaires | Standard | FALSE | [9 empty] | 42543 | Dimmable | Continuous Below 10 | Yes |  | 3.1 | 6592.68 | 107.8 | 61.16 | 8.61 | 0.994 | 4001 | 83.6
P9GRABZ8 | Lumenwerx ULC | Lumenwerx | VIA4PDI-HLO-LED-80-1000-500-40-4-UNV-D-1 | Indoor Luminaires | Linear Ambient | Direct Linear Ambient Luminaires | Standard | FALSE | [9 empty] | 42543 | Dimmable | Continuous Below 10 | Yes |  | 3.1 | 5817.07 | 109.32 | 53.21 | 8.61 | 0.994 | 4001 | 83.6
PDWU1QBN | Lumenwerx ULC | Lumenwerx | VIA4PDI-HLO-LED-80-750-750-40-4-UNV-D-1 | Indoor Luminaires | Linear Ambient | Direct Linear Ambient Luminaires | Standard | FALSE | [9 empty] | 42543 | Dimmable | Continuous Below 10 | Yes |  | 3.1 | 5806.86 | 112.41 | 51.66 | 8.61 | 0.994 | 4001 | 83.6
PZ1Z4JBU | Lumenwerx ULC | Lumenwerx | VIA4PDI-HLO-LED-80-750-500-40-4-UNV-D-1 | Indoor Luminaires | Linear Ambient | Direct Linear Ambient Luminaires | Standard | FALSE | [9 empty] | 42543 | Dimmable | Continuous Below 10 | Yes |  | 3.1 | 4847.56 | 110.38 | 43.92 | 8.61 | 0.994 | 4001 | 83.6
PM8YFXB9 | Lumenwerx ULC | Lumenwerx | VIA4PDI-HLO-LED-80-500-750-40-4-UNV-D-1 | Indoor Luminaires | Linear Ambient | Linear Ambient Luminaires w/ Indirect component | Standard | FALSE | [9 empty] | 42543 | Dimmable | Continuous Below 10 | Yes |  | 3.1 | 4847.56 | 114.15 | 42.47 | 8.61 | 0.994 | 4001 | 83.6
P6DM97NX | Lumenwerx ULC | Lumenwerx | VIA4PDI-HLO-LED-80-1000-750-35-12-UNV-D-1 | Indoor Luminaires | Linear Ambient | Direct Linear Ambient Luminaires | Standard | FALSE | [9 empty] | 42543 | Dimmable | Continuous Below 10 | Yes |  | 3.1 | 21152.37 | 109.59 | 193.01 | 8.61 | 0.994 | 3534.5 | 83.05
PHEPXX8N | Lumenwerx ULC | Lumenwerx | VIA4PDI-HLO-LED-80-1200-500-35-12-UNV-D-1 | Indoor Luminaires | Linear Ambient | Direct Linear Ambient Luminaires | Standard | FALSE | [9 empty] | 42543 | Dimmable | Continuous Below 10 | Yes |  | 3.1 | 20548.02 | 106.91 | 192.2 | 8.61 | 0.994 | 3534.5 | 83.05
PY8NKU67 | Lumenwerx ULC | Lumenwerx | VIA4PDI-HLO-LED-80-1000-500-35-12-UNV-D-1 | Indoor Luminaires | Linear Ambient | Direct Linear Ambient Luminaires | Standard | FALSE | [9 empty] | 42543 | Dimmable | Continuous Below 10 | Yes |  | 3.1 | 18130.61 | 108.41 | 167.24 | 8.61 | 0.994 | 3534.5 | 83.05
PEP4PUDU | Lumenwerx ULC | Lumenwerx | VIA4PDI-HLO-LED-80-500-750-35-12-UNV-D-1 | Indoor Luminaires | Linear Ambient | Linear Ambient Luminaires w/ Indirect component | Standard | FALSE | [9 empty] | 42543 | Dimmable | Continuous Below 10 | Yes |  | 3.1 | 15108.84 | 113.21 | 133.46 | 8.61 | 0.994 | 3534.5 | 83.05
PDPZT2XA | Lumenwerx ULC | Lumenwerx | VIA4PDI-HLO-LED-80-750-500-35-12-UNV-D-1 | Indoor Luminaires | Linear Ambient | Direct Linear Ambient Luminaires | Standard | FALSE | [9 empty] | 42543 | Dimmable | Continuous Below 10 | Yes |  | 3.1 | 15108.84 | 109.46 | 138.03 | 8.61 | 0.994 | 3534.5 | 83.05
PPKA8A1Z | Lumenwerx ULC | Lumenwerx | VIA4PDI-HLO-LED-80-1000-750-35-8-UNV-D-1 | Indoor Luminaires | Linear Ambient | Direct Linear Ambient Luminaires | Standard | FALSE | [9 empty] | 42543 | Dimmable | Continuous Below 10 | Yes |  | 3.1 | 14101.58 | 109.59 | 128.67 | 8.61 | 0.994 | 3534.5 | 83.05
PTBGMNNC | Lumenwerx ULC | Lumenwerx | VIA4PDI-HLO-LED-80-1200-500-35-8-UNV-D-1 | Indoor Luminaires | Linear Ambient | Direct Linear Ambient Luminaires | Standard | FALSE | [9 empty] | 42543 | Dimmable | Continuous Below 10 | Yes |  | 3.1 | 13698.68 | 106.91 | 128.14 | 8.61 | 0.994 | 3534.5 | 83.05
PNRHH1SB | Lumenwerx ULC | Lumenwerx | VIA4PDI-HLO-LED-80-1000-500-35-8-UNV-D-1 | Indoor Luminaires | Linear Ambient | Direct Linear Ambient Luminaires | Standard | FALSE | [9 empty] | 42543 | Dimmable | Continuous Below 10 | Yes |  | 3.1 | 12087.07 | 108.41 | 111.49 | 8.61 | 0.994 | 3534.5 | 83.05
PF451JQM | Lumenwerx ULC | Lumenwerx | VIA4PDI-HLO-LED-80-750-500-35-8-UNV-D-1 | Indoor Luminaires | Linear Ambient | Direct Linear Ambient Luminaires | Standard | FALSE | [9 empty] | 42543 | Dimmable | Continuous Below 10 | Yes |  | 3.1 | 10072.56 | 109.46 | 92.02 | 8.61 | 0.994 | 3534.5 | 83.05
P4FYHDEW | Lumenwerx ULC | Lumenwerx | VIA4PDI-HLO-LED-80-500-750-35-8-UNV-D-1 | Indoor Luminaires | Linear Ambient | Linear Ambient Luminaires w/ Indirect component | Standard | FALSE | [9 empty] | 42543 | Dimmable | Continuous Below 10 | Yes |  | 3.1 | 10072.56 | 113.21 | 88.98 | 8.61 | 0.994 | 3534.5 | 83.05
PETKK299 | Lumenwerx ULC | Lumenwerx | VIA4PDI-HLO-LED-80-1000-750-35-4-UNV-D-1 | Indoor Luminaires | Linear Ambient | Direct Linear Ambient Luminaires | Standard | FALSE | [9 empty] | 42543 | Dimmable | Continuous Below 10 | Yes |  | 3.1 | 7050.79 | 109.59 | 64.34 | 8.61 | 0.994 | 3534.5 | 83.05
PEFQB84R | Lumenwerx ULC | Lumenwerx | VIA4PDI-HLO-LED-80-1200-500-35-4-UNV-D-1 | Indoor Luminaires | Linear Ambient | Direct Linear Ambient Luminaires | Standard | FALSE | [9 empty] | 42543 | Dimmable | Continuous Below 10 | Yes |  | 3.1 | 6849.34 | 106.91 | 64.07 | 8.61 | 0.994 | 3534.5 | 83.05
PD2ENKG4 | Lumenwerx ULC | Lumenwerx | VIA4PDI-HLO-LED-80-1000-500-35-4-UNV-D-1 | Indoor Luminaires | Linear Ambient | Direct Linear Ambient Luminaires | Standard | FALSE | [9 empty] | 42543 | Dimmable | Continuous Below 10 | Yes |  | 3.1 | 6043.54 | 108.41 | 55.75 | 8.61 | 0.994 | 3534.5 | 83.05
PRDDBS46 | Lumenwerx ULC | Lumenwerx | VIA4PDI-HLO-LED-80-500-750-35-4-UNV-D-1 | Indoor Luminaires | Linear Ambient | Linear Ambient Luminaires w/ Indirect component | Standard | FALSE | [9 empty] | 42543 | Dimmable | Continuous Below 10 | Yes |  | 3.1 | 5036.28 | 113.21 | 44.49 | 8.61 | 0.994 | 3534.5 | 83.05
PEHA9WJB | Lumenwerx ULC | Lumenwerx | VIA4PDI-HLO-LED-80-750-500-35-4-UNV-D-1 | Indoor Luminaires | Linear Ambient | Direct Linear Ambient Luminaires | Standard | FALSE | [9 empty] | 42543 | Dimmable | Continuous Below 10 | Yes |  | 3.1 | 5036.28 | 109.46 | 46.01 | 8.61 | 0.994 | 3534.5 | 83.05
PGMBTQ8Z | Lumenwerx ULC | Lumenwerx | VIA4PDI-HLO-LED-80-1200-750-35-12-UNV-D-1 | Indoor Luminaires | Linear Ambient | Direct Linear Ambient Luminaires | Standard | FALSE | [9 empty] | 42543 | Dimmable | Continuous Below 10 | Yes |  | 3.1 | 23201.39 | 107.79 | 215.25 | 8.61 | 0.994 | 3534.5 | 82.9
PGY8W1VR | Lumenwerx ULC | Lumenwerx | VIA4PDI-HLO-LED-80-1200-750-35-8-UNV-D-1 | Indoor Luminaires | Linear Ambient | Direct Linear Ambient Luminaires | Standard | FALSE | [9 empty] | 42543 | Dimmable | Continuous Below 10 | Yes |  | 3.1 | 15467.59 | 107.79 | 143.5 | 8.61 | 0.994 | 3534.5 | 82.9
P2377KFE | Lumenwerx ULC | Lumenwerx | VIA4PDI-HLO-LED-80-1200-750-35-4-UNV-D-1 | Indoor Luminaires | Linear Ambient | Direct Linear Ambient Luminaires | Standard | FALSE | [9 empty] | 42543 | Dimmable | Continuous Below 10 | Yes |  | 3.1 | 7733.8 | 107.79 | 71.75 | 8.61 | 0.994 | 3534.5 | 82.9
PG29G1SX | Lumenwerx ULC | Lumenwerx | VIA4PDI-HLO-LED-80-750-750-35-12-UNV-D-1 | Indoor Luminaires | Linear Ambient | Direct Linear Ambient Luminaires | Standard | FALSE | [9 empty] | 42543 | Dimmable | Continuous Below 10 | Yes |  | 3.1 | 18098.8 | 111.47 | 162.36 | 8.61 | 0.994 | 3529 | 82.95
P9ZFD361 | Lumenwerx ULC | Lumenwerx | VIA4PDI-HLO-LED-80-750-750-35-8-UNV-D-1 | Indoor Luminaires | Linear Ambient | Direct Linear Ambient Luminaires | Standard | FALSE | [9 empty] | 42543 | Dimmable | Continuous Below 10 | Yes |  | 3.1 | 12065.86 | 111.47 | 108.24 | 8.61 | 0.994 | 3529 | 82.95
PZKAVZJS | Lumenwerx ULC | Lumenwerx | VIA4PDI-HLO-LED-80-750-750-35-4-UNV-D-1 | Indoor Luminaires | Linear Ambient | Direct Linear Ambient Luminaires | Standard | FALSE | [9 empty] | 42543 | Dimmable | Continuous Below 10 | Yes |  | 3.1 | 6032.93 | 111.47 | 54.12 | 8.61 | 0.994 | 3529 | 82.95
P61K968C | Lumenwerx ULC | Lumenwerx | VIA4PDI-HLO-LED-80-500-500-35-12-UNV-D-1 | Indoor Luminaires | Linear Ambient | Direct Linear Ambient Luminaires | Standard | FALSE | [9 empty] | 42543 | Dimmable | Continuous Below 10 | Yes |  | 3.1 | 12305.1 | 115.09 | 106.92 | 8.61 | 0.994 | 3525.5 | 83.05
PRQ7WZR2 | Lumenwerx ULC | Lumenwerx | VIA4PDI-HLO-LED-80-500-500-35-8-UNV-D-1 | Indoor Luminaires | Linear Ambient | Direct Linear Ambient Luminaires | Standard | FALSE | [9 empty] | 42543 | Dimmable | Continuous Below 10 | Yes |  | 3.1 | 8203.4 | 115.09 | 71.28 | 8.61 | 0.994 | 3525.5 | 83.05
P4SPJMJZ | Lumenwerx ULC | Lumenwerx | VIA4PDI-HLO-LED-80-500-500-35-4-UNV-D-1 | Indoor Luminaires | Linear Ambient | Direct Linear Ambient Luminaires | Standard | FALSE | [9 empty] | 42543 | Dimmable | Continuous Below 10 | Yes |  | 3.1 | 4101.7 | 115.09 | 35.64 | 8.61 | 0.994 | 3525.5 | 83.05
P3W82F1S | Lumenwerx ULC | Lumenwerx | VIA4PDI-HLO-LED-80-1200-500-30-12-UNV-D-1 | Indoor Luminaires | Linear Ambient | Direct Linear Ambient Luminaires | Standard | FALSE | [9 empty] | 42543 | Dimmable | Continuous Below 10 | Yes |  | 3.1 | 21318 | 106.09 | 200.94 | 7.6 | 0.995 | 3068 | 82.5
PDH97WV4 | Lumenwerx ULC | Lumenwerx | VIA4PDI-HLO-LED-80-1000-500-30-12-UNV-D-1 | Indoor Luminaires | Linear Ambient | Direct Linear Ambient Luminaires | Standard | FALSE | [9 empty] | 42543 | Dimmable | Continuous Below 10 | Yes |  | 3.1 | 18810 | 107.58 | 174.84 | 7.6 | 0.995 | 3068 | 82.5
PMZ3APYB | Lumenwerx ULC | Lumenwerx | VIA4PDI-HLO-LED-80-750-500-30-12-UNV-D-1 | Indoor Luminaires | Linear Ambient | Direct Linear Ambient Luminaires | Standard | FALSE | [9 empty] | 42543 | Dimmable | Continuous Below 10 | Yes |  | 3.1 | 15675 | 108.63 | 144.3 | 7.6 | 0.995 | 3068 | 82.5
PUZ1RRT9 | Lumenwerx ULC | Lumenwerx | VIA4PDI-HLO-LED-80-1200-500-30-8-UNV-D-1 | Indoor Luminaires | Linear Ambient | Direct Linear Ambient Luminaires | Standard | FALSE | [9 empty] | 42543 | Dimmable | Continuous Below 10 | Yes |  | 3.1 | 14212 | 106.09 | 133.96 | 7.6 | 0.995 | 3068 | 82.5
P9P97D6P | Lumenwerx ULC | Lumenwerx | VIA4PDI-HLO-LED-80-1000-500-30-8-UNV-D-1 | Indoor Luminaires | Linear Ambient | Direct Linear Ambient Luminaires | Standard | FALSE | [9 empty] | 42543 | Dimmable | Continuous Below 10 | Yes |  | 3.1 | 12540 | 107.58 | 116.56 | 7.6 | 0.995 | 3068 | 82.5
PDABSP16 | Lumenwerx ULC | Lumenwerx | VIA4PDI-HLO-LED-80-750-500-30-8-UNV-D-1 | Indoor Luminaires | Linear Ambient | Direct Linear Ambient Luminaires | Standard | FALSE | [9 empty] | 42543 | Dimmable | Continuous Below 10 | Yes |  | 3.1 | 10450 | 108.63 | 96.2 | 7.6 | 0.995 | 3068 | 82.5
PCCWC65P | Lumenwerx ULC | Lumenwerx | VIA4PDI-HLO-LED-80-1000-500-30-4-UNV-D-1 | Indoor Luminaires | Linear Ambient | Direct Linear Ambient Luminaires | Standard | FALSE | [9 empty] | 42543 | Dimmable | Continuous Below 10 | Yes |  | 3.1 | 6270 | 107.58 | 58.28 | 7.6 | 0.995 | 3068 | 82.5
PU2DVVW8 | Lumenwerx ULC | Lumenwerx | VIA4PDI-HLO-LED-80-750-500-30-4-UNV-D-1 | Indoor Luminaires | Linear Ambient | Direct Linear Ambient Luminaires | Standard | FALSE | [9 empty] | 42543 | Dimmable | Continuous Below 10 | Yes |  | 3.1 | 5225 | 108.63 | 48.1 | 7.6 | 0.995 | 3068 | 82.5
P3WQM56Q | Lumenwerx ULC | Lumenwerx | VIA4PDI-HLO-LED-80-1000-750-30-12-UNV-D-1 | Indoor Luminaires | Linear Ambient | Direct Linear Ambient Luminaires | Standard | FALSE | [9 empty] | 42543 | Dimmable | Continuous Below 10 | Yes |  | 3.1 | 21945 | 108.76 | 201.78 | 6.98 | 0.997 | 3068 | 82.5
PFPN1AD8 | Lumenwerx ULC | Lumenwerx | VIA4PDI-HLO-LED-80-500-750-30-12-UNV-D-1 | Indoor Luminaires | Linear Ambient | Linear Ambient Luminaires w/ Indirect component | Standard | FALSE | [9 empty] | 42543 | Dimmable | Continuous Below 10 | Yes |  | 3.1 | 15675 | 112.34 | 139.53 | 6.98 | 0.996 | 3068 | 82.5
PS4HWXSS | Lumenwerx ULC | Lumenwerx | VIA4PDI-HLO-LED-80-1000-750-30-8-UNV-D-1 | Indoor Luminaires | Linear Ambient | Direct Linear Ambient Luminaires | Standard | FALSE | [9 empty] | 42543 | Dimmable | Continuous Below 10 | Yes |  | 3.1 | 14630 | 108.76 | 134.52 | 6.98 | 0.997 | 3068 | 82.5
P1GFWNAU | Lumenwerx ULC | Lumenwerx | VIA4PDI-HLO-LED-80-500-750-30-8-UNV-D-1 | Indoor Luminaires | Linear Ambient | Linear Ambient Luminaires w/ Indirect component | Standard | FALSE | [9 empty] | 42543 | Dimmable | Continuous Below 10 | Yes |  | 3.1 | 10450 | 112.34 | 93.02 | 6.98 | 0.996 | 3068 | 82.5
PYX6UWAZ | Lumenwerx ULC | Lumenwerx | VIA4PDI-HLO-LED-80-1000-750-30-4-UNV-D-1 | Indoor Luminaires | Linear Ambient | Direct Linear Ambient Luminaires | Standard | FALSE | [9 empty] | 42543 | Dimmable | Continuous Below 10 | Yes |  | 3.1 | 7315 | 108.76 | 67.26 | 6.98 | 0.997 | 3068 | 82.5
P3TZF7MG | Lumenwerx ULC | Lumenwerx | VIA4PDI-HLO-LED-80-500-750-30-4-UNV-D-1 | Indoor Luminaires | Linear Ambient | Linear Ambient Luminaires w/ Indirect component | Standard | FALSE | [9 empty] | 42543 | Dimmable | Continuous Below 10 | Yes |  | 3.1 | 5225 | 112.34 | 46.51 | 6.98 | 0.996 | 3068 | 82.5
PRVAVKB8 | Lumenwerx ULC | Lumenwerx | VIA4PDI-HLO-LED-80-1200-750-30-12-UNV-D-1 | Indoor Luminaires | Linear Ambient | Direct Linear Ambient Luminaires | Standard | FALSE | [9 empty] | 42543 | Dimmable | Continuous Below 10 | Yes |  | 3.1 | 24070.8 | 106.97 | 225.03 | 7.16 | 0.996 | 3068 | 82.2
PHAUZ5F6 | Lumenwerx ULC | Lumenwerx | VIA4PDI-HLO-LED-80-1200-750-30-8-UNV-D-1 | Indoor Luminaires | Linear Ambient | Direct Linear Ambient Luminaires | Standard | FALSE | [9 empty] | 42543 | Dimmable | Continuous Below 10 | Yes |  | 3.1 | 16047.2 | 106.97 | 150.02 | 7.16 | 0.996 | 3068 | 82.2
PW947TUG | Lumenwerx ULC | Lumenwerx | VIA4PDI-HLO-LED-80-1200-750-30-4-UNV-D-1 | Indoor Luminaires | Linear Ambient | Direct Linear Ambient Luminaires | Standard | FALSE | [9 empty] | 42543 | Dimmable | Continuous Below 10 | Yes |  | 3.1 | 8023.6 | 107 | 75.01 | 7.16 | 0.996 | 3068 | 82.2
P3312NR8 | Lumenwerx ULC | Lumenwerx | VIA4PDI-HLO-LED-80-750-750-30-12-UNV-D-1 | Indoor Luminaires | Linear Ambient | Direct Linear Ambient Luminaires | Standard | FALSE | [9 empty] | 42543 | Dimmable | Continuous Below 10 | Yes |  | 3.1 | 18777 | 110.62 | 169.74 | 7.21 | 0.996 | 3057 | 82.3
P5ZQXVK6 | Lumenwerx ULC | Lumenwerx | VIA4PDI-HLO-LED-80-750-750-30-8-UNV-D-1 | Indoor Luminaires | Linear Ambient | Direct Linear Ambient Luminaires | Standard | FALSE | [9 empty] | 42543 | Dimmable | Continuous Below 10 | Yes |  | 3.1 | 12518 | 110.62 | 113.16 | 7.21 | 0.996 | 3057 | 82.3
PR7VSDS9 | Lumenwerx ULC | Lumenwerx | VIA4PDI-HLO-LED-80-750-750-30-4-UNV-D-1 | Indoor Luminaires | Linear Ambient | Direct Linear Ambient Luminaires | Standard | FALSE | [9 empty] | 42543 | Dimmable | Continuous Below 10 | Yes |  | 3.1 | 6259 | 110.6 | 56.58 | 7.21 | 0.996 | 3057 | 82.3
P1ZRBNM7 | Lumenwerx ULC | Lumenwerx | VIA4PDI-HLO-LED-80-500-500-30-12-UNV-D-1 | Indoor Luminaires | Linear Ambient | Direct Linear Ambient Luminaires | Standard | FALSE | [9 empty] | 42543 | Dimmable | Continuous Below 10 | Yes |  | 3.1 | 12766.2 | 114.21 | 111.78 | 7.6 | 0.995 | 3050 | 82.5
P2E5UF9M | Lumenwerx ULC | Lumenwerx | VIA4PDI-HLO-LED-80-500-500-30-8-UNV-D-1 | Indoor Luminaires | Linear Ambient | Direct Linear Ambient Luminaires | Standard | FALSE | [9 empty] | 42543 | Dimmable | Continuous Below 10 | Yes |  | 3.1 | 8510.8 | 114.21 | 74.52 | 7.6 | 0.995 | 3050 | 82.5
PY2B5N3H | Lumenwerx ULC | Lumenwerx | VIA4PDI-HLO-LED-80-500-500-30-4-UNV-D-1 | Indoor Luminaires | Linear Ambient | Direct Linear Ambient Luminaires | Standard | FALSE | [9 empty] | 42543 | Dimmable | Continuous Below 10 | Yes |  | 3.1 | 4255.4 | 114.2 | 37.26 | 7.6 | 0.995 | 3050 | 82.5
PDT6XHR1 | Dynaluxx Lighting Technology Co. Ltd. | dynaluxx | C1200 40 [SDM STM] 40K | Indoor Luminaires | Linear Ambient | Direct Linear Ambient Luminaires | Standard | FALSE | [9 empty] | 42543 | Dimmable | Stepped | Yes | Updated rated data 10/20/2016 | 3.1 | 4200 | 105 | 40 | 20 | 0.92 | 4000 | 80
PS6TA7C6 | GE Lighting Solutions | Lumination | LRV33A020WWT35VQRMWHTE | Indoor Retrofit Kit | Linear Ambient | Retrofit Kits for Direct Linear Ambient Luminaires | Standard | TRUE | 1972 | 124.1 | 15.9 | 11.6 | 0.89 | 3436 | 91 | 5 | 60000 | 42541 |  |  | No |  | 4 | 2000 | 130 | 15 | 20 | 0.9 | 3500 | 90
PBJJKPZ3 | GE Lighting Solutions | Lumination | LRV38A060WWT35VQRMWHTE | Indoor Retrofit Kit | Linear Ambient | Retrofit Kits for Direct Linear Ambient Luminaires | Standard | FALSE | [9 empty] | 42541 |  |  | No |  | 4 | 6000 | 130 | 46 | 20 | 0.9 | 3500 | 90
P4E2P6NF | GE Lighting Solutions | Lumination | LRV34A030WWT35VQRMWHTE | Indoor Retrofit Kit | Linear Ambient | Retrofit Kits for Direct Linear Ambient Luminaires | Standard | FALSE | [9 empty] | 42541 |  |  | No |  | 4 | 3000 | 130 | 23 | 20 | 0.9 | 3500 | 90
PKN9EUR8 | LSI Industries | INTERIOR | 558693 SDL 4 LED HO CW [UE & 347V Only] | Indoor Luminaires | Linear Ambient | Direct Linear Ambient Luminaires | Standard | FALSE | [9 empty] | 42541 |  |  | No |  | 3 | 5366 | 128 | 42 | 5.59 | 0.998 | 5000 | 84
PWH86262 | Hubbell Lighting | Litecontrol | 3L-[DW PT LG NP SS P]-D-03-SOF-uu-30K-D040-D10-xx-120-yyy-zz | Indoor Luminaires | Linear Ambient | Direct Linear Ambient Luminaires | Standard | TRUE | 1130 | 94.2 | 12 | 6.4 | 0.985 | 3012 | 84 | 5 | 50000 | 42538 |  |  | No |  | 3.1 | 1200 | 84.6 | 14.2 | 6.4 | 0.99 | 3000 | 83
PEMVYRHZ | Jiangsu Ever-Tie Lighting Co. Ltd | Ever-tie | ETLSN-4FT/HL/34/DM 3000K(A1+B2) | Indoor Luminaires | Linear Ambient | Direct Linear Ambient Luminaires | Standard | TRUE | 3503.6 | 100.85 | 34.73 | 5 | 0.9803 | 3048 | 82.9 | 5 | 50000 | 42538 |  |  | No |  | 3.1 | 3605 | 103 | 34 | 20 | 0.9 | 3000 | 80
PNFU1VJU | Jiangsu Ever-Tie Lighting Co. Ltd | Ever-tie | ETLSN-4FT/VH/50/DM 3000K(A1+B2) | Indoor Luminaires | Linear Ambient | Direct Linear Ambient Luminaires | Standard | TRUE | 4884.32 | 103.33 | 47.26 | 4.2 | 0.9786 | 3052 | 82.67 | 5 | 50000 | 42538 |  |  | No |  | 4 | 4841 | 103 | 50 | 20 | 0.9 | 3000 | 80
P7TJY4EN | Jiangsu Ever-Tie Lighting Co. Ltd | Ever-tie | ETLSN-8FT/HL/68/DM 3000K(A1+B2) | Indoor Luminaires | Linear Ambient | Direct Linear Ambient Luminaires | Standard | TRUE | 6936 | 101.94 | 68.05 | 9.8 | 0.9704 | 3044 | 82.8 | 5 | 50000 | 42538 |  |  | No |  | 3.1 | 7004 | 103 | 68 | 20 | 0.9 | 3000 | 80
P2ZBUXSP | Hubbell Lighting | Litecontrol | 3L-[DW PT LG NP SS P]-D-04-SOF-uu-30K-D120-D10-xx-UNV-yyy-zz | Indoor Luminaires | Linear Ambient | Direct Linear Ambient Luminaires | Standard | TRUE | 4575 | 84.6 | 54.1 | 15.9 | 0.966 | 3014 | 83 | 5 | 50000 | 42538 |  |  | No |  | 3.1 | 4800 | 84.6 | 56.7 | 15.9 | 0.94 | 3000 | 83
PPHH7ZVK | Jiangsu Ever-Tie Lighting Co. Ltd | Ever-tie | ETLSN-8FT/VH/100/DM 3000K(A1+B2) | Indoor Luminaires | Linear Ambient | Direct Linear Ambient Luminaires | Standard | TRUE | 9732.7 | 101.89 | 95.52 | 8.8 | 0.9651 | 3059 | 82.6 | 5 | 50000 | 42538 |  |  | No |  | 4 | 9888 | 103 | 100 | 20 | 0.9 | 3000 | 80
PGV76D24 | DECO Lighting | Deco | DWD-LED-4-40-40-UNV | Indoor Luminaires | Linear Ambient | Direct Linear Ambient Luminaires | Standard | TRUE | 4131.7 | 104.36 | 39.59 | 19.51 | 0.926 | 4193 | 85.3 | 5 | 50000 | 42538 |  |  | NotYetVerified |  | 3 | 4100 | 100 | 40 | 20 | 0.9 | 4000 | 80
PZKFU8G9 | DECO Lighting | Deco | DWD-LED-4-50-40-UNV | Indoor Luminaires | Linear Ambient | Direct Linear Ambient Luminaires | Standard | TRUE | 5175.87 | 99.77 | 52.06 | 21.62 | 0.902 | 4245 | 85.7 | 5 | 50000 | 42538 |  |  | NotYetVerified |  | 3 | 5100 | 100 | 50 | 20 | 0.9 | 4000 | 80
PRKVVTKF | Jiangsu Ever-Tie Lighting Co. Ltd | Ever-tie | ETLSN-4FT/LW/NDM 3000K(A2+B2) | Indoor Luminaires | Linear Ambient | Direct Linear Ambient Luminaires | Standard | TRUE | 2313.61 | 106.28 | 21.76 | 13.4 | 0.9019 | 3034 | 82.8 | 5 | 50000 | 42538 |  |  | No |  | 4 | 2332 | 106 | 24 | 20 | 0.9 | 3000 | 80
P839N6VQ | DECO Lighting | Deco | DWD-LED-2-30-40-UNV | Indoor Luminaires | Linear Ambient | Direct Linear Ambient Luminaires | Standard | TRUE | 2940.35 | 100.77 | 29.18 | 17.38 | 0.898 | 4204 | 85.5 | 5 | 50000 | 42538 |  |  | NotYetVerified |  | 3 | 2900 | 100 | 30 | 20 | 0.9 | 4000 | 80
P8B2CK2T | Enpac Industries Inc DBA VM5 Lighting Solutions | VM5Â LightingÂ Solutions | VLH-8-116W-50K-UNV-V1 | Indoor Luminaires | Linear Ambient | Direct Linear Ambient Luminaires | Standard | FALSE | [9 empty] | 42538 |  |  | No |  | 3.1 | 13023.358 | 112.06 | 116.22 | 15.42 | 0.9 | 5000 | 80
PKQNK3B7 | Enpac Industries Inc DBA VM5 Lighting Solutions | VM5Â LightingÂ Solutions | VLH-8-116W-45K-UNV-V1 | Indoor Luminaires | Linear Ambient | Direct Linear Ambient Luminaires | Standard | FALSE | [9 empty] | 42538 |  |  | No |  | 3.1 | 12999.032 | 111.618 | 116.46 | 15.42 | 0.9 | 4500 | 80
PJPXESK6 | Enpac Industries Inc DBA VM5 Lighting Solutions | VM5Â LightingÂ Solutions | VLH-8-116W-40K-UNV-V1 | Indoor Luminaires | Linear Ambient | Direct Linear Ambient Luminaires | Standard | FALSE | [9 empty] | 42538 |  |  | No |  | 3.1 | 12974.98 | 110.219 | 117.72 | 15.42 | 0.9 | 4000 | 80
PF3NV62K | Jiangsu Ever-Tie Lighting Co. Ltd | Ever-tie | ETLSN-4FT/LW/NDM 5000K(A2+B2) | Indoor Luminaires | Linear Ambient | Direct Linear Ambient Luminaires | Standard | FALSE | [9 empty] | 42538 |  |  | No |  | 4 | 2508 | 114 | 24 | 20 | 0.9 | 5000 | 80
P8BPGR7Q | Jiangsu Ever-Tie Lighting Co. Ltd | Ever-tie | ETLSN-8FT/VH/100/DM 5000K(A1+B2) | Indoor Luminaires | Linear Ambient | Direct Linear Ambient Luminaires | Standard | FALSE | [9 empty] | 42538 |  |  | No |  | 4 | 10560 | 110 | 100 | 20 | 0.9 | 5000 | 80
PZRFV8B1 | Jiangsu Ever-Tie Lighting Co. Ltd | Ever-tie | ETLSN-8FT/HL/68/DM 5000K(A1+B2) | Indoor Luminaires | Linear Ambient | Direct Linear Ambient Luminaires | Standard | FALSE | [9 empty] | 42538 |  |  | No |  | 3.1 | 7480 | 110 | 68 | 20 | 0.9 | 5000 | 80
P7JAG7B4 | Jiangsu Ever-Tie Lighting Co. Ltd | Ever-tie | ETLSN-4FT/VH/50/DM 5000K(A1+B2) | Indoor Luminaires | Linear Ambient | Direct Linear Ambient Luminaires | Standard | FALSE | [9 empty] | 42538 |  |  | No |  | 4 | 5170 | 110 | 50 | 20 | 0.9 | 5000 | 80
PPYZWKEX | Jiangsu Ever-Tie Lighting Co. Ltd | Ever-tie | ETLSN-4FT/HL/34/DM 5000K(A1+B2) | Indoor Luminaires | Linear Ambient | Direct Linear Ambient Luminaires | Standard | FALSE | [9 empty] | 42538 |  |  | No |  | 3.1 | 3850 | 110 | 34 | 20 | 0.9 | 5000 | 80
PCFCVT17 | Jiangsu Ever-Tie Lighting Co. Ltd | Ever-tie | ETLSN-4FT/LW/NDM 4000K(A2+B2) | Indoor Luminaires | Linear Ambient | Direct Linear Ambient Luminaires | Standard | FALSE | [9 empty] | 42538 |  |  | No |  | 4 | 2464 | 112 | 24 | 20 | 0.9 | 4000 | 80
PPFNTNZ8 | Jiangsu Ever-Tie Lighting Co. Ltd | Ever-tie | ETLSN-8FT/VH/100/DM 4000K(A1+B2) | Indoor Luminaires | Linear Ambient | Direct Linear Ambient Luminaires | Standard | FALSE | [9 empty] | 42538 |  |  | No |  | 4 | 10368 | 108 | 100 | 20 | 0.9 | 4000 | 80
PPDEMYVP | Jiangsu Ever-Tie Lighting Co. Ltd | Ever-tie | ETLSN-8FT/HL/68/DM 4000K(A1+B2) | Indoor Luminaires | Linear Ambient | Direct Linear Ambient Luminaires | Standard | FALSE | [9 empty] | 42538 |  |  | No |  | 3.1 | 7344 | 108 | 68 | 20 | 0.9 | 4000 | 80
P4DJPMD6 | Jiangsu Ever-Tie Lighting Co. Ltd | Ever-tie | ETLSN-4FT/VH/50/DM 4000K(A1+B2) | Indoor Luminaires | Linear Ambient | Direct Linear Ambient Luminaires | Standard | FALSE | [9 empty] | 42538 |  |  | No |  | 4 | 5076 | 108 | 50 | 20 | 0.9 | 4000 | 80
PE4Y1BRG | Jiangsu Ever-Tie Lighting Co. Ltd | Ever-tie | ETLSN-4FT/HL/34/DM 4000K(A1+B2) | Indoor Luminaires | Linear Ambient | Direct Linear Ambient Luminaires | Standard | FALSE | [9 empty] | 42538 |  |  | No |  | 3.1 | 3780 | 108 | 34 | 20 | 0.9 | 4000 | 80
PG6H756X | Jiangsu Ever-Tie Lighting Co. Ltd | Ever-tie | ETLSN-4FT/LW/NDM 3500K(A2+B2) | Indoor Luminaires | Linear Ambient | Direct Linear Ambient Luminaires | Standard | FALSE | [9 empty] | 42538 |  |  | No |  | 4 | 2376 | 108 | 24 | 20 | 0.9 | 3500 | 80
P97VMA53 | Jiangsu Ever-Tie Lighting Co. Ltd | Ever-tie | ETLSN-8FT/VH/100/DM 3500K(A1+B2) | Indoor Luminaires | Linear Ambient | Direct Linear Ambient Luminaires | Standard | FALSE | [9 empty] | 42538 |  |  | No |  | 4 | 10176 | 106 | 100 | 20 | 0.9 | 3500 | 80
PDQBWPRG | Jiangsu Ever-Tie Lighting Co. Ltd | Ever-tie | ETLSN-8FT/HL/68/DM 3500K(A1+B2) | Indoor Luminaires | Linear Ambient | Direct Linear Ambient Luminaires | Standard | FALSE | [9 empty] | 42538 |  |  | No |  | 3.1 | 7208 | 106 | 68 | 20 | 0.9 | 3500 | 80
PU6XZPWN | Jiangsu Ever-Tie Lighting Co. Ltd | Ever-tie | ETLSN-4FT/VH/50/DM 3500K(A1+B2) | Indoor Luminaires | Linear Ambient | Direct Linear Ambient Luminaires | Standard | FALSE | [9 empty] | 42538 |  |  | No |  | 4 | 4982 | 106 | 50 | 20 | 0.9 | 3500 | 80
PS26TKTT | Jiangsu Ever-Tie Lighting Co. Ltd | Ever-tie | ETLSN-4FT/HL/34/DM 3500K(A1+B2) | Indoor Luminaires | Linear Ambient | Direct Linear Ambient Luminaires | Standard | FALSE | [9 empty] | 42538 |  |  | No |  | 3.1 | 3710 | 106 | 34 | 20 | 0.9 | 3500 | 80
PNM21SXZ | Hubbell Lighting | Litecontrol | 6L-[DW PT LG NP SS P]-D-06-SOF-uu-40K-D120-D10-xx-UNV-yyy-zz | Indoor Luminaires | Linear Ambient | Direct Linear Ambient Luminaires | Standard | FALSE | [9 empty] | 42538 |  |  | No |  | 3.1 | 7524 | 103.4 | 72.8 | 17.6 | 0.94 | 4000 | 84
P9K8KRJV | Hubbell Lighting | Litecontrol | 3L-[DW PT LG NP SS P]-D-06-SOF-uu-40K-D120-D10-xx-UNV-yyy-zz | Indoor Luminaires | Linear Ambient | Direct Linear Ambient Luminaires | Standard | FALSE | [9 empty] | 42538 |  |  | No |  | 3.1 | 7524 | 88.4 | 85.1 | 17.6 | 0.94 | 4000 | 84
P17JVX2C | Hubbell Lighting | Litecontrol | 4L-[DW PT LG NP SS P]-D-06-SOF-uu-40K-D120-D10-xx-UNV-yyy-zz | Indoor Luminaires | Linear Ambient | Direct Linear Ambient Luminaires | Standard | FALSE | [9 empty] | 42538 |  |  | No |  | 3.1 | 7524 | 94.2 | 79.8 | 17.6 | 0.94 | 4000 | 84
PWAEPH2T | Hubbell Lighting | Litecontrol | 3L-[DW PT LG NP SS P]-D-03-SOF-uu-40K-D120-D10-xx-UNV-yyy-zz | Indoor Luminaires | Linear Ambient | Direct Linear Ambient Luminaires | Standard | FALSE | [9 empty] | 42538 |  |  | No |  | 3.1 | 3762 | 88.4 | 42.6 | 17.6 | 0.94 | 4000 | 84
PKFN67YS | Hubbell Lighting | Litecontrol | 4L-[DW PT LG NP SS P]-D-03-SOF-uu-40K-D120-D10-xx-UNV-yyy-zz | Indoor Luminaires | Linear Ambient | Direct Linear Ambient Luminaires | Standard | FALSE | [9 empty] | 42538 |  |  | No |  | 3.1 | 3762 | 94.2 | 39.9 | 17.6 | 0.94 | 4000 | 84
P82SWBJH | Hubbell Lighting | Litecontrol | 6L-[DW PT LG NP SS P]-D-03-SOF-uu-40K-D120-D10-xx-UNV-yyy-zz | Indoor Luminaires | Linear Ambient | Direct Linear Ambient Luminaires | Standard | FALSE | [9 empty] | 42538 |  |  | No |  | 3.1 | 3762 | 103.4 | 36.4 | 17.6 | 0.94 | 4000 | 84
PWMVMDGW | Hubbell Lighting | Litecontrol | 3L-[DW PT LG NP SS P]-D-06-SOF-uu-40K-D070-D10-xx-UNV-yyy-zz | Indoor Luminaires | Linear Ambient | Direct Linear Ambient Luminaires | Standard | FALSE | [9 empty] | 42538 |  |  | No |  | 3.1 | 4389 | 88.4 | 49.6 | 17.3 | 0.91 | 4000 | 84
PTM1QGYG | Hubbell Lighting | Litecontrol | 6L-[DW PT LG NP SS P]-D-06-SOF-uu-40K-D070-D10-xx-UNV-yyy-zz | Indoor Luminaires | Linear Ambient | Direct Linear Ambient Luminaires | Standard | FALSE | [9 empty] | 42538 |  |  | No |  | 3.1 | 4389 | 103.4 | 42.5 | 17.3 | 0.91 | 4000 | 84
P9MCBHPV | Hubbell Lighting | Litecontrol | 4L-[DW PT LG NP SS P]-D-06-SOF-uu-40K-D070-D10-xx-UNV-yyy-zz | Indoor Luminaires | Linear Ambient | Direct Linear Ambient Luminaires | Standard | FALSE | [9 empty] | 42538 |  |  | No |  | 3.1 | 4389 | 94.2 | 46.6 | 17.3 | 0.91 | 4000 | 84
PF81WT7H | Hubbell Lighting | Litecontrol | 3L-[DW PT LG NP SS P]-D-03-SOF-uu-40K-D070-D10-xx-UNV-yyy-zz | Indoor Luminaires | Linear Ambient | Direct Linear Ambient Luminaires | Standard | FALSE | [9 empty] | 42538 |  |  | No |  | 3.1 | 2195 | 88.4 | 24.8 | 17.3 | 0.91 | 4000 | 84
P5RN7HTY | Hubbell Lighting | Litecontrol | 6L-[DW PT LG NP SS P]-D-03-SOF-uu-40K-D070-D10-xx-UNV-yyy-zz | Indoor Luminaires | Linear Ambient | Direct Linear Ambient Luminaires | Standard | FALSE | [9 empty] | 42538 |  |  | No |  | 3.1 | 2195 | 103.4 | 21.2 | 17.3 | 0.91 | 4000 | 84
P4NAA59M | Hubbell Lighting | Litecontrol | 4L-[DW PT LG NP SS P]-D-03-SOF-uu-40K-D070-D10-xx-UNV-yyy-zz | Indoor Luminaires | Linear Ambient | Direct Linear Ambient Luminaires | Standard | FALSE | [9 empty] | 42538 |  |  | No |  | 3.1 | 2195 | 94.2 | 23.3 | 17.3 | 0.91 | 4000 | 84
PX2SFUYC | Hubbell Lighting | Litecontrol | 4L-[DW PT LG NP SS P]-D-08-SOF-uu-40K-D120-D10-xx-UNV-yyy-zz | Indoor Luminaires | Linear Ambient | Direct Linear Ambient Luminaires | Standard | FALSE | [9 empty] | 42538 |  |  | No |  | 3.1 | 10032 | 94.2 | 106.4 | 15.9 | 0.94 | 4000 | 84
PTYU5V3U | Hubbell Lighting | Litecontrol | 3L-[DW PT LG NP SS P]-D-08-SOF-uu-40K-D120-D10-xx-UNV-yyy-zz | Indoor Luminaires | Linear Ambient | Direct Linear Ambient Luminaires | Standard | FALSE | [9 empty] | 42538 |  |  | No |  | 3.1 | 10032 | 88.4 | 113.5 | 15.9 | 0.94 | 4000 | 84
P23EWUD7 | Hubbell Lighting | Litecontrol | 6L-[DW PT LG NP SS P]-D-08-SOF-uu-40K-D120-D10-xx-UNV-yyy-zz | Indoor Luminaires | Linear Ambient | Direct Linear Ambient Luminaires | Standard | FALSE | [9 empty] | 42538 |  |  | No |  | 3.1 | 10032 | 103.4 | 97 | 15.9 | 0.94 | 4000 | 84
PSGRU88V | Hubbell Lighting | Litecontrol | 4L-[DW PT LG NP SS P]-D-04-SOF-uu-40K-D120-D10-xx-UNV-yyy-zz | Indoor Luminaires | Linear Ambient | Direct Linear Ambient Luminaires | Standard | FALSE | [9 empty] | 42538 |  |  | No |  | 3.1 | 5016 | 94.2 | 53.2 | 15.9 | 0.94 | 4000 | 84
P8NCFHJV | Hubbell Lighting | Litecontrol | 3L-[DW PT LG NP SS P]-D-04-SOF-uu-40K-D120-D10-xx-UNV-yyy-zz | Indoor Luminaires | Linear Ambient | Direct Linear Ambient Luminaires | Standard | FALSE | [9 empty] | 42538 |  |  | No |  | 3.1 | 5016 | 88.4 | 56.7 | 15.9 | 0.94 | 4000 | 84
P7AKMTQH | Hubbell Lighting | Litecontrol | 6L-[DW PT LG NP SS P]-D-04-SOF-uu-40K-D120-D10-xx-UNV-yyy-zz | Indoor Luminaires | Linear Ambient | Direct Linear Ambient Luminaires | Standard | FALSE | [9 empty] | 42538 |  |  | No |  | 3.1 | 5016 | 103.4 | 48.5 | 15.9 | 0.94 | 4000 | 84
PG67KDJS | Hubbell Lighting | Litecontrol | 3L-[DW PT LG NP SS P]-D-08-SOF-uu-40K-D070-D10-xx-UNV-yyy-zz | Indoor Luminaires | Linear Ambient | Direct Linear Ambient Luminaires | Standard | FALSE | [9 empty] | 42538 |  |  | No |  | 3.1 | 5852 | 88.4 | 66.2 | 14.9 | 0.97 | 4000 | 84
PFVFZ3V2 | Hubbell Lighting | Litecontrol | 6L-[DW PT LG NP SS P]-D-08-SOF-uu-40K-D070-D10-xx-UNV-yyy-zz | Indoor Luminaires | Linear Ambient | Direct Linear Ambient Luminaires | Standard | FALSE | [9 empty] | 42538 |  |  | No |  | 3.1 | 5852 | 103.4 | 56.6 | 14.9 | 0.97 | 4000 | 84
P3GRFAQK | Hubbell Lighting | Litecontrol | 4L-[DW PT LG NP SS P]-D-08-SOF-uu-40K-D070-D10-xx-UNV-yyy-zz | Indoor Luminaires | Linear Ambient | Direct Linear Ambient Luminaires | Standard | FALSE | [9 empty] | 42538 |  |  | No |  | 3.1 | 5852 | 94.2 | 62.1 | 14.9 | 0.97 | 4000 | 84
PS2ASP5X | Hubbell Lighting | Litecontrol | 6L-[DW PT LG NP SS P]-D-04-SOF-uu-40K-D070-D10-xx-UNV-yyy-zz | Indoor Luminaires | Linear Ambient | Direct Linear Ambient Luminaires | Standard | FALSE | [9 empty] | 42538 |  |  | No |  | 3.1 | 2926 | 103.4 | 28.3 | 14.9 | 0.97 | 4000 | 84
PJNCNWCU | Hubbell Lighting | Litecontrol | 3L-[DW PT LG NP SS P]-D-04-SOF-uu-40K-D070-D10-xx-UNV-yyy-zz | Indoor Luminaires | Linear Ambient | Direct Linear Ambient Luminaires | Standard | FALSE | [9 empty] | 42538 |  |  | No |  | 3.1 | 2926 | 88.4 | 33.1 | 14.9 | 0.97 | 4000 | 84
P7U6HY7K | Hubbell Lighting | Litecontrol | 4L-[DW PT LG NP SS P]-D-04-SOF-uu-40K-D070-D10-xx-UNV-yyy-zz | Indoor Luminaires | Linear Ambient | Direct Linear Ambient Luminaires | Standard | FALSE | [9 empty] | 42538 |  |  | No |  | 3.1 | 2926 | 94.2 | 31 | 14.9 | 0.97 | 4000 | 84
PQHSDYTQ | Hubbell Lighting | Litecontrol | 4L-[DW PT LG NP SS P]-D-06-SOF-uu-40K-D040-D10-xx-120-yyy-zz | Indoor Luminaires | Linear Ambient | Direct Linear Ambient Luminaires | Standard | FALSE | [9 empty] | 42538 |  |  | No |  | 3.1 | 2508 | 94.2 | 26.6 | 6.4 | 0.99 | 4000 | 84
P5YZFZH4 | Hubbell Lighting | Litecontrol | 3L-[DW PT LG NP SS P]-D-06-SOF-uu-40K-D040-D10-xx-120-yyy-zz | Indoor Luminaires | Linear Ambient | Direct Linear Ambient Luminaires | Standard | FALSE | [9 empty] | 42538 |  |  | No |  | 3.1 | 2508 | 88.4 | 28.4 | 6.4 | 0.99 | 4000 | 84
P1DEUWWE | Hubbell Lighting | Litecontrol | 6L-[DW PT LG NP SS P]-D-06-SOF-uu-40K-D040-D10-xx-120-yyy-zz | Indoor Luminaires | Linear Ambient | Direct Linear Ambient Luminaires | Standard | FALSE | [9 empty] | 42538 |  |  | No |  | 3.1 | 2508 | 103.4 | 24.3 | 6.4 | 0.99 | 4000 | 84
PNVA48ZC | Hubbell Lighting | Litecontrol | 6L-[DW PT LG NP SS P]-D-03-SOF-uu-40K-D040-D10-xx-120-yyy-zz | Indoor Luminaires | Linear Ambient | Direct Linear Ambient Luminaires | Standard | FALSE | [9 empty] | 42538 |  |  | No |  | 3.1 | 1254 | 103.4 | 12.1 | 6.4 | 0.99 | 4000 | 84
PJWN8P7B | Hubbell Lighting | Litecontrol | 3L-[DW PT LG NP SS P]-D-03-SOF-uu-40K-D040-D10-xx-120-yyy-zz | Indoor Luminaires | Linear Ambient | Direct Linear Ambient Luminaires | Standard | FALSE | [9 empty] | 42538 |  |  | No |  | 3.1 | 1254 | 88.4 | 14.2 | 6.4 | 0.99 | 4000 | 84
PG5C9A8H | Hubbell Lighting | Litecontrol | 4L-[DW PT LG NP SS P]-D-03-SOF-uu-40K-D040-D10-xx-120-yyy-zz | Indoor Luminaires | Linear Ambient | Direct Linear Ambient Luminaires | Standard | FALSE | [9 empty] | 42538 |  |  | No |  | 3.1 | 1254 | 94.2 | 13.3 | 6.4 | 0.99 | 4000 | 84
PTPVSU57 | Hubbell Lighting | Litecontrol | 6L-[DW PT LG NP SS P]-D-08-SOF-uu-40K-D040-D10-xx-120-yyy-zz | Indoor Luminaires | Linear Ambient | Direct Linear Ambient Luminaires | Standard | FALSE | [9 empty] | 42538 |  |  | No |  | 3.1 | 3344 | 103.4 | 32.3 | 5.6 | 0.99 | 4000 | 84
PQXRCUD5 | Hubbell Lighting | Litecontrol | 4L-[DW PT LG NP SS P]-D-08-SOF-uu-40K-D040-D10-xx-120-yyy-zz | Indoor Luminaires | Linear Ambient | Direct Linear Ambient Luminaires | Standard | FALSE | [9 empty] | 42538 |  |  | No |  | 3.1 | 3344 | 94.2 | 35.5 | 5.6 | 0.99 | 4000 | 84
P6CFTQMV | Hubbell Lighting | Litecontrol | 3L-[DW PT LG NP SS P]-D-08-SOF-uu-40K-D040-D10-xx-120-yyy-zz | Indoor Luminaires | Linear Ambient | Direct Linear Ambient Luminaires | Standard | FALSE | [9 empty] | 42538 |  |  | No |  | 3.1 | 3344 | 88.4 | 37.8 | 5.6 | 0.99 | 4000 | 84
PWANASCY | Hubbell Lighting | Litecontrol | 6L-[DW PT LG NP SS P]-D-04-SOF-uu-40K-D040-D10-xx-120-yyy-zz | Indoor Luminaires | Linear Ambient | Direct Linear Ambient Luminaires | Standard | FALSE | [9 empty] | 42538 |  |  | No |  | 3.1 | 1672 | 103.4 | 16.2 | 5.6 | 0.99 | 4000 | 84
PB5GQZZG | Hubbell Lighting | Litecontrol | 3L-[DW PT LG NP SS P]-D-04-SOF-uu-40K-D040-D10-xx-120-yyy-zz | Indoor Luminaires | Linear Ambient | Direct Linear Ambient Luminaires | Standard | FALSE | [9 empty] | 42538 |  |  | No |  | 3.1 | 1672 | 88.4 | 18.9 | 5.6 | 0.99 | 4000 | 84
P5PRXRYV | Hubbell Lighting | Litecontrol | 4L-[DW PT LG NP SS P]-D-04-SOF-uu-40K-D040-D10-xx-120-yyy-zz | Indoor Luminaires | Linear Ambient | Direct Linear Ambient Luminaires | Standard | FALSE | [9 empty] | 42538 |  |  | No |  | 3.1 | 1672 | 94.2 | 17.7 | 5.6 | 0.99 | 4000 | 84
PBCJC23M | Hubbell Lighting | Litecontrol | 4L-[DW PT LG NP SS P]-D-06-SOF-uu-35K-D120-D10-xx-UNV-yyy-zz | Indoor Luminaires | Linear Ambient | Direct Linear Ambient Luminaires | Standard | FALSE | [9 empty] | 42538 |  |  | No |  | 3.1 | 7236 | 90.6 | 79.8 | 17.6 | 0.94 | 3500 | 83
P6276S9N | Hubbell Lighting | Litecontrol | 3L-[DW PT LG NP SS P]-D-06-SOF-uu-35K-D120-D10-xx-UNV-yyy-zz | Indoor Luminaires | Linear Ambient | Direct Linear Ambient Luminaires | Standard | FALSE | [9 empty] | 42538 |  |  | No |  | 3.1 | 7236 | 85 | 85.1 | 17.6 | 0.94 | 3500 | 83
P3ZD1KUS | Hubbell Lighting | Litecontrol | 6L-[DW PT LG NP SS P]-D-06-SOF-uu-35K-D120-D10-xx-UNV-yyy-zz | Indoor Luminaires | Linear Ambient | Direct Linear Ambient Luminaires | Standard | FALSE | [9 empty] | 42538 |  |  | No |  | 3.1 | 7236 | 99.4 | 72.8 | 17.6 | 0.94 | 3500 | 83
PRKCGFQ2 | Hubbell Lighting | Litecontrol | 6L-[DW PT LG NP SS P]-D-03-SOF-uu-35K-D120-D10-xx-UNV-yyy-zz | Indoor Luminaires | Linear Ambient | Direct Linear Ambient Luminaires | Standard | FALSE | [9 empty] | 42538 |  |  | No |  | 3.1 | 3618 | 99.4 | 36.4 | 17.6 | 0.94 | 3500 | 83
PH3FQT12 | Hubbell Lighting | Litecontrol | 4L-[DW PT LG NP SS P]-D-03-SOF-uu-35K-D120-D10-xx-UNV-yyy-zz | Indoor Luminaires | Linear Ambient | Direct Linear Ambient Luminaires | Standard | FALSE | [9 empty] | 42538 |  |  | No |  | 3.1 | 3618 | 90.6 | 39.9 | 17.6 | 0.94 | 3500 | 83
PBSBT571 | Hubbell Lighting | Litecontrol | 3L-[DW PT LG NP SS P]-D-03-SOF-uu-35K-D120-D10-xx-UNV-yyy-zz | Indoor Luminaires | Linear Ambient | Direct Linear Ambient Luminaires | Standard | FALSE | [9 empty] | 42538 |  |  | No |  | 3.1 | 3618 | 85 | 42.6 | 17.6 | 0.94 | 3500 | 83
PKQBZDTE | Hubbell Lighting | Litecontrol | 4L-[DW PT LG NP SS P]-D-06-SOF-uu-35K-D070-D10-xx-UNV-yyy-zz | Indoor Luminaires | Linear Ambient | Direct Linear Ambient Luminaires | Standard | FALSE | [9 empty] | 42538 |  |  | No |  | 3.1 | 4221 | 90.6 | 46.6 | 17.3 | 0.91 | 3500 | 83
PDQ77PMD | Hubbell Lighting | Litecontrol | 3L-[DW PT LG NP SS P]-D-06-SOF-uu-35K-D070-D10-xx-UNV-yyy-zz | Indoor Luminaires | Linear Ambient | Direct Linear Ambient Luminaires | Standard | FALSE | [9 empty] | 42538 |  |  | No |  | 3.1 | 4221 | 85 | 49.6 | 17.3 | 0.91 | 3500 | 83
P7GVKMJT | Hubbell Lighting | Litecontrol | 6L-[DW PT LG NP SS P]-D-06-SOF-uu-35K-D070-D10-xx-UNV-yyy-zz | Indoor Luminaires | Linear Ambient | Direct Linear Ambient Luminaires | Standard | FALSE | [9 empty] | 42538 |  |  | No |  | 3.1 | 4221 | 99.4 | 42.5 | 17.3 | 0.91 | 3500 | 83
PGSJ9SNH | Hubbell Lighting | Litecontrol | 3L-[DW PT LG NP SS P]-D-03-SOF-uu-35K-D070-D10-xx-UNV-yyy-zz | Indoor Luminaires | Linear Ambient | Direct Linear Ambient Luminaires | Standard | FALSE | [9 empty] | 42538 |  |  | No |  | 3.1 | 2111 | 85 | 24.8 | 17.3 | 0.91 | 3500 | 83
PF8U2EFJ | Hubbell Lighting | Litecontrol | 4L-[DW PT LG NP SS P]-D-03-SOF-uu-35K-D070-D10-xx-UNV-yyy-zz | Indoor Luminaires | Linear Ambient | Direct Linear Ambient Luminaires | Standard | FALSE | [9 empty] | 42538 |  |  | No |  | 3.1 | 2111 | 90.6 | 23.3 | 17.3 | 0.91 | 3500 | 83
P7HR6RTJ | Hubbell Lighting | Litecontrol | 6L-[DW PT LG NP SS P]-D-03-SOF-uu-35K-D070-D10-xx-UNV-yyy-zz | Indoor Luminaires | Linear Ambient | Direct Linear Ambient Luminaires | Standard | FALSE | [9 empty] | 42538 |  |  | No |  | 3.1 | 2111 | 99.4 | 21.2 | 17.3 | 0.91 | 3500 | 83
PXCG9T8V | Hubbell Lighting | Litecontrol | 3L-[DW PT LG NP SS P]-D-08-SOF-uu-35K-D120-D10-xx-UNV-yyy-zz | Indoor Luminaires | Linear Ambient | Direct Linear Ambient Luminaires | Standard | FALSE | [9 empty] | 42538 |  |  | No |  | 3.1 | 9648 | 85 | 113.5 | 15.9 | 0.94 | 3500 | 83
P87N9Z69 | Hubbell Lighting | Litecontrol | 4L-[DW PT LG NP SS P]-D-08-SOF-uu-35K-D120-D10-xx-UNV-yyy-zz | Indoor Luminaires | Linear Ambient | Direct Linear Ambient Luminaires | Standard | FALSE | [9 empty] | 42538 |  |  | No |  | 3.1 | 9648 | 90.6 | 106.4 | 15.9 | 0.94 | 3500 | 83
P2GKU594 | Hubbell Lighting | Litecontrol | 6L-[DW PT LG NP SS P]-D-08-SOF-uu-35K-D120-D10-xx-UNV-yyy-zz | Indoor Luminaires | Linear Ambient | Direct Linear Ambient Luminaires | Standard | FALSE | [9 empty] | 42538 |  |  | No |  | 3.1 | 9648 | 99.4 | 97 | 15.9 | 0.94 | 3500 | 83
PRYB98D4 | Hubbell Lighting | Litecontrol | 3L-[DW PT LG NP SS P]-D-04-SOF-uu-35K-D120-D10-xx-UNV-yyy-zz | Indoor Luminaires | Linear Ambient | Direct Linear Ambient Luminaires | Standard | FALSE | [9 empty] | 42538 |  |  | No |  | 3.1 | 4824 | 85 | 56.7 | 15.9 | 0.94 | 3500 | 83
PEX6H8JK | Hubbell Lighting | Litecontrol | 4L-[DW PT LG NP SS P]-D-04-SOF-uu-35K-D120-D10-xx-UNV-yyy-zz | Indoor Luminaires | Linear Ambient | Direct Linear Ambient Luminaires | Standard | FALSE | [9 empty] | 42538 |  |  | No |  | 3.1 | 4824 | 90.6 | 53.2 | 15.9 | 0.94 | 3500 | 83
P1VZQDQM | Hubbell Lighting | Litecontrol | 6L-[DW PT LG NP SS P]-D-04-SOF-uu-35K-D120-D10-xx-UNV-yyy-zz | Indoor Luminaires | Linear Ambient | Direct Linear Ambient Luminaires | Standard | FALSE | [9 empty] | 42538 |  |  | No |  | 3.1 | 4824 | 99.4 | 48.5 | 15.9 | 0.94 | 3500 | 83
PZMQ5YBN | Hubbell Lighting | Litecontrol | 6L-[DW PT LG NP SS P]-D-08-SOF-uu-35K-D070-D10-xx-UNV-yyy-zz | Indoor Luminaires | Linear Ambient | Direct Linear Ambient Luminaires | Standard | FALSE | [9 empty] | 42538 |  |  | No |  | 3.1 | 5628 | 99.4 | 56.6 | 14.9 | 0.97 | 3500 | 83
PWYH65ZX | Hubbell Lighting | Litecontrol | 3L-[DW PT LG NP SS P]-D-08-SOF-uu-35K-D070-D10-xx-UNV-yyy-zz | Indoor Luminaires | Linear Ambient | Direct Linear Ambient Luminaires | Standard | FALSE | [9 empty] | 42538 |  |  | No |  | 3.1 | 5628 | 85 | 66.2 | 14.9 | 0.97 | 3500 | 83
P3E3FCBF | Hubbell Lighting | Litecontrol | 4L-[DW PT LG NP SS P]-D-08-SOF-uu-35K-D070-D10-xx-UNV-yyy-zz | Indoor Luminaires | Linear Ambient | Direct Linear Ambient Luminaires | Standard | FALSE | [9 empty] | 42538 |  |  | No |  | 3.1 | 5628 | 90.6 | 62.1 | 14.9 | 0.97 | 3500 | 83
PZUBC2HE | Hubbell Lighting | Litecontrol | 6L-[DW PT LG NP SS P]-D-04-SOF-uu-35K-D070-D10-xx-UNV-yyy-zz | Indoor Luminaires | Linear Ambient | Direct Linear Ambient Luminaires | Standard | FALSE | [9 empty] | 42538 |  |  | No |  | 3.1 | 2814 | 99.4 | 28.3 | 14.9 | 0.97 | 3500 | 83
PWUXJ6JC | Hubbell Lighting | Litecontrol | 3L-[DW PT LG NP SS P]-D-04-SOF-uu-35K-D070-D10-xx-UNV-yyy-zz | Indoor Luminaires | Linear Ambient | Direct Linear Ambient Luminaires | Standard | FALSE | [9 empty] | 42538 |  |  | No |  | 3.1 | 2814 | 85 | 33.1 | 14.9 | 0.97 | 3500 | 83
PVBBEPV1 | Hubbell Lighting | Litecontrol | 4L-[DW PT LG NP SS P]-D-04-SOF-uu-35K-D070-D10-xx-UNV-yyy-zz | Indoor Luminaires | Linear Ambient | Direct Linear Ambient Luminaires | Standard | FALSE | [9 empty] | 42538 |  |  | No |  | 3.1 | 2814 | 90.6 | 31 | 14.9 | 0.97 | 3500 | 83
PGRNW9AQ | Hubbell Lighting | Litecontrol | 6L-[DW PT LG NP SS P]-D-06-SOF-uu-35K-D040-D10-xx-120-yyy-zz | Indoor Luminaires | Linear Ambient | Direct Linear Ambient Luminaires | Standard | FALSE | [9 empty] | 42538 |  |  | No |  | 3.1 | 2412 | 99.4 | 24.3 | 6.4 | 0.99 | 3500 | 83
P9S9M5WG | Hubbell Lighting | Litecontrol | 3L-[DW PT LG NP SS P]-D-06-SOF-uu-35K-D040-D10-xx-120-yyy-zz | Indoor Luminaires | Linear Ambient | Direct Linear Ambient Luminaires | Standard | FALSE | [9 empty] | 42538 |  |  | No |  | 3.1 | 2412 | 85 | 28.4 | 6.4 | 0.99 | 3500 | 83
P3R6V4MG | Hubbell Lighting | Litecontrol | 4L-[DW PT LG NP SS P]-D-06-SOF-uu-35K-D040-D10-xx-120-yyy-zz | Indoor Luminaires | Linear Ambient | Direct Linear Ambient Luminaires | Standard | FALSE | [9 empty] | 42538 |  |  | No |  | 3.1 | 2412 | 90.6 | 26.6 | 6.4 | 0.99 | 3500 | 83
PPPMTPGD | Hubbell Lighting | Litecontrol | 3L-[DW PT LG NP SS P]-D-03-SOF-uu-35K-D040-D10-xx-120-yyy-zz | Indoor Luminaires | Linear Ambient | Direct Linear Ambient Luminaires | Standard | FALSE | [9 empty] | 42538 |  |  | No |  | 3.1 | 1206 | 85 | 14.2 | 6.4 | 0.99 | 3500 | 83
PKG8KGSF | Hubbell Lighting | Litecontrol | 6L-[DW PT LG NP SS P]-D-03-SOF-uu-35K-D040-D10-xx-120-yyy-zz | Indoor Luminaires | Linear Ambient | Direct Linear Ambient Luminaires | Standard | FALSE | [9 empty] | 42538 |  |  | No |  | 3.1 | 1206 | 99.4 | 12.1 | 6.4 | 0.99 | 3500 | 83
PBD6299M | Hubbell Lighting | Litecontrol | 4L-[DW PT LG NP SS P]-D-03-SOF-uu-35K-D040-D10-xx-120-yyy-zz | Indoor Luminaires | Linear Ambient | Direct Linear Ambient Luminaires | Standard | FALSE | [9 empty] | 42538 |  |  | No |  | 3.1 | 1206 | 90.6 | 13.3 | 6.4 | 0.99 | 3500 | 83
PUY3RXQR | Hubbell Lighting | Litecontrol | 6L-[DW PT LG NP SS P]-D-08-SOF-uu-35K-D040-D10-xx-120-yyy-zz | Indoor Luminaires | Linear Ambient | Direct Linear Ambient Luminaires | Standard | FALSE | [9 empty] | 42538 |  |  | No |  | 3.1 | 3216 | 99.4 | 32.3 | 5.6 | 0.99 | 3500 | 83
PRXMVJY1 | Hubbell Lighting | Litecontrol | 4L-[DW PT LG NP SS P]-D-08-SOF-uu-35K-D040-D10-xx-120-yyy-zz | Indoor Luminaires | Linear Ambient | Direct Linear Ambient Luminaires | Standard | FALSE | [9 empty] | 42538 |  |  | No |  | 3.1 | 3216 | 90.6 | 35.5 | 5.6 | 0.99 | 3500 | 83
P1FTZG5Y | Hubbell Lighting | Litecontrol | 3L-[DW PT LG NP SS P]-D-08-SOF-uu-35K-D040-D10-xx-120-yyy-zz | Indoor Luminaires | Linear Ambient | Direct Linear Ambient Luminaires | Standard | FALSE | [9 empty] | 42538 |  |  | No |  | 3.1 | 3216 | 85 | 37.8 | 5.6 | 0.99 | 3500 | 83
PXQQ6SB7 | Hubbell Lighting | Litecontrol | 4L-[DW PT LG NP SS P]-D-04-SOF-uu-35K-D040-D10-xx-120-yyy-zz | Indoor Luminaires | Linear Ambient | Direct Linear Ambient Luminaires | Standard | FALSE | [9 empty] | 42538 |  |  | No |  | 3.1 | 1608 | 90.6 | 17.7 | 5.6 | 0.99 | 3500 | 83
PU7AHC15 | Hubbell Lighting | Litecontrol | 3L-[DW PT LG NP SS P]-D-04-SOF-uu-35K-D040-D10-xx-120-yyy-zz | Indoor Luminaires | Linear Ambient | Direct Linear Ambient Luminaires | Standard | FALSE | [9 empty] | 42538 |  |  | No |  | 3.1 | 1608 | 85 | 18.9 | 5.6 | 0.99 | 3500 | 83
PE2QCCAV | Hubbell Lighting | Litecontrol | 6L-[DW PT LG NP SS P]-D-04-SOF-uu-35K-D040-D10-xx-120-yyy-zz | Indoor Luminaires | Linear Ambient | Direct Linear Ambient Luminaires | Standard | FALSE | [9 empty] | 42538 |  |  | No |  | 3.1 | 1608 | 99.4 | 16.2 | 5.6 | 0.99 | 3500 | 83
PMX1UKQT | Hubbell Lighting | Litecontrol | 4L-[DW PT LG NP SS P]-D-06-SOF-uu-30K-D120-D10-xx-UNV-yyy-zz | Indoor Luminaires | Linear Ambient | Direct Linear Ambient Luminaires | Standard | FALSE | [9 empty] | 42538 |  |  | No |  | 3.1 | 7200 | 90.2 | 79.8 | 17.6 | 0.94 | 3000 | 83
PFFP927W | Hubbell Lighting | Litecontrol | 3L-[DW PT LG NP SS P]-D-06-SOF-uu-30K-D120-D10-xx-UNV-yyy-zz | Indoor Luminaires | Linear Ambient | Direct Linear Ambient Luminaires | Standard | FALSE | [9 empty] | 42538 |  |  | No |  | 3.1 | 7200 | 84.6 | 85.1 | 17.6 | 0.94 | 3000 | 83
PBNXTWWH | Hubbell Lighting | Litecontrol | 6L-[DW PT LG NP SS P]-D-06-SOF-uu-30K-D120-D10-xx-UNV-yyy-zz | Indoor Luminaires | Linear Ambient | Direct Linear Ambient Luminaires | Standard | FALSE | [9 empty] | 42538 |  |  | No |  | 3.1 | 7200 | 98.9 | 72.8 | 17.6 | 0.94 | 3000 | 83
PWAQKBW8 | Hubbell Lighting | Litecontrol | 4L-[DW PT LG NP SS P]-D-03-SOF-uu-30K-D120-D10-xx-UNV-yyy-zz | Indoor Luminaires | Linear Ambient | Direct Linear Ambient Luminaires | Standard | FALSE | [9 empty] | 42538 |  |  | No |  | 3.1 | 3600 | 90.2 | 39.9 | 17.6 | 0.94 | 3000 | 83
PMS3Q9X8 | Hubbell Lighting | Litecontrol | 6L-[DW PT LG NP SS P]-D-03-SOF-uu-30K-D120-D10-xx-UNV-yyy-zz | Indoor Luminaires | Linear Ambient | Direct Linear Ambient Luminaires | Standard | FALSE | [9 empty] | 42538 |  |  | No |  | 3.1 | 3600 | 98.9 | 36.4 | 17.6 | 0.94 | 3000 | 83
PDZNS78Y | Hubbell Lighting | Litecontrol | 3L-[DW PT LG NP SS P]-D-03-SOF-uu-30K-D120-D10-xx-UNV-yyy-zz | Indoor Luminaires | Linear Ambient | Direct Linear Ambient Luminaires | Standard | FALSE | [9 empty] | 42538 |  |  | No |  | 3.1 | 3600 | 84.6 | 42.6 | 17.6 | 0.94 | 3000 | 83
PYH11SQZ | Hubbell Lighting | Litecontrol | 3L-[DW PT LG NP SS P]-D-06-SOF-uu-30K-D070-D10-xx-UNV-yyy-zz | Indoor Luminaires | Linear Ambient | Direct Linear Ambient Luminaires | Standard | FALSE | [9 empty] | 42538 |  |  | No |  | 3.1 | 4200 | 84.6 | 49.6 | 17.3 | 0.91 | 3000 | 83
PY23DSSV | Hubbell Lighting | Litecontrol | 4L-[DW PT LG NP SS P]-D-06-SOF-uu-30K-D070-D10-xx-UNV-yyy-zz | Indoor Luminaires | Linear Ambient | Direct Linear Ambient Luminaires | Standard | FALSE | [9 empty] | 42538 |  |  | No |  | 3.1 | 4200 | 90.2 | 46.6 | 17.3 | 0.91 | 3000 | 83
PRNVF6FX | Hubbell Lighting | Litecontrol | 6L-[DW PT LG NP SS P]-D-06-SOF-uu-30K-D070-D10-xx-UNV-yyy-zz | Indoor Luminaires | Linear Ambient | Direct Linear Ambient Luminaires | Standard | FALSE | [9 empty] | 42538 |  |  | No |  | 3.1 | 4200 | 98.9 | 42.5 | 17.3 | 0.91 | 3000 | 83
PQB7HDXF | Hubbell Lighting | Litecontrol | 3L-[DW PT LG NP SS P]-D-03-SOF-uu-30K-D070-D10-xx-UNV-yyy-zz | Indoor Luminaires | Linear Ambient | Direct Linear Ambient Luminaires | Standard | FALSE | [9 empty] | 42538 |  |  | No |  | 3.1 | 2100 | 84.6 | 24.8 | 17.3 | 0.91 | 3000 | 83
PKBSDAF6 | Hubbell Lighting | Litecontrol | 6L-[DW PT LG NP SS P]-D-03-SOF-uu-30K-D070-D10-xx-UNV-yyy-zz | Indoor Luminaires | Linear Ambient | Direct Linear Ambient Luminaires | Standard | FALSE | [9 empty] | 42538 |  |  | No |  | 3.1 | 2100 | 98.9 | 21.2 | 17.3 | 0.91 | 3000 | 83
P8UMXZ1Q | Hubbell Lighting | Litecontrol | 4L-[DW PT LG NP SS P]-D-03-SOF-uu-30K-D070-D10-xx-UNV-yyy-zz | Indoor Luminaires | Linear Ambient | Direct Linear Ambient Luminaires | Standard | FALSE | [9 empty] | 42538 |  |  | No |  | 3.1 | 2100 | 90.2 | 23.3 | 17.3 | 0.91 | 3000 | 83
PFJFUSR3 | Hubbell Lighting | Litecontrol | 4L-[DW PT LG NP SS P]-D-08-SOF-uu-30K-D120-D10-xx-UNV-yyy-zz | Indoor Luminaires | Linear Ambient | Direct Linear Ambient Luminaires | Standard | FALSE | [9 empty] | 42538 |  |  | No |  | 3.1 | 9600 | 90.2 | 106.4 | 15.9 | 0.94 | 3000 | 83
P49T736X | Hubbell Lighting | Litecontrol | 3L-[DW PT LG NP SS P]-D-08-SOF-uu-30K-D120-D10-xx-UNV-yyy-zz | Indoor Luminaires | Linear Ambient | Direct Linear Ambient Luminaires | Standard | FALSE | [9 empty] | 42538 |  |  | No |  | 3.1 | 9600 | 84.6 | 113.5 | 15.9 | 0.94 | 3000 | 83
P1N2C9QB | Hubbell Lighting | Litecontrol | 6L-[DW PT LG NP SS P]-D-08-SOF-uu-30K-D120-D10-xx-UNV-yyy-zz | Indoor Luminaires | Linear Ambient | Direct Linear Ambient Luminaires | Standard | FALSE | [9 empty] | 42538 |  |  | No |  | 3.1 | 9600 | 98.9 | 97 | 15.9 | 0.94 | 3000 | 83
PKJTBS8F | Hubbell Lighting | Litecontrol | 4L-[DW PT LG NP SS P]-D-04-SOF-uu-30K-D120-D10-xx-UNV-yyy-zz | Indoor Luminaires | Linear Ambient | Direct Linear Ambient Luminaires | Standard | FALSE | [9 empty] | 42538 |  |  | No |  | 3.1 | 4800 | 90.2 | 53.2 | 15.9 | 0.94 | 3000 | 83
P5ERXHEM | Hubbell Lighting | Litecontrol | 6L-[DW PT LG NP SS P]-D-04-SOF-uu-30K-D120-D10-xx-UNV-yyy-zz | Indoor Luminaires | Linear Ambient | Direct Linear Ambient Luminaires | Standard | FALSE | [9 empty] | 42538 |  |  | No |  | 3.1 | 4800 | 98.9 | 48.5 | 15.9 | 0.94 | 3000 | 83
PYP3ZKEN | Hubbell Lighting | Litecontrol | 6L-[DW PT LG NP SS P]-D-08-SOF-uu-30K-D070-D10-xx-UNV-yyy-zz | Indoor Luminaires | Linear Ambient | Direct Linear Ambient Luminaires | Standard | FALSE | [9 empty] | 42538 |  |  | No |  | 3.1 | 5600 | 98.9 | 56.6 | 14.9 | 0.97 | 3000 | 83
P8XZVDF7 | Hubbell Lighting | Litecontrol | 3L-[DW PT LG NP SS P]-D-08-SOF-uu-30K-D070-D10-xx-UNV-yyy-zz | Indoor Luminaires | Linear Ambient | Direct Linear Ambient Luminaires | Standard | FALSE | [9 empty] | 42538 |  |  | No |  | 3.1 | 5600 | 84.6 | 66.2 | 14.9 | 0.97 | 3000 | 83
P7SX2WU7 | Hubbell Lighting | Litecontrol | 4L-[DW PT LG NP SS P]-D-08-SOF-uu-30K-D070-D10-xx-UNV-yyy-zz | Indoor Luminaires | Linear Ambient | Direct Linear Ambient Luminaires | Standard | FALSE | [9 empty] | 42538 |  |  | No |  | 3.1 | 5600 | 90.2 | 62.1 | 14.9 | 0.97 | 3000 | 83
PKRWX2U8 | Hubbell Lighting | Litecontrol | 3L-[DW PT LG NP SS P]-D-04-SOF-uu-30K-D070-D10-xx-UNV-yyy-zz | Indoor Luminaires | Linear Ambient | Direct Linear Ambient Luminaires | Standard | FALSE | [9 empty] | 42538 |  |  | No |  | 3.1 | 2800 | 84.6 | 33.1 | 14.9 | 0.97 | 3000 | 83
P4V9UXSA | Hubbell Lighting | Litecontrol | 4L-[DW PT LG NP SS P]-D-04-SOF-uu-30K-D070-D10-xx-UNV-yyy-zz | Indoor Luminaires | Linear Ambient | Direct Linear Ambient Luminaires | Standard | FALSE | [9 empty] | 42538 |  |  | No |  | 3.1 | 2800 | 90.2 | 31 | 14.9 | 0.97 | 3000 | 83
P3UENW9H | Hubbell Lighting | Litecontrol | 6L-[DW PT LG NP SS P]-D-04-SOF-uu-30K-D070-D10-xx-UNV-yyy-zz | Indoor Luminaires | Linear Ambient | Direct Linear Ambient Luminaires | Standard | FALSE | [9 empty] | 42538 |  |  | No |  | 3.1 | 2800 | 98.9 | 28.3 | 14.9 | 0.97 | 3000 | 83
PZPZSQ3J | Hubbell Lighting | Litecontrol | 6L-[DW PT LG NP SS P]-D-06-SOF-uu-30K-D040-D10-xx-120-yyy-zz | Indoor Luminaires | Linear Ambient | Direct Linear Ambient Luminaires | Standard | FALSE | [9 empty] | 42538 |  |  | No |  | 3.1 | 2400 | 98.9 | 24.3 | 6.4 | 0.99 | 3000 | 83
P8KHT8HM | Hubbell Lighting | Litecontrol | 4L-[DW PT LG NP SS P]-D-06-SOF-uu-30K-D040-D10-xx-120-yyy-zz | Indoor Luminaires | Linear Ambient | Direct Linear Ambient Luminaires | Standard | FALSE | [9 empty] | 42538 |  |  | No |  | 3.1 | 2400 | 90.2 | 26.6 | 6.4 | 0.99 | 3000 | 83
P1SHBC2F | Hubbell Lighting | Litecontrol | 3L-[DW PT LG NP SS P]-D-06-SOF-uu-30K-D040-D10-xx-120-yyy-zz | Indoor Luminaires | Linear Ambient | Direct Linear Ambient Luminaires | Standard | FALSE | [9 empty] | 42538 |  |  | No |  | 3.1 | 2400 | 84.6 | 28.4 | 6.4 | 0.99 | 3000 | 83
PVXFGR81 | Hubbell Lighting | Litecontrol | 6L-[DW PT LG NP SS P]-D-03-SOF-uu-30K-D040-D10-xx-120-yyy-zz | Indoor Luminaires | Linear Ambient | Direct Linear Ambient Luminaires | Standard | FALSE | [9 empty] | 42538 |  |  | No |  | 3.1 | 1200 | 98.9 | 12.1 | 6.4 | 0.99 | 3000 | 83
P6EDRER9 | Hubbell Lighting | Litecontrol | 4L-[DW PT LG NP SS P]-D-03-SOF-uu-30K-D040-D10-xx-120-yyy-zz | Indoor Luminaires | Linear Ambient | Direct Linear Ambient Luminaires | Standard | FALSE | [9 empty] | 42538 |  |  | No |  | 3.1 | 1200 | 90.2 | 13.3 | 6.4 | 0.99 | 3000 | 83
PZR6T8PM | Hubbell Lighting | Litecontrol | 4L-[DW PT LG NP SS P]-D-08-SOF-uu-30K-D040-D10-xx-120-yyy-zz | Indoor Luminaires | Linear Ambient | Direct Linear Ambient Luminaires | Standard | FALSE | [9 empty] | 42538 |  |  | No |  | 3.1 | 3200 | 90.2 | 35.5 | 5.6 | 0.99 | 3000 | 83
PSKJKSJH | Hubbell Lighting | Litecontrol | 3L-[DW PT LG NP SS P]-D-08-SOF-uu-30K-D040-D10-xx-120-yyy-zz | Indoor Luminaires | Linear Ambient | Direct Linear Ambient Luminaires | Standard | FALSE | [9 empty] | 42538 |  |  | No |  | 3.1 | 3200 | 84.6 | 37.8 | 5.6 | 0.99 | 3000 | 83
PQUHDSV1 | Hubbell Lighting | Litecontrol | 6L-[DW PT LG NP SS P]-D-08-SOF-uu-30K-D040-D10-xx-120-yyy-zz | Indoor Luminaires | Linear Ambient | Direct Linear Ambient Luminaires | Standard | FALSE | [9 empty] | 42538 |  |  | No |  | 3.1 | 3200 | 98.9 | 32.3 | 5.6 | 0.99 | 3000 | 83
PZZ68B3R | Hubbell Lighting | Litecontrol | 4L-[DW PT LG NP SS P]-D-04-SOF-uu-30K-D040-D10-xx-120-yyy-zz | Indoor Luminaires | Linear Ambient | Direct Linear Ambient Luminaires | Standard | FALSE | [9 empty] | 42538 |  |  | No |  | 3.1 | 1600 | 90.2 | 17.7 | 5.6 | 0.99 | 3000 | 83
PQPKGWGT | Hubbell Lighting | Litecontrol | 3L-[DW PT LG NP SS P]-D-04-SOF-uu-30K-D040-D10-xx-120-yyy-zz | Indoor Luminaires | Linear Ambient | Direct Linear Ambient Luminaires | Standard | FALSE | [9 empty] | 42538 |  |  | No |  | 3.1 | 1600 | 84.6 | 18.9 | 5.6 | 0.99 | 3000 | 83
PE7CC6ND | Hubbell Lighting | Litecontrol | 6L-[DW PT LG NP SS P]-D-04-SOF-uu-30K-D040-D10-xx-120-yyy-zz | Indoor Luminaires | Linear Ambient | Direct Linear Ambient Luminaires | Standard | FALSE | [9 empty] | 42538 |  |  | No |  | 3.1 | 1600 | 98.9 | 16.2 | 5.6 | 0.99 | 3000 | 83
PE2DXHQS | DECO Lighting | Deco | DWD-LED-4-50-50-UNV | Indoor Luminaires | Linear Ambient | Direct Linear Ambient Luminaires | Standard | FALSE | [9 empty] | 42538 |  |  | NotYetVerified |  | 3 | 5100 | 100 | 50 | 20 | 0.9 | 5000 | 80
P26ZYGYT | DECO Lighting | Deco | DWD-LED-4-40-50-UNV | Indoor Luminaires | Linear Ambient | Direct Linear Ambient Luminaires | Standard | FALSE | [9 empty] | 42538 |  |  | NotYetVerified |  | 3 | 4100 | 100 | 40 | 20 | 0.9 | 5000 | 80
PUQFBJWX | DECO Lighting | Deco | DWD-LED-2-30-50-UNV | Indoor Luminaires | Linear Ambient | Direct Linear Ambient Luminaires | Standard | FALSE | [9 empty] | 42538 |  |  | NotYetVerified |  | 3 | 2900 | 100 | 30 | 20 | 0.9 | 5000 | 80
PH5UTPTC | ATG Electronics Corp. | ATG Electronics Corp. | LIFI-35F-8FT | Indoor Luminaires | Linear Ambient | Direct Linear Ambient Luminaires | Standard | FALSE | [9 empty] | 42538 | Dimmable | Continuous Below 10 | No |  | 4.1 | 6600 | 83 | 81 | 16.5 | 0.91 | 3500 | 96
PVDJGW2T | Dongbu Lightec | LumiDas-LML | LML49-UM-L4-NF-XX | Indoor Luminaires | Linear Ambient | Direct Linear Ambient Luminaires | Premium | TRUE | 5869 | 123.5 | 47.5 | 16.4 | 0.937 | 4008 | 84.5 | 5 | 50000 | 42537 |  |  | No |  | 3.1 | 5780 | 121.5 | 49 | 16.4 | 0.94 | 4000 | 84.5
PY5ZCAEY | Dongbu Lightec | LumiDas-LML | LML49-UM-L4-DF-XX | Indoor Luminaires | Linear Ambient | Direct Linear Ambient Luminaires | Premium | FALSE | [9 empty] | 42537 |  |  | No |  | 3.1 | 6101 | 129.3 | 49 | 16.1 | 0.94 | 5000 | 84.4
PENNTSXW | Southwest Energy | SW Lighting | SW-1X4MP-LED60-NW-347 | Indoor Luminaires | Linear Ambient | Direct Linear Ambient Luminaires | Standard | TRUE | 6439 | 104.4 | 61.65 | 16.83 | 0.9794 | 4019 | 83.62 | 7 | 50000 | 42536 |  |  | NotYetVerified |  | 3 | 6439 | 104.4 | 61.65 | 16.83 | 0.9794 | 4019 | 83.6
PR24ZD7E | Amled Technologies Inc | Amled | CL-1200-22-T5C-C-SL(3000K) | Indoor Luminaires | Linear Ambient | Direct Linear Ambient Luminaires | Standard | TRUE | 3261.9 | 112.87 | 28.9 | 10.89 | 0.9588 | 3107 | 83.7 | 5 | 50000 | 42536 |  |  | No |  | 3.1 | 3261.9 | 112.87 | 28.9 | 10.89 | 0.9588 | 3000 | 83.7
PMUSC454 | Amled Technologies Inc | Amled | CL-1800-28T5C-C-DL(3000K) | Indoor Luminaires | Linear Ambient | Direct Linear Ambient Luminaires | Standard | TRUE | 2454.2 | 115.64 | 21.22 | 15.23 | 0.9476 | 3068 | 82.6 | 5 | 50000 | 42536 |  |  | No |  | 3.1 | 2469.4 | 117.32 | 21.05 | 15.23 | 0.9476 | 3000 | 82.6
P3E7R8CN | Amled Technologies Inc | Amled | CL-1800-28-T8C-C-SL(3000K) | Indoor Luminaires | Linear Ambient | Direct Linear Ambient Luminaires | Standard | TRUE | 2660.6 | 90.74 | 29.32 | 12.56 | 0.9476 | 3112 | 83.8 | 5 | 50000 | 42536 |  |  | No |  | 3.1 | 2668.2 | 92.42 | 28.87 | 12.56 | 0.9476 | 3000 | 83.8
P6SGZJR6 | Jiangsu Ever-Tie Lighting Co. Ltd | Ever-tie | ETLSN-2FT/HL/DM 3000K (A1+B1) | Indoor Luminaires | Linear Ambient | Direct Linear Ambient Luminaires | Premium | TRUE | 2069.16 | 111.47 | 18.56 | 6.1 | 0.9475 | 3087 | 81.33 | 5 | 50000 | 42536 |  |  | No |  | 3.1 | 2240 | 112 | 20 | 6.1 | 0.95 | 3000 | 80
PU7QRHPF | Amled Technologies Inc | Amled | CL-1200-22-T8C-C-SL(3000K) | Indoor Luminaires | Linear Ambient | Direct Linear Ambient Luminaires | Standard | TRUE | 1992.9 | 82.66 | 24.11 | 12.35 | 0.9397 | 3101 | 83.3 | 5 | 50000 | 42536 |  |  | No |  | 3.1 | 2006.1 | 83.31 | 24.08 | 12.35 | 0.9397 | 3000 | 83.3
PR74KY3Y | Amled Technologies Inc | Amled | CL-1800-28-T5C-C-SL(3000K) | Indoor Luminaires | Linear Ambient | Direct Linear Ambient Luminaires | Standard | TRUE | 3592.1 | 92.2 | 38.8 | 10.57 | 0.9382 | 3097 | 84 | 5 | 50000 | 42536 |  |  | No |  | 3.1 | 3568.1 | 93.41 | 38.2 | 10.57 | 0.9382 | 3000 | 84
P6R46RHM | Amled Technologies Inc | Amled | CL-1500-25-T8C-C-SL(3000K) | Indoor Luminaires | Linear Ambient | Direct Linear Ambient Luminaires | Standard | TRUE | 2069.1 | 86.86 | 23.82 | 9.67 | 0.9373 | 3138 | 83.9 | 5 | 50000 | 42536 |  |  | No |  | 3.1 | 2105.5 | 87.04 | 24.19 | 9.67 | 0.9373 | 3000 | 83.9
PYYYHMRQ | Mobern Lighting Co | Mobern Lighting | VW4-LED57DMVSSF30xx | Indoor Luminaires | Linear Ambient | Direct Linear Ambient Luminaires | Standard | TRUE | 6366.3 | 110.2 | 57.77 | 8.7 | 0.924 | 3136 | 84 | 5 | 50000 | 42536 |  |  | Yes |  | 3.1 | 6366 | 110 | 57.77 | 4.8 | 0.998 | 3000 | 84
PWX8WMWD | Mobern Lighting Co | Mobern Lighting | VW4-LED23DMVSSF30xx | Indoor Luminaires | Linear Ambient | Direct Linear Ambient Luminaires | Standard | TRUE | 3007.4 | 126.7 | 23.73 | 8.7 | 0.924 | 3110 | 84 | 5 | 50000 | 42536 |  |  | Yes |  | 3.1 | 3007 | 127 | 23.7 | 8.3 | 0.991 | 3000 | 84
PSU6ACZW | Amled Technologies Inc | Amled | CL-1500-25-T5C-C-SL(3000K) | Indoor Luminaires | Linear Ambient | Direct Linear Ambient Luminaires | Standard | TRUE | 4100.6 | 102.44 | 40.03 | 9.82 | 0.9129 | 3106 | 84.1 | 5 | 50000 | 42536 |  |  | No |  | 3.1 | 4105.2 | 103.77 | 39.56 | 9.82 | 0.9129 | 3000 | 84.1
PP9GD481 | Southwest Energy | SW Lighting | SW-1X4MP-LED30-NW-UNV | Indoor Luminaires | Linear Ambient | Direct Linear Ambient Luminaires | Standard | TRUE | 3501 | 116.2 | 30.12 | 16.39 | 0.9116 | 3976 | 84.02 | 7 | 50000 | 42536 |  |  | NotYetVerified |  | 3 | 3501 | 116.2 | 30.12 | 16.39 | 0.9116 | 3976 | 84
PURG3QPJ | Amled Technologies Inc | Amled | CL-1500-25T5C-C-DL(3000K) | Indoor Luminaires | Linear Ambient | Direct Linear Ambient Luminaires | Standard | TRUE | 2292.8 | 119.68 | 19.16 | 16.24 | 0.9096 | 3060 | 82.4 | 5 | 50000 | 42536 |  |  | No |  | 3.1 | 2299 | 121.27 | 18.96 | 16.24 | 0.9096 | 3000 | 82.4
PJDGGXR9 | Southwest Energy | SW Lighting | SW-1X4MP-LED45-CW-UNV | Indoor Luminaires | Linear Ambient | Direct Linear Ambient Luminaires | Standard | TRUE | 4948 | 108.3 | 45.69 | 14.6 | 0.9017 | 5094 | 83.08 | 7 | 50000 | 42536 |  |  | NotYetVerified |  | 3 | 4948 | 108.3 | 45.69 | 5.39 | 0.9975 | 5094 | 83.1
PTKRKV2R | Southwest Energy | SW Lighting | SW-1X4MP-LED60-CW-347 | Indoor Luminaires | Linear Ambient | Direct Linear Ambient Luminaires | Standard | FALSE | [9 empty] | 42536 |  |  | NotYetVerified |  | 3 | 6570 | 106.6 | 61.65 | 16.83 | 0.9794 | 5094 | 83.1
PK8PH3ES | Southwest Energy | SW Lighting | SW-1X4MP-LED30-CW-UNV | Indoor Luminaires | Linear Ambient | Direct Linear Ambient Luminaires | Standard | FALSE | [9 empty] | 42536 |  |  | NotYetVerified |  | 3 | 3573 | 118.6 | 30.12 | 16.39 | 0.9116 | 5094 | 83.1
PT1FP51P | Southwest Energy | SW Lighting | SW-1X4MP-LED60-CW-UNV | Indoor Luminaires | Linear Ambient | Direct Linear Ambient Luminaires | Standard | FALSE | [9 empty] | 42536 |  |  | NotYetVerified |  | 3 | 6263 | 110.9 | 56.5 | 14.6 | 0.9017 | 5094 | 83.1
P9W71N6H | Southwest Energy | SW Lighting | SW-1X4MP-LED30-CW-347 | Indoor Luminaires | Linear Ambient | Direct Linear Ambient Luminaires | Standard | FALSE | [9 empty] | 42536 |  |  | NotYetVerified |  | 3 | 3877 | 118.3 | 32.77 | 10.29 | 0.9575 | 5094 | 83.1
P6CQEJ5R | Southwest Energy | SW Lighting | SW-1X4MP-LED45-CW-347 | Indoor Luminaires | Linear Ambient | Direct Linear Ambient Luminaires | Standard | FALSE | [9 empty] | 42536 |  |  | NotYetVerified |  | 3 | 5226 | 110 | 47.49 | 7.79 | 0.9772 | 5094 | 83.1
P51NSE5X | Southwest Energy | SW Lighting | SW-1X4MP-LED45-NW-347 | Indoor Luminaires | Linear Ambient | Direct Linear Ambient Luminaires | Standard | FALSE | [9 empty] | 42536 |  |  | NotYetVerified |  | 3 | 5119 | 107.8 | 47.49 | 7.79 | 0.9772 | 4085 | 84
PRWJQ3PJ | Southwest Energy | SW Lighting | SW-1X4MP-LED60-NW-UNV | Indoor Luminaires | Linear Ambient | Direct Linear Ambient Luminaires | Standard | FALSE | [9 empty] | 42536 |  |  | NotYetVerified |  | 3 | 6134 | 108.6 | 56.5 | 14.6 | 0.9017 | 4084 | 83.8
PKDCWAHJ | Southwest Energy | SW Lighting | SW-1X4MP-LED30-NW-347 | Indoor Luminaires | Linear Ambient | Direct Linear Ambient Luminaires | Standard | FALSE | [9 empty] | 42536 |  |  | NotYetVerified |  | 3 | 3798 | 115.9 | 32.77 | 10.29 | 0.9575 | 3995 | 83.7
P7UV5QFN | Southwest Energy | SW Lighting | SW-1X4MP-LED45-NW-UNV | Indoor Luminaires | Linear Ambient | Direct Linear Ambient Luminaires | Standard | FALSE | [9 empty] | 42536 |  |  | NotYetVerified |  | 3 | 4528 | 106.1 | 42.68 | 16.39 | 0.999 | 3976 | 84
P72SM594 | Jiangsu Ever-Tie Lighting Co. Ltd | Ever-tie | ETLSN-2FT/HL/DM 5000K (A1+B1) | Indoor Luminaires | Linear Ambient | Direct Linear Ambient Luminaires | Premium | FALSE | [9 empty] | 42536 |  |  | No |  | 3.1 | 2360 | 118 | 20 | 6.1 | 0.95 | 5000 | 80
PMJ4XTF5 | Jiangsu Ever-Tie Lighting Co. Ltd | Ever-tie | ETLSN-2FT/HL/DM 4000K (A1+B1) | Indoor Luminaires | Linear Ambient | Direct Linear Ambient Luminaires | Premium | FALSE | [9 empty] | 42536 |  |  | No |  | 3.1 | 2300 | 115 | 20 | 6.1 | 0.95 | 4000 | 80
P635XWTK | Jiangsu Ever-Tie Lighting Co. Ltd | Ever-tie | ETLSN-2FT/HL/DM 3500K (A1+B1) | Indoor Luminaires | Linear Ambient | Direct Linear Ambient Luminaires | Premium | FALSE | [9 empty] | 42536 |  |  | No |  | 3.1 | 2260 | 113 | 20 | 6.1 | 0.95 | 3500 | 80
PH9JMUVY | Mobern Lighting Co | Mobern Lighting | VW4-LED23DMVSSF50xx | Indoor Luminaires | Linear Ambient | Direct Linear Ambient Luminaires | Standard | FALSE | [9 empty] | 42536 |  |  | Yes |  | 3.1 | 3337 | 141 | 23.7 | 8.3 | 0.991 | 5000 | 84
PX9MH5HN | Mobern Lighting Co | Mobern Lighting | VW4-LED35DMVSSF50xx | Indoor Luminaires | Linear Ambient | Direct Linear Ambient Luminaires | Standard | FALSE | [9 empty] | 42536 |  |  | Yes |  | 3.1 | 4409 | 126 | 35.1 | 6.8 | 0.994 | 5000 | 84
P6UVG19F | Mobern Lighting Co | Mobern Lighting | VW4-LED48DMVSSF50xx | Indoor Luminaires | Linear Ambient | Direct Linear Ambient Luminaires | Standard | FALSE | [9 empty] | 42536 |  |  | Yes |  | 3.1 | 5804 | 122 | 47.6 | 5.6 | 0.997 | 5000 | 84
PJWZMMX2 | Mobern Lighting Co | Mobern Lighting | VW4-LED57DMVSSF50xx | Indoor Luminaires | Linear Ambient | Direct Linear Ambient Luminaires | Standard | FALSE | [9 empty] | 42536 |  |  | Yes |  | 3.1 | 7065 | 122 | 57.77 | 4.8 | 0.998 | 5000 | 84
PSUC82NG | Mobern Lighting Co | Mobern Lighting | VW4-LED23DMVSSF40xx | Indoor Luminaires | Linear Ambient | Direct Linear Ambient Luminaires | Standard | FALSE | [9 empty] | 42536 |  |  | Yes |  | 3.1 | 3206 | 135 | 23.7 | 8.3 | 0.991 | 4000 | 84
PUDZ2N5Z | Mobern Lighting Co | Mobern Lighting | VW4-LED35DMVSSF40xx | Indoor Luminaires | Linear Ambient | Direct Linear Ambient Luminaires | Standard | FALSE | [9 empty] | 42536 |  |  | Yes |  | 3.1 | 4235 | 121 | 35.1 | 6.8 | 0.994 | 4000 | 84
PFZZUT6Z | Mobern Lighting Co | Mobern Lighting | VW4-LED48DMVSSF40xx | Indoor Luminaires | Linear Ambient | Direct Linear Ambient Luminaires | Standard | FALSE | [9 empty] | 42536 |  |  | Yes |  | 3.1 | 5575 | 117 | 47.6 | 5.6 | 0.997 | 4000 | 84
P5U46RJS | Mobern Lighting Co | Mobern Lighting | VW4-LED57DMVSSF40xx | Indoor Luminaires | Linear Ambient | Direct Linear Ambient Luminaires | Standard | FALSE | [9 empty] | 42536 |  |  | Yes |  | 3.1 | 6787 | 117 | 57.77 | 4.8 | 0.998 | 4000 | 84
P87HCBAG | Mobern Lighting Co | Mobern Lighting | VW4-LED23DMVSSF35xx | Indoor Luminaires | Linear Ambient | Direct Linear Ambient Luminaires | Standard | FALSE | [9 empty] | 42536 |  |  | Yes |  | 3.1 | 3100 | 131 | 23.7 | 8.3 | 0.991 | 3500 | 84
PBNNHH5M | Mobern Lighting Co | Mobern Lighting | VW4-LED35DMVSSF35xx | Indoor Luminaires | Linear Ambient | Direct Linear Ambient Luminaires | Standard | FALSE | [9 empty] | 42536 |  |  | Yes |  | 3.1 | 4095 | 117 | 35.1 | 6.8 | 0.994 | 3500 | 84
PHJF8RQR | Mobern Lighting Co | Mobern Lighting | VW4-LED48DMVSSF35xx | Indoor Luminaires | Linear Ambient | Direct Linear Ambient Luminaires | Standard | FALSE | [9 empty] | 42536 |  |  | Yes |  | 3.1 | 5391 | 113 | 47.6 | 5.6 | 0.997 | 3500 | 84
PYDSFQGK | Mobern Lighting Co | Mobern Lighting | VW4-LED57DMVSSF35xx | Indoor Luminaires | Linear Ambient | Direct Linear Ambient Luminaires | Standard | FALSE | [9 empty] | 42536 |  |  | Yes |  | 3.1 | 6563 | 114 | 57.77 | 4.8 | 0.998 | 3500 | 84
P4Y96DU3 | Mobern Lighting Co | Mobern Lighting | VW4-LED35DMVSSF30xx | Indoor Luminaires | Linear Ambient | Direct Linear Ambient Luminaires | Standard | FALSE | [9 empty] | 42536 |  |  | Yes |  | 3.1 | 3972 | 113 | 35.1 | 6.8 | 0.994 | 3000 | 84
PXYJ2BQE | Mobern Lighting Co | Mobern Lighting | VW4-LED48DMVSSF30xx | Indoor Luminaires | Linear Ambient | Direct Linear Ambient Luminaires | Standard | FALSE | [9 empty] | 42536 |  |  | Yes |  | 3.1 | 5229 | 110 | 47.6 | 5.6 | 0.997 | 3000 | 84
P88P9D19 | Amled Technologies Inc | Amled | CL-1800-28-T8C-C-SL(5000K) | Indoor Luminaires | Linear Ambient | Direct Linear Ambient Luminaires | Standard | FALSE | [9 empty] | 42536 | Not Dimmable | Not Dimmable | No |  | 3.1 | 2854 | 95.74 | 29.81 | 12.59 | 0.9457 | 5000 | 83.7
PRP8BB5V | Amled Technologies Inc | Amled | CL-1200-22-T8C-C-SL(5000K) | Indoor Luminaires | Linear Ambient | Direct Linear Ambient Luminaires | Standard | FALSE | [9 empty] | 42536 | Not Dimmable | Not Dimmable | No |  | 3.1 | 2057 | 85.28 | 24.12 | 12.21 | 0.9386 | 5000 | 83.6
P122DW1T | Amled Technologies Inc | Amled | CL-1800-28-T5C-C-SL(5000K) | Indoor Luminaires | Linear Ambient | Direct Linear Ambient Luminaires | Standard | FALSE | [9 empty] | 42536 | Not Dimmable | Not Dimmable | No |  | 3.1 | 3675 | 95.33 | 38.55 | 10.13 | 0.9374 | 5000 | 83.4
P66P5HS6 | Amled Technologies Inc | Amled | CL-1500-25-T5C-C-SL(5000K) | Indoor Luminaires | Linear Ambient | Direct Linear Ambient Luminaires | Standard | FALSE | [9 empty] | 42536 | Not Dimmable | Not Dimmable | No |  | 3.1 | 4193 | 104.96 | 39.95 | 9.71 | 0.9133 | 5000 | 83.3
PD1N1421 | Amled Technologies Inc | Amled | CL-1500-25-T8C-C-SL(5000K) | Indoor Luminaires | Linear Ambient | Direct Linear Ambient Luminaires | Standard | FALSE | [9 empty] | 42536 | Not Dimmable | Not Dimmable | No |  | 3.1 | 2153 | 88.53 | 24.32 | 9.41 | 0.9365 | 5000 | 83.3
PESVRGU6 | Amled Technologies Inc | Amled | CL-1500-25T5C-C-DL(5000K) | Indoor Luminaires | Linear Ambient | Direct Linear Ambient Luminaires | Standard | FALSE | [9 empty] | 42536 | Not Dimmable | Not Dimmable | No |  | 3.1 | 2369 | 123.51 | 19.18 | 16.02 | 0.9087 | 5000 | 83
PXAJ8E1S | Amled Technologies Inc | Amled | CL-1800-28T5C-C-DL(5000K) | Indoor Luminaires | Linear Ambient | Direct Linear Ambient Luminaires | Standard | FALSE | [9 empty] | 42536 | Not Dimmable | Not Dimmable | No |  | 3.1 | 2518 | 118.83 | 21.19 | 14.76 | 0.9451 | 5000 | 82.8
P3AVXPXR | Amled Technologies Inc | Amled | CL-1200-22-T5C-C-SL(5000K) | Indoor Luminaires | Linear Ambient | Direct Linear Ambient Luminaires | Standard | FALSE | [9 empty] | 42536 | Not Dimmable | Not Dimmable | No |  | 3.1 | 3327 | 114.57 | 29.04 | 11.64 | 0.9573 | 5000 | 82.4
PBJNRWTA | Zhongshan Luxmode Industrial Co. LTD | Luxmode | LE015-40K | Indoor Retrofit Kit | Linear Ambient | Retrofit Kits for Direct Linear Ambient Luminaires | Standard | TRUE | 5297.52 | 119 | 44.3 | 8.7 | 0.961 | 4188 | 84.9 | 5 | 50000 | 42535 |  |  | No |  | 3.1 | 5060 | 110 | 46 | 11 | 0.992 | 4000 | 86
PFAJBZB7 | Zhongshan Luxmode Industrial Co. LTD | Luxmode | LE014-40K | Indoor Retrofit Kit | Linear Ambient | Retrofit Kits for Direct Linear Ambient Luminaires | Standard | TRUE | 2738 | 119 | 23 | 8 | 0.937 | 5052 | 83.3 | 5 | 50000 | 42535 |  |  | No |  | 3.1 | 2738 | 119 | 23 | 9 | 0.993 | 4000 | 85
PPR3EBSE | Zhongshan Luxmode Industrial Co. LTD | Luxmode | LE015-50K | Indoor Retrofit Kit | Linear Ambient | Retrofit Kits for Direct Linear Ambient Luminaires | Standard | FALSE | [9 empty] | 42535 |  |  | No |  | 3.1 | 5068 | 110 | 46 | 11 | 0.993 | 5000 | 83
PEDGR51C | Zhongshan Luxmode Industrial Co. LTD | Luxmode | LE014-50K | Indoor Retrofit Kit | Linear Ambient | Retrofit Kits for Direct Linear Ambient Luminaires | Standard | FALSE | [9 empty] | 42535 |  |  | No |  | 3.1 | 2744 | 120 | 23 | 8 | 0.994 | 5000 | 83
PSFEYKBM | FSC Lighting | Mirus lighting | L8596-2-12WT/2'-30K-94%-OS-[SDIM25 33 50] | Indoor Luminaires | Linear Ambient | Direct Linear Ambient Luminaires | Standard | FALSE | [9 empty] | 42535 |  |  | Yes |  | 3 | 3492.36 | 116 | 30 | 7 | 1 | 5000 | 85
P6C111JC | FSC Lighting | FSC Lighting | L8596-2-12WT/2'-30K-94%-OS-[SDIM25 33 50] | Indoor Luminaires | Linear Ambient | Direct Linear Ambient Luminaires | Standard | FALSE | [9 empty] | 42535 |  |  | Yes |  | 3 | 3492.36 | 116 | 30 | 7 | 1 | 5000 | 85
PVN38W4N | FSC Lighting | FSC Lighting | L8596-2-25WT/2'/50K/94%-OS-[SDIM25 33 50] | Indoor Luminaires | Linear Ambient | Direct Linear Ambient Luminaires | Standard | FALSE | [9 empty] | 42535 |  |  | Yes |  | 3 | 6357 | 113 | 56.22 | 7.13 | 0.98 | 5000 | 83
PN41JHQZ | FSC Lighting | Mirus lighting | L8596-2-25WT/2'/50K/94%-OS-[SDIM25 33 50] | Indoor Luminaires | Linear Ambient | Direct Linear Ambient Luminaires | Standard | FALSE | [9 empty] | 42535 |  |  | Yes |  | 3 | 6357 | 113 | 56.22 | 7.13 | 0.98 | 5000 | 83
PM6EAWGP | FSC Lighting | Mirus lighting | L8596-2-12WT/2'-50K-94%-[OS OSD] | Indoor Luminaires | Linear Ambient | Direct Linear Ambient Luminaires | Standard | FALSE | [9 empty] | 42535 |  |  | Yes |  | 3 | 3492.36 | 116 | 30 | 7 | 1 | 5000 | 85
PCQTR43S | FSC Lighting | FSC Lighting | L8596-2-12WT/2'-50K-94%-[OS OSD] | Indoor Luminaires | Linear Ambient | Direct Linear Ambient Luminaires | Standard | FALSE | [9 empty] | 42535 |  |  | Yes |  | 3 | 3492.36 | 116 | 30 | 7 | 1 | 5000 | 85
PYFTDGEE | FSC Lighting | Mirus lighting | L8596-2-25WT/2'/50K/94%-[OS OSD] | Indoor Luminaires | Linear Ambient | Direct Linear Ambient Luminaires | Standard | FALSE | [9 empty] | 42535 |  |  | Yes |  | 3 | 6357 | 113 | 56.22 | 7.13 | 0.98 | 5000 | 83
P1ANMEBJ | FSC Lighting | FSC Lighting | L8596-2-25WT/2'/50K/94%-[OS OSD] | Indoor Luminaires | Linear Ambient | Direct Linear Ambient Luminaires | Standard | FALSE | [9 empty] | 42535 |  |  | Yes |  | 3 | 6357 | 113 | 56.22 | 7.13 | 0.98 | 5000 | 83
PN21CTQD | FSC Lighting | Mirus lighting | L8596-2-12WT/2'-30K-94%-OS-[SDIM25 33 50] | Indoor Luminaires | Linear Ambient | Direct Linear Ambient Luminaires | Standard | FALSE | [9 empty] | 42535 |  |  | Yes |  | 3 | 3298 | 109 | 30 | 7 | 1 | 4000 | 85
P6V2EJT3 | FSC Lighting | FSC Lighting | L8596-2-12WT/2'-30K-94%-OS-[SDIM25 33 50] | Indoor Luminaires | Linear Ambient | Direct Linear Ambient Luminaires | Standard | FALSE | [9 empty] | 42535 |  |  | Yes |  | 3 | 3298 | 109 | 30 | 7 | 1 | 4000 | 85
PVBF8Z1R | FSC Lighting | FSC Lighting | L8596-2-25WT/2'/40K/94%-OS-[SDIM25 33 50] | Indoor Luminaires | Linear Ambient | Direct Linear Ambient Luminaires | Standard | FALSE | [9 empty] | 42535 |  |  | Yes |  | 3 | 6054.7 | 108 | 56.22 | 7.06 | 0.98 | 4000 | 83
PGKTBKHA | FSC Lighting | Mirus lighting | L8596-2-25WT/2'/40K/94%-OS-[SDIM25 33 50] | Indoor Luminaires | Linear Ambient | Direct Linear Ambient Luminaires | Standard | FALSE | [9 empty] | 42535 |  |  | Yes |  | 3 | 6054.7 | 108 | 56.22 | 7.06 | 0.98 | 4000 | 83
PV3RVK9W | FSC Lighting | Mirus lighting | L8596-2-12WT/2'-40K-94%-[OS OSD] | Indoor Luminaires | Linear Ambient | Direct Linear Ambient Luminaires | Standard | FALSE | [9 empty] | 42535 |  |  | Yes |  | 3 | 3298 | 109 | 30 | 7 | 1 | 4000 | 85
PKXYXQGC | FSC Lighting | FSC Lighting | L8596-2-12WT/2'-40K-94%-[OS OSD] | Indoor Luminaires | Linear Ambient | Direct Linear Ambient Luminaires | Standard | FALSE | [9 empty] | 42535 |  |  | Yes |  | 3 | 3298 | 109 | 30 | 7 | 1 | 4000 | 85
PA1S2VS5 | FSC Lighting | FSC Lighting | L8596-2-25WT/2'/40K/94%-[OS OSD] | Indoor Luminaires | Linear Ambient | Direct Linear Ambient Luminaires | Standard | FALSE | [9 empty] | 42535 |  |  | Yes |  | 3 | 6054.7 | 108 | 56.22 | 7.06 | 0.98 | 4000 | 83
P6AFN51W | FSC Lighting | Mirus lighting | L8596-2-25WT/2'/40K/94%-[OS OSD] | Indoor Luminaires | Linear Ambient | Direct Linear Ambient Luminaires | Standard | FALSE | [9 empty] | 42535 |  |  | Yes |  | 3 | 6054.7 | 108 | 56.22 | 7.06 | 0.98 | 4000 | 83
PF2ANUD2 | FSC Lighting | FSC Lighting | L8596-2-25WT/2'/35K/94%-OS-[SDIM25 33 50] | Indoor Luminaires | Linear Ambient | Direct Linear Ambient Luminaires | Standard | FALSE | [9 empty] | 42535 |  |  | Yes |  | 3 | 6054.7 | 108 | 56.22 | 7.06 | 0.98 | 3500 | 83
PA4NYMKF | FSC Lighting | Mirus lighting | L8596-2-25WT/2'/35K/94%-OS-[SDIM25 33 50] | Indoor Luminaires | Linear Ambient | Direct Linear Ambient Luminaires | Standard | FALSE | [9 empty] | 42535 |  |  | Yes |  | 3 | 6054.7 | 108 | 56.22 | 7.06 | 0.98 | 3500 | 83
PJM8V8SC | FSC Lighting | Mirus lighting | L8596-2-25WT/2'/35K/94%-[OS OSD] | Indoor Luminaires | Linear Ambient | Direct Linear Ambient Luminaires | Standard | FALSE | [9 empty] | 42535 |  |  | Yes |  | 3 | 6054.7 | 108 | 56.22 | 7.06 | 0.98 | 3500 | 83
P99PX7TH | FSC Lighting | FSC Lighting | L8596-2-25WT/2'/35K/94%-[OS OSD] | Indoor Luminaires | Linear Ambient | Direct Linear Ambient Luminaires | Standard | FALSE | [9 empty] | 42535 |  |  | Yes |  | 3 | 6054.7 | 108 | 56.22 | 7.06 | 0.98 | 3500 | 83
PHPXY8R1 | FSC Lighting | FSC Lighting | L8596-2-12WT/2'-30K-94%-OS-[SDIM25 33 50] | Indoor Luminaires | Linear Ambient | Direct Linear Ambient Luminaires | Standard | FALSE | [9 empty] | 42535 |  |  | Yes |  | 3 | 3103.64 | 104 | 29.84 | 7 | 1 | 3079 | 85
PB7SEYJF | FSC Lighting | Mirus lighting | L8596-2-12WT/2'-30K-94%-OS-[SDIM25 33 50] | Indoor Luminaires | Linear Ambient | Direct Linear Ambient Luminaires | Standard | FALSE | [9 empty] | 42535 |  |  | Yes |  | 3 | 3103.64 | 104 | 29.84 | 7 | 1 | 3079 | 85
PD7STKFY | FSC Lighting | Mirus lighting | L8596-2-12WT/2'-30K-94%-[OS OSD] | Indoor Luminaires | Linear Ambient | Direct Linear Ambient Luminaires | Standard | FALSE | [9 empty] | 42535 |  |  | Yes |  | 3 | 3103.64 | 104 | 29.84 | 7 | 1 | 3079 | 85
P5ZU39C7 | FSC Lighting | FSC Lighting | L8596-2-12WT/2'-30K-94%-[OS OSD] | Indoor Luminaires | Linear Ambient | Direct Linear Ambient Luminaires | Standard | FALSE | [9 empty] | 42535 |  |  | Yes |  | 3 | 3103.64 | 104 | 29.84 | 7 | 1 | 3079 | 85
PT5EHN6M | FSC Lighting | Mirus lighting | L8596-2-25WT/2'/30K/94%-OS-[SDIM25 33 50] | Indoor Luminaires | Linear Ambient | Direct Linear Ambient Luminaires | Standard | FALSE | [9 empty] | 42535 |  |  | Yes |  | 3 | 5752.4 | 102 | 56.22 | 7.06 | 0.98 | 3000 | 83
PFA8R1BS | FSC Lighting | FSC Lighting | L8596-2-25WT/2'/30K/94%-OS-[SDIM25 33 50] | Indoor Luminaires | Linear Ambient | Direct Linear Ambient Luminaires | Standard | FALSE | [9 empty] | 42535 |  |  | Yes |  | 3 | 5752.4 | 102 | 56.22 | 7.06 | 0.98 | 3000 | 83
PZTM4RNU | FSC Lighting | Mirus lighting | L8596-2-25WT/2'/30K/94%-[OS OSD] | Indoor Luminaires | Linear Ambient | Direct Linear Ambient Luminaires | Standard | FALSE | [9 empty] | 42535 |  |  | Yes |  | 3 | 5752.4 | 102 | 56.22 | 7.06 | 0.98 | 3000 | 83
PFVZDCYC | FSC Lighting | FSC Lighting | L8596-2-25WT/2'/30K/94%-[OS OSD] | Indoor Luminaires | Linear Ambient | Direct Linear Ambient Luminaires | Standard | FALSE | [9 empty] | 42535 |  |  | Yes |  | 3 | 5752.4 | 102 | 56.22 | 7.06 | 0.98 | 3000 | 83
PX8FEBVF | FSC Lighting | FSC Lighting | L8596-2-25WT/2'/27K/94%-OS-[SDIM25 33 50] | Indoor Luminaires | Linear Ambient | Direct Linear Ambient Luminaires | Standard | FALSE | [9 empty] | 42535 |  |  | Yes |  | 3 | 5752.4 | 102 | 56.22 | 7.06 | 0.98 | 2867 | 83
PUUTXC75 | FSC Lighting | Mirus lighting | L8596-2-25WT/2'/27K/94%-OS-[SDIM25 33 50] | Indoor Luminaires | Linear Ambient | Direct Linear Ambient Luminaires | Standard | FALSE | [9 empty] | 42535 |  |  | Yes |  | 3 | 5752.4 | 102 | 56.22 | 7.06 | 0.98 | 2867 | 83
PBGS57B4 | FSC Lighting | Mirus lighting | L8596-2-25WT/2'/27K/94%-[OS OSD] | Indoor Luminaires | Linear Ambient | Direct Linear Ambient Luminaires | Standard | FALSE | [9 empty] | 42535 |  |  | Yes |  | 3 | 5752.4 | 102 | 56.22 | 7.06 | 0.98 | 2867 | 83
P3KU8UGV | FSC Lighting | FSC Lighting | L8596-2-25WT/2'/27K/94%-[OS OSD] | Indoor Luminaires | Linear Ambient | Direct Linear Ambient Luminaires | Standard | FALSE | [9 empty] | 42535 |  |  | Yes |  | 3 | 5752.4 | 102 | 56.22 | 7.06 | 0.98 | 2867 | 83
PVY6YFG8 | Visioneering Corp | Visioneering | LCOMN24-LED835K020L [UNV347] | Indoor Luminaires | Linear Ambient | Direct Linear Ambient Luminaires | Standard | TRUE | 2116 | 115.9 | 18.26 | 12.56 | 0.961 | 3524 | 83.52 | 5 | 50000 | 42534 |  |  | Yes |  | 3.1 | 2116 | 117.56 | 18 | 12.9 | 0.9 | 3500 | 84
PCPVY63J | James Trading Company Limited | JAMES | ZY-T8-18W1200 BINX FIXTURE (3000K) | Indoor Luminaires | Linear Ambient | Direct Linear Ambient Luminaires | Premium | TRUE | 2338.3 | 123.92 | 18.87 | 17.42 | 0.9082 | 2944 | 81.5 | 5 | 50000 | 42534 |  |  | No |  | 3.1 | 2338.3 | 124 | 18.86 | 20 | 0.9 | 3000 | 82.1
PJR5HFZW | James Trading Company Limited | JAMES | ZY-T8-15W1200 BINX FIXTURE (3000K) | Indoor Luminaires | Linear Ambient | Direct Linear Ambient Luminaires | Premium | TRUE | 1931.6 | 131.49 | 14.69 | 19.26 | 0.9053 | 2963 | 82.2 | 5 | 50000 | 42534 |  |  | No |  | 3.1 | 1931.6 | 131.5 | 14.69 | 20 | 0.9 | 3000 | 82.2
P7V8U9QA | James Trading Company Limited | JAMES | ZY-T8-15W1200 BINX FIXTURE (5000K) | Indoor Luminaires | Linear Ambient | Direct Linear Ambient Luminaires | Premium | TRUE | 2084 | 141.58 | 14.72 | 19.19 | 0.9037 | 4956 | 82.1 | 5 | 50000 | 42534 |  |  | No |  | 3.1 | 2084 | 141.5 | 14.7 | 20 | 0.9 | 5000 | 82.1
PWW31WRM | James Trading Company Limited | JAMES | ZY-ST4FT24 (3000K) | Indoor Luminaires | Linear Ambient | Direct Linear Ambient Luminaires | Premium | TRUE | 3222.7 | 132.46 | 24.33 | 19.17 | 0.903 | 3030 | 82.7 | 5 | 50000 | 42534 |  |  | No |  | 4 | 3222.7 | 132.5 | 24.33 | 20 | 0.9 | 3000 | 82.2
PH4EB1D7 | James Trading Company Limited | JAMES | ZY-ST4FT24 (5000K) | Indoor Luminaires | Linear Ambient | Direct Linear Ambient Luminaires | Premium | TRUE | 3384 | 139.37 | 24.28 | 19.18 | 0.9028 | 5073 | 85.2 | 5 | 50000 | 42534 |  |  | No |  | 4 | 3384 | 140 | 24.28 | 20 | 0.9 | 5000 | 82.1
PRPVEJTB | James Trading Company Limited | JAMES | ZY-ST4FTHL (3000K) | Indoor Luminaires | Linear Ambient | Direct Linear Ambient Luminaires | Premium | TRUE | 4639.7 | 128.2 | 36.19 | 18.34 | 0.9 | 2996 | 82.4 | 5 | 50000 | 42534 |  |  | No |  | 4 | 4639.7 | 128.2 | 36.19 | 20 | 0.9 | 3000 | 82.2
PMNSWH8A | Visioneering Corp | Visioneering | LCOMN96-LED850K080L [UNV347] | Indoor Luminaires | Linear Ambient | Direct Linear Ambient Luminaires | Standard | FALSE | [9 empty] | 42534 |  |  | Yes |  | 3 | 8682 | 124.03 | 70 | 12.9 | 0.9 | 5000 | 84
P76KKGHN | Visioneering Corp | Visioneering | LCOMN96-LED850K040L [UNV347] | Indoor Luminaires | Linear Ambient | Direct Linear Ambient Luminaires | Standard | FALSE | [9 empty] | 42534 |  |  | Yes |  | 3 | 4341 | 120.58 | 36 | 12.9 | 0.9 | 5000 | 84
PX8GA3R8 | Visioneering Corp | Visioneering | LCOMN24-LED850K020L [UNV347] | Indoor Luminaires | Linear Ambient | Direct Linear Ambient Luminaires | Standard | FALSE | [9 empty] | 42534 |  |  | Yes |  | 3 | 2230 | 123.89 | 18 | 12.9 | 0.9 | 5000 | 84
PKX7PHGR | Visioneering Corp | Visioneering | LCOMN96-LED840K080L [UNV347] | Indoor Luminaires | Linear Ambient | Direct Linear Ambient Luminaires | Standard | FALSE | [9 empty] | 42534 |  |  | Yes |  | 3 | 8596 | 122.8 | 70 | 12.9 | 0.9 | 4000 | 84
PD6SHH97 | Visioneering Corp | Visioneering | LCOMN96-LED840K040L [UNV347] | Indoor Luminaires | Linear Ambient | Direct Linear Ambient Luminaires | Standard | FALSE | [9 empty] | 42534 |  |  | Yes |  | 3 | 4298 | 119.39 | 36 | 12.9 | 0.9 | 4000 | 84
PD1SPU7V | Visioneering Corp | Visioneering | LCOMN24-LED840K020L [UNV347] | Indoor Luminaires | Linear Ambient | Direct Linear Ambient Luminaires | Standard | FALSE | [9 empty] | 42534 |  |  | Yes |  | 3 | 2190 | 121.67 | 18 | 12.9 | 0.9 | 4000 | 84
P9NCZ853 | Visioneering Corp | Visioneering | LCOMN96-LED835K080L [UNV347] | Indoor Luminaires | Linear Ambient | Direct Linear Ambient Luminaires | Standard | FALSE | [9 empty] | 42534 |  |  | Yes |  | 3 | 8280 | 118.29 | 70 | 12.9 | 0.9 | 3500 | 84
PDNTFV99 | Visioneering Corp | Visioneering | LCOMN96-LED835K040L [UNV347] | Indoor Luminaires | Linear Ambient | Direct Linear Ambient Luminaires | Standard | FALSE | [9 empty] | 42534 |  |  | Yes |  | 3 | 4140 | 115 | 36 | 12.9 | 0.9 | 3500 | 84
PEEHADH3 | James Trading Company Limited | JAMES | ZY-ST8FT80 (5000K) | Indoor Luminaires | Linear Ambient | Direct Linear Ambient Luminaires | Premium | FALSE | [9 empty] | 42534 |  |  | No |  | 4 | 10798 | 135 | 79.96 | 20 | 0.9 | 5000 | 82.1
PEDUNAV2 | James Trading Company Limited | JAMES | ZY-ST8FT72 (5000K) | Indoor Luminaires | Linear Ambient | Direct Linear Ambient Luminaires | Premium | FALSE | [9 empty] | 42534 |  |  | No |  | 4 | 9782 | 135 | 72.44 | 20 | 0.9 | 5000 | 82.1
P4DUQR45 | James Trading Company Limited | JAMES | ZY-ST8FT68 (5000K) | Indoor Luminaires | Linear Ambient | Direct Linear Ambient Luminaires | Premium | FALSE | [9 empty] | 42534 |  |  | No |  | 4 | 9520 | 140 | 68 | 20 | 0.9 | 5000 | 82.1
PPQTKR4K | James Trading Company Limited | JAMES | ZY-ST8FT60 (5000K) | Indoor Luminaires | Linear Ambient | Direct Linear Ambient Luminaires | Premium | FALSE | [9 empty] | 42534 |  |  | No |  | 4 | 8400 | 140 | 60 | 20 | 0.9 | 5000 | 82.1
PYQPD6X7 | James Trading Company Limited | JAMES | ZY-ST8FT56 (5000K) | Indoor Luminaires | Linear Ambient | Direct Linear Ambient Luminaires | Premium | FALSE | [9 empty] | 42534 |  |  | No |  | 4 | 7840 | 140 | 56 | 20 | 0.9 | 5000 | 82.1
PDT14ECM | James Trading Company Limited | JAMES | ZY-ST8FT48 (5000K) | Indoor Luminaires | Linear Ambient | Direct Linear Ambient Luminaires | Premium | FALSE | [9 empty] | 42534 |  |  | No |  | 4 | 6768 | 140 | 48.56 | 20 | 0.9 | 5000 | 82.1
P7J7MGJ4 | James Trading Company Limited | JAMES | ZY-ST4FT40 (5000K) | Indoor Luminaires | Linear Ambient | Direct Linear Ambient Luminaires | Premium | FALSE | [9 empty] | 42534 |  |  | No |  | 4 | 5399 | 135 | 39.98 | 20 | 0.9 | 5000 | 82.1
PPQDUSBS | James Trading Company Limited | JAMES | ZY-ST4FTHL (5000K) | Indoor Luminaires | Linear Ambient | Direct Linear Ambient Luminaires | Premium | FALSE | [9 empty] | 42534 |  |  | No |  | 4 | 4891 | 135 | 36.22 | 20 | 0.9 | 5000 | 82.1
PN4KCDWC | James Trading Company Limited | JAMES | ZY-ST4FT34 (5000K) | Indoor Luminaires | Linear Ambient | Direct Linear Ambient Luminaires | Premium | FALSE | [9 empty] | 42534 |  |  | No |  | 4 | 4760 | 140 | 34 | 20 | 0.9 | 5000 | 82.1
PYQKJY4A | James Trading Company Limited | JAMES | ZY-ST4FT30 (5000K) | Indoor Luminaires | Linear Ambient | Direct Linear Ambient Luminaires | Premium | FALSE | [9 empty] | 42534 |  |  | No |  | 4 | 4200 | 140 | 30 | 20 | 0.9 | 5000 | 82.1
PSUVARF6 | James Trading Company Limited | JAMES | ZY-ST4FT28 (5000K) | Indoor Luminaires | Linear Ambient | Direct Linear Ambient Luminaires | Premium | FALSE | [9 empty] | 42534 |  |  | No |  | 4 | 3920 | 140 | 28 | 20 | 0.9 | 5000 | 82.1
PKDEVZ6A | James Trading Company Limited | JAMES | ZY-T8-44W2400 BINX FIXTURE (5000K) | Indoor Luminaires | Linear Ambient | Direct Linear Ambient Luminaires | Premium | FALSE | [9 empty] | 42534 |  |  | No |  | 3.1 | 5686 | 133 | 42.6 | 20 | 0.9 | 5000 | 82.1
PK7D3TQY | James Trading Company Limited | JAMES | ZY-T8-22W1200 BINX FIXTURE (5000K) | Indoor Luminaires | Linear Ambient | Direct Linear Ambient Luminaires | Premium | FALSE | [9 empty] | 42534 |  |  | No |  | 3.1 | 2843 | 133 | 21.3 | 20 | 0.9 | 5000 | 82.1
PFAXUUKC | James Trading Company Limited | JAMES | ZY-T8-40W2400 BINX FIXTURE (5000K) | Indoor Luminaires | Linear Ambient | Direct Linear Ambient Luminaires | Premium | FALSE | [9 empty] | 42534 |  |  | No |  | 3.1 | 5320 | 133 | 40 | 20 | 0.9 | 5000 | 82.1
PATA8VRN | James Trading Company Limited | JAMES | ZY-T8-20W1200 BINX FIXTURE (5000K) | Indoor Luminaires | Linear Ambient | Direct Linear Ambient Luminaires | Premium | FALSE | [9 empty] | 42534 |  |  | No |  | 3.1 | 2660 | 133 | 20 | 20 | 0.9 | 5000 | 82.1
PTGDF8BZ | James Trading Company Limited | JAMES | ZY-T8-18W1200 BINX FIXTURE (5000K) | Indoor Luminaires | Linear Ambient | Direct Linear Ambient Luminaires | Premium | FALSE | [9 empty] | 42534 |  |  | No |  | 3.1 | 2572 | 133 | 19.3 | 20 | 0.9 | 5000 | 82.1
P3VMFX8J | James Trading Company Limited | JAMES | ZY-T8-36W2400 BINX FIXTURE (5000K) | Indoor Luminaires | Linear Ambient | Direct Linear Ambient Luminaires | Premium | FALSE | [9 empty] | 42534 |  |  | No |  | 3.1 | 5144 | 133 | 38.6 | 20 | 0.9 | 5000 | 82.1
PYGMCJUC | James Trading Company Limited | JAMES | ZY-T8-30W2400 BINX FIXTURE (5000K) | Indoor Luminaires | Linear Ambient | Direct Linear Ambient Luminaires | Premium | FALSE | [9 empty] | 42534 |  |  | No |  | 3.1 | 4168 | 141.5 | 29.4 | 20 | 0.9 | 5000 | 82.1
PTSUMXRN | James Trading Company Limited | JAMES | ZY-T8-22W1200 BIDX FIXTURE (5000K) | Indoor Luminaires | Linear Ambient | Direct Linear Ambient Luminaires | Premium | FALSE | [9 empty] | 42534 |  |  | No |  | 3.1 | 2843 | 133 | 21.3 | 20 | 0.9 | 5000 | 82.1
P87HBEVK | James Trading Company Limited | JAMES | ZY-T8-44W2400 BIDX FIXTURE (5000K) | Indoor Luminaires | Linear Ambient | Direct Linear Ambient Luminaires | Premium | FALSE | [9 empty] | 42534 |  |  | No |  | 3.1 | 5686 | 133 | 42.6 | 20 | 0.9 | 5000 | 82.1
P85QVUEQ | James Trading Company Limited | JAMES | ZY-T8-40W2400 BIDX FIXTURE (5000K) | Indoor Luminaires | Linear Ambient | Direct Linear Ambient Luminaires | Premium | FALSE | [9 empty] | 42534 |  |  | No |  | 3.1 | 5320 | 133 | 40 | 20 | 0.9 | 5000 | 82.1
P37TS4TE | James Trading Company Limited | JAMES | ZY-T8-20W1200 BIDX FIXTURE (5000K) | Indoor Luminaires | Linear Ambient | Direct Linear Ambient Luminaires | Premium | FALSE | [9 empty] | 42534 |  |  | No |  | 3.1 | 2660 | 133 | 20 | 20 | 0.9 | 5000 | 82.1
P4GRZTCZ | James Trading Company Limited | JAMES | ZY-T8-36W2400 BIDX FIXTURE (5000K) | Indoor Luminaires | Linear Ambient | Direct Linear Ambient Luminaires | Premium | FALSE | [9 empty] | 42534 |  |  | No |  | 3.1 | 5144 | 133 | 38.6 | 20 | 0.9 | 5000 | 82.1
P2JKXWRY | James Trading Company Limited | JAMES | ZY-T8-18W1200 BIDX FIXTURE (5000K) | Indoor Luminaires | Linear Ambient | Direct Linear Ambient Luminaires | Premium | FALSE | [9 empty] | 42534 |  |  | No |  | 3.1 | 2572 | 133 | 19.3 | 20 | 0.9 | 5000 | 82.1
PTSNBK8Z | James Trading Company Limited | JAMES | ZY-T8-15W1200 BIDX FIXTURE (5000K) | Indoor Luminaires | Linear Ambient | Direct Linear Ambient Luminaires | Premium | FALSE | [9 empty] | 42534 |  |  | No |  | 3.1 | 2084 | 141.5 | 14.7 | 20 | 0.9 | 5000 | 82.1
P9ZMT7VN | James Trading Company Limited | JAMES | ZY-T8-30W2400 BIDX FIXTURE (5000K) | Indoor Luminaires | Linear Ambient | Direct Linear Ambient Luminaires | Premium | FALSE | [9 empty] | 42534 |  |  | No |  | 3.1 | 4168 | 141.5 | 29.4 | 20 | 0.9 | 5000 | 82.1
P517AQYT | James Trading Company Limited | JAMES | ZY-ST8FT80 (4500K) | Indoor Luminaires | Linear Ambient | Direct Linear Ambient Luminaires | Premium | FALSE | [9 empty] | 42534 |  |  | No |  | 4 | 10778 | 133.6 | 80.66 | 20 | 0.9 | 4500 | 82.1
P9QRTUTA | James Trading Company Limited | JAMES | ZY-ST8FT72 (4500K) | Indoor Luminaires | Linear Ambient | Direct Linear Ambient Luminaires | Premium | FALSE | [9 empty] | 42534 |  |  | No |  | 4 | 9764 | 133.6 | 73 | 20 | 0.9 | 4500 | 82.1
P8QYG6U9 | James Trading Company Limited | JAMES | ZY-ST8FT68 (4500K) | Indoor Luminaires | Linear Ambient | Direct Linear Ambient Luminaires | Premium | FALSE | [9 empty] | 42534 |  |  | No |  | 4 | 9384 | 138 | 68 | 20 | 0.9 | 4500 | 82.1
PU75XN6C | James Trading Company Limited | JAMES | ZY-ST8FT60 (4500K) | Indoor Luminaires | Linear Ambient | Direct Linear Ambient Luminaires | Premium | FALSE | [9 empty] | 42534 |  |  | No |  | 4 | 8280 | 138 | 60 | 20 | 0.9 | 4500 | 82.1
P4C5S4B9 | James Trading Company Limited | JAMES | ZY-ST8FT56 (4500K) | Indoor Luminaires | Linear Ambient | Direct Linear Ambient Luminaires | Premium | FALSE | [9 empty] | 42534 |  |  | No |  | 4 | 7728 | 138 | 56 | 20 | 0.9 | 4500 | 82.1
PNECHB8A | James Trading Company Limited | JAMES | ZY-ST8FT48 (4500K) | Indoor Luminaires | Linear Ambient | Direct Linear Ambient Luminaires | Premium | FALSE | [9 empty] | 42534 |  |  | No |  | 4 | 6712 | 138 | 48.62 | 20 | 0.9 | 4500 | 82.1
P887B5FC | James Trading Company Limited | JAMES | ZY-ST4FT40 (4500K) | Indoor Luminaires | Linear Ambient | Direct Linear Ambient Luminaires | Premium | FALSE | [9 empty] | 42534 |  |  | No |  | 4 | 5389 | 133.6 | 40.33 | 20 | 0.9 | 4500 | 82.1
P8RXGHX6 | James Trading Company Limited | JAMES | ZY-ST4FTHL (4500K) | Indoor Luminaires | Linear Ambient | Direct Linear Ambient Luminaires | Premium | FALSE | [9 empty] | 42534 |  |  | No |  | 4 | 4882 | 133.6 | 36.5 | 20 | 0.9 | 4500 | 82.1
PSH176JE | James Trading Company Limited | JAMES | ZY-ST4FT34 (4500K) | Indoor Luminaires | Linear Ambient | Direct Linear Ambient Luminaires | Premium | FALSE | [9 empty] | 42534 |  |  | No |  | 4 | 4692 | 138 | 34 | 20 | 0.9 | 4500 | 82.1
PJYCUE7N | James Trading Company Limited | JAMES | ZY-ST4FT30 (4500K) | Indoor Luminaires | Linear Ambient | Direct Linear Ambient Luminaires | Premium | FALSE | [9 empty] | 42534 |  |  | No |  | 4 | 4140 | 138 | 30 | 20 | 0.9 | 4500 | 82.1
PVAMM6X1 | James Trading Company Limited | JAMES | ZY-ST4FT28 (4500K) | Indoor Luminaires | Linear Ambient | Direct Linear Ambient Luminaires | Premium | FALSE | [9 empty] | 42534 |  |  | No |  | 4 | 3864 | 138 | 28 | 20 | 0.9 | 4500 | 82.1
PRA3PKVZ | James Trading Company Limited | JAMES | ZY-ST4FT24 (4500K) | Indoor Luminaires | Linear Ambient | Direct Linear Ambient Luminaires | Premium | FALSE | [9 empty] | 42534 |  |  | No |  | 4 | 3356 | 138 | 24.31 | 20 | 0.9 | 4500 | 82.1
PS36ZETN | James Trading Company Limited | JAMES | ZY-T8-22W1200 BINX FIXTURE (4500K) | Indoor Luminaires | Linear Ambient | Direct Linear Ambient Luminaires | Premium | FALSE | [9 empty] | 42534 |  |  | No |  | 3.1 | 2843 | 133 | 21.3 | 20 | 0.9 | 4500 | 82.1
P3YNFMBH | James Trading Company Limited | JAMES | ZY-T8-44W2400 BINX FIXTURE (4500K) | Indoor Luminaires | Linear Ambient | Direct Linear Ambient Luminaires | Premium | FALSE | [9 empty] | 42534 |  |  | No |  | 3.1 | 5686 | 133 | 42.6 | 20 | 0.9 | 4500 | 82.1
PS2V27VM | James Trading Company Limited | JAMES | ZY-T8-40W2400 BINX FIXTURE (4500K) | Indoor Luminaires | Linear Ambient | Direct Linear Ambient Luminaires | Premium | FALSE | [9 empty] | 42534 |  |  | No |  | 3.1 | 5320 | 133 | 40 | 20 | 0.9 | 4500 | 82.1
PCN5F95W | James Trading Company Limited | JAMES | ZY-T8-20W1200 BINX FIXTURE (4500K) | Indoor Luminaires | Linear Ambient | Direct Linear Ambient Luminaires | Premium | FALSE | [9 empty] | 42534 |  |  | No |  | 3.1 | 2660 | 133 | 20 | 20 | 0.9 | 4500 | 82.1
PSMR3916 | James Trading Company Limited | JAMES | ZY-T8-36W2400 BINX FIXTURE (4500K) | Indoor Luminaires | Linear Ambient | Direct Linear Ambient Luminaires | Premium | FALSE | [9 empty] | 42534 |  |  | No |  | 3.1 | 5144 | 133 | 38.6 | 20 | 0.9 | 4500 | 82.1
P1FDUADN | James Trading Company Limited | JAMES | ZY-T8-18W1200 BINX FIXTURE (4500K) | Indoor Luminaires | Linear Ambient | Direct Linear Ambient Luminaires | Premium | FALSE | [9 empty] | 42534 |  |  | No |  | 3.1 | 2572 | 133 | 19.3 | 20 | 0.9 | 4500 | 82.1
PENUU7SP | James Trading Company Limited | JAMES | ZY-T8-15W1200 BINX FIXTURE (4500K) | Indoor Luminaires | Linear Ambient | Direct Linear Ambient Luminaires | Premium | FALSE | [9 empty] | 42534 |  |  | No |  | 3.1 | 2084 | 141.5 | 14.7 | 20 | 0.9 | 4500 | 82.1
P1NKN1T1 | James Trading Company Limited | JAMES | ZY-T8-30W2400 BINX FIXTURE (4500K) | Indoor Luminaires | Linear Ambient | Direct Linear Ambient Luminaires | Premium | FALSE | [9 empty] | 42534 |  |  | No |  | 3.1 | 4168 | 141.5 | 29.4 | 20 | 0.9 | 4500 | 82.1
PKAUKXV5 | James Trading Company Limited | JAMES | ZY-T8-22W1200 BIDX FIXTURE (4500K) | Indoor Luminaires | Linear Ambient | Direct Linear Ambient Luminaires | Premium | FALSE | [9 empty] | 42534 |  |  | No |  | 3.1 | 2843 | 133 | 21.3 | 20 | 0.9 | 4500 | 82.1
PJESAYCN | James Trading Company Limited | JAMES | ZY-T8-44W2400 BIDX FIXTURE (4500K) | Indoor Luminaires | Linear Ambient | Direct Linear Ambient Luminaires | Premium | FALSE | [9 empty] | 42534 |  |  | No |  | 3.1 | 5686 | 133 | 42.6 | 20 | 0.9 | 4500 | 82.1
PUY2CT35 | James Trading Company Limited | JAMES | ZY-T8-20W1200 BIDX FIXTURE (4500K) | Indoor Luminaires | Linear Ambient | Direct Linear Ambient Luminaires | Premium | FALSE | [9 empty] | 42534 |  |  | No |  | 3.1 | 2660 | 133 | 20 | 20 | 0.9 | 4500 | 82.1
PDFBSD91 | James Trading Company Limited | JAMES | ZY-T8-40W2400 BIDX FIXTURE (4500K) | Indoor Luminaires | Linear Ambient | Direct Linear Ambient Luminaires | Premium | FALSE | [9 empty] | 42534 |  |  | No |  | 3.1 | 5320 | 133 | 40 | 20 | 0.9 | 4500 | 82.1
PZEWS49B | James Trading Company Limited | JAMES | ZY-T8-36W2400 BIDX FIXTURE (4500K) | Indoor Luminaires | Linear Ambient | Direct Linear Ambient Luminaires | Premium | FALSE | [9 empty] | 42534 |  |  | No |  | 3.1 | 5144 | 133 | 38.6 | 20 | 0.9 | 4500 | 82.1
PHRD6Y65 | James Trading Company Limited | JAMES | ZY-T8-18W1200 BIDX FIXTURE (4500K) | Indoor Luminaires | Linear Ambient | Direct Linear Ambient Luminaires | Premium | FALSE | [9 empty] | 42534 |  |  | No |  | 3.1 | 2572 | 133 | 19.3 | 20 | 0.9 | 4500 | 82.1
PTV7DXS8 | James Trading Company Limited | JAMES | ZY-T8-30W2400 BIDX FIXTURE (4500K) | Indoor Luminaires | Linear Ambient | Direct Linear Ambient Luminaires | Premium | FALSE | [9 empty] | 42534 |  |  | No |  | 3.1 | 4168 | 141.5 | 29.4 | 20 | 0.9 | 4500 | 82.1
PCMYJGGG | James Trading Company Limited | JAMES | ZY-T8-15W1200 BIDX FIXTURE (4500K) | Indoor Luminaires | Linear Ambient | Direct Linear Ambient Luminaires | Premium | FALSE | [9 empty] | 42534 |  |  | No |  | 3.1 | 2084 | 141.5 | 14.7 | 20 | 0.9 | 4500 | 82.1
P4JADXPW | James Trading Company Limited | JAMES | ZY-ST8FT80 (8000K) | Indoor Luminaires | Linear Ambient | Direct Linear Ambient Luminaires | Premium | FALSE | [9 empty] | 42534 |  |  | No |  | 4 | 10778 | 133.6 | 80.66 | 20 | 0.9 | 4000 | 82.1
PRJJQMFR | James Trading Company Limited | JAMES | ZY-ST8FT72 (4000K) | Indoor Luminaires | Linear Ambient | Direct Linear Ambient Luminaires | Premium | FALSE | [9 empty] | 42534 |  |  | No |  | 4 | 9764 | 133.6 | 73 | 20 | 0.9 | 4000 | 82.1
PP9HAASE | James Trading Company Limited | JAMES | ZY-ST8FT68 (4000K) | Indoor Luminaires | Linear Ambient | Direct Linear Ambient Luminaires | Premium | FALSE | [9 empty] | 42534 |  |  | No |  | 4 | 9384 | 138 | 68 | 20 | 0.9 | 4000 | 82.1
PJAQ56XQ | James Trading Company Limited | JAMES | ZY-ST8FT60 (4000K) | Indoor Luminaires | Linear Ambient | Direct Linear Ambient Luminaires | Premium | FALSE | [9 empty] | 42534 |  |  | No |  | 4 | 8280 | 138 | 60 | 20 | 0.9 | 4000 | 82.1
P9JZQJGZ | James Trading Company Limited | JAMES | ZY-ST8FT56 (4000K) | Indoor Luminaires | Linear Ambient | Direct Linear Ambient Luminaires | Premium | FALSE | [9 empty] | 42534 |  |  | No |  | 4 | 7728 | 138 | 56 | 20 | 0.9 | 4000 | 82.1
PFKXX2AX | James Trading Company Limited | JAMES | ZY-ST8FT48 (4000K) | Indoor Luminaires | Linear Ambient | Direct Linear Ambient Luminaires | Premium | FALSE | [9 empty] | 42534 |  |  | No |  | 4 | 6712 | 138 | 48.62 | 20 | 0.9 | 4000 | 82.1
PQH365JS | James Trading Company Limited | JAMES | ZY-ST4FT40 (4000K) | Indoor Luminaires | Linear Ambient | Direct Linear Ambient Luminaires | Premium | FALSE | [9 empty] | 42534 |  |  | No |  | 4 | 5389 | 133.6 | 40.33 | 20 | 0.9 | 4000 | 82.1
PRPBJH14 | James Trading Company Limited | JAMES | ZY-ST4FTHL (4000K) | Indoor Luminaires | Linear Ambient | Direct Linear Ambient Luminaires | Premium | FALSE | [9 empty] | 42534 |  |  | No |  | 4 | 4882 | 133.6 | 36.5 | 20 | 0.9 | 4000 | 82.1
P796GPWK | James Trading Company Limited | JAMES | ZY-ST4FT34 (4000K) | Indoor Luminaires | Linear Ambient | Direct Linear Ambient Luminaires | Premium | FALSE | [9 empty] | 42534 |  |  | No |  | 4 | 4692 | 138 | 34 | 20 | 0.9 | 4000 | 82.1
PPXVDH3K | James Trading Company Limited | JAMES | ZY-ST4FT30 (4000K) | Indoor Luminaires | Linear Ambient | Direct Linear Ambient Luminaires | Premium | FALSE | [9 empty] | 42534 |  |  | No |  | 4 | 4140 | 138 | 30 | 20 | 0.9 | 4000 | 82.1
PWRSRW6E | James Trading Company Limited | JAMES | ZY-ST4FT28 (4000K) | Indoor Luminaires | Linear Ambient | Direct Linear Ambient Luminaires | Premium | FALSE | [9 empty] | 42534 |  |  | No |  | 4 | 3864 | 138 | 28 | 20 | 0.9 | 4000 | 82.1
P25EYZ4Q | James Trading Company Limited | JAMES | ZY-ST4FT24 (4000K) | Indoor Luminaires | Linear Ambient | Direct Linear Ambient Luminaires | Premium | FALSE | [9 empty] | 42534 |  |  | No |  | 4 | 3356 | 138 | 24.31 | 20 | 0.9 | 4000 | 82.1
PGK9DDCA | James Trading Company Limited | JAMES | ZY-T8-44W2400 BINX FIXTURE (4000K) | Indoor Luminaires | Linear Ambient | Direct Linear Ambient Luminaires | Premium | FALSE | [9 empty] | 42534 |  |  | No |  | 3.1 | 5576 | 131 | 42.6 | 20 | 0.9 | 4000 | 82.1
P6K3TKDU | James Trading Company Limited | JAMES | ZY-T8-22W1200 BINX FIXTURE (4000K) | Indoor Luminaires | Linear Ambient | Direct Linear Ambient Luminaires | Premium | FALSE | [9 empty] | 42534 |  |  | No |  | 3.1 | 2788 | 131 | 21.3 | 20 | 0.9 | 4000 | 82.1
PUWXN8XT | James Trading Company Limited | JAMES | ZY-T8-40W2400 BINX FIXTURE (4000K) | Indoor Luminaires | Linear Ambient | Direct Linear Ambient Luminaires | Premium | FALSE | [9 empty] | 42534 |  |  | No |  | 3.1 | 5200 | 130 | 40 | 20 | 0.9 | 4000 | 82.1
PGPX7RPT | James Trading Company Limited | JAMES | ZY-T8-20W1200 BINX FIXTURE (4000K) | Indoor Luminaires | Linear Ambient | Direct Linear Ambient Luminaires | Premium | FALSE | [9 empty] | 42534 |  |  | No |  | 3.1 | 2600 | 130 | 20 | 20 | 0.9 | 4000 | 82.1
PQ4PM37D | James Trading Company Limited | JAMES | ZY-T8-18W1200 BINX FIXTURE (4000K) | Indoor Luminaires | Linear Ambient | Direct Linear Ambient Luminaires | Premium | FALSE | [9 empty] | 42534 |  |  | No |  | 3.1 | 2475 | 130 | 19 | 20 | 0.9 | 4000 | 82.1
P8DK2PKN | James Trading Company Limited | JAMES | ZY-T8-36W2400 BINX FIXTURE (4000K) | Indoor Luminaires | Linear Ambient | Direct Linear Ambient Luminaires | Premium | FALSE | [9 empty] | 42534 |  |  | No |  | 3.1 | 4950 | 130 | 38 | 20 | 0.9 | 4000 | 82.1
PGEJE48H | James Trading Company Limited | JAMES | ZY-T8-30W2400 BINX FIXTURE (4000K) | Indoor Luminaires | Linear Ambient | Direct Linear Ambient Luminaires | Premium | FALSE | [9 empty] | 42534 |  |  | No |  | 3.1 | 4150 | 140 | 29.74 | 20 | 0.9 | 4000 | 82.1
P6EH8RDE | James Trading Company Limited | JAMES | ZY-T8-15W1200 BINX FIXTURE (4000K) | Indoor Luminaires | Linear Ambient | Direct Linear Ambient Luminaires | Premium | FALSE | [9 empty] | 42534 |  |  | No |  | 3.1 | 2075 | 140 | 14.87 | 20 | 0.9 | 4000 | 82.1
PW18TPV1 | James Trading Company Limited | JAMES | ZY-T8-22W1200 BIDX FIXTURE (4000K) | Indoor Luminaires | Linear Ambient | Direct Linear Ambient Luminaires | Premium | FALSE | [9 empty] | 42534 |  |  | No |  | 3.1 | 2788 | 131 | 21.3 | 20 | 0.9 | 4000 | 82.1
PUQRRBP3 | James Trading Company Limited | JAMES | ZY-T8-44W2400 BIDX FIXTURE (4000K) | Indoor Luminaires | Linear Ambient | Direct Linear Ambient Luminaires | Premium | FALSE | [9 empty] | 42534 |  |  | No |  | 3.1 | 5576 | 131 | 42.6 | 20 | 0.9 | 4000 | 82.1
PW4MUQGA | James Trading Company Limited | JAMES | ZY-T8-40W2400 BIDX FIXTURE (4000K) | Indoor Luminaires | Linear Ambient | Direct Linear Ambient Luminaires | Premium | FALSE | [9 empty] | 42534 |  |  | No |  | 3.1 | 5200 | 130 | 40 | 20 | 0.9 | 4000 | 82.1
P6XZFCEH | James Trading Company Limited | JAMES | ZY-T8-20W1200 BIDX FIXTURE (4000K) | Indoor Luminaires | Linear Ambient | Direct Linear Ambient Luminaires | Premium | FALSE | [9 empty] | 42534 |  |  | No |  | 3.1 | 2600 | 130 | 20 | 20 | 0.9 | 4000 | 82.1
PX91TBVM | James Trading Company Limited | JAMES | ZY-T8-18W1200 BIDX FIXTURE (4000K) | Indoor Luminaires | Linear Ambient | Direct Linear Ambient Luminaires | Premium | FALSE | [9 empty] | 42534 |  |  | No |  | 3.1 | 2475 | 130 | 19 | 20 | 0.9 | 4000 | 82.1
PVA1UJAW | James Trading Company Limited | JAMES | ZY-T8-36W2400 BIDX FIXTURE (4000K) | Indoor Luminaires | Linear Ambient | Direct Linear Ambient Luminaires | Premium | FALSE | [9 empty] | 42534 |  |  | No |  | 3.1 | 4950 | 130 | 38 | 20 | 0.9 | 4000 | 82.1
PMJG3SE3 | James Trading Company Limited | JAMES | ZY-T8-30W2400 BIDX FIXTURE (4000K) | Indoor Luminaires | Linear Ambient | Direct Linear Ambient Luminaires | Premium | FALSE | [9 empty] | 42534 |  |  | No |  | 3.1 | 4150 | 140 | 29.74 | 20 | 0.9 | 4000 | 82.1
P2FDEYXD | James Trading Company Limited | JAMES | ZY-T8-15W1200 BIDX FIXTURE (4000K) | Indoor Luminaires | Linear Ambient | Direct Linear Ambient Luminaires | Premium | FALSE | [9 empty] | 42534 |  |  | No |  | 3.1 | 2075 | 140 | 14.87 | 20 | 0.9 | 4000 | 82.1
PGAX569N | James Trading Company Limited | JAMES | ZY-ST8FT80 (3500K) | Indoor Luminaires | Linear Ambient | Direct Linear Ambient Luminaires | Premium | FALSE | [9 empty] | 42534 |  |  | No |  | 4 | 10244.6 | 132 | 79.72 | 20 | 0.9 | 3500 | 82.1
PYHYVBY9 | James Trading Company Limited | JAMES | ZY-ST8FT72 (3500K) | Indoor Luminaires | Linear Ambient | Direct Linear Ambient Luminaires | Premium | FALSE | [9 empty] | 42534 |  |  | No |  | 4 | 9550 | 132 | 72.22 | 20 | 0.9 | 3500 | 82.1
P4HX835Q | James Trading Company Limited | JAMES | ZY-ST8FT68 (3500K) | Indoor Luminaires | Linear Ambient | Direct Linear Ambient Luminaires | Premium | FALSE | [9 empty] | 42534 |  |  | No |  | 4 | 9316 | 137 | 68 | 20 | 0.9 | 3500 | 82.1
PNJW45JE | James Trading Company Limited | JAMES | ZY-ST8FT60 (3500K) | Indoor Luminaires | Linear Ambient | Direct Linear Ambient Luminaires | Premium | FALSE | [9 empty] | 42534 |  |  | No |  | 4 | 8220 | 137 | 60 | 20 | 0.9 | 3500 | 82.1
P134WGC1 | James Trading Company Limited | JAMES | ZY-ST8FT56 (3500K) | Indoor Luminaires | Linear Ambient | Direct Linear Ambient Luminaires | Premium | FALSE | [9 empty] | 42534 |  |  | No |  | 4 | 7672 | 137 | 56 | 20 | 0.9 | 3500 | 82.1
PCGEGH99 | James Trading Company Limited | JAMES | ZY-ST8FT48 (3500K) | Indoor Luminaires | Linear Ambient | Direct Linear Ambient Luminaires | Premium | FALSE | [9 empty] | 42534 |  |  | No |  | 4 | 6662 | 137 | 48.6 | 20 | 0.9 | 3500 | 82.1
P7NRCAP6 | James Trading Company Limited | JAMES | ZY-ST4FT40 (3500K) | Indoor Luminaires | Linear Ambient | Direct Linear Ambient Luminaires | Premium | FALSE | [9 empty] | 42534 |  |  | No |  | 4 | 5122.3 | 132 | 39.86 | 20 | 0.9 | 3500 | 82.1
PRMNS4H1 | James Trading Company Limited | JAMES | ZY-ST4FTHL (3500K) | Indoor Luminaires | Linear Ambient | Direct Linear Ambient Luminaires | Premium | FALSE | [9 empty] | 42534 |  |  | No |  | 4 | 4775 | 132 | 36.11 | 20 | 0.9 | 3500 | 82.1
PHG1FYCD | James Trading Company Limited | JAMES | ZY-ST4FT34 (3500K) | Indoor Luminaires | Linear Ambient | Direct Linear Ambient Luminaires | Premium | FALSE | [9 empty] | 42534 |  |  | No |  | 4 | 4658 | 137 | 34 | 20 | 0.9 | 3500 | 82.1
P33DV18X | James Trading Company Limited | JAMES | ZY-ST4FT30 (3500K) | Indoor Luminaires | Linear Ambient | Direct Linear Ambient Luminaires | Premium | FALSE | [9 empty] | 42534 |  |  | No |  | 4 | 4110 | 137 | 30 | 20 | 0.9 | 3500 | 82.1
P5GAKZ41 | James Trading Company Limited | JAMES | ZY-ST4FT28 (3500K) | Indoor Luminaires | Linear Ambient | Direct Linear Ambient Luminaires | Premium | FALSE | [9 empty] | 42534 |  |  | No |  | 4 | 3836 | 137 | 28 | 20 | 0.9 | 3500 | 82.1
P8MZX1UD | James Trading Company Limited | JAMES | ZY-ST4FT24 (3500K) | Indoor Luminaires | Linear Ambient | Direct Linear Ambient Luminaires | Premium | FALSE | [9 empty] | 42534 |  |  | No |  | 4 | 3331 | 137 | 24.3 | 20 | 0.9 | 3500 | 82.1
PXBB32BV | James Trading Company Limited | JAMES | ZY-T8-44W2400 BINX FIXTURE (3500K) | Indoor Luminaires | Linear Ambient | Direct Linear Ambient Luminaires | Premium | FALSE | [9 empty] | 42534 |  |  | No |  | 3.1 | 5466 | 128 | 42.6 | 20 | 0.9 | 3500 | 82.1
PEQWM5BE | James Trading Company Limited | JAMES | ZY-T8-22W1200 BINX FIXTURE (3500K) | Indoor Luminaires | Linear Ambient | Direct Linear Ambient Luminaires | Premium | FALSE | [9 empty] | 42534 |  |  | No |  | 3.1 | 2733 | 128 | 21.3 | 20 | 0.9 | 3500 | 82.1
P78S8D5G | James Trading Company Limited | JAMES | ZY-T8-40W2400 BINX FIXTURE (3500K) | Indoor Luminaires | Linear Ambient | Direct Linear Ambient Luminaires | Premium | FALSE | [9 empty] | 42534 |  |  | No |  | 3.1 | 5080 | 127 | 40 | 20 | 0.9 | 3500 | 82.1
P5K7RCJ5 | James Trading Company Limited | JAMES | ZY-T8-20W1200 BINX FIXTURE (3500K) | Indoor Luminaires | Linear Ambient | Direct Linear Ambient Luminaires | Premium | FALSE | [9 empty] | 42534 |  |  | No |  | 3.1 | 2540 | 127 | 20 | 20 | 0.9 | 3500 | 82.1
PN8PRVXF | James Trading Company Limited | JAMES | ZY-T8-18W1200 BINX FIXTURE (3500K) | Indoor Luminaires | Linear Ambient | Direct Linear Ambient Luminaires | Premium | FALSE | [9 empty] | 42534 |  |  | No |  | 3.1 | 2395 | 127 | 18.86 | 20 | 0.9 | 3500 | 82.1
P5QTXMRM | James Trading Company Limited | JAMES | ZY-T8-36W2400 BINX FIXTURE (3500K) | Indoor Luminaires | Linear Ambient | Direct Linear Ambient Luminaires | Premium | FALSE | [9 empty] | 42534 |  |  | No |  | 3.1 | 4790 | 127 | 37.72 | 20 | 0.9 | 3500 | 82.1
PXFBQ3RY | James Trading Company Limited | JAMES | ZY-T8-30W2400 BINX FIXTURE (3500K) | Indoor Luminaires | Linear Ambient | Direct Linear Ambient Luminaires | Premium | FALSE | [9 empty] | 42534 |  |  | No |  | 3.1 | 4064 | 138 | 29.4 | 20 | 0.9 | 3500 | 82.1
PEDR6B18 | James Trading Company Limited | JAMES | ZY-T8-15W1200 BINX FIXTURE (3500K) | Indoor Luminaires | Linear Ambient | Direct Linear Ambient Luminaires | Premium | FALSE | [9 empty] | 42534 |  |  | No |  | 3.1 | 2032 | 138 | 14.7 | 20 | 0.9 | 3500 | 82.1
PJF1Y116 | James Trading Company Limited | JAMES | ZY-T8-22W1200 BIDX FIXTURE (3500K) | Indoor Luminaires | Linear Ambient | Direct Linear Ambient Luminaires | Premium | FALSE | [9 empty] | 42534 |  |  | No |  | 3.1 | 2733 | 128 | 21.3 | 20 | 0.9 | 3500 | 82.1
PE9ZN8F2 | James Trading Company Limited | JAMES | ZY-T8-44W2400 BIDX FIXTURE (3500K) | Indoor Luminaires | Linear Ambient | Direct Linear Ambient Luminaires | Premium | FALSE | [9 empty] | 42534 |  |  | No |  | 3.1 | 5466 | 128 | 42.6 | 20 | 0.9 | 3500 | 82.1
PFETZD4K | James Trading Company Limited | JAMES | ZY-T8-40W2400 BIDX FIXTURE (3500K) | Indoor Luminaires | Linear Ambient | Direct Linear Ambient Luminaires | Premium | FALSE | [9 empty] | 42534 |  |  | No |  | 3.1 | 5080 | 127 | 40 | 20 | 0.9 | 3500 | 82.1
PEGRVXAU | James Trading Company Limited | JAMES | ZY-T8-20W1200 BIDX FIXTURE (3500K) | Indoor Luminaires | Linear Ambient | Direct Linear Ambient Luminaires | Premium | FALSE | [9 empty] | 42534 |  |  | No |  | 3.1 | 2540 | 127 | 20 | 20 | 0.9 | 3500 | 82.1
PNK3XUBD | James Trading Company Limited | JAMES | ZY-T8-18W1200 BIDX FIXTURE (3500K) | Indoor Luminaires | Linear Ambient | Direct Linear Ambient Luminaires | Premium | FALSE | [9 empty] | 42534 |  |  | No |  | 3.1 | 2395 | 127 | 18.86 | 20 | 0.9 | 3500 | 82.1
PFPSMBWA | James Trading Company Limited | JAMES | ZY-T8-36W2400 BIDX FIXTURE (3500K) | Indoor Luminaires | Linear Ambient | Direct Linear Ambient Luminaires | Premium | FALSE | [9 empty] | 42534 |  |  | No |  | 3.1 | 4790 | 127 | 37.72 | 20 | 0.9 | 3500 | 82.1
P69VFS61 | James Trading Company Limited | JAMES | ZY-T8-15W1200 BIDX FIXTURE (3500K) | Indoor Luminaires | Linear Ambient | Direct Linear Ambient Luminaires | Premium | FALSE | [9 empty] | 42534 |  |  | No |  | 3.1 | 2032 | 138 | 14.7 | 20 | 0.9 | 3500 | 82.1
P5T64DGK | James Trading Company Limited | JAMES | ZY-T8-30W2400 BIDX FIXTURE (3500K) | Indoor Luminaires | Linear Ambient | Direct Linear Ambient Luminaires | Premium | FALSE | [9 empty] | 42534 |  |  | No |  | 3.1 | 4064 | 138 | 29.4 | 20 | 0.9 | 3500 | 82.1
PWKGRU7Z | James Trading Company Limited | JAMES | ZY-ST8FT72 (3000K) | Indoor Luminaires | Linear Ambient | Direct Linear Ambient Luminaires | Premium | FALSE | [9 empty] | 42534 |  |  | No |  | 4 | 9279.4 | 128.2 | 72.38 | 20 | 0.9 | 3000 | 82.2
PPQDYQCS | James Trading Company Limited | JAMES | ZY-ST8FT68 (3000K) | Indoor Luminaires | Linear Ambient | Direct Linear Ambient Luminaires | Premium | FALSE | [9 empty] | 42534 |  |  | No |  | 4 | 9010 | 132.5 | 68 | 20 | 0.9 | 3000 | 82.2
PY5KKV2X | James Trading Company Limited | JAMES | ZY-ST8FT60 (3000K) | Indoor Luminaires | Linear Ambient | Direct Linear Ambient Luminaires | Premium | FALSE | [9 empty] | 42534 |  |  | No |  | 4 | 7950 | 132.5 | 60 | 20 | 0.9 | 3000 | 82.2
PJX3MRQ5 | James Trading Company Limited | JAMES | ZY-ST8FT56 (3000K) | Indoor Luminaires | Linear Ambient | Direct Linear Ambient Luminaires | Premium | FALSE | [9 empty] | 42534 |  |  | No |  | 4 | 7420 | 132.5 | 56 | 20 | 0.9 | 3000 | 82.2
PC9FDT3B | James Trading Company Limited | JAMES | ZY-ST8FT48 (3000K) | Indoor Luminaires | Linear Ambient | Direct Linear Ambient Luminaires | Premium | FALSE | [9 empty] | 42534 |  |  | No |  | 4 | 6445.4 | 132.5 | 48.66 | 20 | 0.9 | 3000 | 82.2
PKGFUCT2 | James Trading Company Limited | JAMES | ZY-ST4FT34 (3000K) | Indoor Luminaires | Linear Ambient | Direct Linear Ambient Luminaires | Premium | FALSE | [9 empty] | 42534 |  |  | No |  | 4 | 4505 | 132.5 | 34 | 20 | 0.9 | 3000 | 82.2
PVFKJB3W | James Trading Company Limited | JAMES | ZY-ST4FT30 (3000K) | Indoor Luminaires | Linear Ambient | Direct Linear Ambient Luminaires | Premium | FALSE | [9 empty] | 42534 |  |  | No |  | 4 | 3975 | 132.5 | 30 | 20 | 0.9 | 3000 | 82.2
P5K9PQ2X | James Trading Company Limited | JAMES | ZY-ST4FT28 (3000K) | Indoor Luminaires | Linear Ambient | Direct Linear Ambient Luminaires | Premium | FALSE | [9 empty] | 42534 |  |  | No |  | 4 | 3710 | 132.5 | 28 | 20 | 0.9 | 3000 | 82.2
PT56K4EH | James Trading Company Limited | JAMES | ZY-T8-30W2400 BINX FIXTURE (3000K) | Indoor Luminaires | Linear Ambient | Direct Linear Ambient Luminaires | Premium | FALSE | [9 empty] | 42534 |  |  | No |  | 3.1 | 3863.2 | 131.5 | 29.38 | 20 | 0.9 | 3000 | 82.2
PYBVSUQK | James Trading Company Limited | JAMES | ZY-ST8FT80 (3000K) | Indoor Luminaires | Linear Ambient | Direct Linear Ambient Luminaires | Premium | FALSE | [9 empty] | 42534 |  |  | No |  | 4 | 10244.6 | 132 | 79.72 | 20 | 0.9 | 3000 | 82.1
PWMCDDHA | James Trading Company Limited | JAMES | ZY-ST4FT40 (3000K) | Indoor Luminaires | Linear Ambient | Direct Linear Ambient Luminaires | Premium | FALSE | [9 empty] | 42534 |  |  | No |  | 4 | 5122.3 | 132 | 39.86 | 20 | 0.9 | 3000 | 82.1
PW7TXNZK | James Trading Company Limited | JAMES | ZY-T8-44W2400 BINX FIXTURE (3000K) | Indoor Luminaires | Linear Ambient | Direct Linear Ambient Luminaires | Premium | FALSE | [9 empty] | 42534 |  |  | No |  | 3.1 | 5283 | 124 | 40 | 20 | 0.9 | 3000 | 82.1
PGD7HRE7 | James Trading Company Limited | JAMES | ZY-T8-22W1200 BINX FIXTURE (3000K) | Indoor Luminaires | Linear Ambient | Direct Linear Ambient Luminaires | Premium | FALSE | [9 empty] | 42534 |  |  | No |  | 3.1 | 2641.5 | 124 | 20 | 20 | 0.9 | 3000 | 82.1
PS614QZK | James Trading Company Limited | JAMES | ZY-T8-40W2400 BINX FIXTURE (3000K) | Indoor Luminaires | Linear Ambient | Direct Linear Ambient Luminaires | Premium | FALSE | [9 empty] | 42534 |  |  | No |  | 3.1 | 4960 | 124 | 40 | 20 | 0.9 | 3000 | 82.1
PK6U8BPP | James Trading Company Limited | JAMES | ZY-T8-20W1200 BINX FIXTURE (3000K) | Indoor Luminaires | Linear Ambient | Direct Linear Ambient Luminaires | Premium | FALSE | [9 empty] | 42534 |  |  | No |  | 3.1 | 2480 | 124 | 20 | 20 | 0.9 | 3000 | 82.1
PCBVQRU6 | James Trading Company Limited | JAMES | ZY-T8-36W2400 BINX FIXTURE (3000K) | Indoor Luminaires | Linear Ambient | Direct Linear Ambient Luminaires | Premium | FALSE | [9 empty] | 42534 |  |  | No |  | 3.1 | 4676.6 | 124 | 37.72 | 20 | 0.9 | 3000 | 82.1
PGC4P2GM | James Trading Company Limited | JAMES | ZY-T8-15W1200 BIDX FIXTURE (3000K) | Indoor Luminaires | Linear Ambient | Direct Linear Ambient Luminaires | Premium | FALSE | [9 empty] | 42534 |  |  | No |  | 3.1 | 1931.6 | 131.5 | 14.69 | 20 | 0.9 | 3000 | 82.2
P5CHUQSY | James Trading Company Limited | JAMES | ZY-T8-30W2400 BIDX FIXTURE (3000K) | Indoor Luminaires | Linear Ambient | Direct Linear Ambient Luminaires | Premium | FALSE | [9 empty] | 42534 |  |  | No |  | 3.1 | 3863.2 | 131.5 | 29.38 | 20 | 0.9 | 3000 | 82.2
PU27W9KP | James Trading Company Limited | JAMES | ZY-T8-22W1200 BIDX FIXTURE (3000K) | Indoor Luminaires | Linear Ambient | Direct Linear Ambient Luminaires | Premium | FALSE | [9 empty] | 42534 |  |  | No |  | 3.1 | 2641.5 | 124 | 21.3 | 20 | 0.9 | 3000 | 82.1
P646CSZS | James Trading Company Limited | JAMES | ZY-T8-44W2400 BIDX FIXTURE (3000K) | Indoor Luminaires | Linear Ambient | Direct Linear Ambient Luminaires | Premium | FALSE | [9 empty] | 42534 |  |  | No |  | 3.1 | 5283 | 124 | 42.6 | 20 | 0.9 | 3000 | 82.1
PE9Z5KK3 | James Trading Company Limited | JAMES | ZY-T8-40W2400 BIDX FIXTURE (3000K) | Indoor Luminaires | Linear Ambient | Direct Linear Ambient Luminaires | Premium | FALSE | [9 empty] | 42534 |  |  | No |  | 3.1 | 4960 | 124 | 40 | 20 | 0.9 | 3000 | 82.1
PCFU9G7N | James Trading Company Limited | JAMES | ZY-T8-20W1200 BIDX FIXTURE (3000K) | Indoor Luminaires | Linear Ambient | Direct Linear Ambient Luminaires | Premium | FALSE | [9 empty] | 42534 |  |  | No |  | 3.1 | 2480 | 124 | 20 | 20 | 0.9 | 3000 | 82.1
PHWPBV6X | James Trading Company Limited | JAMES | ZY-T8-36W2400 BIDX FIXTURE (3000K) | Indoor Luminaires | Linear Ambient | Direct Linear Ambient Luminaires | Premium | FALSE | [9 empty] | 42534 |  |  | No |  | 3.1 | 4676.6 | 124 | 37.72 | 20 | 0.9 | 3000 | 82.1
P2US2551 | James Trading Company Limited | JAMES | ZY-T8-18W1200 BIDX FIXTURE (3000K) | Indoor Luminaires | Linear Ambient | Direct Linear Ambient Luminaires | Premium | FALSE | [9 empty] | 42534 |  |  | No |  | 3.1 | 2338.3 | 124 | 18.86 | 20 | 0.9 | 3000 | 82.1
PVPH6Y3X | Eaton (formerly Cooper Lighting) | Corelite | RZL-NB-4L30-1C-UNV-4 | Indoor Luminaires | Linear Ambient | Direct Linear Ambient Luminaires | Premium | TRUE | 6071.7 | 107.5 | 56.5 | 8.24 | 0.999 | 3016 | 82.1 | 5 | 60000 | 42533 |  |  | Yes |  | 3.1
PMBH4QXE | Eaton (formerly Cooper Lighting) | Corelite | RZL-NB-5L30-1C-UNV-4 | Indoor Luminaires | Linear Ambient | Direct Linear Ambient Luminaires | Standard | TRUE | 7455.6 | 99.8 | 74.7 | 3.13 | 0.999 | 3016 | 82.1 | 5 | 60000 | 42533 |  |  | Yes |  | 3.1
PEADA1EN | Eaton (formerly Cooper Lighting) | Corelite | RZL-NB-1L30-1C-UNV-4 | Indoor Luminaires | Linear Ambient | Direct Linear Ambient Luminaires | Premium | TRUE | 2704.24 | 108.54 | 24.91 | 7.72 | 0.993 | 3016 | 82.1 | 5 | 60000 | 42533 |  |  | Yes |  | 3.1
PJERXYP9 | Eaton (formerly Cooper Lighting) | Corelite | RZL-NB-1L40-1C-UNV-4 | Indoor Luminaires | Linear Ambient | Direct Linear Ambient Luminaires | Premium | TRUE | 2930.53 | 118.08 | 24.82 | 7.34 | 0.993 | 3893 | 82.4 | 5 | 60000 | 42533 |  |  | Yes |  | 3.1
PAQ5QRJB | Eaton (formerly Cooper Lighting) | Corelite | RZL-WB-2L40-1[All Wiring]-UNV-[All Suspension][All Power Feed][All Suspension Length]-[All Ceiling Type]-[4 Foot Run Length Increments]-5LT-[Blank or SV]-[All Finish] | Indoor Luminaires | Linear Ambient | Direct Linear Ambient Luminaires | Standard | FALSE | [9 empty] | 42533 |  |  | Yes |  | 3.1 | 4082.02 | 113.3 | 36.03 | 15.4 | 0.985 | 4000 | 82.1
P6Y5PF8K | Eaton (formerly Cooper Lighting) | Corelite | RZL-WB-2L40-1[All Wiring]-120V-[All Suspension][All Power Feed][All Suspension Length]-[All Ceiling Type]-[4 Foot Run Length Increments]-5LT-[Blank or SV]-[All Finish] | Indoor Luminaires | Linear Ambient | Direct Linear Ambient Luminaires | Premium | FALSE | [9 empty] | 42533 |  |  | Yes |  | 3.1 | 4082.02 | 113.3 | 36.03 | 15.4 | 0.985 | 4000 | 82.1
PKYPDQRH | Eaton (formerly Cooper Lighting) | Corelite | RZL-NB-2L40-1[All Wiring]-120V-[All Suspension][All Power Feed][All Suspension Length]-[All Ceiling Type]-[4 Foot Run Length Increments]-5LT-[Blank or SV]-[All Finish] | Indoor Luminaires | Linear Ambient | Direct Linear Ambient Luminaires | Premium | FALSE | [9 empty] | 42533 |  |  | Yes |  | 3.1 | 3898.03 | 108.19 | 36.03 | 15.4 | 0.985 | 4000 | 82.1
PGA8ZU9P | Eaton (formerly Cooper Lighting) | Corelite | RZL-NB-2L40-1[All Wiring]-UNV-[All Suspension][All Power Feed][All Suspension Length]-[All Ceiling Type]-[4 Foot Run Length Increments]-5LT-[Blank or SV]-[All Finish] | Indoor Luminaires | Linear Ambient | Direct Linear Ambient Luminaires | Standard | FALSE | [9 empty] | 42533 |  |  | Yes |  | 3.1 | 3898.03 | 108.19 | 36.03 | 15.4 | 0.985 | 4000 | 82.1
PF3VYWNV | Eaton (formerly Cooper Lighting) | Corelite | RZL-WL-2L40-1[All Wiring]-UNV-[All Suspension][All Power Feed][All Suspension Length]-[All Ceiling Type]-[4 Foot Run Length Increments]-[Driver Includes STD HCD & 5LT]-[Blank or SV]-[All Finish] | Indoor Luminaires | Linear Ambient | Direct Linear Ambient Luminaires | Premium | FALSE | [9 empty] | 42533 |  |  | Yes |  | 3.1 | 4461.25 | 126.85 | 35.17 | 10.46 | 0.987 | 4000 | 82.1
PG9E8WVB | Eaton (formerly Cooper Lighting) | Corelite | RZL-NL-2L40-1[All Wiring]-UNV-[All Suspension][All Power Feed][All Suspension Length]-[All Ceiling Type]-[4 Foot Run Length Increments]-[Driver Includes STD HCD & 5LT]-[Blank or SV]-[All Finish] | Indoor Luminaires | Linear Ambient | Direct Linear Ambient Luminaires | Premium | FALSE | [9 empty] | 42533 |  |  | Yes |  | 3.1 | 4223.91 | 120.1 | 35.17 | 10.46 | 0.987 | 4000 | 82.1
PE4JG3FA | Eaton (formerly Cooper Lighting) | Corelite | RZL-WF-2L40-1[All Wiring]-UNV-[All Suspension][All Power Feed][All Suspension Length]-[All Ceiling Type]-[4 Foot Run Length Increments]-[Driver Includes STD HCD & 5LT]-[Blank or SV]-[All Finish] | Indoor Luminaires | Linear Ambient | Direct Linear Ambient Luminaires | Premium | FALSE | [9 empty] | 42533 |  |  | Yes |  | 3.1 | 4134.02 | 117.55 | 35.17 | 10.46 | 0.987 | 4000 | 82.1
P1RN2NS4 | Eaton (formerly Cooper Lighting) | Corelite | RZL-WL-3L40-1[All Wiring]-UNV-[All Suspension][All Power Feed][All Suspension Length]-[All Ceiling Type]-[4 Foot Run Length Increments]-[Driver Includes STD HCD & 5LT]-[Blank or SV]-[All Finish] | Indoor Luminaires | Linear Ambient | Direct Linear Ambient Luminaires | Premium | FALSE | [9 empty] | 42533 |  |  | Yes |  | 3.1 | 5646.37 | 135.29 | 41.74 | 9.82 | 0.996 | 4000 | 82.1
P4VRBVR5 | Eaton (formerly Cooper Lighting) | Corelite | RZL-NL-3L40-1[All Wiring]-UNV-[All Suspension][All Power Feed][All Suspension Length]-[All Ceiling Type]-[4 Foot Run Length Increments]-[Driver Includes STD HCD & 5LT]-[Blank or SV]-[All Finish] | Indoor Luminaires | Linear Ambient | Direct Linear Ambient Luminaires | Premium | FALSE | [9 empty] | 42533 |  |  | Yes |  | 3.1 | 5345.95 | 128.09 | 41.74 | 9.82 | 0.996 | 4000 | 82.1
P952DADS | Eaton (formerly Cooper Lighting) | Corelite | RZL-WF-3L40-1[All Wiring]-UNV-[All Suspension][All Power Feed][All Suspension Length]-[All Ceiling Type]-[4 Foot Run Length Increments]-[Driver Includes STD HCD & 5LT]-[Blank or SV]-[All Finish] | Indoor Luminaires | Linear Ambient | Direct Linear Ambient Luminaires | Premium | FALSE | [9 empty] | 42533 |  |  | Yes |  | 3.1 | 5232.15 | 125.36 | 41.74 | 9.82 | 0.996 | 4000 | 82.1
PFWMJP4T | Eaton (formerly Cooper Lighting) | Corelite | RZL-WB-3L40-1[All Wiring]-UNV-[All Suspension][All Power Feed][All Suspension Length]-[All Ceiling Type]-[4 Foot Run Length Increments]-[Driver Includes STD HCD & 5LT]-[Blank or SV]-[All Finish] | Indoor Luminaires | Linear Ambient | Direct Linear Ambient Luminaires | Premium | FALSE | [9 empty] | 42533 |  |  | Yes |  | 3.1 | 5166.29 | 123.78 | 41.74 | 9.82 | 0.996 | 4000 | 82.1
PGBHYYEA | Eaton (formerly Cooper Lighting) | Corelite | RZL-NB-3L40-1[All Wiring]-UNV-[All Suspension][All Power Feed][All Suspension Length]-[All Ceiling Type]-[4 Foot Run Length Increments]-[Driver Includes STD HCD & 5LT]-[Blank or SV]-[All Finish] | Indoor Luminaires | Linear Ambient | Direct Linear Ambient Luminaires | Premium | FALSE | [9 empty] | 42533 |  |  | Yes |  | 3.1 | 4933.46 | 118.2 | 41.74 | 9.82 | 0.996 | 4000 | 82.1
PXZQMB66 | Eaton (formerly Cooper Lighting) | Corelite | RZL-WL-4L40-1[All Wiring]-UNV-[All Suspension][All Power Feed][All Suspension Length]-[All Ceiling Type]-[4 Foot Run Length Increments]-[Driver Includes STD HCD & 5LT]-[Blank or SV]-[All Finish] | Indoor Luminaires | Linear Ambient | Direct Linear Ambient Luminaires | Premium | FALSE | [9 empty] | 42533 |  |  | Yes |  | 3.1 | 7365.12 | 129.63 | 56.82 | 9.16 | 0.997 | 4000 | 82.1
PJQRNHBY | Eaton (formerly Cooper Lighting) | Corelite | RZL-NL-4L40-1[All Wiring]-UNV-[All Suspension][All Power Feed][All Suspension Length]-[All Ceiling Type]-[4 Foot Run Length Increments]-[Driver Includes STD HCD & 5LT]-[Blank or SV]-[All Finish] | Indoor Luminaires | Linear Ambient | Direct Linear Ambient Luminaires | Premium | FALSE | [9 empty] | 42533 |  |  | Yes |  | 3.1 | 6973.23 | 122.74 | 56.82 | 9.16 | 0.997 | 4000 | 82.1
PCPUX9AU | Eaton (formerly Cooper Lighting) | Corelite | RZL-WF-4L40-1[All Wiring]-UNV-[All Suspension][All Power Feed][All Suspension Length]-[All Ceiling Type]-[4 Foot Run Length Increments]-[Driver Includes STD HCD & 5LT]-[Blank or SV]-[All Finish] | Indoor Luminaires | Linear Ambient | Direct Linear Ambient Luminaires | Premium | FALSE | [9 empty] | 42533 |  |  | Yes |  | 3.1 | 6824.81 | 120.12 | 56.82 | 9.16 | 0.997 | 4000 | 82.1
P4ETQW4T | Eaton (formerly Cooper Lighting) | Corelite | RZL-WB-4L40-1[All Wiring]-UNV-[All Suspension][All Power Feed][All Suspension Length]-[All Ceiling Type]-[4 Foot Run Length Increments]-[Driver Includes STD HCD & 5LT]-[Blank or SV]-[All Finish] | Indoor Luminaires | Linear Ambient | Direct Linear Ambient Luminaires | Premium | FALSE | [9 empty] | 42533 |  |  | Yes |  | 3.1 | 6739.02 | 118.61 | 56.82 | 9.16 | 0.997 | 4000 | 82.1
PVMZXQ68 | Eaton (formerly Cooper Lighting) | Corelite | RZL-NB-4L40-1[All Wiring]-UNV-[All Suspension][All Power Feed][All Suspension Length]-[All Ceiling Type]-[4 Foot Run Length Increments]-[Driver Includes STD HCD & 5LT]-[Blank or SV]-[All Finish] | Indoor Luminaires | Linear Ambient | Direct Linear Ambient Luminaires | Premium | FALSE | [9 empty] | 42533 |  |  | Yes |  | 3.1 | 6435.25 | 113.27 | 56.82 | 9.16 | 0.997 | 4000 | 82.1
PFE22ZND | Eaton (formerly Cooper Lighting) | Corelite | RZL-NB-5L40-1[All Wiring]-UNV-[All Suspension][All Power Feed][All Suspension Length]-[All Ceiling Type]-[4 Foot Run Length Increments]-[Driver Includes HCD & 5LT]-[Blank or SV]-[All Finish] | Indoor Luminaires | Linear Ambient | Direct Linear Ambient Luminaires | Premium | FALSE | [9 empty] | 42533 |  |  | Yes |  | 3.1 | 7902.02 | 110.47 | 71.53 | 8.25 | 0.995 | 4000 | 82.1
PYGZYAGX | Eaton (formerly Cooper Lighting) | Corelite | RZL-WB-2L40-1[All Wiring]-UNV-[All Suspension][All Power Feed][All Suspension Length]-[All Ceiling Type]-[4 Foot Run Length Increments]-[Driver Includes STD & HCD]-[Blank or SV]-[All Finish] | Indoor Luminaires | Linear Ambient | Direct Linear Ambient Luminaires | Premium | FALSE | [9 empty] | 42533 |  |  | Yes |  | 3.1 | 4082.02 | 117.5 | 34.74 | 7.99 | 0.989 | 4000 | 82.1
P63G1JEK | Eaton (formerly Cooper Lighting) | Corelite | RZL-NB-2L40-1[All Wiring]-UNV-[All Suspension][All Power Feed][All Suspension Length]-[All Ceiling Type]-[4 Foot Run Length Increments]-[Driver Includes STD & HCD]-[Blank or SV]-[All Finish] | Indoor Luminaires | Linear Ambient | Direct Linear Ambient Luminaires | Premium | FALSE | [9 empty] | 42533 |  |  | Yes |  | 3.1 | 3898.03 | 112.21 | 34.74 | 7.99 | 0.989 | 4000 | 82.1
P91WDUBD | Eaton (formerly Cooper Lighting) | Corelite | RZL-WL-1L40-1[All Wiring]-UNV-[All Suspension][All Power Feed][All Suspension Length]-[All Ceiling Type]-[4 Foot Run Length Increments]-[Driver Includes STD & HCD]-[Blank or SV]-[All Finish] | Indoor Luminaires | Linear Ambient | Direct Linear Ambient Luminaires | Premium | FALSE | [9 empty] | 42533 |  |  | Yes |  | 3.1 | 3365.97 | 135.62 | 24.82 | 7.7 | 0.987 | 4000 | 82.1
PEVZCDKW | Eaton (formerly Cooper Lighting) | Corelite | RZL-NL-1L40-1[All Wiring]-UNV-[All Suspension][All Power Feed][All Suspension Length]-[All Ceiling Type]-[4 Foot Run Length Increments]-[Driver Includes STD & HCD]-[Blank or SV]-[All Finish] | Indoor Luminaires | Linear Ambient | Direct Linear Ambient Luminaires | Premium | FALSE | [9 empty] | 42533 |  |  | Yes |  | 3.1 | 3186.93 | 128.4 | 24.82 | 7.7 | 0.987 | 4000 | 82.1
P6KP87NX | Eaton (formerly Cooper Lighting) | Corelite | RZL-WF-1L40-1[All Wiring]-UNV-[All Suspension][All Power Feed][All Suspension Length]-[All Ceiling Type]-[4 Foot Run Length Increments]-[Driver Includes STD & HCD]-[Blank or SV]-[All Finish] | Indoor Luminaires | Linear Ambient | Direct Linear Ambient Luminaires | Premium | FALSE | [9 empty] | 42533 |  |  | Yes |  | 3.1 | 3119.04 | 125.67 | 24.82 | 7.7 | 0.987 | 4000 | 82.1
PG59MKFD | Eaton (formerly Cooper Lighting) | Corelite | RZL-WB-1L40-1[All Wiring]-UNV-[All Suspension][All Power Feed][All Suspension Length]-[All Ceiling Type]-[4 Foot Run Length Increments]-[Driver Includes STD & HCD]-[Blank or SV]-[All Finish] | Indoor Luminaires | Linear Ambient | Direct Linear Ambient Luminaires | Premium | FALSE | [9 empty] | 42533 |  |  | Yes |  | 3.1 | 3079.84 | 124.09 | 24.82 | 7.7 | 0.987 | 4000 | 82.1
PEG4VZ6U | Eaton (formerly Cooper Lighting) | Corelite | RZL-NB-1L40-1[All Wiring]-UNV-[All Suspension][All Power Feed][All Suspension Length]-[All Ceiling Type]-[4 Foot Run Length Increments]-[Driver Includes STD & HCD]-[Blank or SV]-[All Finish] | Indoor Luminaires | Linear Ambient | Direct Linear Ambient Luminaires | Premium | FALSE | [9 empty] | 42533 |  |  | Yes |  | 3.1 | 2941 | 118.49 | 24.82 | 7.7 | 0.987 | 4000 | 82.1
P6QHHEF3 | Eaton (formerly Cooper Lighting) | Corelite | RZL-WL-5L40-1[All Wiring]-UNV-[All Suspension][All Power Feed][All Suspension Length]-[All Ceiling Type]-[4 Foot Run Length Increments]-[Driver Includes STD HCD & 5LT]-[Blank or SV]-[All Finish] | Indoor Luminaires | Linear Ambient | Direct Linear Ambient Luminaires | Premium | FALSE | [9 empty] | 42533 |  |  | Yes |  | 3.1 | 9043.96 | 124.56 | 72.61 | 6.543 | 0.996 | 4000 | 82.1
P52XFZNC | Eaton (formerly Cooper Lighting) | Corelite | RZL-NL-5L40-1[All Wiring]-UNV-[All Suspension][All Power Feed][All Suspension Length]-[All Ceiling Type]-[4 Foot Run Length Increments]-[Driver Includes STD HCD & 5LT]-[Blank or SV]-[All Finish] | Indoor Luminaires | Linear Ambient | Direct Linear Ambient Luminaires | Premium | FALSE | [9 empty] | 42533 |  |  | Yes |  | 3.1 | 8562.67 | 117.93 | 72.61 | 6.543 | 0.996 | 4000 | 82.1
PTY1YXPN | Eaton (formerly Cooper Lighting) | Corelite | RZL-WF-5L40-1[All Wiring]-UNV-[All Suspension][All Power Feed][All Suspension Length]-[All Ceiling Type]-[4 Foot Run Length Increments]-[Driver Includes STD HCD & 5LT]-[Blank or SV]-[All Finish] | Indoor Luminaires | Linear Ambient | Direct Linear Ambient Luminaires | Premium | FALSE | [9 empty] | 42533 |  |  | Yes |  | 3.1 | 8380.39 | 115.42 | 72.61 | 6.543 | 0.996 | 4000 | 82.1
P8TPAQZA | Eaton (formerly Cooper Lighting) | Corelite | RZL-WB-5L40-1[All Wiring]-UNV-[All Suspension][All Power Feed][All Suspension Length]-[All Ceiling Type]-[4 Foot Run Length Increments]-[Driver Includes STD HCD & 5LT]-[Blank or SV]-[All Finish] | Indoor Luminaires | Linear Ambient | Direct Linear Ambient Luminaires | Premium | FALSE | [9 empty] | 42533 |  |  | Yes |  | 3.1 | 8275.05 | 113.97 | 72.61 | 6.543 | 0.996 | 4000 | 82.1
PY28CQ9D | Eaton (formerly Cooper Lighting) | Corelite | RZL-NB-5L40-1[All Wiring]-UNV-[All Suspension][All Power Feed][All Suspension Length]-[All Ceiling Type]-[4 Foot Run Length Increments]-STD-[Blank or SV]-[All Finish] | Indoor Luminaires | Linear Ambient | Direct Linear Ambient Luminaires | Standard | FALSE | [9 empty] | 42533 |  |  | Yes |  | 3.1 | 7902.02 | 105.7 | 74.76 | 3.13 | 0.999 | 4000 | 82.1
PKS7M4WA | Eaton (formerly Cooper Lighting) | Corelite | RZL-WF-2L35-1[All Wiring]-120V-[All Suspension][All Power Feed][All Suspension Length]-[All Ceiling Type]-[4 Foot Run Length Increments]-5LT-[Blank or SV]-[All Finish] | Indoor Luminaires | Linear Ambient | Direct Linear Ambient Luminaires | Premium | FALSE | [9 empty] | 42533 |  |  | Yes |  | 3.1 | 4035.58 | 112.01 | 36.03 | 15.4 | 0.985 | 3500 | 82.1
PDAT5Y8F | Eaton (formerly Cooper Lighting) | Corelite | RZL-WF-2L35-1[All Wiring]-UNV-[All Suspension][All Power Feed][All Suspension Length]-[All Ceiling Type]-[4 Foot Run Length Increments]-5LT-[Blank or SV]-[All Finish] | Indoor Luminaires | Linear Ambient | Direct Linear Ambient Luminaires | Standard | FALSE | [9 empty] | 42533 |  |  | Yes |  | 3.1 | 4035.58 | 112.01 | 36.03 | 15.4 | 0.985 | 3500 | 82.1
PS9J914D | Eaton (formerly Cooper Lighting) | Corelite | RZL-WB-2L35-1[All Wiring]-UNV-[All Suspension][All Power Feed][All Suspension Length]-[All Ceiling Type]-[4 Foot Run Length Increments]-5LT-[Blank or SV]-[All Finish] | Indoor Luminaires | Linear Ambient | Direct Linear Ambient Luminaires | Standard | FALSE | [9 empty] | 42533 |  |  | Yes |  | 3.1 | 3984.92 | 110.61 | 36.03 | 15.4 | 0.985 | 3500 | 82.1
P1YN9B3K | Eaton (formerly Cooper Lighting) | Corelite | RZL-WB-2L35-1[All Wiring]-120V-[All Suspension][All Power Feed][All Suspension Length]-[All Ceiling Type]-[4 Foot Run Length Increments]-5LT-[Blank or SV]-[All Finish] | Indoor Luminaires | Linear Ambient | Direct Linear Ambient Luminaires | Premium | FALSE | [9 empty] | 42533 |  |  | Yes |  | 3.1 | 3984.92 | 110.61 | 36.03 | 15.4 | 0.985 | 3500 | 82.1
PRHSBC77 | Eaton (formerly Cooper Lighting) | Corelite | RZL-NB-2L35-1[All Wiring]-UNV-[All Suspension][All Power Feed][All Suspension Length]-[All Ceiling Type]-[4 Foot Run Length Increments]-5LT-[Blank or SV]-[All Finish] | Indoor Luminaires | Linear Ambient | Direct Linear Ambient Luminaires | Standard | FALSE | [9 empty] | 42533 |  |  | Yes |  | 3.1 | 3805.23 | 105.62 | 36.03 | 15.4 | 0.985 | 3500 | 82.1
PXDQFESS | Eaton (formerly Cooper Lighting) | Corelite | RZL-WL-2L35-1[All Wiring]-UNV-[All Suspension][All Power Feed][All Suspension Length]-[All Ceiling Type]-[4 Foot Run Length Increments]-[Driver Includes STD HCD & 5LT]-[Blank or SV]-[All Finish] | Indoor Luminaires | Linear Ambient | Direct Linear Ambient Luminaires | Premium | FALSE | [9 empty] | 42533 |  |  | Yes |  | 3.1 | 4355.09 | 123.83 | 35.17 | 10.46 | 0.987 | 3500 | 82.1
PKBTEEQ4 | Eaton (formerly Cooper Lighting) | Corelite | RZL-NL-2L35-1[All Wiring]-UNV-[All Suspension][All Power Feed][All Suspension Length]-[All Ceiling Type]-[4 Foot Run Length Increments]-[Driver Includes STD HCD & 5LT]-[Blank or SV]-[All Finish] | Indoor Luminaires | Linear Ambient | Direct Linear Ambient Luminaires | Premium | FALSE | [9 empty] | 42533 |  |  | Yes |  | 3.1 | 4123.38 | 117.24 | 35.17 | 10.46 | 0.987 | 3500 | 82.1
P2366X7P | Eaton (formerly Cooper Lighting) | Corelite | RZL-WL-3L35-1[All Wiring]-UNV-[All Suspension][All Power Feed][All Suspension Length]-[All Ceiling Type]-[4 Foot Run Length Increments]-[Driver Includes STD HCD & 5LT]-[Blank or SV]-[All Finish] | Indoor Luminaires | Linear Ambient | Direct Linear Ambient Luminaires | Premium | FALSE | [9 empty] | 42533 |  |  | Yes |  | 3.1 | 5511.97 | 132.07 | 41.74 | 9.82 | 0.996 | 3500 | 82.1
PWPTBE5M | Eaton (formerly Cooper Lighting) | Corelite | RZL-NL-3L35-1[All Wiring]-UNV-[All Suspension][All Power Feed][All Suspension Length]-[All Ceiling Type]-[4 Foot Run Length Increments]-[Driver Includes STD HCD & 5LT]-[Blank or SV]-[All Finish] | Indoor Luminaires | Linear Ambient | Direct Linear Ambient Luminaires | Premium | FALSE | [9 empty] | 42533 |  |  | Yes |  | 3.1 | 5218.64 | 125.04 | 41.74 | 9.82 | 0.996 | 3500 | 82.1
P1MP5544 | Eaton (formerly Cooper Lighting) | Corelite | RZL-WF-3L35-1[All Wiring]-UNV-[All Suspension][All Power Feed][All Suspension Length]-[All Ceiling Type]-[4 Foot Run Length Increments]-[Driver Includes STD HCD & 5LT]-[Blank or SV]-[All Finish] | Indoor Luminaires | Linear Ambient | Direct Linear Ambient Luminaires | Premium | FALSE | [9 empty] | 42533 |  |  | Yes |  | 3.1 | 5107.6 | 122.38 | 41.74 | 9.82 | 0.996 | 3500 | 82.1
PFT4ZUZR | Eaton (formerly Cooper Lighting) | Corelite | RZL-WB-3L35-1[All Wiring]-UNV-[All Suspension][All Power Feed][All Suspension Length]-[All Ceiling Type]-[4 Foot Run Length Increments]-[Driver Includes STD HCD & 5LT]-[Blank or SV]-[All Finish] | Indoor Luminaires | Linear Ambient | Direct Linear Ambient Luminaires | Premium | FALSE | [9 empty] | 42533 |  |  | Yes |  | 3.1 | 5043.39 | 120.84 | 41.74 | 9.82 | 0.996 | 3500 | 82.1
P7WB9TQ7 | Eaton (formerly Cooper Lighting) | Corelite | RZL-NB-3L35-1[All Wiring]-UNV-[All Suspension][All Power Feed][All Suspension Length]-[All Ceiling Type]-[4 Foot Run Length Increments]-[Driver Includes STD HCD & 5LT]-[Blank or SV]-[All Finish] | Indoor Luminaires | Linear Ambient | Direct Linear Ambient Luminaires | Premium | FALSE | [9 empty] | 42533 |  |  | Yes |  | 3.1 | 4816.03 | 115.39 | 41.74 | 9.82 | 0.996 | 3500 | 82.1
P8AR7YTD | Eaton (formerly Cooper Lighting) | Corelite | RZL-WL-4L35-1[All Wiring]-UNV-[All Suspension][All Power Feed][All Suspension Length]-[All Ceiling Type]-[4 Foot Run Length Increments]-[Driver Includes STD HCD & 5LT]-[Blank or SV]-[All Finish] | Indoor Luminaires | Linear Ambient | Direct Linear Ambient Luminaires | Premium | FALSE | [9 empty] | 42533 |  |  | Yes |  | 3.1 | 7189.82 | 126.55 | 56.82 | 9.16 | 0.997 | 3500 | 82.1
PU6JXTK5 | Eaton (formerly Cooper Lighting) | Corelite | RZL-NL-4L35-1[All Wiring]-UNV-[All Suspension][All Power Feed][All Suspension Length]-[All Ceiling Type]-[4 Foot Run Length Increments]-[Driver Includes STD HCD & 5LT]-[Blank or SV]-[All Finish] | Indoor Luminaires | Linear Ambient | Direct Linear Ambient Luminaires | Premium | FALSE | [9 empty] | 42533 |  |  | Yes |  | 3.1 | 6807.24 | 119.81 | 56.82 | 9.16 | 0.997 | 3500 | 82.1
PN5176UG | Eaton (formerly Cooper Lighting) | Corelite | RZL-WF-4L35-1[All Wiring]-UNV-[All Suspension][All Power Feed][All Suspension Length]-[All Ceiling Type]-[4 Foot Run Length Increments]-[Driver Includes STD HCD & 5LT]-[Blank or SV]-[All Finish] | Indoor Luminaires | Linear Ambient | Direct Linear Ambient Luminaires | Premium | FALSE | [9 empty] | 42533 |  |  | Yes |  | 3.1 | 6662.4 | 117.26 | 56.82 | 9.16 | 0.997 | 3500 | 82.1
PFMDTY56 | Eaton (formerly Cooper Lighting) | Corelite | RZL-WB-4L35-1[All Wiring]-UNV-[All Suspension][All Power Feed][All Suspension Length]-[All Ceiling Type]-[4 Foot Run Length Increments]-[Driver Includes STD HCD & 5LT]-[Blank or SV]-[All Finish] | Indoor Luminaires | Linear Ambient | Direct Linear Ambient Luminaires | Premium | FALSE | [9 empty] | 42533 |  |  | Yes |  | 3.1 | 6578.59 | 115.79 | 56.82 | 9.16 | 0.997 | 3500 | 82.1
PURSJQMX | Eaton (formerly Cooper Lighting) | Corelite | RZL-NB-4L35-1[All Wiring]-UNV-[All Suspension][All Power Feed][All Suspension Length]-[All Ceiling Type]-[4 Foot Run Length Increments]-[Driver Includes STD HCD & 5LT]-[Blank or SV]-[All Finish] | Indoor Luminaires | Linear Ambient | Direct Linear Ambient Luminaires | Premium | FALSE | [9 empty] | 42533 |  |  | Yes |  | 3.1 | 6282.06 | 110.57 | 56.82 | 9.16 | 0.997 | 3500 | 82.1
PCMUF4MU | Eaton (formerly Cooper Lighting) | Corelite | RZL-WF-2L35-1[All Wiring]-UNV-[All Suspension][All Power Feed][All Suspension Length]-[All Ceiling Type]-[4 Foot Run Length Increments]-[Driver Includes STD & HCD]-[Blank or SV]-[All Finish] | Indoor Luminaires | Linear Ambient | Direct Linear Ambient Luminaires | Premium | FALSE | [9 empty] | 42533 |  |  | Yes |  | 3.1 | 4035.58 | 116.17 | 34.74 | 7.99 | 0.989 | 3500 | 82.1
PY4FTZWF | Eaton (formerly Cooper Lighting) | Corelite | RZL-WB-2L35-1[All Wiring]-UNV-[All Suspension][All Power Feed][All Suspension Length]-[All Ceiling Type]-[4 Foot Run Length Increments]-[Driver Includes STD & HCD]-[Blank or SV]-[All Finish] | Indoor Luminaires | Linear Ambient | Direct Linear Ambient Luminaires | Premium | FALSE | [9 empty] | 42533 |  |  | Yes |  | 3.1 | 3984.92 | 114.71 | 34.74 | 7.99 | 0.989 | 3500 | 82.1
PN6UJ6ZB | Eaton (formerly Cooper Lighting) | Corelite | RZL-NB-2L35-1[All Wiring]-UNV-[All Suspension][All Power Feed][All Suspension Length]-[All Ceiling Type]-[4 Foot Run Length Increments]-[Driver Includes STD & HCD]-[Blank or SV]-[All Finish] | Indoor Luminaires | Linear Ambient | Direct Linear Ambient Luminaires | Premium | FALSE | [9 empty] | 42533 |  |  | Yes |  | 3.1 | 3805.23 | 109.53 | 34.74 | 7.99 | 0.989 | 3500 | 82.1
PR442AAT | Eaton (formerly Cooper Lighting) | Corelite | RZL-WL-1L35-1[All Wiring]-UNV-[All Suspension][All Power Feed][All Suspension Length]-[All Ceiling Type]-[4 Foot Run Length Increments]-[Driver Includes STD & HCD]-[Blank or SV]-[All Finish] | Indoor Luminaires | Linear Ambient | Direct Linear Ambient Luminaires | Premium | FALSE | [9 empty] | 42533 |  |  | Yes |  | 3.1 | 3285.93 | 132.6 | 24.78 | 7.7 | 0.987 | 3500 | 82.1
P2EZTSKP | Eaton (formerly Cooper Lighting) | Corelite | RZL-NL-1L35-1[All Wiring]-UNV-[All Suspension][All Power Feed][All Suspension Length]-[All Ceiling Type]-[4 Foot Run Length Increments]-[Driver Includes STD & HCD]-[Blank or SV]-[All Finish] | Indoor Luminaires | Linear Ambient | Direct Linear Ambient Luminaires | Premium | FALSE | [9 empty] | 42533 |  |  | Yes |  | 3.1 | 3111.03 | 125.55 | 24.78 | 7.7 | 0.987 | 3500 | 82.1
P27QMV8P | Eaton (formerly Cooper Lighting) | Corelite | RZL-WF-1L35-1[All Wiring]-UNV-[All Suspension][All Power Feed][All Suspension Length]-[All Ceiling Type]-[4 Foot Run Length Increments]-[Driver Includes STD & HCD]-[Blank or SV]-[All Finish] | Indoor Luminaires | Linear Ambient | Direct Linear Ambient Luminaires | Premium | FALSE | [9 empty] | 42533 |  |  | Yes |  | 3.1 | 3044.83 | 122.87 | 24.78 | 7.7 | 0.987 | 3500 | 82.1
PEAZMQF5 | Eaton (formerly Cooper Lighting) | Corelite | RZL-WB-1L35-1[All Wiring]-UNV-[All Suspension][All Power Feed][All Suspension Length]-[All Ceiling Type]-[4 Foot Run Length Increments]-[Driver Includes STD & HCD]-[Blank or SV]-[All Finish] | Indoor Luminaires | Linear Ambient | Direct Linear Ambient Luminaires | Premium | FALSE | [9 empty] | 42533 |  |  | Yes |  | 3.1 | 3006.54 | 121.33 | 24.78 | 7.7 | 0.987 | 3500 | 82.1
P7K24E6C | Eaton (formerly Cooper Lighting) | Corelite | RZL-NB-1L35-1[All Wiring]-UNV-[All Suspension][All Power Feed][All Suspension Length]-[All Ceiling Type]-[4 Foot Run Length Increments]-[Driver Includes STD & HCD]-[Blank or SV]-[All Finish] | Indoor Luminaires | Linear Ambient | Direct Linear Ambient Luminaires | Premium | FALSE | [9 empty] | 42533 |  |  | Yes |  | 3.1 | 2871.01 | 115.86 | 24.78 | 7.7 | 0.987 | 3500 | 82.1
PMH7H629 | Eaton (formerly Cooper Lighting) | Corelite | RZL-WL-5L35-1[All Wiring]-UNV-[All Suspension][All Power Feed][All Suspension Length]-[All Ceiling Type]-[4 Foot Run Length Increments]-[Driver Includes STD HCD & 5LT]-[Blank or SV]-[All Finish] | Indoor Luminaires | Linear Ambient | Direct Linear Ambient Luminaires | Premium | FALSE | [9 empty] | 42533 |  |  | Yes |  | 3.1 | 8828.64 | 121.6 | 72.61 | 6.543 | 0.996 | 3500 | 82.1
PQY6BDGB | Eaton (formerly Cooper Lighting) | Corelite | RZL-NL-5L35-1[All Wiring]-UNV-[All Suspension][All Power Feed][All Suspension Length]-[All Ceiling Type]-[4 Foot Run Length Increments]-[Driver Includes STD HCD & 5LT]-[Blank or SV]-[All Finish] | Indoor Luminaires | Linear Ambient | Direct Linear Ambient Luminaires | Premium | FALSE | [9 empty] | 42533 |  |  | Yes |  | 3.1 | 8358.85 | 115.13 | 72.61 | 6.543 | 0.996 | 3500 | 82.1
P9SC2CT4 | Eaton (formerly Cooper Lighting) | Corelite | RZL-WF-5L35-1[All Wiring]-UNV-[All Suspension][All Power Feed][All Suspension Length]-[All Ceiling Type]-[4 Foot Run Length Increments]-[Driver Includes STD HCD & 5LT]-[Blank or SV]-[All Finish] | Indoor Luminaires | Linear Ambient | Direct Linear Ambient Luminaires | Premium | FALSE | [9 empty] | 42533 |  |  | Yes |  | 3.1 | 8180.94 | 112.68 | 72.61 | 6.543 | 0.996 | 3500 | 82.1
PBTE3D2Y | Eaton (formerly Cooper Lighting) | Corelite | RZL-WB-5L35-1[All Wiring]-UNV-[All Suspension][All Power Feed][All Suspension Length]-[All Ceiling Type]-[4 Foot Run Length Increments]-[Driver Includes STD HCD & 5LT]-[Blank or SV]-[All Finish] | Indoor Luminaires | Linear Ambient | Direct Linear Ambient Luminaires | Premium | FALSE | [9 empty] | 42533 |  |  | Yes |  | 3.1 | 8078.1 | 111.26 | 72.61 | 6.543 | 0.996 | 3500 | 82.1
PJWZ9V7K | Eaton (formerly Cooper Lighting) | Corelite | RZL-NB-5L35-1[All Wiring]-UNV-[All Suspension][All Power Feed][All Suspension Length]-[All Ceiling Type]-[4 Foot Run Length Increments]-[Driver Includes STD HCD & 5LT]-[Blank or SV]-[All Finish] | Indoor Luminaires | Linear Ambient | Direct Linear Ambient Luminaires | Standard | FALSE | [9 empty] | 42533 |  |  | Yes |  | 3.1 | 7713.95 | 106.25 | 72.61 | 6.543 | 0.996 | 3500 | 82.1
PQKDBQ17 | Eaton (formerly Cooper Lighting) | Corelite | RZL-NL-2L30-1[All Wiring]-120V-[All Suspension][All Power Feed][All Suspension Length]-[All Ceiling Type]-[4 Foot Run Length Increments]-5LT-[Blank or SV]-[All Finish] | Indoor Luminaires | Linear Ambient | Direct Linear Ambient Luminaires | Premium | FALSE | [9 empty] | 42533 |  |  | Yes |  | 3.1 | 3985.53 | 110.62 | 36.03 | 15.4 | 0.985 | 3000 | 82.1
PA2EKJN1 | Eaton (formerly Cooper Lighting) | Corelite | RZL-NL-2L30-1[All Wiring]-UNV-[All Suspension][All Power Feed][All Suspension Length]-[All Ceiling Type]-[4 Foot Run Length Increments]-5LT-[Blank or SV]-[All Finish] | Indoor Luminaires | Linear Ambient | Direct Linear Ambient Luminaires | Standard | FALSE | [9 empty] | 42533 |  |  | Yes |  | 3.1 | 3985.53 | 110.62 | 36.03 | 15.4 | 0.985 | 3000 | 82.1
PJGD71CU | Eaton (formerly Cooper Lighting) | Corelite | RZL-WF-2L30-1[All Wiring]-120V-[All Suspension][All Power Feed][All Suspension Length]-[All Ceiling Type]-[4 Foot Run Length Increments]-5LT-[Blank or SV]-[All Finish] | Indoor Luminaires | Linear Ambient | Direct Linear Ambient Luminaires | Premium | FALSE | [9 empty] | 42533 |  |  | Yes |  | 3.1 | 3900.68 | 108.27 | 36.03 | 15.4 | 0.985 | 3000 | 82.1
P25FK635 | Eaton (formerly Cooper Lighting) | Corelite | RZL-WF-2L30-1[All Wiring]-UNV-[All Suspension][All Power Feed][All Suspension Length]-[All Ceiling Type]-[4 Foot Run Length Increments]-5LT-[Blank or SV]-[All Finish] | Indoor Luminaires | Linear Ambient | Direct Linear Ambient Luminaires | Standard | FALSE | [9 empty] | 42533 |  |  | Yes |  | 3.1 | 3900.68 | 108.27 | 36.03 | 15.4 | 0.985 | 3000 | 82.1
PQTZR1HM | Eaton (formerly Cooper Lighting) | Corelite | RZL-WB-2L30-1[All Wiring]-UNV-[All Suspension][All Power Feed][All Suspension Length]-[All Ceiling Type]-[4 Foot Run Length Increments]-5LT-[Blank or SV]-[All Finish] | Indoor Luminaires | Linear Ambient | Direct Linear Ambient Luminaires | Standard | FALSE | [9 empty] | 42533 |  |  | Yes |  | 3.1 | 3851.62 | 106.91 | 36.03 | 15.4 | 0.985 | 3000 | 82.1
PNXE4ANV | Eaton (formerly Cooper Lighting) | Corelite | RZL-NB-3L30-1[All Wiring]-UNV-[All Suspension][All Power Feed][All Suspension Length]-[All Ceiling Type]-[4 Foot Run Length Increments]-5LT-[Blank or SV]-[All Finish] | Indoor Luminaires | Linear Ambient | Direct Linear Ambient Luminaires | Standard | FALSE | [9 empty] | 42533 |  |  | Yes |  | 3.1 | 4655.02 | 107.23 | 43.41 | 13.6 | 0.989 | 3000 | 82.1
PZ48MWGY | Eaton (formerly Cooper Lighting) | Corelite | RZL-NB-4L30-1[All Wiring]-120V-[All Suspension][All Power Feed][All Suspension Length]-[All Ceiling Type]-[4 Foot Run Length Increments]-5LT-[Blank or SV]-[All Finish] | Indoor Luminaires | Linear Ambient | Direct Linear Ambient Luminaires | Standard | FALSE | [9 empty] | 42533 |  |  | Yes |  | 3.1 | 6072 | 105.74 | 57.43 | 11 | 0.993 | 3000 | 82.1
P381UCG5 | Eaton (formerly Cooper Lighting) | Corelite | RZL-WL-2L30-1[All Wiring]-UNV-[All Suspension][All Power Feed][All Suspension Length]-[All Ceiling Type]-[4 Foot Run Length Increments]-[Driver Includes STD HCD & 5LT]-[Blank or SV]-[All Finish] | Indoor Luminaires | Linear Ambient | Direct Linear Ambient Luminaires | Premium | FALSE | [9 empty] | 42533 |  |  | Yes |  | 3.1 | 4209.51 | 119.69 | 35.17 | 10.46 | 0.987 | 3000 | 82.1
PSY78KW7 | Eaton (formerly Cooper Lighting) | Corelite | RZL-NB-2L30-1[All Wiring]-UNV-[All Suspension][All Power Feed][All Suspension Length]-[All Ceiling Type]-[4 Foot Run Length Increments]-[Driver Includes STD HCD & 5LT]-[Blank or SV]-[All Finish] | Indoor Luminaires | Linear Ambient | Direct Linear Ambient Luminaires | Standard | FALSE | [9 empty] | 42533 |  |  | Yes |  | 3.1 | 3678 | 104.58 | 35.17 | 10.46 | 0.987 | 3000 | 82.1
PZMAD2E9 | Eaton (formerly Cooper Lighting) | Corelite | RZL-WL-3L30-1[All Wiring]-UNV-[All Suspension][All Power Feed][All Suspension Length]-[All Ceiling Type]-[4 Foot Run Length Increments]-[Driver Includes STD HCD & 5LT]-[Blank or SV]-[All Finish] | Indoor Luminaires | Linear Ambient | Direct Linear Ambient Luminaires | Premium | FALSE | [9 empty] | 42533 |  |  | Yes |  | 3.1 | 5327.65 | 127.65 | 41.74 | 9.82 | 0.996 | 3000 | 82.1
PVBZWBT6 | Eaton (formerly Cooper Lighting) | Corelite | RZL-NL-3L30-1[All Wiring]-UNV-[All Suspension][All Power Feed][All Suspension Length]-[All Ceiling Type]-[4 Foot Run Length Increments]-[Driver Includes STD HCD & 5LT]-[Blank or SV]-[All Finish] | Indoor Luminaires | Linear Ambient | Direct Linear Ambient Luminaires | Premium | FALSE | [9 empty] | 42533 |  |  | Yes |  | 3.1 | 5044.17 | 120.86 | 41.74 | 9.82 | 0.996 | 3000 | 82.1
P6JEXFNT | Eaton (formerly Cooper Lighting) | Corelite | RZL-WF-3L30-1[All Wiring]-UNV-[All Suspension][All Power Feed][All Suspension Length]-[All Ceiling Type]-[4 Foot Run Length Increments]-[Driver Includes STD HCD & 5LT]-[Blank or SV]-[All Finish] | Indoor Luminaires | Linear Ambient | Direct Linear Ambient Luminaires | Premium | FALSE | [9 empty] | 42533 |  |  | Yes |  | 3.1 | 4936.8 | 118.28 | 41.74 | 9.82 | 0.996 | 3000 | 82.1
P54HSXFR | Eaton (formerly Cooper Lighting) | Corelite | RZL-WB-3L30-1[All Wiring]-UNV-[All Suspension][All Power Feed][All Suspension Length]-[All Ceiling Type]-[4 Foot Run Length Increments]-[Driver Includes STD HCD & 5LT]-[Blank or SV]-[All Finish] | Indoor Luminaires | Linear Ambient | Direct Linear Ambient Luminaires | Premium | FALSE | [9 empty] | 42533 |  |  | Yes |  | 3.1 | 4874.7 | 116.8 | 41.74 | 9.82 | 0.996 | 3000 | 82.1
PZQW6UA3 | Eaton (formerly Cooper Lighting) | Corelite | RZL-WL-4L30-1[All Wiring]-UNV-[All Suspension][All Power Feed][All Suspension Length]-[All Ceiling Type]-[4 Foot Run Length Increments]-[Driver Includes STD HCD & 5LT]-[Blank or SV]-[All Finish] | Indoor Luminaires | Linear Ambient | Direct Linear Ambient Luminaires | Premium | FALSE | [9 empty] | 42533 |  |  | Yes |  | 3.1 | 6949.41 | 122.32 | 56.82 | 9.16 | 0.997 | 3000 | 82.1
PTG7963U | Eaton (formerly Cooper Lighting) | Corelite | RZL-NL-4L30-1[All Wiring]-UNV-[All Suspension][All Power Feed][All Suspension Length]-[All Ceiling Type]-[4 Foot Run Length Increments]-[Driver Includes STD HCD & 5LT]-[Blank or SV]-[All Finish] | Indoor Luminaires | Linear Ambient | Direct Linear Ambient Luminaires | Premium | FALSE | [9 empty] | 42533 |  |  | Yes |  | 3.1 | 6579.63 | 115.81 | 56.82 | 9.16 | 0.997 | 3000 | 82.1
PC2S7S1E | Eaton (formerly Cooper Lighting) | Corelite | RZL-WF-4L30-1[All Wiring]-UNV-[All Suspension][All Power Feed][All Suspension Length]-[All Ceiling Type]-[4 Foot Run Length Increments]-[Driver Includes STD HCD & 5LT]-[Blank or SV]-[All Finish] | Indoor Luminaires | Linear Ambient | Direct Linear Ambient Luminaires | Premium | FALSE | [9 empty] | 42533 |  |  | Yes |  | 3.1 | 6439.61 | 113.34 | 56.82 | 9.16 | 0.997 | 3000 | 82.1
PG5ZCW12 | Eaton (formerly Cooper Lighting) | Corelite | RZL-WB-4L30-1[All Wiring]-UNV-[All Suspension][All Power Feed][All Suspension Length]-[All Ceiling Type]-[4 Foot Run Length Increments]-[Driver Includes STD HCD & 5LT]-[Blank or SV]-[All Finish] | Indoor Luminaires | Linear Ambient | Direct Linear Ambient Luminaires | Premium | FALSE | [9 empty] | 42533 |  |  | Yes |  | 3.1 | 6358.63 | 111.92 | 56.82 | 9.16 | 0.997 | 3000 | 82.1
PEUR82FE | Eaton (formerly Cooper Lighting) | Corelite | RZL-WF-5L30-1[All Wiring]-UNV-[All Suspension][All Power Feed][All Suspension Length]-[All Ceiling Type]-[4 Foot Run Length Increments]-[Driver Includes HCD & 5LT]-[Blank or SV]-[All Finish] | Indoor Luminaires | Linear Ambient | Direct Linear Ambient Luminaires | Premium | FALSE | [9 empty] | 42533 |  |  | Yes |  | 3.1 | 7907.41 | 110.59 | 71.5 | 8.25 | 0.995 | 3000 | 82.1
PY69STG1 | Eaton (formerly Cooper Lighting) | Corelite | RZL-WB-5L30-1[All Wiring]-UNV-[All Suspension][All Power Feed][All Suspension Length]-[All Ceiling Type]-[4 Foot Run Length Increments]-[Driver Includes HCD & 5LT]-[Blank or SV]-[All Finish] | Indoor Luminaires | Linear Ambient | Direct Linear Ambient Luminaires | Premium | FALSE | [9 empty] | 42533 |  |  | Yes |  | 3.1 | 7808.01 | 109.2 | 71.5 | 8.25 | 0.995 | 3000 | 82.1
PTVC6234 | Eaton (formerly Cooper Lighting) | Corelite | RZL-NB-4L30-1[All Wiring]-UNV-[All Suspension][All Power Feed][All Suspension Length]-[All Ceiling Type]-[4 Foot Run Length Increments]-[Driver Includes STD & HCD]-[Blank or SV]-[All Finish] | Indoor Luminaires | Linear Ambient | Direct Linear Ambient Luminaires | Premium | FALSE | [9 empty] | 42533 |  |  | Yes |  | 3.1 | 6071.7 | 107.46 | 56.5 | 8.24 | 0.999 | 3000 | 82.1
P1UAHHCM | Eaton (formerly Cooper Lighting) | Corelite | RZL-NL-2L30-1[All Wiring]-UNV-[All Suspension][All Power Feed][All Suspension Length]-[All Ceiling Type]-[4 Foot Run Length Increments]-[Driver Includes STD & HCD]-[Blank or SV]-[All Finish] | Indoor Luminaires | Linear Ambient | Direct Linear Ambient Luminaires | Premium | FALSE | [9 empty] | 42533 |  |  | Yes |  | 3.1 | 3985.53 | 114.72 | 34.74 | 7.99 | 0.989 | 3000 | 82.1
P3UZ31D1 | Eaton (formerly Cooper Lighting) | Corelite | RZL-WF-2L30-1[All Wiring]-UNV-[All Suspension][All Power Feed][All Suspension Length]-[All Ceiling Type]-[4 Foot Run Length Increments]-[Driver Includes STD & HCD]-[Blank or SV]-[All Finish] | Indoor Luminaires | Linear Ambient | Direct Linear Ambient Luminaires | Premium | FALSE | [9 empty] | 42533 |  |  | Yes |  | 3.1 | 3900.68 | 112.28 | 34.74 | 7.99 | 0.989 | 3000 | 82.1
PGPVPD4P | Eaton (formerly Cooper Lighting) | Corelite | RZL-WB-2L30-1[All Wiring]-UNV-[All Suspension][All Power Feed][All Suspension Length]-[All Ceiling Type]-[4 Foot Run Length Increments]-[Driver Includes STD & HCD]-[Blank or SV]-[All Finish] | Indoor Luminaires | Linear Ambient | Direct Linear Ambient Luminaires | Premium | FALSE | [9 empty] | 42533 |  |  | Yes |  | 3.1 | 3851.62 | 110.87 | 34.74 | 7.99 | 0.989 | 3000 | 82.1
P1MGVJJE | Eaton (formerly Cooper Lighting) | Corelite | RZL-NB-3L30-1[All Wiring]-UNV-[All Suspension][All Power Feed][All Suspension Length]-[All Ceiling Type]-[4 Foot Run Length Increments]-[Driver Includes STD & HCD]-[Blank or SV]-[All Finish] | Indoor Luminaires | Linear Ambient | Direct Linear Ambient Luminaires | Premium | FALSE | [9 empty] | 42533 |  |  | Yes |  | 3.1 | 4655.02 | 113.81 | 40.9 | 7.93 | 0.999 | 3000 | 82.1
PGZG64VN | Eaton (formerly Cooper Lighting) | Corelite | RZL-WL-1L30-1[All Wiring]-UNV-[All Suspension][All Power Feed][All Suspension Length]-[All Ceiling Type]-[4 Foot Run Length Increments]-[Driver Includes STD & HCD]-[Blank or SV]-[All Finish] | Indoor Luminaires | Linear Ambient | Direct Linear Ambient Luminaires | Premium | FALSE | [9 empty] | 42533 |  |  | Yes |  | 3.1 | 3175.92 | 127.55 | 24.9 | 7.7 | 0.987 | 3000 | 82.1
PWEQ2KGG | Eaton (formerly Cooper Lighting) | Corelite | RZL-NL-1L30-1[All Wiring]-UNV-[All Suspension][All Power Feed][All Suspension Length]-[All Ceiling Type]-[4 Foot Run Length Increments]-[Driver Includes STD & HCD]-[Blank or SV]-[All Finish] | Indoor Luminaires | Linear Ambient | Direct Linear Ambient Luminaires | Premium | FALSE | [9 empty] | 42533 |  |  | Yes |  | 3.1 | 3007.08 | 121.01 | 24.85 | 7.7 | 0.987 | 3000 | 82.1
P3Q88PKD | Eaton (formerly Cooper Lighting) | Corelite | RZL-WF-1L30-1[All Wiring]-UNV-[All Suspension][All Power Feed][All Suspension Length]-[All Ceiling Type]-[4 Foot Run Length Increments]-[Driver Includes STD & HCD]-[Blank or SV]-[All Finish] | Indoor Luminaires | Linear Ambient | Direct Linear Ambient Luminaires | Premium | FALSE | [9 empty] | 42533 |  |  | Yes |  | 3.1 | 2943.02 | 118.57 | 24.82 | 7.7 | 0.987 | 3000 | 82.1
PTHQXVRV | Eaton (formerly Cooper Lighting) | Corelite | RZL-WB-1L30-1[All Wiring]-UNV-[All Suspension][All Power Feed][All Suspension Length]-[All Ceiling Type]-[4 Foot Run Length Increments]-[Driver Includes STD & HCD]-[Blank or SV]-[All Finish] | Indoor Luminaires | Linear Ambient | Direct Linear Ambient Luminaires | Premium | FALSE | [9 empty] | 42533 |  |  | Yes |  | 3.1 | 2905.91 | 116.8 | 24.88 | 7.7 | 0.987 | 3000 | 82.1
PKCVTVPG | Eaton (formerly Cooper Lighting) | Corelite | RZL-NB-1L30-1[All Wiring]-UNV-[All Suspension][All Power Feed][All Suspension Length]-[All Ceiling Type]-[4 Foot Run Length Increments]-[Driver Includes STD & HCD]-[Blank or SV]-[All Finish] | Indoor Luminaires | Linear Ambient | Direct Linear Ambient Luminaires | Premium | FALSE | [9 empty] | 42533 |  |  | Yes |  | 3.1 | 2775.05 | 111.31 | 24.93 | 7.7 | 0.987 | 3000 | 82.1
PMTKSVDR | Eaton (formerly Cooper Lighting) | Corelite | RZL-WL-5L30-1[All Wiring]-UNV-[All Suspension][All Power Feed][All Suspension Length]-[All Ceiling Type]-[4 Foot Run Length Increments]-[Driver Includes STD HCD & 5LT]-[Blank or SV]-[All Finish] | Indoor Luminaires | Linear Ambient | Direct Linear Ambient Luminaires | Premium | FALSE | [9 empty] | 42533 |  |  | Yes |  | 3.1 | 8533.42 | 117.53 | 72.61 | 6.543 | 0.996 | 3000 | 82.1
PY9C9USN | Eaton (formerly Cooper Lighting) | Corelite | RZL-NL-5L30-1[All Wiring]-UNV-[All Suspension][All Power Feed][All Suspension Length]-[All Ceiling Type]-[4 Foot Run Length Increments]-[Driver Includes STD HCD & 5LT]-[Blank or SV]-[All Finish] | Indoor Luminaires | Linear Ambient | Direct Linear Ambient Luminaires | Premium | FALSE | [9 empty] | 42533 |  |  | Yes |  | 3.1 | 8079.33 | 111.28 | 72.61 | 6.543 | 0.996 | 3000 | 82.1
P6U9RUHU | Eaton (formerly Cooper Lighting) | Corelite | RZL-NB-5L30-1[All Wiring]-UNV-[All Suspension][All Power Feed][All Suspension Length]-[All Ceiling Type]-[4 Foot Run Length Increments]-[Driver Includes STD HCD & 5LT]-[Blank or SV]-[All Finish] | Indoor Luminaires | Linear Ambient | Direct Linear Ambient Luminaires | Standard | FALSE | [9 empty] | 42533 |  |  | Yes |  | 3.1 | 7455.6 | 99.81 | 74.7 | 6.543 | 0.996 | 3000 | 82.1
P2ZCYEAA | Eaton (formerly Cooper Lighting) | Corelite | RZL-WF-5L30-1[All Wiring]-UNV-[All Suspension][All Power Feed][All Suspension Length]-[All Ceiling Type]-[4 Foot Run Length Increments]-STD-[Blank or SV]-[All Finish] | Indoor Luminaires | Linear Ambient | Direct Linear Ambient Luminaires | Standard | FALSE | [9 empty] | 42533 |  |  | Yes |  | 3.1 | 7907.41 | 105.77 | 74.76 | 3.13 | 0.999 | 3000 | 82.1
PC9JGGU5 | Eaton (formerly Cooper Lighting) | Corelite | RZL-WB-5L30-1[All Wiring]-UNV-[All Suspension][All Power Feed][All Suspension Length]-[All Ceiling Type]-[4 Foot Run Length Increments]-STD-[Blank or SV]-[All Finish] | Indoor Luminaires | Linear Ambient | Direct Linear Ambient Luminaires | Standard | FALSE | [9 empty] | 42533 |  |  | Yes |  | 3.1 | 7808.01 | 104.44 | 74.76 | 3.13 | 0.999 | 3000 | 82.1
PS4A1546 | Energy Solutions International | ESI | F-14VA-F4L-50 | Indoor Luminaires | Linear Ambient | Direct Linear Ambient Luminaires | Premium | TRUE | 2631 | 141.1 | 18.647 | 14.674 | 0.945 | 5107 | 83.48 | 5 | 50000 | 42531 |  |  | Yes |  | 3.1 | 2692.3 | 141.7 | 19 | 14.65 | 0.922 | 5107 | 83.5
PX5M5Y74 | Energy Solutions International | ESI | F-18VA-F4V-35 | Indoor Luminaires | Linear Ambient | Direct Linear Ambient Luminaires | Premium | TRUE | 10762 | 128 | 84.11 | 14.674 | 0.945 | 3543 | 84.57 | 5 | 50000 | 42531 |  |  | Yes |  | 3.1 | 10752 | 128 | 84 | 14.65 | 0.922 | 3543 | 84.6
PQVZ2FS1 | Energy Solutions International | ESI | F-18VA-F4VL-35 | Indoor Luminaires | Linear Ambient | Direct Linear Ambient Luminaires | Premium | TRUE | 3370 | 145.8 | 23.111 | 14.674 | 0.945 | 3543 | 84.57 | 5 | 50000 | 42531 |  |  | Yes |  | 3.1 | 3353.4 | 145.8 | 23 | 14.65 | 0.922 | 3543 | 84.6
PDM4JZGS | Energy Solutions International | ESI | F-18VA-F4VV-50 | Indoor Luminaires | Linear Ambient | Direct Linear Ambient Luminaires | Premium | FALSE | [9 empty] | 42531 |  |  | Yes |  | 3.1 | 16116 | 134.3 | 120 | 14.65 | 0.922 | 5107 | 83.5
PJCU1K1F | Energy Solutions International | ESI | F-18VA-F4VH-50 | Indoor Luminaires | Linear Ambient | Direct Linear Ambient Luminaires | Premium | FALSE | [9 empty] | 42531 |  |  | Yes |  | 3.1 | 13927.9 | 137.9 | 101 | 14.65 | 0.922 | 5107 | 83.5
PYU398H5 | Energy Solutions International | ESI | F-18VA-F4V-50 | Indoor Luminaires | Linear Ambient | Direct Linear Ambient Luminaires | Premium | FALSE | [9 empty] | 42531 |  |  | Yes |  | 3.1 | 10752 | 128 | 84 | 14.65 | 0.922 | 5107 | 83.5
PXZFRYTU | Energy Solutions International | ESI | F-18VA-F4H-50 | Indoor Luminaires | Linear Ambient | Direct Linear Ambient Luminaires | Premium | FALSE | [9 empty] | 42531 |  |  | Yes |  | 3.1 | 9910.4 | 130.4 | 76 | 14.65 | 0.922 | 5107 | 83.5
PNQYSZ3H | Energy Solutions International | ESI | F-18VA-F4S-50 | Indoor Luminaires | Linear Ambient | Direct Linear Ambient Luminaires | Premium | FALSE | [9 empty] | 42531 |  |  | Yes |  | 3.1 | 9357.8 | 131.8 | 71 | 14.65 | 0.922 | 5107 | 83.5
PPDYPSXK | Energy Solutions International | ESI | F-14VA-F4VV-50 | Indoor Luminaires | Linear Ambient | Direct Linear Ambient Luminaires | Premium | FALSE | [9 empty] | 42531 |  |  | Yes |  | 3.1 | 8112 | 135.2 | 60 | 14.65 | 0.922 | 5107 | 83.5
P1YWGZF9 | Energy Solutions International | ESI | F-18VA-F4M-50 | Indoor Luminaires | Linear Ambient | Direct Linear Ambient Luminaires | Premium | FALSE | [9 empty] | 42531 |  |  | Yes |  | 3.1 | 8112 | 135.2 | 60 | 14.65 | 0.922 | 5107 | 83.5
PJU1QKRV | Energy Solutions International | ESI | F-18VA-F4N-50 | Indoor Luminaires | Linear Ambient | Direct Linear Ambient Luminaires | Premium | FALSE | [9 empty] | 42531 |  |  | Yes |  | 3.1 | 7032.9 | 137.9 | 51 | 14.65 | 0.922 | 5107 | 83.5
PEQXGRTZ | Energy Solutions International | ESI | F-14VA-F4VH-50 | Indoor Luminaires | Linear Ambient | Direct Linear Ambient Luminaires | Premium | FALSE | [9 empty] | 42531 |  |  | Yes |  | 3.1 | 7032.9 | 137.9 | 51 | 14.65 | 0.922 | 5107 | 83.5
PDFHXSRD | Energy Solutions International | ESI | F-14VA-F4VN-50 | Indoor Luminaires | Linear Ambient | Direct Linear Ambient Luminaires | Premium | FALSE | [9 empty] | 42531 |  |  | Yes |  | 3.1 | 6020 | 140 | 43 | 14.65 | 0.922 | 5107 | 83.5
P4REWTZB | Energy Solutions International | ESI | F-18VA-F4L-50 | Indoor Luminaires | Linear Ambient | Direct Linear Ambient Luminaires | Premium | FALSE | [9 empty] | 42531 |  |  | Yes |  | 3.1 | 5384.6 | 141.7 | 38 | 14.65 | 0.922 | 5107 | 83.5
P84NAZNR | Energy Solutions International | ESI | F-14VA-F4H-50 | Indoor Luminaires | Linear Ambient | Direct Linear Ambient Luminaires | Premium | FALSE | [9 empty] | 42531 |  |  | Yes |  | 3.1 | 4955.2 | 130.4 | 38 | 14.65 | 0.922 | 5107 | 83.5
PFZG764E | Energy Solutions International | ESI | F-14VA-F4S-50 | Indoor Luminaires | Linear Ambient | Direct Linear Ambient Luminaires | Premium | FALSE | [9 empty] | 42531 |  |  | Yes |  | 3.1 | 4613 | 131.8 | 35 | 14.65 | 0.922 | 5107 | 83.5
P628B95F | Energy Solutions International | ESI | F-18VA-F4LL-50 | Indoor Luminaires | Linear Ambient | Direct Linear Ambient Luminaires | Premium | FALSE | [9 empty] | 42531 |  |  | Yes |  | 3.1 | 4323 | 144.1 | 30 | 14.65 | 0.922 | 5107 | 83.5
PKAY3D83 | Energy Solutions International | ESI | F-14VA-F4M-50 | Indoor Luminaires | Linear Ambient | Direct Linear Ambient Luminaires | Premium | FALSE | [9 empty] | 42531 |  |  | Yes |  | 3.1 | 4056 | 135.2 | 30 | 14.65 | 0.922 | 5107 | 83.5
P9P3RTRQ | Energy Solutions International | ESI | F-12VA-F2H-50 | Indoor Luminaires | Linear Ambient | Direct Linear Ambient Luminaires | Premium | FALSE | [9 empty] | 42531 |  |  | Yes |  | 3.1 | 4056 | 135.2 | 30 | 14.65 | 0.922 | 5107 | 83.5
PP6UW735 | Energy Solutions International | ESI | F-12VA-F2S-50 | Indoor Luminaires | Linear Ambient | Direct Linear Ambient Luminaires | Premium | FALSE | [9 empty] | 42531 |  |  | Yes |  | 3.1 | 3452.5 | 138.1 | 25 | 14.65 | 0.922 | 5107 | 83.5
PK1D81NM | Energy Solutions International | ESI | F-14VA-F4N-50 | Indoor Luminaires | Linear Ambient | Direct Linear Ambient Luminaires | Premium | FALSE | [9 empty] | 42531 |  |  | Yes |  | 3.1 | 3447.5 | 137.9 | 25 | 14.65 | 0.922 | 5107 | 83.5
PE449A1M | Energy Solutions International | ESI | F-18VA-F4VL-50 | Indoor Luminaires | Linear Ambient | Direct Linear Ambient Luminaires | Premium | FALSE | [9 empty] | 42531 |  |  | Yes |  | 3.1 | 3353.4 | 145.8 | 23 | 14.65 | 0.922 | 5107 | 83.5
P77G9TMN | Energy Solutions International | ESI | F-12VA-F2M-50 | Indoor Luminaires | Linear Ambient | Direct Linear Ambient Luminaires | Premium | FALSE | [9 empty] | 42531 |  |  | Yes |  | 3.1 | 2688 | 128 | 21 | 14.65 | 0.922 | 5107 | 83.5
PENX4UE3 | Energy Solutions International | ESI | F-12VA-F2N-50 | Indoor Luminaires | Linear Ambient | Direct Linear Ambient Luminaires | Premium | FALSE | [9 empty] | 42531 |  |  | Yes |  | 3.1 | 2025 | 135 | 15 | 14.65 | 0.922 | 5107 | 83.5
PGCH35ZY | Energy Solutions International | ESI | F-12VA-F2L-50 | Indoor Luminaires | Linear Ambient | Direct Linear Ambient Luminaires | Premium | FALSE | [9 empty] | 42531 |  |  | Yes |  | 3.1 | 1415 | 141.5 | 10 | 14.65 | 0.922 | 5107 | 83.5
PJGGYKQM | Energy Solutions International | ESI | F-18VA-F4VV-40 | Indoor Luminaires | Linear Ambient | Direct Linear Ambient Luminaires | Premium | FALSE | [9 empty] | 42531 |  |  | Yes |  | 3.1 | 16116 | 134.3 | 120 | 14.65 | 0.922 | 4000 | 84.3
PAXN7S6E | Energy Solutions International | ESI | F-18VA-F4VH-40 | Indoor Luminaires | Linear Ambient | Direct Linear Ambient Luminaires | Premium | FALSE | [9 empty] | 42531 |  |  | Yes |  | 3.1 | 13927.9 | 137.9 | 101 | 14.65 | 0.922 | 4000 | 84.3
PXUB3WUS | Energy Solutions International | ESI | F-18VA-F4V-40 | Indoor Luminaires | Linear Ambient | Direct Linear Ambient Luminaires | Premium | FALSE | [9 empty] | 42531 |  |  | Yes |  | 3.1 | 10752 | 128 | 84 | 14.65 | 0.922 | 4000 | 84.3
PDFVR272 | Energy Solutions International | ESI | F-18VA-F4H-40 | Indoor Luminaires | Linear Ambient | Direct Linear Ambient Luminaires | Premium | FALSE | [9 empty] | 42531 |  |  | Yes |  | 3.1 | 9910.4 | 130.4 | 76 | 14.65 | 0.922 | 4000 | 84.3
PPBHSD47 | Energy Solutions International | ESI | F-18VA-F4S-40 | Indoor Luminaires | Linear Ambient | Direct Linear Ambient Luminaires | Premium | FALSE | [9 empty] | 42531 |  |  | Yes |  | 3.1 | 9357.8 | 131.8 | 71 | 14.65 | 0.922 | 4000 | 84.3
PR741YKG | Energy Solutions International | ESI | F-14VA-F4VV-40 | Indoor Luminaires | Linear Ambient | Direct Linear Ambient Luminaires | Premium | FALSE | [9 empty] | 42531 |  |  | Yes |  | 3.1 | 8112 | 135.2 | 60 | 14.65 | 0.922 | 4000 | 84.3
PQS89VC3 | Energy Solutions International | ESI | F-18VA-F4M-40 | Indoor Luminaires | Linear Ambient | Direct Linear Ambient Luminaires | Premium | FALSE | [9 empty] | 42531 |  |  | Yes |  | 3.1 | 8112 | 135.2 | 60 | 14.65 | 0.922 | 4000 | 84.3
PS4N2ZFF | Energy Solutions International | ESI | F-14VA-F4VH-40 | Indoor Luminaires | Linear Ambient | Direct Linear Ambient Luminaires | Premium | FALSE | [9 empty] | 42531 |  |  | Yes |  | 3.1 | 7032.9 | 137.9 | 51 | 14.65 | 0.922 | 4000 | 84.3
P2K8CVR7 | Energy Solutions International | ESI | F-18VA-F4N-40 | Indoor Luminaires | Linear Ambient | Direct Linear Ambient Luminaires | Premium | FALSE | [9 empty] | 42531 |  |  | Yes |  | 3.1 | 7032.9 | 137.9 | 51 | 14.65 | 0.922 | 4000 | 84.3
PCZWZ9CW | Energy Solutions International | ESI | F-14VA-F4VN-40 | Indoor Luminaires | Linear Ambient | Direct Linear Ambient Luminaires | Premium | FALSE | [9 empty] | 42531 |  |  | Yes |  | 3.1 | 6020 | 140 | 43 | 14.65 | 0.922 | 4000 | 84.3
PZJKZ6YX | Energy Solutions International | ESI | F-18VA-F4L-40 | Indoor Luminaires | Linear Ambient | Direct Linear Ambient Luminaires | Premium | FALSE | [9 empty] | 42531 |  |  | Yes |  | 3.1 | 5384.6 | 141.7 | 38 | 14.65 | 0.922 | 4000 | 84.3
PPMKZY5J | Energy Solutions International | ESI | F-14VA-F4H-40 | Indoor Luminaires | Linear Ambient | Direct Linear Ambient Luminaires | Premium | FALSE | [9 empty] | 42531 |  |  | Yes |  | 3.1 | 4955.2 | 130.4 | 38 | 14.65 | 0.922 | 4000 | 84.3
PEWY131X | Energy Solutions International | ESI | F-14VA-F4S-40 | Indoor Luminaires | Linear Ambient | Direct Linear Ambient Luminaires | Premium | FALSE | [9 empty] | 42531 |  |  | Yes |  | 3.1 | 4613 | 131.8 | 35 | 14.65 | 0.922 | 4000 | 84.3
PU1FGJPH | Energy Solutions International | ESI | F-18VA-F4LL-40 | Indoor Luminaires | Linear Ambient | Direct Linear Ambient Luminaires | Premium | FALSE | [9 empty] | 42531 |  |  | Yes |  | 3.1 | 4323 | 144.1 | 30 | 14.65 | 0.922 | 4000 | 84.3
PS635QXV | Energy Solutions International | ESI | F-12VA-F2H-40 | Indoor Luminaires | Linear Ambient | Direct Linear Ambient Luminaires | Premium | FALSE | [9 empty] | 42531 |  |  | Yes |  | 3.1 | 4056 | 135.2 | 30 | 14.65 | 0.922 | 4000 | 84.3
PKQ6AZ8K | Energy Solutions International | ESI | F-14VA-F4M-40 | Indoor Luminaires | Linear Ambient | Direct Linear Ambient Luminaires | Premium | FALSE | [9 empty] | 42531 |  |  | Yes |  | 3.1 | 4056 | 135.2 | 30 | 14.65 | 0.922 | 4000 | 84.3
P3P5GX43 | Energy Solutions International | ESI | F-12VA-F2S-40 | Indoor Luminaires | Linear Ambient | Direct Linear Ambient Luminaires | Premium | FALSE | [9 empty] | 42531 |  |  | Yes |  | 3.1 | 3452.5 | 138.1 | 25 | 14.65 | 0.922 | 4000 | 84.3
PF6B55DX | Energy Solutions International | ESI | F-14VA-F4N-40 | Indoor Luminaires | Linear Ambient | Direct Linear Ambient Luminaires | Premium | FALSE | [9 empty] | 42531 |  |  | Yes |  | 3.1 | 3447.5 | 137.9 | 25 | 14.65 | 0.922 | 4000 | 84.3
PJMVRT83 | Energy Solutions International | ESI | F-18VA-F4VL-40 | Indoor Luminaires | Linear Ambient | Direct Linear Ambient Luminaires | Premium | FALSE | [9 empty] | 42531 |  |  | Yes |  | 3.1 | 3353.4 | 145.8 | 23 | 14.65 | 0.922 | 4000 | 84.3
PM59KJJW | Energy Solutions International | ESI | F-14VA-F4L-40 | Indoor Luminaires | Linear Ambient | Direct Linear Ambient Luminaires | Premium | FALSE | [9 empty] | 42531 |  |  | Yes |  | 3.1 | 2692.3 | 141.7 | 19 | 14.65 | 0.922 | 4000 | 84.3
PV7Z78JY | Energy Solutions International | ESI | F-12VA-F2M-40 | Indoor Luminaires | Linear Ambient | Direct Linear Ambient Luminaires | Premium | FALSE | [9 empty] | 42531 |  |  | Yes |  | 3.1 | 2688 | 128 | 21 | 14.65 | 0.922 | 4000 | 84.3
PDJEFDKQ | Energy Solutions International | ESI | F-12VA-F2N-40 | Indoor Luminaires | Linear Ambient | Direct Linear Ambient Luminaires | Premium | FALSE | [9 empty] | 42531 |  |  | Yes |  | 3.1 | 2025 | 135 | 15 | 14.65 | 0.922 | 4000 | 84.3
PCTR5NXU | Energy Solutions International | ESI | F-12VA-F2L-40 | Indoor Luminaires | Linear Ambient | Direct Linear Ambient Luminaires | Premium | FALSE | [9 empty] | 42531 |  |  | Yes |  | 3.1 | 1415 | 141.5 | 10 | 14.65 | 0.922 | 4000 | 84.3
PHHD398W | Energy Solutions International | ESI | F-18VA-F4VV-35 | Indoor Luminaires | Linear Ambient | Direct Linear Ambient Luminaires | Premium | FALSE | [9 empty] | 42531 |  |  | Yes |  | 3.1 | 16116 | 134.3 | 120 | 14.65 | 0.922 | 3543 | 84.6
P1RBG9FU | Energy Solutions International | ESI | F-18VA-F4VH-35 | Indoor Luminaires | Linear Ambient | Direct Linear Ambient Luminaires | Premium | FALSE | [9 empty] | 42531 |  |  | Yes |  | 3.1 | 13927.9 | 137.9 | 101 | 14.65 | 0.922 | 3543 | 84.6
PB19W4PJ | Energy Solutions International | ESI | F-18VA-F4H-35 | Indoor Luminaires | Linear Ambient | Direct Linear Ambient Luminaires | Premium | FALSE | [9 empty] | 42531 |  |  | Yes |  | 3.1 | 9910.4 | 130.4 | 76 | 14.65 | 0.922 | 3543 | 84.6
PPHRBG3P | Energy Solutions International | ESI | F-18VA-F4S-35 | Indoor Luminaires | Linear Ambient | Direct Linear Ambient Luminaires | Premium | FALSE | [9 empty] | 42531 |  |  | Yes |  | 3.1 | 9357.8 | 131.8 | 71 | 14.65 | 0.922 | 3543 | 84.6
PJ835747 | Energy Solutions International | ESI | F-14VA-F4VV-35 | Indoor Luminaires | Linear Ambient | Direct Linear Ambient Luminaires | Premium | FALSE | [9 empty] | 42531 |  |  | Yes |  | 3.1 | 8112 | 135.2 | 60 | 14.65 | 0.922 | 3543 | 84.6
PCQJVV5C | Energy Solutions International | ESI | F-18VA-F4M-35 | Indoor Luminaires | Linear Ambient | Direct Linear Ambient Luminaires | Premium | FALSE | [9 empty] | 42531 |  |  | Yes |  | 3.1 | 8112 | 135.2 | 60 | 14.65 | 0.922 | 3543 | 84.6
PW5J19SU | Energy Solutions International | ESI | F-18VA-F4N-35 | Indoor Luminaires | Linear Ambient | Direct Linear Ambient Luminaires | Premium | FALSE | [9 empty] | 42531 |  |  | Yes |  | 3.1 | 7032.9 | 137.9 | 51 | 14.65 | 0.922 | 3543 | 84.6
PAZHY9YQ | Energy Solutions International | ESI | F-14VA-F4VH-35 | Indoor Luminaires | Linear Ambient | Direct Linear Ambient Luminaires | Premium | FALSE | [9 empty] | 42531 |  |  | Yes |  | 3.1 | 7032.9 | 137.9 | 51 | 14.65 | 0.922 | 3543 | 84.6
PT98GHYU | Energy Solutions International | ESI | F-14VA-F4VN-35 | Indoor Luminaires | Linear Ambient | Direct Linear Ambient Luminaires | Premium | FALSE | [9 empty] | 42531 |  |  | Yes |  | 3.1 | 6020 | 140 | 43 | 14.65 | 0.922 | 3543 | 84.6
PAK8TCFA | Energy Solutions International | ESI | F-18VA-F4L-35 | Indoor Luminaires | Linear Ambient | Direct Linear Ambient Luminaires | Premium | FALSE | [9 empty] | 42531 |  |  | Yes |  | 3.1 | 5384.6 | 141.7 | 38 | 14.65 | 0.922 | 3543 | 84.6
P4AHDTQ3 | Energy Solutions International | ESI | F-14VA-F4H-35 | Indoor Luminaires | Linear Ambient | Direct Linear Ambient Luminaires | Premium | FALSE | [9 empty] | 42531 |  |  | Yes |  | 3.1 | 4955.2 | 130.4 | 38 | 14.65 | 0.922 | 3543 | 84.6
PBKC81X7 | Energy Solutions International | ESI | F-14VA-F4S-35 | Indoor Luminaires | Linear Ambient | Direct Linear Ambient Luminaires | Premium | FALSE | [9 empty] | 42531 |  |  | Yes |  | 3.1 | 4613 | 131.8 | 35 | 14.65 | 0.922 | 3543 | 84.6
PXYSZP4B | Energy Solutions International | ESI | F-18VA-F4LL-35 | Indoor Luminaires | Linear Ambient | Direct Linear Ambient Luminaires | Premium | FALSE | [9 empty] | 42531 |  |  | Yes |  | 3.1 | 4323 | 144.1 | 30 | 14.65 | 0.922 | 3543 | 84.6
PV9JF11Z | Energy Solutions International | ESI | F-14VA-F4M-35 | Indoor Luminaires | Linear Ambient | Direct Linear Ambient Luminaires | Premium | FALSE | [9 empty] | 42531 |  |  | Yes |  | 3.1 | 4056 | 135.2 | 30 | 14.65 | 0.922 | 3543 | 84.6
P9JG9WYU | Energy Solutions International | ESI | F-12VA-F2H-35 | Indoor Luminaires | Linear Ambient | Direct Linear Ambient Luminaires | Premium | FALSE | [9 empty] | 42531 |  |  | Yes |  | 3.1 | 4056 | 135.2 | 30 | 14.65 | 0.922 | 3543 | 84.6
PCYW463K | Energy Solutions International | ESI | F-12VA-F2S-35 | Indoor Luminaires | Linear Ambient | Direct Linear Ambient Luminaires | Premium | FALSE | [9 empty] | 42531 |  |  | Yes |  | 3.1 | 3452.5 | 138.1 | 25 | 14.65 | 0.922 | 3543 | 84.6
PUY7WG4X | Energy Solutions International | ESI | F-14VA-F4N-35 | Indoor Luminaires | Linear Ambient | Direct Linear Ambient Luminaires | Premium | FALSE | [9 empty] | 42531 |  |  | Yes |  | 3.1 | 3447.5 | 137.9 | 25 | 14.65 | 0.922 | 3543 | 84.6
P91XXS3P | Energy Solutions International | ESI | F-14VA-F4L-35 | Indoor Luminaires | Linear Ambient | Direct Linear Ambient Luminaires | Premium | FALSE | [9 empty] | 42531 |  |  | Yes |  | 3.1 | 2692.3 | 141.7 | 19 | 14.65 | 0.922 | 3543 | 84.6
P3JWVZAC | Energy Solutions International | ESI | F-12VA-F2M-35 | Indoor Luminaires | Linear Ambient | Direct Linear Ambient Luminaires | Premium | FALSE | [9 empty] | 42531 |  |  | Yes |  | 3.1 | 2688 | 128 | 21 | 14.65 | 0.922 | 3543 | 84.6
P7CHHZF9 | Energy Solutions International | ESI | F-12VA-F2N-35 | Indoor Luminaires | Linear Ambient | Direct Linear Ambient Luminaires | Premium | FALSE | [9 empty] | 42531 |  |  | Yes |  | 3.1 | 2025 | 135 | 15 | 14.65 | 0.922 | 3543 | 84.6
P31764T7 | Energy Solutions International | ESI | F-12VA-F2L-35 | Indoor Luminaires | Linear Ambient | Direct Linear Ambient Luminaires | Premium | FALSE | [9 empty] | 42531 |  |  | Yes |  | 3.1 | 1415 | 141.5 | 10 | 14.65 | 0.922 | 3543 | 84.6
P6VHAP1Q | NINGBO TOP OPTOELECTRONIC TECHNOLOGY CO.LTD | DP | TOP2600-LED-U-5000K | Indoor Luminaires | Linear Ambient | Direct Linear Ambient Luminaires | Standard | TRUE | 9810.7 | 95.967 | 102.23 | 10.26 | 0.9756 | 5182 | 84.4 | 5 | 50000 | 42530 |  |  | No |  | 3.1 | 9000 | 95 | 103 | 20 | 0.9 | 5000 | 80
PK7JY1UV | NINGBO TOP OPTOELECTRONIC TECHNOLOGY CO.LTD | DP | TOP8232-LED-U-4000K | Indoor Luminaires | Linear Ambient | Direct Linear Ambient Luminaires | Standard | TRUE | 4985.73 | 99.3 | 50.16 | 8.39 | 0.9743 | 4078 | 83.4 | 5 | 50000 | 42530 |  |  | No |  | 3.1 | 4560 | 95 | 51 | 20 | 0.9 | 4000 | 80
PH3EHX9H | FOSHAN INNOVATIVE LIGHTING | Innovative | CAT#LWP-4002(3000K) | Indoor Luminaires | Linear Ambient | Direct Linear Ambient Luminaires | Standard | TRUE | 3058.13 | 90.8 | 33.68 | 15.8 | 0.948 | 3117 | 84.1 | 5 | 50000 | 42530 |  |  | No |  | 3.1 | 3500 | 87.5 | 40 | 25 | 0.9 | 3000 | 80
PW5NGSZC | K-B Lighting Mfg.Co. Inc |  | 370-14-LED-35 | Indoor Luminaires | Linear Ambient | Direct Linear Ambient Luminaires | Standard | TRUE | 4416.4 | 92.3 | 47.89 | 12.15 | 0.9476 | 3593 | 83.7 | 5 | 50000 | 42530 |  |  | NotYetVerified |  | 3 | 4420.7 | 92.3 | 47.89 | 6.82 | 0.9956 | 3593 | 83.7
PNFCEVMB | K-B Lighting Mfg.Co. Inc |  | 370-12-LED-35 | Indoor Luminaires | Linear Ambient | Direct Linear Ambient Luminaires | Standard | TRUE | 2539.2 | 87.5 | 29.02 | 18.28 | 0.9257 | 3609 | 83.6 | 5 | 50000 | 42530 |  |  | NotYetVerified |  | 3 | 2541.6 | 88.9 | 29 | 6.21 | 0.9944 | 3609 | 83.6
PVEDRQ8K | Baiyiled Lighting America Inc. | RayonLED | RO-HBL01-40W(4000K) | Indoor Luminaires | Linear Ambient | Direct Linear Ambient Luminaires | Standard | TRUE | 4054.994 | 104.645 | 38.75 | 17.44 | 0.919 | 4058 | 83.1 | 5 | 50000 | 42530 |  |  | No |  | 3.1 | 4054.994 | 104.645 | 38.75 | 17.44 | 0.992 | 4000 | 83.1
P28FRNCS | K-B Lighting Mfg.Co. Inc |  | 370-12-LED-50 | Indoor Luminaires | Linear Ambient | Direct Linear Ambient Luminaires | Standard | FALSE | [9 empty] | 42530 |  |  | NotYetVerified |  | 3 | 2667.6 | 93.4 | 29 | 6.21 | 0.9944 | 5290 | 84.4
PJXXWK9A | K-B Lighting Mfg.Co. Inc |  | 370-14-LED-50 | Indoor Luminaires | Linear Ambient | Direct Linear Ambient Luminaires | Standard | FALSE | [9 empty] | 42530 |  |  | NotYetVerified |  | 3 | 4639.8 | 97 | 47.81 | 6.77 | 0.9956 | 5272 | 84.6
PYHWEP2S | K-B Lighting Mfg.Co. Inc |  | 370-12-LED-40 | Indoor Luminaires | Linear Ambient | Direct Linear Ambient Luminaires | Standard | FALSE | [9 empty] | 42530 |  |  | NotYetVerified |  | 3 | 2583.6 | 90.4 | 29 | 6.21 | 0.9944 | 4169 | 83.9
P5QFGSKT | K-B Lighting Mfg.Co. Inc |  | 370-14-LED-40 | Indoor Luminaires | Linear Ambient | Direct Linear Ambient Luminaires | Standard | FALSE | [9 empty] | 42530 |  |  | NotYetVerified |  | 3 | 4493.66 | 93.8852 | 47.8634 | 6.77 | 0.9956 | 4152.107 | 83.9997
PWKRUWRH | FOSHAN INNOVATIVE LIGHTING | Innovative | CAT#LWP-4002(3500K) | Indoor Luminaires | Linear Ambient | Direct Linear Ambient Luminaires | Standard | FALSE | [9 empty] | 42530 | Not Dimmable | Not Dimmable | No |  | 3.1 | 3500 | 87.5 | 40 | 25 | 0.9 | 3500 | 80
PVREQU9N | Baiyiled Lighting America Inc. | RayonLED | RO-HBL01-40W(5000K) | Indoor Luminaires | Linear Ambient | Direct Linear Ambient Luminaires | Standard | FALSE | [9 empty] | 42530 | Not Dimmable | Not Dimmable | No |  | 3.1 | 4133.618 | 106.564 | 38.79 | 17.21 | 0.994 | 5000 | 80.8
PHRZ8WTJ | NINGBO TOP OPTOELECTRONIC TECHNOLOGY CO.LTD | DP | TOP8232-LED-U-5000K | Indoor Luminaires | Linear Ambient | Direct Linear Ambient Luminaires | Standard | FALSE | [9 empty] | 42530 | Dimmable | Continuous Below 10 | No |  | 3.1 | 4560 | 95 | 51 | 20 | 0.9 | 5000 | 80
PXWMFR63 | NINGBO TOP OPTOELECTRONIC TECHNOLOGY CO.LTD | DP | TOP2600-LED-U-4000K | Indoor Luminaires | Linear Ambient | Direct Linear Ambient Luminaires | Standard | FALSE | [9 empty] | 42530 | Dimmable | Continuous Below 10 | No |  | 3.1 | 9000 | 95 | 103 | 20 | 0.9 | 4000 | 80
P75KT3EF | NINGBO TOP OPTOELECTRONIC TECHNOLOGY CO.LTD | DP | TOPA224-LED-U-4000K-1 | Indoor Luminaires | Linear Ambient | Direct Linear Ambient Luminaires | Standard | TRUE | 5539.24 | 110.21 | 50.259 | 8.1 | 0.9731 | 4209 | 83.41 | 5 | 50000 | 42529 |  |  | No | Product updated on 3/28/2017. | 4.1 | 5250 | 105 | 50 | 7 | 0.95 | 4000 | 80
P85A54ZT | AZZ Lighting Systems | Rig-A-Lite | MHD206L24U40 | Indoor Luminaires | Linear Ambient | Direct Linear Ambient Luminaires | Standard | TRUE | 6234.9 | 109 | 57.04 | 18 | 0.9 | 4121 | 84 | 5 | 50000 | 42529 |  |  | No |  | 3.1 | 6234.9 | 109 | 57.04 | 12 | 0.98 | 4121 | 84
P288EY45 | AZZ Lighting Systems | Rig-A-Lite | MHD207L24U40 | Indoor Luminaires | Linear Ambient | Direct Linear Ambient Luminaires | Standard | FALSE | [9 empty] | 42529 | Dimmable | Continuous Below 10 | No |  | 3.1 | 7795.76 | 105 | 74.5 | 11 | 0.99 | 4142 | 84
PD9NQK2J | NINGBO TOP OPTOELECTRONIC TECHNOLOGY CO.LTD | DP | TOPA224-LED-U-5000K-1 | Indoor Luminaires | Linear Ambient | Direct Linear Ambient Luminaires | Standard | FALSE | [9 empty] | 42529 | Dimmable | Continuous Below 10 | No | Product updated on 3/28/2017. | 3.1 | 5250 | 105 | 50 | 7 | 0.95 | 5000 | 80
PSNA8SMF | Zhejiang Setec Lighting Co. Ltd. | N/A | SELPF10-100/324/90 [Qualified at 277V Only] | Indoor Luminaires | Linear Ambient | Direct Linear Ambient Luminaires | Standard | TRUE | 10394 | 100.62 | 103.3 | 14.03 | 0.9823 | 5287 | 87.3 | 5 | 50000 | 42527 |  |  | No |  | 3.1 | 10394 | 100.62 | 103.3 | 15.95 | 0.8787 | 5000 | 87.3
PWATHASR | QSSI | Duraguard | LV4PS42U5KG** | Indoor Luminaires | Linear Ambient | Direct Linear Ambient Luminaires | Standard | TRUE | 4013.53 | 92.82 | 43.26 | 13.23 | 0.9507 | 5151 | 83.5 | 5 | 50000 | 42527 |  |  | No |  | 3.1 | 4038 | 93.39 | 43.237 | 20 | 0.9 | 5000 | 83.5
PNWMDK5D | Ohyama Lights LLC | Ohyama Lights | OLLXN4-40C-UNV | Indoor Luminaires | Linear Ambient | Direct Linear Ambient Luminaires | Standard | TRUE | 4323 | 130.6 | 33.1 | 16.36 | 0.933 | 5129 | 84.9 | 5 | 50000 | 42527 |  |  | No |  | 3.1 | 4517 | 136 | 33 | 10.73 | 0.991 | 5000 | 84.9
PTFAFWT9 | Ohyama Lights LLC | Ohyama Lights | OLLXN4-25C-UNV | Indoor Luminaires | Linear Ambient | Direct Linear Ambient Luminaires | Standard | TRUE | 2728 | 128.4 | 21.25 | 18.43 | 0.892 | 5137 | 84.7 | 5 | 50000 | 42527 |  |  | No |  | 3.1 | 2855 | 134 | 21 | 10.03 | 0.989 | 5000 | 84.7
PJW9FVKP | Ohyama Lights LLC | Ohyama Lights | OLLXS4-25C-UNV | Indoor Luminaires | Linear Ambient | Direct Linear Ambient Luminaires | Standard | TRUE | 2716 | 127.9 | 21.23 | 18.36 | 0.892 | 5117 | 84.6 | 5 | 50000 | 42527 |  |  | No |  | 3.1 | 2845 | 134 | 21 | 10.07 | 0.989 | 5000 | 84.6
PXYFHN7W | Ohyama Lights LLC | Ohyama Lights | OLLXS4-25N-UNV | Indoor Luminaires | Linear Ambient | Direct Linear Ambient Luminaires | Standard | TRUE | 2738 | 129.6 | 21.13 | 18.31 | 0.888 | 4069 | 83.3 | 5 | 50000 | 42527 |  |  | No |  | 3.1 | 2810 | 133 | 22 | 10.09 | 0.989 | 4000 | 83.3
PUEDDSNF | Ohyama Lights LLC | Ohyama Lights | OLLXS4-40C-UNV | Indoor Luminaires | Linear Ambient | Direct Linear Ambient Luminaires | Standard | FALSE | [9 empty] | 42527 |  |  | No |  | 3.1 | 4484 | 135 | 33 | 10.65 | 0.991 | 5000 | 84.8
P8KQWE9Q | Ohyama Lights LLC | Ohyama Lights | OLLXN4-25N-UNV | Indoor Luminaires | Linear Ambient | Direct Linear Ambient Luminaires | Standard | FALSE | [9 empty] | 42527 |  |  | No |  | 3.1 | 2810 | 133 | 22 | 10.09 | 0.989 | 4000 | 83.3
PSTVTE4J | Ohyama Lights LLC | Ohyama Lights | OLLXN4-40N-UNV | Indoor Luminaires | Linear Ambient | Direct Linear Ambient Luminaires | Standard | FALSE | [9 empty] | 42527 |  |  | No |  | 3.1 | 4656 | 139 | 33 | 10.81 | 0.991 | 4000 | 82.7
PTYNXFCC | Ohyama Lights LLC | Ohyama Lights | OLLXS4-40N-UNV | Indoor Luminaires | Linear Ambient | Direct Linear Ambient Luminaires | Standard | FALSE | [9 empty] | 42527 |  |  | No |  | 3.1 | 4622 | 138 | 33 | 10.73 | 0.991 | 4000 | 82.6
P9EZTJDZ | RAB Design Lighting | RAB Design | LFW-LED40-C-4K-TG | Indoor Luminaires | Linear Ambient | Direct Linear Ambient Luminaires | Standard | TRUE | 4725 | 111.6 | 42.32 | 16.33 | 0.9727 | 4109 | 84.6 | 5 | 100000 | 42524 |  |  | Yes |  | 3.1 | 4725 | 111.6 | 42.32 | 16.33 | 0.973 | 4109 | 84.6
P5VMTS8H | RAB Design Lighting | RAB Design | LFW-LED60-C-4K-TG | Indoor Luminaires | Linear Ambient | Direct Linear Ambient Luminaires | Standard | FALSE | [9 empty] | 42524 |  |  | Yes |  | 3 | 6924 | 114.2 | 60.62 | 19.73 | 0.981 | 4112 | 84.63
PH65UHVG | HILUX LED CO LTD | Hilux LED | MC-BA-01-40B | Indoor Luminaires | Linear Ambient | Direct Linear Ambient Luminaires | Standard | TRUE | 3932 | 106.47 | 36.93 | 14.8 | 0.971 | 3509 | 81.9 | 5 | 50000 | 42523 |  |  | No | Updated 12/8/2016 | 3.1 | 4200 | 105 | 40 | 15 | 0.9 | 3500 | 80
PQ2W5112 | Industrial Lighting Products | Industrial Lighting Products | SQ4-44WLED-UNIV-50-XXXXX | Indoor Luminaires | Linear Ambient | Direct Linear Ambient Luminaires | Premium | TRUE | 5188 | 118 | 43.96 | 14.1 | 0.935 | 5131 | 84.2 | 5 | 50000 | 42523 |  |  | No |  | 3.1 | 5188 | 118.02 | 43.96 | 14.1 | 0.935 | 5000 | 80
PCPPWY45 | Industrial Lighting Products | Industrial Lighting Products | SQ8-88WLED-UNIV-30-XXXXX | Indoor Luminaires | Linear Ambient | Direct Linear Ambient Luminaires | Premium | TRUE | 9826 | 110.2 | 89.19 | 14.1 | 0.935 | 3073 | 82.1 | 5 | 50000 | 42523 |  |  | No |  | 3.1 | 9826 | 110.17 | 89.19 | 14.1 | 0.935 | 3000 | 80
PGWFTUB6 | Industrial Lighting Products | Industrial Lighting Products | SQ4-16WLED-UNIV-30-XXXXX | Indoor Luminaires | Linear Ambient | Direct Linear Ambient Luminaires | Premium | TRUE | 1995 | 121.5 | 16.58 | 14.1 | 0.935 | 3052 | 83.1 | 5 | 50000 | 42523 |  |  | No |  | 3.1 | 1995 | 121.5 | 16.42 | 14.1 | 0.935 | 3000 | 80
PUHPCF48 | HILUX LED CO LTD | Hilux LED | MC-TP-03-60B | Indoor Luminaires | Linear Ambient | Direct Linear Ambient Luminaires | Standard | TRUE | 6991.44 | 132.39 | 52.81 | 12.3 | 0.917 | 3486 | 81.8 | 5 | 50000 | 42523 |  |  | No | Updated 12/8/2016 | 3.1 | 7000 | 120 | 60 | 15 | 0.9 | 3500 | 80
PZAH8P47 | HILUX LED CO LTD | Hilux LED | MC-TP-03-60D | Indoor Luminaires | Linear Ambient | Direct Linear Ambient Luminaires | Standard | FALSE | [9 empty] | 42523 |  |  | No | Updated 12/8/2016 | 3.1 | 7600 | 126 | 60 | 15 | 0.9 | 5000 | 80
PPZCT8R5 | HILUX LED CO LTD | Hilux LED | MC-BA-01-40D | Indoor Luminaires | Linear Ambient | Direct Linear Ambient Luminaires | Standard | FALSE | [9 empty] | 42523 |  |  | No | Updated 12/8/2016 | 3.1 | 4800 | 120 | 40 | 15 | 0.9 | 5000 | 80
PED2VTPM | HILUX LED CO LTD | Hilux LED | MC-TP-03-60G | Indoor Luminaires | Linear Ambient | Direct Linear Ambient Luminaires | Standard | FALSE | [9 empty] | 42523 |  |  | No | Updated 12/8/2016 | 3.1 | 7400 | 124 | 60 | 15 | 0.9 | 4500 | 80
PY61HUBN | HILUX LED CO LTD | Hilux LED | MC-BA-01-40G | Indoor Luminaires | Linear Ambient | Direct Linear Ambient Luminaires | Standard | FALSE | [9 empty] | 42523 |  |  | No | Updated 12/8/2016 | 3.1 | 4600 | 115 | 40 | 15 | 0.9 | 4500 | 80
PRKFRNRV | HILUX LED CO LTD | Hilux LED | MC-TP-03-60C | Indoor Luminaires | Linear Ambient | Direct Linear Ambient Luminaires | Standard | FALSE | [9 empty] | 42523 |  |  | No | Updated 12/8/2016 | 3.1 | 7200 | 122 | 60 | 15 | 0.9 | 4000 | 80
PZXRA5Y2 | HILUX LED CO LTD | Hilux LED | MC-BA-01-40C | Indoor Luminaires | Linear Ambient | Direct Linear Ambient Luminaires | Standard | FALSE | [9 empty] | 42523 |  |  | No | Updated 12/8/2016 | 3.1 | 4400 | 110 | 40 | 15 | 0.9 | 4000 | 80
P92ZTX9R | Industrial Lighting Products | Industrial Lighting Products | SQ2-22WLED-UNIV-50-XXXXX | Indoor Luminaires | Linear Ambient | Direct Linear Ambient Luminaires | Premium | FALSE | [9 empty] | 42523 |  |  | No |  | 3.1 | 2615 | 116.33 | 22.48 | 14.7 | 0.938 | 5000 | 80
P75YNWHF | Industrial Lighting Products | Industrial Lighting Products | SQ2-16WLED-UNIV-50-XXXXX | Indoor Luminaires | Linear Ambient | Direct Linear Ambient Luminaires | Premium | FALSE | [9 empty] | 42523 |  |  | No |  | 3.1 | 2036 | 120.78 | 16.86 | 14.7 | 0.938 | 5000 | 80
P6U2JU9C | Industrial Lighting Products | Industrial Lighting Products | SQ8-88WLED-UNIV-50-XXXXX | Indoor Luminaires | Linear Ambient | Direct Linear Ambient Luminaires | Premium | FALSE | [9 empty] | 42523 |  |  | No |  | 3.1 | 10442 | 117.08 | 89.19 | 14.1 | 0.935 | 5000 | 80
P5KDDUE6 | Industrial Lighting Products | Industrial Lighting Products | SQ8-60WLED-UNIV-50-XXXXX | Indoor Luminaires | Linear Ambient | Direct Linear Ambient Luminaires | Premium | FALSE | [9 empty] | 42523 |  |  | No |  | 3.1 | 7476 | 124.6 | 60 | 14.1 | 0.935 | 5000 | 80
PCEHZ32K | Industrial Lighting Products | Industrial Lighting Products | SQ8-32WLED-UNIV-50-XXXXX | Indoor Luminaires | Linear Ambient | Direct Linear Ambient Luminaires | Premium | FALSE | [9 empty] | 42523 |  |  | No |  | 3.1 | 4099 | 128.09 | 32 | 14.1 | 0.935 | 5000 | 80
PQ5Z5RWF | Industrial Lighting Products | Industrial Lighting Products | SQ4-30WLED-UNIV-50-XXXXX | Indoor Luminaires | Linear Ambient | Direct Linear Ambient Luminaires | Premium | FALSE | [9 empty] | 42523 |  |  | No |  | 3.1 | 3768 | 125.6 | 30 | 14.1 | 0.935 | 5000 | 80
PB6R5V66 | Industrial Lighting Products | Industrial Lighting Products | SQ4-16WLED-UNIV-50-XXXXX | Indoor Luminaires | Linear Ambient | Direct Linear Ambient Luminaires | Premium | FALSE | [9 empty] | 42523 |  |  | No |  | 3.1 | 2120 | 129.12 | 16.42 | 14.1 | 0.935 | 5000 | 80
PB4371YJ | Industrial Lighting Products | Industrial Lighting Products | SQ2-22WLED-UNIV-40-XXXXX | Indoor Luminaires | Linear Ambient | Direct Linear Ambient Luminaires | Premium | FALSE | [9 empty] | 42523 |  |  | No |  | 3.1 | 2595 | 114.73 | 22.62 | 14.7 | 0.938 | 4000 | 80
P8JBQW8G | Industrial Lighting Products | Industrial Lighting Products | SQ2-16WLED-UNIV-40-XXXXX | Indoor Luminaires | Linear Ambient | Direct Linear Ambient Luminaires | Premium | FALSE | [9 empty] | 42523 |  |  | No |  | 3.1 | 1983 | 117.61 | 16.86 | 14.7 | 0.938 | 4000 | 80
P1TJUMX2 | Industrial Lighting Products | Industrial Lighting Products | SQ8-88WLED-UNIV-40-XXXXX | Indoor Luminaires | Linear Ambient | Direct Linear Ambient Luminaires | Premium | FALSE | [9 empty] | 42523 |  |  | No |  | 3.1 | 10236 | 114.77 | 89.19 | 14.1 | 0.935 | 4000 | 80
PMJZ8UHM | Industrial Lighting Products | Industrial Lighting Products | SQ8-60WLED-UNIV-40-XXXXX | Indoor Luminaires | Linear Ambient | Direct Linear Ambient Luminaires | Premium | FALSE | [9 empty] | 42523 |  |  | No |  | 3.1 | 7329 | 122.14 | 60 | 14.1 | 0.935 | 4000 | 80
P32UX13Q | Industrial Lighting Products | Industrial Lighting Products | SQ4-44WLED-UNIV-40-XXXXX | Indoor Luminaires | Linear Ambient | Direct Linear Ambient Luminaires | Premium | FALSE | [9 empty] | 42523 |  |  | No |  | 3.1 | 5086 | 115.69 | 43.96 | 14.1 | 0.935 | 4000 | 80
PC6M2XFX | Industrial Lighting Products | Industrial Lighting Products | SQ8-32WLED-UNIV-40-XXXXX | Indoor Luminaires | Linear Ambient | Direct Linear Ambient Luminaires | Premium | FALSE | [9 empty] | 42523 |  |  | No |  | 3.1 | 4018 | 125.57 | 32 | 14.1 | 0.935 | 4000 | 80
PWSYJZEF | Industrial Lighting Products | Industrial Lighting Products | SQ4-30WLED-UNIV-40-XXXXX | Indoor Luminaires | Linear Ambient | Direct Linear Ambient Luminaires | Premium | FALSE | [9 empty] | 42523 |  |  | No |  | 3.1 | 3694 | 123.12 | 30 | 14.1 | 0.935 | 4000 | 80
P4M432T5 | Industrial Lighting Products | Industrial Lighting Products | SQ4-16WLED-UNIV-40-XXXXX | Indoor Luminaires | Linear Ambient | Direct Linear Ambient Luminaires | Premium | FALSE | [9 empty] | 42523 |  |  | No |  | 3.1 | 2078 | 126.57 | 16.42 | 14.1 | 0.935 | 4000 | 80
P4RZW3FY | Industrial Lighting Products | Industrial Lighting Products | SQ2-22WLED-UNIV-35-XXXXX | Indoor Luminaires | Linear Ambient | Direct Linear Ambient Luminaires | Premium | FALSE | [9 empty] | 42523 |  |  | No |  | 3.1 | 2559 | 113.13 | 22.62 | 14.7 | 0.938 | 3500 | 80
PYEMHRKE | Industrial Lighting Products | Industrial Lighting Products | SQ2-16WLED-UNIV-35-XXXXX | Indoor Luminaires | Linear Ambient | Direct Linear Ambient Luminaires | Premium | FALSE | [9 empty] | 42523 |  |  | No |  | 3.1 | 1929 | 114.44 | 16.86 | 14.7 | 0.938 | 3500 | 80
PPFUSH37 | Industrial Lighting Products | Industrial Lighting Products | SQ8-88WLED-UNIV-35-XXXXX | Indoor Luminaires | Linear Ambient | Direct Linear Ambient Luminaires | Premium | FALSE | [9 empty] | 42523 |  |  | No |  | 3.1 | 10031 | 112.47 | 89.19 | 14.1 | 0.935 | 3500 | 80
PFF4TC59 | Industrial Lighting Products | Industrial Lighting Products | SQ8-60WLED-UNIV-35-XXXXX | Indoor Luminaires | Linear Ambient | Direct Linear Ambient Luminaires | Premium | FALSE | [9 empty] | 42523 |  |  | No |  | 3.1 | 7182 | 119.7 | 60 | 14.1 | 0.935 | 3500 | 80
PPP277T9 | Industrial Lighting Products | Industrial Lighting Products | SQ4-44WLED-UNIV-35-XXXXX | Indoor Luminaires | Linear Ambient | Direct Linear Ambient Luminaires | Premium | FALSE | [9 empty] | 42523 |  |  | No |  | 3.1 | 4984 | 113.37 | 43.96 | 14.1 | 0.935 | 3500 | 80
P3QJ82JG | Industrial Lighting Products | Industrial Lighting Products | SQ8-32WLED-UNIV-35-XXXXX | Indoor Luminaires | Linear Ambient | Direct Linear Ambient Luminaires | Premium | FALSE | [9 empty] | 42523 |  |  | No |  | 3.1 | 3938 | 123.05 | 32 | 14.1 | 0.935 | 3500 | 80
P4UCJE3B | Industrial Lighting Products | Industrial Lighting Products | SQ4-30WLED-UNIV-35-XXXXX | Indoor Luminaires | Linear Ambient | Direct Linear Ambient Luminaires | Premium | FALSE | [9 empty] | 42523 |  |  | No |  | 3.1 | 3620 | 120.65 | 30 | 14.1 | 0.935 | 3500 | 80
PAHKJS9E | Industrial Lighting Products | Industrial Lighting Products | SQ4-16WLED-UNIV-35-XXXXX | Indoor Luminaires | Linear Ambient | Direct Linear Ambient Luminaires | Premium | FALSE | [9 empty] | 42523 |  |  | No |  | 3.1 | 2037 | 124.04 | 16.42 | 14.1 | 0.935 | 3500 | 80
P59UQEUT | Industrial Lighting Products | Industrial Lighting Products | SQ2-22WLED-UNIV-30-XXXXX | Indoor Luminaires | Linear Ambient | Direct Linear Ambient Luminaires | Premium | FALSE | [9 empty] | 42523 |  |  | No |  | 3.1 | 2523 | 111.54 | 22.62 | 14.7 | 0.938 | 3000 | 80
P1TS3BKN | Industrial Lighting Products | Industrial Lighting Products | SQ2-16WLED-UNIV-30-XXXXX | Indoor Luminaires | Linear Ambient | Direct Linear Ambient Luminaires | Premium | FALSE | [9 empty] | 42523 |  |  | No |  | 3.1 | 1876 | 111.27 | 16.86 | 14.7 | 0.938 | 3000 | 80
P8BDQKAP | Industrial Lighting Products | Industrial Lighting Products | SQ8-60WLED-UNIV-30-XXXXX | Indoor Luminaires | Linear Ambient | Direct Linear Ambient Luminaires | Premium | FALSE | [9 empty] | 42523 |  |  | No |  | 3.1 | 7035 | 117.25 | 60 | 14.1 | 0.935 | 3000 | 80
PZ1X9FA3 | Industrial Lighting Products | Industrial Lighting Products | SQ4-44WLED-UNIV-30-XXXXX | Indoor Luminaires | Linear Ambient | Direct Linear Ambient Luminaires | Premium | FALSE | [9 empty] | 42523 |  |  | No |  | 3.1 | 4984 | 111.05 | 44.88 | 14.1 | 0.935 | 3000 | 80
P9HWDQQD | Industrial Lighting Products | Industrial Lighting Products | SQ8-32WLED-UNIV-30-XXXXX | Indoor Luminaires | Linear Ambient | Direct Linear Ambient Luminaires | Premium | FALSE | [9 empty] | 42523 |  |  | No |  | 3.1 | 3857 | 120.53 | 32 | 14.1 | 0.935 | 3000 | 80
PG47SUBW | Industrial Lighting Products | Industrial Lighting Products | SQ4-30WLED-UNIV-30-XXXXX | Indoor Luminaires | Linear Ambient | Direct Linear Ambient Luminaires | Premium | FALSE | [9 empty] | 42523 |  |  | No |  | 3.1 | 3546 | 118.19 | 30 | 14.1 | 0.935 | 3000 | 80
PQX7SSZZ | Mercury Lighting Products Co. Inc. | MERCURY LIGHTING | LW4-4-3800-50K-HTA-A40-UNI-XXXX | Indoor Luminaires | Linear Ambient | Direct Linear Ambient Luminaires | Premium | TRUE | 3991 | 128.62 | 31.03 | 12.9 | 0.971 | 5159 | 84 | 5 | 60000 | 42522 |  |  | No |  | 3.1 | 3933 | 125.2 | 31 | 6.69 | 0.9966 | 5000 | 80
PJST5QVN | Mercury Lighting Products Co. Inc. | MERCURY LIGHTING | LS1-4-2100-30K-A20-UNI-XXXX | Indoor Luminaires | Linear Ambient | Direct Linear Ambient Luminaires | Premium | TRUE | 2117 | 136.14 | 15.55 | 10.5 | 0.957 | 3059 | 83.5 | 5 | 60000 | 42522 |  |  | No |  | 3.1 | 2049 | 134.6 | 15 | 8.42 | 0.996 | 3000 | 80
PG6M2NJ4 | Mercury Lighting Products Co. Inc. | MERCURY LIGHTING | LW4-2-2700-30K-HTA-A40-UNI-XXXX | Indoor Luminaires | Linear Ambient | Direct Linear Ambient Luminaires | Standard | TRUE | 2589 | 103.15 | 25.1 | 12.9 | 0.954 | 3099 | 82.7 | 5 | 60000 | 42522 |  |  | No |  | 3.1 | 2681 | 108 | 25 | 7.88 | 0.995 | 3000 | 80
PF7EHHGK | Mercury Lighting Products Co. Inc. | MERCURY LIGHTING | LS1-4-2100-50K-A20-UNI-XXXX | Indoor Luminaires | Linear Ambient | Direct Linear Ambient Luminaires | Premium | FALSE | [9 empty] | 42522 |  |  | No |  | 3.1 | 2161 | 142 | 15 | 8.42 | 0.996 | 5000 | 80
P8M7SJY9 | Mercury Lighting Products Co. Inc. | MERCURY LIGHTING | LS2-4-2100-50K-A20-UNI-XXXX | Indoor Luminaires | Linear Ambient | Direct Linear Ambient Luminaires | Premium | FALSE | [9 empty] | 42522 |  |  | No |  | 3.1 | 2161 | 142 | 15 | 8.42 | 0.996 | 5000 | 80
PZ43YD14 | Mercury Lighting Products Co. Inc. | MERCURY LIGHTING | LW15-2-2700-50K-HTA-A40-UNI-XXXX | Indoor Luminaires | Linear Ambient | Direct Linear Ambient Luminaires | Standard | FALSE | [9 empty] | 42522 |  |  | No |  | 3.1 | 2827 | 113.9 | 25 | 7.88 | 0.9953 | 5000 | 80
PXHE1NJP | Mercury Lighting Products Co. Inc. | MERCURY LIGHTING | LW14-2-2700-50K-HTA-A40-UNI-SR-XXXX | Indoor Luminaires | Linear Ambient | Direct Linear Ambient Luminaires | Standard | FALSE | [9 empty] | 42522 |  |  | No |  | 3.1 | 2827 | 113.9 | 25 | 7.88 | 0.9953 | 5000 | 80
PR852EQX | Mercury Lighting Products Co. Inc. | MERCURY LIGHTING | LW4-2-2700-50K-HTA-A40-UNI-XXXX | Indoor Luminaires | Linear Ambient | Direct Linear Ambient Luminaires | Standard | FALSE | [9 empty] | 42522 |  |  | No |  | 3.1 | 2827 | 113.9 | 25 | 7.88 | 0.9953 | 5000 | 80
PEGRV7MH | Mercury Lighting Products Co. Inc. | MERCURY LIGHTING | LW5-2-2700-50K-HTA-A40-UNI-XXXX | Indoor Luminaires | Linear Ambient | Direct Linear Ambient Luminaires | Standard | FALSE | [9 empty] | 42522 |  |  | No |  | 3.1 | 2827 | 113.9 | 25 | 7.88 | 0.9953 | 5000 | 80
P5QK5JUC | Mercury Lighting Products Co. Inc. | MERCURY LIGHTING | LW14-2-2700-50K-HTA-A40-UNI-XXXX | Indoor Luminaires | Linear Ambient | Direct Linear Ambient Luminaires | Standard | FALSE | [9 empty] | 42522 |  |  | No |  | 3.1 | 2827 | 113.9 | 25 | 7.88 | 0.9953 | 5000 | 80
P3YA1Z2B | Mercury Lighting Products Co. Inc. | MERCURY LIGHTING | LW4-2-2700-50K-HTA-A40-UNI-SR-XXXX | Indoor Luminaires | Linear Ambient | Direct Linear Ambient Luminaires | Standard | FALSE | [9 empty] | 42522 |  |  | No |  | 3.1 | 2827 | 113.9 | 25 | 7.88 | 0.9953 | 5000 | 80
PQ2PT9HE | Mercury Lighting Products Co. Inc. | MERCURY LIGHTING | LW4-4-2100-50K-HTA-A20-UNI-SR-XXXX | Indoor Luminaires | Linear Ambient | Direct Linear Ambient Luminaires | Premium | FALSE | [9 empty] | 42522 |  |  | No |  | 3.1 | 2164 | 130.1 | 17 | 7.68 | 0.9965 | 5000 | 80
PH3JANPE | Mercury Lighting Products Co. Inc. | MERCURY LIGHTING | LW5-4-2100-50K-HTA-A20-UNI-XXXX | Indoor Luminaires | Linear Ambient | Direct Linear Ambient Luminaires | Premium | FALSE | [9 empty] | 42522 |  |  | No |  | 3.1 | 2164 | 130.1 | 17 | 7.68 | 0.9965 | 5000 | 80
PBW49KCZ | Mercury Lighting Products Co. Inc. | MERCURY LIGHTING | LW14-4-2100-50K-HTA-A20-UNI-SR-XXXX | Indoor Luminaires | Linear Ambient | Direct Linear Ambient Luminaires | Premium | FALSE | [9 empty] | 42522 |  |  | No |  | 3.1 | 2164 | 130.1 | 17 | 7.68 | 0.9965 | 5000 | 80
PBP7GM5U | Mercury Lighting Products Co. Inc. | MERCURY LIGHTING | LW14-4-2100-50K-HTA-A20-UNI-XXXX | Indoor Luminaires | Linear Ambient | Direct Linear Ambient Luminaires | Premium | FALSE | [9 empty] | 42522 |  |  | No |  | 3.1 | 2164 | 130.1 | 17 | 7.68 | 0.9965 | 5000 | 80
P8AE66KG | Mercury Lighting Products Co. Inc. | MERCURY LIGHTING | LW4-4-2100-50K-HTA-A20-UNI-XXXX | Indoor Luminaires | Linear Ambient | Direct Linear Ambient Luminaires | Premium | FALSE | [9 empty] | 42522 |  |  | No |  | 3.1 | 2164 | 130.1 | 17 | 7.68 | 0.9965 | 5000 | 80
P2TAGP9T | Mercury Lighting Products Co. Inc. | MERCURY LIGHTING | LW15-4-2100-50K-HTA-A20-UNI-XXXX | Indoor Luminaires | Linear Ambient | Direct Linear Ambient Luminaires | Premium | FALSE | [9 empty] | 42522 |  |  | No |  | 3.1 | 2164 | 130.1 | 17 | 7.68 | 0.9965 | 5000 | 80
PKMY9MF5 | Mercury Lighting Products Co. Inc. | MERCURY LIGHTING | LS2-2-2100-50K-A20-UNI-XXXX | Indoor Luminaires | Linear Ambient | Direct Linear Ambient Luminaires | Premium | FALSE | [9 empty] | 42522 |  |  | No |  | 3.1 | 2197 | 130.3 | 17 | 7.57 | 0.9966 | 5000 | 80
PC2NJW2D | Mercury Lighting Products Co. Inc. | MERCURY LIGHTING | LS1-2-2100-50K-A20-UNI-XXXX | Indoor Luminaires | Linear Ambient | Direct Linear Ambient Luminaires | Premium | FALSE | [9 empty] | 42522 |  |  | No |  | 3.1 | 2197 | 130.3 | 17 | 7.57 | 0.9966 | 5000 | 80
PTAMN4HP | Mercury Lighting Products Co. Inc. | MERCURY LIGHTING | LW14-2-2100-50K-HTA-A20-UNI-XXXX | Indoor Luminaires | Linear Ambient | Direct Linear Ambient Luminaires | Standard | FALSE | [9 empty] | 42522 |  |  | No |  | 3.1 | 2209 | 118.3 | 19 | 6.71 | 0.9971 | 5000 | 80
PR36A68M | Mercury Lighting Products Co. Inc. | MERCURY LIGHTING | LW4-2-2100-50K-HTA-A20-UNI-XXXX | Indoor Luminaires | Linear Ambient | Direct Linear Ambient Luminaires | Standard | FALSE | [9 empty] | 42522 |  |  | No |  | 3.1 | 2209 | 118.3 | 19 | 6.71 | 0.9971 | 5000 | 80
PC7P8GKG | Mercury Lighting Products Co. Inc. | MERCURY LIGHTING | LW5-2-2100-50K-HTA-A20-UNI-XXXX | Indoor Luminaires | Linear Ambient | Direct Linear Ambient Luminaires | Standard | FALSE | [9 empty] | 42522 |  |  | No |  | 3.1 | 2209 | 118.3 | 19 | 6.71 | 0.9971 | 5000 | 80
PBRDVM38 | Mercury Lighting Products Co. Inc. | MERCURY LIGHTING | LW15-2-2100-50K-HTA-A20-UNI-XXXX | Indoor Luminaires | Linear Ambient | Direct Linear Ambient Luminaires | Standard | FALSE | [9 empty] | 42522 |  |  | No |  | 3.1 | 2209 | 118.3 | 19 | 6.71 | 0.9971 | 5000 | 80
P3RWXEMX | Mercury Lighting Products Co. Inc. | MERCURY LIGHTING | LW4-2-2100-50K-HTA-A20-UNI-SR-XXXX | Indoor Luminaires | Linear Ambient | Direct Linear Ambient Luminaires | Standard | FALSE | [9 empty] | 42522 |  |  | No |  | 3.1 | 2209 | 118.3 | 19 | 6.71 | 0.9971 | 5000 | 80
P1T6F7Z8 | Mercury Lighting Products Co. Inc. | MERCURY LIGHTING | LW14-2-2100-50K-HTA-A20-UNI-SR-XXXX | Indoor Luminaires | Linear Ambient | Direct Linear Ambient Luminaires | Standard | FALSE | [9 empty] | 42522 |  |  | No |  | 3.1 | 2209 | 118.3 | 19 | 6.71 | 0.9971 | 5000 | 80
PXSJ32YR | Mercury Lighting Products Co. Inc. | MERCURY LIGHTING | LW4-4-3800-50K-HTA-A40-UNI-SR-XXXX | Indoor Luminaires | Linear Ambient | Direct Linear Ambient Luminaires | Premium | FALSE | [9 empty] | 42522 |  |  | No |  | 3.1 | 3933 | 125.2 | 31 | 6.69 | 0.9966 | 5000 | 80
PX1AB6UK | Mercury Lighting Products Co. Inc. | MERCURY LIGHTING | LW15-4-3800-50K-HTA-A40-UNI-XXXX | Indoor Luminaires | Linear Ambient | Direct Linear Ambient Luminaires | Premium | FALSE | [9 empty] | 42522 |  |  | No |  | 3.1 | 3933 | 125.2 | 31 | 6.69 | 0.9966 | 5000 | 80
PBTDVA66 | Mercury Lighting Products Co. Inc. | MERCURY LIGHTING | LW14-4-3800-50K-HTA-A40-UNI-SR-XXXX | Indoor Luminaires | Linear Ambient | Direct Linear Ambient Luminaires | Premium | FALSE | [9 empty] | 42522 |  |  | No |  | 3.1 | 3933 | 125.2 | 31 | 6.69 | 0.9966 | 5000 | 80
P478HY9M | Mercury Lighting Products Co. Inc. | MERCURY LIGHTING | LW5-4-3800-50K-HTA-A40-UNI-XXXX | Indoor Luminaires | Linear Ambient | Direct Linear Ambient Luminaires | Premium | FALSE | [9 empty] | 42522 |  |  | No |  | 3.1 | 3933 | 125.2 | 31 | 6.69 | 0.9966 | 5000 | 80
P2751U8C | Mercury Lighting Products Co. Inc. | MERCURY LIGHTING | LW14-4-3800-50K-HTA-A40-UNI-XXXX | Indoor Luminaires | Linear Ambient | Direct Linear Ambient Luminaires | Premium | FALSE | [9 empty] | 42522 |  |  | No |  | 3.1 | 3933 | 125.2 | 31 | 6.69 | 0.9966 | 5000 | 80
PZHDE717 | Mercury Lighting Products Co. Inc. | MERCURY LIGHTING | LS2-4-4200-50K-A40-UNI-XXXX | Indoor Luminaires | Linear Ambient | Direct Linear Ambient Luminaires | Premium | FALSE | [9 empty] | 42522 |  |  | No |  | 3.1 | 3991 | 125 | 32 | 6.61 | 0.9967 | 5000 | 80
PXH2TXH7 | Mercury Lighting Products Co. Inc. | MERCURY LIGHTING | LS1-4-4200-50K-A40-UNI-XXXX | Indoor Luminaires | Linear Ambient | Direct Linear Ambient Luminaires | Premium | FALSE | [9 empty] | 42522 |  |  | No |  | 3.1 | 3991 | 125 | 32 | 6.61 | 0.9967 | 5000 | 80
PVU8DM6X | Mercury Lighting Products Co. Inc. | MERCURY LIGHTING | LW4-2-2300-50K-HTA-A20-UNI-XXXX | Indoor Luminaires | Linear Ambient | Direct Linear Ambient Luminaires | Standard | FALSE | [9 empty] | 42522 |  |  | No |  | 3.1 | 2423 | 119.5 | 20 | 5.92 | 0.9977 | 5000 | 80
PSXXNAQA | Mercury Lighting Products Co. Inc. | MERCURY LIGHTING | LW4-2-2300-50K-HTA-A20-UNI-SR-XXXX | Indoor Luminaires | Linear Ambient | Direct Linear Ambient Luminaires | Standard | FALSE | [9 empty] | 42522 |  |  | No |  | 3.1 | 2423 | 119.5 | 20 | 5.92 | 0.9977 | 5000 | 80
PR1T4XG8 | Mercury Lighting Products Co. Inc. | MERCURY LIGHTING | LW15-2-2300-50K-HTA-A20-UNI-XXXX | Indoor Luminaires | Linear Ambient | Direct Linear Ambient Luminaires | Standard | FALSE | [9 empty] | 42522 |  |  | No |  | 3.1 | 2423 | 119.5 | 20 | 5.92 | 0.9977 | 5000 | 80
PG45G9WR | Mercury Lighting Products Co. Inc. | MERCURY LIGHTING | LW14-2-2300-50K-HTA-A20-UNI-XXXX | Indoor Luminaires | Linear Ambient | Direct Linear Ambient Luminaires | Standard | FALSE | [9 empty] | 42522 |  |  | No |  | 3.1 | 2423 | 119.5 | 20 | 5.92 | 0.9977 | 5000 | 80
P648PKBJ | Mercury Lighting Products Co. Inc. | MERCURY LIGHTING | LW14-2-2300-50K-HTA-A20-UNI-SR-XXXX | Indoor Luminaires | Linear Ambient | Direct Linear Ambient Luminaires | Standard | FALSE | [9 empty] | 42522 |  |  | No |  | 3.1 | 2423 | 119.5 | 20 | 5.92 | 0.9977 | 5000 | 80
P5UBGJJH | Mercury Lighting Products Co. Inc. | MERCURY LIGHTING | LW5-2-2300-50K-HTA-A20-UNI-XXXX | Indoor Luminaires | Linear Ambient | Direct Linear Ambient Luminaires | Standard | FALSE | [9 empty] | 42522 |  |  | No |  | 3.1 | 2423 | 119.5 | 20 | 5.92 | 0.9977 | 5000 | 80
PHVG2EU8 | Mercury Lighting Products Co. Inc. | MERCURY LIGHTING | LW14-4-4500-50K-HTA-A40-UNI-SR-XXXX | Indoor Luminaires | Linear Ambient | Direct Linear Ambient Luminaires | Standard | FALSE | [9 empty] | 42522 |  |  | No |  | 3.1 | 4815 | 121.5 | 40 | 5.71 | 0.9976 | 5000 | 80
P8S2VSME | Mercury Lighting Products Co. Inc. | MERCURY LIGHTING | LW14-4-4500-50K-HTA-A40-UNI-XXXX | Indoor Luminaires | Linear Ambient | Direct Linear Ambient Luminaires | Standard | FALSE | [9 empty] | 42522 |  |  | No |  | 3.1 | 4815 | 121.5 | 40 | 5.71 | 0.9976 | 5000 | 80
P8Q567D9 | Mercury Lighting Products Co. Inc. | MERCURY LIGHTING | LW15-4-4500-50K-HTA-A40-UNI-XXXX | Indoor Luminaires | Linear Ambient | Direct Linear Ambient Luminaires | Standard | FALSE | [9 empty] | 42522 |  |  | No |  | 3.1 | 4815 | 121.5 | 40 | 5.71 | 0.9976 | 5000 | 80
P7JHKSNG | Mercury Lighting Products Co. Inc. | MERCURY LIGHTING | LW4-4-4500-50K-HTA-A40-UNI-SR-XXXX | Indoor Luminaires | Linear Ambient | Direct Linear Ambient Luminaires | Standard | FALSE | [9 empty] | 42522 |  |  | No |  | 3.1 | 4815 | 121.5 | 40 | 5.71 | 0.9976 | 5000 | 80
P5B9Q3GS | Mercury Lighting Products Co. Inc. | MERCURY LIGHTING | LW5-4-4500-50K-HTA-A40-UNI-XXXX | Indoor Luminaires | Linear Ambient | Direct Linear Ambient Luminaires | Standard | FALSE | [9 empty] | 42522 |  |  | No |  | 3.1 | 4815 | 121.5 | 40 | 5.71 | 0.9976 | 5000 | 80
P1QRGCMR | Mercury Lighting Products Co. Inc. | MERCURY LIGHTING | LW4-4-4500-50K-HTA-A40-UNI-XXXX | Indoor Luminaires | Linear Ambient | Direct Linear Ambient Luminaires | Standard | FALSE | [9 empty] | 42522 |  |  | No |  | 3.1 | 4815 | 121.5 | 40 | 5.71 | 0.9976 | 5000 | 80
PYN2GS1Q | Mercury Lighting Products Co. Inc. | MERCURY LIGHTING | LS1-4-5400-50K-A40-UNI-XXXX | Indoor Luminaires | Linear Ambient | Direct Linear Ambient Luminaires | Standard | FALSE | [9 empty] | 42522 |  |  | No |  | 3.1 | 5557 | 130.8 | 42 | 5.54 | 0.9975 | 5000 | 80
P766GDDE | Mercury Lighting Products Co. Inc. | MERCURY LIGHTING | LS2-4-5400-50K-A40-UNI-XXXX | Indoor Luminaires | Linear Ambient | Direct Linear Ambient Luminaires | Standard | FALSE | [9 empty] | 42522 |  |  | No |  | 3.1 | 5557 | 130.8 | 42 | 5.54 | 0.9975 | 5000 | 80
PZJA8Z1B | Mercury Lighting Products Co. Inc. | MERCURY LIGHTING | LW5-4-5000-50K-HTA-A40-UNI-XXXX | Indoor Luminaires | Linear Ambient | Direct Linear Ambient Luminaires | Standard | FALSE | [9 empty] | 42522 |  |  | No |  | 3.1 | 5094 | 119.9 | 42 | 5.54 | 0.9975 | 5000 | 80
PSNQ8DVU | Mercury Lighting Products Co. Inc. | MERCURY LIGHTING | LW14-4-5000-50K-HTA-A40-UNI-SR-XXXX | Indoor Luminaires | Linear Ambient | Direct Linear Ambient Luminaires | Standard | FALSE | [9 empty] | 42522 |  |  | No |  | 3.1 | 5094 | 119.9 | 42 | 5.54 | 0.9975 | 5000 | 80
PEHVHFEV | Mercury Lighting Products Co. Inc. | MERCURY LIGHTING | LW4-4-5000-50K-HTA-A40-UNI-SR-XXXX | Indoor Luminaires | Linear Ambient | Direct Linear Ambient Luminaires | Standard | FALSE | [9 empty] | 42522 |  |  | No |  | 3.1 | 5094 | 119.9 | 42 | 5.54 | 0.9975 | 5000 | 80
P7KP5R6R | Mercury Lighting Products Co. Inc. | MERCURY LIGHTING | LW14-4-5000-50K-HTA-A40-UNI-XXXX | Indoor Luminaires | Linear Ambient | Direct Linear Ambient Luminaires | Standard | FALSE | [9 empty] | 42522 |  |  | No |  | 3.1 | 5094 | 119.9 | 42 | 5.54 | 0.9975 | 5000 | 80
P5DF5V42 | Mercury Lighting Products Co. Inc. | MERCURY LIGHTING | LW15-4-5000-50K-HTA-A40-UNI-XXXX | Indoor Luminaires | Linear Ambient | Direct Linear Ambient Luminaires | Standard | FALSE | [9 empty] | 42522 |  |  | No |  | 3.1 | 5094 | 119.9 | 42 | 5.54 | 0.9975 | 5000 | 80
P2ZWDQJF | Mercury Lighting Products Co. Inc. | MERCURY LIGHTING | LW4-4-5000-50K-HTA-A40-UNI-XXXX | Indoor Luminaires | Linear Ambient | Direct Linear Ambient Luminaires | Standard | FALSE | [9 empty] | 42522 |  |  | No |  | 3.1 | 5094 | 119.9 | 42 | 5.54 | 0.9975 | 5000 | 80
PZ5CB9FX | Mercury Lighting Products Co. Inc. | MERCURY LIGHTING | LW5-2-2500-50K-HTA-A20-UNI-XXXX | Indoor Luminaires | Linear Ambient | Direct Linear Ambient Luminaires | Standard | FALSE | [9 empty] | 42522 |  |  | No |  | 3.1 | 2631 | 117.7 | 22 | 5.44 | 0.9981 | 5000 | 80
PS9CGN2K | Mercury Lighting Products Co. Inc. | MERCURY LIGHTING | LW14-2-2500-50K-HTA-A20-UNI-XXXX | Indoor Luminaires | Linear Ambient | Direct Linear Ambient Luminaires | Standard | FALSE | [9 empty] | 42522 |  |  | No |  | 3.1 | 2631 | 117.7 | 22 | 5.44 | 0.9981 | 5000 | 80
PQ7GYKYW | Mercury Lighting Products Co. Inc. | MERCURY LIGHTING | LW4-2-2500-50K-HTA-A20-UNI-XXXX | Indoor Luminaires | Linear Ambient | Direct Linear Ambient Luminaires | Standard | FALSE | [9 empty] | 42522 |  |  | No |  | 3.1 | 2631 | 117.7 | 22 | 5.44 | 0.9981 | 5000 | 80
PPRTMNQ7 | Mercury Lighting Products Co. Inc. | MERCURY LIGHTING | LW4-2-2500-50K-HTA-A20-UNI-SR-XXXX | Indoor Luminaires | Linear Ambient | Direct Linear Ambient Luminaires | Standard | FALSE | [9 empty] | 42522 |  |  | No |  | 3.1 | 2631 | 117.7 | 22 | 5.44 | 0.9981 | 5000 | 80
PHGMVA1J | Mercury Lighting Products Co. Inc. | MERCURY LIGHTING | LW15-2-2500-50K-HTA-A20-UNI-XXXX | Indoor Luminaires | Linear Ambient | Direct Linear Ambient Luminaires | Standard | FALSE | [9 empty] | 42522 |  |  | No |  | 3.1 | 2631 | 117.7 | 22 | 5.44 | 0.9981 | 5000 | 80
PCBB6RBV | Mercury Lighting Products Co. Inc. | MERCURY LIGHTING | LW14-2-2500-50K-HTA-A20-UNI-SR-XXXX | Indoor Luminaires | Linear Ambient | Direct Linear Ambient Luminaires | Standard | FALSE | [9 empty] | 42522 |  |  | No |  | 3.1 | 2631 | 117.7 | 22 | 5.44 | 0.9981 | 5000 | 80
PPXD9JS7 | Mercury Lighting Products Co. Inc. | MERCURY LIGHTING | LS1-4-2100-40K-A20-UNI-XXXX | Indoor Luminaires | Linear Ambient | Direct Linear Ambient Luminaires | Premium | FALSE | [9 empty] | 42522 |  |  | No |  | 3.1 | 2128 | 139.8 | 15 | 8.42 | 0.996 | 4000 | 80
P1GWNJUC | Mercury Lighting Products Co. Inc. | MERCURY LIGHTING | LS2-4-2100-40K-A20-UNI-XXXX | Indoor Luminaires | Linear Ambient | Direct Linear Ambient Luminaires | Premium | FALSE | [9 empty] | 42522 |  |  | No |  | 3.1 | 2128 | 139.8 | 15 | 8.42 | 0.996 | 4000 | 80
PWZVJHZM | Mercury Lighting Products Co. Inc. | MERCURY LIGHTING | LW14-2-2700-40K-HTA-A40-UNI-SR-XXXX | Indoor Luminaires | Linear Ambient | Direct Linear Ambient Luminaires | Standard | FALSE | [9 empty] | 42522 |  |  | No |  | 3.1 | 2784 | 112.2 | 25 | 7.88 | 0.9953 | 4000 | 80
PNSSN8S2 | Mercury Lighting Products Co. Inc. | MERCURY LIGHTING | LW5-2-2700-40K-HTA-A40-UNI-XXXX | Indoor Luminaires | Linear Ambient | Direct Linear Ambient Luminaires | Standard | FALSE | [9 empty] | 42522 |  |  | No |  | 3.1 | 2784 | 112.2 | 25 | 7.88 | 0.9953 | 4000 | 80
PK4HHHDS | Mercury Lighting Products Co. Inc. | MERCURY LIGHTING | LW15-2-2700-40K-HTA-A40-UNI-XXXX | Indoor Luminaires | Linear Ambient | Direct Linear Ambient Luminaires | Standard | FALSE | [9 empty] | 42522 |  |  | No |  | 3.1 | 2784 | 112.2 | 25 | 7.88 | 0.9953 | 4000 | 80
P645AQRZ | Mercury Lighting Products Co. Inc. | MERCURY LIGHTING | LW4-2-2700-40K-HTA-A40-UNI-XXXX | Indoor Luminaires | Linear Ambient | Direct Linear Ambient Luminaires | Standard | FALSE | [9 empty] | 42522 |  |  | No |  | 3.1 | 2784 | 112.2 | 25 | 7.88 | 0.9953 | 4000 | 80
P5VAUC96 | Mercury Lighting Products Co. Inc. | MERCURY LIGHTING | LW4-2-2700-40K-HTA-A40-UNI-SR-XXXX | Indoor Luminaires | Linear Ambient | Direct Linear Ambient Luminaires | Standard | FALSE | [9 empty] | 42522 |  |  | No |  | 3.1 | 2784 | 112.2 | 25 | 7.88 | 0.9953 | 4000 | 80
P4YYV4TP | Mercury Lighting Products Co. Inc. | MERCURY LIGHTING | LW14-2-2700-40K-HTA-A40-UNI-XXXX | Indoor Luminaires | Linear Ambient | Direct Linear Ambient Luminaires | Standard | FALSE | [9 empty] | 42522 |  |  | No |  | 3.1 | 2784 | 112.2 | 25 | 7.88 | 0.9953 | 4000 | 80
PY14C8QW | Mercury Lighting Products Co. Inc. | MERCURY LIGHTING | LW15-4-2100-40K-HTA-A20-UNI-XXXX | Indoor Luminaires | Linear Ambient | Direct Linear Ambient Luminaires | Premium | FALSE | [9 empty] | 42522 |  |  | No |  | 3.1 | 2131 | 128.1 | 17 | 7.68 | 0.9965 | 4000 | 80
PX3Y6DYG | Mercury Lighting Products Co. Inc. | MERCURY LIGHTING | LW14-4-2100-40K-HTA-A20-UNI-XXXX | Indoor Luminaires | Linear Ambient | Direct Linear Ambient Luminaires | Premium | FALSE | [9 empty] | 42522 |  |  | No |  | 3.1 | 2131 | 128.1 | 17 | 7.68 | 0.9965 | 4000 | 80
PH3Q78ZZ | Mercury Lighting Products Co. Inc. | MERCURY LIGHTING | LW5-4-2100-40K-HTA-A20-UNI-XXXX | Indoor Luminaires | Linear Ambient | Direct Linear Ambient Luminaires | Premium | FALSE | [9 empty] | 42522 |  |  | No |  | 3.1 | 2131 | 128.1 | 17 | 7.68 | 0.9965 | 4000 | 80
PC3YY56K | Mercury Lighting Products Co. Inc. | MERCURY LIGHTING | LW4-4-2100-40K-HTA-A20-UNI-SR-XXXX | Indoor Luminaires | Linear Ambient | Direct Linear Ambient Luminaires | Premium | FALSE | [9 empty] | 42522 |  |  | No |  | 3.1 | 2131 | 128.1 | 17 | 7.68 | 0.9965 | 4000 | 80
P72K2YUR | Mercury Lighting Products Co. Inc. | MERCURY LIGHTING | LW14-4-2100-40K-HTA-A20-UNI-SR-XXXX | Indoor Luminaires | Linear Ambient | Direct Linear Ambient Luminaires | Premium | FALSE | [9 empty] | 42522 |  |  | No |  | 3.1 | 2131 | 128.1 | 17 | 7.68 | 0.9965 | 4000 | 80
P2ASFDBV | Mercury Lighting Products Co. Inc. | MERCURY LIGHTING | LW4-4-2100-40K-HTA-A20-UNI-XXXX | Indoor Luminaires | Linear Ambient | Direct Linear Ambient Luminaires | Premium | FALSE | [9 empty] | 42522 |  |  | No |  | 3.1 | 2131 | 128.1 | 17 | 7.68 | 0.9965 | 4000 | 80
PRYSAUDD | Mercury Lighting Products Co. Inc. | MERCURY LIGHTING | LS2-2-2100-40K-A20-UNI-XXXX | Indoor Luminaires | Linear Ambient | Direct Linear Ambient Luminaires | Premium | FALSE | [9 empty] | 42522 |  |  | No |  | 3.1 | 2163 | 128.3 | 17 | 7.57 | 0.9966 | 4000 | 80
PJJ38PXA | Mercury Lighting Products Co. Inc. | MERCURY LIGHTING | LS1-2-2100-40K-A20-UNI-XXXX | Indoor Luminaires | Linear Ambient | Direct Linear Ambient Luminaires | Premium | FALSE | [9 empty] | 42522 |  |  | No |  | 3.1 | 2163 | 128.3 | 17 | 7.57 | 0.9966 | 4000 | 80
PP5NERKD | Mercury Lighting Products Co. Inc. | MERCURY LIGHTING | LW14-2-2100-40K-HTA-A20-UNI-XXXX | Indoor Luminaires | Linear Ambient | Direct Linear Ambient Luminaires | Standard | FALSE | [9 empty] | 42522 |  |  | No |  | 3.1 | 2176 | 116.5 | 19 | 6.71 | 0.9971 | 4000 | 80
PDBNF3DR | Mercury Lighting Products Co. Inc. | MERCURY LIGHTING | LW5-2-2100-40K-HTA-A20-UNI-XXXX | Indoor Luminaires | Linear Ambient | Direct Linear Ambient Luminaires | Standard | FALSE | [9 empty] | 42522 |  |  | No |  | 3.1 | 2176 | 116.5 | 19 | 6.71 | 0.9971 | 4000 | 80
PB7JUQSQ | Mercury Lighting Products Co. Inc. | MERCURY LIGHTING | LW4-2-2100-40K-HTA-A20-UNI-XXXX | Indoor Luminaires | Linear Ambient | Direct Linear Ambient Luminaires | Standard | FALSE | [9 empty] | 42522 |  |  | No |  | 3.1 | 2176 | 116.5 | 19 | 6.71 | 0.9971 | 4000 | 80
P8JRT2QN | Mercury Lighting Products Co. Inc. | MERCURY LIGHTING | LW4-2-2100-40K-HTA-A20-UNI-SR-XXXX | Indoor Luminaires | Linear Ambient | Direct Linear Ambient Luminaires | Standard | FALSE | [9 empty] | 42522 |  |  | No |  | 3.1 | 2176 | 116.5 | 19 | 6.71 | 0.9971 | 4000 | 80
P1K4KWG2 | Mercury Lighting Products Co. Inc. | MERCURY LIGHTING | LW15-2-2100-40K-HTA-A20-UNI-XXXX | Indoor Luminaires | Linear Ambient | Direct Linear Ambient Luminaires | Standard | FALSE | [9 empty] | 42522 |  |  | No |  | 3.1 | 2176 | 116.5 | 19 | 6.71 | 0.9971 | 4000 | 80
P12QFQVD | Mercury Lighting Products Co. Inc. | MERCURY LIGHTING | LW14-2-2100-40K-HTA-A20-UNI-SR-XXXX | Indoor Luminaires | Linear Ambient | Direct Linear Ambient Luminaires | Standard | FALSE | [9 empty] | 42522 |  |  | No |  | 3.1 | 2176 | 116.5 | 19 | 6.71 | 0.9971 | 4000 | 80
PX63DSSU | Mercury Lighting Products Co. Inc. | MERCURY LIGHTING | LW15-4-3800-40K-HTA-A40-UNI-XXXX | Indoor Luminaires | Linear Ambient | Direct Linear Ambient Luminaires | Premium | FALSE | [9 empty] | 42522 |  |  | No |  | 3.1 | 3873 | 123.3 | 31 | 6.69 | 0.9966 | 4000 | 80
PMJYSTVH | Mercury Lighting Products Co. Inc. | MERCURY LIGHTING | LW14-4-3800-40K-HTA-A40-UNI-XXXX | Indoor Luminaires | Linear Ambient | Direct Linear Ambient Luminaires | Premium | FALSE | [9 empty] | 42522 |  |  | No |  | 3.1 | 3873 | 123.3 | 31 | 6.69 | 0.9966 | 4000 | 80
PHE6XGZK | Mercury Lighting Products Co. Inc. | MERCURY LIGHTING | LW4-4-3800-40K-HTA-A40-UNI-SR-XXXX | Indoor Luminaires | Linear Ambient | Direct Linear Ambient Luminaires | Premium | FALSE | [9 empty] | 42522 |  |  | No |  | 3.1 | 3873 | 123.3 | 31 | 6.69 | 0.9966 | 4000 | 80
P7P93RFN | Mercury Lighting Products Co. Inc. | MERCURY LIGHTING | LW14-4-3800-40K-HTA-A40-UNI-SR-XXXX | Indoor Luminaires | Linear Ambient | Direct Linear Ambient Luminaires | Premium | FALSE | [9 empty] | 42522 |  |  | No |  | 3.1 | 3873 | 123.3 | 31 | 6.69 | 0.9966 | 4000 | 80
P2DVQ1JG | Mercury Lighting Products Co. Inc. | MERCURY LIGHTING | LW4-4-3800-40K-HTA-A40-UNI-XXXX | Indoor Luminaires | Linear Ambient | Direct Linear Ambient Luminaires | Premium | FALSE | [9 empty] | 42522 |  |  | No |  | 3.1 | 3873 | 123.3 | 31 | 6.69 | 0.9966 | 4000 | 80
P18KGBSR | Mercury Lighting Products Co. Inc. | MERCURY LIGHTING | LW5-4-3800-40K-HTA-A40-UNI-XXXX | Indoor Luminaires | Linear Ambient | Direct Linear Ambient Luminaires | Premium | FALSE | [9 empty] | 42522 |  |  | No |  | 3.1 | 3873 | 123.3 | 31 | 6.69 | 0.9966 | 4000 | 80
PG6ABAJC | Mercury Lighting Products Co. Inc. | MERCURY LIGHTING | LS2-4-4200-40K-A40-UNI-XXXX | Indoor Luminaires | Linear Ambient | Direct Linear Ambient Luminaires | Premium | FALSE | [9 empty] | 42522 |  |  | No |  | 3.1 | 4288 | 134.2 | 32 | 6.61 | 0.9967 | 4000 | 80
PF8G2RA5 | Mercury Lighting Products Co. Inc. | MERCURY LIGHTING | LS1-4-4200-40K-A40-UNI-XXXX | Indoor Luminaires | Linear Ambient | Direct Linear Ambient Luminaires | Premium | FALSE | [9 empty] | 42522 |  |  | No |  | 3.1 | 4288 | 134.2 | 32 | 6.61 | 0.9967 | 4000 | 80
PYA89DP7 | Mercury Lighting Products Co. Inc. | MERCURY LIGHTING | LW4-2-2300-40K-HTA-A20-UNI-SR-XXXX | Indoor Luminaires | Linear Ambient | Direct Linear Ambient Luminaires | Standard | FALSE | [9 empty] | 42522 |  |  | No |  | 3.1 | 2386 | 117.7 | 20 | 5.92 | 0.9977 | 4000 | 80
PUGV5K1E | Mercury Lighting Products Co. Inc. | MERCURY LIGHTING | LW5-2-2300-40K-HTA-A20-UNI-XXXX | Indoor Luminaires | Linear Ambient | Direct Linear Ambient Luminaires | Standard | FALSE | [9 empty] | 42522 |  |  | No |  | 3.1 | 2386 | 117.7 | 20 | 5.92 | 0.9977 | 4000 | 80
PQ4DD6PK | Mercury Lighting Products Co. Inc. | MERCURY LIGHTING | LW14-2-2300-40K-HTA-A20-UNI-SR-XXXX | Indoor Luminaires | Linear Ambient | Direct Linear Ambient Luminaires | Standard | FALSE | [9 empty] | 42522 |  |  | No |  | 3.1 | 2386 | 117.7 | 20 | 5.92 | 0.9977 | 4000 | 80
PDM176QC | Mercury Lighting Products Co. Inc. | MERCURY LIGHTING | LW15-2-2300-40K-HTA-A20-UNI-XXXX | Indoor Luminaires | Linear Ambient | Direct Linear Ambient Luminaires | Standard | FALSE | [9 empty] | 42522 |  |  | No |  | 3.1 | 2386 | 117.7 | 20 | 5.92 | 0.9977 | 4000 | 80
P4AYWFU5 | Mercury Lighting Products Co. Inc. | MERCURY LIGHTING | LW14-2-2300-40K-HTA-A20-UNI-XXXX | Indoor Luminaires | Linear Ambient | Direct Linear Ambient Luminaires | Standard | FALSE | [9 empty] | 42522 |  |  | No |  | 3.1 | 2386 | 117.7 | 20 | 5.92 | 0.9977 | 4000 | 80
P45HYN4E | Mercury Lighting Products Co. Inc. | MERCURY LIGHTING | LW4-2-2300-40K-HTA-A20-UNI-XXXX | Indoor Luminaires | Linear Ambient | Direct Linear Ambient Luminaires | Standard | FALSE | [9 empty] | 42522 |  |  | No |  | 3.1 | 2386 | 117.7 | 20 | 5.92 | 0.9977 | 4000 | 80
PYN6C9JV | Mercury Lighting Products Co. Inc. | MERCURY LIGHTING | LW14-4-4500-40K-HTA-A40-UNI-XXXX | Indoor Luminaires | Linear Ambient | Direct Linear Ambient Luminaires | Standard | FALSE | [9 empty] | 42522 |  |  | No |  | 3.1 | 4742 | 119.6 | 40 | 5.71 | 0.9976 | 4000 | 80
PP3XJ9TA | Mercury Lighting Products Co. Inc. | MERCURY LIGHTING | LW4-4-4500-40K-HTA-A40-UNI-SR-XXXX | Indoor Luminaires | Linear Ambient | Direct Linear Ambient Luminaires | Standard | FALSE | [9 empty] | 42522 |  |  | No |  | 3.1 | 4742 | 119.6 | 40 | 5.71 | 0.9976 | 4000 | 80
PK6SXUR4 | Mercury Lighting Products Co. Inc. | MERCURY LIGHTING | LW5-4-4500-40K-HTA-A40-UNI-XXXX | Indoor Luminaires | Linear Ambient | Direct Linear Ambient Luminaires | Standard | FALSE | [9 empty] | 42522 |  |  | No |  | 3.1 | 4742 | 119.6 | 40 | 5.71 | 0.9976 | 4000 | 80
PFX7Q3KK | Mercury Lighting Products Co. Inc. | MERCURY LIGHTING | LW15-4-4500-40K-HTA-A40-UNI-XXXX | Indoor Luminaires | Linear Ambient | Direct Linear Ambient Luminaires | Standard | FALSE | [9 empty] | 42522 |  |  | No |  | 3.1 | 4742 | 119.6 | 40 | 5.71 | 0.9976 | 4000 | 80
P6H7BPB2 | Mercury Lighting Products Co. Inc. | MERCURY LIGHTING | LW4-4-4500-40K-HTA-A40-UNI-XXXX | Indoor Luminaires | Linear Ambient | Direct Linear Ambient Luminaires | Standard | FALSE | [9 empty] | 42522 |  |  | No |  | 3.1 | 4742 | 119.6 | 40 | 5.71 | 0.9976 | 4000 | 80
P64ESPAY | Mercury Lighting Products Co. Inc. | MERCURY LIGHTING | LW14-4-4500-40K-HTA-A40-UNI-SR-XXXX | Indoor Luminaires | Linear Ambient | Direct Linear Ambient Luminaires | Standard | FALSE | [9 empty] | 42522 |  |  | No |  | 3.1 | 4742 | 119.6 | 40 | 5.71 | 0.9976 | 4000 | 80
PE5DE6K7 | Mercury Lighting Products Co. Inc. | MERCURY LIGHTING | LS1-4-5400-40K-A40-UNI-XXXX | Indoor Luminaires | Linear Ambient | Direct Linear Ambient Luminaires | Standard | FALSE | [9 empty] | 42522 |  |  | No |  | 3.1 | 5472 | 128.8 | 42 | 5.54 | 0.9975 | 4000 | 80
PDRSQU6V | Mercury Lighting Products Co. Inc. | MERCURY LIGHTING | LS2-4-5400-40K-A40-UNI-XXXX | Indoor Luminaires | Linear Ambient | Direct Linear Ambient Luminaires | Standard | FALSE | [9 empty] | 42522 |  |  | No |  | 3.1 | 5472 | 128.8 | 42 | 5.54 | 0.9975 | 4000 | 80
PZXBS4ZZ | Mercury Lighting Products Co. Inc. | MERCURY LIGHTING | LW5-4-5000-40K-HTA-A40-UNI-XXXX | Indoor Luminaires | Linear Ambient | Direct Linear Ambient Luminaires | Standard | FALSE | [9 empty] | 42522 |  |  | No |  | 3.1 | 5016 | 118 | 42 | 5.54 | 0.9975 | 4000 | 80
PKUZJJ49 | Mercury Lighting Products Co. Inc. | MERCURY LIGHTING | LW14-4-5000-40K-HTA-A40-UNI-XXXX | Indoor Luminaires | Linear Ambient | Direct Linear Ambient Luminaires | Standard | FALSE | [9 empty] | 42522 |  |  | No |  | 3.1 | 5016 | 118 | 42 | 5.54 | 0.9975 | 4000 | 80
PJFZB5WE | Mercury Lighting Products Co. Inc. | MERCURY LIGHTING | LW15-4-5000-40K-HTA-A40-UNI-XXXX | Indoor Luminaires | Linear Ambient | Direct Linear Ambient Luminaires | Standard | FALSE | [9 empty] | 42522 |  |  | No |  | 3.1 | 5016 | 118 | 42 | 5.54 | 0.9975 | 4000 | 80
P8FBVPX3 | Mercury Lighting Products Co. Inc. | MERCURY LIGHTING | LW4-4-5000-40K-HTA-A40-UNI-SR-XXXX | Indoor Luminaires | Linear Ambient | Direct Linear Ambient Luminaires | Standard | FALSE | [9 empty] | 42522 |  |  | No |  | 3.1 | 5016 | 118 | 42 | 5.54 | 0.9975 | 4000 | 80
P6H9KHT1 | Mercury Lighting Products Co. Inc. | MERCURY LIGHTING | LW4-4-5000-40K-HTA-A40-UNI-XXXX | Indoor Luminaires | Linear Ambient | Direct Linear Ambient Luminaires | Standard | FALSE | [9 empty] | 42522 |  |  | No |  | 3.1 | 5016 | 118 | 42 | 5.54 | 0.9975 | 4000 | 80
P6H2GUF7 | Mercury Lighting Products Co. Inc. | MERCURY LIGHTING | LW14-4-5000-40K-HTA-A40-UNI-SR-XXXX | Indoor Luminaires | Linear Ambient | Direct Linear Ambient Luminaires | Standard | FALSE | [9 empty] | 42522 |  |  | No |  | 3.1 | 5016 | 118 | 42 | 5.54 | 0.9975 | 4000 | 80
PXYQYE3G | Mercury Lighting Products Co. Inc. | MERCURY LIGHTING | LW14-2-2500-40K-HTA-A20-UNI-SR-XXXX | Indoor Luminaires | Linear Ambient | Direct Linear Ambient Luminaires | Standard | FALSE | [9 empty] | 42522 |  |  | No |  | 3.1 | 2591 | 115.9 | 22 | 5.44 | 0.9981 | 4000 | 80
PU1AWY5Y | Mercury Lighting Products Co. Inc. | MERCURY LIGHTING | LW15-2-2500-40K-HTA-A20-UNI-XXXX | Indoor Luminaires | Linear Ambient | Direct Linear Ambient Luminaires | Standard | FALSE | [9 empty] | 42522 |  |  | No |  | 3.1 | 2591 | 115.9 | 22 | 5.44 | 0.9981 | 4000 | 80
PKEQ2NF9 | Mercury Lighting Products Co. Inc. | MERCURY LIGHTING | LW4-2-2500-40K-HTA-A20-UNI-SR-XXXX | Indoor Luminaires | Linear Ambient | Direct Linear Ambient Luminaires | Standard | FALSE | [9 empty] | 42522 |  |  | No |  | 3.1 | 2591 | 115.9 | 22 | 5.44 | 0.9981 | 4000 | 80
PAFQ96ZN | Mercury Lighting Products Co. Inc. | MERCURY LIGHTING | LW14-2-2500-40K-HTA-A20-UNI-XXXX | Indoor Luminaires | Linear Ambient | Direct Linear Ambient Luminaires | Standard | FALSE | [9 empty] | 42522 |  |  | No |  | 3.1 | 2591 | 115.9 | 22 | 5.44 | 0.9981 | 4000 | 80
P85JB7YT | Mercury Lighting Products Co. Inc. | MERCURY LIGHTING | LW4-2-2500-40K-HTA-A20-UNI-XXXX | Indoor Luminaires | Linear Ambient | Direct Linear Ambient Luminaires | Standard | FALSE | [9 empty] | 42522 |  |  | No |  | 3.1 | 2591 | 115.9 | 22 | 5.44 | 0.9981 | 4000 | 80
P43CXUMZ | Mercury Lighting Products Co. Inc. | MERCURY LIGHTING | LW5-2-2500-40K-HTA-A20-UNI-XXXX | Indoor Luminaires | Linear Ambient | Direct Linear Ambient Luminaires | Standard | FALSE | [9 empty] | 42522 |  |  | No |  | 3.1 | 2591 | 115.9 | 22 | 5.44 | 0.9981 | 4000 | 80
PKBTS4WZ | Mercury Lighting Products Co. Inc. | MERCURY LIGHTING | LS2-4-2100-35K-A20-UNI-XXXX | Indoor Luminaires | Linear Ambient | Direct Linear Ambient Luminaires | Premium | FALSE | [9 empty] | 42522 |  |  | No |  | 3.1 | 2049 | 134.6 | 15 | 8.42 | 0.996 | 3500 | 80
PCQT6JKD | Mercury Lighting Products Co. Inc. | MERCURY LIGHTING | LS1-4-2100-35K-A20-UNI-XXXX | Indoor Luminaires | Linear Ambient | Direct Linear Ambient Luminaires | Premium | FALSE | [9 empty] | 42522 |  |  | No |  | 3.1 | 2049 | 134.6 | 15 | 8.42 | 0.996 | 3500 | 80
PP6598PH | Mercury Lighting Products Co. Inc. | MERCURY LIGHTING | LW5-2-2700-35K-HTA-A40-UNI-XXXX | Indoor Luminaires | Linear Ambient | Direct Linear Ambient Luminaires | Standard | FALSE | [9 empty] | 42522 |  |  | No |  | 3.1 | 2681 | 108 | 25 | 7.88 | 0.9953 | 3500 | 80
PNA8Q5DK | Mercury Lighting Products Co. Inc. | MERCURY LIGHTING | LW14-2-2700-35K-HTA-A40-UNI-SR-XXXX | Indoor Luminaires | Linear Ambient | Direct Linear Ambient Luminaires | Standard | FALSE | [9 empty] | 42522 |  |  | No |  | 3.1 | 2681 | 108 | 25 | 7.88 | 0.9953 | 3500 | 80
PGDZJXY4 | Mercury Lighting Products Co. Inc. | MERCURY LIGHTING | LW14-2-2700-35K-HTA-A40-UNI-XXXX | Indoor Luminaires | Linear Ambient | Direct Linear Ambient Luminaires | Standard | FALSE | [9 empty] | 42522 |  |  | No |  | 3.1 | 2681 | 108 | 25 | 7.88 | 0.9953 | 3500 | 80
PD5XDQ84 | Mercury Lighting Products Co. Inc. | MERCURY LIGHTING | LW4-2-2700-35K-HTA-A40-UNI-SR-XXXX | Indoor Luminaires | Linear Ambient | Direct Linear Ambient Luminaires | Standard | FALSE | [9 empty] | 42522 |  |  | No |  | 3.1 | 2681 | 108 | 25 | 7.88 | 0.9953 | 3500 | 80
PCSG2AXK | Mercury Lighting Products Co. Inc. | MERCURY LIGHTING | LW4-2-2700-35K-HTA-A40-UNI-XXXX | Indoor Luminaires | Linear Ambient | Direct Linear Ambient Luminaires | Standard | FALSE | [9 empty] | 42522 |  |  | No |  | 3.1 | 2681 | 108 | 25 | 7.88 | 0.9953 | 3500 | 80
PAJFPZFT | Mercury Lighting Products Co. Inc. | MERCURY LIGHTING | LW15-2-2700-35K-HTA-A40-UNI-XXXX | Indoor Luminaires | Linear Ambient | Direct Linear Ambient Luminaires | Standard | FALSE | [9 empty] | 42522 |  |  | No |  | 3.1 | 2681 | 108 | 25 | 7.88 | 0.9953 | 3500 | 80
PZ2Z412W | Mercury Lighting Products Co. Inc. | MERCURY LIGHTING | LW14-4-2100-35K-HTA-A20-UNI-SR-XXXX | Indoor Luminaires | Linear Ambient | Direct Linear Ambient Luminaires | Premium | FALSE | [9 empty] | 42522 |  |  | No |  | 3.1 | 2052 | 123.4 | 17 | 7.68 | 0.9965 | 3500 | 80
PXE8WHPS | Mercury Lighting Products Co. Inc. | MERCURY LIGHTING | LW5-4-2100-35K-HTA-A20-UNI-XXXX | Indoor Luminaires | Linear Ambient | Direct Linear Ambient Luminaires | Premium | FALSE | [9 empty] | 42522 |  |  | No |  | 3.1 | 2052 | 123.4 | 17 | 7.68 | 0.9965 | 3500 | 80
PU7AQC81 | Mercury Lighting Products Co. Inc. | MERCURY LIGHTING | LW4-4-2100-35K-HTA-A20-UNI-XXXX | Indoor Luminaires | Linear Ambient | Direct Linear Ambient Luminaires | Premium | FALSE | [9 empty] | 42522 |  |  | No |  | 3.1 | 2052 | 123.4 | 17 | 7.68 | 0.9965 | 3500 | 80
PQGGKRZ7 | Mercury Lighting Products Co. Inc. | MERCURY LIGHTING | LW15-4-2100-35K-HTA-A20-UNI-XXXX | Indoor Luminaires | Linear Ambient | Direct Linear Ambient Luminaires | Premium | FALSE | [9 empty] | 42522 |  |  | No |  | 3.1 | 2052 | 123.4 | 17 | 7.68 | 0.9965 | 3500 | 80
PPPSTX5K | Mercury Lighting Products Co. Inc. | MERCURY LIGHTING | LW4-4-2100-35K-HTA-A20-UNI-SR-XXXX | Indoor Luminaires | Linear Ambient | Direct Linear Ambient Luminaires | Premium | FALSE | [9 empty] | 42522 |  |  | No |  | 3.1 | 2052 | 123.4 | 17 | 7.68 | 0.9965 | 3500 | 80
PHZH9FAA | Mercury Lighting Products Co. Inc. | MERCURY LIGHTING | LW14-4-2100-35K-HTA-A20-UNI-XXXX | Indoor Luminaires | Linear Ambient | Direct Linear Ambient Luminaires | Premium | FALSE | [9 empty] | 42522 |  |  | No |  | 3.1 | 2052 | 123.4 | 17 | 7.68 | 0.9965 | 3500 | 80
PXHYUQYN | Mercury Lighting Products Co. Inc. | MERCURY LIGHTING | LS1-2-2100-35K-A20-UNI-XXXX | Indoor Luminaires | Linear Ambient | Direct Linear Ambient Luminaires | Premium | FALSE | [9 empty] | 42522 |  |  | No |  | 3.1 | 2083 | 123.6 | 17 | 7.57 | 0.9966 | 3500 | 80
PEUUZFRS | Mercury Lighting Products Co. Inc. | MERCURY LIGHTING | LS2-2-2100-35K-A20-UNI-XXXX | Indoor Luminaires | Linear Ambient | Direct Linear Ambient Luminaires | Premium | FALSE | [9 empty] | 42522 |  |  | No |  | 3.1 | 2083 | 123.6 | 17 | 7.57 | 0.9966 | 3500 | 80
PZZHQ3KK | Mercury Lighting Products Co. Inc. | MERCURY LIGHTING | LW14-2-2100-35K-HTA-A20-UNI-SR-XXXX | Indoor Luminaires | Linear Ambient | Direct Linear Ambient Luminaires | Standard | FALSE | [9 empty] | 42522 |  |  | No |  | 3.1 | 2095 | 112.2 | 19 | 6.71 | 0.9971 | 3500 | 80
PUUVGWYN | Mercury Lighting Products Co. Inc. | MERCURY LIGHTING | LW5-2-2100-35K-HTA-A20-UNI-XXXX | Indoor Luminaires | Linear Ambient | Direct Linear Ambient Luminaires | Standard | FALSE | [9 empty] | 42522 |  |  | No |  | 3.1 | 2095 | 112.2 | 19 | 6.71 | 0.9971 | 3500 | 80
PS1W2671 | Mercury Lighting Products Co. Inc. | MERCURY LIGHTING | LW4-2-2100-35K-HTA-A20-UNI-XXXX | Indoor Luminaires | Linear Ambient | Direct Linear Ambient Luminaires | Standard | FALSE | [9 empty] | 42522 |  |  | No |  | 3.1 | 2095 | 112.2 | 19 | 6.71 | 0.9971 | 3500 | 80
PQ443QJ2 | Mercury Lighting Products Co. Inc. | MERCURY LIGHTING | LW15-2-2100-35K-HTA-A20-UNI-XXXX | Indoor Luminaires | Linear Ambient | Direct Linear Ambient Luminaires | Standard | FALSE | [9 empty] | 42522 |  |  | No |  | 3.1 | 2095 | 112.2 | 19 | 6.71 | 0.9971 | 3500 | 80
PEXVPZDW | Mercury Lighting Products Co. Inc. | MERCURY LIGHTING | LW14-2-2100-35K-HTA-A20-UNI-XXXX | Indoor Luminaires | Linear Ambient | Direct Linear Ambient Luminaires | Standard | FALSE | [9 empty] | 42522 |  |  | No |  | 3.1 | 2095 | 112.2 | 19 | 6.71 | 0.9971 | 3500 | 80
PEDC372V | Mercury Lighting Products Co. Inc. | MERCURY LIGHTING | LW4-2-2100-35K-HTA-A20-UNI-SR-XXXX | Indoor Luminaires | Linear Ambient | Direct Linear Ambient Luminaires | Standard | FALSE | [9 empty] | 42522 |  |  | No |  | 3.1 | 2095 | 112.2 | 19 | 6.71 | 0.9971 | 3500 | 80
PXTFRX1K | Mercury Lighting Products Co. Inc. | MERCURY LIGHTING | LW5-4-3800-35K-HTA-A40-UNI-XXXX | Indoor Luminaires | Linear Ambient | Direct Linear Ambient Luminaires | Premium | FALSE | [9 empty] | 42522 |  |  | No |  | 3.1 | 3729 | 118.7 | 31 | 6.69 | 0.9966 | 3500 | 80
PRSQUA3F | Mercury Lighting Products Co. Inc. | MERCURY LIGHTING | LW4-4-3800-35K-HTA-A40-UNI-XXXX | Indoor Luminaires | Linear Ambient | Direct Linear Ambient Luminaires | Premium | FALSE | [9 empty] | 42522 |  |  | No |  | 3.1 | 3729 | 118.7 | 31 | 6.69 | 0.9966 | 3500 | 80
PQV3R5JD | Mercury Lighting Products Co. Inc. | MERCURY LIGHTING | LW15-4-3800-35K-HTA-A40-UNI-XXXX | Indoor Luminaires | Linear Ambient | Direct Linear Ambient Luminaires | Premium | FALSE | [9 empty] | 42522 |  |  | No |  | 3.1 | 3729 | 118.7 | 31 | 6.69 | 0.9966 | 3500 | 80
PH63HEYV | Mercury Lighting Products Co. Inc. | MERCURY LIGHTING | LW4-4-3800-35K-HTA-A40-UNI-SR-XXXX | Indoor Luminaires | Linear Ambient | Direct Linear Ambient Luminaires | Premium | FALSE | [9 empty] | 42522 |  |  | No |  | 3.1 | 3729 | 118.7 | 31 | 6.69 | 0.9966 | 3500 | 80
PE1SH41Y | Mercury Lighting Products Co. Inc. | MERCURY LIGHTING | LW14-4-3800-35K-HTA-A40-UNI-XXXX | Indoor Luminaires | Linear Ambient | Direct Linear Ambient Luminaires | Premium | FALSE | [9 empty] | 42522 |  |  | No |  | 3.1 | 3729 | 118.7 | 31 | 6.69 | 0.9966 | 3500 | 80
P3VUVYF9 | Mercury Lighting Products Co. Inc. | MERCURY LIGHTING | LW14-4-3800-35K-HTA-A40-UNI-SR-XXXX | Indoor Luminaires | Linear Ambient | Direct Linear Ambient Luminaires | Premium | FALSE | [9 empty] | 42522 |  |  | No |  | 3.1 | 3729 | 118.7 | 31 | 6.69 | 0.9966 | 3500 | 80
PZB272WV | Mercury Lighting Products Co. Inc. | MERCURY LIGHTING | LS1-4-4200-35K-A40-UNI-XXXX | Indoor Luminaires | Linear Ambient | Direct Linear Ambient Luminaires | Premium | FALSE | [9 empty] | 42522 |  |  | No |  | 3.1 | 4129 | 129.2 | 32 | 6.61 | 0.9967 | 3500 | 80
P9FG23UG | Mercury Lighting Products Co. Inc. | MERCURY LIGHTING | LS2-4-4200-35K-A40-UNI-XXXX | Indoor Luminaires | Linear Ambient | Direct Linear Ambient Luminaires | Premium | FALSE | [9 empty] | 42522 |  |  | No |  | 3.1 | 4129 | 129.2 | 32 | 6.61 | 0.9967 | 3500 | 80
PGYHSY1U | Mercury Lighting Products Co. Inc. | MERCURY LIGHTING | LW15-2-2300-35K-HTA-A20-UNI-XXXX | Indoor Luminaires | Linear Ambient | Direct Linear Ambient Luminaires | Standard | FALSE | [9 empty] | 42522 |  |  | No |  | 3.1 | 2297 | 113.3 | 20 | 5.92 | 0.9977 | 3500 | 80
PE9UQK1U | Mercury Lighting Products Co. Inc. | MERCURY LIGHTING | LW14-2-2300-35K-HTA-A20-UNI-XXXX | Indoor Luminaires | Linear Ambient | Direct Linear Ambient Luminaires | Standard | FALSE | [9 empty] | 42522 |  |  | No |  | 3.1 | 2297 | 113.3 | 20 | 5.92 | 0.9977 | 3500 | 80
PCT29EAK | Mercury Lighting Products Co. Inc. | MERCURY LIGHTING | LW4-2-2300-35K-HTA-A20-UNI-XXXX | Indoor Luminaires | Linear Ambient | Direct Linear Ambient Luminaires | Standard | FALSE | [9 empty] | 42522 |  |  | No |  | 3.1 | 2297 | 113.3 | 20 | 5.92 | 0.9977 | 3500 | 80
PCDBW2X8 | Mercury Lighting Products Co. Inc. | MERCURY LIGHTING | LW5-2-2300-35K-HTA-A20-UNI-XXXX | Indoor Luminaires | Linear Ambient | Direct Linear Ambient Luminaires | Standard | FALSE | [9 empty] | 42522 |  |  | No |  | 3.1 | 2297 | 113.3 | 20 | 5.92 | 0.9977 | 3500 | 80
P6RTX46P | Mercury Lighting Products Co. Inc. | MERCURY LIGHTING | LW4-2-2300-35K-HTA-A20-UNI-SR-XXXX | Indoor Luminaires | Linear Ambient | Direct Linear Ambient Luminaires | Standard | FALSE | [9 empty] | 42522 |  |  | No |  | 3.1 | 2297 | 113.3 | 20 | 5.92 | 0.9977 | 3500 | 80
P2WT8H14 | Mercury Lighting Products Co. Inc. | MERCURY LIGHTING | LW14-2-2300-35K-HTA-A20-UNI-SR-XXXX | Indoor Luminaires | Linear Ambient | Direct Linear Ambient Luminaires | Standard | FALSE | [9 empty] | 42522 |  |  | No |  | 3.1 | 2297 | 113.3 | 20 | 5.92 | 0.9977 | 3500 | 80
PYUBZFWN | Mercury Lighting Products Co. Inc. | MERCURY LIGHTING | LW14-4-4500-35K-HTA-A40-UNI-SR-XXXX | Indoor Luminaires | Linear Ambient | Direct Linear Ambient Luminaires | Standard | FALSE | [9 empty] | 42522 |  |  | No |  | 3.1 | 4566 | 115.2 | 40 | 5.71 | 0.9976 | 3500 | 80
PVZRQRQT | Mercury Lighting Products Co. Inc. | MERCURY LIGHTING | LW4-4-4500-35K-HTA-A40-UNI-XXXX | Indoor Luminaires | Linear Ambient | Direct Linear Ambient Luminaires | Standard | FALSE | [9 empty] | 42522 |  |  | No |  | 3.1 | 4566 | 115.2 | 40 | 5.71 | 0.9976 | 3500 | 80
PVPU845C | Mercury Lighting Products Co. Inc. | MERCURY LIGHTING | LW14-4-4500-35K-HTA-A40-UNI-XXXX | Indoor Luminaires | Linear Ambient | Direct Linear Ambient Luminaires | Standard | FALSE | [9 empty] | 42522 |  |  | No |  | 3.1 | 4566 | 115.2 | 40 | 5.71 | 0.9976 | 3500 | 80
PSGQVHVW | Mercury Lighting Products Co. Inc. | MERCURY LIGHTING | LW4-4-4500-35K-HTA-A40-UNI-SR-XXXX | Indoor Luminaires | Linear Ambient | Direct Linear Ambient Luminaires | Standard | FALSE | [9 empty] | 42522 |  |  | No |  | 3.1 | 4566 | 115.2 | 40 | 5.71 | 0.9976 | 3500 | 80
PMZUANMG | Mercury Lighting Products Co. Inc. | MERCURY LIGHTING | LW5-4-4500-35K-HTA-A40-UNI-XXXX | Indoor Luminaires | Linear Ambient | Direct Linear Ambient Luminaires | Standard | FALSE | [9 empty] | 42522 |  |  | No |  | 3.1 | 4566 | 115.2 | 40 | 5.71 | 0.9976 | 3500 | 80
P231658G | Mercury Lighting Products Co. Inc. | MERCURY LIGHTING | LW15-4-4500-35K-HTA-A40-UNI-XXXX | Indoor Luminaires | Linear Ambient | Direct Linear Ambient Luminaires | Standard | FALSE | [9 empty] | 42522 |  |  | No |  | 3.1 | 4566 | 115.2 | 40 | 5.71 | 0.9976 | 3500 | 80
PQGJ8N1X | Mercury Lighting Products Co. Inc. | MERCURY LIGHTING | LS1-4-5400-35K-A40-UNI-XXXX | Indoor Luminaires | Linear Ambient | Direct Linear Ambient Luminaires | Standard | FALSE | [9 empty] | 42522 |  |  | No |  | 3.1 | 5269 | 124 | 42 | 5.54 | 0.9975 | 3500 | 80
P6EKCVB4 | Mercury Lighting Products Co. Inc. | MERCURY LIGHTING | LS2-4-5400-35K-A40-UNI-XXXX | Indoor Luminaires | Linear Ambient | Direct Linear Ambient Luminaires | Standard | FALSE | [9 empty] | 42522 |  |  | No |  | 3.1 | 5269 | 124 | 42 | 5.54 | 0.9975 | 3500 | 80
PXF2B2FB | Mercury Lighting Products Co. Inc. | MERCURY LIGHTING | LW4-4-5000-35K-HTA-A40-UNI-XXXX | Indoor Luminaires | Linear Ambient | Direct Linear Ambient Luminaires | Standard | FALSE | [9 empty] | 42522 |  |  | No |  | 3.1 | 4830 | 113.7 | 42 | 5.54 | 0.9975 | 3500 | 80
PC71FTBC | Mercury Lighting Products Co. Inc. | MERCURY LIGHTING | LW14-4-5000-35K-HTA-A40-UNI-SR-XXXX | Indoor Luminaires | Linear Ambient | Direct Linear Ambient Luminaires | Standard | FALSE | [9 empty] | 42522 |  |  | No |  | 3.1 | 4830 | 113.7 | 42 | 5.54 | 0.9975 | 3500 | 80
P5XU4HQA | Mercury Lighting Products Co. Inc. | MERCURY LIGHTING | LW5-4-5000-35K-HTA-A40-UNI-XXXX | Indoor Luminaires | Linear Ambient | Direct Linear Ambient Luminaires | Standard | FALSE | [9 empty] | 42522 |  |  | No |  | 3.1 | 4830 | 113.7 | 42 | 5.54 | 0.9975 | 3500 | 80
P52KCB54 | Mercury Lighting Products Co. Inc. | MERCURY LIGHTING | LW15-4-5000-35K-HTA-A40-UNI-XXXX | Indoor Luminaires | Linear Ambient | Direct Linear Ambient Luminaires | Standard | FALSE | [9 empty] | 42522 |  |  | No |  | 3.1 | 4830 | 113.7 | 42 | 5.54 | 0.9975 | 3500 | 80
P4SE9JNM | Mercury Lighting Products Co. Inc. | MERCURY LIGHTING | LW14-4-5000-35K-HTA-A40-UNI-XXXX | Indoor Luminaires | Linear Ambient | Direct Linear Ambient Luminaires | Standard | FALSE | [9 empty] | 42522 |  |  | No |  | 3.1 | 4830 | 113.7 | 42 | 5.54 | 0.9975 | 3500 | 80
P2HK63K6 | Mercury Lighting Products Co. Inc. | MERCURY LIGHTING | LW4-4-5000-35K-HTA-A40-UNI-SR-XXXX | Indoor Luminaires | Linear Ambient | Direct Linear Ambient Luminaires | Standard | FALSE | [9 empty] | 42522 |  |  | No |  | 3.1 | 4830 | 113.7 | 42 | 5.54 | 0.9975 | 3500 | 80
PYWSNANN | Mercury Lighting Products Co. Inc. | MERCURY LIGHTING | LW4-2-2500-35K-HTA-A20-UNI-SR-XXXX | Indoor Luminaires | Linear Ambient | Direct Linear Ambient Luminaires | Standard | FALSE | [9 empty] | 42522 |  |  | No |  | 3.1 | 2495 | 111.6 | 22 | 5.44 | 0.9981 | 3500 | 80
PRFTF5ZE | Mercury Lighting Products Co. Inc. | MERCURY LIGHTING | LW15-2-2500-35K-HTA-A20-UNI-XXXX | Indoor Luminaires | Linear Ambient | Direct Linear Ambient Luminaires | Standard | FALSE | [9 empty] | 42522 |  |  | No |  | 3.1 | 2495 | 111.6 | 22 | 5.44 | 0.9981 | 3500 | 80
PEP9CUMP | Mercury Lighting Products Co. Inc. | MERCURY LIGHTING | LW14-2-2500-35K-HTA-A20-UNI-XXXX | Indoor Luminaires | Linear Ambient | Direct Linear Ambient Luminaires | Standard | FALSE | [9 empty] | 42522 |  |  | No |  | 3.1 | 2495 | 111.6 | 22 | 5.44 | 0.9981 | 3500 | 80
PEH3FG61 | Mercury Lighting Products Co. Inc. | MERCURY LIGHTING | LW4-2-2500-35K-HTA-A20-UNI-XXXX | Indoor Luminaires | Linear Ambient | Direct Linear Ambient Luminaires | Standard | FALSE | [9 empty] | 42522 |  |  | No |  | 3.1 | 2495 | 111.6 | 22 | 5.44 | 0.9981 | 3500 | 80
P8VM8ASY | Mercury Lighting Products Co. Inc. | MERCURY LIGHTING | LW14-2-2500-35K-HTA-A20-UNI-SR-XXXX | Indoor Luminaires | Linear Ambient | Direct Linear Ambient Luminaires | Standard | FALSE | [9 empty] | 42522 |  |  | No |  | 3.1 | 2495 | 111.6 | 22 | 5.44 | 0.9981 | 3500 | 80
P44GWU48 | Mercury Lighting Products Co. Inc. | MERCURY LIGHTING | LW5-2-2500-35K-HTA-A20-UNI-XXXX | Indoor Luminaires | Linear Ambient | Direct Linear Ambient Luminaires | Standard | FALSE | [9 empty] | 42522 |  |  | No |  | 3.1 | 2495 | 111.6 | 22 | 5.44 | 0.9981 | 3500 | 80
PHSSHSKB | Mercury Lighting Products Co. Inc. | MERCURY LIGHTING | LS2-4-2100-30K-A20-UNI-XXXX | Indoor Luminaires | Linear Ambient | Direct Linear Ambient Luminaires | Premium | FALSE | [9 empty] | 42522 |  |  | No |  | 3.1 | 2049 | 134.6 | 15 | 8.42 | 0.996 | 3000 | 80
PX2R9QNJ | Mercury Lighting Products Co. Inc. | MERCURY LIGHTING | LW14-2-2700-30K-HTA-A40-UNI-SR-XXXX | Indoor Luminaires | Linear Ambient | Direct Linear Ambient Luminaires | Standard | FALSE | [9 empty] | 42522 |  |  | No |  | 3.1 | 2681 | 108 | 25 | 7.88 | 0.9953 | 3000 | 80
PPSR7PMR | Mercury Lighting Products Co. Inc. | MERCURY LIGHTING | LW14-2-2700-30K-HTA-A40-UNI-XXXX | Indoor Luminaires | Linear Ambient | Direct Linear Ambient Luminaires | Standard | FALSE | [9 empty] | 42522 |  |  | No |  | 3.1 | 2681 | 108 | 25 | 7.88 | 0.9953 | 3000 | 80
PD1Q9SRG | Mercury Lighting Products Co. Inc. | MERCURY LIGHTING | LW15-2-2700-30K-HTA-A40-UNI-XXXX | Indoor Luminaires | Linear Ambient | Direct Linear Ambient Luminaires | Standard | FALSE | [9 empty] | 42522 |  |  | No |  | 3.1 | 2681 | 108 | 25 | 7.88 | 0.9953 | 3000 | 80
P7DR87MM | Mercury Lighting Products Co. Inc. | MERCURY LIGHTING | LW5-2-2700-30K-HTA-A40-UNI-XXXX | Indoor Luminaires | Linear Ambient | Direct Linear Ambient Luminaires | Standard | FALSE | [9 empty] | 42522 |  |  | No |  | 3.1 | 2681 | 108 | 25 | 7.88 | 0.9953 | 3000 | 80
P58VYZA8 | Mercury Lighting Products Co. Inc. | MERCURY LIGHTING | LW4-2-2700-30K-HTA-A40-UNI-SR-XXXX | Indoor Luminaires | Linear Ambient | Direct Linear Ambient Luminaires | Standard | FALSE | [9 empty] | 42522 |  |  | No |  | 3.1 | 2681 | 108 | 25 | 7.88 | 0.9953 | 3000 | 80
PQ9PV9X4 | Mercury Lighting Products Co. Inc. | MERCURY LIGHTING | LW4-4-2100-30K-HTA-A20-UNI-XXXX | Indoor Luminaires | Linear Ambient | Direct Linear Ambient Luminaires | Premium | FALSE | [9 empty] | 42522 |  |  | No |  | 3.1 | 2052 | 123.4 | 17 | 7.68 | 0.997 | 3000 | 80
PMFT948M | Mercury Lighting Products Co. Inc. | MERCURY LIGHTING | LW14-4-2100-30K-HTA-A20-UNI-SR-XXXX | Indoor Luminaires | Linear Ambient | Direct Linear Ambient Luminaires | Premium | FALSE | [9 empty] | 42522 |  |  | No |  | 3.1 | 2052 | 123.4 | 17 | 7.68 | 0.9965 | 3000 | 80
PH7U91AD | Mercury Lighting Products Co. Inc. | MERCURY LIGHTING | LW5-4-2100-30K-HTA-A20-UNI-XXXX | Indoor Luminaires | Linear Ambient | Direct Linear Ambient Luminaires | Premium | FALSE | [9 empty] | 42522 |  |  | No |  | 3.1 | 2052 | 123.4 | 17 | 7.68 | 0.9965 | 3000 | 80
PGH2K7JN | Mercury Lighting Products Co. Inc. | MERCURY LIGHTING | LW15-4-2100-30K-HTA-A20-UNI-XXXX | Indoor Luminaires | Linear Ambient | Direct Linear Ambient Luminaires | Premium | FALSE | [9 empty] | 42522 |  |  | No |  | 3.1 | 2052 | 123.4 | 17 | 7.68 | 0.9965 | 3000 | 80
PENHWPQQ | Mercury Lighting Products Co. Inc. | MERCURY LIGHTING | LW14-4-2100-30K-HTA-A20-UNI-XXXX | Indoor Luminaires | Linear Ambient | Direct Linear Ambient Luminaires | Premium | FALSE | [9 empty] | 42522 |  |  | No |  | 3.1 | 2052 | 123.4 | 17 | 7.68 | 0.9965 | 3000 | 80
P4PHG3EM | Mercury Lighting Products Co. Inc. | MERCURY LIGHTING | LW4-4-2100-30K-HTA-A20-UNI-SR-XXXX | Indoor Luminaires | Linear Ambient | Direct Linear Ambient Luminaires | Premium | FALSE | [9 empty] | 42522 |  |  | No |  | 3.1 | 2052 | 123.4 | 17 | 7.68 | 0.9965 | 3000 | 80
PA7JZMMR | Mercury Lighting Products Co. Inc. | MERCURY LIGHTING | LS1-2-2100-30K-A20-UNI-XXXX | Indoor Luminaires | Linear Ambient | Direct Linear Ambient Luminaires | Premium | FALSE | [9 empty] | 42522 |  |  | No |  | 3.1 | 2083 | 123.6 | 17 | 7.57 | 0.9966 | 3000 | 80
P8UCWBS7 | Mercury Lighting Products Co. Inc. | MERCURY LIGHTING | LS2-2-2100-30K-A20-UNI-XXXX | Indoor Luminaires | Linear Ambient | Direct Linear Ambient Luminaires | Premium | FALSE | [9 empty] | 42522 |  |  | No |  | 3.1 | 2083 | 123.6 | 17 | 7.57 | 0.9966 | 3000 | 80
PVGU6UHC | Mercury Lighting Products Co. Inc. | MERCURY LIGHTING | LW5-2-2100-30K-HTA-A20-UNI-XXXX | Indoor Luminaires | Linear Ambient | Direct Linear Ambient Luminaires | Standard | FALSE | [9 empty] | 42522 |  |  | No |  | 3.1 | 2095 | 112.2 | 19 | 6.71 | 0.9971 | 3000 | 80
PNZ9E68Y | Mercury Lighting Products Co. Inc. | MERCURY LIGHTING | LW4-2-2100-30K-HTA-A20-UNI-XXXX | Indoor Luminaires | Linear Ambient | Direct Linear Ambient Luminaires | Standard | FALSE | [9 empty] | 42522 |  |  | No |  | 3.1 | 2095 | 112.2 | 19 | 6.71 | 0.9971 | 3000 | 80
PKJXX56G | Mercury Lighting Products Co. Inc. | MERCURY LIGHTING | LW4-2-2100-30K-HTA-A20-UNI-SR-XXXX | Indoor Luminaires | Linear Ambient | Direct Linear Ambient Luminaires | Standard | FALSE | [9 empty] | 42522 |  |  | No |  | 3.1 | 2095 | 112.2 | 19 | 6.71 | 0.9971 | 3000 | 80
P8S5XER3 | Mercury Lighting Products Co. Inc. | MERCURY LIGHTING | LW15-2-2100-30K-HTA-A20-UNI-XXXX | Indoor Luminaires | Linear Ambient | Direct Linear Ambient Luminaires | Standard | FALSE | [9 empty] | 42522 |  |  | No |  | 3.1 | 2095 | 112.2 | 19 | 6.71 | 0.9971 | 3000 | 80
P7E9BRFC | Mercury Lighting Products Co. Inc. | MERCURY LIGHTING | LW14-2-2100-30K-HTA-A20-UNI-SR-XXXX | Indoor Luminaires | Linear Ambient | Direct Linear Ambient Luminaires | Standard | FALSE | [9 empty] | 42522 |  |  | No |  | 3.1 | 2095 | 112.2 | 19 | 6.71 | 0.9971 | 3000 | 80
P3FRVYN9 | Mercury Lighting Products Co. Inc. | MERCURY LIGHTING | LW14-2-2100-30K-HTA-A20-UNI-XXXX | Indoor Luminaires | Linear Ambient | Direct Linear Ambient Luminaires | Standard | FALSE | [9 empty] | 42522 |  |  | No |  | 3.1 | 2095 | 112.2 | 19 | 6.71 | 0.9971 | 3000 | 80
PX3XK3HV | Mercury Lighting Products Co. Inc. | MERCURY LIGHTING | LW4-4-3800-30K-HTA-A40-UNI-SR-XXXX | Indoor Luminaires | Linear Ambient | Direct Linear Ambient Luminaires | Premium | FALSE | [9 empty] | 42522 |  |  | No |  | 3.1 | 3729 | 118.7 | 31 | 6.69 | 0.9966 | 3000 | 80
PUV665VE | Mercury Lighting Products Co. Inc. | MERCURY LIGHTING | LW5-4-3800-30K-HTA-A40-UNI-XXXX | Indoor Luminaires | Linear Ambient | Direct Linear Ambient Luminaires | Premium | FALSE | [9 empty] | 42522 |  |  | No |  | 3.1 | 3729 | 118.7 | 31 | 6.69 | 0.9966 | 3000 | 80
PR6AMSXQ | Mercury Lighting Products Co. Inc. | MERCURY LIGHTING | LW14-4-3800-30K-HTA-A40-UNI-XXXX | Indoor Luminaires | Linear Ambient | Direct Linear Ambient Luminaires | Premium | FALSE | [9 empty] | 42522 |  |  | No |  | 3.1 | 3729 | 118.7 | 31 | 6.69 | 0.9966 | 3000 | 80
PNY64VQ4 | Mercury Lighting Products Co. Inc. | MERCURY LIGHTING | LW14-4-3800-30K-HTA-A40-UNI-SR-XXXX | Indoor Luminaires | Linear Ambient | Direct Linear Ambient Luminaires | Premium | FALSE | [9 empty] | 42522 |  |  | No |  | 3.1 | 3729 | 118.7 | 31 | 6.69 | 0.9966 | 3000 | 80
PAUTT7JE | Mercury Lighting Products Co. Inc. | MERCURY LIGHTING | LW4-4-3800-30K-HTA-A40-UNI-XXXX | Indoor Luminaires | Linear Ambient | Direct Linear Ambient Luminaires | Premium | FALSE | [9 empty] | 42522 |  |  | No |  | 3.1 | 3729 | 118.7 | 31 | 6.69 | 0.9966 | 3000 | 80
P52MMK79 | Mercury Lighting Products Co. Inc. | MERCURY LIGHTING | LW15-4-3800-30K-HTA-A40-UNI-XXXX | Indoor Luminaires | Linear Ambient | Direct Linear Ambient Luminaires | Premium | FALSE | [9 empty] | 42522 |  |  | No |  | 3.1 | 3729 | 118.7 | 31 | 6.69 | 0.9966 | 3000 | 80
P9554THY | Mercury Lighting Products Co. Inc. | MERCURY LIGHTING | LS2-4-4200-30K-A40-UNI-XXXX | Indoor Luminaires | Linear Ambient | Direct Linear Ambient Luminaires | Premium | FALSE | [9 empty] | 42522 |  |  | No |  | 3.1 | 4129 | 129.2 | 32 | 6.61 | 0.9967 | 3000 | 80
P6Z9ZS74 | Mercury Lighting Products Co. Inc. | MERCURY LIGHTING | LS1-4-4200-30K-A40-UNI-XXXX | Indoor Luminaires | Linear Ambient | Direct Linear Ambient Luminaires | Premium | FALSE | [9 empty] | 42522 |  |  | No |  | 3.1 | 4129 | 129.2 | 32 | 6.61 | 0.9967 | 3000 | 80
PRKN5TJG | Mercury Lighting Products Co. Inc. | MERCURY LIGHTING | LW14-2-2300-30K-HTA-A20-UNI-SR-XXXX | Indoor Luminaires | Linear Ambient | Direct Linear Ambient Luminaires | Standard | FALSE | [9 empty] | 42522 |  |  | No |  | 3.1 | 2297 | 113.3 | 20 | 5.92 | 0.9977 | 3000 | 80
PPRNQ7U7 | Mercury Lighting Products Co. Inc. | MERCURY LIGHTING | LW4-2-2300-30K-HTA-A20-UNI-SR-XXXX | Indoor Luminaires | Linear Ambient | Direct Linear Ambient Luminaires | Standard | FALSE | [9 empty] | 42522 |  |  | No |  | 3.1 | 2297 | 113.3 | 20 | 5.92 | 0.9977 | 3000 | 80
PK3UJJRX | Mercury Lighting Products Co. Inc. | MERCURY LIGHTING | LW4-2-2300-30K-HTA-A20-UNI-XXXX | Indoor Luminaires | Linear Ambient | Direct Linear Ambient Luminaires | Standard | FALSE | [9 empty] | 42522 |  |  | No |  | 3.1 | 2297 | 113.3 | 20 | 5.92 | 0.9977 | 3000 | 80
PG3CV21M | Mercury Lighting Products Co. Inc. | MERCURY LIGHTING | LW15-2-2300-30K-HTA-A20-UNI-XXXX | Indoor Luminaires | Linear Ambient | Direct Linear Ambient Luminaires | Standard | FALSE | [9 empty] | 42522 |  |  | No |  | 3.1 | 2297 | 113.3 | 20 | 5.92 | 0.9977 | 3000 | 80
P71RHXYA | Mercury Lighting Products Co. Inc. | MERCURY LIGHTING | LW14-2-2300-30K-HTA-A20-UNI-XXXX | Indoor Luminaires | Linear Ambient | Direct Linear Ambient Luminaires | Standard | FALSE | [9 empty] | 42522 |  |  | No |  | 3.1 | 2297 | 113.3 | 20 | 5.92 | 0.9977 | 3000 | 80
P2UYCZ8B | Mercury Lighting Products Co. Inc. | MERCURY LIGHTING | LW5-2-2300-30K-HTA-A20-UNI-XXXX | Indoor Luminaires | Linear Ambient | Direct Linear Ambient Luminaires | Standard | FALSE | [9 empty] | 42522 |  |  | No |  | 3.1 | 2297 | 113.3 | 20 | 5.92 | 0.9977 | 3000 | 80
PZDXTK8Y | Mercury Lighting Products Co. Inc. | MERCURY LIGHTING | LW14-4-4500-30K-HTA-A40-UNI-SR-XXXX | Indoor Luminaires | Linear Ambient | Direct Linear Ambient Luminaires | Standard | FALSE | [9 empty] | 42522 |  |  | No |  | 3.1 | 4306 | 108.6 | 40 | 5.71 | 0.9976 | 3000 | 80
PU38ZNX3 | Mercury Lighting Products Co. Inc. | MERCURY LIGHTING | LW4-4-4500-30K-HTA-A40-UNI-XXXX | Indoor Luminaires | Linear Ambient | Direct Linear Ambient Luminaires | Standard | FALSE | [9 empty] | 42522 |  |  | No |  | 3.1 | 4306 | 108.6 | 40 | 5.71 | 0.998 | 3000 | 80
PF161MSM | Mercury Lighting Products Co. Inc. | MERCURY LIGHTING | LW5-4-4500-30K-HTA-A40-UNI-XXXX | Indoor Luminaires | Linear Ambient | Direct Linear Ambient Luminaires | Standard | FALSE | [9 empty] | 42522 |  |  | No |  | 3.1 | 4306 | 108.6 | 40 | 5.71 | 0.9976 | 3000 | 80
PDCNYXK1 | Mercury Lighting Products Co. Inc. | MERCURY LIGHTING | LW15-4-4500-30K-HTA-A40-UNI-XXXX | Indoor Luminaires | Linear Ambient | Direct Linear Ambient Luminaires | Standard | FALSE | [9 empty] | 42522 |  |  | No |  | 3.1 | 4306 | 108.6 | 40 | 5.71 | 0.9976 | 3000 | 80
P7YBCH3T | Mercury Lighting Products Co. Inc. | MERCURY LIGHTING | LW4-4-4500-30K-HTA-A40-UNI-SR-XXXX | Indoor Luminaires | Linear Ambient | Direct Linear Ambient Luminaires | Standard | FALSE | [9 empty] | 42522 |  |  | No |  | 3.1 | 4306 | 108.6 | 40 | 5.71 | 0.9976 | 3000 | 80
P7RHEMJS | Mercury Lighting Products Co. Inc. | MERCURY LIGHTING | LW14-4-4500-30K-HTA-A40-UNI-XXXX | Indoor Luminaires | Linear Ambient | Direct Linear Ambient Luminaires | Standard | FALSE | [9 empty] | 42522 |  |  | No |  | 3.1 | 4306 | 108.6 | 40 | 5.71 | 0.9976 | 3000 | 80
PAF8PBMV | Mercury Lighting Products Co. Inc. | MERCURY LIGHTING | LS1-4-5400-30K-A40-UNI-XXXX | Indoor Luminaires | Linear Ambient | Direct Linear Ambient Luminaires | Standard | FALSE | [9 empty] | 42522 |  |  | No |  | 3.1 | 5269 | 124 | 42 | 5.54 | 0.9975 | 3000 | 80
P6YCF6C4 | Mercury Lighting Products Co. Inc. | MERCURY LIGHTING | LS2-4-5400-30K-A40-UNI-XXXX | Indoor Luminaires | Linear Ambient | Direct Linear Ambient Luminaires | Standard | FALSE | [9 empty] | 42522 |  |  | No |  | 3.1 | 5269 | 124 | 42 | 5.54 | 0.9975 | 3000 | 80
PZBUN4H6 | Mercury Lighting Products Co. Inc. | MERCURY LIGHTING | LW14-4-5000-30K-HTA-A40-UNI-XXXX | Indoor Luminaires | Linear Ambient | Direct Linear Ambient Luminaires | Standard | FALSE | [9 empty] | 42522 |  |  | No |  | 3.1 | 4830 | 113.7 | 42 | 5.54 | 0.9975 | 3000 | 80
PWDT5DTP | Mercury Lighting Products Co. Inc. | MERCURY LIGHTING | LW14-4-5000-30K-HTA-A40-UNI-SR-XXXX | Indoor Luminaires | Linear Ambient | Direct Linear Ambient Luminaires | Standard | FALSE | [9 empty] | 42522 |  |  | No |  | 3.1 | 4830 | 113.7 | 42 | 5.54 | 0.9975 | 3000 | 80
PW8AAC32 | Mercury Lighting Products Co. Inc. | MERCURY LIGHTING | LW4-4-5000-30K-HTA-A40-UNI-SR-XXXX | Indoor Luminaires | Linear Ambient | Direct Linear Ambient Luminaires | Standard | FALSE | [9 empty] | 42522 |  |  | No |  | 3.1 | 4830 | 113.7 | 42 | 5.54 | 0.9975 | 3000 | 80
PVVZ543X | Mercury Lighting Products Co. Inc. | MERCURY LIGHTING | LW15-4-5000-30K-HTA-A40-UNI-XXXX | Indoor Luminaires | Linear Ambient | Direct Linear Ambient Luminaires | Standard | FALSE | [9 empty] | 42522 |  |  | No |  | 3.1 | 4830 | 113.7 | 42 | 5.54 | 0.9975 | 3000 | 80
PV7F6XSM | Mercury Lighting Products Co. Inc. | MERCURY LIGHTING | LW4-4-5000-30K-HTA-A40-UNI-XXXX | Indoor Luminaires | Linear Ambient | Direct Linear Ambient Luminaires | Standard | FALSE | [9 empty] | 42522 |  |  | No |  | 3.1 | 4830 | 113.7 | 42 | 5.54 | 0.9975 | 3000 | 80
P7YWWAMY | Mercury Lighting Products Co. Inc. | MERCURY LIGHTING | LW5-4-5000-30K-HTA-A40-UNI-XXXX | Indoor Luminaires | Linear Ambient | Direct Linear Ambient Luminaires | Standard | FALSE | [9 empty] | 42522 |  |  | No |  | 3.1 | 4830 | 113.7 | 42 | 5.54 | 0.9975 | 3000 | 80
PMDMAMGD | Mercury Lighting Products Co. Inc. | MERCURY LIGHTING | LW15-2-2500-30K-HTA-A20-UNI-XXXX | Indoor Luminaires | Linear Ambient | Direct Linear Ambient Luminaires | Standard | FALSE | [9 empty] | 42522 |  |  | No |  | 3.1 | 2495 | 111.6 | 22 | 5.44 | 0.9981 | 3000 | 80
PFS269KJ | Mercury Lighting Products Co. Inc. | MERCURY LIGHTING | LW4-2-2500-30K-HTA-A20-UNI-XXXX | Indoor Luminaires | Linear Ambient | Direct Linear Ambient Luminaires | Standard | FALSE | [9 empty] | 42522 |  |  | No |  | 3.1 | 2495 | 111.6 | 22 | 5.44 | 0.998 | 3000 | 80
P3Y8ZP2Q | Mercury Lighting Products Co. Inc. | MERCURY LIGHTING | LW14-2-2500-30K-HTA-A20-UNI-XXXX | Indoor Luminaires | Linear Ambient | Direct Linear Ambient Luminaires | Standard | FALSE | [9 empty] | 42522 |  |  | No |  | 3.1 | 2495 | 111.6 | 22 | 5.44 | 0.9981 | 3000 | 80
P3UNXBKB | Mercury Lighting Products Co. Inc. | MERCURY LIGHTING | LW14-2-2500-30K-HTA-A20-UNI-SR-XXXX | Indoor Luminaires | Linear Ambient | Direct Linear Ambient Luminaires | Standard | FALSE | [9 empty] | 42522 |  |  | No |  | 3.1 | 2495 | 111.6 | 22 | 5.44 | 0.9981 | 3000 | 80
P2Z1WE4P | Mercury Lighting Products Co. Inc. | MERCURY LIGHTING | LW4-2-2500-30K-HTA-A20-UNI-SR-XXXX | Indoor Luminaires | Linear Ambient | Direct Linear Ambient Luminaires | Standard | FALSE | [9 empty] | 42522 |  |  | No |  | 3.1 | 2495 | 111.6 | 22 | 5.44 | 0.9981 | 3000 | 80
P1C6NJGV | Mercury Lighting Products Co. Inc. | MERCURY LIGHTING | LW5-2-2500-30K-HTA-A20-UNI-XXXX | Indoor Luminaires | Linear Ambient | Direct Linear Ambient Luminaires | Standard | FALSE | [9 empty] | 42522 |  |  | No |  | 3.1 | 2495 | 111.6 | 22 | 5.44 | 0.9981 | 3000 | 80
P1X2S9ZW | Eaton (formerly Cooper Lighting) | Metalux | 4WNLED-LD4-50SL-F-UNV-L850-CD1-U | Indoor Luminaires | Linear Ambient | Direct Linear Ambient Luminaires | Standard | TRUE | 5020.17 | 107.25 | 46.8 | 7.87 | 0.996 | 4973 | 84 | 5 | 60000 | 42521 |  |  | No |  | 3.1 | 5507.1665 | 118.3065 | 46.55 | 7.81 | 0.9957 | 5000 | 84.1
PW58YW5Z | Tamlite Lighting | Tamlite Lighting | SLWLED4-10800D1L830-XX | Indoor Luminaires | Linear Ambient | Direct Linear Ambient Luminaires | Standard | TRUE | 8377 | 106.8 | 78.42 | 11.1 | 0.981 | 3155 | 84 | 5 | 50000 | 42521 |  |  | No |  | 3.1 | 8377 | 106.8 | 77.2 | 11.1 | 0.981 | 3155 | 84
P6J4TQ6C | Tamlite Lighting | Tamlite Lighting | SLWLED4-6600D1L850-XX | Indoor Luminaires | Linear Ambient | Direct Linear Ambient Luminaires | Standard | TRUE | 5702 | 116 | 49.14 | 7.21 | 0.979 | 5261 | 83.8 | 5 | 50000 | 42521 |  |  | No |  | 3.1 | 5702 | 116 | 48.91 | 7.21 | 0.979 | 5261 | 84
PC28576H | Tamlite Lighting | Tamlite Lighting | SLWLED4-4400D1SL830-XX | Indoor Luminaires | Linear Ambient | Direct Linear Ambient Luminaires | Standard | TRUE | 3791 | 106.8 | 35.5 | 8.01 | 0.968 | 3140 | 84.1 | 5 | 50000 | 42521 |  |  | No |  | 3.1 | 3791 | 106.8 | 35.76 | 8.1 | 0.968 | 3140 | 84.1
PNSNN1H2 | Eaton (formerly Cooper Lighting) | Metalux | 4WNLED-LD4-50SL-F-UNV-L835-CD1-U | Indoor Luminaires | Linear Ambient | Direct Linear Ambient Luminaires | Standard | TRUE | 4832.63 | 105 | 46.02 | 15.2 | 0.964 | 3438 | 84.1 | 5 | 60000 | 42521 |  |  | No |  | 3.1 | 4966 | 106.681 | 46.55 | 7.81 | 0.9957 | 3500 | 84.1
PF7HSJGW | Amerlux | Amerlux LLC | SCS35D-SM-4-CUSTOM-LED-3000-HW-120/277-4'6-IND-MOD-SR(LTP-11450B) | Indoor Luminaires | Linear Ambient | Direct Linear Ambient Luminaires | Standard | TRUE | 1544 | 95.2 | 16.04 | 15.9 | 0.934 | 3058 | 82.9 | 5 | 50000 | 42521 |  |  | No |  | 3.1 | 1544 | 95.2 | 16.04 | 11.3 | 0.977 | 3058 | 82.9
P3DCNCDC | Eaton (formerly Cooper Lighting) | Metalux | 2WNLED-LD4-28SL-F-UNV-L835-CD1-U | Indoor Luminaires | Linear Ambient | Direct Linear Ambient Luminaires | Standard | TRUE | 2783 | 97.3 | 28.6 | 18.5 | 0.932 | 3438 | 84.1 | 5 | 60000 | 42521 |  |  | No |  | 3 | 2786 | 101.3091 | 27.5 | 7.12 | 0.9925 | 3500 | 84.1
P8MM68J6 | Lighting & Supplies Inc. dba Sunshine Lighting Co. | Sunlite | 49110 | Indoor Luminaires | Linear Ambient | Direct Linear Ambient Luminaires | Standard | TRUE | 5973.2 | 95.1 | 62.82 | 13.88 | 0.9253 | 4141 | 82.1 | 5 | 50000 | 42521 |  |  | NotYetVerified |  | 3 | 5400 | 81.8 | 66 | 20 | 0.9 | 4000 | 80
P78JBFB2 | Tamlite Lighting | Tamlite Lighting | SLWLED4-10800D1L850-XX | Indoor Luminaires | Linear Ambient | Direct Linear Ambient Luminaires | Standard | FALSE | [9 empty] | 42521 |  |  | No |  | 3.1 | 9100 | 116.6 | 78 | 7 | 0.981 | 5200 | 84
PXZ4ZXE6 | Tamlite Lighting | Tamlite Lighting | SLWLED4-8800D1L850-XX | Indoor Luminaires | Linear Ambient | Direct Linear Ambient Luminaires | Standard | FALSE | [9 empty] | 42521 |  |  | No |  | 3.1 | 8650 | 115.3 | 75 | 7 | 0.981 | 5200 | 84
PNM585BH | Tamlite Lighting | Tamlite Lighting | SLWLED4-5280D1S2L850-XX | Indoor Luminaires | Linear Ambient | Direct Linear Ambient Luminaires | Standard | FALSE | [9 empty] | 42521 |  |  | No |  | 3.1 | 5200 | 115 | 45 | 7 | 0.981 | 5200 | 84
PBR378BM | Tamlite Lighting | Tamlite Lighting | SLWLED4-4400D1SL850-XX | Indoor Luminaires | Linear Ambient | Direct Linear Ambient Luminaires | Standard | FALSE | [9 empty] | 42521 |  |  | No |  | 3.1 | 4200 | 117 | 35.75 | 7 | 0.981 | 5200 | 84
PW3WCEM5 | Tamlite Lighting | Tamlite Lighting | SLWLED4-10800D1L840-XX | Indoor Luminaires | Linear Ambient | Direct Linear Ambient Luminaires | Standard | FALSE | [9 empty] | 42521 |  |  | No |  | 3.1 | 8900 | 114 | 78 | 7 | 0.981 | 4000 | 84
PT1UMGS7 | Tamlite Lighting | Tamlite Lighting | SLWLED4-5280D1S2L840-XX | Indoor Luminaires | Linear Ambient | Direct Linear Ambient Luminaires | Standard | FALSE | [9 empty] | 42521 |  |  | No |  | 3.1 | 5150 | 114 | 45 | 7 | 0.968 | 4000 | 83.9
P48V4ZDZ | Tamlite Lighting | Tamlite Lighting | SLWLED4-4400D1SL840-XX | Indoor Luminaires | Linear Ambient | Direct Linear Ambient Luminaires | Standard | FALSE | [9 empty] | 42521 |  |  | No |  | 3.1 | 4100 | 114.6 | 35.76 | 7 | 0.968 | 4000 | 83.9
P1K599SV | Tamlite Lighting | Tamlite Lighting | SLWLED4-8800D1L840-XX | Indoor Luminaires | Linear Ambient | Direct Linear Ambient Luminaires | Standard | FALSE | [9 empty] | 42521 |  |  | No |  | 3.1 | 8500 | 113.3 | 75 | 7 | 0.981 | 4000 | 83.8
P48BA39G | Tamlite Lighting | Tamlite Lighting | SLWLED4-6600D1L840-XX | Indoor Luminaires | Linear Ambient | Direct Linear Ambient Luminaires | Standard | FALSE | [9 empty] | 42521 |  |  | No |  | 3.1 | 5600 | 114.4 | 48.91 | 7 | 0.981 | 4000 | 83.8
PZAAWWC1 | Tamlite Lighting | Tamlite Lighting | SLWLED4-6600D1L835-XX | Indoor Luminaires | Linear Ambient | Direct Linear Ambient Luminaires | Standard | FALSE | [9 empty] | 42521 |  |  | No |  | 3.1 | 5550 | 111 | 50 | 8 | 0.968 | 3500 | 84
PXQERPUP | Tamlite Lighting | Tamlite Lighting | SLWLED4-5280D1S2L835-XX | Indoor Luminaires | Linear Ambient | Direct Linear Ambient Luminaires | Standard | FALSE | [9 empty] | 42521 |  |  | No |  | 3.1 | 5100 | 110 | 46 | 8 | 0.968 | 3500 | 84
PB4FBDMR | Tamlite Lighting | Tamlite Lighting | SLWLED4-4400D1SL835-XX | Indoor Luminaires | Linear Ambient | Direct Linear Ambient Luminaires | Standard | FALSE | [9 empty] | 42521 |  |  | No |  | 3.1 | 3900 | 109 | 35.76 | 8 | 0.968 | 3500 | 84
PC4M5KPC | Tamlite Lighting | Tamlite Lighting | SLWLED4-10800D1L835-XX | Indoor Luminaires | Linear Ambient | Direct Linear Ambient Luminaires | Standard | FALSE | [9 empty] | 42521 |  |  | No |  | 3.1 | 8700 | 111 | 78 | 8 | 0.968 | 3500 | 83.9
P4C5GEM9 | Tamlite Lighting | Tamlite Lighting | SLWLED4-8800D1L835-XX | Indoor Luminaires | Linear Ambient | Direct Linear Ambient Luminaires | Standard | FALSE | [9 empty] | 42521 |  |  | No |  | 3.1 | 8250 | 110 | 75 | 8 | 0.968 | 3500 | 83.9
PN859116 | Tamlite Lighting | Tamlite Lighting | SLWLED4-8800D1L830-XX | Indoor Luminaires | Linear Ambient | Direct Linear Ambient Luminaires | Standard | FALSE | [9 empty] | 42521 |  |  | No |  | 3.1 | 8200 | 109.3 | 75 | 10 | 0.981 | 3100 | 84
PDYEW7AV | Tamlite Lighting | Tamlite Lighting | SLWLED4-6600D1L830-XX | Indoor Luminaires | Linear Ambient | Direct Linear Ambient Luminaires | Standard | FALSE | [9 empty] | 42521 |  |  | No |  | 3.1 | 5500 | 110 | 50 | 9 | 0.968 | 3100 | 84
PV83ASFD | Tamlite Lighting | Tamlite Lighting | SLWLED4-5280D1S2L830-XX | Indoor Luminaires | Linear Ambient | Direct Linear Ambient Luminaires | Standard | FALSE | [9 empty] | 42521 |  |  | No |  | 3.1 | 5000 | 108 | 46 | 8.5 | 0.968 | 3100 | 84
PDYVNGQ8 | Eaton (formerly Cooper Lighting) | Metalux | 4WNLED-LD4-40SL-F-UNV-L850-CD1-U | Indoor Luminaires | Linear Ambient | Direct Linear Ambient Luminaires | Standard | FALSE | [9 empty] | 42521 |  |  | No |  | 3 | 4504.654 | 124.6791 | 36.13 | 7.48 | 0.995 | 5000 | 84.1
P8UJ2MCM | Eaton (formerly Cooper Lighting) | Metalux | 4WNLED-LD4-32SL-F-UNV-L850-CD1-U | Indoor Luminaires | Linear Ambient | Direct Linear Ambient Luminaires | Standard | FALSE | [9 empty] | 42521 |  |  | No |  | 3 | 3657.3975 | 130.5887 | 28.007 | 7.2 | 0.9932 | 5000 | 84.1
PKGMXK7E | Eaton (formerly Cooper Lighting) | Metalux | 2WNLED-LD4-28SL-F-UNV-L850-CD1-U | Indoor Luminaires | Linear Ambient | Direct Linear Ambient Luminaires | Standard | FALSE | [9 empty] | 42521 |  |  | No |  | 3 | 3090 | 112.3636 | 27.5 | 7.12 | 0.9925 | 5000 | 84.1
PAJ3GMVY | Eaton (formerly Cooper Lighting) | Metalux | 4WNLED-LD4-50SL-F-UNV-L840-CD1-U | Indoor Luminaires | Linear Ambient | Direct Linear Ambient Luminaires | Standard | FALSE | [9 empty] | 42521 |  |  | No |  | 3 | 5045.5835 | 108.3906 | 46.55 | 7.81 | 0.9957 | 4000 | 84.1
PK3W95DW | Eaton (formerly Cooper Lighting) | Metalux | 4WNLED-LD4-40SL-F-UNV-L840-CD1-U | Indoor Luminaires | Linear Ambient | Direct Linear Ambient Luminaires | Standard | FALSE | [9 empty] | 42521 |  |  | No |  | 3 | 4127.096 | 114.2291 | 36.13 | 7.48 | 0.995 | 4000 | 84.1
PZDYC711 | Eaton (formerly Cooper Lighting) | Metalux | 4WNLED-LD4-32SL-F-UNV-L840-CD1-U | Indoor Luminaires | Linear Ambient | Direct Linear Ambient Luminaires | Standard | FALSE | [9 empty] | 42521 |  |  | No |  | 3 | 3350.8525 | 119.6434 | 28.007 | 7.2 | 0.9932 | 4000 | 84.1
PYVW533H | Eaton (formerly Cooper Lighting) | Metalux | 2WNLED-LD4-28SL-F-UNV-L840-CD1-U | Indoor Luminaires | Linear Ambient | Direct Linear Ambient Luminaires | Standard | FALSE | [9 empty] | 42521 |  |  | No |  | 3 | 2831 | 102.9455 | 27.5 | 7.12 | 0.9925 | 4000 | 84.1
P7DPJZPE | Eaton (formerly Cooper Lighting) | Metalux | 4WNLED-LD4-40SL-F-UNV-L835-CD1-U | Indoor Luminaires | Linear Ambient | Direct Linear Ambient Luminaires | Standard | FALSE | [9 empty] | 42521 |  |  | No |  | 3 | 4062 | 112.4273 | 36.13 | 7.48 | 0.995 | 3500 | 84.1
PTK3H37E | Eaton (formerly Cooper Lighting) | Metalux | 4WNLED-LD4-32SL-F-UNV-L835-CD1-U | Indoor Luminaires | Linear Ambient | Direct Linear Ambient Luminaires | Standard | FALSE | [9 empty] | 42521 |  |  | No |  | 3 | 3298 | 117.7563 | 28.007 | 7.2 | 0.9932 | 3500 | 84.1
PX1HSKN3 | Eaton (formerly Cooper Lighting) | Metalux | 4WNLED-LD4-50SL-F-UNV-L830-CD1-U | Indoor Luminaires | Linear Ambient | Direct Linear Ambient Luminaires | Standard | FALSE | [9 empty] | 42521 |  |  | No |  | 3 | 4822.75 | 103.6037 | 46.55 | 7.81 | 0.9957 | 3000 | 84.1
P17K6RG6 | Eaton (formerly Cooper Lighting) | Metalux | 4WNLED-LD4-40SL-F-UNV-L830-CD1-U | Indoor Luminaires | Linear Ambient | Direct Linear Ambient Luminaires | Standard | FALSE | [9 empty] | 42521 |  |  | No |  | 3 | 3944.827 | 109.1843 | 36.13 | 7.48 | 0.995 | 3000 | 84.1
P7F994PY | Eaton (formerly Cooper Lighting) | Metalux | 4WNLED-LD4-32SL-F-UNV-L830-CD1-U | Indoor Luminaires | Linear Ambient | Direct Linear Ambient Luminaires | Standard | FALSE | [9 empty] | 42521 |  |  | No |  | 3 | 3202.8655 | 114.3595 | 28.007 | 7.2 | 0.9932 | 3000 | 84.1
P1VHV8H6 | YANKON LIGHTING INC. | Energetic | ELYVT-42W | Indoor Luminaires | Linear Ambient | Direct Linear Ambient Luminaires | Standard | TRUE | 4581.86 | 113.78 | 40.27 | 11.31 | 0.98 | 2717 | 83.2 | 5 | 50000 | 42520 |  |  | No |  | 3 | 4000 | 100 | 40 | 11 | 0.9 | 2700 | 80
PYYDVSZW | YANKON LIGHTING INC. | Energetic | ELYVT-42N | Indoor Luminaires | Linear Ambient | Direct Linear Ambient Luminaires | Standard | FALSE | 4607.99 | 116.93 | 39.41 | 11.31 | 0.98 | 5162 | 86.9 |  |  | 42520 |  |  | No |  | 3 | 4000 | 100 | 40 | 11 | 0.9 | 5000 | 80
PXPNF938 | Sunpark | SUNPARK | 624STD1-HE-4000K | Indoor Luminaires | Linear Ambient | Direct Linear Ambient Luminaires | Premium | TRUE | 2624.45 | 119.84 | 21.9 | 9.1 | 0.961 | 4109 | 83.7 | 5 | 50000 | 42520 |  |  | No |  | 3.1 | 2624 | 119.8 | 21.9 | 10.5 | 0.994 | 4000 | 83
P2247PZF | Sunpark | SUNPARK | 648STD1-HE-48W-4000K | Indoor Luminaires | Linear Ambient | Direct Linear Ambient Luminaires | Premium | TRUE | 5297.52 | 119.58 | 44.3 | 8.7 | 0.961 | 4188 | 84.9 | 5 | 50000 | 42520 |  |  | No |  | 3.1 | 5297 | 119.6 | 44.3 | 10.8 | 0.993 | 4000 | 85
PJ3MA9SB | Sunpark | SUNPARK | BH48DX-HE-4000K | Indoor Luminaires | Linear Ambient | Direct Linear Ambient Luminaires | Premium | TRUE | 4955.84 | 110.62 | 44.8 | 10.8 | 0.959 | 4133 | 82.1 | 5 | 50000 | 42520 |  |  | No |  | 3.1 | 4955.84 | 111 | 44.8 | 10.8 | 0.992 | 4000 | 82.1
PYVQY3YJ | Sunpark | SUNPARK | 648STD1-HE-36W-4000K | Indoor Luminaires | Linear Ambient | Direct Linear Ambient Luminaires | Premium | TRUE | 4169.66 | 122.64 | 34 | 8.8 | 0.959 | 4176 | 84.8 | 5 | 50000 | 42520 |  |  | No |  | 3.1 | 4169.66 | 122.6 | 34 | 11 | 0.992 | 4000 | 85
PM93WWWQ | Sunpark | SUNPARK | BH24DX-HE-4000K | Indoor Luminaires | Linear Ambient | Direct Linear Ambient Luminaires | Premium | TRUE | 2517.71 | 112.19 | 22.6 | 8.4 | 0.93 | 4079 | 81.6 | 5 | 50000 | 42520 |  |  | No |  | 3.1 | 2569 | 111 | 22.6 | 9.2 | 0.993 | 4000 | 81.6
P8HB2YH1 | Sunpark | SUNPARK | BH48DX-HE-5000K | Indoor Luminaires | Linear Ambient | Direct Linear Ambient Luminaires | Premium | FALSE | [9 empty] | 42520 |  |  | No |  | 3.1 | 4955.84 | 112 | 44.9 | 10.8 | 0.992 | 5000 | 83.8
P3QDYHNT | Sunpark | SUNPARK | BH24DX-HE-5000K | Indoor Luminaires | Linear Ambient | Direct Linear Ambient Luminaires | Premium | FALSE | [9 empty] | 42520 |  |  | No |  | 3.1 | 2569 | 112 | 22.9 | 9.2 | 0.993 | 5000 | 83.2
PD4UB46Q | Sunpark | SUNPARK | 624STD1-HE-5000K | Indoor Luminaires | Linear Ambient | Direct Linear Ambient Luminaires | Premium | FALSE | [9 empty] | 42520 |  |  | No |  | 3.1 | 2624 | 120.7 | 22.4 | 10.5 | 0.994 | 5000 | 82
PK9ZJU3P | Sunpark | SUNPARK | 648STD1-HE-36W-5000K | Indoor Luminaires | Linear Ambient | Direct Linear Ambient Luminaires | Premium | FALSE | [9 empty] | 42520 |  |  | No |  | 3.1 | 4169.66 | 123 | 34 | 11 | 0.992 | 5000 | 81
PA2SHVUE | Sunpark | SUNPARK | 648STD1-HE-48W-5000K | Indoor Luminaires | Linear Ambient | Direct Linear Ambient Luminaires | Premium | FALSE | [9 empty] | 42520 |  |  | No |  | 3.1 | 5297 | 118.9 | 44.7 | 10.8 | 0.993 | 5000 | 81
PKHXNFWJ | YANKON LIGHTING INC. | Energetic | ELYVT-42C | Indoor Luminaires | Linear Ambient | Direct Linear Ambient Luminaires | Standard | FALSE | [9 empty] | 42520 | Not Dimmable | Not Dimmable | No |  | 3 | 4000 | 100 | 40 | 11 | 0.9 | 4000 | 80
P3TRPCCC | YANKON LIGHTING INC. | Energetic | ELYVT-42S | Indoor Luminaires | Linear Ambient | Direct Linear Ambient Luminaires | Standard | FALSE | [9 empty] | 42520 | Not Dimmable | Not Dimmable | No |  | 3 | 4000 | 100 | 40 | 11 | 0.9 | 3000 | 80
PN5W1G99 | Cledos International Ltd. | Cledos | SHPACI-0383-NB-F-002-01 [Qualified at 120V Only] | Indoor Luminaires | Linear Ambient | Direct Linear Ambient Luminaires | Standard | TRUE | 3188.69 | 88.45 | 36.05 | 17.96 | 0.977 | 3027 | 82.7 | 10 | 50000 | 42517 |  |  | No |  | 3.1 | 3000 | 85.71 | 35 | 20 | 0.9 | 3000 | 80
PJ18RG76 | Energy Efficient Lighting Co. Ltd. | Stream Flow | [SFSR] 4-40LED02-120M(P) | Indoor Luminaires | Linear Ambient | Direct Linear Ambient Luminaires | Standard | TRUE | 3376 | 116.5 | 28.99 | 17.62 | 0.9438 | 3965 | 83.14 | 5 | 94000 | 42517 |  |  | No |  | 3.1 | 3376 | 116.5 | 28.99 | 17.62 | 0.944 | 3965 | 83.14
PB2QMCR8 | Energy Efficient Lighting Co. Ltd. | Stream Flow | [SFSR] 4-40LED02-347(P) | Indoor Luminaires | Linear Ambient | Direct Linear Ambient Luminaires | Standard | FALSE | [9 empty] | 42517 |  |  | No |  | 3.1 | 3474 | 117.5 | 29.57 | 14.05 | 0.919 | 3965 | 83.14
PYVQUVSV | Energy Efficient Lighting Co. Ltd. | Stream Flow | [SFSR] 8-54LED04-120M(P) | Indoor Luminaires | Linear Ambient | Direct Linear Ambient Luminaires | Standard | FALSE | [9 empty] | 42517 |  |  | No |  | 3.1 | 6605 | 118.4 | 55.81 | 4.72 | 0.998 | 3965 | 83.14
PPJW229G | Energy Efficient Lighting Co. Ltd. | Stream Flow | [SFSR] 8-54LED04-347 (P) | Indoor Luminaires | Linear Ambient | Direct Linear Ambient Luminaires | Standard | FALSE | [9 empty] | 42517 |  |  | No |  | 3.1 | 6796.73 | 119.39 | 56.93 | 3.76 | 0.972 | 3965 | 83.14
P43R5DNH | Eaton (formerly Cooper Lighting) | Corelite | I2-WS-2L40-1[All Wiring]-[All Voltage]-AC[All Suspension Length]-[All Ceiling Type]-[4ft]-STP-Blank-Blank-[All Finish]-[All End Cap] | Indoor Luminaires | Linear Ambient | Linear Ambient Luminaires w/ Indirect component | Standard | FALSE | [9 empty] | 42517 |  |  | No |  | 3.1 | 3771.69 | 99.43 | 37.93 | 13.7 | 0.985 | 4000 | 83.3
PY2HRXFH | Eaton (formerly Cooper Lighting) | Corelite | I2-WS-2L40-1[All Wiring]-[All Voltage]-AC[All Suspension Length]-[All Ceiling Type]-[4ft]-STP-Blank-DM8-[All Finish]-[All End Cap] | Indoor Luminaires | Linear Ambient | Linear Ambient Luminaires w/ Indirect component | Standard | FALSE | [9 empty] | 42517 |  |  | No |  | 3.1 | 3639.19 | 95.94 | 37.93 | 13.7 | 0.985 | 4000 | 83.3
PWPJNJHV | Eaton (formerly Cooper Lighting) | Corelite | I2-WS-2L40-1[All Wiring]-[All Voltage]-AC[All Suspension Length]-[All Ceiling Type]-[4ft]-STP-Blank-DM5-[All Finish]-[All End Cap] | Indoor Luminaires | Linear Ambient | Linear Ambient Luminaires w/ Indirect component | Standard | FALSE | [9 empty] | 42517 |  |  | No |  | 3.1 | 3592.52 | 94.7 | 37.93 | 13.7 | 0.985 | 4000 | 83.3
P6SP5W45 | Eaton (formerly Cooper Lighting) | Corelite | I2-WS-5L40-1[All Wiring]-[All Voltage]-AC[All Suspension Length]-[All Ceiling Type]-[4ft]-STP-Blank-Blank-[All Finish]-[All End Cap] | Indoor Luminaires | Linear Ambient | Linear Ambient Luminaires w/ Indirect component | Standard | FALSE | [9 empty] | 42517 |  |  | No |  | 3.1 | 7359.95 | 92.06 | 79.95 | 12.6 | 0.989 | 4000 | 83.3
PC6B23DE | Eaton (formerly Cooper Lighting) | Corelite | I2-WS-3L40-1[All Wiring]-[All Voltage]-AC[All Suspension Length]-[All Ceiling Type]-[4ft]-STP-Blank-Blank-[All Finish]-[All End Cap] | Indoor Luminaires | Linear Ambient | Linear Ambient Luminaires w/ Indirect component | Standard | FALSE | [9 empty] | 42517 |  |  | No |  | 3.1 | 5011.08 | 103.53 | 48.4 | 11.8 | 0.99 | 4000 | 83.3
PVGWAQGX | Eaton (formerly Cooper Lighting) | Corelite | I2-WS-3L40-1[All Wiring]-[All Voltage]-AC[All Suspension Length]-[All Ceiling Type]-[4ft]-STP-Blank-DM8-[All Finish]-[All End Cap] | Indoor Luminaires | Linear Ambient | Linear Ambient Luminaires w/ Indirect component | Standard | FALSE | [9 empty] | 42517 |  |  | No |  | 3.1 | 4835.04 | 99.9 | 48.4 | 11.8 | 0.99 | 4000 | 83.3
PAGGDC8U | Eaton (formerly Cooper Lighting) | Corelite | I2-WS-3L40-1[All Wiring]-[All Voltage]-AC[All Suspension Length]-[All Ceiling Type]-[4ft]-STP-Blank-DM5-[All Finish]-[All End Cap] | Indoor Luminaires | Linear Ambient | Linear Ambient Luminaires w/ Indirect component | Standard | FALSE | [9 empty] | 42517 |  |  | No |  | 3.1 | 4773.03 | 98.62 | 48.4 | 11.8 | 0.99 | 4000 | 83.3
PSQAWTP4 | Eaton (formerly Cooper Lighting) | Corelite | I2-WS-4L40-1[All Wiring]-[All Voltage]-AC[All Suspension Length]-[All Ceiling Type]-[4ft]-STP-Blank-Blank-[All Finish]-[All End Cap] | Indoor Luminaires | Linear Ambient | Linear Ambient Luminaires w/ Indirect component | Standard | FALSE | [9 empty] | 42517 |  |  | No |  | 3.1 | 6198.13 | 97.16 | 63.79 | 10.01 | 0.991 | 4000 | 83.3
PD6HKWBP | Eaton (formerly Cooper Lighting) | Corelite | I2-WS-4L40-1[All Wiring]-[All Voltage]-AC[All Suspension Length]-[All Ceiling Type]-[4ft]-STP-Blank-DM8-[All Finish]-[All End Cap] | Indoor Luminaires | Linear Ambient | Linear Ambient Luminaires w/ Indirect component | Standard | FALSE | [9 empty] | 42517 |  |  | No |  | 3.1 | 5980.39 | 93.75 | 63.79 | 10.01 | 0.991 | 4000 | 83.3
PVS2PJUT | Eaton (formerly Cooper Lighting) | Corelite | I2-WS-4L40-1[All Wiring]-[All Voltage]-AC[All Suspension Length]-[All Ceiling Type]-[4ft]-STP-Blank-DM5-[All Finish]-[All End Cap] | Indoor Luminaires | Linear Ambient | Linear Ambient Luminaires w/ Indirect component | Standard | FALSE | [9 empty] | 42517 |  |  | No |  | 3.1 | 5903.68 | 92.55 | 63.79 | 10.01 | 0.991 | 4000 | 83.3
P2NJYF4Q | Eaton (formerly Cooper Lighting) | Corelite | I2-WS-5L40-1[All Wiring]-[All Voltage]-AC[All Suspension Length]-[All Ceiling Type]-[4ft]-[Driver Includes STD HCD & 5LT]-[Blank or SV]-Blank-[All Finish]-[All End Cap] | Indoor Luminaires | Linear Ambient | Linear Ambient Luminaires w/ Indirect component | Standard | FALSE | [9 empty] | 42517 |  |  | Yes |  | 3.1 | 7359.95 | 93.74 | 78.51 | 9.46 | 0.993 | 4000 | 83.3
PGJUR7U3 | Eaton (formerly Cooper Lighting) | Corelite | I2-WS-5L40-1[All Wiring]-[All Voltage]-AC[All Suspension Length]-[All Ceiling Type]-[4ft]-[Driver Includes STD HCD & 5LT]-[Blank or SV]-DM8-[All Finish]-[All End Cap] | Indoor Luminaires | Linear Ambient | Linear Ambient Luminaires w/ Indirect component | Standard | FALSE | [9 empty] | 42517 |  |  | Yes |  | 3.1 | 7101.4 | 90.45 | 78.51 | 9.46 | 0.993 | 4000 | 83.3
P88NDD4R | Eaton (formerly Cooper Lighting) | Corelite | I2-WS-5L40-1[All Wiring]-[All Voltage]-AC[All Suspension Length]-[All Ceiling Type]-[4ft]-[Driver Includes STD HCD & 5LT]-[Blank or SV]-DM5-[All Finish]-[All End Cap] | Indoor Luminaires | Linear Ambient | Linear Ambient Luminaires w/ Indirect component | Standard | FALSE | [9 empty] | 42517 |  |  | Yes |  | 3.1 | 7010.31 | 89.29 | 78.51 | 9.46 | 0.993 | 4000 | 83.3
P3ES22JV | Eaton (formerly Cooper Lighting) | Corelite | I2-WS-3L40-1[All Wiring]-[All Voltage]-AC[All Suspension Length]-[All Ceiling Type]-[4ft]-[Driver Includes STD HCD & 5LT]-[Blank or SV]-Blank-[All Finish]-[All End Cap] | Indoor Luminaires | Linear Ambient | Linear Ambient Luminaires w/ Indirect component | Standard | FALSE | [9 empty] | 42517 |  |  | Yes |  | 3.1 | 5011.08 | 108.78 | 46.07 | 8.4 | 0.996 | 4000 | 83.3
PZGYEF3Y | Eaton (formerly Cooper Lighting) | Corelite | I2-WS-3L40-1[All Wiring]-[All Voltage]-AC[All Suspension Length]-[All Ceiling Type]-[4ft]-[Driver Includes STD HCD & 5LT]-[Blank or SV]-DM8-[All Finish]-[All End Cap] | Indoor Luminaires | Linear Ambient | Linear Ambient Luminaires w/ Indirect component | Standard | FALSE | [9 empty] | 42517 |  |  | Yes |  | 3.1 | 4835.04 | 104.95 | 46.07 | 8.4 | 0.996 | 4000 | 83.3
PWQ3EZXJ | Eaton (formerly Cooper Lighting) | Corelite | I2-WS-3L40-1[All Wiring]-[All Voltage]-AC[All Suspension Length]-[All Ceiling Type]-[4ft]-[Driver Includes STD HCD & 5LT]-[Blank or SV]-DM5-[All Finish]-[All End Cap] | Indoor Luminaires | Linear Ambient | Linear Ambient Luminaires w/ Indirect component | Standard | FALSE | [9 empty] | 42517 |  |  | Yes |  | 3.1 | 4773.03 | 103.61 | 46.07 | 8.4 | 0.996 | 4000 | 83.3
PFS132S4 | Eaton (formerly Cooper Lighting) | Corelite | I2-WS-2L40-1[All Wiring]-[All Voltage]-AC[All Suspension Length]-[All Ceiling Type]-[4ft]-[Driver Includes STD HCD & 5LT]-[Blank or SV]-Blank-[All Finish]-[All End Cap] | Indoor Luminaires | Linear Ambient | Linear Ambient Luminaires w/ Indirect component | Standard | FALSE | [9 empty] | 42517 |  |  | Yes |  | 3.1 | 3771.69 | 105.28 | 35.83 | 8.13 | 0.995 | 4000 | 83.3
P66B9CBV | Eaton (formerly Cooper Lighting) | Corelite | I2-WS-2L40-1[All Wiring]-[All Voltage]-AC[All Suspension Length]-[All Ceiling Type]-[4ft]-[Driver Includes STD HCD & 5LT]-[Blank or SV]-DM8-[All Finish]-[All End Cap] | Indoor Luminaires | Linear Ambient | Linear Ambient Luminaires w/ Indirect component | Standard | FALSE | [9 empty] | 42517 |  |  | Yes |  | 3.1 | 3639.19 | 101.58 | 35.83 | 8.13 | 0.995 | 4000 | 83.3
PGRXJYTD | Eaton (formerly Cooper Lighting) | Corelite | I2-WS-2L40-1[All Wiring]-[All Voltage]-AC[All Suspension Length]-[All Ceiling Type]-[4ft]-[Driver Includes STD HCD & 5LT]-[Blank or SV]-DM5-[All Finish]-[All End Cap] | Indoor Luminaires | Linear Ambient | Linear Ambient Luminaires w/ Indirect component | Standard | FALSE | [9 empty] | 42517 |  |  | Yes |  | 3.1 | 3592.52 | 100.28 | 35.83 | 8.13 | 0.995 | 4000 | 83.3
PVXDP9V5 | Eaton (formerly Cooper Lighting) | Corelite | I2-WS-1L40-1[All Wiring]-[All Voltage]-AC[All Suspension Length]-[All Ceiling Type]-[4ft]-[Driver Includes STD HCD & 5LT]-[Blank or SV]-Blank-[All Finish]-[All End Cap] | Indoor Luminaires | Linear Ambient | Linear Ambient Luminaires w/ Indirect component | Standard | FALSE | [9 empty] | 42517 |  |  | Yes |  | 3.1 | 3022.56 | 113.27 | 26.69 | 7.87 | 0.995 | 4000 | 83.3
PK5H1D7M | Eaton (formerly Cooper Lighting) | Corelite | I2-WS-1L40-1[All Wiring]-[All Voltage]-AC[All Suspension Length]-[All Ceiling Type]-[4ft]-[Driver Includes STD HCD & 5LT]-[Blank or SV]-DM8-[All Finish]-[All End Cap] | Indoor Luminaires | Linear Ambient | Linear Ambient Luminaires w/ Indirect component | Standard | FALSE | [9 empty] | 42517 |  |  | Yes |  | 3.1 | 2916.38 | 109.29 | 26.69 | 7.87 | 0.995 | 4000 | 83.3
P1YFGZ82 | Eaton (formerly Cooper Lighting) | Corelite | I2-WS-1L40-1[All Wiring]-[All Voltage]-AC[All Suspension Length]-[All Ceiling Type]-[4ft]-[Driver Includes STD HCD & 5LT]-[Blank or SV]-DM5-[All Finish]-[All End Cap] | Indoor Luminaires | Linear Ambient | Linear Ambient Luminaires w/ Indirect component | Standard | FALSE | [9 empty] | 42517 |  |  | Yes |  | 3.1 | 2878.98 | 107.88 | 26.69 | 7.87 | 0.995 | 4000 | 83.3
P8UWZA99 | Eaton (formerly Cooper Lighting) | Corelite | I2-WS-4L40-1[All Wiring]-[All Voltage]-AC[All Suspension Length]-[All Ceiling Type]-[4ft]-[Driver Includes STD HCD & 5LT]-[Blank or SV]-Blank-[All Finish]-[All End Cap] | Indoor Luminaires | Linear Ambient | Linear Ambient Luminaires w/ Indirect component | Standard | FALSE | [9 empty] | 42517 |  |  | Yes |  | 3.1 | 6198.13 | 100.21 | 61.85 | 6.69 | 0.988 | 4000 | 83.3
P4X6EN9P | Eaton (formerly Cooper Lighting) | Corelite | I2-WS-4L40-1[All Wiring]-[All Voltage]-AC[All Suspension Length]-[All Ceiling Type]-[4ft]-[Driver Includes STD HCD & 5LT]-[Blank or SV]-DM8-[All Finish]-[All End Cap] | Indoor Luminaires | Linear Ambient | Linear Ambient Luminaires w/ Indirect component | Standard | FALSE | [9 empty] | 42517 |  |  | Yes |  | 3.1 | 5980.39 | 96.69 | 61.85 | 6.69 | 0.988 | 4000 | 83.3
PPKMP923 | Eaton (formerly Cooper Lighting) | Corelite | I2-WS-4L40-1[All Wiring]-[All Voltage]-AC[All Suspension Length]-[All Ceiling Type]-[4ft]-[Driver Includes STD HCD & 5LT]-[Blank or SV]-DM5-[All Finish]-[All End Cap] | Indoor Luminaires | Linear Ambient | Linear Ambient Luminaires w/ Indirect component | Standard | FALSE | [9 empty] | 42517 |  |  | Yes |  | 3.1 | 5903.68 | 95.45 | 61.85 | 6.69 | 0.988 | 4000 | 83.3
PW39VK4X | Eaton (formerly Cooper Lighting) | Corelite | I2-WS-2L35-1[All Wiring]-[All Voltage]-AC[All Suspension Length]-[All Ceiling Type]-[4ft]-STP-Blank-Blank-[All Finish]-[All End Cap] | Indoor Luminaires | Linear Ambient | Linear Ambient Luminaires w/ Indirect component | Standard | FALSE | [9 empty] | 42517 |  |  | No |  | 3.1 | 3801.76 | 100.22 | 37.93 | 13.7 | 0.985 | 3500 | 83.3
PKUN8Q7T | Eaton (formerly Cooper Lighting) | Corelite | I2-WS-2L35-1[All Wiring]-[All Voltage]-AC[All Suspension Length]-[All Ceiling Type]-[4ft]-STP-Blank-DM8-[All Finish]-[All End Cap] | Indoor Luminaires | Linear Ambient | Linear Ambient Luminaires w/ Indirect component | Standard | FALSE | [9 empty] | 42517 |  |  | No |  | 3.1 | 3668.2 | 96.7 | 37.93 | 13.7 | 0.985 | 3500 | 83.3
P8HSHWTR | Eaton (formerly Cooper Lighting) | Corelite | I2-WS-2L35-1[All Wiring]-[All Voltage]-AC[All Suspension Length]-[All Ceiling Type]-[4ft]-STP-Blank-DM5-[All Finish]-[All End Cap] | Indoor Luminaires | Linear Ambient | Linear Ambient Luminaires w/ Indirect component | Standard | FALSE | [9 empty] | 42517 |  |  | No |  | 3.1 | 3621.15 | 95.46 | 37.93 | 13.7 | 0.985 | 3500 | 83.3
P2J2QNUD | Eaton (formerly Cooper Lighting) | Corelite | I2-WS-5L35-1[All Wiring]-[All Voltage]-AC[All Suspension Length]-[All Ceiling Type]-[4ft]-STP-Blank-Blank-[All Finish]-[All End Cap] | Indoor Luminaires | Linear Ambient | Linear Ambient Luminaires w/ Indirect component | Standard | FALSE | [9 empty] | 42517 |  |  | No |  | 3.1 | 7418.62 | 92.79 | 79.95 | 12.6 | 0.989 | 3500 | 83.3
PFNCX7AK | Eaton (formerly Cooper Lighting) | Corelite | I2-WS-5L35-1[All Wiring]-[All Voltage]-AC[All Suspension Length]-[All Ceiling Type]-[4ft]-STP-Blank-DM8-[All Finish]-[All End Cap] | Indoor Luminaires | Linear Ambient | Linear Ambient Luminaires w/ Indirect component | Standard | FALSE | [9 empty] | 42517 |  |  | No |  | 3.1 | 7158 | 89.53 | 79.95 | 12.6 | 0.989 | 3500 | 83.3
PJUJF15P | Eaton (formerly Cooper Lighting) | Corelite | I2-WS-3L35-1[All Wiring]-[All Voltage]-AC[All Suspension Length]-[All Ceiling Type]-[4ft]-STP-Blank-Blank-[All Finish]-[All End Cap] | Indoor Luminaires | Linear Ambient | Linear Ambient Luminaires w/ Indirect component | Standard | FALSE | [9 empty] | 42517 |  |  | No |  | 3.1 | 5051.02 | 104.36 | 48.4 | 11.8 | 0.99 | 3500 | 83.3
PVV6N3GP | Eaton (formerly Cooper Lighting) | Corelite | I2-WS-3L35-1[All Wiring]-[All Voltage]-AC[All Suspension Length]-[All Ceiling Type]-[4ft]-STP-Blank-DM8-[All Finish]-[All End Cap] | Indoor Luminaires | Linear Ambient | Linear Ambient Luminaires w/ Indirect component | Standard | FALSE | [9 empty] | 42517 |  |  | No |  | 3.1 | 4873.58 | 100.69 | 48.4 | 11.8 | 0.99 | 3500 | 83.3
P8E1Z39U | Eaton (formerly Cooper Lighting) | Corelite | I2-WS-3L35-1[All Wiring]-[All Voltage]-AC[All Suspension Length]-[All Ceiling Type]-[4ft]-STP-Blank-DM5-[All Finish]-[All End Cap] | Indoor Luminaires | Linear Ambient | Linear Ambient Luminaires w/ Indirect component | Standard | FALSE | [9 empty] | 42517 |  |  | No |  | 3.1 | 4811.07 | 99.4 | 48.4 | 11.8 | 0.99 | 3500 | 83.3
PQQ1SZN8 | Eaton (formerly Cooper Lighting) | Corelite | I2-WS-4L35-1[All Wiring]-[All Voltage]-AC[All Suspension Length]-[All Ceiling Type]-[4ft]-STP-Blank-Blank-[All Finish]-[All End Cap] | Indoor Luminaires | Linear Ambient | Linear Ambient Luminaires w/ Indirect component | Standard | FALSE | [9 empty] | 42517 |  |  | No |  | 3.1 | 6247.53 | 97.94 | 63.79 | 10.01 | 0.991 | 3500 | 83.3
PU4FX1EH | Eaton (formerly Cooper Lighting) | Corelite | I2-WS-4L35-1[All Wiring]-[All Voltage]-AC[All Suspension Length]-[All Ceiling Type]-[4ft]-STP-Blank-DM8-[All Finish]-[All End Cap] | Indoor Luminaires | Linear Ambient | Linear Ambient Luminaires w/ Indirect component | Standard | FALSE | [9 empty] | 42517 |  |  | No |  | 3.1 | 6028.06 | 94.5 | 63.79 | 10.01 | 0.991 | 3500 | 83.3
P9HDX7ZN | Eaton (formerly Cooper Lighting) | Corelite | I2-WS-4L35-1[All Wiring]-[All Voltage]-AC[All Suspension Length]-[All Ceiling Type]-[4ft]-STP-Blank-DM5-[All Finish]-[All End Cap] | Indoor Luminaires | Linear Ambient | Linear Ambient Luminaires w/ Indirect component | Standard | FALSE | [9 empty] | 42517 |  |  | No |  | 3.1 | 5950.74 | 93.29 | 63.79 | 10.01 | 0.991 | 3500 | 83.3
PBH1BBRJ | Eaton (formerly Cooper Lighting) | Corelite | I2-WS-5L35-1[All Wiring]-[All Voltage]-AC[All Suspension Length]-[All Ceiling Type]-[4ft]-[Driver Includes STD HCD & 5LT]-[Blank or SV]-Blank-[All Finish]-[All End Cap] | Indoor Luminaires | Linear Ambient | Linear Ambient Luminaires w/ Indirect component | Standard | FALSE | [9 empty] | 42517 |  |  | Yes |  | 3.1 | 7418.62 | 94.49 | 78.51 | 9.46 | 0.993 | 3500 | 83.3
P9Z6G9DP | Eaton (formerly Cooper Lighting) | Corelite | I2-WS-5L35-1[All Wiring]-[All Voltage]-AC[All Suspension Length]-[All Ceiling Type]-[4ft]-[Driver Includes STD HCD & 5LT]-[Blank or SV]-DM8-[All Finish]-[All End Cap] | Indoor Luminaires | Linear Ambient | Linear Ambient Luminaires w/ Indirect component | Standard | FALSE | [9 empty] | 42517 |  |  | Yes |  | 3.1 | 7158 | 91.17 | 78.51 | 9.46 | 0.993 | 3500 | 83.3
P31TX4F8 | Eaton (formerly Cooper Lighting) | Corelite | I2-WS-5L35-1[All Wiring]-[All Voltage]-AC[All Suspension Length]-[All Ceiling Type]-[4ft]-[Driver Includes STD HCD & 5LT]-[Blank or SV]-DM5-[All Finish]-[All End Cap] | Indoor Luminaires | Linear Ambient | Linear Ambient Luminaires w/ Indirect component | Standard | FALSE | [9 empty] | 42517 |  |  | Yes |  | 3.1 | 7066.2 | 90 | 78.51 | 9.46 | 0.993 | 3500 | 83.3
PMZBYDC3 | Eaton (formerly Cooper Lighting) | Corelite | I2-WS-3L35-1[All Wiring]-[All Voltage]-AC[All Suspension Length]-[All Ceiling Type]-[4ft]-[Driver Includes STD HCD & 5LT]-[Blank or SV]-Blank-[All Finish]-[All End Cap] | Indoor Luminaires | Linear Ambient | Linear Ambient Luminaires w/ Indirect component | Standard | FALSE | [9 empty] | 42517 |  |  | Yes |  | 3.1 | 5051.02 | 109.64 | 46.07 | 8.4 | 0.996 | 3500 | 83.3
P4G6MJ5W | Eaton (formerly Cooper Lighting) | Corelite | I2-WS-3L35-1[All Wiring]-[All Voltage]-AC[All Suspension Length]-[All Ceiling Type]-[4ft]-[Driver Includes STD HCD & 5LT]-[Blank or SV]-DM8-[All Finish]-[All End Cap] | Indoor Luminaires | Linear Ambient | Linear Ambient Luminaires w/ Indirect component | Standard | FALSE | [9 empty] | 42517 |  |  | Yes |  | 3.1 | 4873.58 | 105.79 | 46.07 | 8.4 | 0.996 | 3500 | 83.3
PATZFSQN | Eaton (formerly Cooper Lighting) | Corelite | I2-WS-3L35-1[All Wiring]-[All Voltage]-AC[All Suspension Length]-[All Ceiling Type]-[4ft]-[Driver Includes STD HCD & 5LT]-[Blank or SV]-DM5-[All Finish]-[All End Cap] | Indoor Luminaires | Linear Ambient | Linear Ambient Luminaires w/ Indirect component | Standard | FALSE | [9 empty] | 42517 |  |  | Yes |  | 3.1 | 4811.07 | 104.43 | 46.07 | 8.4 | 0.996 | 3500 | 83.3
PW3KFZ61 | Eaton (formerly Cooper Lighting) | Corelite | I2-WS-2L35-1[All Wiring]-[All Voltage]-AC[All Suspension Length]-[All Ceiling Type]-[4ft]-[Driver Includes STD HCD & 5LT]-[Blank or SV]-Blank-[All Finish]-[All End Cap] | Indoor Luminaires | Linear Ambient | Linear Ambient Luminaires w/ Indirect component | Standard | FALSE | [9 empty] | 42517 |  |  | Yes |  | 3.1 | 3801.76 | 106.12 | 35.83 | 8.13 | 0.995 | 3500 | 83.3
PDSRJRK4 | Eaton (formerly Cooper Lighting) | Corelite | I2-WS-2L35-1[All Wiring]-[All Voltage]-AC[All Suspension Length]-[All Ceiling Type]-[4ft]-[Driver Includes STD HCD & 5LT]-[Blank or SV]-DM8-[All Finish]-[All End Cap] | Indoor Luminaires | Linear Ambient | Linear Ambient Luminaires w/ Indirect component | Standard | FALSE | [9 empty] | 42517 |  |  | Yes |  | 3.1 | 3668.2 | 102.39 | 35.83 | 8.13 | 0.995 | 3500 | 83.3
P1JQ1UWS | Eaton (formerly Cooper Lighting) | Corelite | I2-WS-2L35-1[All Wiring]-[All Voltage]-AC[All Suspension Length]-[All Ceiling Type]-[4ft]-[Driver Includes STD HCD & 5LT]-[Blank or SV]-DM5-[All Finish]-[All End Cap] | Indoor Luminaires | Linear Ambient | Linear Ambient Luminaires w/ Indirect component | Standard | FALSE | [9 empty] | 42517 |  |  | Yes |  | 3.1 | 3621.15 | 101.08 | 35.83 | 8.13 | 0.995 | 3500 | 83.3
PKNN41DS | Eaton (formerly Cooper Lighting) | Corelite | I2-WS-1L35-1[All Wiring]-[All Voltage]-AC[All Suspension Length]-[All Ceiling Type]-[4ft]-[Driver Includes STD HCD & 5LT]-[Blank or SV]-Blank-[All Finish]-[All End Cap] | Indoor Luminaires | Linear Ambient | Linear Ambient Luminaires w/ Indirect component | Standard | FALSE | [9 empty] | 42517 |  |  | Yes |  | 3.1 | 3046.66 | 114.17 | 26.69 | 7.87 | 0.995 | 3500 | 83.3
PEA1S7Y3 | Eaton (formerly Cooper Lighting) | Corelite | I2-WS-1L35-1[All Wiring]-[All Voltage]-AC[All Suspension Length]-[All Ceiling Type]-[4ft]-[Driver Includes STD HCD & 5LT]-[Blank or SV]-DM8-[All Finish]-[All End Cap] | Indoor Luminaires | Linear Ambient | Linear Ambient Luminaires w/ Indirect component | Standard | FALSE | [9 empty] | 42517 |  |  | Yes |  | 3.1 | 2939.63 | 110.16 | 26.69 | 7.87 | 0.995 | 3500 | 83.3
PG3YY8QC | Eaton (formerly Cooper Lighting) | Corelite | I2-WS-1L35-1[All Wiring]-[All Voltage]-AC[All Suspension Length]-[All Ceiling Type]-[4ft]-[Driver Includes STD HCD & 5LT]-[Blank or SV]-DM5-[All Finish]-[All End Cap] | Indoor Luminaires | Linear Ambient | Linear Ambient Luminaires w/ Indirect component | Standard | FALSE | [9 empty] | 42517 |  |  | Yes |  | 3.1 | 2901.93 | 108.74 | 26.69 | 7.87 | 0.995 | 3500 | 83.3
PKCQ6X1E | Eaton (formerly Cooper Lighting) | Corelite | I2-WS-4L35-1[All Wiring]-[All Voltage]-AC[All Suspension Length]-[All Ceiling Type]-[4ft]-[Driver Includes STD HCD & 5LT]-[Blank or SV]-Blank-[All Finish]-[All End Cap] | Indoor Luminaires | Linear Ambient | Linear Ambient Luminaires w/ Indirect component | Standard | FALSE | [9 empty] | 42517 |  |  | Yes |  | 3.1 | 6247.53 | 101.01 | 61.85 | 6.69 | 0.988 | 3500 | 83.3
PXHP72J8 | Eaton (formerly Cooper Lighting) | Corelite | I2-WS-4L35-1[All Wiring]-[All Voltage]-AC[All Suspension Length]-[All Ceiling Type]-[4ft]-[Driver Includes STD HCD & 5LT]-[Blank or SV]-DM8-[All Finish]-[All End Cap] | Indoor Luminaires | Linear Ambient | Linear Ambient Luminaires w/ Indirect component | Standard | FALSE | [9 empty] | 42517 |  |  | Yes |  | 3.1 | 6028.06 | 97.46 | 61.85 | 6.69 | 0.988 | 3500 | 83.3
PW22PWJF | Eaton (formerly Cooper Lighting) | Corelite | I2-WS-4L35-1[All Wiring]-[All Voltage]-AC[All Suspension Length]-[All Ceiling Type]-[4ft]-[Driver Includes STD HCD & 5LT]-[Blank or SV]-DM5-[All Finish]-[All End Cap] | Indoor Luminaires | Linear Ambient | Linear Ambient Luminaires w/ Indirect component | Standard | FALSE | [9 empty] | 42517 |  |  | Yes |  | 3.1 | 5950.74 | 96.21 | 61.85 | 6.69 | 0.988 | 3500 | 83.3
PHFBC9YW | Eaton (formerly Cooper Lighting) | Corelite | I2-WS-3L30-1[All Wiring]-[All Voltage]-AC[All Suspension Length]-[All Ceiling Type]-[4ft]-[Driver Includes STD HCD & 5LT]-[Blank or SV]-Blank-[All Finish]-[All End Cap] | Indoor Luminaires | Linear Ambient | Linear Ambient Luminaires w/ Indirect component | Standard | FALSE | [9 empty] | 42517 |  |  | Yes |  | 3.1 | 4153.02 | 90.15 | 46.07 | 8.4 | 0.996 | 3000 | 83.3
P2RY1Z6N | Eaton (formerly Cooper Lighting) | Corelite | I2-WS-2L30-1[All Wiring]-[All Voltage]-AC[All Suspension Length]-[All Ceiling Type]-[4ft]-STD-[Blank or SV]-DM5-[All Finish]-[All End Cap] | Indoor Luminaires | Linear Ambient | Linear Ambient Luminaires w/ Indirect component | Standard | FALSE | [9 empty] | 42517 |  |  | Yes |  | 3.1 | 3168 | 89.16 | 35.53 | 8.13 | 0.995 | 3000 | 83.3
PCYGBRGQ | Eaton (formerly Cooper Lighting) | Corelite | I2-WS-1L30-1[All Wiring]-[All Voltage]-AC[All Suspension Length]-[All Ceiling Type]-[4ft]-[Driver Includes STD HCD & 5LT]-[Blank or SV]-Blank-[All Finish]-[All End Cap] | Indoor Luminaires | Linear Ambient | Linear Ambient Luminaires w/ Indirect component | Standard | FALSE | [9 empty] | 42517 |  |  | Yes |  | 3.1 | 2505 | 93.87 | 26.69 | 7.87 | 0.995 | 3000 | 83.3
PTWT2CPY | Eaton (formerly Cooper Lighting) | Corelite | I2-WS-1L30-1[All Wiring]-[All Voltage]-AC[All Suspension Length]-[All Ceiling Type]-[4ft]-[Driver Includes STD HCD & 5LT]-[Blank or SV]-DM8-[All Finish]-[All End Cap] | Indoor Luminaires | Linear Ambient | Linear Ambient Luminaires w/ Indirect component | Standard | FALSE | [9 empty] | 42517 |  |  | Yes |  | 3.1 | 2417 | 90.57 | 26.69 | 7.87 | 0.995 | 3000 | 83.3
PUVDMZD8 | Eaton (formerly Cooper Lighting) | Corelite | I2-WS-1L30-1[All Wiring]-[All Voltage]-AC[All Suspension Length]-[All Ceiling Type]-[4ft]-[Driver Includes STD HCD & 5LT]-[Blank or SV]-DM5-[All Finish]-[All End Cap] | Indoor Luminaires | Linear Ambient | Linear Ambient Luminaires w/ Indirect component | Standard | FALSE | [9 empty] | 42517 |  |  | Yes |  | 3.1 | 2386 | 89.41 | 26.69 | 7.87 | 0.995 | 3000 | 83.3
PZ248R19 | SPRING-LIGHTING ELECTRONICS CO.LTD | Spring-Lighting | SPL-HBL01-40W(4000K) | Indoor Luminaires | Linear Ambient | Direct Linear Ambient Luminaires | Standard | TRUE | 4054.994 | 104.645 | 38.75 | 17.44 | 0.919 | 4058 | 83.1 | 5 | 50000 | 42514 |  |  | No |  | 3.1 | 4054.994 | 104.645 | 38.75 | 17.44 | 0.992 | 4000 | 83.1
P27SUW4H | EnpacÂ IndustriesÂ IncÂ DBAÂ VM5Â LightingÂ Solutions | VM5 Lighting Solutions | MVT-40-38-F | Indoor Luminaires | Linear Ambient | Direct Linear Ambient Luminaires | Premium | TRUE | 4295.6 | 112.8 | 38.08 | 15.64 | 0.9128 | 3978 | 85.8 | 5 | 50000 | 42514 |  |  | No |  | 3.1 | 4295.6 | 112.8 | 38.08 | 15.64 | 0.9128 | 4000 | 85.8
PH9QPFN7 | EnpacÂ IndustriesÂ IncÂ DBAÂ VM5Â LightingÂ Solutions | VM5 Lighting Solutions | MVT-40-38-C | Indoor Luminaires | Linear Ambient | Direct Linear Ambient Luminaires | Premium | TRUE | 4798.3 | 125.88 | 38.12 | 15.59 | 0.9128 | 4041 | 85.3 | 5 | 50000 | 42514 |  |  | No |  | 3.1 | 4826 | 126.1 | 38.27 | 15.59 | 0.9128 | 4000 | 85.3
PRQE2D51 | Renesola Zhejiang Ltd | Renesola | RESL-40W30KSC | Indoor Luminaires | Linear Ambient | Direct Linear Ambient Luminaires | Standard | TRUE | 3850.56 | 95.76 | 40.21 | 11.1 | 0.908 | 2952 | 84.4 | 5 | 50000 | 42514 |  |  | NotYetVerified |  | 3 | 3850.56 | 95.76 | 40.21 | 10.5 | 0.986 | 2952 | 84
PJFVBBCG | EnpacÂ IndustriesÂ IncÂ DBAÂ VM5Â LightingÂ Solutions | VM5 Lighting Solutions | MVT-50-38-F | Indoor Luminaires | Linear Ambient | Direct Linear Ambient Luminaires | Premium | FALSE | [9 empty] | 42514 |  |  | No |  | 3.1 | 4815 | 123.43 | 39.01 | 15.53 | 0.9124 | 5000 | 84.2
PTQWRJTS | EnpacÂ IndustriesÂ IncÂ DBAÂ VM5Â LightingÂ Solutions | VM5 Lighting Solutions | MVT-50-38-C | Indoor Luminaires | Linear Ambient | Direct Linear Ambient Luminaires | Premium | FALSE | [9 empty] | 42514 |  |  | No |  | 3.1 | 5518 | 140.91 | 39.16 | 15.38 | 0.9137 | 5000 | 83.6
PF573PJC | Renesola Zhejiang Ltd | Renesola | RESL-40W50KSC | Indoor Luminaires | Linear Ambient | Direct Linear Ambient Luminaires | Standard | FALSE | [9 empty] | 42514 | Not Dimmable | Not Dimmable | NotYetVerified |  | 3 | 3800 | 95 | 40 | 10.5 | 0.986 | 5000 | 84
P1EVGQM1 | Renesola Zhejiang Ltd | Renesola | RESL-40W40KSC | Indoor Luminaires | Linear Ambient | Direct Linear Ambient Luminaires | Standard | FALSE | [9 empty] | 42514 | Not Dimmable | Not Dimmable | NotYetVerified |  | 3 | 3800 | 95 | 40 | 10.5 | 0.986 | 4000 | 84
P1N95HHQ | SPRING-LIGHTING ELECTRONICS CO.LTD | Spring-Lighting | SPL-HBL01-40W(5000K) | Indoor Luminaires | Linear Ambient | Direct Linear Ambient Luminaires | Standard | FALSE | [9 empty] | 42514 | Not Dimmable | Not Dimmable | No |  | 3.1 | 4133.618 | 106.564 | 38.79 | 17.21 | 0.994 | 5000 | 80.8
PQKGW7KE | SPRING-LIGHTING ELECTRONICS CO.LTD | Spring-Lighting | SPL-HBL01-40W(4500K) | Indoor Luminaires | Linear Ambient | Direct Linear Ambient Luminaires | Standard | FALSE | [9 empty] | 42514 | Not Dimmable | Not Dimmable | No |  | 3.1 | 4054.994 | 104.645 | 38.75 | 17.44 | 0.992 | 4500 | 83.1
P2DVT339 | StarTek Lighting America | StarTek Lighting America | SP-N-4H-27K-x-AD-U | Indoor Luminaires | Linear Ambient | Direct Linear Ambient Luminaires | Premium | TRUE | 5300 | 113.7 | 46.61 | 7.37 | 0.977 | 2770 | 80.8 | 5 | 50000 | 42513 |  |  | NotYetVerified |  | 3.1 | 5300 | 111.8 | 47.47 | 5.59 | 0.998 | 2700 | 80
PTJTGPP3 | StarTek Lighting America | StarTek Lighting America | SP-N-4S-27K-x-AD-U | Indoor Luminaires | Linear Ambient | Direct Linear Ambient Luminaires | Premium | TRUE | 3629.8 | 121.5 | 29.87 | 11.06 | 0.967 | 2758 | 81 | 5 | 50000 | 42513 |  |  | NotYetVerified |  | 3.1 | 3630 | 120.8 | 30.06 | 8 | 0.995 | 2700 | 80
PYEJ6H5M | Orion Energy Systems Inc | Harris | MPDL1-CXX-B1-UNV-FDXX-835-XXX-XXXXXX | Indoor Luminaires | Linear Ambient | Direct Linear Ambient Luminaires | Premium | TRUE | 5588 | 122.8 | 45.5 | 19 | 0.964 | 3539 | 83 | 5 | 50000 | 42513 |  |  | No |  | 3.1 | 5440 | 121 | 45 | 20 | 0.9 | 3500 | 80
PWSHN76E | Zhongshan Luxmode Industrial Co. LTD | Luxmode | LE015-HE-36W-40K | Indoor Retrofit Kit | Linear Ambient | Retrofit Kits for Direct Linear Ambient Luminaires | Standard | TRUE | 4169.66 | 122.64 | 34 | 8.8 | 0.959 | 4169.66 | 84.8 | 5 | 50000 | 42513 |  |  | No |  | 3.1 | 4170 | 122 | 34 | 11 | 0.992 | 4176 | 84
P2X9QHUV | Orion Energy Systems Inc | Harris | MPDL1-CXX-A1-UNV-FDXX-835-XXX- XXXXXX | Indoor Luminaires | Linear Ambient | Direct Linear Ambient Luminaires | Premium | TRUE | 4131 | 117.2 | 35.2 | 6.9 | 0.941 | 3564 | 85.4 | 5 | 50000 | 42513 |  |  | No |  | 3.1 | 4150 | 115 | 36 | 20 | 0.9 | 3500 | 80
PURVJSHR | Krut Systems LLC | KRUT LED | KL60TP3K | Indoor Luminaires | Linear Ambient | Direct Linear Ambient Luminaires | Standard | TRUE | 4912.1 | 82.9 | 59.23 | 15.31 | 0.906 | 2973 | 82.9 | 5 | 50000 | 42513 |  |  | NotYetVerified |  | 3 | 4912.1 | 82.93 | 59.23 | 15.31 | 0.9059 | 3000 | 82.9
PH88V5HS | Krut Systems LLC | KRUT LED | KL45TP3K | Indoor Luminaires | Linear Ambient | Direct Linear Ambient Luminaires | Standard | TRUE | 3789.9 | 87.38 | 43.37 | 15.57 | 0.9033 | 2961 | 82.6 | 5 | 50000 | 42513 |  |  | NotYetVerified |  | 3 | 3789.9 | 87.38 | 43.37 | 15.57 | 0.9033 | 3000 | 82.6
P738AAHC | Krut Systems LLC | KRUT LED | KL30TP3K | Indoor Luminaires | Linear Ambient | Direct Linear Ambient Luminaires | Standard | TRUE | 2712 | 89.8 | 30.2 | 17.77 | 0.902 | 2961 | 82.8 | 5 | 50000 | 42513 |  |  | NotYetVerified |  | 3 | 2712 | 89.79 | 30.2 | 17.77 | 0.9018 | 3000 | 82.8
PQU3SZWM | Zhongshan Luxmode Industrial Co. LTD | Luxmode | LE015-HE-36W-50K | Indoor Retrofit Kit | Linear Ambient | Retrofit Kits for Direct Linear Ambient Luminaires | Standard | FALSE | [9 empty] | 42513 |  |  | No |  | 3.1 | 4187 | 123 | 34 | 11 | 0.992 | 5194 | 81
PT5UKAGK | Krut Systems LLC | KRUT LED | KL60TP5K | Indoor Luminaires | Linear Ambient | Direct Linear Ambient Luminaires | Standard | FALSE | [9 empty] | 42513 |  |  | NotYetVerified |  | 3 | 5618 | 92.34 | 60.84 | 16.08 | 0.9068 | 5000 | 84.1
PNC4J7VF | Krut Systems LLC | KRUT LED | KL30TP5K | Indoor Luminaires | Linear Ambient | Direct Linear Ambient Luminaires | Standard | FALSE | [9 empty] | 42513 |  |  | NotYetVerified |  | 3 | 2926 | 95.3 | 30.7 | 17.91 | 0.9026 | 5000 | 84
PQ9PSQJY | Krut Systems LLC | KRUT LED | KL45TP5K | Indoor Luminaires | Linear Ambient | Direct Linear Ambient Luminaires | Standard | FALSE | [9 empty] | 42513 |  |  | NotYetVerified |  | 3 | 4055 | 96.18 | 42.16 | 13.57 | 0.9024 | 5000 | 84
PYUCGEBR | Krut Systems LLC | KRUT LED | KL60TP4K5 | Indoor Luminaires | Linear Ambient | Direct Linear Ambient Luminaires | Standard | FALSE | [9 empty] | 42513 |  |  | NotYetVerified |  | 3 | 4912.1 | 82.93 | 59.23 | 15.31 | 0.9059 | 4500 | 82.9
PM3YWTV9 | Krut Systems LLC | KRUT LED | KL30TP4K5 | Indoor Luminaires | Linear Ambient | Direct Linear Ambient Luminaires | Standard | FALSE | [9 empty] | 42513 |  |  | NotYetVerified |  | 3 | 2712 | 89.79 | 30.2 | 17.77 | 0.9018 | 4500 | 82.8
PAKQSYDR | Krut Systems LLC | KRUT LED | KL45TP4K5 | Indoor Luminaires | Linear Ambient | Direct Linear Ambient Luminaires | Standard | FALSE | [9 empty] | 42513 |  |  | NotYetVerified |  | 3 | 3789.9 | 87.38 | 43.37 | 15.57 | 0.9033 | 4500 | 82.6
PCZ1VTVG | Krut Systems LLC | KRUT LED | KL60TP4K | Indoor Luminaires | Linear Ambient | Direct Linear Ambient Luminaires | Standard | FALSE | [9 empty] | 42513 |  |  | NotYetVerified |  | 3 | 4912.1 | 82.93 | 59.23 | 15.31 | 0.9059 | 4000 | 82.9
P6TPFD1Z | Krut Systems LLC | KRUT LED | KL30TP4K | Indoor Luminaires | Linear Ambient | Direct Linear Ambient Luminaires | Standard | FALSE | [9 empty] | 42513 |  |  | NotYetVerified |  | 3 | 2712 | 89.79 | 30.2 | 17.77 | 0.9018 | 4000 | 82.8
P5ADUNBV | Krut Systems LLC | KRUT LED | KL45TP4K | Indoor Luminaires | Linear Ambient | Direct Linear Ambient Luminaires | Standard | FALSE | [9 empty] | 42513 |  |  | NotYetVerified |  | 3 | 3789.9 | 87.38 | 43.37 | 15.57 | 0.9033 | 4000 | 82.6
PKQV3KDS | Krut Systems LLC | KRUT LED | KL60TP3K5 | Indoor Luminaires | Linear Ambient | Direct Linear Ambient Luminaires | Standard | FALSE | [9 empty] | 42513 |  |  | NotYetVerified |  | 3 | 4912.1 | 82.93 | 59.23 | 15.31 | 0.9059 | 3500 | 82.9
P3T3YP9Q | Krut Systems LLC | KRUT LED | KL30TP3K5 | Indoor Luminaires | Linear Ambient | Direct Linear Ambient Luminaires | Standard | FALSE | [9 empty] | 42513 |  |  | NotYetVerified |  | 3 | 2712 | 89.79 | 30.2 | 17.77 | 0.9018 | 3500 | 82.8
P6SHA1J5 | Krut Systems LLC | KRUT LED | KL45TP3K5 | Indoor Luminaires | Linear Ambient | Direct Linear Ambient Luminaires | Standard | FALSE | [9 empty] | 42513 |  |  | NotYetVerified |  | 3 | 3789.9 | 87.38 | 43.37 | 15.57 | 0.9033 | 3500 | 82.6
PU35FVGB | StarTek Lighting America | StarTek Lighting America | SP-N-4S-50K-x-ND-C | Indoor Luminaires | Linear Ambient | Direct Linear Ambient Luminaires | Premium | FALSE | [9 empty] | 42513 |  |  | NotYetVerified |  | 3.1 | 4164 | 138.5 | 30.06 | 8 | 0.995 | 5000 | 80
PHM6E9KH | StarTek Lighting America | StarTek Lighting America | SP-N-4S-50K-x-ND-U | Indoor Luminaires | Linear Ambient | Direct Linear Ambient Luminaires | Premium | FALSE | [9 empty] | 42513 |  |  | NotYetVerified |  | 3.1 | 4164 | 138.5 | 30.06 | 8 | 0.995 | 5000 | 80
PW9DPJHP | StarTek Lighting America | StarTek Lighting America | SP-N-4H-50K-x-ND-U | Indoor Luminaires | Linear Ambient | Direct Linear Ambient Luminaires | Premium | FALSE | [9 empty] | 42513 |  |  | NotYetVerified |  | 3.1 | 6133 | 129.4 | 47.47 | 5.59 | 0.998 | 5000 | 80
PEUJY91K | StarTek Lighting America | StarTek Lighting America | SP-N-4H-50K-x-ND-C | Indoor Luminaires | Linear Ambient | Direct Linear Ambient Luminaires | Premium | FALSE | [9 empty] | 42513 |  |  | NotYetVerified |  | 3.1 | 6133 | 129.4 | 47.47 | 5.59 | 0.998 | 5000 | 80
PGC6CJQG | StarTek Lighting America | StarTek Lighting America | SP-N-8S-50K-x-ND-U | Indoor Luminaires | Linear Ambient | Direct Linear Ambient Luminaires | Premium | FALSE | [9 empty] | 42513 |  |  | NotYetVerified |  | 3.1 | 8289 | 144.6 | 57.34 | 5.47 | 0.998 | 5000 | 80
PDT5CMH5 | StarTek Lighting America | StarTek Lighting America | SP-N-8S-50K-x-ND-C | Indoor Luminaires | Linear Ambient | Direct Linear Ambient Luminaires | Premium | FALSE | [9 empty] | 42513 |  |  | NotYetVerified |  | 3.1 | 8289 | 144.6 | 57.34 | 5.47 | 0.998 | 5000 | 80
P95ZG385 | StarTek Lighting America | StarTek Lighting America | SP-N-8H-50K-x-ND-U | Indoor Luminaires | Linear Ambient | Direct Linear Ambient Luminaires | Premium | FALSE | [9 empty] | 42513 |  |  | NotYetVerified |  | 3.1 | 11989 | 132.9 | 90.21 | 5.34 | 0.998 | 5000 | 80
P8F3NTRK | StarTek Lighting America | StarTek Lighting America | SP-N-8H-50K-x-ND-C | Indoor Luminaires | Linear Ambient | Direct Linear Ambient Luminaires | Premium | FALSE | [9 empty] | 42513 |  |  | NotYetVerified |  | 3.1 | 11989 | 132.9 | 90.21 | 5.34 | 0.998 | 5000 | 80
PWKYW2SH | StarTek Lighting America | StarTek Lighting America | SP-N-4S-50K-x-AD-U | Indoor Luminaires | Linear Ambient | Direct Linear Ambient Luminaires | Premium | FALSE | [9 empty] | 42513 |  |  | NotYetVerified |  | 3.1 | 4164 | 138.5 | 30.06 | 8 | 0.995 | 5000 | 80
PT92B2KM | StarTek Lighting America | StarTek Lighting America | SP-N-4S-50K-x-AD-C | Indoor Luminaires | Linear Ambient | Direct Linear Ambient Luminaires | Premium | FALSE | [9 empty] | 42513 |  |  | NotYetVerified |  | 3.1 | 4164 | 138.5 | 30.06 | 8 | 0.995 | 5000 | 80
PYYJ5WQR | StarTek Lighting America | StarTek Lighting America | SP-N-4H-50K-x-AD-U | Indoor Luminaires | Linear Ambient | Direct Linear Ambient Luminaires | Premium | FALSE | [9 empty] | 42513 |  |  | NotYetVerified |  | 3.1 | 6133 | 129.4 | 47.47 | 5.59 | 0.998 | 5000 | 80
PGRPHX76 | StarTek Lighting America | StarTek Lighting America | SP-N-4H-50K-x-AD-C | Indoor Luminaires | Linear Ambient | Direct Linear Ambient Luminaires | Premium | FALSE | [9 empty] | 42513 |  |  | NotYetVerified |  | 3.1 | 6133 | 129.4 | 47.47 | 5.59 | 0.998 | 5000 | 80
PWS3X29S | StarTek Lighting America | StarTek Lighting America | SP-N-8S-50K-x-AD-C | Indoor Luminaires | Linear Ambient | Direct Linear Ambient Luminaires | Premium | FALSE | [9 empty] | 42513 |  |  | NotYetVerified |  | 3.1 | 8289 | 144.6 | 57.34 | 5.47 | 0.998 | 5000 | 80
PK1DX7AV | StarTek Lighting America | StarTek Lighting America | SP-N-8S-50K-x-AD-U | Indoor Luminaires | Linear Ambient | Direct Linear Ambient Luminaires | Premium | FALSE | [9 empty] | 42513 |  |  | NotYetVerified |  | 3.1 | 8289 | 144.6 | 57.34 | 5.47 | 0.998 | 5000 | 80
PZW8H66B | StarTek Lighting America | StarTek Lighting America | SP-N-8H-50K-x-AD-C | Indoor Luminaires | Linear Ambient | Direct Linear Ambient Luminaires | Premium | FALSE | [9 empty] | 42513 |  |  | NotYetVerified |  | 3.1 | 11989 | 132.9 | 90.21 | 5.34 | 0.998 | 5000 | 80
PRS82593 | StarTek Lighting America | StarTek Lighting America | SP-N-8H-50K-x-AD-U | Indoor Luminaires | Linear Ambient | Direct Linear Ambient Luminaires | Premium | FALSE | [9 empty] | 42513 |  |  | NotYetVerified |  | 3.1 | 11989 | 132.9 | 90.21 | 5.34 | 0.998 | 5000 | 80
PV7GA3RD | StarTek Lighting America | StarTek Lighting America | SP-N-4S-45K-x-ND-C | Indoor Luminaires | Linear Ambient | Direct Linear Ambient Luminaires | Premium | FALSE | [9 empty] | 42513 |  |  | NotYetVerified |  | 3.1 | 4048 | 134.7 | 30.06 | 8 | 0.995 | 4500 | 80
PDRKYDG2 | StarTek Lighting America | StarTek Lighting America | SP-N-4S-45K-x-ND-U | Indoor Luminaires | Linear Ambient | Direct Linear Ambient Luminaires | Premium | FALSE | [9 empty] | 42513 |  |  | NotYetVerified |  | 3.1 | 4048 | 134.7 | 30.06 | 8 | 0.995 | 4500 | 80
PZJXE3T4 | StarTek Lighting America | StarTek Lighting America | SP-N-4H-45K-x-ND-C | Indoor Luminaires | Linear Ambient | Direct Linear Ambient Luminaires | Premium | FALSE | [9 empty] | 42513 |  |  | NotYetVerified |  | 3.1 | 5952 | 125.5 | 47.47 | 5.59 | 0.998 | 4500 | 80
P9AM7MG1 | StarTek Lighting America | StarTek Lighting America | SP-N-4H-45K-x-ND-U | Indoor Luminaires | Linear Ambient | Direct Linear Ambient Luminaires | Premium | FALSE | [9 empty] | 42513 |  |  | NotYetVerified |  | 3.1 | 5952 | 125.5 | 47.47 | 5.59 | 0.998 | 4500 | 80
PMP6BYYZ | StarTek Lighting America | StarTek Lighting America | SP-N-8S-45K-x-ND-U | Indoor Luminaires | Linear Ambient | Direct Linear Ambient Luminaires | Premium | FALSE | [9 empty] | 42513 |  |  | NotYetVerified |  | 3.1 | 8042 | 140.2 | 57.34 | 5.47 | 0.998 | 4500 | 80
P5MG11YZ | StarTek Lighting America | StarTek Lighting America | SP-N-8S-45K-x-ND-C | Indoor Luminaires | Linear Ambient | Direct Linear Ambient Luminaires | Premium | FALSE | [9 empty] | 42513 |  |  | NotYetVerified |  | 3.1 | 8042 | 140.2 | 57.34 | 5.47 | 0.998 | 4500 | 80
P4S1NYJC | StarTek Lighting America | StarTek Lighting America | SP-N-8H-45K-x-ND-U | Indoor Luminaires | Linear Ambient | Direct Linear Ambient Luminaires | Premium | FALSE | [9 empty] | 42513 |  |  | NotYetVerified |  | 3.1 | 11660 | 129.3 | 90.21 | 5.34 | 0.998 | 4500 | 80
P4RF6PHX | StarTek Lighting America | StarTek Lighting America | SP-N-8H-45K-x-ND-C | Indoor Luminaires | Linear Ambient | Direct Linear Ambient Luminaires | Premium | FALSE | [9 empty] | 42513 |  |  | NotYetVerified |  | 3.1 | 11660 | 129.3 | 90.21 | 5.34 | 0.998 | 4500 | 80
PPDSW3HM | StarTek Lighting America | StarTek Lighting America | SP-N-4S-45K-x-AD-U | Indoor Luminaires | Linear Ambient | Direct Linear Ambient Luminaires | Premium | FALSE | [9 empty] | 42513 |  |  | NotYetVerified |  | 3.1 | 4048 | 134.7 | 30.06 | 8 | 0.995 | 4500 | 80
PJDEDEKE | StarTek Lighting America | StarTek Lighting America | SP-N-4S-45K-x-AD-C | Indoor Luminaires | Linear Ambient | Direct Linear Ambient Luminaires | Premium | FALSE | [9 empty] | 42513 |  |  | NotYetVerified |  | 3.1 | 4048 | 134.7 | 30.06 | 8 | 0.995 | 4500 | 80
PQBRRJNX | StarTek Lighting America | StarTek Lighting America | SP-N-4H-45K-x-AD-U | Indoor Luminaires | Linear Ambient | Direct Linear Ambient Luminaires | Premium | FALSE | [9 empty] | 42513 |  |  | NotYetVerified |  | 3.1 | 5952 | 125.5 | 47.47 | 5.59 | 0.998 | 4500 | 80
PH8TAQX9 | StarTek Lighting America | StarTek Lighting America | SP-N-4H-45K-x-AD-C | Indoor Luminaires | Linear Ambient | Direct Linear Ambient Luminaires | Premium | FALSE | [9 empty] | 42513 |  |  | NotYetVerified |  | 3.1 | 5952 | 125.5 | 47.47 | 5.59 | 0.998 | 4500 | 80
PAAHAS11 | StarTek Lighting America | StarTek Lighting America | SP-N-8S-45K-x-AD-C | Indoor Luminaires | Linear Ambient | Direct Linear Ambient Luminaires | Premium | FALSE | [9 empty] | 42513 |  |  | NotYetVerified |  | 3.1 | 8042 | 140.2 | 57.34 | 5.47 | 0.998 | 4500 | 80
P8DRSQ1Y | StarTek Lighting America | StarTek Lighting America | SP-N-8S-45K-x-AD-U | Indoor Luminaires | Linear Ambient | Direct Linear Ambient Luminaires | Premium | FALSE | [9 empty] | 42513 |  |  | NotYetVerified |  | 3.1 | 8042 | 140.2 | 57.34 | 5.47 | 0.998 | 4500 | 80
PZ2HNN9G | StarTek Lighting America | StarTek Lighting America | SP-N-8H-45K-x-AD-C | Indoor Luminaires | Linear Ambient | Direct Linear Ambient Luminaires | Premium | FALSE | [9 empty] | 42513 |  |  | NotYetVerified |  | 3.1 | 11660 | 129.3 | 90.21 | 5.34 | 0.998 | 4500 | 80
P7N8RZST | StarTek Lighting America | StarTek Lighting America | SP-N-8H-45K-x-AD-U | Indoor Luminaires | Linear Ambient | Direct Linear Ambient Luminaires | Premium | FALSE | [9 empty] | 42513 |  |  | NotYetVerified |  | 3.1 | 11660 | 129.3 | 90.21 | 5.34 | 0.998 | 4500 | 80
PHMKSD9Z | StarTek Lighting America | StarTek Lighting America | SP-N-4S-40K-x-ND-C | Indoor Luminaires | Linear Ambient | Direct Linear Ambient Luminaires | Premium | FALSE | [9 empty] | 42513 |  |  | NotYetVerified |  | 3.1 | 3932 | 130.8 | 30.06 | 8 | 0.995 | 4000 | 80
P9EV5Q3C | StarTek Lighting America | StarTek Lighting America | SP-N-4S-40K-x-ND-U | Indoor Luminaires | Linear Ambient | Direct Linear Ambient Luminaires | Premium | FALSE | [9 empty] | 42513 |  |  | NotYetVerified |  | 3.1 | 3932 | 130.8 | 30.06 | 8 | 0.995 | 4000 | 80
PTB2ESJ5 | StarTek Lighting America | StarTek Lighting America | SP-N-4H-40K-x-ND-U | Indoor Luminaires | Linear Ambient | Direct Linear Ambient Luminaires | Premium | FALSE | [9 empty] | 42513 |  |  | NotYetVerified |  | 3.1 | 5771 | 121.7 | 47.47 | 5.59 | 0.998 | 4000 | 80
PNK93Z4X | StarTek Lighting America | StarTek Lighting America | SP-N-4H-40K-x-ND-C | Indoor Luminaires | Linear Ambient | Direct Linear Ambient Luminaires | Premium | FALSE | [9 empty] | 42513 |  |  | NotYetVerified |  | 3.1 | 5771 | 121.7 | 47.47 | 5.59 | 0.998 | 4000 | 80
PNG3BRDA | StarTek Lighting America | StarTek Lighting America | SP-N-8S-40K-x-ND-U | Indoor Luminaires | Linear Ambient | Direct Linear Ambient Luminaires | Premium | FALSE | [9 empty] | 42513 |  |  | NotYetVerified |  | 3.1 | 7795 | 135.9 | 57.34 | 5.47 | 0.998 | 4000 | 80
PH3NTXRE | StarTek Lighting America | StarTek Lighting America | SP-N-8S-40K-x-ND-C | Indoor Luminaires | Linear Ambient | Direct Linear Ambient Luminaires | Premium | FALSE | [9 empty] | 42513 |  |  | NotYetVerified |  | 3.1 | 7795 | 135.9 | 57.34 | 5.47 | 0.998 | 4000 | 80
PTS5WJBW | StarTek Lighting America | StarTek Lighting America | SP-N-8H-40K-x-ND-C | Indoor Luminaires | Linear Ambient | Direct Linear Ambient Luminaires | Premium | FALSE | [9 empty] | 42513 |  |  | NotYetVerified |  | 3.1 | 11332 | 125.6 | 90.21 | 5.34 | 0.998 | 4000 | 80
P1VCGUSX | StarTek Lighting America | StarTek Lighting America | SP-N-8H-40K-x-ND-U | Indoor Luminaires | Linear Ambient | Direct Linear Ambient Luminaires | Premium | FALSE | [9 empty] | 42513 |  |  | NotYetVerified |  | 3.1 | 11332 | 125.6 | 90.21 | 5.34 | 0.998 | 4000 | 80
PJEB71JV | StarTek Lighting America | StarTek Lighting America | SP-N-4S-40K-x-AD-C | Indoor Luminaires | Linear Ambient | Direct Linear Ambient Luminaires | Premium | FALSE | [9 empty] | 42513 |  |  | NotYetVerified |  | 3.1 | 3932 | 130.8 | 30.06 | 8 | 0.995 | 4000 | 80
PBRTK8YV | StarTek Lighting America | StarTek Lighting America | SP-N-4S-40K-x-AD-U | Indoor Luminaires | Linear Ambient | Direct Linear Ambient Luminaires | Premium | FALSE | [9 empty] | 42513 |  |  | NotYetVerified |  | 3.1 | 3932 | 130.8 | 30.06 | 8 | 0.995 | 4000 | 80
PPS1Q93F | StarTek Lighting America | StarTek Lighting America | SP-N-4H-40K-x-AD-U | Indoor Luminaires | Linear Ambient | Direct Linear Ambient Luminaires | Premium | FALSE | [9 empty] | 42513 |  |  | NotYetVerified |  | 3.1 | 5771 | 121.7 | 47.47 | 5.59 | 0.998 | 4000 | 80
PNDVF5S3 | StarTek Lighting America | StarTek Lighting America | SP-N-4H-40K-x-AD-C | Indoor Luminaires | Linear Ambient | Direct Linear Ambient Luminaires | Premium | FALSE | [9 empty] | 42513 |  |  | NotYetVerified |  | 3.1 | 5771 | 121.7 | 47.47 | 5.59 | 0.998 | 4000 | 80
PWV2H316 | StarTek Lighting America | StarTek Lighting America | SP-N-8S-40K-x-AD-U | Indoor Luminaires | Linear Ambient | Direct Linear Ambient Luminaires | Premium | FALSE | [9 empty] | 42513 |  |  | NotYetVerified |  | 3.1 | 7795 | 135.9 | 57.34 | 5.47 | 0.998 | 4000 | 80
PAH675KH | StarTek Lighting America | StarTek Lighting America | SP-N-8S-40K-x-AD-C | Indoor Luminaires | Linear Ambient | Direct Linear Ambient Luminaires | Premium | FALSE | [9 empty] | 42513 |  |  | NotYetVerified |  | 3.1 | 7795 | 135.9 | 57.34 | 5.47 | 0.998 | 4000 | 80
PKS6GGUN | StarTek Lighting America | StarTek Lighting America | SP-N-8H-40K-x-AD-U | Indoor Luminaires | Linear Ambient | Direct Linear Ambient Luminaires | Premium | FALSE | [9 empty] | 42513 |  |  | NotYetVerified |  | 3.1 | 11332 | 125.6 | 90.21 | 5.34 | 0.998 | 4000 | 80
P5W9VY5M | StarTek Lighting America | StarTek Lighting America | SP-N-8H-40K-x-AD-C | Indoor Luminaires | Linear Ambient | Direct Linear Ambient Luminaires | Premium | FALSE | [9 empty] | 42513 |  |  | NotYetVerified |  | 3.1 | 11332 | 125.6 | 90.21 | 5.34 | 0.998 | 4000 | 80
PDCV5TFH | StarTek Lighting America | StarTek Lighting America | SP-N-4S-35K-x-ND-U | Indoor Luminaires | Linear Ambient | Direct Linear Ambient Luminaires | Premium | FALSE | [9 empty] | 42513 |  |  | NotYetVerified |  | 3.1 | 3816 | 126.9 | 30.06 | 8 | 0.995 | 3500 | 80
P6QPREGJ | StarTek Lighting America | StarTek Lighting America | SP-N-4S-35K-x-ND-C | Indoor Luminaires | Linear Ambient | Direct Linear Ambient Luminaires | Premium | FALSE | [9 empty] | 42513 |  |  | NotYetVerified |  | 3.1 | 3816 | 126.9 | 30.06 | 8 | 0.995 | 3500 | 80
PR8Z627V | StarTek Lighting America | StarTek Lighting America | SP-N-4H-35K-x-ND-C | Indoor Luminaires | Linear Ambient | Direct Linear Ambient Luminaires | Premium | FALSE | [9 empty] | 42513 |  |  | NotYetVerified |  | 3.1 | 5590 | 117.9 | 47.47 | 5.59 | 0.998 | 3500 | 80
P3X4QRTU | StarTek Lighting America | StarTek Lighting America | SP-N-4H-35K-x-ND-U | Indoor Luminaires | Linear Ambient | Direct Linear Ambient Luminaires | Premium | FALSE | [9 empty] | 42513 |  |  | NotYetVerified |  | 3.1 | 5590 | 117.9 | 47.47 | 5.59 | 0.998 | 3500 | 80
PWHNGEAM | StarTek Lighting America | StarTek Lighting America | SP-N-8S-35K-x-ND-C | Indoor Luminaires | Linear Ambient | Direct Linear Ambient Luminaires | Premium | FALSE | [9 empty] | 42513 |  |  | NotYetVerified |  | 3.1 | 7548 | 131.6 | 57.34 | 5.47 | 0.998 | 3500 | 80
PT4C1232 | StarTek Lighting America | StarTek Lighting America | SP-N-8S-35K-x-ND-U | Indoor Luminaires | Linear Ambient | Direct Linear Ambient Luminaires | Premium | FALSE | [9 empty] | 42513 |  |  | NotYetVerified |  | 3.1 | 7548 | 131.6 | 57.34 | 5.47 | 0.998 | 3500 | 80
PMMGMGY4 | StarTek Lighting America | StarTek Lighting America | SP-N-8H-35K-x-ND-U | Indoor Luminaires | Linear Ambient | Direct Linear Ambient Luminaires | Premium | FALSE | [9 empty] | 42513 |  |  | NotYetVerified |  | 3.1 | 11003 | 122 | 90.21 | 5.34 | 0.998 | 3500 | 80
PBUDY4QZ | StarTek Lighting America | StarTek Lighting America | SP-N-8H-35K-x-ND-C | Indoor Luminaires | Linear Ambient | Direct Linear Ambient Luminaires | Premium | FALSE | [9 empty] | 42513 |  |  | NotYetVerified |  | 3.1 | 11003 | 122 | 90.21 | 5.34 | 0.998 | 3500 | 80
PSATU418 | StarTek Lighting America | StarTek Lighting America | SP-N-4S-35K-x-AD-U | Indoor Luminaires | Linear Ambient | Direct Linear Ambient Luminaires | Premium | FALSE | [9 empty] | 42513 |  |  | NotYetVerified |  | 3.1 | 3816 | 126.9 | 30.06 | 8 | 0.995 | 3500 | 80
P2AWS76T | StarTek Lighting America | StarTek Lighting America | SP-N-4S-35K-x-AD-C | Indoor Luminaires | Linear Ambient | Direct Linear Ambient Luminaires | Premium | FALSE | [9 empty] | 42513 |  |  | NotYetVerified |  | 3.1 | 3816 | 126.9 | 30.06 | 8 | 0.995 | 3500 | 80
PYKFJRU9 | StarTek Lighting America | StarTek Lighting America | SP-N-4H-35K-x-AD-U | Indoor Luminaires | Linear Ambient | Direct Linear Ambient Luminaires | Premium | FALSE | [9 empty] | 42513 |  |  | NotYetVerified |  | 3.1 | 5590 | 117.9 | 47.47 | 5.59 | 0.998 | 3500 | 80
PR8MSSQW | StarTek Lighting America | StarTek Lighting America | SP-N-4H-35K-x-AD-C | Indoor Luminaires | Linear Ambient | Direct Linear Ambient Luminaires | Premium | FALSE | [9 empty] | 42513 |  |  | NotYetVerified |  | 3.1 | 5590 | 117.9 | 47.47 | 5.59 | 0.998 | 3500 | 80
PU151AFK | StarTek Lighting America | StarTek Lighting America | SP-N-8S-35K-x-AD-U | Indoor Luminaires | Linear Ambient | Direct Linear Ambient Luminaires | Premium | FALSE | [9 empty] | 42513 |  |  | NotYetVerified |  | 3.1 | 7548 | 131.6 | 57.34 | 5.47 | 0.998 | 3500 | 80
P6DW41TN | StarTek Lighting America | StarTek Lighting America | SP-N-8S-35K-x-AD-C | Indoor Luminaires | Linear Ambient | Direct Linear Ambient Luminaires | Premium | FALSE | [9 empty] | 42513 |  |  | NotYetVerified |  | 3.1 | 7548 | 131.6 | 57.34 | 5.47 | 0.998 | 3500 | 80
PX6NFZMU | StarTek Lighting America | StarTek Lighting America | SP-N-8H-35K-x-AD-C | Indoor Luminaires | Linear Ambient | Direct Linear Ambient Luminaires | Premium | FALSE | [9 empty] | 42513 |  |  | NotYetVerified |  | 3.1 | 11003 | 122 | 90.21 | 5.34 | 0.998 | 3500 | 80
PHXM2JM7 | StarTek Lighting America | StarTek Lighting America | SP-N-8H-35K-x-AD-U | Indoor Luminaires | Linear Ambient | Direct Linear Ambient Luminaires | Premium | FALSE | [9 empty] | 42513 |  |  | NotYetVerified |  | 3.1 | 11003 | 122 | 90.21 | 5.34 | 0.998 | 3500 | 80
PQV5KYCU | StarTek Lighting America | StarTek Lighting America | SP-N-4S-30K-x-ND-U | Indoor Luminaires | Linear Ambient | Direct Linear Ambient Luminaires | Premium | FALSE | [9 empty] | 42513 |  |  | NotYetVerified |  | 3.1 | 3699 | 123.1 | 30.06 | 8 | 0.995 | 3000 | 80
PQH75TAV | StarTek Lighting America | StarTek Lighting America | SP-N-4S-30K-x-ND-C | Indoor Luminaires | Linear Ambient | Direct Linear Ambient Luminaires | Premium | FALSE | [9 empty] | 42513 |  |  | NotYetVerified |  | 3.1 | 3699 | 123.1 | 30.06 | 8 | 0.995 | 3000 | 80
PNUPHQQ4 | StarTek Lighting America | StarTek Lighting America | SP-N-4H-30K-x-ND-U | Indoor Luminaires | Linear Ambient | Direct Linear Ambient Luminaires | Premium | FALSE | [9 empty] | 42513 |  |  | NotYetVerified |  | 3.1 | 5409 | 114.1 | 47.47 | 5.59 | 0.998 | 3000 | 80
P4Z7KBSY | StarTek Lighting America | StarTek Lighting America | SP-N-4H-30K-x-ND-C | Indoor Luminaires | Linear Ambient | Direct Linear Ambient Luminaires | Premium | FALSE | [9 empty] | 42513 |  |  | NotYetVerified |  | 3.1 | 5409 | 114.1 | 47.47 | 5.59 | 0.998 | 3000 | 80
PSCVP8PP | StarTek Lighting America | StarTek Lighting America | SP-N-8S-30K-x-ND-C | Indoor Luminaires | Linear Ambient | Direct Linear Ambient Luminaires | Premium | FALSE | [9 empty] | 42513 |  |  | NotYetVerified |  | 3.1 | 7300 | 127.3 | 57.34 | 5.47 | 0.998 | 3000 | 80
PG2YYSTZ | StarTek Lighting America | StarTek Lighting America | SP-N-8S-30K-x-ND-U | Indoor Luminaires | Linear Ambient | Direct Linear Ambient Luminaires | Premium | FALSE | [9 empty] | 42513 |  |  | NotYetVerified |  | 3.1 | 7300 | 127.3 | 57.34 | 5.47 | 0.998 | 3000 | 80
PGRGH9RY | StarTek Lighting America | StarTek Lighting America | SP-N-8H-30K-x-ND-U | Indoor Luminaires | Linear Ambient | Direct Linear Ambient Luminaires | Premium | FALSE | [9 empty] | 42513 |  |  | NotYetVerified |  | 3.1 | 10675 | 118.3 | 90.21 | 5.34 | 0.998 | 3000 | 80
P7DKF3PN | StarTek Lighting America | StarTek Lighting America | SP-N-8H-30K-x-ND-C | Indoor Luminaires | Linear Ambient | Direct Linear Ambient Luminaires | Premium | FALSE | [9 empty] | 42513 |  |  | NotYetVerified |  | 3.1 | 10675 | 118.3 | 90.21 | 5.34 | 0.998 | 3000 | 80
PG9CUJ38 | StarTek Lighting America | StarTek Lighting America | SP-N-4S-30K-x-AD-C | Indoor Luminaires | Linear Ambient | Direct Linear Ambient Luminaires | Premium | FALSE | [9 empty] | 42513 |  |  | NotYetVerified |  | 3.1 | 3699 | 123.1 | 30.06 | 8 | 0.995 | 3000 | 80
P3MR9KKR | StarTek Lighting America | StarTek Lighting America | SP-N-4S-30K-x-AD-U | Indoor Luminaires | Linear Ambient | Direct Linear Ambient Luminaires | Premium | FALSE | [9 empty] | 42513 |  |  | NotYetVerified |  | 3.1 | 3699 | 123.1 | 30.06 | 8 | 0.995 | 3000 | 80
PWVTD36H | StarTek Lighting America | StarTek Lighting America | SP-N-4H-30K-x-AD-U | Indoor Luminaires | Linear Ambient | Direct Linear Ambient Luminaires | Premium | FALSE | [9 empty] | 42513 |  |  | NotYetVerified |  | 3.1 | 5409 | 114.1 | 47.47 | 5.59 | 0.998 | 3000 | 80
PNE6F9FR | StarTek Lighting America | StarTek Lighting America | SP-N-4H-30K-x-AD-C | Indoor Luminaires | Linear Ambient | Direct Linear Ambient Luminaires | Premium | FALSE | [9 empty] | 42513 |  |  | NotYetVerified |  | 3.1 | 5409 | 114.1 | 47.47 | 5.59 | 0.998 | 3000 | 80
PZGM6VAF | StarTek Lighting America | StarTek Lighting America | SP-N-8S-30K-x-AD-U | Indoor Luminaires | Linear Ambient | Direct Linear Ambient Luminaires | Premium | FALSE | [9 empty] | 42513 |  |  | NotYetVerified |  | 3.1 | 7300 | 127.3 | 57.34 | 5.47 | 0.998 | 3000 | 80
P9SQ7298 | StarTek Lighting America | StarTek Lighting America | SP-N-8S-30K-x-AD-C | Indoor Luminaires | Linear Ambient | Direct Linear Ambient Luminaires | Premium | FALSE | [9 empty] | 42513 |  |  | NotYetVerified |  | 3.1 | 7300 | 127.3 | 57.34 | 5.47 | 0.998 | 3000 | 80
PV1CCU3F | StarTek Lighting America | StarTek Lighting America | SP-N-8H-30K-x-AD-U | Indoor Luminaires | Linear Ambient | Direct Linear Ambient Luminaires | Premium | FALSE | [9 empty] | 42513 |  |  | NotYetVerified |  | 3.1 | 10675 | 118.3 | 90.21 | 5.34 | 0.998 | 3000 | 80
PCQ6FA3T | StarTek Lighting America | StarTek Lighting America | SP-N-8H-30K-x-AD-C | Indoor Luminaires | Linear Ambient | Direct Linear Ambient Luminaires | Premium | FALSE | [9 empty] | 42513 |  |  | NotYetVerified |  | 3.1 | 10675 | 118.3 | 90.21 | 5.34 | 0.998 | 3000 | 80
PZ1M7VJC | StarTek Lighting America | StarTek Lighting America | SP-N-4S-27K-x-ND-U | Indoor Luminaires | Linear Ambient | Direct Linear Ambient Luminaires | Premium | FALSE | [9 empty] | 42513 |  |  | NotYetVerified |  | 3.1 | 3630 | 120.8 | 30.06 | 8 | 0.995 | 2700 | 80
PJZZ89G4 | StarTek Lighting America | StarTek Lighting America | SP-N-4S-27K-x-ND-C | Indoor Luminaires | Linear Ambient | Direct Linear Ambient Luminaires | Premium | FALSE | [9 empty] | 42513 |  |  | NotYetVerified |  | 3.1 | 3630 | 120.8 | 30.06 | 8 | 0.995 | 2700 | 80
PCV2S3HX | StarTek Lighting America | StarTek Lighting America | SP-N-4H-27K-x-ND-C | Indoor Luminaires | Linear Ambient | Direct Linear Ambient Luminaires | Premium | FALSE | [9 empty] | 42513 |  |  | NotYetVerified |  | 3.1 | 5300 | 111.8 | 47.47 | 5.59 | 0.998 | 2700 | 80
P8HCHGHN | StarTek Lighting America | StarTek Lighting America | SP-N-4H-27K-x-ND-U | Indoor Luminaires | Linear Ambient | Direct Linear Ambient Luminaires | Premium | FALSE | [9 empty] | 42513 |  |  | NotYetVerified |  | 3.1 | 5300 | 111.8 | 47.47 | 5.59 | 0.998 | 2700 | 80
PMGXQV6N | StarTek Lighting America | StarTek Lighting America | SP-N-8S-27K-x-ND-C | Indoor Luminaires | Linear Ambient | Direct Linear Ambient Luminaires | Premium | FALSE | [9 empty] | 42513 |  |  | NotYetVerified |  | 3.1 | 7152 | 124.7 | 57.34 | 5.47 | 0.998 | 2700 | 80
PBZ1RCEX | StarTek Lighting America | StarTek Lighting America | SP-N-8S-27K-x-ND-U | Indoor Luminaires | Linear Ambient | Direct Linear Ambient Luminaires | Premium | FALSE | [9 empty] | 42513 |  |  | NotYetVerified |  | 3.1 | 7152 | 124.7 | 57.34 | 5.47 | 0.998 | 2700 | 80
PFQ8YHUP | StarTek Lighting America | StarTek Lighting America | SP-N-8H-27K-x-ND-C | Indoor Luminaires | Linear Ambient | Direct Linear Ambient Luminaires | Premium | FALSE | [9 empty] | 42513 |  |  | NotYetVerified |  | 3.1 | 10478 | 116.1 | 90.21 | 5.34 | 0.998 | 2700 | 80
PAY96PYH | StarTek Lighting America | StarTek Lighting America | SP-N-8H-27K-x-ND-U | Indoor Luminaires | Linear Ambient | Direct Linear Ambient Luminaires | Premium | FALSE | [9 empty] | 42513 |  |  | NotYetVerified |  | 3.1 | 10478 | 116.1 | 90.21 | 5.34 | 0.998 | 2700 | 80
PA1SBRWT | StarTek Lighting America | StarTek Lighting America | SP-N-4S-27K-x-AD-C | Indoor Luminaires | Linear Ambient | Direct Linear Ambient Luminaires | Premium | FALSE | [9 empty] | 42513 |  |  | NotYetVerified |  | 3.1 | 3630 | 120.8 | 30.06 | 8 | 0.995 | 2700 | 80
P42B3XCP | StarTek Lighting America | StarTek Lighting America | SP-N-4H-27K-x-AD-C | Indoor Luminaires | Linear Ambient | Direct Linear Ambient Luminaires | Premium | FALSE | [9 empty] | 42513 |  |  | NotYetVerified |  | 3.1 | 5300 | 111.8 | 47.47 | 5.59 | 0.998 | 2700 | 80
PHVJ4696 | StarTek Lighting America | StarTek Lighting America | SP-N-8S-27K-x-AD-U | Indoor Luminaires | Linear Ambient | Direct Linear Ambient Luminaires | Premium | FALSE | [9 empty] | 42513 |  |  | NotYetVerified |  | 3.1 | 7152 | 124.7 | 57.34 | 5.47 | 0.998 | 2700 | 80
PHBDHF4Z | StarTek Lighting America | StarTek Lighting America | SP-N-8S-27K-x-AD-C | Indoor Luminaires | Linear Ambient | Direct Linear Ambient Luminaires | Premium | FALSE | [9 empty] | 42513 |  |  | NotYetVerified |  | 3.1 | 7152 | 124.7 | 57.34 | 5.47 | 0.998 | 2700 | 80
PAPUNQ65 | StarTek Lighting America | StarTek Lighting America | SP-N-8H-27K-x-AD-C | Indoor Luminaires | Linear Ambient | Direct Linear Ambient Luminaires | Premium | FALSE | [9 empty] | 42513 |  |  | NotYetVerified |  | 3.1 | 10478 | 116.1 | 90.21 | 5.34 | 0.998 | 2700 | 80
P1QRKBTV | StarTek Lighting America | StarTek Lighting America | SP-N-8H-27K-x-AD-U | Indoor Luminaires | Linear Ambient | Direct Linear Ambient Luminaires | Premium | FALSE | [9 empty] | 42513 |  |  | NotYetVerified |  | 3.1 | 10478 | 116.1 | 90.21 | 5.34 | 0.998 | 2700 | 80
PA47NDAV | Orion Energy Systems Inc | Harris | MPDL1-CXX-B1-UNV-FDXX-850-XXX- XXXXXX | Indoor Luminaires | Linear Ambient | Direct Linear Ambient Luminaires | Premium | FALSE | [9 empty] | 42513 |  |  | No |  | 3.1 | 5900 | 131 | 45 | 20 | 0.9 | 5000 | 80
P7M758AZ | Orion Energy Systems Inc | Harris | MPDL1-CXX-A1-UNV-FDXX-850-XXX-XXXXXX | Indoor Luminaires | Linear Ambient | Direct Linear Ambient Luminaires | Premium | FALSE | [9 empty] | 42513 |  |  | No |  | 3.1 | 4500 | 125 | 36 | 20 | 0.9 | 5000 | 80
P3GH1Y2X | Orion Energy Systems Inc | Harris | MPDL1-CXX-B1-UNV-FDXX-840-XXX- XXXXXX | Indoor Luminaires | Linear Ambient | Direct Linear Ambient Luminaires | Premium | FALSE | [9 empty] | 42513 |  |  | No |  | 3.1 | 5670 | 127 | 45 | 20 | 0.9 | 4000 | 80
PDPQ2347 | Orion Energy Systems Inc | Harris | MPDL1-CXX-A1-UNV-FDXX-840-XXX-XXXXXX | Indoor Luminaires | Linear Ambient | Direct Linear Ambient Luminaires | Premium | FALSE | [9 empty] | 42513 |  |  | No |  | 3.1 | 4320 | 120 | 36 | 20 | 0.9 | 4000 | 80
P132K8K1 | BJ Take Inc. | BJ Take | BLSP-4'-2.5L-850-UNV-L18-XXX | Indoor Luminaires | Linear Ambient | Direct Linear Ambient Luminaires | Standard | TRUE | 2838 | 138 | 20.56 | 8.11 | 0.994 | 5128 | 83.4 | 5 | 50000 | 42510 |  |  | NotYetVerified |  | 3.1 | 2838 | 138 | 20.56 | 8.11 | 0.994 | 5128 | 83.4
PGT99BJH | Los Angeles Lighting Mfg. Co. | Los Angeles Lighting Mfg.Co. | RSL200-6K-4L-xxxxx-1DRDMxx(XXX)-UNV-2/840 | Indoor Retrofit Kit | Linear Ambient | Retrofit Kits for Direct Linear Ambient Luminaires | Premium | TRUE | 5628 | 122.6 | 45.91 | 10.9 | 0.967 | 4135 | 84.4 | 5 | 50000 | 42510 |  |  | Yes | Los Angeles Lighting WBE200 | 3.1 | 5628 | 122.6 | 45.91 | 4.72 | 0.998 | 4135 | 84.4
PVZNVX8P | Los Angeles Lighting Mfg. Co. | Los Angeles Lighting Mfg.Co. | RSL200-4K-4L-xxxxx-1DRDMxx(XXX)-UNV-2/840 | Indoor Retrofit Kit | Linear Ambient | Retrofit Kits for Direct Linear Ambient Luminaires | Premium | TRUE | 3948 | 127.1 | 30.93 | 10.9 | 0.967 | 4095 | 84.3 | 5 | 50000 | 42510 |  |  | Yes | Los Angeles Lighting WBE200 | 3.1 | 4058 | 130.8 | 31.03 | 7.28 | 0.996 | 4095 | 84.3
PFYYY1T1 | Los Angeles Lighting Mfg. Co. | Los Angeles Lighting Mfg.Co. | RSL100-2K-4L-xxxxx-1DRDMxx(XXX)-UNV-1/840 | Indoor Retrofit Kit | Linear Ambient | Retrofit Kits for Direct Linear Ambient Luminaires | Premium | TRUE | 1977 | 117.5 | 16.79 | 13 | 0.956 | 4102 | 84.3 | 5 | 50000 | 42510 |  |  | Yes |  | 3.1 | 2063 | 122.9 | 16.79 | 9.69 | 0.994 | 4102 | 84.3
PJ6941RK | BJ Take Inc. | BJ Take | BLSP-4'-2.5L-830-347-L18-XXX | Indoor Luminaires | Linear Ambient | Direct Linear Ambient Luminaires | Standard | TRUE | 2684 | 123.3 | 21.77 | 14.38 | 0.911 | 3130 | 83.4 | 5 | 50000 | 42510 |  |  | NotYetVerified |  | 3.1 | 2684 | 123.3 | 21.77 | 14.38 | 0.911 | 3130 | 83.4
P6ACS9ZG | BJ Take Inc. | BJ Take | BLSP-8'-9L-850-347-L18-XXX | Indoor Luminaires | Linear Ambient | Direct Linear Ambient Luminaires | Standard | FALSE | [9 empty] | 42510 | Dimmable | Continuous Below 10 | NotYetVerified |  | 3.1 | 10384.2 | 136.22 | 76.23 | 11.19 | 0.938 | 5185 | 83.4
P32DVXES | BJ Take Inc. | BJ Take | BLSP-8'-7L-850-347-L18-XXX | Indoor Luminaires | Linear Ambient | Direct Linear Ambient Luminaires | Standard | FALSE | [9 empty] | 42510 | Dimmable | Continuous Below 10 | NotYetVerified |  | 3.1 | 8076.6 | 136.22 | 59.29 | 11.19 | 0.938 | 5185 | 83.4
PD83R1H9 | BJ Take Inc. | BJ Take | BLSP-4'-4.5L-850-347-L18-XXX | Indoor Luminaires | Linear Ambient | Direct Linear Ambient Luminaires | Standard | FALSE | [9 empty] | 42510 | Dimmable | Continuous Below 10 | NotYetVerified |  | 3.1 | 5192.1 | 136.22 | 38.12 | 11.19 | 0.938 | 5185 | 83.4
PENESC7C | BJ Take Inc. | BJ Take | BLSP-4'-3.5L-850-347-L18-XXX | Indoor Luminaires | Linear Ambient | Direct Linear Ambient Luminaires | Standard | FALSE | [9 empty] | 42510 | Dimmable | Continuous Below 10 | NotYetVerified |  | 3.1 | 4038.3 | 136.22 | 29.65 | 11.19 | 0.938 | 5185 | 83.4
PP2HC57U | BJ Take Inc. | BJ Take | BLSP-8'-9L-850-UNV-L18-XXX | Indoor Luminaires | Linear Ambient | Direct Linear Ambient Luminaires | Standard | FALSE | [9 empty] | 42510 | Dimmable | Continuous Below 10 | NotYetVerified |  | 3.1 | 10384.2 | 136.22 | 76.23 | 7.05 | 0.996 | 5185 | 83.4
PBCT874T | BJ Take Inc. | BJ Take | BLSP-8'-7L-850-UNV-L18-XXX | Indoor Luminaires | Linear Ambient | Direct Linear Ambient Luminaires | Standard | FALSE | [9 empty] | 42510 | Dimmable | Continuous Below 10 | NotYetVerified |  | 3.1 | 8076.6 | 136.22 | 59.29 | 7.05 | 0.996 | 5185 | 83.4
P1KTEF9M | BJ Take Inc. | BJ Take | BLSP-4'-4.5L-850-UNV-L18-XXX | Indoor Luminaires | Linear Ambient | Direct Linear Ambient Luminaires | Standard | FALSE | [9 empty] | 42510 | Dimmable | Continuous Below 10 | NotYetVerified |  | 3.1 | 5192.1 | 136.22 | 38.12 | 7.05 | 0.996 | 5185 | 83.4
PGKPKR94 | BJ Take Inc. | BJ Take | BLSP-4'-3.5L-850-UNV-L18-XXX | Indoor Luminaires | Linear Ambient | Direct Linear Ambient Luminaires | Standard | FALSE | [9 empty] | 42510 | Dimmable | Continuous Below 10 | NotYetVerified |  | 3.1 | 4038.3 | 136.22 | 29.65 | 7.05 | 0.996 | 5185 | 83.4
PSUDZUA7 | BJ Take Inc. | BJ Take | BLSP-8'-5L-850-UNV-L18-XXX | Indoor Luminaires | Linear Ambient | Direct Linear Ambient Luminaires | Standard | FALSE | [9 empty] | 42510 | Dimmable | Continuous Below 10 | NotYetVerified |  | 3.1 | 5879 | 141.3 | 41.6 | 7.5 | 0.995 | 5156 | 83.5
PWKJ3KKE | BJ Take Inc. | BJ Take | BLSP-8'-5L-850-347-L18-XXX | Indoor Luminaires | Linear Ambient | Direct Linear Ambient Luminaires | Standard | FALSE | [9 empty] | 42510 | Dimmable | Continuous Below 10 | NotYetVerified |  | 3.1 | 5839 | 139.2 | 41.96 | 10.73 | 0.945 | 5147 | 83.5
PFBTY1TC | BJ Take Inc. | BJ Take | BLSP-4'-2.5L-850-347-L18-XXX | Indoor Luminaires | Linear Ambient | Direct Linear Ambient Luminaires | Standard | FALSE | [9 empty] | 42510 | Dimmable | Continuous Below 10 | NotYetVerified |  | 3.1 | 2841 | 132.1 | 21.5 | 14.34 | 0.9 | 5099 | 83.3
PQJUR7WS | BJ Take Inc. | BJ Take | BLSP-8'-9L-840-347-L18-XXX | Indoor Luminaires | Linear Ambient | Direct Linear Ambient Luminaires | Standard | FALSE | [9 empty] | 42510 | Dimmable | Continuous Below 10 | NotYetVerified |  | 3.1 | 10060.34 | 131.97 | 76.23 | 11.19 | 0.938 | 4148 | 83.4
PDPJZ3MR | BJ Take Inc. | BJ Take | BLSP-8'-7L-840-347-L18-XXX | Indoor Luminaires | Linear Ambient | Direct Linear Ambient Luminaires | Standard | FALSE | [9 empty] | 42510 | Dimmable | Continuous Below 10 | NotYetVerified |  | 3.1 | 7824.71 | 131.97 | 59.29 | 11.19 | 0.938 | 4148 | 83.4
PKS2BWMF | BJ Take Inc. | BJ Take | BLSP-8'-5L-840-347-L18-XXX | Indoor Luminaires | Linear Ambient | Direct Linear Ambient Luminaires | Standard | FALSE | [9 empty] | 42510 | Dimmable | Continuous Below 10 | NotYetVerified |  | 3.1 | 5589.08 | 131.97 | 42.35 | 11.19 | 0.938 | 4148 | 83.4
PEXNZ383 | BJ Take Inc. | BJ Take | BLSP-4'-4.5L-840-347-L18-XXX | Indoor Luminaires | Linear Ambient | Direct Linear Ambient Luminaires | Standard | FALSE | [9 empty] | 42510 | Dimmable | Continuous Below 10 | NotYetVerified |  | 3.1 | 5030.17 | 131.97 | 38.12 | 11.19 | 0.938 | 4148 | 83.4
PP7V6K34 | BJ Take Inc. | BJ Take | BLSP-4'-3.5L-840-347-L18-XXX | Indoor Luminaires | Linear Ambient | Direct Linear Ambient Luminaires | Standard | FALSE | [9 empty] | 42510 | Dimmable | Continuous Below 10 | NotYetVerified |  | 3.1 | 3912.35 | 131.97 | 29.65 | 11.19 | 0.938 | 4148 | 83.4
P4SHX4BP | BJ Take Inc. | BJ Take | BLSP-4'-2.5L-840-347-L18-XXX | Indoor Luminaires | Linear Ambient | Direct Linear Ambient Luminaires | Standard | FALSE | [9 empty] | 42510 | Dimmable | Continuous Below 10 | NotYetVerified |  | 3.1 | 2794.54 | 131.97 | 21.18 | 11.19 | 0.938 | 4148 | 83.4
PX6AG5QA | BJ Take Inc. | BJ Take | BLSP-8'-9L-840-UNV-L18-XXX | Indoor Luminaires | Linear Ambient | Direct Linear Ambient Luminaires | Standard | FALSE | [9 empty] | 42510 | Dimmable | Continuous Below 10 | NotYetVerified |  | 3.1 | 10060.34 | 131.97 | 76.23 | 7.05 | 0.996 | 4148 | 83.4
PSEMSSFA | BJ Take Inc. | BJ Take | BLSP-8'-7L-840-UNV-L18-XXX | Indoor Luminaires | Linear Ambient | Direct Linear Ambient Luminaires | Standard | FALSE | [9 empty] | 42510 | Dimmable | Continuous Below 10 | NotYetVerified |  | 3.1 | 7824.71 | 131.97 | 59.29 | 7.05 | 0.996 | 4148 | 83.4
P69A8B2P | BJ Take Inc. | BJ Take | BLSP-8'-5L-840-UNV-L18-XXX | Indoor Luminaires | Linear Ambient | Direct Linear Ambient Luminaires | Standard | FALSE | [9 empty] | 42510 | Dimmable | Continuous Below 10 | NotYetVerified |  | 3.1 | 5589.08 | 131.97 | 42.35 | 7.05 | 0.996 | 4148 | 83.4
PAYCAXZT | BJ Take Inc. | BJ Take | BLSP-4'-4.5L-840-UNV-L18-XXX | Indoor Luminaires | Linear Ambient | Direct Linear Ambient Luminaires | Standard | FALSE | [9 empty] | 42510 | Dimmable | Continuous Below 10 | NotYetVerified |  | 3.1 | 5030.17 | 131.97 | 38.12 | 7.05 | 0.996 | 4148 | 83.4
PHBS24D2 | BJ Take Inc. | BJ Take | BLSP-4'-3.5L-840-UNV-L18-XXX | Indoor Luminaires | Linear Ambient | Direct Linear Ambient Luminaires | Standard | FALSE | [9 empty] | 42510 | Dimmable | Continuous Below 10 | NotYetVerified |  | 3.1 | 3912.35 | 131.97 | 29.65 | 7.05 | 0.996 | 4148 | 83.4
PN2SBQ29 | BJ Take Inc. | BJ Take | BLSP-4'-2.5L-840-UNV-L18-XXX | Indoor Luminaires | Linear Ambient | Direct Linear Ambient Luminaires | Standard | FALSE | [9 empty] | 42510 | Dimmable | Continuous Below 10 | NotYetVerified |  | 3.1 | 2794.54 | 131.97 | 21.18 | 7.05 | 0.996 | 4148 | 83.4
P3TJZ5JY | BJ Take Inc. | BJ Take | BLSP-8'-9L-835-347-L18-XXX | Indoor Luminaires | Linear Ambient | Direct Linear Ambient Luminaires | Standard | FALSE | [9 empty] | 42510 | Dimmable | Continuous Below 10 | NotYetVerified |  | 3.1 | 9898.2 | 129.85 | 76.23 | 11.19 | 0.938 | 3629.5 | 83.4
PWCSSEPV | BJ Take Inc. | BJ Take | BLSP-8'-7L-835-347-L18-XXX | Indoor Luminaires | Linear Ambient | Direct Linear Ambient Luminaires | Standard | FALSE | [9 empty] | 42510 | Dimmable | Continuous Below 10 | NotYetVerified |  | 3.1 | 7698.6 | 129.85 | 59.29 | 11.19 | 0.938 | 3629.5 | 83.4
PRUY277G | BJ Take Inc. | BJ Take | BLSP-8'-5L-835-347-L18-XXX | Indoor Luminaires | Linear Ambient | Direct Linear Ambient Luminaires | Standard | FALSE | [9 empty] | 42510 | Dimmable | Continuous Below 10 | NotYetVerified |  | 3.1 | 5499 | 129.85 | 42.35 | 11.19 | 0.938 | 3629.5 | 83.4
P1V3PHNB | BJ Take Inc. | BJ Take | BLSP-4'-4.5L-835-347-L18-XXX | Indoor Luminaires | Linear Ambient | Direct Linear Ambient Luminaires | Standard | FALSE | [9 empty] | 42510 | Dimmable | Continuous Below 10 | NotYetVerified |  | 3.1 | 4949.1 | 129.85 | 38.12 | 11.19 | 0.938 | 3629.5 | 83.4
P2MWKEHQ | BJ Take Inc. | BJ Take | BLSP-4'-3.5L-835-347-L18-XXX | Indoor Luminaires | Linear Ambient | Direct Linear Ambient Luminaires | Standard | FALSE | [9 empty] | 42510 | Dimmable | Continuous Below 10 | NotYetVerified |  | 3.1 | 3849.3 | 129.85 | 29.65 | 11.19 | 0.938 | 3629.5 | 83.4
PRYNMAPP | BJ Take Inc. | BJ Take | BLSP-4'-2.5L-835-347-L18-XXX | Indoor Luminaires | Linear Ambient | Direct Linear Ambient Luminaires | Standard | FALSE | [9 empty] | 42510 | Dimmable | Continuous Below 10 | NotYetVerified |  | 3.1 | 2749.5 | 129.85 | 21.18 | 11.19 | 0.938 | 3629.5 | 83.4
PE5CH5US | BJ Take Inc. | BJ Take | BLSP-8'-9L-835-UNV-L18-XXX | Indoor Luminaires | Linear Ambient | Direct Linear Ambient Luminaires | Standard | FALSE | [9 empty] | 42510 | Dimmable | Continuous Below 10 | NotYetVerified |  | 3.1 | 9898.2 | 129.85 | 76.23 | 7.05 | 0.996 | 3629.5 | 83.4
PQNE8568 | BJ Take Inc. | BJ Take | BLSP-8'-7L-835-UNV-L18-XXX | Indoor Luminaires | Linear Ambient | Direct Linear Ambient Luminaires | Standard | FALSE | [9 empty] | 42510 | Dimmable | Continuous Below 10 | NotYetVerified |  | 3.1 | 7698.6 | 129.85 | 59.29 | 7.05 | 0.996 | 3629.5 | 83.4
PR2QDRDM | BJ Take Inc. | BJ Take | BLSP-8'-5L-835-UNV-L18-XXX | Indoor Luminaires | Linear Ambient | Direct Linear Ambient Luminaires | Standard | FALSE | [9 empty] | 42510 | Dimmable | Continuous Below 10 | NotYetVerified |  | 3.1 | 5499 | 129.85 | 42.35 | 7.05 | 0.996 | 3629.5 | 83.4
PA29A3TR | BJ Take Inc. | BJ Take | BLSP-4'-4.5L-835-UNV-L18-XXX | Indoor Luminaires | Linear Ambient | Direct Linear Ambient Luminaires | Standard | FALSE | [9 empty] | 42510 | Dimmable | Continuous Below 10 | NotYetVerified |  | 3.1 | 4949.1 | 129.85 | 38.12 | 7.05 | 0.996 | 3629.5 | 83.4
P7149QEJ | BJ Take Inc. | BJ Take | BLSP-4'-3.5L-835-UNV-L18-XXX | Indoor Luminaires | Linear Ambient | Direct Linear Ambient Luminaires | Standard | FALSE | [9 empty] | 42510 | Dimmable | Continuous Below 10 | NotYetVerified |  | 3.1 | 3849.3 | 129.85 | 29.65 | 7.05 | 0.996 | 3629.5 | 83.4
P6QKGADY | BJ Take Inc. | BJ Take | BLSP-4'-2.5L-835-UNV-L18-XXX | Indoor Luminaires | Linear Ambient | Direct Linear Ambient Luminaires | Standard | FALSE | [9 empty] | 42510 | Dimmable | Continuous Below 10 | NotYetVerified |  | 3.1 | 2749.5 | 129.85 | 21.18 | 7.05 | 0.996 | 3629.5 | 83.4
PU35NQ44 | BJ Take Inc. | BJ Take | BLSP-8'-9L-830-UNV-L18-XXX | Indoor Luminaires | Linear Ambient | Direct Linear Ambient Luminaires | Standard | FALSE | [9 empty] | 42510 | Dimmable | Continuous Below 10 | NotYetVerified |  | 3.1 | 9705.2 | 125.2 | 77.53 | 4.9 | 0.998 | 3167 | 83.3
P4X1BB7R | BJ Take Inc. | BJ Take | BLSP-8'-9L-830-347-L18-XXX | Indoor Luminaires | Linear Ambient | Direct Linear Ambient Luminaires | Standard | FALSE | [9 empty] | 42510 | Dimmable | Continuous Below 10 | NotYetVerified |  | 3.1 | 9641.4 | 126.4 | 76.28 | 8.71 | 0.975 | 3161 | 83.3
P5RF97HK | BJ Take Inc. | BJ Take | BLSP-4'-4.5L-830-347-L18-XXX | Indoor Luminaires | Linear Ambient | Direct Linear Ambient Luminaires | Standard | FALSE | [9 empty] | 42510 | Dimmable | Continuous Below 10 | NotYetVerified |  | 3.1 | 4771 | 125.1 | 38.15 | 8.59 | 0.954 | 3151 | 83
P5KJKYGN | BJ Take Inc. | BJ Take | BLSP-4'-4.5L-830-UNV-L18-XXX | Indoor Luminaires | Linear Ambient | Direct Linear Ambient Luminaires | Standard | FALSE | [9 empty] | 42510 | Dimmable | Continuous Below 10 | NotYetVerified |  | 3.1 | 4796.2 | 124 | 38.68 | 6.14 | 0.997 | 3144 | 83.2
PAC7V6Q2 | BJ Take Inc. | BJ Take | BLSP-8'-5L-830-UNV-L18-XXX | Indoor Luminaires | Linear Ambient | Direct Linear Ambient Luminaires | Standard | FALSE | [9 empty] | 42510 | Dimmable | Continuous Below 10 | NotYetVerified |  | 3.1 | 5615 | 133.7 | 41.98 | 7.59 | 0.995 | 3139 | 83.5
PDE7TMNB | BJ Take Inc. | BJ Take | BLSP-8'-5L-830-347-L18-XXX | Indoor Luminaires | Linear Ambient | Direct Linear Ambient Luminaires | Standard | FALSE | [9 empty] | 42510 | Dimmable | Continuous Below 10 | NotYetVerified |  | 3.1 | 5505.4 | 131.7 | 41.79 | 10.4 | 0.944 | 3133 | 83.5
PUXBUJ87 | BJ Take Inc. | BJ Take | BLSP-4'-2.5L-830-UNV-L18-XXX | Indoor Luminaires | Linear Ambient | Direct Linear Ambient Luminaires | Standard | FALSE | [9 empty] | 42510 | Dimmable | Continuous Below 10 | NotYetVerified |  | 3.1 | 2703.2 | 130.8 | 20.68 | 8.04 | 0.995 | 3131 | 83.3
PA2FSHB7 | BJ Take Inc. | BJ Take | BLSP-8'-7L-830-347-L18-XXX | Indoor Luminaires | Linear Ambient | Direct Linear Ambient Luminaires | Standard | FALSE | [9 empty] | 42510 | Dimmable | Continuous Below 10 | NotYetVerified |  | 3.1 | 7572.81 | 127.72 | 59.29 | 11.19 | 0.938 | 3111 | 83.4
PE73UXFA | BJ Take Inc. | BJ Take | BLSP-4'-3.5L-830-347-L18-XXX | Indoor Luminaires | Linear Ambient | Direct Linear Ambient Luminaires | Standard | FALSE | [9 empty] | 42510 | Dimmable | Continuous Below 10 | NotYetVerified |  | 3.1 | 3786.41 | 127.72 | 29.65 | 11.19 | 0.938 | 3111 | 83.4
PWXUBHH3 | BJ Take Inc. | BJ Take | BLSP-8'-7L-830-UNV-L18-XXX | Indoor Luminaires | Linear Ambient | Direct Linear Ambient Luminaires | Standard | FALSE | [9 empty] | 42510 | Dimmable | Continuous Below 10 | NotYetVerified |  | 3.1 | 7572.81 | 127.72 | 59.29 | 7.05 | 0.996 | 3111 | 83.4
PTPUG9MF | BJ Take Inc. | BJ Take | BLSP-4'-3.5L-830-UNV-L18-XXX | Indoor Luminaires | Linear Ambient | Direct Linear Ambient Luminaires | Standard | FALSE | [9 empty] | 42510 | Dimmable | Continuous Below 10 | NotYetVerified |  | 3.1 | 3786.41 | 127.72 | 29.65 | 7.05 | 0.996 | 3111 | 83.4
PV2HPNFP | LED Trail | LED Trail | 1031 (3000k) | Indoor Luminaires | Linear Ambient | Direct Linear Ambient Luminaires | Standard | TRUE | 4587.05 | 110.48 | 41.82 | 16.22 | 0.901 | 2934 | 82.7 | 5 | 50000 | 42509 |  |  | No |  | 3.1 | 4840 | 110 | 44 | 20 | 0.9 | 3000 | 80
PTJ31PDD | LED Trail | LED Trail | 1031 (5000k) | Indoor Luminaires | Linear Ambient | Direct Linear Ambient Luminaires | Standard | FALSE | [9 empty] | 42509 |  |  | No |  | 3.1 | 4840 | 110 | 44 | 20 | 0.9 | 5000 | 80
P5NSBQCT | LED Trail | LED Trail | 1031 (4500k) | Indoor Luminaires | Linear Ambient | Direct Linear Ambient Luminaires | Standard | FALSE | [9 empty] | 42509 |  |  | No |  | 3.1 | 4840 | 110 | 44 | 20 | 0.9 | 4500 | 80
PRR6WU4R | LED Trail | LED Trail | 1031 (4000k) | Indoor Luminaires | Linear Ambient | Direct Linear Ambient Luminaires | Standard | FALSE | [9 empty] | 42509 |  |  | No |  | 3.1 | 4840 | 110 | 44 | 20 | 0.9 | 4000 | 80
PHDA3C6A | LED Trail | LED Trail | 1031 (3500k) | Indoor Luminaires | Linear Ambient | Direct Linear Ambient Luminaires | Standard | FALSE | [9 empty] | 42509 |  |  | No |  | 3.1 | 4840 | 110 | 44 | 20 | 0.9 | 3500 | 80
PSHWSSB7 | FY Lighting Co. Ltd | Fen Yong | FY-T8-1800EC(L30K288ND240) | Indoor Luminaires | Linear Ambient | Direct Linear Ambient Luminaires | Standard | TRUE | 3778.4 | 144.05 | 26.23 | 14.27 | 0.9499 | 3049 | 82.5 | 5 | 50000 | 42507 |  |  | No |  | 3.1 | 3778.4 | 144.05 | 26.23 | 14.27 | 0.9499 | 3000 | 82.5
PA4X5HMX | FY Lighting Co. Ltd | Fen Yong | FY-T8-1800EC(L50K288ND240) | Indoor Luminaires | Linear Ambient | Direct Linear Ambient Luminaires | Standard | FALSE | [9 empty] | 42507 |  |  | No |  | 3.1 | 3855.5 | 148.46 | 25.97 | 14.14 | 0.9436 | 5000 | 81.9
PSS1FEE9 | FY Lighting Co. Ltd | Fen Yong | FY-T8-1800EC(L50K288ND240D) | Indoor Luminaires | Linear Ambient | Direct Linear Ambient Luminaires | Standard | FALSE | [9 empty] | 42507 |  |  | No |  | 3.1 | 3855.5 | 148.46 | 25.97 | 14.14 | 0.9436 | 5000 | 81.9
PTVTXYVS | FY Lighting Co. Ltd | Fen Yong | FY-T8-1800EC(L45K288ND240) | Indoor Luminaires | Linear Ambient | Direct Linear Ambient Luminaires | Standard | FALSE | [9 empty] | 42507 |  |  | No |  | 3.1 | 3778.4 | 144.05 | 26.23 | 14.27 | 0.9499 | 4500 | 82.5
PYC54SRU | FY Lighting Co. Ltd | Fen Yong | FY-T8-1800EC(L45K288ND240D) | Indoor Luminaires | Linear Ambient | Direct Linear Ambient Luminaires | Standard | FALSE | [9 empty] | 42507 |  |  | No |  | 3.1 | 3778.4 | 144.05 | 26.23 | 14.27 | 0.9499 | 4500 | 82.5
PDHZWGTS | FY Lighting Co. Ltd | Fen Yong | FY-T8-1800EC(L40K288ND240) | Indoor Luminaires | Linear Ambient | Direct Linear Ambient Luminaires | Standard | FALSE | [9 empty] | 42507 |  |  | No |  | 3.1 | 3778.4 | 144.05 | 26.23 | 14.27 | 0.9499 | 4000 | 82.5
P8ESEKJ9 | FY Lighting Co. Ltd | Fen Yong | FY-T8-1800EC(L40K288ND240D) | Indoor Luminaires | Linear Ambient | Direct Linear Ambient Luminaires | Standard | FALSE | [9 empty] | 42507 |  |  | No |  | 3.1 | 3778.4 | 144.05 | 26.23 | 14.27 | 0.9499 | 4000 | 82.5
PUMDWQS3 | FY Lighting Co. Ltd | Fen Yong | FY-T8-1800EC(L35K288ND240) | Indoor Luminaires | Linear Ambient | Direct Linear Ambient Luminaires | Standard | FALSE | [9 empty] | 42507 |  |  | No |  | 3.1 | 3778.4 | 144.05 | 26.23 | 14.27 | 0.9499 | 3500 | 82.5
P1FVCG3R | FY Lighting Co. Ltd | Fen Yong | FY-T8-1800EC(L35K288ND240D) | Indoor Luminaires | Linear Ambient | Direct Linear Ambient Luminaires | Standard | FALSE | [9 empty] | 42507 |  |  | No |  | 3.1 | 3778.4 | 144.05 | 26.23 | 14.27 | 0.9499 | 3500 | 82.5
PDSY9DXX | FY Lighting Co. Ltd | Fen Yong | FY-T8-1800EC(L30K288ND240D) | Indoor Luminaires | Linear Ambient | Direct Linear Ambient Luminaires | Standard | FALSE | [9 empty] | 42507 |  |  | No |  | 3.1 | 3778.4 | 144.05 | 26.23 | 14.27 | 0.9499 | 3000 | 82.5
PAXG7HUF | GE Lighting Solutions | GE Lighting Solutions | 93027304 (GEWM2435BAT) | Indoor Luminaires | Linear Ambient | Direct Linear Ambient Luminaires | Standard | FALSE | [9 empty] | 42507 |  |  | No |  | 3 | 970.8 | 105.5 | 9.2 | 13.56 | 0.9 | 3552 | 82.6
PJ4WHGNH | The Light Edge Inc. | Blackhawk | BLK4-HO1-4-200-40-MVD-LA | Indoor Luminaires | Linear Ambient | Direct Linear Ambient Luminaires | Standard | TRUE | 24820 | 128.47 | 193.2 | 14.3 | 0.954 | 3960 | 82.2 | 5 | 60000 | 42506 |  |  | No |  | 3.1 | 24070 | 124.3 | 190 | 14.3 | 0.954 | 3960 | 82.2
PFXA6GWZ | Core Products Canada Ltd. | Core Products Canada Ltd. | LS48-2 | Indoor Luminaires | Linear Ambient | Direct Linear Ambient Luminaires | Standard | TRUE | 1739.9 | 114.17 | 15.24 | 15.63 | 0.947 | 2753 | 82.7 | 5 | 50000 | 42506 |  |  | NotYetVerified |  | 3 | 1740 | 114.17 | 15.24 | 9.12 | 0.991 | 2753 | 83
P8JT4GXU | Advanced Energy Ideas | Advanced Energy Ideas | LSF-9U-4FT-1-4LC-5K-UNI-30W | Indoor Retrofit Kit | Linear Ambient | Retrofit Kits for Direct Linear Ambient Luminaires | Standard | TRUE | 3298 | 113.3 | 29.1 | 15.4 | 0.93 | 5120 | 84 | 5 | 115000 | 42506 |  |  | Yes |  | 3.1 | 3298 | 113.3 | 29.1 | 15.4 | 0.93 | 5120 | 84
PF7NZDPC | BIRCHWOOD LIGHTING INC. | Birchwood | NOL-LED-325-HLO-35-4-SC-FW-120/277-EB-SM | Indoor Luminaires | Linear Ambient | Direct Linear Ambient Luminaires | Standard | TRUE | 3627.62 | 103 | 35.3 | 17 | 0.92 | 3416 | 83.9 | 5 | 50000 | 42506 |  |  | No | Updated 11/4/2016 | 3.1 | 3627.62 | 103 | 35.3 | 17 | 0.92 | 3416 | 83.9
P81ZWFG7 | American Green Lights LLC | PerformalUX | RK-4L-24W-30 | Indoor Luminaires | Linear Ambient | Direct Linear Ambient Luminaires | Standard | TRUE | 2418.76 | 93.1 | 25.99 | 23 | 0.92 | 3121 | 93 | 5 | 70000 | 42506 |  |  | No |  | 3.1 | 2419 | 94 | 25.8 | 16 | 0.99 | 3000 | 93
PJUKVW39 | Jiangmen OGJG Lighting and Electronic Co. Ltd. | OGJG Lighting | OG-LED230-SF(4000K) | Indoor Luminaires | Linear Ambient | Direct Linear Ambient Luminaires | Standard | TRUE | 6594.969 | 117.223 | 56.26 | 15.62 | 0.9118 | 4057 | 85.1 | 5 | 50000 | 42506 |  |  | No |  | 3.1 | 6600 | 110 | 60 | 16 | 0.9 | 4000 | 83
PEFF9Q5E | LED Trail | LED Trail | 32440 (3000k) | Indoor Luminaires | Linear Ambient | Direct Linear Ambient Luminaires | Standard | TRUE | 3776.83 | 97.02 | 38.93 | 5.5 | 0.911 | 2914 | 83.3 | 5 | 50000 | 42506 |  |  | No |  | 3.1 | 3600 | 90 | 40 | 10 | 0.9 | 3000 | 80
PFZ7CV6G | American Green Lights LLC | PerformalUX | RK-1.5L-9W-30 | Indoor Luminaires | Linear Ambient | Direct Linear Ambient Luminaires | Standard | TRUE | 940.5 | 102.79 | 9.15 | 23 | 0.91 | 3152 | 93 | 5 | 70000 | 42506 |  |  | No |  | 3.1 | 892 | 97 | 9.2 | 17 | 0.98 | 3000 | 93
PUQEZM3B | Jiangmen OGJG Lighting and Electronic Co. Ltd. | OGJG Lighting | OG-LED420-SF(4000K) | Indoor Luminaires | Linear Ambient | Direct Linear Ambient Luminaires | Standard | TRUE | 8371.23 | 102.2 | 81.91 | 14.23 | 0.8947 | 3939 | 81.7 | 5 | 50000 | 42506 |  |  | No | Updated on 11/10/16 | 3.1 | 8400 | 105 | 80 | 14 | 0.9 | 4000 | 83
PGR1WAHX | Core Products Canada Ltd. | Core Products Canada Ltd. | LS48-4 | Indoor Luminaires | Linear Ambient | Direct Linear Ambient Luminaires | Standard | FALSE | [9 empty] | 42506 |  |  | NotYetVerified |  | 3 | 1740 | 114.17 | 15 | 9.12 | 0.991 | 4000 | 83
PWW8F559 | Core Products Canada Ltd. | Core Products Canada Ltd. | LS48-3 | Indoor Luminaires | Linear Ambient | Direct Linear Ambient Luminaires | Standard | FALSE | [9 empty] | 42506 |  |  | NotYetVerified |  | 3 | 1740 | 114.17 | 15 | 9.12 | 0.991 | 3000 | 83
P1UNQ5F2 | The Light Edge Inc. | Blackhawk | BLK4-HO1-4-200-40-MVD | Indoor Luminaires | Linear Ambient | Direct Linear Ambient Luminaires | Standard | FALSE | [9 empty] | 42506 |  |  | No |  | 3.1 | 28600 | 147.8 | 193.6 | 10.4 | 0.989 | 3961 | 82.2
PPYU4E9B | LED Trail | LED Trail | 32440 (5000k) | Indoor Luminaires | Linear Ambient | Direct Linear Ambient Luminaires | Standard | FALSE | [9 empty] | 42506 |  |  | No |  | 3.1 | 3600 | 90 | 40 | 10 | 0.9 | 5000 | 80
PMG54JD6 | LED Trail | LED Trail | 32440 (4500k) | Indoor Luminaires | Linear Ambient | Direct Linear Ambient Luminaires | Standard | FALSE | [9 empty] | 42506 |  |  | No |  | 3.1 | 3600 | 90 | 40 | 10 | 0.9 | 4500 | 80
PBE88P4X | LED Trail | LED Trail | 32440 (4000k) | Indoor Luminaires | Linear Ambient | Direct Linear Ambient Luminaires | Standard | FALSE | [9 empty] | 42506 |  |  | No |  | 3.1 | 3600 | 90 | 40 | 10 | 0.9 | 4000 | 80
PG3XYYP7 | LED Trail | LED Trail | 32440 (3500k) | Indoor Luminaires | Linear Ambient | Direct Linear Ambient Luminaires | Standard | FALSE | [9 empty] | 42506 |  |  | No |  | 3.1 | 3600 | 90 | 40 | 10 | 0.9 | 3500 | 80
PPH84JTH | American Green Lights LLC | PerformalUX | RK-2.5L-12W-50 | Indoor Luminaires | Linear Ambient | Direct Linear Ambient Luminaires | Standard | FALSE | [9 empty] | 42506 | Not Yet Verified | Not Yet Verified | No |  | 3.1 | 1276 | 104 | 12.27 | 17 | 0.98 | 5000 | 95
P5DM45DN | American Green Lights LLC | PerformalUX | RK-2L-12W-50 | Indoor Luminaires | Linear Ambient | Direct Linear Ambient Luminaires | Standard | FALSE | [9 empty] | 42506 | Not Yet Verified | Not Yet Verified | No |  | 3.1 | 1276 | 104 | 12.27 | 17 | 0.98 | 5000 | 95
P2N1WAHJ | American Green Lights LLC | PerformalUX | RK-1.5L-9W-50 | Indoor Luminaires | Linear Ambient | Direct Linear Ambient Luminaires | Standard | FALSE | [9 empty] | 42506 | Not Yet Verified | Not Yet Verified | No |  | 3.1 | 957 | 104 | 9.2 | 17 | 0.98 | 5000 | 95
P5XX4TJU | American Green Lights LLC | PerformalUX | RK-5L-24W-50 | Indoor Luminaires | Linear Ambient | Direct Linear Ambient Luminaires | Standard | FALSE | [9 empty] | 42506 | Not Yet Verified | Not Yet Verified | No |  | 3.1 | 2572 | 104 | 24.73 | 16 | 0.99 | 5000 | 95
P1N637TY | American Green Lights LLC | PerformalUX | RK-4L-24W-50 | Indoor Luminaires | Linear Ambient | Direct Linear Ambient Luminaires | Standard | FALSE | [9 empty] | 42506 | Not Yet Verified | Not Yet Verified | No |  | 3.1 | 2572 | 104 | 24.73 | 16 | 0.99 | 5000 | 95
PMBJV93B | American Green Lights LLC | PerformalUX | RK-2L-12W-50-D10 | Indoor Luminaires | Linear Ambient | Direct Linear Ambient Luminaires | Standard | FALSE | [9 empty] | 42506 | Dimmable | Continuous Below 10 | No |  | 3.1 | 1276 | 104 | 12.27 | 17 | 0.98 | 5000 | 95
PG79DD3D | American Green Lights LLC | PerformalUX | RK-2.5L-12W-50-D10 | Indoor Luminaires | Linear Ambient | Direct Linear Ambient Luminaires | Standard | FALSE | [9 empty] | 42506 | Dimmable | Continuous Below 10 | No |  | 3.1 | 1276 | 104 | 12.27 | 17 | 0.98 | 5000 | 95
PQE3ZMRM | American Green Lights LLC | PerformalUX | RK-1.5L-9W-50-D10 | Indoor Luminaires | Linear Ambient | Direct Linear Ambient Luminaires | Standard | FALSE | [9 empty] | 42506 | Dimmable | Continuous Below 10 | No |  | 3.1 | 957 | 104 | 9.2 | 17 | 0.98 | 5000 | 95
P5P3E6KP | American Green Lights LLC | PerformalUX | RK-5L-24W-50-D10 | Indoor Luminaires | Linear Ambient | Direct Linear Ambient Luminaires | Standard | FALSE | [9 empty] | 42506 | Dimmable | Continuous Below 10 | No |  | 3.1 | 2572 | 104 | 24.73 | 16 | 0.99 | 5000 | 95
P4K9FPRJ | American Green Lights LLC | PerformalUX | RK-4L-24W-50-D10 | Indoor Luminaires | Linear Ambient | Direct Linear Ambient Luminaires | Standard | FALSE | [9 empty] | 42506 | Dimmable | Continuous Below 10 | No |  | 3.1 | 2572 | 104 | 24.73 | 16 | 0.99 | 5000 | 95
PSEBHRG3 | American Green Lights LLC | PerformalUX | RK-2L-12W-40 | Indoor Luminaires | Linear Ambient | Direct Linear Ambient Luminaires | Standard | FALSE | [9 empty] | 42506 | Not Yet Verified | Not Yet Verified | No |  | 3.1 | 1215 | 99 | 12.27 | 17 | 0.98 | 4000 | 95
P3C1YY27 | American Green Lights LLC | PerformalUX | RK-2.5L-12W-40 | Indoor Luminaires | Linear Ambient | Direct Linear Ambient Luminaires | Standard | FALSE | [9 empty] | 42506 | Not Yet Verified | Not Yet Verified | No |  | 3.1 | 1215 | 99 | 12.27 | 17 | 0.98 | 4000 | 95
PZD27BN9 | American Green Lights LLC | PerformalUX | RK-1.5L-9W-40 | Indoor Luminaires | Linear Ambient | Direct Linear Ambient Luminaires | Standard | FALSE | [9 empty] | 42506 | Not Yet Verified | Not Yet Verified | No |  | 3.1 | 911 | 99 | 9.2 | 17 | 0.98 | 4000 | 95
PHQ2FE6B | American Green Lights LLC | PerformalUX | RK-4L-24W-40 | Indoor Luminaires | Linear Ambient | Direct Linear Ambient Luminaires | Standard | FALSE | [9 empty] | 42506 | Not Yet Verified | Not Yet Verified | No |  | 3.1 | 2495 | 99 | 25.27 | 16 | 0.99 | 4000 | 95
P6PAVVEJ | American Green Lights LLC | PerformalUX | RK-5L-24W-40 | Indoor Luminaires | Linear Ambient | Direct Linear Ambient Luminaires | Standard | FALSE | [9 empty] | 42506 | Not Yet Verified | Not Yet Verified | No |  | 3.1 | 2495 | 99 | 25.27 | 16 | 0.99 | 4000 | 95
PS4DF3HW | American Green Lights LLC | PerformalUX | RK-2.5L-12W-40-D10 | Indoor Luminaires | Linear Ambient | Direct Linear Ambient Luminaires | Standard | FALSE | [9 empty] | 42506 | Dimmable | Continuous Below 10 | No |  | 3.1 | 1215 | 99 | 12.27 | 17 | 0.98 | 4000 | 95
P1H9QHDP | American Green Lights LLC | PerformalUX | RK-2L-12W-40-D10 | Indoor Luminaires | Linear Ambient | Direct Linear Ambient Luminaires | Standard | FALSE | [9 empty] | 42506 | Dimmable | Continuous Below 10 | No |  | 3.1 | 1215 | 99 | 12.27 | 17 | 0.98 | 4000 | 95
P5BBMAU6 | American Green Lights LLC | PerformalUX | RK-1.5L-9W-40-D10 | Indoor Luminaires | Linear Ambient | Direct Linear Ambient Luminaires | Standard | FALSE | [9 empty] | 42506 | Dimmable | Continuous Below 10 | No |  | 3.1 | 911 | 99 | 9.2 | 17 | 0.98 | 4000 | 95
PEJS6A7T | American Green Lights LLC | PerformalUX | RK-5L-24W-40-D10 | Indoor Luminaires | Linear Ambient | Direct Linear Ambient Luminaires | Standard | FALSE | [9 empty] | 42506 | Dimmable | Continuous Below 10 | No |  | 3.1 | 2495 | 99 | 25.27 | 16 | 0.99 | 4000 | 95
PCUEMXK1 | American Green Lights LLC | PerformalUX | RK-4L-24W-40-D10 | Indoor Luminaires | Linear Ambient | Direct Linear Ambient Luminaires | Standard | FALSE | [9 empty] | 42506 | Dimmable | Continuous Below 10 | No |  | 3.1 | 2495 | 99 | 25.27 | 16 | 0.99 | 4000 | 95
PJMZD2XZ | American Green Lights LLC | PerformalUX | RK-2L-12W-30 | Indoor Luminaires | Linear Ambient | Direct Linear Ambient Luminaires | Standard | FALSE | [9 empty] | 42506 | Not Yet Verified | Not Yet Verified | No |  | 3.1 | 1189 | 97 | 12.27 | 17 | 0.98 | 3000 | 93
PHVMH9ZF | American Green Lights LLC | PerformalUX | RK-2.5L-12W-30 | Indoor Luminaires | Linear Ambient | Direct Linear Ambient Luminaires | Standard | FALSE | [9 empty] | 42506 | Not Yet Verified | Not Yet Verified | No |  | 3.1 | 1189 | 97 | 12.27 | 17 | 0.98 | 3000 | 93
PBKU3R5R | American Green Lights LLC | PerformalUX | RK-5L-24W-30 | Indoor Luminaires | Linear Ambient | Direct Linear Ambient Luminaires | Standard | FALSE | [9 empty] | 42506 | Not Yet Verified | Not Yet Verified | No |  | 3.1 | 2419 | 94 | 25.8 | 16 | 0.99 | 3000 | 93
PM8JVVPQ | American Green Lights LLC | PerformalUX | RK-2.5L-12W-30-D10 | Indoor Luminaires | Linear Ambient | Direct Linear Ambient Luminaires | Standard | FALSE | [9 empty] | 42506 | Dimmable | Continuous Below 10 | No |  | 3.1 | 1189 | 97 | 12.27 | 17 | 0.98 | 3000 | 93
PB2VU225 | American Green Lights LLC | PerformalUX | RK-2L-12W-30-D10 | Indoor Luminaires | Linear Ambient | Direct Linear Ambient Luminaires | Standard | FALSE | [9 empty] | 42506 | Dimmable | Continuous Below 10 | No |  | 3.1 | 1189 | 97 | 12.27 | 17 | 0.98 | 3000 | 93
PY9SU56Y | American Green Lights LLC | PerformalUX | RK-1.5L-9W-30-D10 | Indoor Luminaires | Linear Ambient | Direct Linear Ambient Luminaires | Standard | FALSE | [9 empty] | 42506 | Dimmable | Continuous Below 10 | No |  | 3.1 | 892 | 97 | 9.2 | 17 | 0.98 | 3000 | 93
PP5HQ62D | American Green Lights LLC | PerformalUX | RK-5L-24W-30-D10 | Indoor Luminaires | Linear Ambient | Direct Linear Ambient Luminaires | Standard | FALSE | [9 empty] | 42506 | Dimmable | Continuous Below 10 | No |  | 3.1 | 2419 | 94 | 25.8 | 16 | 0.99 | 3000 | 93
P4C62RSD | American Green Lights LLC | PerformalUX | RK-4L-24W-30-D10 | Indoor Luminaires | Linear Ambient | Direct Linear Ambient Luminaires | Standard | FALSE | [9 empty] | 42506 | Dimmable | Continuous Below 10 | No |  | 3.1 | 2419 | 94 | 25.8 | 16 | 0.99 | 3000 | 93
P4J2G8YT | Jiangmen OGJG Lighting and Electronic Co. Ltd. | OGJG Lighting | OG-LED230-SF(5000K) | Indoor Luminaires | Linear Ambient | Direct Linear Ambient Luminaires | Standard | FALSE | [9 empty] | 42506 | Not Yet Verified | Not Yet Verified | No |  | 3.1 | 6600 | 110 | 60 | 16 | 0.9 | 5000 | 83
PH4PKQSR | Jiangmen OGJG Lighting and Electronic Co. Ltd. | OGJG Lighting | OG-LED420-SF(5000K) | Indoor Luminaires | Linear Ambient | Direct Linear Ambient Luminaires | Standard | FALSE | [9 empty] | 42506 | Not Yet Verified | Not Yet Verified | No | Updated on 11/10/16 | 3.1 | 8400 | 105 | 80 | 14 | 0.9 | 5000 | 83
PXUXNSHE | Jiangmen OGJG Lighting and Electronic Co. Ltd. | OGJG Lighting | OG-LED230-SF-DS(5000K) | Indoor Luminaires | Linear Ambient | Direct Linear Ambient Luminaires | Standard | FALSE | [9 empty] | 42506 | Dimmable | Continuous Below 10 | Yes |  | 3.1 | 6600 | 110 | 60 | 16 | 0.9 | 5000 | 83
P8GYA1PW | Jiangmen OGJG Lighting and Electronic Co. Ltd. | OGJG Lighting | OG-LED230-SF-D(5000K) | Indoor Luminaires | Linear Ambient | Direct Linear Ambient Luminaires | Standard | FALSE | [9 empty] | 42506 | Dimmable | Continuous Below 10 | No |  | 3.1 | 6600 | 110 | 60 | 16 | 0.9 | 5000 | 83
P2NH27KZ | Jiangmen OGJG Lighting and Electronic Co. Ltd. | OGJG Lighting | OG-LED420-SF-D(5000K) | Indoor Luminaires | Linear Ambient | Direct Linear Ambient Luminaires | Standard | FALSE | [9 empty] | 42506 | Dimmable | Continuous Below 10 | No | Updated on 11/10/16 | 3.1 | 8400 | 105 | 80 | 14 | 0.9 | 5000 | 83
PTYJPHBW | Jiangmen OGJG Lighting and Electronic Co. Ltd. | OGJG Lighting | OG-LED230-SF-DS(4000K) | Indoor Luminaires | Linear Ambient | Direct Linear Ambient Luminaires | Standard | FALSE | [9 empty] | 42506 | Dimmable | Continuous Below 10 | Yes |  | 3.1 | 6600 | 110 | 60 | 16 | 0.9 | 4000 | 83
PMFDU5Y1 | Jiangmen OGJG Lighting and Electronic Co. Ltd. | OGJG Lighting | OG-LED230-SF-D(4000K) | Indoor Luminaires | Linear Ambient | Direct Linear Ambient Luminaires | Standard | FALSE | [9 empty] | 42506 | Dimmable | Continuous Below 10 | No |  | 3.1 | 6600 | 110 | 60 | 16 | 0.9 | 4000 | 83
P61ZEKR3 | Jiangmen OGJG Lighting and Electronic Co. Ltd. | OGJG Lighting | OG-LED420-SF-D(4000K) | Indoor Luminaires | Linear Ambient | Direct Linear Ambient Luminaires | Standard | FALSE | [9 empty] | 42506 | Dimmable | Continuous Below 10 | No | Updated on 11/10/16 | 3.1 | 8400 | 105 | 80 | 14 | 0.9 | 4000 | 83
P6MPDJPN | Cordelia Lighting Inc. | ENVIROLITE | WL1380DMD40 | Indoor Luminaires | Linear Ambient | Direct Linear Ambient Luminaires | Standard | TRUE | 9606 | 95.3 | 100.8 | 6.5 | 0.969 | 4178 | 84.5 | 5 | 50000 | 42503 |  |  | No |  | 3.1 | 9606 | 95.3 | 100 | 6.5 | 0.969 | 4000 | 85
PR7Y6WS7 | Eaton (formerly Cooper Lighting) | Corelite | MB-WS-2L30-1D-UNV-X-XX-XX-4-STD-DM5 | Indoor Luminaires | Linear Ambient | Linear Ambient Luminaires w/ Indirect component | Standard | TRUE | 3143 | 88 | 35.65 | 8.06 | 0.998 |  |  | 5 | 60000 | 42502 |  |  | Yes |  | 3.1
P2GT7KD6 | Eaton (formerly Cooper Lighting) | Corelite | MB-WS-3L40-1D-UNV-X-XX-XX-4-STD | Indoor Luminaires | Linear Ambient | Linear Ambient Luminaires w/ Indirect component | Standard | TRUE | 4826.94 | 104.17 | 46.34 | 8.44 | 0.995 |  |  | 5 | 60000 | 42502 |  |  | Yes |  | 3.1
P5AT6Z1J | DLS Global Inc | DEL Series | DEL04-40/40-UNVXX | Indoor Luminaires | Linear Ambient | Direct Linear Ambient Luminaires | Standard | TRUE | 4094 | 100.1 | 40.83 | 15.3 | 0.944 | 4040 | 82.1 | 5 | 50000 | 42502 |  |  | No |  | 3.1 | 4094 | 100.26 | 40.83 | 15.3 | 0.944 | 4040 | 82.1
PA12T4E9 | Eaton (formerly Cooper Lighting) | Corelite | MB-WS-1L30-1D-UNV-X-XX-XX-4-STD-DM5 | Indoor Luminaires | Linear Ambient | Linear Ambient Luminaires w/ Indirect component | Standard | TRUE | 2387 | 91.5 | 26.07 | 16.6 | 0.925 |  |  | 5 | 60000 | 42502 |  |  | Yes |  | 3.1
PWZZ7FSG | Baiyiled Lighting America Inc. | RayonLED | RO-HBL02-30W(4000K) | Indoor Luminaires | Linear Ambient | Direct Linear Ambient Luminaires | Standard | TRUE | 2966.347 | 97.385 | 30.46 | 17.15 | 0.925 | 4059 | 83.1 | 5 | 50000 | 42502 |  |  | No |  | 3.1 | 2966.347 | 97.385 | 30.46 | 17.15 | 0.987 | 4000 | 83.1
PEVA6GJW | Cree Inc. | Cree LN Series | LN4-34L-35K-CMA | Indoor Luminaires | Linear Ambient | Linear Ambient Luminaires w/ Indirect component | Premium | TRUE | 3477.7 | 118.86 | 29.5 | 16.375 | 0.915 | 3353 | 92 | 5 | 50000 | 42502 |  |  | Yes |  | 3.1 | 3400 | 109.7 | 31 | 20 | 0.9 | 3500 | 90
PTF49W3Y | Baiyiled Lighting America Inc. | RayonLED | RO-HBL02-80W(4000K) | Indoor Luminaires | Linear Ambient | Direct Linear Ambient Luminaires | Standard | TRUE | 7732.364 | 98.514 | 78.49 | 17.13 | 0.915 | 3942 | 81.5 | 5 | 50000 | 42502 |  |  | No |  | 3.1 | 7732.364 | 98.514 | 78.49 | 17.13 | 0.974 | 4000 | 81.5
PECHETRY | Baiyiled Lighting America Inc. | RayonLED | RO-HBL02-50W(4000K) | Indoor Luminaires | Linear Ambient | Direct Linear Ambient Luminaires | Standard | TRUE | 4886.198 | 100.045 | 48.84 | 18.18 | 0.91 | 4067 | 83.1 | 5 | 50000 | 42502 |  |  | No |  | 3.1 | 4886.198 | 100.045 | 48.84 | 18.18 | 0.994 | 4000 | 83.1
PK63X6CV | DLS Global Inc | DEL Series | DEL04-40/50-UNVXX | Indoor Luminaires | Linear Ambient | Direct Linear Ambient Luminaires | Standard | FALSE | [9 empty] | 42502 |  |  | No |  | 3.1 | 4485 | 108.38 | 41.38 | 15.3 | 0.944 | 4927 | 82.2
PERQNPTW | Cree Inc. | Cree LN Series | LN4-34L-40K-CMA | Indoor Luminaires | Linear Ambient | Linear Ambient Luminaires w/ Indirect component | Premium | FALSE | [9 empty] | 42502 |  |  | Yes |  | 3.1 | 3400 | 109.7 | 31 | 20 | 0.9 | 4000 | 90
PJXMFKA4 | Cree Inc. | Cree LN Series | LN4-34L-40K-10V | Indoor Luminaires | Linear Ambient | Linear Ambient Luminaires w/ Indirect component | Premium | FALSE | [9 empty] | 42502 |  |  | No |  | 3.1 | 3400 | 109.7 | 31 | 20 | 0.9 | 4000 | 90
PK63N9SJ | Cree Inc. | Cree LN Series | LN4-34L-35K-10V | Indoor Luminaires | Linear Ambient | Linear Ambient Luminaires w/ Indirect component | Premium | FALSE | [9 empty] | 42502 |  |  | No |  | 3.1 | 3400 | 109.7 | 31 | 20 | 0.9 | 3500 | 90
P1FUQUBN | Eaton (formerly Cooper Lighting) | Corelite | [Series includes E2 L2 VB MB]-WS-2L40-1[All Wiring]-[All Voltage]-AC[All Suspension Length]-[All Ceiling Type]-[4ft]-STP-Blank-Blank-[All Finish] | Indoor Luminaires | Linear Ambient | Linear Ambient Luminaires w/ Indirect component | Standard | FALSE | [9 empty] | 42502 |  |  | NotYetVerified |  | 3.1 | 3843.06 | 101.31 | 37.93 | 13.7 | 0.985 | 4000 | 83.2
PRBAJHMU | Eaton (formerly Cooper Lighting) | Corelite | [Series includes E2 L2 VB MB]-WS-2L40-1[All Wiring]-[All Voltage]-AC[All Suspension Length]-[All Ceiling Type]-[4ft]-STP-Blank-DM8-[All Finish] | Indoor Luminaires | Linear Ambient | Linear Ambient Luminaires w/ Indirect component | Standard | FALSE | [9 empty] | 42502 |  |  | NotYetVerified |  | 3.1 | 3743.84 | 98.69 | 37.93 | 13.7 | 0.985 | 4000 | 83.2
PXP1FTQJ | Eaton (formerly Cooper Lighting) | Corelite | [Series includes E2 L2 VB MB]-WS-2L40-1[All Wiring]-[All Voltage]-AC[All Suspension Length]-[All Ceiling Type]-[4ft]-STP-Blank-DM5-[All Finish] | Indoor Luminaires | Linear Ambient | Linear Ambient Luminaires w/ Indirect component | Standard | FALSE | [9 empty] | 42502 |  |  | NotYetVerified |  | 3.1 | 3594.78 | 94.76 | 37.93 | 13.7 | 0.985 | 4000 | 83.2
PN3KVTR3 | Eaton (formerly Cooper Lighting) | Corelite | [Series includes E2 L2 VB MB]-WS-2L40-1[All Wiring]-[All Voltage]-AC[All Suspension Length]-[All Ceiling Type]-[4ft]-STP-Blank-DM5-[All Finish] | Indoor Luminaires | Linear Ambient | Direct Linear Ambient Luminaires | Standard | FALSE | [9 empty] | 42502 |  |  | No |  | 3.1 | 3594.78 | 94.76 | 37.93 | 13.7 | 0.985 | 4000 | 83.2
PQCD99XM | Eaton (formerly Cooper Lighting) | Corelite | [Series includes E2 L2 VB MB]-WS-5L40-1[All Wiring]-[All Voltage]-AC[All Suspension Length]-[All Ceiling Type]-[4ft]-STP-Blank-Blank-[All Finish] | Indoor Luminaires | Linear Ambient | Linear Ambient Luminaires w/ Indirect component | Standard | FALSE | [9 empty] | 42502 |  |  | NotYetVerified |  | 3.1 | 7499.22 | 93.8 | 79.95 | 12.6 | 0.989 | 4000 | 83.2
PHWMHHF5 | Eaton (formerly Cooper Lighting) | Corelite | [Series includes E2 L2 VB MB]-WS-5L40-1[All Wiring]-[All Voltage]-AC[All Suspension Length]-[All Ceiling Type]-[4ft]-STP-Blank-DM8-[All Finish] | Indoor Luminaires | Linear Ambient | Linear Ambient Luminaires w/ Indirect component | Standard | FALSE | [9 empty] | 42502 |  |  | NotYetVerified |  | 3.1 | 7305.59 | 91.38 | 79.95 | 12.6 | 0.989 | 4000 | 83.2
PTEYQZAU | Eaton (formerly Cooper Lighting) | Corelite | [Series includes E2 L2 VB MB]-WS-3L40-1[All Wiring]-[All Voltage]-AC[All Suspension Length]-[All Ceiling Type]-[4ft]-STP-Blank-Blank-[All Finish] | Indoor Luminaires | Linear Ambient | Linear Ambient Luminaires w/ Indirect component | Standard | FALSE | [9 empty] | 42502 |  |  | NotYetVerified |  | 3.1 | 5105.9 | 105.49 | 48.4 | 11.8 | 0.99 | 4000 | 83.2
P11YX3JH | Eaton (formerly Cooper Lighting) | Corelite | [Series includes E2 L2 VB MB]-WS-3L40-1[All Wiring]-[All Voltage]-AC[All Suspension Length]-[All Ceiling Type]-[4ft]-STP-Blank-DM8-[All Finish] | Indoor Luminaires | Linear Ambient | Linear Ambient Luminaires w/ Indirect component | Standard | FALSE | [9 empty] | 42502 |  |  | NotYetVerified |  | 3.1 | 4974.07 | 102.77 | 48.4 | 11.8 | 0.99 | 4000 | 83.2
PA42DEAJ | Eaton (formerly Cooper Lighting) | Corelite | [Series includes E2 L2 VB MB]-WS-3L40-1[All Wiring]-[All Voltage]-AC[All Suspension Length]-[All Ceiling Type]-[4ft]-STP-Blank-DM5-[All Finish] | Indoor Luminaires | Linear Ambient | Linear Ambient Luminaires w/ Indirect component | Standard | FALSE | [9 empty] | 42502 |  |  | NotYetVerified |  | 3.1 | 4776.03 | 98.68 | 48.4 | 11.8 | 0.99 | 4000 | 83.2
P9EW7Z3K | Eaton (formerly Cooper Lighting) | Corelite | [Series includes E2 L2 VB MB]-WS-3L40-1[All Wiring]-[All Voltage]-AC[All Suspension Length]-[All Ceiling Type]-[4ft]-STP-Blank-DM5-[All Finish] | Indoor Luminaires | Linear Ambient | Direct Linear Ambient Luminaires | Standard | FALSE | [9 empty] | 42502 |  |  | No |  | 3.1 | 4776.03 | 98.68 | 48.4 | 11.8 | 0.99 | 4000 | 83.2
PGVUWHZN | Eaton (formerly Cooper Lighting) | Corelite | [Series includes E2 L2 VB MB]-WS-4L40-1[All Wiring]-[All Voltage]-AC[All Suspension Length]-[All Ceiling Type]-[4ft]-STP-Blank-Blank-[All Finish] | Indoor Luminaires | Linear Ambient | Linear Ambient Luminaires w/ Indirect component | Standard | FALSE | [9 empty] | 42502 |  |  | NotYetVerified |  | 3.1 | 6315.41 | 99 | 63.79 | 10.01 | 0.991 | 4000 | 83.2
PACV82EY | Eaton (formerly Cooper Lighting) | Corelite | [Series includes E2 L2 VB MB]-WS-4L40-1[All Wiring]-[All Voltage]-AC[All Suspension Length]-[All Ceiling Type]-[4ft]-STP-Blank-DM8-[All Finish] | Indoor Luminaires | Linear Ambient | Linear Ambient Luminaires w/ Indirect component | Standard | FALSE | [9 empty] | 42502 |  |  | NotYetVerified |  | 3.1 | 6152.35 | 96.45 | 63.79 | 10.01 | 0.991 | 4000 | 83.2
PNSTDKE1 | Eaton (formerly Cooper Lighting) | Corelite | [Series includes E2 L2 VB MB]-WS-4L40-1[All Wiring]-[All Voltage]-AC[All Suspension Length]-[All Ceiling Type]-[4ft]-STP-Blank-DM5-[All Finish] | Indoor Luminaires | Linear Ambient | Linear Ambient Luminaires w/ Indirect component | Standard | FALSE | [9 empty] | 42502 |  |  | NotYetVerified |  | 3.1 | 5907.4 | 92.61 | 63.79 | 10.01 | 0.991 | 4000 | 83.2
PA4CKMG7 | Eaton (formerly Cooper Lighting) | Corelite | [Series includes E2 L2 VB MB]-WS-4L40-1[All Wiring]-[All Voltage]-AC[All Suspension Length]-[All Ceiling Type]-[4ft]-STP-Blank-DM5-[All Finish] | Indoor Luminaires | Linear Ambient | Direct Linear Ambient Luminaires | Standard | FALSE | [9 empty] | 42502 |  |  | No |  | 3.1 | 5907.4 | 92.61 | 63.79 | 10.01 | 0.991 | 4000 | 83.2
PDGFP3FN | Eaton (formerly Cooper Lighting) | Corelite | [Series includes E2 L2 VB MB]-WS-5L40-1[All Wiring]-[All Voltage]-AC[All Suspension Length]-[All Ceiling Type]-[4ft]-[Driver Includes STD HCD & 5LT]-[Blank or SV]-Blank-[All Finish] | Indoor Luminaires | Linear Ambient | Linear Ambient Luminaires w/ Indirect component | Standard | FALSE | [9 empty] | 42502 |  |  | Yes |  | 3.1 | 7499.22 | 95.52 | 78.51 | 9.461 | 0.993 | 4000 | 83.2
P7GWV44Z | Eaton (formerly Cooper Lighting) | Corelite | [Series includes E2 L2 VB MB]-WS-5L40-1[All Wiring]-[All Voltage]-AC[All Suspension Length]-[All Ceiling Type]-[4ft]-[Driver Includes STD HCD & 5LT]-[Blank or SV]-DM8-[All Finish] | Indoor Luminaires | Linear Ambient | Linear Ambient Luminaires w/ Indirect component | Standard | FALSE | [9 empty] | 42502 |  |  | Yes |  | 3.1 | 7305.59 | 93.05 | 78.51 | 9.461 | 0.993 | 4000 | 83.2
PP3GJUJJ | Eaton (formerly Cooper Lighting) | Corelite | [Series includes E2 L2 VB MB]-WS-5L40-1[All Wiring]-[All Voltage]-AC[All Suspension Length]-[All Ceiling Type]-[4ft]-[Driver Includes STD HCD & 5LT]-[Blank or SV]-DM5-[All Finish] | Indoor Luminaires | Linear Ambient | Linear Ambient Luminaires w/ Indirect component | Standard | FALSE | [9 empty] | 42502 |  |  | Yes |  | 3.1 | 7014.72 | 89.35 | 78.51 | 9.461 | 0.993 | 4000 | 83.2
P797PQJ8 | Eaton (formerly Cooper Lighting) | Corelite | [Series includes E2 L2 VB MB]-WS-5L40-1[All Wiring]-[All Voltage]-AC[All Suspension Length]-[All Ceiling Type]-[4ft]-[Driver Includes STD HCD & 5LT]-[Blank or SV]-DM5-[All Finish] | Indoor Luminaires | Linear Ambient | Direct Linear Ambient Luminaires | Standard | FALSE | [9 empty] | 42502 |  |  | Yes |  | 3.1 | 7014.72 | 89.35 | 78.51 | 9.461 | 0.993 | 4000 | 83.2
PJE6FJPN | Eaton (formerly Cooper Lighting) | Corelite | [Series includes E2 L2 VB MB]-WS-3L40-1[All Wiring]-[All Voltage]-AC[All Suspension Length]-[All Ceiling Type]-[4ft]-[Driver Includes STD HCD & 5LT]-[Blank or SV]-Blank-[All Finish] | Indoor Luminaires | Linear Ambient | Linear Ambient Luminaires w/ Indirect component | Standard | FALSE | [9 empty] | 42502 |  |  | Yes |  | 3.1 | 5105.9 | 110.83 | 46.07 | 8.404 | 0.996 | 4000 | 83.2
PVS68UHY | Eaton (formerly Cooper Lighting) | Corelite | [Series includes E2 L2 VB MB]-WS-3L40-1[All Wiring]-[All Voltage]-AC[All Suspension Length]-[All Ceiling Type]-[4ft]-[Driver Includes STD HCD & 5LT]-[Blank or SV]-DM8-[All Finish] | Indoor Luminaires | Linear Ambient | Linear Ambient Luminaires w/ Indirect component | Standard | FALSE | [9 empty] | 42502 |  |  | Yes |  | 3.1 | 4974.07 | 107.97 | 46.07 | 8.404 | 0.996 | 4000 | 83.2
PUN4ZQQP | Eaton (formerly Cooper Lighting) | Corelite | [Series includes E2 L2 VB MB]-WS-3L40-1[All Wiring]-[All Voltage]-AC[All Suspension Length]-[All Ceiling Type]-[4ft]-[Driver Includes STD HCD & 5LT]-[Blank or SV]-DM5-[All Finish] | Indoor Luminaires | Linear Ambient | Linear Ambient Luminaires w/ Indirect component | Standard | FALSE | [9 empty] | 42502 |  |  | Yes |  | 3.1 | 4776.03 | 103.67 | 46.07 | 8.404 | 0.996 | 4000 | 83.2
PFFMGT7V | Eaton (formerly Cooper Lighting) | Corelite | [Series includes E2 L2 VB MB]-WS-3L40-1[All Wiring]-[All Voltage]-AC[All Suspension Length]-[All Ceiling Type]-[4ft]-[Driver Includes STD HCD & 5LT]-[Blank or SV]-DM5-[All Finish] | Indoor Luminaires | Linear Ambient | Direct Linear Ambient Luminaires | Standard | FALSE | [9 empty] | 42502 |  |  | Yes |  | 3.1 | 4776.03 | 103.67 | 46.07 | 8.404 | 0.996 | 4000 | 83.2
P3YB9FUR | Eaton (formerly Cooper Lighting) | Corelite | [Series includes E2 L2 VB MB]-WS-2L40-1[All Wiring]-[All Voltage]-AC[All Suspension Length]-[All Ceiling Type]-[4ft]-[Driver Includes STD HCD & 5LT]-[Blank or SV]-Blank-[All Finish] | Indoor Luminaires | Linear Ambient | Linear Ambient Luminaires w/ Indirect component | Standard | FALSE | [9 empty] | 42502 |  |  | Yes |  | 3.1 | 3843.06 | 107.27 | 35.83 | 8.132 | 0.995 | 4000 | 83.2
P4QMMK27 | Eaton (formerly Cooper Lighting) | Corelite | [Series includes E2 L2 VB MB]-WS-2L40-1[All Wiring]-[All Voltage]-AC[All Suspension Length]-[All Ceiling Type]-[4ft]-[Driver Includes STD HCD & 5LT]-[Blank or SV]-DM8-[All Finish] | Indoor Luminaires | Linear Ambient | Linear Ambient Luminaires w/ Indirect component | Standard | FALSE | [9 empty] | 42502 |  |  | Yes |  | 3.1 | 3743.84 | 104.5 | 35.83 | 8.132 | 0.995 | 4000 | 83.2
PS4TTRYF | Eaton (formerly Cooper Lighting) | Corelite | [Series includes E2 L2 VB MB]-WS-2L40-1[All Wiring]-[All Voltage]-AC[All Suspension Length]-[All Ceiling Type]-[4ft]-[Driver Includes STD HCD & 5LT]-[Blank or SV]-DM5-[All Finish] | Indoor Luminaires | Linear Ambient | Linear Ambient Luminaires w/ Indirect component | Standard | FALSE | [9 empty] | 42502 |  |  | Yes |  | 3.1 | 3594.78 | 100.34 | 35.83 | 8.132 | 0.995 | 4000 | 83.2
PHQG11PQ | Eaton (formerly Cooper Lighting) | Corelite | [Series includes E2 L2 VB MB]-WS-2L40-1[All Wiring]-[All Voltage]-AC[All Suspension Length]-[All Ceiling Type]-[4ft]-[Driver Includes STD HCD & 5LT]-[Blank or SV]-DM5-[All Finish] | Indoor Luminaires | Linear Ambient | Direct Linear Ambient Luminaires | Standard | FALSE | [9 empty] | 42502 |  |  | Yes |  | 3.1 | 3594.78 | 100.34 | 35.83 | 8.132 | 0.995 | 4000 | 83.2
P17VD4KE | Eaton (formerly Cooper Lighting) | Corelite | [Series includes E2 L2 VB MB]-WS-1L40-1[All Wiring]-[All Voltage]-AC[All Suspension Length]-[All Ceiling Type]-[4ft]-[Driver Includes STD HCD & 5LT]-[Blank or SV]-Blank-[All Finish] | Indoor Luminaires | Linear Ambient | Linear Ambient Luminaires w/ Indirect component | Standard | FALSE | [9 empty] | 42502 |  |  | Yes |  | 3.1 | 3079.76 | 115.39 | 26.69 | 7.87 | 0.995 | 4000 | 83.2
PPNX5S3G | Eaton (formerly Cooper Lighting) | Corelite | [Series includes E2 L2 VB MB]-WS-1L40-1[All Wiring]-[All Voltage]-AC[All Suspension Length]-[All Ceiling Type]-[4ft]-[Driver Includes STD HCD & 5LT]-[Blank or SV]-DM8-[All Finish] | Indoor Luminaires | Linear Ambient | Linear Ambient Luminaires w/ Indirect component | Standard | FALSE | [9 empty] | 42502 |  |  | Yes |  | 3.1 | 3000.24 | 112.41 | 26.69 | 7.87 | 0.995 | 4000 | 83.2
P4P9GHXU | Eaton (formerly Cooper Lighting) | Corelite | [Series includes E2 L2 VB MB]-WS-1L40-1[All Wiring]-[All Voltage]-AC[All Suspension Length]-[All Ceiling Type]-[4ft]-[Driver Includes STD HCD & 5LT]-[Blank or SV]-DM5-[All Finish] | Indoor Luminaires | Linear Ambient | Direct Linear Ambient Luminaires | Standard | FALSE | [9 empty] | 42502 |  |  | Yes |  | 3.1 | 2880.79 | 107.94 | 26.69 | 7.87 | 0.995 | 4000 | 83.2
P2SMGEYN | Eaton (formerly Cooper Lighting) | Corelite | [Series includes E2 L2 VB MB]-WS-1L40-1[All Wiring]-[All Voltage]-AC[All Suspension Length]-[All Ceiling Type]-[4ft]-[Driver Includes STD HCD & 5LT]-[Blank or SV]-DM5-[All Finish] | Indoor Luminaires | Linear Ambient | Linear Ambient Luminaires w/ Indirect component | Standard | FALSE | [9 empty] | 42502 |  |  | Yes |  | 3.1 | 2880.79 | 107.94 | 26.69 | 7.87 | 0.995 | 4000 | 83.2
P44BREUV | Eaton (formerly Cooper Lighting) | Corelite | [Series includes E2 L2 VB MB]-WS-4L40-1[All Wiring]-[All Voltage]-AC[All Suspension Length]-[All Ceiling Type]-[4ft]-[Driver Includes STD HCD & 5LT]-[Blank or SV]-Blank-[All Finish] | Indoor Luminaires | Linear Ambient | Linear Ambient Luminaires w/ Indirect component | Standard | FALSE | [9 empty] | 42502 |  |  | Yes |  | 3.1 | 6315.41 | 102.11 | 61.85 | 6.687 | 0.988 | 4000 | 83.2
P7EWQRJF | Eaton (formerly Cooper Lighting) | Corelite | [Series includes E2 L2 VB MB]-WS-4L40-1[All Wiring]-[All Voltage]-AC[All Suspension Length]-[All Ceiling Type]-[4ft]-[Driver Includes STD HCD & 5LT]-[Blank or SV]-DM8-[All Finish] | Indoor Luminaires | Linear Ambient | Linear Ambient Luminaires w/ Indirect component | Standard | FALSE | [9 empty] | 42502 |  |  | Yes |  | 3.1 | 6152.35 | 99.47 | 61.85 | 6.687 | 0.988 | 4000 | 83.2
P9Q4N4YV | Eaton (formerly Cooper Lighting) | Corelite | [Series includes E2 L2 VB MB]-WS-4L40-1[All Wiring]-[All Voltage]-AC[All Suspension Length]-[All Ceiling Type]-[4ft]-[Driver Includes STD HCD & 5LT]-[Blank or SV]-DM5-[All Finish] | Indoor Luminaires | Linear Ambient | Direct Linear Ambient Luminaires | Standard | FALSE | [9 empty] | 42502 |  |  | Yes |  | 3.1 | 5907.4 | 95.51 | 61.85 | 6.687 | 0.988 | 4000 | 83.2
P7TNWYV3 | Eaton (formerly Cooper Lighting) | Corelite | [Series includes E2 L2 VB MB]-WS-4L40-1[All Wiring]-[All Voltage]-AC[All Suspension Length]-[All Ceiling Type]-[4ft]-[Driver Includes STD HCD & 5LT]-[Blank or SV]-DM5-[All Finish] | Indoor Luminaires | Linear Ambient | Linear Ambient Luminaires w/ Indirect component | Standard | FALSE | [9 empty] | 42502 |  |  | Yes |  | 3.1 | 5907.4 | 95.51 | 61.85 | 6.687 | 0.988 | 4000 | 83.2
PUHA86ME | Eaton (formerly Cooper Lighting) | Corelite | [Series includes E2 L2 VB MB]-WS-2L35-1[All Wiring]-[All Voltage]-AC[All Suspension Length]-[All Ceiling Type]-[4ft]-STP-Blank-Blank-[All Finish] | Indoor Luminaires | Linear Ambient | Linear Ambient Luminaires w/ Indirect component | Standard | FALSE | [9 empty] | 42502 |  |  | NotYetVerified |  | 3.1 | 3873.69 | 102.12 | 37.93 | 13.7 | 0.985 | 3500 | 83.2
P5FT9888 | Eaton (formerly Cooper Lighting) | Corelite | [Series includes E2 L2 VB MB]-WS-2L35-1[All Wiring]-[All Voltage]-AC[All Suspension Length]-[All Ceiling Type]-[4ft]-STP-Blank-DM8-[All Finish] | Indoor Luminaires | Linear Ambient | Linear Ambient Luminaires w/ Indirect component | Standard | FALSE | [9 empty] | 42502 |  |  | NotYetVerified |  | 3.1 | 3773.68 | 99.48 | 37.93 | 13.7 | 0.985 | 3500 | 83.2
P72WE7KP | Eaton (formerly Cooper Lighting) | Corelite | [Series includes E2 L2 VB MB]-WS-2L35-1[All Wiring]-[All Voltage]-AC[All Suspension Length]-[All Ceiling Type]-[4ft]-STP-Blank-DM5-[All Finish] | Indoor Luminaires | Linear Ambient | Linear Ambient Luminaires w/ Indirect component | Standard | FALSE | [9 empty] | 42502 |  |  | NotYetVerified |  | 3.1 | 3623.43 | 95.52 | 37.93 | 13.7 | 0.985 | 3500 | 83.2
P23ZJAYF | Eaton (formerly Cooper Lighting) | Corelite | [Series includes E2 L2 VB MB]-WS-2L35-1[All Wiring]-[All Voltage]-AC[All Suspension Length]-[All Ceiling Type]-[4ft]-STP-Blank-DM5-[All Finish] | Indoor Luminaires | Linear Ambient | Direct Linear Ambient Luminaires | Standard | FALSE | [9 empty] | 42502 |  |  | No |  | 3.1 | 3623.43 | 95.52 | 37.93 | 13.7 | 0.985 | 3500 | 83.2
PJHZ1631 | Eaton (formerly Cooper Lighting) | Corelite | [Series includes E2 L2 VB MB]-WS-5L35-1[All Wiring]-[All Voltage]-AC[All Suspension Length]-[All Ceiling Type]-[4ft]-STP-Blank-Blank-[All Finish] | Indoor Luminaires | Linear Ambient | Linear Ambient Luminaires w/ Indirect component | Standard | FALSE | [9 empty] | 42502 |  |  | NotYetVerified |  | 3.1 | 7558.99 | 94.55 | 79.95 | 12.6 | 0.989 | 3500 | 83.2
PQFW5ZGH | Eaton (formerly Cooper Lighting) | Corelite | [Series includes E2 L2 VB MB]-WS-5L35-1[All Wiring]-[All Voltage]-AC[All Suspension Length]-[All Ceiling Type]-[4ft]-STP-Blank-DM8-[All Finish] | Indoor Luminaires | Linear Ambient | Linear Ambient Luminaires w/ Indirect component | Standard | FALSE | [9 empty] | 42502 |  |  | NotYetVerified |  | 3.1 | 7363.83 | 92.11 | 79.95 | 12.6 | 0.989 | 3500 | 83.2
PXNA1D33 | Eaton (formerly Cooper Lighting) | Corelite | [Series includes E2 L2 VB MB]-WS-5L35-1[All Wiring]-[All Voltage]-AC[All Suspension Length]-[All Ceiling Type]-[4ft]-STP-Blank-DM5-[All Finish] | Indoor Luminaires | Linear Ambient | Linear Ambient Luminaires w/ Indirect component | Standard | FALSE | [9 empty] | 42502 |  |  | NotYetVerified |  | 3.1 | 7070.64 | 88.44 | 79.95 | 12.6 | 0.989 | 3500 | 83.2
PNXFPR9N | Eaton (formerly Cooper Lighting) | Corelite | [Series includes E2 L2 VB MB]-WS-5L35-1[All Wiring]-[All Voltage]-AC[All Suspension Length]-[All Ceiling Type]-[4ft]-STP-Blank-DM5-[All Finish] | Indoor Luminaires | Linear Ambient | Direct Linear Ambient Luminaires | Standard | FALSE | [9 empty] | 42502 |  |  | No |  | 3.1 | 7070.64 | 88.44 | 79.95 | 12.6 | 0.989 | 3500 | 83.2
PAQFTXVD | Eaton (formerly Cooper Lighting) | Corelite | [Series includes E2 L2 VB MB]-WS-3L35-1[All Wiring]-[All Voltage]-AC[All Suspension Length]-[All Ceiling Type]-[4ft]-STP-Blank-Blank-[All Finish] | Indoor Luminaires | Linear Ambient | Linear Ambient Luminaires w/ Indirect component | Standard | FALSE | [9 empty] | 42502 |  |  | NotYetVerified |  | 3.1 | 5146.6 | 106.33 | 48.4 | 11.8 | 0.99 | 3500 | 83.2
PKXGAP84 | Eaton (formerly Cooper Lighting) | Corelite | [Series includes E2 L2 VB MB]-WS-3L35-1[All Wiring]-[All Voltage]-AC[All Suspension Length]-[All Ceiling Type]-[4ft]-STP-Blank-DM8-[All Finish] | Indoor Luminaires | Linear Ambient | Linear Ambient Luminaires w/ Indirect component | Standard | FALSE | [9 empty] | 42502 |  |  | NotYetVerified |  | 3.1 | 5013.72 | 103.59 | 48.4 | 11.8 | 0.99 | 3500 | 83.2
PMXWFWE3 | Eaton (formerly Cooper Lighting) | Corelite | [Series includes E2 L2 VB MB]-WS-3L35-1[All Wiring]-[All Voltage]-AC[All Suspension Length]-[All Ceiling Type]-[4ft]-STP-Blank-DM5-[All Finish] | Indoor Luminaires | Linear Ambient | Linear Ambient Luminaires w/ Indirect component | Standard | FALSE | [9 empty] | 42502 |  |  | NotYetVerified |  | 3.1 | 4814.1 | 99.46 | 48.4 | 11.8 | 0.99 | 3500 | 83.2
P82RTHEV | Eaton (formerly Cooper Lighting) | Corelite | [Series includes E2 L2 VB MB]-WS-3L35-1[All Wiring]-[All Voltage]-AC[All Suspension Length]-[All Ceiling Type]-[4ft]-STP-Blank-DM5-[All Finish] | Indoor Luminaires | Linear Ambient | Direct Linear Ambient Luminaires | Standard | FALSE | [9 empty] | 42502 |  |  | No |  | 3.1 | 4814.1 | 99.46 | 48.4 | 11.8 | 0.99 | 3500 | 83.2
PD495F2Q | Eaton (formerly Cooper Lighting) | Corelite | [Series includes E2 L2 VB MB]-WS-4L35-1[All Wiring]-[All Voltage]-AC[All Suspension Length]-[All Ceiling Type]-[4ft]-STP-Blank-Blank-[All Finish] | Indoor Luminaires | Linear Ambient | Linear Ambient Luminaires w/ Indirect component | Standard | FALSE | [9 empty] | 42502 |  |  | NotYetVerified |  | 3.1 | 6365.75 | 99.79 | 63.79 | 10.01 | 0.991 | 3500 | 83.2
PNSPEBZ7 | Eaton (formerly Cooper Lighting) | Corelite | [Series includes E2 L2 VB MB]-WS-4L35-1[All Wiring]-[All Voltage]-AC[All Suspension Length]-[All Ceiling Type]-[4ft]-STP-Blank-DM8-[All Finish] | Indoor Luminaires | Linear Ambient | Linear Ambient Luminaires w/ Indirect component | Standard | FALSE | [9 empty] | 42502 |  |  | NotYetVerified |  | 3.1 | 6201.39 | 97.22 | 63.79 | 10.01 | 0.991 | 3500 | 83.2
PHWZJZ76 | Eaton (formerly Cooper Lighting) | Corelite | [Series includes E2 L2 VB MB]-WS-4L35-1[All Wiring]-[All Voltage]-AC[All Suspension Length]-[All Ceiling Type]-[4ft]-STP-Blank-DM5-[All Finish] | Indoor Luminaires | Linear Ambient | Linear Ambient Luminaires w/ Indirect component | Standard | FALSE | [9 empty] | 42502 |  |  | NotYetVerified |  | 3.1 | 5954.48 | 93.35 | 63.79 | 10.01 | 0.991 | 3500 | 83.2
PWPCS1WP | Eaton (formerly Cooper Lighting) | Corelite | [Series includes E2 L2 VB MB]-WS-4L35-1[All Wiring]-[All Voltage]-AC[All Suspension Length]-[All Ceiling Type]-[4ft]-STP-Blank-DM5-[All Finish] | Indoor Luminaires | Linear Ambient | Direct Linear Ambient Luminaires | Standard | FALSE | [9 empty] | 42502 |  |  | No |  | 3.1 | 5954.48 | 93.35 | 63.79 | 10.01 | 0.991 | 3500 | 83.2
P7XM9X6U | Eaton (formerly Cooper Lighting) | Corelite | [Series includes E2 L2 VB MB]-WS-5L35-1[All Wiring]-[All Voltage]-AC[All Suspension Length]-[All Ceiling Type]-[4ft]-[Driver Includes STD HCD & 5LT]-[Blank or SV]-Blank-[All Finish] | Indoor Luminaires | Linear Ambient | Linear Ambient Luminaires w/ Indirect component | Standard | FALSE | [9 empty] | 42502 |  |  | Yes |  | 3.1 | 7558.99 | 96.28 | 78.51 | 9.461 | 0.993 | 3500 | 83.2
PJQH7BB6 | Eaton (formerly Cooper Lighting) | Corelite | [Series includes E2 L2 VB MB]-WS-5L35-1[All Wiring]-[All Voltage]-AC[All Suspension Length]-[All Ceiling Type]-[4ft]-[Driver Includes STD HCD & 5LT]-[Blank or SV]-DM8-[All Finish] | Indoor Luminaires | Linear Ambient | Linear Ambient Luminaires w/ Indirect component | Standard | FALSE | [9 empty] | 42502 |  |  | Yes |  | 3.1 | 7363.83 | 93.79 | 78.51 | 9.461 | 0.993 | 3500 | 83.2
PXGJPUH7 | Eaton (formerly Cooper Lighting) | Corelite | [Series includes E2 L2 VB MB]-WS-5L35-1[All Wiring]-[All Voltage]-AC[All Suspension Length]-[All Ceiling Type]-[4ft]-[Driver Includes STD HCD & 5LT]-[Blank or SV]-DM5-[All Finish] | Indoor Luminaires | Linear Ambient | Linear Ambient Luminaires w/ Indirect component | Standard | FALSE | [9 empty] | 42502 |  |  | Yes |  | 3.1 | 7070.64 | 90.06 | 78.51 | 9.461 | 0.993 | 3500 | 83.2
PKG9Y2R1 | Eaton (formerly Cooper Lighting) | Corelite | [Series includes E2 L2 VB MB]-WS-5L35-1[All Wiring]-[All Voltage]-AC[All Suspension Length]-[All Ceiling Type]-[4ft]-[Driver Includes STD HCD & 5LT]-[Blank or SV]-DM5-[All Finish] | Indoor Luminaires | Linear Ambient | Direct Linear Ambient Luminaires | Standard | FALSE | [9 empty] | 42502 |  |  | Yes |  | 3.1 | 7070.64 | 90.06 | 78.51 | 9.461 | 0.993 | 3500 | 83.2
PCRTNJ3K | Eaton (formerly Cooper Lighting) | Corelite | [Series includes E2 L2 VB MB]-WS-3L35-1[All Wiring]-[All Voltage]-AC[All Suspension Length]-[All Ceiling Type]-[4ft]-[Driver Includes STD HCD & 5LT]-[Blank or SV]-Blank-[All Finish] | Indoor Luminaires | Linear Ambient | Linear Ambient Luminaires w/ Indirect component | Standard | FALSE | [9 empty] | 42502 |  |  | Yes |  | 3.1 | 5146.6 | 111.72 | 46.07 | 8.404 | 0.996 | 3500 | 83.2
PETZ1XPY | Eaton (formerly Cooper Lighting) | Corelite | [Series includes E2 L2 VB MB]-WS-3L35-1[All Wiring]-[All Voltage]-AC[All Suspension Length]-[All Ceiling Type]-[4ft]-[Driver Includes STD HCD & 5LT]-[Blank or SV]-DM8-[All Finish] | Indoor Luminaires | Linear Ambient | Linear Ambient Luminaires w/ Indirect component | Standard | FALSE | [9 empty] | 42502 |  |  | Yes |  | 3.1 | 5013.72 | 108.83 | 46.07 | 8.404 | 0.996 | 3500 | 83.2
PP68P5EQ | Eaton (formerly Cooper Lighting) | Corelite | [Series includes E2 L2 VB MB]-WS-3L35-1[All Wiring]-[All Voltage]-AC[All Suspension Length]-[All Ceiling Type]-[4ft]-[Driver Includes STD HCD & 5LT]-[Blank or SV]-DM5-[All Finish] | Indoor Luminaires | Linear Ambient | Linear Ambient Luminaires w/ Indirect component | Standard | FALSE | [9 empty] | 42502 |  |  | Yes |  | 3.1 | 4814.1 | 104.5 | 46.07 | 8.404 | 0.996 | 3500 | 83.2
P7Q37NU1 | Eaton (formerly Cooper Lighting) | Corelite | [Series includes E2 L2 VB MB]-WS-3L35-1[All Wiring]-[All Voltage]-AC[All Suspension Length]-[All Ceiling Type]-[4ft]-[Driver Includes STD HCD & 5LT]-[Blank or SV]-DM5-[All Finish] | Indoor Luminaires | Linear Ambient | Direct Linear Ambient Luminaires | Standard | FALSE | [9 empty] | 42502 |  |  | Yes |  | 3.1 | 4814.1 | 104.5 | 46.07 | 8.404 | 0.996 | 3500 | 83.2
PGTGTETQ | Eaton (formerly Cooper Lighting) | Corelite | [Series includes E2 L2 VB MB]-WS-2L35-1[All Wiring]-[All Voltage]-AC[All Suspension Length]-[All Ceiling Type]-[4ft]-[Driver Includes STD HCD & 5LT]-[Blank or SV]-Blank-[All Finish] | Indoor Luminaires | Linear Ambient | Linear Ambient Luminaires w/ Indirect component | Standard | FALSE | [9 empty] | 42502 |  |  | Yes |  | 3.1 | 3873.69 | 108.13 | 35.83 | 8.132 | 0.995 | 3500 | 83.2
PFB1CRKN | Eaton (formerly Cooper Lighting) | Corelite | [Series includes E2 L2 VB MB]-WS-2L35-1[All Wiring]-[All Voltage]-AC[All Suspension Length]-[All Ceiling Type]-[4ft]-[Driver Includes STD HCD & 5LT]-[Blank or SV]-DM8-[All Finish] | Indoor Luminaires | Linear Ambient | Linear Ambient Luminaires w/ Indirect component | Standard | FALSE | [9 empty] | 42502 |  |  | Yes |  | 3.1 | 3773.68 | 105.33 | 35.83 | 8.132 | 0.995 | 3500 | 83.2
PXHU74WK | Eaton (formerly Cooper Lighting) | Corelite | [Series includes E2 L2 VB MB]-WS-2L35-1[All Wiring]-[All Voltage]-AC[All Suspension Length]-[All Ceiling Type]-[4ft]-[Driver Includes STD HCD & 5LT]-[Blank or SV]-DM5-[All Finish] | Indoor Luminaires | Linear Ambient | Direct Linear Ambient Luminaires | Standard | FALSE | [9 empty] | 42502 |  |  | Yes |  | 3.1 | 3623.43 | 101.14 | 35.83 | 8.132 | 0.995 | 3500 | 83.2
PQUYC6HH | Eaton (formerly Cooper Lighting) | Corelite | [Series includes E2 L2 VB MB]-WS-2L35-1[All Wiring]-[All Voltage]-AC[All Suspension Length]-[All Ceiling Type]-[4ft]-[Driver Includes STD HCD & 5LT]-[Blank or SV]-DM5-[All Finish] | Indoor Luminaires | Linear Ambient | Linear Ambient Luminaires w/ Indirect component | Standard | FALSE | [9 empty] | 42502 |  |  | Yes |  | 3.1 | 3623.43 | 101.14 | 35.83 | 8.132 | 0.995 | 3500 | 83.2
PPEDMNQX | Eaton (formerly Cooper Lighting) | Corelite | [Series includes E2 L2 VB MB]-WS-1L35-1[All Wiring]-[All Voltage]-AC[All Suspension Length]-[All Ceiling Type]-[4ft]-[Driver Includes STD HCD & 5LT]-[Blank or SV]-Blank-[All Finish] | Indoor Luminaires | Linear Ambient | Linear Ambient Luminaires w/ Indirect component | Standard | FALSE | [9 empty] | 42502 |  |  | Yes |  | 3.1 | 3104.31 | 116.31 | 26.69 | 7.87 | 0.995 | 3500 | 83.2
PXTZVUJT | Eaton (formerly Cooper Lighting) | Corelite | [Series includes E2 L2 VB MB]-WS-1L35-1[All Wiring]-[All Voltage]-AC[All Suspension Length]-[All Ceiling Type]-[4ft]-[Driver Includes STD HCD & 5LT]-[Blank or SV]-DM8-[All Finish] | Indoor Luminaires | Linear Ambient | Linear Ambient Luminaires w/ Indirect component | Standard | FALSE | [9 empty] | 42502 |  |  | Yes |  | 3.1 | 3024.16 | 113.31 | 26.69 | 7.87 | 0.995 | 3500 | 83.2
PNQ1HADH | Eaton (formerly Cooper Lighting) | Corelite | [Series includes E2 L2 VB MB]-WS-1L35-1[All Wiring]-[All Voltage]-AC[All Suspension Length]-[All Ceiling Type]-[4ft]-[Driver Includes STD HCD & 5LT]-[Blank or SV]-DM5-[All Finish] | Indoor Luminaires | Linear Ambient | Direct Linear Ambient Luminaires | Standard | FALSE | [9 empty] | 42502 |  |  | Yes |  | 3.1 | 2903.75 | 108.8 | 26.69 | 7.87 | 0.995 | 3500 | 83.2
PG666GUV | Eaton (formerly Cooper Lighting) | Corelite | [Series includes E2 L2 VB MB]-WS-1L35-1[All Wiring]-[All Voltage]-AC[All Suspension Length]-[All Ceiling Type]-[4ft]-[Driver Includes STD HCD & 5LT]-[Blank or SV]-DM5-[All Finish] | Indoor Luminaires | Linear Ambient | Linear Ambient Luminaires w/ Indirect component | Standard | FALSE | [9 empty] | 42502 |  |  | Yes |  | 3.1 | 2903.75 | 108.8 | 26.69 | 7.87 | 0.995 | 3500 | 83.2
P1GU4KVK | Eaton (formerly Cooper Lighting) | Corelite | [Series includes E2 L2 VB MB]-WS-4L35-1[All Wiring]-[All Voltage]-AC[All Suspension Length]-[All Ceiling Type]-[4ft]-[Driver Includes STD HCD & 5LT]-[Blank or SV]-Blank-[All Finish] | Indoor Luminaires | Linear Ambient | Linear Ambient Luminaires w/ Indirect component | Standard | FALSE | [9 empty] | 42502 |  |  | Yes |  | 3.1 | 6365.75 | 102.92 | 61.85 | 6.687 | 0.988 | 3500 | 83.2
PKSC7UUK | Eaton (formerly Cooper Lighting) | Corelite | [Series includes E2 L2 VB MB]-WS-4L35-1[All Wiring]-[All Voltage]-AC[All Suspension Length]-[All Ceiling Type]-[4ft]-[Driver Includes STD HCD & 5LT]-[Blank or SV]-DM8-[All Finish] | Indoor Luminaires | Linear Ambient | Linear Ambient Luminaires w/ Indirect component | Standard | FALSE | [9 empty] | 42502 |  |  | Yes |  | 3.1 | 6201.39 | 100.27 | 61.85 | 6.687 | 0.988 | 3500 | 83.2
PRJMKETM | Eaton (formerly Cooper Lighting) | Corelite | [Series includes E2 L2 VB MB]-WS-4L35-1[All Wiring]-[All Voltage]-AC[All Suspension Length]-[All Ceiling Type]-[4ft]-[Driver Includes STD HCD & 5LT]-[Blank or SV]-DM5-[All Finish] | Indoor Luminaires | Linear Ambient | Direct Linear Ambient Luminaires | Standard | FALSE | [9 empty] | 42502 |  |  | Yes |  | 3.1 | 5954.48 | 96.27 | 61.85 | 6.687 | 0.988 | 3500 | 83.2
P5Z8EK4S | Eaton (formerly Cooper Lighting) | Corelite | [Series includes E2 L2 VB MB]-WS-4L35-1[All Wiring]-[All Voltage]-AC[All Suspension Length]-[All Ceiling Type]-[4ft]-[Driver Includes STD HCD & 5LT]-[Blank or SV]-DM5-[All Finish] | Indoor Luminaires | Linear Ambient | Linear Ambient Luminaires w/ Indirect component | Standard | FALSE | [9 empty] | 42502 |  |  | Yes |  | 3.1 | 5954.48 | 96.27 | 61.85 | 6.687 | 0.988 | 3500 | 83.2
PB6PUN39 | Eaton (formerly Cooper Lighting) | Corelite | [Series includes E2 L2 VB MB]-WS-3L30-1[All Wiring]-[All Voltage]-AC[All Suspension Length]-[All Ceiling Type]-[4ft]-[Driver Includes STD HCD & 5LT]-[Blank or SV]-Blank-[All Finish] | Indoor Luminaires | Linear Ambient | Linear Ambient Luminaires w/ Indirect component | Standard | FALSE | [9 empty] | 42502 |  |  | Yes |  | 3.1 | 4231.6 | 91.86 | 46.07 | 8.404 | 0.996 | 3000 | 83.2
PJ4NM394 | Eaton (formerly Cooper Lighting) | Corelite | [Series includes E2 L2 VB MB]-WS-3L30-1[All Wiring]-[All Voltage]-AC[All Suspension Length]-[All Ceiling Type]-[4ft]-[Driver Includes STD HCD & 5LT]-[Blank or SV]-DM8-[All Finish] | Indoor Luminaires | Linear Ambient | Linear Ambient Luminaires w/ Indirect component | Standard | FALSE | [9 empty] | 42502 |  |  | Yes |  | 3.1 | 4122.35 | 89.48 | 46.07 | 8.404 | 0.996 | 3000 | 83.2
PND7C5DV | Eaton (formerly Cooper Lighting) | Corelite | [Series includes E2 L2 VB MB]-WS-2L30-1[All Wiring]-[All Voltage]-AC[All Suspension Length]-[All Ceiling Type]-[4ft]-[Driver Includes STD HCD & 5LT]-[Blank or SV]-Blank-[All Finish] | Indoor Luminaires | Linear Ambient | Linear Ambient Luminaires w/ Indirect component | Standard | FALSE | [9 empty] | 42502 |  |  | Yes |  | 3.1 | 3185 | 88.9 | 35.83 | 8.132 | 0.995 | 3000 | 83.2
PN2468N9 | Eaton (formerly Cooper Lighting) | Corelite | [Series includes E2 L2 VB MB]-WS-2L30-1[All Wiring]-[All Voltage]-AC[All Suspension Length]-[All Ceiling Type]-[4ft]-STD-[Blank or SV]-DM5-[All Finish] | Indoor Luminaires | Linear Ambient | Direct Linear Ambient Luminaires | Standard | FALSE | [9 empty] | 42502 |  |  | Yes |  | 3.1 | 3143 | 88.16 | 35.65 | 8.132 | 0.995 | 3000 | 83.2
PM9SZWGY | Eaton (formerly Cooper Lighting) | Corelite | [Series includes E2 L2 VB MB]-WS-2L30-1[All Wiring]-[All Voltage]-AC[All Suspension Length]-[All Ceiling Type]-[4ft]-STD-[Blank or SV]-DM5-[All Finish] | Indoor Luminaires | Linear Ambient | Linear Ambient Luminaires w/ Indirect component | Standard | FALSE | [9 empty] | 42502 |  |  | Yes |  | 3.1 | 3143 | 88.16 | 35.65 | 8.132 | 0.995 | 3000 | 83.2
P1UR8G6R | Eaton (formerly Cooper Lighting) | Corelite | [Series includes E2 L2 VB MB]-WS-1L30-1[All Wiring]-[All Voltage]-AC[All Suspension Length]-[All Ceiling Type]-[4ft]-[Driver Includes STD HCD & 5LT]-[Blank or SV]-Blank-[All Finish] | Indoor Luminaires | Linear Ambient | Linear Ambient Luminaires w/ Indirect component | Standard | FALSE | [9 empty] | 42502 |  |  | Yes |  | 3.1 | 2552.4 | 95.63 | 26.69 | 7.87 | 0.995 | 3000 | 83.2
PH5ZCH5Z | Eaton (formerly Cooper Lighting) | Corelite | [Series includes E2 L2 VB MB]-WS-1L30-1[All Wiring]-[All Voltage]-AC[All Suspension Length]-[All Ceiling Type]-[4ft]-[Driver Includes STD HCD & 5LT]-[Blank or SV]-DM8-[All Finish] | Indoor Luminaires | Linear Ambient | Linear Ambient Luminaires w/ Indirect component | Standard | FALSE | [9 empty] | 42502 |  |  | Yes |  | 3.1 | 2486.5 | 93.16 | 26.69 | 7.87 | 0.995 | 3000 | 83.2
PQJA3KQY | Eaton (formerly Cooper Lighting) | Corelite | [Series includes E2 L2 VB MB]-WS-1L30-1[All Wiring]-[All Voltage]-AC[All Suspension Length]-[All Ceiling Type]-[4ft]-[Driver Includes STD HCD & 5LT]-[Blank or SV]-DM5-[All Finish] | Indoor Luminaires | Linear Ambient | Linear Ambient Luminaires w/ Indirect component | Standard | FALSE | [9 empty] | 42502 |  |  | Yes |  | 3.1 | 2387.5 | 89.45 | 26.69 | 7.87 | 0.995 | 3000 | 83.2
PEYJY51U | Eaton (formerly Cooper Lighting) | Corelite | [Series includes E2 L2 VB MB]-WS-1L30-1[All Wiring]-[All Voltage]-AC[All Suspension Length]-[All Ceiling Type]-[4ft]-[Driver Includes STD HCD & 5LT]-[Blank or SV]-DM5-[All Finish] | Indoor Luminaires | Linear Ambient | Direct Linear Ambient Luminaires | Standard | FALSE | [9 empty] | 42502 |  |  | Yes |  | 3.1 | 2387.5 | 89.45 | 26.69 | 7.87 | 0.995 | 3000 | 83.2
PDV3KFAB | Baiyiled Lighting America Inc. | RayonLED | RO-HBL02-30W(5000K) | Indoor Luminaires | Linear Ambient | Direct Linear Ambient Luminaires | Standard | FALSE | [9 empty] | 42502 | Not Dimmable | Not Dimmable | No |  | 3.1 | 3049.205 | 100.171 | 30.44 | 16.78 | 0.988 | 5000 | 80.9
PY8A3FV2 | Baiyiled Lighting America Inc. | RayonLED | RO-HBL02-50W(5000K) | Indoor Luminaires | Linear Ambient | Direct Linear Ambient Luminaires | Standard | FALSE | [9 empty] | 42502 | Not Dimmable | Not Dimmable | No |  | 3.1 | 5017.856 | 102.846 | 48.79 | 17.64 | 0.995 | 5000 | 80.7
PT1PNJKP | Baiyiled Lighting America Inc. | RayonLED | RO-HBL02-80W(5000K) | Indoor Luminaires | Linear Ambient | Direct Linear Ambient Luminaires | Standard | FALSE | [9 empty] | 42502 | Not Dimmable | Not Dimmable | No |  | 3.1 | 7892.605 | 100.594 | 78.46 | 17.03 | 0.974 | 5000 | 80.7
PER729JP | Eaton (formerly Cooper Lighting) | Metalux | 4CWPLD4040C | Indoor Luminaires | Linear Ambient | Direct Linear Ambient Luminaires | Standard | TRUE | 4477.06 | 102.02 | 43.89 | 5.25 | 0.9958 | 4054 | 84.4 | 5 | 50000 | 42501 |  |  | No |  | 3.1 | 4618 | 105.43 | 43.8 | 5.19 | 0.99 | 4000 | 84
P1JEF16W | Singbee | Singbee | SPL-10w-[22E]-30k[MVDIM1DIM2] | Indoor Luminaires | Linear Ambient | Direct Linear Ambient Luminaires | Standard | TRUE | 1154.4 | 119.01 | 9.7 | 17.24 | 0.8112 | 2958 | 84.2 | 5 | 50000 | 42501 |  |  | No | Updated on 2/21/2017 | 4.1 | 1154.4 | 119.01 | 9.7 | 17.24 | 0.8112 | 2958 | 84.2
P2HN5NF4 | Singbee | Singbee | SPL-10w-[22E]-50k[MVDIM1DIM2] | Indoor Luminaires | Linear Ambient | Direct Linear Ambient Luminaires | Standard | FALSE | [9 empty] | 42501 | Dimmable | Continuous Below 10 | No | Updated on 2/21/2017 | 4.1 | 972.29 | 99.62 | 9.678 | 9.76 | 0.9743 | 4938 | 85.4
P2NUXYDA | Singbee | Singbee | SPL-20w-[44E]-50k[MVDIM1DIM2] | Indoor Luminaires | Linear Ambient | Direct Linear Ambient Luminaires | Standard | FALSE | [9 empty] | 42501 | Dimmable | Continuous Below 10 | No | Updated on 2/21/2017 | 4.1 | 1930.6 | 99.62 | 19.38 | 9.53 | 0.9748 | 4938 | 85.4
PAX3FABJ | Singbee | Singbee | SPL-20w-[44E]-40k[MVDIM1DIM2] | Indoor Luminaires | Linear Ambient | Direct Linear Ambient Luminaires | Standard | FALSE | [9 empty] | 42501 | Dimmable | Continuous Below 10 | No | Updated on 2/21/2017 | 4.1 | 1930.6 | 99.62 | 19.38 | 9.53 | 0.9748 | 4000 | 85.4
P6NQ6J21 | Singbee | Singbee | SPL-10w-[22E]-40k[MVDIM1DIM2] | Indoor Luminaires | Linear Ambient | Direct Linear Ambient Luminaires | Standard | FALSE | [9 empty] | 42501 | Dimmable | Continuous Below 10 | No | Updated on 2/21/2017 | 4.1 | 1157.01 | 119.55 | 9.678 | 9.76 | 0.9743 | 4000 | 84.2
PSQX5CPE | Singbee | Singbee | SPL-20w-[44E]-30k[MVDIM1DIM2] | Indoor Luminaires | Linear Ambient | Direct Linear Ambient Luminaires | Standard | FALSE | [9 empty] | 42501 | Dimmable | Continuous Below 10 | No | Updated on 2/21/2017 | 4.1 | 1921.91 | 99.17 | 19.38 | 9.53 | 0.9748 | 2914 | 85.4
PVU1FB6Z | Lumen Focus LLC | EWL | EWL 4 MD UV PH 835 | Indoor Luminaires | Linear Ambient | Direct Linear Ambient Luminaires | Standard | TRUE | 4416.4 | 92.3 | 47.89 | 12.15 | 0.9476 | 3593 | 83.7 | 5 | 50000 | 42500 |  |  | NotYetVerified |  | 3 | 4420.7 | 92.3 | 47.89 | 6.82 | 0.9956 | 3593 | 83.7
P74KSRMQ | Lumen Focus LLC | EWL | EWL 2 MD UV PH 835 | Indoor Luminaires | Linear Ambient | Direct Linear Ambient Luminaires | Standard | TRUE | 2539.2 | 87.5 | 29.02 | 18.28 | 0.9257 | 3609 | 83.6 | 5 | 50000 | 42500 |  |  | NotYetVerified |  | 3 | 2541.6 | 88.9 | 29 | 6.21 | 0.9944 | 3609 | 83.6
P1WBZV3S | Lumen Focus LLC | EWL | EWL 2 MD UV PH 850 | Indoor Luminaires | Linear Ambient | Direct Linear Ambient Luminaires | Standard | FALSE | [9 empty] | 42500 | Dimmable | Continuous Below 10 | NotYetVerified |  | 3 | 2667.6 | 93.4 | 29 | 6.21 | 0.9944 | 5290 | 84.4
P8UD4S7C | Lumen Focus LLC | EWL | EWL 4 MD UV PH 850 | Indoor Luminaires | Linear Ambient | Direct Linear Ambient Luminaires | Standard | FALSE | [9 empty] | 42500 | Dimmable | Continuous Below 10 | NotYetVerified |  | 3 | 4639.8 | 97 | 47.81 | 6.77 | 0.9956 | 5272 | 84.6
PZVRDB6B | Lumen Focus LLC | EWL | EWL 2 MD UV PH 840 | Indoor Luminaires | Linear Ambient | Direct Linear Ambient Luminaires | Standard | FALSE | [9 empty] | 42500 | Dimmable | Continuous Below 10 | NotYetVerified |  | 3 | 2583.6 | 90.4 | 29 | 6.21 | 0.9944 | 4169 | 83.9
PD2BMV1K | Lumen Focus LLC | EWL | EWL 4 MD UV PH 840 | Indoor Luminaires | Linear Ambient | Direct Linear Ambient Luminaires | Standard | FALSE | [9 empty] | 42500 | Dimmable | Continuous Below 10 | NotYetVerified |  | 3 | 4493.66 | 93.8852 | 47.8634 | 6.77 | 0.9956 | 4152.107 | 83.9997
PWSD3NSF | Universal Lighting Technologies | Everline | LRA28-60L835-U | Indoor Retrofit Kit | Linear Ambient | Retrofit Kits for Direct Linear Ambient Luminaires | Standard | TRUE | 6883 | 111.55 | 61.7 | 7.09 | 0.9818 | 3519 | 84.66 | 7 | 140000 | 42499 |  |  | No |  | 3.1 | 6883 | 111 | 61.7 | 7.09 | 0.982 | 3500 | 82
PFKYCU3K | Universal Lighting Technologies | Everline | LRA28-60L850-U | Indoor Retrofit Kit | Linear Ambient | Retrofit Kits for Direct Linear Ambient Luminaires | Standard | FALSE | [9 empty] | 42499 |  |  | No |  | 3.1 | 7211 | 116 | 61.9 | 6.35 | 0.987 | 5000 | 82
P4MCPA85 | Universal Lighting Technologies | Everline | LRA28-60L840-U | Indoor Retrofit Kit | Linear Ambient | Retrofit Kits for Direct Linear Ambient Luminaires | Standard | FALSE | [9 empty] | 42499 |  |  | No |  | 3.1 | 6883 | 111 | 61.7 | 7.09 | 0.982 | 4000 | 82
PUTJSFRK | Strategic Resourcing & Energy LLC | HPL Technologies | SWR 42 MT 30K | Indoor Luminaires | Linear Ambient | Direct Linear Ambient Luminaires | Premium | TRUE | 4512.1 | 115.07 | 39.21 | 5.61 | 0.9057 | 3107 | 81.8 | 5 | 50000 | 42496 |  |  | No |  | 3.1 | 4512.1 | 115.07 | 40 | 20 | 0.993 | 3000 | 81.8
P7GYWJSJ | Strategic Resourcing & Energy LLC | HPL Technologies | SWR 42 MT 50K | Indoor Luminaires | Linear Ambient | Direct Linear Ambient Luminaires | Premium | FALSE | [9 empty] | 42496 |  |  | No |  | 3.1 | 4564.3 | 116.2 | 40 | 20 | 0.991 | 5000 | 82.6
PGJ3XU1J | Strategic Resourcing & Energy LLC | HPL Technologies | SWR 42 MT 40K | Indoor Luminaires | Linear Ambient | Direct Linear Ambient Luminaires | Premium | FALSE | [9 empty] | 42496 |  |  | No |  | 3.1 | 4548.1 | 115.7 | 40 | 20 | 0.991 | 4000 | 83.4
PX19466X | Strategic Resourcing & Energy LLC | HPL Technologies | SWR 42 MT 35K | Indoor Luminaires | Linear Ambient | Direct Linear Ambient Luminaires | Premium | FALSE | [9 empty] | 42496 |  |  | No |  | 3.1 | 4540 | 115.5 | 40 | 20 | 0.991 | 3500 | 83
PMRSMHAC | JWE Inc. | JWE Lighting | JWE-LED220-SF 4000K | Indoor Luminaires | Linear Ambient | Direct Linear Ambient Luminaires | Standard | TRUE | 3433.11 | 90.37 | 37.99 | 12.66 | 0.892 | 4034 | 82.2 | 5 | 50000 | 42495 |  |  | NotYetVerified |  | 3 | 3433.11 | 90.37 | 37.99 | 7.98 |  | 4034 | 82
PBPAJ8Q6 | JWE Inc. | JWE Lighting | JWE-LED220-SF-DS(4000K) | Indoor Luminaires | Linear Ambient | Direct Linear Ambient Luminaires | Standard | TRUE | 4290.181 | 99.934 | 42.93 | 20.16 | 0.875 | 4006 | 82.9 | 5 | 50000 | 42495 |  |  | Yes |  | 3.1 | 4000 | 100 | 40 | 20 | 0.9 | 4000 | 83
PZVZV4GD | JWE Inc. | JWE Lighting | JWE-LED220-SF 5000K | Indoor Luminaires | Linear Ambient | Direct Linear Ambient Luminaires | Standard | FALSE | [9 empty] | 42495 |  |  | NotYetVerified |  | 3 | 3400 | 85 | 40 | 7.98 |  | 5000 | 82
PN5GPRCQ | JWE Inc. | JWE Lighting | JWE-LED220-SF-DS(5000K) | Indoor Luminaires | Linear Ambient | Direct Linear Ambient Luminaires | Standard | FALSE | [9 empty] | 42495 |  |  | Yes |  | 3.1 | 4000 | 100 | 40 | 20 | 0.9 | 5000 | 83
PASFYDRC | JWE Inc. | JWE Lighting | JWE-LED220-SF-D(5000K) | Indoor Luminaires | Linear Ambient | Direct Linear Ambient Luminaires | Standard | FALSE | [9 empty] | 42495 |  |  | No |  | 3.1 | 4000 | 100 | 40 | 20 | 0.9 | 5000 | 83
PNX1KFJP | JWE Inc. | JWE Lighting | JWE-LED220-SF 4500K | Indoor Luminaires | Linear Ambient | Direct Linear Ambient Luminaires | Standard | FALSE | [9 empty] | 42495 |  |  | NotYetVerified |  | 3 | 3400 | 85 | 40 | 7.98 |  | 4500 | 82
PSTF365A | JWE Inc. | JWE Lighting | JWE-LED220-SF-D(4000K) | Indoor Luminaires | Linear Ambient | Direct Linear Ambient Luminaires | Standard | FALSE | [9 empty] | 42495 |  |  | No |  | 3.1 | 4000 | 100 | 40 | 20 | 0.9 | 4000 | 83
P42V42U3 | Shenzhen Austar Energy Saving Co.Ltd | Austar | AU-ST02-60W-4Z | Indoor Luminaires | Linear Ambient | Direct Linear Ambient Luminaires | Standard | TRUE | 5884.605 | 105.436 | 55.812 | 3.06 | 0.9877 | 4208 | 82.4 | 5 | 50000 | 42494 |  |  | Yes | Only qualified with Ceiling or Ceiling Suspended mounting options | 3 | 5884.605 | 105.436 | 55.812 | 3.06 | 0.9877 | 4208 | 82.4
PXTHFACT | Energy Efficient Lighting Co. Ltd. | Flex Stream | FS 4-40LED02-120M(P) | Indoor Luminaires | Linear Ambient | Direct Linear Ambient Luminaires | Standard | TRUE | 3201 | 110.2 | 29.05 | 17.93 | 0.9439 | 3996 | 83.11 | 5 | 94000 | 42494 |  |  | No |  | 3 | 3201 | 110.2 | 29.05 | 17.93 | 0.9439 | 3996 | 83.11
PDV8TE5A | Zoluu LLC | Zoluu LLCÂ | ZOLED-45W-AD30 | Indoor Luminaires | Linear Ambient | Direct Linear Ambient Luminaires | Standard | TRUE | 4553.53 | 105.14 | 43.31 | 6.1 | 0.934 | 2920 | 82.7 | 5 | 50000 | 42494 |  |  | NotYetVerified |  | 3 | 4553.53 | 105.14 | 43.31 | 9.8 | 0.99 | 2920 | 83
PE2R2FP1 | Shenzhen Austar Energy Saving Co.Ltd | Austar | AU-ST02-40W-4Z | Indoor Luminaires | Linear Ambient | Direct Linear Ambient Luminaires | Standard | TRUE | 4202.397 | 108.46 | 38.746 | 22.14 | 0.9181 | 4194 | 82.4 | 5 | 50000 | 42494 |  |  | Yes | Only qualified with Ceiling or Ceiling Suspended mounting options | 3 | 4202.397 | 108.46 | 38.746 | 22.14 | 0.9181 | 4194 | 82.4
P4KR8MJ2 | Coronet Inc. | Coronet | LSR2 LED-4FT-LTG2-3000K-UNV-XX-DB | Indoor Luminaires | Linear Ambient | Direct Linear Ambient Luminaires | Standard | TRUE | 2841 | 99.58 | 28.53 | 18.27 | 0.917 | 3108 | 82.5 | 5 | 50000 | 42494 |  |  | No |  | 3.1 | 2841 | 99.58 | 28.53 | 18.27 | 0.917 | 3108 | 82.5
P26M5VZD | SHENZHEN ZENITH TECHNOLOGY CO.LTD | Zenith | ZS-T8Y0610T(3000K) | Indoor Luminaires | Linear Ambient | Direct Linear Ambient Luminaires | Standard | TRUE | 1344.4 | 130.4 | 10.41 | 15.73 | 0.90228 | 3010 | 82.7 | 5 | 50000 | 42494 |  |  | No |  | 3.1 | 1334.5 | 131.48 | 10.15 | 15.73 | 0.9028 | 3000 | 82.7
P9J1N1WE | SHENZHEN ZENITH TECHNOLOGY CO.LTD | Zenith | ZS-T8Y1222T(3000K) | Indoor Luminaires | Linear Ambient | Direct Linear Ambient Luminaires | Standard | TRUE | 2940.1 | 132.32 | 22.22 | 14.58 | 0.9009 | 3008 | 82.6 | 5 | 50000 | 42494 |  |  | No |  | 3.1 | 2940.1 | 132.32 | 22.22 | 14.58 | 0.9009 | 3000 | 82.6
PXD9UCJT | Shenzhen Austar Energy Saving Co.Ltd | Austar | AU-ST02-30W-4Z | Indoor Luminaires | Linear Ambient | Direct Linear Ambient Luminaires | Standard | TRUE | 3213.932 | 111.013 | 28.951 | 21.43 | 0.8815 | 4191 | 82.5 | 5 | 50000 | 42494 |  |  | Yes | Only qualified with Ceiling or Ceiling Suspended mounting options | 3 | 3213.932 | 111.013 | 28.951 | 21.43 | 0.8815 | 4191 | 82.5
P4XCVRSM | Zoluu LLC | Zoluu LLCÂ | ZOLED-36W-AD30 | Indoor Luminaires | Linear Ambient | Direct Linear Ambient Luminaires | Standard | TRUE | 3607.93 | 104.52 | 34.52 | 11.6 | 0.876 | 2961 | 83 | 5 | 50000 | 42494 |  |  | NotYetVerified |  | 3 | 3607.93 | 104.52 | 34.52 | 11.3 | 0.988 | 2961 | 83
PCS9EEG4 | SHENZHEN ZENITH TECHNOLOGY CO.LTD | Zenith | ZS-T8Y0610T(5000K) | Indoor Luminaires | Linear Ambient | Direct Linear Ambient Luminaires | Standard | FALSE | [9 empty] | 42494 |  |  | No |  | 3.1 | 1412 | 135.64 | 10.41 | 15.5 | 0.9037 | 5000 | 82.8
PWVTWB34 | SHENZHEN ZENITH TECHNOLOGY CO.LTD | Zenith | ZS-T8Y0610T(4500K) | Indoor Luminaires | Linear Ambient | Direct Linear Ambient Luminaires | Standard | FALSE | [9 empty] | 42494 |  |  | No |  | 3.1 | 1392.6 | 135.47 | 10.28 | 15.73 | 0.9028 | 4500 | 82.7
P9YSDGA1 | SHENZHEN ZENITH TECHNOLOGY CO.LTD | Zenith | ZS-T8Y0610T(4000K) | Indoor Luminaires | Linear Ambient | Direct Linear Ambient Luminaires | Standard | FALSE | [9 empty] | 42494 |  |  | No |  | 3.1 | 1373.3 | 133.58 | 10.28 | 15.73 | 0.9028 | 4000 | 82.7
PZJG58SA | SHENZHEN ZENITH TECHNOLOGY CO.LTD | Zenith | ZS-T8Y0610T(3500K) | Indoor Luminaires | Linear Ambient | Direct Linear Ambient Luminaires | Standard | FALSE | [9 empty] | 42494 |  |  | No |  | 3.1 | 1353.9 | 131.7 | 10.28 | 15.73 | 0.9028 | 3500 | 82.7
PWADYG5V | Shenzhen Austar Energy Saving Co.Ltd | Austar | AU-ST02-30W-5Z | Indoor Luminaires | Linear Ambient | Direct Linear Ambient Luminaires | Standard | FALSE | [9 empty] | 42494 |  |  | Yes | Only qualified with Ceiling or Ceiling Suspended mounting options | 3 | 3393 | 113.084 | 30 | 15.01 | 0.984 | 5000 | 85
PH8EKGBS | Shenzhen Austar Energy Saving Co.Ltd | Austar | AU-ST02-60W-5Z | Indoor Luminaires | Linear Ambient | Direct Linear Ambient Luminaires | Standard | FALSE | [9 empty] | 42494 |  |  | Yes | Only qualified with Ceiling or Ceiling Suspended mounting options | 3 | 6438 | 107.296 | 60 | 4.31 | 0.999 | 5000 | 84
P6JN8FZV | Shenzhen Austar Energy Saving Co.Ltd | Austar | AU-ST02-40W-5Z | Indoor Luminaires | Linear Ambient | Direct Linear Ambient Luminaires | Standard | FALSE | [9 empty] | 42494 |  |  | Yes | Only qualified with Ceiling or Ceiling Suspended mounting options | 3 | 4401 | 110.031 | 40 | 14.22 | 0.986 | 5000 | 82
P2GZ4KG9 | SHENZHEN ZENITH TECHNOLOGY CO.LTD | Zenith | ZS-T8Y1222T(5000K) | Indoor Luminaires | Linear Ambient | Direct Linear Ambient Luminaires | Standard | FALSE | [9 empty] | 42494 |  |  | No |  | 3.1 | 3033 | 135.22 | 22.43 | 14.51 | 0.9022 | 5000 | 82.8
PM4JU7JW | SHENZHEN ZENITH TECHNOLOGY CO.LTD | Zenith | ZS-T8Y1222T(4500K) | Indoor Luminaires | Linear Ambient | Direct Linear Ambient Luminaires | Standard | FALSE | [9 empty] | 42494 |  |  | No |  | 3.1 | 3010 | 134.82 | 22.33 | 14.58 | 0.9009 | 4500 | 82.6
PMXWXYNE | SHENZHEN ZENITH TECHNOLOGY CO.LTD | Zenith | ZS-T8Y1222T(4000K) | Indoor Luminaires | Linear Ambient | Direct Linear Ambient Luminaires | Standard | FALSE | [9 empty] | 42494 |  |  | No |  | 3.1 | 2987 | 133.78 | 22.33 | 14.58 | 0.9009 | 4000 | 82.6
PNK2F7G3 | SHENZHEN ZENITH TECHNOLOGY CO.LTD | Zenith | ZS-T8Y1222T(3500K) | Indoor Luminaires | Linear Ambient | Direct Linear Ambient Luminaires | Standard | FALSE | [9 empty] | 42494 |  |  | No | Updated 11/4/2016 | 3.1 | 2963 | 132.74 | 22.33 | 14.58 | 0.9009 | 3500 | 82.6
PJG1HPPF | Energy Efficient Lighting Co. Ltd. | Flex Stream | FS 4-40LED02-347(P) | Indoor Luminaires | Linear Ambient | Direct Linear Ambient Luminaires | Standard | FALSE | [9 empty] | 42494 |  |  | No |  | 3 | 3305 | 112 | 29.5 | 14.09 | 0.9185 | 3996 | 83.11
PWKU3XE7 | Energy Efficient Lighting Co. Ltd. | Flex Stream | FS 8-54LED04-120M(P) | Indoor Luminaires | Linear Ambient | Direct Linear Ambient Luminaires | Standard | FALSE | [9 empty] | 42494 |  |  | No |  | 3 | 6553 | 114.1 | 57.45 | 5.54 | 0.9979 | 3996 | 83.11
PU6YBJ3E | Energy Efficient Lighting Co. Ltd. | Flex Stream | FS 8-54LED04-347 | Indoor Luminaires | Linear Ambient | Direct Linear Ambient Luminaires | Standard | FALSE | [9 empty] | 42494 |  |  | No |  | 3 | 6765.9 | 115.97 | 58.33 | 4.35 | 0.97 | 3996 | 83.11
PX52QG7X | Coronet Inc. | Coronet | LS2 LED-4FT-LTG1-4000K-UNV-XX-DB | Indoor Luminaires | Linear Ambient | Direct Linear Ambient Luminaires | Standard | FALSE | [9 empty] | 42494 |  |  | No |  | 3 | 3227.13 | 103.43 | 31.2 | 18.27 | 0.917 | 4116 | 82.5
PR7WGAMF | Coronet Inc. | Coronet | LSR2 LED-4FT-LTG1-4000K-UNV-XX-DB | Indoor Luminaires | Linear Ambient | Direct Linear Ambient Luminaires | Standard | FALSE | [9 empty] | 42494 |  |  | No |  | 3 | 3227.13 | 103.43 | 31.2 | 18.27 | 0.917 | 4116 | 82.5
PPW9UAQ3 | Coronet Inc. | Coronet | LSR2 LED-4FT-LTG2-4000K-UNV-XX-DB | Indoor Luminaires | Linear Ambient | Direct Linear Ambient Luminaires | Standard | FALSE | [9 empty] | 42494 |  |  | No |  | 3 | 3059 | 106.03 | 28.85 | 18.27 | 0.917 | 4116 | 82.5
PMDX9AC4 | Coronet Inc. | Coronet | LS2 LED-4FT-LTG2-4000K-UNV-XX-DB | Indoor Luminaires | Linear Ambient | Direct Linear Ambient Luminaires | Standard | FALSE | [9 empty] | 42494 |  |  | No |  | 3 | 3059 | 106.03 | 28.85 | 18.27 | 0.917 | 4116 | 82.5
PZNNACW4 | Coronet Inc. | Coronet | LS2 LED-4FT-LTG1-3500K-UNV-XX-DB | Indoor Luminaires | Linear Ambient | Direct Linear Ambient Luminaires | Standard | FALSE | [9 empty] | 42494 |  |  | No |  | 3 | 3137.11 | 100.55 | 31.2 | 18.27 | 0.917 | 3500 | 82.5
PPGZMS6W | Coronet Inc. | Coronet | LSR2 LED-4FT-LTG1-3500K-UNV-XX-DB | Indoor Luminaires | Linear Ambient | Direct Linear Ambient Luminaires | Standard | FALSE | [9 empty] | 42494 |  |  | No |  | 3 | 3137.11 | 100.55 | 31.2 | 18.27 | 0.917 | 3500 | 82.5
PHT5QM2H | Coronet Inc. | Coronet | LSR2 LED-4FT-LTG2-3500K-UNV-XX-DB | Indoor Luminaires | Linear Ambient | Direct Linear Ambient Luminaires | Standard | FALSE | [9 empty] | 42494 |  |  | No |  | 3 | 2950 | 103.4 | 28.53 | 18.27 | 0.917 | 3500 | 82.5
P2QVQWDG | Coronet Inc. | Coronet | LS2 LED-4FT-LTG2-3500K-UNV-XX-DB | Indoor Luminaires | Linear Ambient | Direct Linear Ambient Luminaires | Standard | FALSE | [9 empty] | 42494 |  |  | No |  | 3 | 2950 | 103.4 | 28.53 | 18.27 | 0.917 | 3500 | 82.5
PX8NMNHZ | Coronet Inc. | Coronet | LSR2 LED-4FT-LTG1-3000K-UNV-XX-DB | Indoor Luminaires | Linear Ambient | Direct Linear Ambient Luminaires | Standard | FALSE | [9 empty] | 42494 |  |  | No |  | 3 | 3051.5 | 97.8 | 31.2 | 18.27 | 0.917 | 3108 | 82.5
PMED46W7 | Coronet Inc. | Coronet | LS2 LED-4FT-LTG1-3000K-UNV-XX-DB | Indoor Luminaires | Linear Ambient | Direct Linear Ambient Luminaires | Standard | FALSE | [9 empty] | 42494 |  |  | No |  | 3 | 3051.5 | 97.8 | 31.2 | 18.27 | 0.917 | 3108 | 82.5
P3MSU7B2 | Coronet Inc. | Coronet | LS2 LED-4FT-LTG2-3000K-UNV-XX-DB | Indoor Luminaires | Linear Ambient | Direct Linear Ambient Luminaires | Standard | FALSE | [9 empty] | 42494 |  |  | No |  | 3 | 2841 | 99.58 | 28.53 | 18.27 | 0.917 | 3108 | 82.5
PT6FPVFH | Zoluu LLC | Zoluu LLCÂ | ZOLED-36W-AX50 | Indoor Luminaires | Linear Ambient | Direct Linear Ambient Luminaires | Standard | FALSE | [9 empty] | 42494 | Not Dimmable | Not Dimmable | NotYetVerified |  | 3 | 3960 | 110 | 36 | 11.3 | 0.988 | 5000 | 83
PHNFK4JU | Zoluu LLC | Zoluu LLCÂ | ZOLED-45W-AX50 | Indoor Luminaires | Linear Ambient | Direct Linear Ambient Luminaires | Standard | FALSE | [9 empty] | 42494 | Not Dimmable | Not Dimmable | NotYetVerified |  | 3 | 4950 | 110 | 45 | 9.8 | 0.99 | 5000 | 83
P5M2VGYC | Zoluu LLC | Zoluu LLCÂ | ZOLED-36W-AD50 | Indoor Luminaires | Linear Ambient | Direct Linear Ambient Luminaires | Standard | FALSE | [9 empty] | 42494 | Dimmable | Continuous Below 10 | NotYetVerified |  | 3 | 3960 | 110 | 36 | 11.3 | 0.988 | 5000 | 83
PT42V54S | Zoluu LLC | Zoluu LLCÂ | ZOLED-45W-AD50 | Indoor Luminaires | Linear Ambient | Direct Linear Ambient Luminaires | Standard | FALSE | [9 empty] | 42494 | Dimmable | Continuous Below 10 | NotYetVerified |  | 3 | 4950 | 110 | 45 | 9.8 | 0.99 | 5000 | 83
P7591U6R | Zoluu LLC | Zoluu LLCÂ | ZOLED-36W-AX45 | Indoor Luminaires | Linear Ambient | Direct Linear Ambient Luminaires | Standard | FALSE | [9 empty] | 42494 | Not Dimmable | Not Dimmable | NotYetVerified |  | 3 | 3960 | 110 | 36 | 11.3 | 0.988 | 4500 | 83
PEGFPBP2 | Zoluu LLC | Zoluu LLCÂ | ZOLED-45W-AX45 | Indoor Luminaires | Linear Ambient | Direct Linear Ambient Luminaires | Standard | FALSE | [9 empty] | 42494 | Not Dimmable | Not Dimmable | NotYetVerified |  | 3 | 4950 | 110 | 45 | 9.8 | 0.99 | 4500 | 83
PNT6QBQ7 | Zoluu LLC | Zoluu LLCÂ | ZOLED-36W-AD45 | Indoor Luminaires | Linear Ambient | Direct Linear Ambient Luminaires | Standard | FALSE | [9 empty] | 42494 | Dimmable | Continuous Below 10 | NotYetVerified |  | 3 | 3960 | 110 | 36 | 11.3 | 0.988 | 4500 | 83
P96VC6TC | Zoluu LLC | Zoluu LLCÂ | ZOLED-45W-AD45 | Indoor Luminaires | Linear Ambient | Direct Linear Ambient Luminaires | Standard | FALSE | [9 empty] | 42494 | Dimmable | Continuous Below 10 | NotYetVerified |  | 3 | 4950 | 110 | 45 | 9.8 | 0.99 | 4500 | 83
P6HHYPXW | Zoluu LLC | Zoluu LLCÂ | ZOLED-36W-AX40 | Indoor Luminaires | Linear Ambient | Direct Linear Ambient Luminaires | Standard | FALSE | [9 empty] | 42494 | Not Dimmable | Not Dimmable | NotYetVerified |  | 3 | 3960 | 110 | 36 | 11.3 | 0.988 | 4000 | 83
PWTR71CS | Zoluu LLC | Zoluu LLCÂ | ZOLED-45W-AX40 | Indoor Luminaires | Linear Ambient | Direct Linear Ambient Luminaires | Standard | FALSE | [9 empty] | 42494 | Not Dimmable | Not Dimmable | NotYetVerified |  | 3 | 4950 | 110 | 45 | 9.8 | 0.99 | 4000 | 83
PEKY7YRF | Zoluu LLC | Zoluu LLCÂ | ZOLED-36W-AD40 | Indoor Luminaires | Linear Ambient | Direct Linear Ambient Luminaires | Standard | FALSE | [9 empty] | 42494 | Dimmable | Continuous Below 10 | NotYetVerified |  | 3 | 3960 | 110 | 36 | 11.3 | 0.988 | 4000 | 83
P4KYSWVS | Zoluu LLC | Zoluu LLCÂ | ZOLED-45W-AD40 | Indoor Luminaires | Linear Ambient | Direct Linear Ambient Luminaires | Standard | FALSE | [9 empty] | 42494 | Dimmable | Continuous Below 10 | NotYetVerified |  | 3 | 4950 | 110 | 45 | 9.8 | 0.99 | 4000 | 83
PQ2TFEN7 | Zoluu LLC | Zoluu LLCÂ | ZOLED-36W-AX35 | Indoor Luminaires | Linear Ambient | Direct Linear Ambient Luminaires | Standard | FALSE | [9 empty] | 42494 | Not Dimmable | Not Dimmable | NotYetVerified |  | 3 | 3960 | 110 | 36 | 11.3 | 0.988 | 3500 | 83
PM59BPEN | Zoluu LLC | Zoluu LLCÂ | ZOLED-45W-AX35 | Indoor Luminaires | Linear Ambient | Direct Linear Ambient Luminaires | Standard | FALSE | [9 empty] | 42494 | Not Dimmable | Not Dimmable | NotYetVerified |  | 3 | 4950 | 110 | 45 | 9.8 | 0.99 | 3500 | 83
PWUD1STM | Zoluu LLC | Zoluu LLCÂ | ZOLED-36W-AD35 | Indoor Luminaires | Linear Ambient | Direct Linear Ambient Luminaires | Standard | FALSE | [9 empty] | 42494 | Dimmable | Continuous Below 10 | NotYetVerified |  | 3 | 3960 | 110 | 36 | 11.3 | 0.988 | 3500 | 83
PX6NXKUH | Zoluu LLC | Zoluu LLCÂ | ZOLED-45W-AD35 | Indoor Luminaires | Linear Ambient | Direct Linear Ambient Luminaires | Standard | FALSE | [9 empty] | 42494 | Dimmable | Continuous Below 10 | NotYetVerified |  | 3 | 4950 | 110 | 45 | 9.8 | 0.99 | 3500 | 83
PCHSW886 | Zoluu LLC | Zoluu LLCÂ | ZOLED-36W-AX30 | Indoor Luminaires | Linear Ambient | Direct Linear Ambient Luminaires | Standard | FALSE | [9 empty] | 42494 | Not Dimmable | Not Dimmable | NotYetVerified |  | 3 | 3607.93 | 104.52 | 34.52 | 11.3 | 0.988 | 2961 | 83
PWFC8EKK | Zoluu LLC | Zoluu LLCÂ | ZOLED-45W-AX30 | Indoor Luminaires | Linear Ambient | Direct Linear Ambient Luminaires | Standard | FALSE | [9 empty] | 42494 | Not Dimmable | Not Dimmable | NotYetVerified |  | 3 | 4553.53 | 105.14 | 43.31 | 9.8 | 0.99 | 2920 | 83
PHW1XMTH | Hangzhou Chengyue Lighting Technology Co. Ltd | Hangzhou Chengyue Lighting | CYVT40W-840US-AS-TG | Indoor Luminaires | Linear Ambient | Direct Linear Ambient Luminaires | Standard | TRUE | 4652.9 | 116.1 | 40.07 | 14.6 | 0.9339 | 4095 | 82.4 | 5 | 50000 | 42493 |  |  | No |  | 3.1 | 4400 | 110 | 40 | 14 | 0.95 | 4000 | 80
PD73HQ6P | Hangzhou Chengyue Lighting Technology Co. Ltd | Hangzhou Chengyue Lighting | CYVT60W-840US-AS-TG | Indoor Luminaires | Linear Ambient | Direct Linear Ambient Luminaires | Standard | TRUE | 7100.7 | 121.13 | 58.62 | 12.45 | 0.9219 | 4127 | 81.9 | 5 | 50000 | 42493 |  |  | Yes |  | 3.1 | 6600 | 110 | 60 | 12 | 0.95 | 4000 | 80
P7ZJM1B4 | Hangzhou Chengyue Lighting Technology Co. Ltd | Hangzhou Chengyue Lighting | CYVT30W-840US-AS-TG | Indoor Luminaires | Linear Ambient | Direct Linear Ambient Luminaires | Standard | TRUE | 3274 | 109.06 | 30.02 | 15.62 | 0.9145 | 4143 | 82 | 5 | 50000 | 42493 |  |  | No |  | 3.1 | 3300 | 110 | 30 | 15 | 0.95 | 4000 | 80
PRWG7HUZ | Hangzhou Chengyue Lighting Technology Co. Ltd | Hangzhou Chengyue Lighting | CYVT50W-840US-AS-TG | Indoor Luminaires | Linear Ambient | Direct Linear Ambient Luminaires | Standard | TRUE | 5900.1 | 119.67 | 49.3 | 21.93 | 0.8713 | 4080 | 81.7 | 5 | 50000 | 42493 |  |  | No |  | 3.1 | 5500 | 110 | 50 | 21 | 0.95 | 4000 | 80
PVZSX63Y | Hangzhou Chengyue Lighting Technology Co. Ltd | Hangzhou Chengyue Lighting | CYVT50W-850US-GM-TG | Indoor Luminaires | Linear Ambient | Direct Linear Ambient Luminaires | Standard | FALSE | [9 empty] | 42493 | Not Dimmable | Not Dimmable | No |  | 3.1 | 5500 | 110 | 50 | 21 | 0.95 | 5000 | 80
P9A5VD8U | Hangzhou Chengyue Lighting Technology Co. Ltd | Hangzhou Chengyue Lighting | CYVT30W-850US-GM-TG | Indoor Luminaires | Linear Ambient | Direct Linear Ambient Luminaires | Standard | FALSE | [9 empty] | 42493 | Not Dimmable | Not Dimmable | No |  | 3.1 | 3300 | 110 | 30 | 15 | 0.95 | 5000 | 80
P76TSFN7 | Hangzhou Chengyue Lighting Technology Co. Ltd | Hangzhou Chengyue Lighting | CYVT40W-850US-GM-TG | Indoor Luminaires | Linear Ambient | Direct Linear Ambient Luminaires | Standard | FALSE | [9 empty] | 42493 | Not Dimmable | Not Dimmable | No |  | 3.1 | 4400 | 110 | 40 | 14 | 0.95 | 5000 | 80
PUZGS2V6 | Hangzhou Chengyue Lighting Technology Co. Ltd | Hangzhou Chengyue Lighting | CYVT60W-850US-GM-TG | Indoor Luminaires | Linear Ambient | Direct Linear Ambient Luminaires | Standard | FALSE | [9 empty] | 42493 | Not Dimmable | Not Dimmable | Yes |  | 3.1 | 6600 | 110 | 60 | 12 | 0.95 | 5000 | 80
P8HSNNX2 | Hangzhou Chengyue Lighting Technology Co. Ltd | Hangzhou Chengyue Lighting | CYVT50W-850US-AS-TG | Indoor Luminaires | Linear Ambient | Direct Linear Ambient Luminaires | Standard | FALSE | [9 empty] | 42493 | Dimmable | Continuous Below 10 | No |  | 3.1 | 5500 | 110 | 50 | 21 | 0.95 | 5000 | 80
PKZD72N6 | Hangzhou Chengyue Lighting Technology Co. Ltd | Hangzhou Chengyue Lighting | CYVT30W-850US-AS-TG | Indoor Luminaires | Linear Ambient | Direct Linear Ambient Luminaires | Standard | FALSE | [9 empty] | 42493 | Dimmable | Continuous Below 10 | No |  | 3.1 | 3300 | 110 | 30 | 15 | 0.95 | 5000 | 80
PDYMTRH1 | Hangzhou Chengyue Lighting Technology Co. Ltd | Hangzhou Chengyue Lighting | CYVT40W-850US-AS-TG | Indoor Luminaires | Linear Ambient | Direct Linear Ambient Luminaires | Standard | FALSE | [9 empty] | 42493 | Dimmable | Continuous Below 10 | No |  | 3.1 | 4400 | 110 | 40 | 14 | 0.95 | 5000 | 80
PE48YHSC | Hangzhou Chengyue Lighting Technology Co. Ltd | Hangzhou Chengyue Lighting | CYVT60W-850US-AS-TG | Indoor Luminaires | Linear Ambient | Direct Linear Ambient Luminaires | Standard | FALSE | [9 empty] | 42493 | Dimmable | Continuous Below 10 | Yes |  | 3.1 | 6600 | 110 | 60 | 12 | 0.95 | 5000 | 80
PBJ19G2R | Hangzhou Chengyue Lighting Technology Co. Ltd | Hangzhou Chengyue Lighting | CYVT50W-840US-GM-TG | Indoor Luminaires | Linear Ambient | Direct Linear Ambient Luminaires | Standard | FALSE | [9 empty] | 42493 | Not Dimmable | Not Dimmable | No |  | 3.1 | 5500 | 110 | 50 | 21 | 0.95 | 4000 | 80
PQ2M9JPT | Hangzhou Chengyue Lighting Technology Co. Ltd | Hangzhou Chengyue Lighting | CYVT30W-840US-GM-TG | Indoor Luminaires | Linear Ambient | Direct Linear Ambient Luminaires | Standard | FALSE | [9 empty] | 42493 | Not Dimmable | Not Dimmable | No |  | 3.1 | 3300 | 110 | 30 | 15 | 0.95 | 4000 | 80
PAN5UM3D | Hangzhou Chengyue Lighting Technology Co. Ltd | Hangzhou Chengyue Lighting | CYVT40W-840US-GM-TG | Indoor Luminaires | Linear Ambient | Direct Linear Ambient Luminaires | Standard | FALSE | [9 empty] | 42493 | Not Dimmable | Not Dimmable | No |  | 3.1 | 4400 | 110 | 40 | 14 | 0.95 | 4000 | 80
PBZS3KYZ | Hangzhou Chengyue Lighting Technology Co. Ltd | Hangzhou Chengyue Lighting | CYVT60W-840US-GM-TG | Indoor Luminaires | Linear Ambient | Direct Linear Ambient Luminaires | Standard | FALSE | [9 empty] | 42493 | Not Dimmable | Not Dimmable | Yes |  | 3.1 | 6600 | 110 | 60 | 12 | 0.95 | 4000 | 80
PWXEBV1N | Architectural Lighting Works | Architectural Lighting Works | LP3.5RT-2-DRY-MED-3500K-0/10/10%-WD-UNV [Qualified at 120V Only] | Indoor Luminaires | Linear Ambient | Direct Linear Ambient Luminaires | Standard | TRUE | 1607 | 86.4 | 18.6 | 5.95 | 0.98 | 3433 | 85.9 | 5 | 50000 | 42492 |  |  | No |  | 3.1 | 1607 | 86.4 | 18.96 | 19 | 0.98 | 3433 | 85.9
P44SV5D6 | Project Lighting LLC | DSS (Diverse Supply Solutions) | VLED36(4000K) | Indoor Luminaires | Linear Ambient | Direct Linear Ambient Luminaires | Standard | TRUE | 3487.76 | 105.08 | 33.19 | 5.9 | 0.959 | 4149 | 86.4 | 5 | 90000 | 42492 |  |  | No |  | 3.1 | 3487.76 | 105.08 | 33.19 | 5.9 | 0.959 | 4149 | 86.4
PJ4RM9JZ | DLS Global Inc | LED SLIM STRIP | DRL-T4-3250-UNV-XX | Indoor Luminaires | Linear Ambient | Direct Linear Ambient Luminaires | Standard | TRUE | 3786 | 117.3 | 32.27 | 23.4 | 0.878 | 4944 | 82.8 | 5 | 50000 | 42492 |  |  | No |  | 3.1 | 3921 | 120.31 | 32.59 | 23.4 | 0.878 | 4944 | 82.8
P8F2YUBV | DLS Global Inc | LED SLIM STRIP | DRL-T4-3230-UNV-XX | Indoor Luminaires | Linear Ambient | Direct Linear Ambient Luminaires | Standard | TRUE | 3784 | 117 | 32.21 | 23.4 | 0.878 | 2996 | 83.3 | 5 | 50000 | 42492 |  |  | No |  | 3.1 | 3784 | 116.11 | 32.59 | 23.4 | 0.878 | 3076 | 82.6
PRAZ231C | Project Lighting LLC | DSS (Diverse Supply Solutions) | VLED36(5000K) | Indoor Luminaires | Linear Ambient | Direct Linear Ambient Luminaires | Standard | FALSE | [9 empty] | 42492 |  |  | No |  | 3.1 | 3741.562 | 113.381 | 33 | 5.9 | 0.959 | 5252 | 86
PEUJ9VKY | DLS Global Inc | LED SLIM STRIP | DRL-T8-6450-UNV-XX | Indoor Luminaires | Linear Ambient | Direct Linear Ambient Luminaires | Standard | FALSE | [9 empty] | 42492 |  |  | No |  | 3.1 | 8481.34 | 129.37 | 65.56 | 22.7 | 0.879 | 4944 | 82.8
PSNCDBNR | DLS Global Inc | LED SLIM STRIP | DRL-T4-3240-UNV-XX | Indoor Luminaires | Linear Ambient | Direct Linear Ambient Luminaires | Standard | FALSE | [9 empty] | 42492 |  |  | No |  | 3.1 | 3851.77 | 118.19 | 32.59 | 23.4 | 0.878 | 4000 | 82.7
PZDCJYGH | DLS Global Inc | LED SLIM STRIP | DRL-T8-6440-UNV-XX | Indoor Luminaires | Linear Ambient | Direct Linear Ambient Luminaires | Standard | FALSE | [9 empty] | 42492 |  |  | No |  | 3.1 | 8331.58 | 127.08 | 65.56 | 22.7 | 0.879 | 4000 | 82.7
PKNAY2JP | DLS Global Inc | LED SLIM STRIP | DRL-T4-3235-UNV-XX | Indoor Luminaires | Linear Ambient | Direct Linear Ambient Luminaires | Standard | FALSE | [9 empty] | 42492 |  |  | No |  | 3.1 | 3815.1 | 117.06 | 32.59 | 23.4 | 0.878 | 3500 | 82.6
P8SSTPHP | DLS Global Inc | LED SLIM STRIP | DRL-T8-6435-UNV-XX | Indoor Luminaires | Linear Ambient | Direct Linear Ambient Luminaires | Standard | FALSE | [9 empty] | 42492 |  |  | No |  | 3.1 | 8252.26 | 125.87 | 65.56 | 22.7 | 0.879 | 3500 | 82.6
P8RBNXCN | DLS Global Inc | LED SLIM STRIP | DRL-T8-6430-UNV-XX | Indoor Luminaires | Linear Ambient | Direct Linear Ambient Luminaires | Standard | FALSE | [9 empty] | 42492 |  |  | No |  | 3.1 | 8185 | 124.85 | 65.56 | 22.7 | 0.879 | 3076 | 82.6
P4Z1UVTG | CIXI YUANHUI LIGHTING ELECTRIC CO.LTD | YUANHUI | VP38-1160-F(4000K) | Indoor Luminaires | Linear Ambient | Direct Linear Ambient Luminaires | Premium | TRUE | 4295.6 | 112.8 | 38.08 | 15.64 | 0.9128 | 3978 | 85.8 | 5 | 50000 | 42489 |  |  | No |  | 3.1 | 4295.6 | 112.8 | 38.08 | 15.64 | 0.9128 | 4000 | 85.8
PVBGJVT3 | CIXI YUANHUI LIGHTING ELECTRIC CO.LTD | YUANHUI | VP38-1160-C(4000K) | Indoor Luminaires | Linear Ambient | Direct Linear Ambient Luminaires | Premium | TRUE | 4798.3 | 125.88 | 38.12 | 15.59 | 0.9128 | 4041 | 85.3 | 5 | 50000 | 42489 |  |  | No |  | 3.1 | 4826 | 126.1 | 38.27 | 15.59 | 0.9128 | 4000 | 85.3
P3BPTZ8P | CIXI YUANHUI LIGHTING ELECTRIC CO.LTD | YUANHUI | VP38-1160-F(5000K) | Indoor Luminaires | Linear Ambient | Direct Linear Ambient Luminaires | Premium | FALSE | [9 empty] | 42489 |  |  | No |  | 3.1 | 4815 | 123.43 | 39.01 | 15.53 | 0.9124 | 5000 | 84.2
P5XTS6J3 | CIXI YUANHUI LIGHTING ELECTRIC CO.LTD | YUANHUI | VP38-1160-C(5000K) | Indoor Luminaires | Linear Ambient | Direct Linear Ambient Luminaires | Premium | FALSE | [9 empty] | 42489 |  |  | No |  | 3.1 | 5518 | 140.91 | 39.16 | 15.38 | 0.9137 | 5000 | 83.6
PJMVU81A | Hubbell Lighting | Columbia Lighting | MPL4-930LW-AD-EU-FA | Indoor Luminaires | Linear Ambient | Direct Linear Ambient Luminaires | Standard | TRUE | 4911 | 99.2 | 49.5 | 8.2 | 0.98 | 3025 | 91 | 5 | 60000 | 42488 |  |  | Yes |  | 3.1 | 4850 | 98 | 49.5 | 5 | 0.998 | 3034 | 91
PB7GKAPZ | Hubbell Lighting | Columbia Lighting | MPL4-30LW-AD-EU-FA | Indoor Luminaires | Linear Ambient | Direct Linear Ambient Luminaires | Premium | TRUE | 5626 | 112.7 | 49.9 | 8.2 | 0.98 | 3017 | 83 | 5 | 60000 | 42488 |  |  | Yes |  | 3.1 | 5556 | 114.8 | 48.4 | 5 | 0.998 | 3017 | 83
PDMB8Y5M | Hubbell Lighting | Columbia Lighting | MPL4-930VL-AD-EU-FA | Indoor Luminaires | Linear Ambient | Direct Linear Ambient Luminaires | Standard | TRUE | 8587 | 89.9 | 95.5 | 5.9 | 0.98 | 3017 | 83 | 5 | 60000 | 42488 |  |  | Yes |  | 3.1 | 8726 | 91.1 | 95.8 | 5.9 | 0.978 | 3034 | 91
PWFUAV8Z | Acuity Brands Lighting | Lithonia Lighting | MRSL L48 3000LM FST MVOLT 50K 80CRI XXXXX MS2 XXX WH XXXX | Indoor Luminaires | Linear Ambient | Direct Linear Ambient Luminaires | Standard | TRUE | 6056 | 123.29 | 49.12 | 17.614 | 0.94884 | 5085 | 81.58 | 5 | 50000 | 42488 |  |  | No |  | 3.1 | 6052.95 | 123.23 | 49.12 | 17.6 | 0.948 | 5000 | 80
PMX32SFY | Acuity Brands Lighting | Lithonia Lighting | MRSL L48 1500LM FST MVOLT 50K 80CRI XXXXX MS1 XXX WH XXXX | Indoor Luminaires | Linear Ambient | Direct Linear Ambient Luminaires | Standard | TRUE | 1437.44 | 122.75 | 11.71 | 12.612 | 0.89953 | 5031 | 81.8 | 5 | 50000 | 42488 |  |  | No |  | 3.1 | 1465 | 125.11 | 11.71 | 18.12 | 0.897 | 5000 | 80
PRCC9RS3 | Acuity Brands Lighting | Lithonia Lighting | MRSL L48 1500LM FST MVOLT 50K 80CRI XXXXX MS5 XXX WH XXXX | Indoor Luminaires | Linear Ambient | Direct Linear Ambient Luminaires | Standard | TRUE | 7355.51 | 138.97 | 52.93 | 21.199 | 0.88625 | 5013 | 81.6 | 5 | 50000 | 42488 |  |  | No |  | 3.1 | 7325 | 138.21 | 53 | 18.12 | 0.897 | 5000 | 80
PR4EA696 | Hubbell Lighting | Columbia Lighting | MPL8-50HL-W-EU | Indoor Luminaires | Linear Ambient | Direct Linear Ambient Luminaires | Standard | FALSE | [9 empty] | 42488 |  |  | Yes |  | 3.1 | 22498 | 131.4 | 171.2 | 7.3 | 0.92 | 5093 | 82
PKHKHV5C | Hubbell Lighting | Columbia Lighting | MPL8-50HL-AC-EU | Indoor Luminaires | Linear Ambient | Direct Linear Ambient Luminaires | Standard | FALSE | [9 empty] | 42488 |  |  | Yes |  | 3.1 | 21500 | 125.6 | 171.2 | 7.3 | 0.92 | 5093 | 82
PU6U1D4W | Hubbell Lighting | Columbia Lighting | MPL8-50HL-FA-EU | Indoor Luminaires | Linear Ambient | Direct Linear Ambient Luminaires | Standard | FALSE | [9 empty] | 42488 |  |  | Yes |  | 3.1 | 21271 | 123.7 | 172 | 7.3 | 0.92 | 5093 | 82
PGQ61MNY | Hubbell Lighting | Columbia Lighting | MPL8-50HL-AD-EU | Indoor Luminaires | Linear Ambient | Direct Linear Ambient Luminaires | Standard | FALSE | [9 empty] | 42488 |  |  | Yes |  | 3.1 | 21187 | 123 | 172.2 | 7.3 | 0.92 | 5093 | 82
P9515MHY | Hubbell Lighting | Columbia Lighting | MPL8-50HL-AC-EU-FA | Indoor Luminaires | Linear Ambient | Direct Linear Ambient Luminaires | Standard | FALSE | [9 empty] | 42488 |  |  | Yes |  | 3.1 | 20064 | 117.2 | 171.2 | 7.3 | 0.92 | 5093 | 82
PZ4Y1ZAE | Hubbell Lighting | Columbia Lighting | MPL8-50HL-AD-EU-FA | Indoor Luminaires | Linear Ambient | Direct Linear Ambient Luminaires | Standard | FALSE | [9 empty] | 42488 |  |  | Yes |  | 3.1 | 19745 | 114.7 | 172.2 | 7.3 | 0.92 | 5093 | 82
PDWSJNH3 | Hubbell Lighting | Columbia Lighting | MPL8-50ML-W-EU | Indoor Luminaires | Linear Ambient | Direct Linear Ambient Luminaires | Standard | FALSE | [9 empty] | 42488 |  |  | Yes |  | 3.1 | 18785 | 132.8 | 141.4 | 7.3 | 0.92 | 5093 | 82
P7W2QA2F | Hubbell Lighting | Columbia Lighting | MPL8-50ML-FA-EU | Indoor Luminaires | Linear Ambient | Direct Linear Ambient Luminaires | Standard | FALSE | [9 empty] | 42488 |  |  | Yes |  | 3.1 | 17960 | 126.5 | 142 | 7.3 | 0.92 | 5093 | 82
PQAYUDZY | Hubbell Lighting | Columbia Lighting | MPL8-50ML-AC-EU | Indoor Luminaires | Linear Ambient | Direct Linear Ambient Luminaires | Standard | FALSE | [9 empty] | 42488 |  |  | Yes |  | 3.1 | 17952 | 127 | 141.4 | 7.3 | 0.92 | 5093 | 82
PK7WCUU4 | Hubbell Lighting | Columbia Lighting | MPL8-50ML-AD-EU | Indoor Luminaires | Linear Ambient | Direct Linear Ambient Luminaires | Standard | FALSE | [9 empty] | 42488 |  |  | Yes |  | 3.1 | 17854 | 125.7 | 142 | 7.3 | 0.92 | 5093 | 82
PXAGU46B | Hubbell Lighting | Columbia Lighting | MPL8-50ML-AC-EU-FA | Indoor Luminaires | Linear Ambient | Direct Linear Ambient Luminaires | Standard | FALSE | [9 empty] | 42488 |  |  | Yes |  | 3.1 | 16753 | 118.5 | 141.4 | 7.3 | 0.92 | 5093 | 82
P22WT5TB | Hubbell Lighting | Columbia Lighting | MPL8-50ML-AD-EU-FA | Indoor Luminaires | Linear Ambient | Direct Linear Ambient Luminaires | Standard | FALSE | [9 empty] | 42488 |  |  | Yes |  | 3.1 | 16640 | 117.2 | 142 | 7.3 | 0.92 | 5093 | 82
PKCSX22G | Hubbell Lighting | Columbia Lighting | MPL4-50HL-W-EU | Indoor Luminaires | Linear Ambient | Direct Linear Ambient Luminaires | Standard | FALSE | [9 empty] | 42488 |  |  | Yes |  | 3.1 | 11249 | 131.4 | 85.6 | 7.3 | 0.92 | 5093 | 82
PX729K1H | Hubbell Lighting | Columbia Lighting | MPL4-50HL-AC-EU | Indoor Luminaires | Linear Ambient | Direct Linear Ambient Luminaires | Standard | FALSE | [9 empty] | 42488 |  |  | Yes |  | 3.1 | 10750 | 125.6 | 85.6 | 7.3 | 0.92 | 5093 | 82
PFF5J9XT | Hubbell Lighting | Columbia Lighting | MPL4-50HL-FA-EU | Indoor Luminaires | Linear Ambient | Direct Linear Ambient Luminaires | Standard | FALSE | [9 empty] | 42488 |  |  | Yes |  | 3.1 | 10636 | 123.7 | 86 | 7.3 | 0.92 | 5093 | 82
PR97RPDW | Hubbell Lighting | Columbia Lighting | MPL4-50HL-AD-EU | Indoor Luminaires | Linear Ambient | Direct Linear Ambient Luminaires | Standard | FALSE | [9 empty] | 42488 |  |  | Yes |  | 3.1 | 10593 | 123 | 86.1 | 7.3 | 0.92 | 5093 | 82
PUJ98B6P | Hubbell Lighting | Columbia Lighting | MPL4-50HL-AC-EU-FA | Indoor Luminaires | Linear Ambient | Direct Linear Ambient Luminaires | Standard | FALSE | [9 empty] | 42488 |  |  | Yes |  | 3.1 | 10032 | 117.2 | 85.6 | 7.3 | 0.92 | 5093 | 82
PU3YF4FN | Hubbell Lighting | Columbia Lighting | MPL4-50HL-AD-EU-FA | Indoor Luminaires | Linear Ambient | Direct Linear Ambient Luminaires | Standard | FALSE | [9 empty] | 42488 |  |  | Yes |  | 3.1 | 9873 | 114.7 | 86.1 | 7.3 | 0.92 | 5093 | 82
PR7ED65G | Hubbell Lighting | Columbia Lighting | MPL4-50ML-W-EU | Indoor Luminaires | Linear Ambient | Direct Linear Ambient Luminaires | Standard | FALSE | [9 empty] | 42488 |  |  | Yes |  | 3.1 | 9392 | 132.8 | 70.7 | 7.3 | 0.92 | 5093 | 82
PRSB5HG7 | Hubbell Lighting | Columbia Lighting | MPL4-50ML-FA-EU | Indoor Luminaires | Linear Ambient | Direct Linear Ambient Luminaires | Standard | FALSE | [9 empty] | 42488 |  |  | Yes |  | 3.1 | 8980 | 126.5 | 71 | 7.3 | 0.92 | 5093 | 82
PJTPHWWE | Hubbell Lighting | Columbia Lighting | MPL4-50ML-AC-EU | Indoor Luminaires | Linear Ambient | Direct Linear Ambient Luminaires | Standard | FALSE | [9 empty] | 42488 |  |  | Yes |  | 3.1 | 8976 | 127 | 70.7 | 7.3 | 0.92 | 5093 | 82
PDGEG5DE | Hubbell Lighting | Columbia Lighting | MPL4-50ML-AD-EU | Indoor Luminaires | Linear Ambient | Direct Linear Ambient Luminaires | Standard | FALSE | [9 empty] | 42488 |  |  | Yes |  | 3.1 | 8927 | 125.7 | 71 | 7.3 | 0.92 | 5093 | 82
P6XBM9AA | Hubbell Lighting | Columbia Lighting | MPL4-50ML-AC-EU-FA | Indoor Luminaires | Linear Ambient | Direct Linear Ambient Luminaires | Standard | FALSE | [9 empty] | 42488 |  |  | Yes |  | 3.1 | 8376 | 118.5 | 70.7 | 7.3 | 0.92 | 5093 | 82
PP33KXWX | Hubbell Lighting | Columbia Lighting | MPL4-50ML-AD-EU-FA | Indoor Luminaires | Linear Ambient | Direct Linear Ambient Luminaires | Standard | FALSE | [9 empty] | 42488 |  |  | Yes |  | 3.1 | 8320 | 117.2 | 71 | 7.3 | 0.92 | 5093 | 82
P68W13UR | Hubbell Lighting | Columbia Lighting | MPL8-50VL-W-EU | Indoor Luminaires | Linear Ambient | Direct Linear Ambient Luminaires | Standard | FALSE | [9 empty] | 42488 |  |  | Yes |  | 3.1 | 24793 | 129.5 | 191.4 | 5.9 | 0.978 | 5093 | 82
PM4XT3YS | Hubbell Lighting | Columbia Lighting | MPL8-50VL-AC-EU | Indoor Luminaires | Linear Ambient | Direct Linear Ambient Luminaires | Standard | FALSE | [9 empty] | 42488 |  |  | Yes |  | 3.1 | 23695 | 123.8 | 191.4 | 5.9 | 0.978 | 5093 | 82
PJGMEA72 | Hubbell Lighting | Columbia Lighting | MPL8-50VL-AD-EU | Indoor Luminaires | Linear Ambient | Direct Linear Ambient Luminaires | Standard | FALSE | [9 empty] | 42488 |  |  | Yes |  | 3.1 | 23332 | 121.8 | 191.6 | 5.9 | 0.978 | 5093 | 82
PX3GYQKF | Hubbell Lighting | Columbia Lighting | MPL8-50VL-FA-EU | Indoor Luminaires | Linear Ambient | Direct Linear Ambient Luminaires | Standard | FALSE | [9 empty] | 42488 |  |  | Yes |  | 3.1 | 22912 | 120.6 | 190 | 5.9 | 0.978 | 5093 | 82
PXDK111M | Hubbell Lighting | Columbia Lighting | MPL8-50VL-AC-EU-FA | Indoor Luminaires | Linear Ambient | Direct Linear Ambient Luminaires | Standard | FALSE | [9 empty] | 42488 |  |  | Yes |  | 3.1 | 22111 | 115.5 | 191.4 | 5.9 | 0.978 | 5093 | 82
P241UVKG | Hubbell Lighting | Columbia Lighting | MPL8-50VL-AD-EU-FA | Indoor Luminaires | Linear Ambient | Direct Linear Ambient Luminaires | Standard | FALSE | [9 empty] | 42488 |  |  | Yes |  | 3.1 | 21745 | 113.5 | 191.6 | 5.9 | 0.978 | 5093 | 82
PSRFHSZS | Hubbell Lighting | Columbia Lighting | MPL4-50VL-W-EU | Indoor Luminaires | Linear Ambient | Direct Linear Ambient Luminaires | Standard | FALSE | [9 empty] | 42488 |  |  | Yes |  | 3.1 | 12397 | 129.5 | 95.7 | 5.9 | 0.978 | 5093 | 82
P4T75WDZ | Hubbell Lighting | Columbia Lighting | MPL4-50VL-AC-EU | Indoor Luminaires | Linear Ambient | Direct Linear Ambient Luminaires | Standard | FALSE | [9 empty] | 42488 |  |  | Yes |  | 3.1 | 11847 | 123.8 | 95.7 | 5.9 | 0.978 | 5093 | 82
PXKB4PW3 | Hubbell Lighting | Columbia Lighting | MPL4-50VL-AD-EU | Indoor Luminaires | Linear Ambient | Direct Linear Ambient Luminaires | Standard | FALSE | [9 empty] | 42488 |  |  | Yes |  | 3.1 | 11666 | 121.8 | 95.8 | 5.9 | 0.978 | 5093 | 82
P4E84VDH | Hubbell Lighting | Columbia Lighting | MPL4-50VL-FA-EU | Indoor Luminaires | Linear Ambient | Direct Linear Ambient Luminaires | Standard | FALSE | [9 empty] | 42488 |  |  | Yes |  | 3.1 | 11456 | 120.6 | 95 | 5.9 | 0.978 | 5093 | 82
P33S9WDS | Hubbell Lighting | Columbia Lighting | MPL4-50VL-AC-EU-FA | Indoor Luminaires | Linear Ambient | Direct Linear Ambient Luminaires | Standard | FALSE | [9 empty] | 42488 |  |  | Yes |  | 3.1 | 11056 | 115.5 | 95.7 | 5.9 | 0.978 | 5093 | 82
PPBBQ1DY | Hubbell Lighting | Columbia Lighting | MPL4-50VL-AD-EU-FA | Indoor Luminaires | Linear Ambient | Direct Linear Ambient Luminaires | Standard | FALSE | [9 empty] | 42488 |  |  | Yes |  | 3.1 | 10873 | 113.5 | 95.8 | 5.9 | 0.978 | 5093 | 82
PJ3REXUF | Hubbell Lighting | Columbia Lighting | MPL8-50LW-W-EU | Indoor Luminaires | Linear Ambient | Direct Linear Ambient Luminaires | Premium | FALSE | [9 empty] | 42488 |  |  | Yes |  | 3.1 | 13685 | 138.5 | 98.8 | 5 | 0.998 | 5093 | 82
PPC7FPXC | Hubbell Lighting | Columbia Lighting | MPL8-50LW-AC-EU | Indoor Luminaires | Linear Ambient | Direct Linear Ambient Luminaires | Premium | FALSE | [9 empty] | 42488 |  |  | Yes |  | 3.1 | 13079 | 132.4 | 98.8 | 5 | 0.998 | 5093 | 82
PKMBHUQA | Hubbell Lighting | Columbia Lighting | MPL8-50LW-FA-EU | Indoor Luminaires | Linear Ambient | Direct Linear Ambient Luminaires | Premium | FALSE | [9 empty] | 42488 |  |  | Yes |  | 3.1 | 12990 | 134.7 | 96.4 | 5 | 0.998 | 5093 | 82
PRFCUE4N | Hubbell Lighting | Columbia Lighting | MPL8-50LW-AD-EU | Indoor Luminaires | Linear Ambient | Direct Linear Ambient Luminaires | Premium | FALSE | [9 empty] | 42488 |  |  | Yes |  | 3.1 | 12968 | 134 | 96.8 | 5 | 0.998 | 5093 | 82
PC75E98V | Hubbell Lighting | Columbia Lighting | MPL8-50LW-AC-EU-FA | Indoor Luminaires | Linear Ambient | Direct Linear Ambient Luminaires | Premium | FALSE | [9 empty] | 42488 |  |  | Yes |  | 3.1 | 12204 | 123.5 | 98.8 | 5 | 0.998 | 5093 | 82
P8BU6HZ6 | Hubbell Lighting | Columbia Lighting | MPL8-50LW-AD-EU-FA | Indoor Luminaires | Linear Ambient | Direct Linear Ambient Luminaires | Premium | FALSE | [9 empty] | 42488 |  |  | Yes |  | 3.1 | 12086 | 124.9 | 96.8 | 5 | 0.998 | 5093 | 82
PJEBDBNH | Hubbell Lighting | Columbia Lighting | MPL4-50LW-W-EU | Indoor Luminaires | Linear Ambient | Direct Linear Ambient Luminaires | Premium | FALSE | [9 empty] | 42488 |  |  | Yes |  | 3.1 | 6842 | 138.5 | 49.4 | 5 | 0.998 | 5093 | 82
P62DCNSF | Hubbell Lighting | Columbia Lighting | MPL4-50LW-AC-EU | Indoor Luminaires | Linear Ambient | Direct Linear Ambient Luminaires | Premium | FALSE | [9 empty] | 42488 |  |  | Yes |  | 3.1 | 6539 | 132.4 | 49.4 | 5 | 0.998 | 5093 | 82
PWV1EZYJ | Hubbell Lighting | Columbia Lighting | MPL4-50LW-FA-EU | Indoor Luminaires | Linear Ambient | Direct Linear Ambient Luminaires | Premium | FALSE | [9 empty] | 42488 |  |  | Yes |  | 3.1 | 6495 | 134.7 | 48.2 | 5 | 0.998 | 5093 | 82
P141PZJV | Hubbell Lighting | Columbia Lighting | MPL4-50LW-AD-EU | Indoor Luminaires | Linear Ambient | Direct Linear Ambient Luminaires | Premium | FALSE | [9 empty] | 42488 |  |  | Yes |  | 3.1 | 6484 | 134 | 48.4 | 5 | 0.998 | 5093 | 82
P9MNYDPG | Hubbell Lighting | Columbia Lighting | MPL4-50LW-AC-EU-FA | Indoor Luminaires | Linear Ambient | Direct Linear Ambient Luminaires | Premium | FALSE | [9 empty] | 42488 |  |  | Yes |  | 3.1 | 6102 | 123.5 | 49.4 | 5 | 0.998 | 5093 | 82
P8G49QH6 | Hubbell Lighting | Columbia Lighting | MPL4-50LW-AD-EU-FA | Indoor Luminaires | Linear Ambient | Direct Linear Ambient Luminaires | Premium | FALSE | [9 empty] | 42488 |  |  | Yes |  | 3.1 | 6043 | 124.9 | 48.4 | 5 | 0.998 | 5093 | 82
P8Z33X3G | Hubbell Lighting | Columbia Lighting | MPL8-50LW-W-ED1U | Indoor Luminaires | Linear Ambient | Direct Linear Ambient Luminaires | Premium | FALSE | [9 empty] | 42488 |  |  | Yes |  | 3.1 | 13685 | 138.5 | 98.8 | 5 | 0.998 | 5093 | 82
PR3X595X | Hubbell Lighting | Columbia Lighting | MPL8-50LW-AC-ED1U | Indoor Luminaires | Linear Ambient | Direct Linear Ambient Luminaires | Premium | FALSE | [9 empty] | 42488 |  |  | Yes |  | 3.1 | 13079 | 132.4 | 98.8 | 5 | 0.998 | 5093 | 82
P8E4RF77 | Hubbell Lighting | Columbia Lighting | MPL8-50LW-FA-ED1U | Indoor Luminaires | Linear Ambient | Direct Linear Ambient Luminaires | Premium | FALSE | [9 empty] | 42488 |  |  | Yes |  | 3.1 | 12990 | 134.7 | 96.4 | 5 | 0.998 | 5093 | 82
P8Z88UE6 | Hubbell Lighting | Columbia Lighting | MPL8-50LW-AD-ED1U | Indoor Luminaires | Linear Ambient | Direct Linear Ambient Luminaires | Premium | FALSE | [9 empty] | 42488 |  |  | Yes |  | 3.1 | 12968 | 134 | 96.8 | 5 | 0.998 | 5093 | 82
PZVK3J9Y | Hubbell Lighting | Columbia Lighting | MPL8-50LW-AC-ED1U-FA | Indoor Luminaires | Linear Ambient | Direct Linear Ambient Luminaires | Premium | FALSE | [9 empty] | 42488 |  |  | Yes |  | 3.1 | 12204 | 123.5 | 98.8 | 5 | 0.998 | 5093 | 82
PSD3N7RF | Hubbell Lighting | Columbia Lighting | MPL8-50LW-AD-ED1U-FA | Indoor Luminaires | Linear Ambient | Direct Linear Ambient Luminaires | Premium | FALSE | [9 empty] | 42488 |  |  | Yes |  | 3.1 | 12086 | 124.9 | 96.8 | 5 | 0.998 | 5093 | 82
PST78STU | Hubbell Lighting | Columbia Lighting | MPL4-50LW-W-ED1U | Indoor Luminaires | Linear Ambient | Direct Linear Ambient Luminaires | Premium | FALSE | [9 empty] | 42488 |  |  | Yes |  | 3.1 | 6842 | 138.5 | 49.4 | 5 | 0.998 | 5093 | 82
P9GT6KUD | Hubbell Lighting | Columbia Lighting | MPL4-50LW-AC-ED1U | Indoor Luminaires | Linear Ambient | Direct Linear Ambient Luminaires | Premium | FALSE | [9 empty] | 42488 |  |  | Yes |  | 3.1 | 6539 | 132.4 | 49.4 | 5 | 0.998 | 5093 | 82
PS62Z1CS | Hubbell Lighting | Columbia Lighting | MPL4-50LW-FA-ED1U | Indoor Luminaires | Linear Ambient | Direct Linear Ambient Luminaires | Premium | FALSE | [9 empty] | 42488 |  |  | Yes |  | 3.1 | 6495 | 134.7 | 48.2 | 5 | 0.998 | 5093 | 82
PM1SR84T | Hubbell Lighting | Columbia Lighting | MPL4-50LW-AD-ED1U | Indoor Luminaires | Linear Ambient | Direct Linear Ambient Luminaires | Premium | FALSE | [9 empty] | 42488 |  |  | Yes |  | 3.1 | 6484 | 134 | 48.4 | 5 | 0.998 | 5093 | 82
P6VH9CKJ | Hubbell Lighting | Columbia Lighting | MPL4-50LW-AC-ED1U-FA | Indoor Luminaires | Linear Ambient | Direct Linear Ambient Luminaires | Premium | FALSE | [9 empty] | 42488 |  |  | Yes |  | 3.1 | 6102 | 123.5 | 49.4 | 5 | 0.998 | 5093 | 82
P9KHKY1D | Hubbell Lighting | Columbia Lighting | MPL4-50LW-AD-ED1U-FA | Indoor Luminaires | Linear Ambient | Direct Linear Ambient Luminaires | Premium | FALSE | [9 empty] | 42488 |  |  | Yes |  | 3.1 | 6043 | 124.9 | 48.4 | 5 | 0.998 | 5093 | 82
PKTA1HU3 | Hubbell Lighting | Columbia Lighting | MPL8-50HL-W-EDU | Indoor Luminaires | Linear Ambient | Direct Linear Ambient Luminaires | Standard | FALSE | [9 empty] | 42488 |  |  | Yes |  | 3.1 | 22498 | 131.4 | 171.2 | 7.3 | 0.92 | 5093 | 82
PE78CJKB | Hubbell Lighting | Columbia Lighting | MPL8-50HL-AC-EDU | Indoor Luminaires | Linear Ambient | Direct Linear Ambient Luminaires | Standard | FALSE | [9 empty] | 42488 |  |  | Yes |  | 3.1 | 21500 | 125.6 | 171.2 | 7.3 | 0.92 | 5093 | 82
PBHG7BNT | Hubbell Lighting | Columbia Lighting | MPL8-50HL-FA-EDU | Indoor Luminaires | Linear Ambient | Direct Linear Ambient Luminaires | Standard | FALSE | [9 empty] | 42488 |  |  | Yes |  | 3.1 | 21271 | 123.7 | 172 | 7.3 | 0.92 | 5093 | 82
PVKRNV99 | Hubbell Lighting | Columbia Lighting | MPL8-50HL-AD-EDU | Indoor Luminaires | Linear Ambient | Direct Linear Ambient Luminaires | Standard | FALSE | [9 empty] | 42488 |  |  | Yes |  | 3.1 | 21187 | 123 | 172.2 | 7.3 | 0.92 | 5093 | 82
PD4N6KC4 | Hubbell Lighting | Columbia Lighting | MPL8-50HL-AC-EDU-FA | Indoor Luminaires | Linear Ambient | Direct Linear Ambient Luminaires | Standard | FALSE | [9 empty] | 42488 |  |  | Yes |  | 3.1 | 20064 | 117.2 | 171.2 | 7.3 | 0.92 | 5093 | 82
PZ72H5XT | Hubbell Lighting | Columbia Lighting | MPL8-50HL-AD-EDU-FA | Indoor Luminaires | Linear Ambient | Direct Linear Ambient Luminaires | Standard | FALSE | [9 empty] | 42488 |  |  | Yes |  | 3.1 | 19745 | 114.7 | 172.2 | 7.3 | 0.92 | 5093 | 82
PJESHE2M | Hubbell Lighting | Columbia Lighting | MPL8-50ML-W-EDU | Indoor Luminaires | Linear Ambient | Direct Linear Ambient Luminaires | Standard | FALSE | [9 empty] | 42488 |  |  | Yes |  | 3.1 | 18785 | 132.8 | 141.4 | 7.3 | 0.92 | 5093 | 82
PQ5Z2AVE | Hubbell Lighting | Columbia Lighting | MPL8-50ML-FA-EDU | Indoor Luminaires | Linear Ambient | Direct Linear Ambient Luminaires | Standard | FALSE | [9 empty] | 42488 |  |  | Yes |  | 3.1 | 17960 | 126.5 | 142 | 7.3 | 0.92 | 5093 | 82
PZRBHV7X | Hubbell Lighting | Columbia Lighting | MPL8-50ML-AC-EDU | Indoor Luminaires | Linear Ambient | Direct Linear Ambient Luminaires | Standard | FALSE | [9 empty] | 42488 |  |  | Yes |  | 3.1 | 17952 | 127 | 141.4 | 7.3 | 0.92 | 5093 | 82
PUWC755J | Hubbell Lighting | Columbia Lighting | MPL8-50ML-AD-EDU | Indoor Luminaires | Linear Ambient | Direct Linear Ambient Luminaires | Standard | FALSE | [9 empty] | 42488 |  |  | Yes |  | 3.1 | 17854 | 125.7 | 142 | 7.3 | 0.92 | 5093 | 82
PZTYYJ6A | Hubbell Lighting | Columbia Lighting | MPL8-50ML-AC-EDU-FA | Indoor Luminaires | Linear Ambient | Direct Linear Ambient Luminaires | Standard | FALSE | [9 empty] | 42488 |  |  | Yes |  | 3.1 | 16753 | 118.5 | 141.4 | 7.3 | 0.92 | 5093 | 82
PJ1UB6V6 | Hubbell Lighting | Columbia Lighting | MPL8-50ML-AD-EDU-FA | Indoor Luminaires | Linear Ambient | Direct Linear Ambient Luminaires | Standard | FALSE | [9 empty] | 42488 |  |  | Yes |  | 3.1 | 16640 | 117.2 | 142 | 7.3 | 0.92 | 5093 | 82
PC69SUJD | Hubbell Lighting | Columbia Lighting | MPL4-50HL-W-EDU | Indoor Luminaires | Linear Ambient | Direct Linear Ambient Luminaires | Standard | FALSE | [9 empty] | 42488 |  |  | Yes |  | 3.1 | 11249 | 131.4 | 85.6 | 7.3 | 0.92 | 5093 | 82
P6M8G31S | Hubbell Lighting | Columbia Lighting | MPL4-50HL-AC-EDU | Indoor Luminaires | Linear Ambient | Direct Linear Ambient Luminaires | Standard | FALSE | [9 empty] | 42488 |  |  | Yes |  | 3.1 | 10750 | 125.6 | 85.6 | 7.3 | 0.92 | 5093 | 82
PB8J25DY | Hubbell Lighting | Columbia Lighting | MPL4-50HL-FA-EDU | Indoor Luminaires | Linear Ambient | Direct Linear Ambient Luminaires | Standard | FALSE | [9 empty] | 42488 |  |  | Yes |  | 3.1 | 10636 | 123.7 | 86 | 7.3 | 0.92 | 5093 | 82
P235Y1S6 | Hubbell Lighting | Columbia Lighting | MPL4-50HL-AD-EDU | Indoor Luminaires | Linear Ambient | Direct Linear Ambient Luminaires | Standard | FALSE | [9 empty] | 42488 |  |  | Yes |  | 3.1 | 10593 | 123 | 86.1 | 7.3 | 0.92 | 5093 | 82
PR8BTARU | Hubbell Lighting | Columbia Lighting | MPL4-50HL-AC-EDU-FA | Indoor Luminaires | Linear Ambient | Direct Linear Ambient Luminaires | Standard | FALSE | [9 empty] | 42488 |  |  | Yes |  | 3.1 | 10032 | 117.2 | 85.6 | 7.3 | 0.92 | 5093 | 82
PE45A4G9 | Hubbell Lighting | Columbia Lighting | MPL4-50HL-AD-EDU-FA | Indoor Luminaires | Linear Ambient | Direct Linear Ambient Luminaires | Standard | FALSE | [9 empty] | 42488 |  |  | Yes |  | 3.1 | 9873 | 114.7 | 86.1 | 7.3 | 0.92 | 5093 | 82
PKF5M1W2 | Hubbell Lighting | Columbia Lighting | MPL4-50ML-W-EDU | Indoor Luminaires | Linear Ambient | Direct Linear Ambient Luminaires | Standard | FALSE | [9 empty] | 42488 |  |  | Yes |  | 3.1 | 9392 | 132.8 | 70.7 | 7.3 | 0.92 | 5093 | 82
PJP5A4AU | Hubbell Lighting | Columbia Lighting | MPL4-50ML-FA-EDU | Indoor Luminaires | Linear Ambient | Direct Linear Ambient Luminaires | Standard | FALSE | [9 empty] | 42488 |  |  | Yes |  | 3.1 | 8980 | 126.5 | 71 | 7.3 | 0.92 | 5093 | 82
PU7RG94A | Hubbell Lighting | Columbia Lighting | MPL4-50ML-AC-EDU | Indoor Luminaires | Linear Ambient | Direct Linear Ambient Luminaires | Standard | FALSE | [9 empty] | 42488 |  |  | Yes |  | 3.1 | 8976 | 127 | 70.7 | 7.3 | 0.92 | 5093 | 82
PW7W6RJ2 | Hubbell Lighting | Columbia Lighting | MPL4-50ML-AD-EDU | Indoor Luminaires | Linear Ambient | Direct Linear Ambient Luminaires | Standard | FALSE | [9 empty] | 42488 |  |  | Yes |  | 3.1 | 8927 | 125.7 | 71 | 7.3 | 0.92 | 5093 | 82
PENC7KT9 | Hubbell Lighting | Columbia Lighting | MPL4-50ML-AC-EDU-FA | Indoor Luminaires | Linear Ambient | Direct Linear Ambient Luminaires | Standard | FALSE | [9 empty] | 42488 |  |  | Yes |  | 3.1 | 8376 | 118.5 | 70.7 | 7.3 | 0.92 | 5093 | 82
PNHGNJ5U | Hubbell Lighting | Columbia Lighting | MPL4-50ML-AD-EDU-FA | Indoor Luminaires | Linear Ambient | Direct Linear Ambient Luminaires | Standard | FALSE | [9 empty] | 42488 |  |  | Yes |  | 3.1 | 8320 | 117.2 | 71 | 7.3 | 0.92 | 5093 | 82
PRH4HMEN | Hubbell Lighting | Columbia Lighting | MPL8-50VL-W-EDU | Indoor Luminaires | Linear Ambient | Direct Linear Ambient Luminaires | Standard | FALSE | [9 empty] | 42488 |  |  | Yes |  | 3.1 | 24793 | 129.5 | 191.4 | 5.9 | 0.978 | 5093 | 82
P4SPAMG4 | Hubbell Lighting | Columbia Lighting | MPL8-50VL-AC-EDU | Indoor Luminaires | Linear Ambient | Direct Linear Ambient Luminaires | Standard | FALSE | [9 empty] | 42488 |  |  | Yes |  | 3.1 | 23695 | 123.8 | 191.4 | 5.9 | 0.978 | 5093 | 82
PHGTYMNC | Hubbell Lighting | Columbia Lighting | MPL8-50VL-AD-EDU | Indoor Luminaires | Linear Ambient | Direct Linear Ambient Luminaires | Standard | FALSE | [9 empty] | 42488 |  |  | Yes |  | 3.1 | 23332 | 121.8 | 191.6 | 5.9 | 0.978 | 5093 | 82
PNCJWSTY | Hubbell Lighting | Columbia Lighting | MPL8-50VL-FA-EDU | Indoor Luminaires | Linear Ambient | Direct Linear Ambient Luminaires | Standard | FALSE | [9 empty] | 42488 |  |  | Yes |  | 3.1 | 22912 | 120.6 | 190 | 5.9 | 0.978 | 5093 | 82
P65K6A2P | Hubbell Lighting | Columbia Lighting | MPL8-50VL-AC-EDU-FA | Indoor Luminaires | Linear Ambient | Direct Linear Ambient Luminaires | Standard | FALSE | [9 empty] | 42488 |  |  | Yes |  | 3.1 | 22111 | 115.5 | 191.4 | 5.9 | 0.978 | 5093 | 82
PENQYUMN | Hubbell Lighting | Columbia Lighting | MPL8-50VL-AD-EDU-FA | Indoor Luminaires | Linear Ambient | Direct Linear Ambient Luminaires | Standard | FALSE | [9 empty] | 42488 |  |  | Yes |  | 3.1 | 21745 | 113.5 | 191.6 | 5.9 | 0.978 | 5093 | 82
PCRE83XE | Hubbell Lighting | Columbia Lighting | MPL4-50VL-W-EDU | Indoor Luminaires | Linear Ambient | Direct Linear Ambient Luminaires | Standard | FALSE | [9 empty] | 42488 |  |  | Yes |  | 3.1 | 12397 | 129.5 | 95.7 | 5.9 | 0.978 | 5093 | 82
PS168ENN | Hubbell Lighting | Columbia Lighting | MPL4-50VL-AC-EDU | Indoor Luminaires | Linear Ambient | Direct Linear Ambient Luminaires | Standard | FALSE | [9 empty] | 42488 |  |  | Yes |  | 3.1 | 11847 | 123.8 | 95.7 | 5.9 | 0.978 | 5093 | 82
P6X6WJHN | Hubbell Lighting | Columbia Lighting | MPL4-50VL-AD-EDU | Indoor Luminaires | Linear Ambient | Direct Linear Ambient Luminaires | Standard | FALSE | [9 empty] | 42488 |  |  | Yes |  | 3.1 | 11666 | 121.8 | 95.8 | 5.9 | 0.978 | 5093 | 82
P8Q8TH52 | Hubbell Lighting | Columbia Lighting | MPL4-50VL-FA-EDU | Indoor Luminaires | Linear Ambient | Direct Linear Ambient Luminaires | Standard | FALSE | [9 empty] | 42488 |  |  | Yes |  | 3.1 | 11456 | 120.6 | 95 | 5.9 | 0.978 | 5093 | 82
PXRBVC4R | Hubbell Lighting | Columbia Lighting | MPL4-50VL-AC-EDU-FA | Indoor Luminaires | Linear Ambient | Direct Linear Ambient Luminaires | Standard | FALSE | [9 empty] | 42488 |  |  | Yes |  | 3.1 | 11056 | 115.5 | 95.7 | 5.9 | 0.978 | 5093 | 82
PWRS1XKC | Hubbell Lighting | Columbia Lighting | MPL4-50VL-AD-EDU-FA | Indoor Luminaires | Linear Ambient | Direct Linear Ambient Luminaires | Standard | FALSE | [9 empty] | 42488 |  |  | Yes |  | 3.1 | 10873 | 113.5 | 95.8 | 5.9 | 0.978 | 5093 | 82
PW4WJNQU | Hubbell Lighting | Columbia Lighting | MPL8-50LW-W-EDU | Indoor Luminaires | Linear Ambient | Direct Linear Ambient Luminaires | Premium | FALSE | [9 empty] | 42488 |  |  | Yes |  | 3.1 | 13685 | 138.5 | 98.8 | 5 | 0.998 | 5093 | 82
PUNAGTCQ | Hubbell Lighting | Columbia Lighting | MPL8-50LW-AC-EDU | Indoor Luminaires | Linear Ambient | Direct Linear Ambient Luminaires | Premium | FALSE | [9 empty] | 42488 |  |  | Yes |  | 3.1 | 13079 | 132.4 | 98.8 | 5 | 0.998 | 5093 | 82
PJRXS6HR | Hubbell Lighting | Columbia Lighting | MPL8-50LW-FA-EDU | Indoor Luminaires | Linear Ambient | Direct Linear Ambient Luminaires | Premium | FALSE | [9 empty] | 42488 |  |  | Yes |  | 3.1 | 12990 | 134.7 | 96.4 | 5 | 0.998 | 5093 | 82
PFXPTSBM | Hubbell Lighting | Columbia Lighting | MPL8-50LW-AD-EDU | Indoor Luminaires | Linear Ambient | Direct Linear Ambient Luminaires | Premium | FALSE | [9 empty] | 42488 |  |  | Yes |  | 3.1 | 12968 | 134 | 96.8 | 5 | 0.998 | 5093 | 82
PKX9SRNW | Hubbell Lighting | Columbia Lighting | MPL8-50LW-AC-EDU-FA | Indoor Luminaires | Linear Ambient | Direct Linear Ambient Luminaires | Premium | FALSE | [9 empty] | 42488 |  |  | Yes |  | 3.1 | 12204 | 123.5 | 98.8 | 5 | 0.998 | 5093 | 82
PTPW6MVS | Hubbell Lighting | Columbia Lighting | MPL8-50LW-AD-EDU-FA | Indoor Luminaires | Linear Ambient | Direct Linear Ambient Luminaires | Premium | FALSE | [9 empty] | 42488 |  |  | Yes |  | 3.1 | 12086 | 124.9 | 96.8 | 5 | 0.998 | 5093 | 82
PX2P5EDM | Hubbell Lighting | Columbia Lighting | MPL4-50LW-W-EDU | Indoor Luminaires | Linear Ambient | Direct Linear Ambient Luminaires | Premium | FALSE | [9 empty] | 42488 |  |  | Yes |  | 3.1 | 6842 | 138.5 | 49.4 | 5 | 0.998 | 5093 | 82
P3CGQSDR | Hubbell Lighting | Columbia Lighting | MPL4-50LW-AC-EDU | Indoor Luminaires | Linear Ambient | Direct Linear Ambient Luminaires | Premium | FALSE | [9 empty] | 42488 |  |  | Yes |  | 3.1 | 6539 | 132.4 | 49.4 | 5 | 0.998 | 5093 | 82
PT2M3BGT | Hubbell Lighting | Columbia Lighting | MPL4-50LW-FA-EDU | Indoor Luminaires | Linear Ambient | Direct Linear Ambient Luminaires | Premium | FALSE | [9 empty] | 42488 |  |  | Yes |  | 3.1 | 6495 | 134.7 | 48.2 | 5 | 0.998 | 5093 | 82
PS4WNKN9 | Hubbell Lighting | Columbia Lighting | MPL4-50LW-AD-EDU | Indoor Luminaires | Linear Ambient | Direct Linear Ambient Luminaires | Premium | FALSE | [9 empty] | 42488 |  |  | Yes |  | 3.1 | 6484 | 134 | 48.4 | 5 | 0.998 | 5093 | 82
P6ZYK7J1 | Hubbell Lighting | Columbia Lighting | MPL4-50LW-AC-EDU-FA | Indoor Luminaires | Linear Ambient | Direct Linear Ambient Luminaires | Premium | FALSE | [9 empty] | 42488 |  |  | Yes |  | 3.1 | 6102 | 123.5 | 49.4 | 5 | 0.998 | 5093 | 82
P3E714D4 | Hubbell Lighting | Columbia Lighting | MPL4-50LW-AD-EDU-FA | Indoor Luminaires | Linear Ambient | Direct Linear Ambient Luminaires | Premium | FALSE | [9 empty] | 42488 |  |  | Yes |  | 3.1 | 6043 | 124.9 | 48.4 | 5 | 0.998 | 5093 | 82
P2RRR2EQ | Hubbell Lighting | Columbia Lighting | MPL8-940HL-W-EU | Indoor Luminaires | Linear Ambient | Direct Linear Ambient Luminaires | Standard | FALSE | [9 empty] | 42488 |  |  | Yes |  | 3.1 | 18392 | 107.4 | 171.2 | 7.3 | 0.92 | 3983 | 91
PKKW4Q6G | Hubbell Lighting | Columbia Lighting | MPL8-940HL-AC-EU | Indoor Luminaires | Linear Ambient | Direct Linear Ambient Luminaires | Standard | FALSE | [9 empty] | 42488 |  |  | Yes |  | 3.1 | 17599 | 102.8 | 171.2 | 7.3 | 0.92 | 3983 | 91
PH39VU2Q | Hubbell Lighting | Columbia Lighting | MPL8-940HL-AD-EU | Indoor Luminaires | Linear Ambient | Direct Linear Ambient Luminaires | Standard | FALSE | [9 empty] | 42488 |  |  | Yes |  | 3.1 | 17340 | 100.7 | 172.2 | 7.3 | 0.92 | 3983 | 91
PU4RNFBM | Hubbell Lighting | Columbia Lighting | MPL8-940HL-FA-EU | Indoor Luminaires | Linear Ambient | Direct Linear Ambient Luminaires | Standard | FALSE | [9 empty] | 42488 |  |  | Yes |  | 3.1 | 16921 | 98.8 | 171.2 | 7.3 | 0.92 | 3983 | 91
PPUQB9UU | Hubbell Lighting | Columbia Lighting | MPL8-940HL-AC-EU-FA | Indoor Luminaires | Linear Ambient | Direct Linear Ambient Luminaires | Standard | FALSE | [9 empty] | 42488 |  |  | Yes |  | 3.1 | 16878 | 98.6 | 171.2 | 7.3 | 0.92 | 3983 | 91
PN8FGKA3 | Hubbell Lighting | Columbia Lighting | MPL8-940HL-AD-EU-FA | Indoor Luminaires | Linear Ambient | Direct Linear Ambient Luminaires | Standard | FALSE | [9 empty] | 42488 |  |  | Yes |  | 3.1 | 16679 | 96.9 | 172.2 | 7.3 | 0.92 | 3983 | 91
PNXUVX17 | Hubbell Lighting | Columbia Lighting | MPL8-940ML-W-EU | Indoor Luminaires | Linear Ambient | Direct Linear Ambient Luminaires | Standard | FALSE | [9 empty] | 42488 |  |  | Yes |  | 3.1 | 15355 | 108.6 | 141.4 | 7.3 | 0.92 | 3983 | 91
PQ66W5B1 | Hubbell Lighting | Columbia Lighting | MPL8-940ML-AC-EU | Indoor Luminaires | Linear Ambient | Direct Linear Ambient Luminaires | Standard | FALSE | [9 empty] | 42488 |  |  | Yes |  | 3.1 | 14693 | 103.9 | 141.4 | 7.3 | 0.92 | 3983 | 91
PTN38W57 | Hubbell Lighting | Columbia Lighting | MPL8-940ML-AD-EU | Indoor Luminaires | Linear Ambient | Direct Linear Ambient Luminaires | Standard | FALSE | [9 empty] | 42488 |  |  | Yes |  | 3.1 | 14614 | 102.9 | 142 | 7.3 | 0.92 | 3983 | 91
PYA3ZEX1 | Hubbell Lighting | Columbia Lighting | MPL8-940ML-FA-EU | Indoor Luminaires | Linear Ambient | Direct Linear Ambient Luminaires | Standard | FALSE | [9 empty] | 42488 |  |  | Yes |  | 3.1 | 14128 | 99.9 | 141.4 | 7.3 | 0.92 | 3983 | 91
P3ZQSGSY | Hubbell Lighting | Columbia Lighting | MPL8-940ML-AC-EU-FA | Indoor Luminaires | Linear Ambient | Direct Linear Ambient Luminaires | Standard | FALSE | [9 empty] | 42488 |  |  | Yes |  | 3.1 | 14093 | 99.7 | 141.4 | 7.3 | 0.92 | 3983 | 91
PH6Q4A9D | Hubbell Lighting | Columbia Lighting | MPL8-940ML-AD-EU-FA | Indoor Luminaires | Linear Ambient | Direct Linear Ambient Luminaires | Standard | FALSE | [9 empty] | 42488 |  |  | Yes |  | 3.1 | 14057 | 99 | 142 | 7.3 | 0.92 | 3983 | 91
P39PD83Z | Hubbell Lighting | Columbia Lighting | MPL4-940HL-W-EU | Indoor Luminaires | Linear Ambient | Direct Linear Ambient Luminaires | Standard | FALSE | [9 empty] | 42488 |  |  | Yes |  | 3.1 | 9196 | 107.4 | 85.6 | 7.3 | 0.92 | 3983 | 91
PFKVY4ZV | Hubbell Lighting | Columbia Lighting | MPL4-940HL-AC-EU | Indoor Luminaires | Linear Ambient | Direct Linear Ambient Luminaires | Standard | FALSE | [9 empty] | 42488 |  |  | Yes |  | 3.1 | 8800 | 102.8 | 85.6 | 7.3 | 0.92 | 3983 | 91
PSJENSQK | Hubbell Lighting | Columbia Lighting | MPL4-940HL-AD-EU | Indoor Luminaires | Linear Ambient | Direct Linear Ambient Luminaires | Standard | FALSE | [9 empty] | 42488 |  |  | Yes |  | 3.1 | 8670 | 100.7 | 86.1 | 7.3 | 0.92 | 3983 | 91
P6B1RDAN | Hubbell Lighting | Columbia Lighting | MPL4-940HL-FA-EU | Indoor Luminaires | Linear Ambient | Direct Linear Ambient Luminaires | Standard | FALSE | [9 empty] | 42488 |  |  | Yes |  | 3.1 | 8460 | 98.8 | 85.6 | 7.3 | 0.92 | 3983 | 91
PYCD2VND | Hubbell Lighting | Columbia Lighting | MPL4-940HL-AC-EU-FA | Indoor Luminaires | Linear Ambient | Direct Linear Ambient Luminaires | Standard | FALSE | [9 empty] | 42488 |  |  | Yes |  | 3.1 | 8439 | 98.6 | 85.6 | 7.3 | 0.92 | 3983 | 91
PYUCV85A | Hubbell Lighting | Columbia Lighting | MPL4-940HL-AD-EU-FA | Indoor Luminaires | Linear Ambient | Direct Linear Ambient Luminaires | Standard | FALSE | [9 empty] | 42488 |  |  | Yes |  | 3.1 | 8340 | 96.9 | 86.1 | 7.3 | 0.92 | 3983 | 91
PYNMABV9 | Hubbell Lighting | Columbia Lighting | MPL4-940ML-W-EU | Indoor Luminaires | Linear Ambient | Direct Linear Ambient Luminaires | Standard | FALSE | [9 empty] | 42488 |  |  | Yes |  | 3.1 | 7678 | 108.6 | 70.7 | 7.3 | 0.92 | 3983 | 91
P9K48VTH | Hubbell Lighting | Columbia Lighting | MPL4-940ML-AC-EU | Indoor Luminaires | Linear Ambient | Direct Linear Ambient Luminaires | Standard | FALSE | [9 empty] | 42488 |  |  | Yes |  | 3.1 | 7347 | 103.9 | 70.7 | 7.3 | 0.92 | 3983 | 91
P17GVMV5 | Hubbell Lighting | Columbia Lighting | MPL4-940ML-AD-EU | Indoor Luminaires | Linear Ambient | Direct Linear Ambient Luminaires | Standard | FALSE | [9 empty] | 42488 |  |  | Yes |  | 3.1 | 7307 | 102.9 | 71 | 7.3 | 0.92 | 3983 | 91
PTEJCK87 | Hubbell Lighting | Columbia Lighting | MPL4-940ML-FA-EU | Indoor Luminaires | Linear Ambient | Direct Linear Ambient Luminaires | Standard | FALSE | [9 empty] | 42488 |  |  | Yes |  | 3.1 | 7064 | 99.9 | 70.7 | 7.3 | 0.92 | 3983 | 91
PRWV6MWR | Hubbell Lighting | Columbia Lighting | MPL4-940ML-AC-EU-FA | Indoor Luminaires | Linear Ambient | Direct Linear Ambient Luminaires | Standard | FALSE | [9 empty] | 42488 |  |  | Yes |  | 3.1 | 7047 | 99.7 | 70.7 | 7.3 | 0.92 | 3983 | 91
P9U9BPF1 | Hubbell Lighting | Columbia Lighting | MPL4-940ML-AD-EU-FA | Indoor Luminaires | Linear Ambient | Direct Linear Ambient Luminaires | Standard | FALSE | [9 empty] | 42488 |  |  | Yes |  | 3.1 | 7029 | 99 | 71 | 7.3 | 0.92 | 3983 | 91
PT614NCK | Hubbell Lighting | Columbia Lighting | MPL8-940VL-W-EU | Indoor Luminaires | Linear Ambient | Direct Linear Ambient Luminaires | Standard | FALSE | [9 empty] | 42488 |  |  | Yes |  | 3.1 | 20338 | 106.5 | 191 | 5.9 | 0.978 | 3983 | 91
PM9HSHGC | Hubbell Lighting | Columbia Lighting | MPL8-940VL-AC-EU | Indoor Luminaires | Linear Ambient | Direct Linear Ambient Luminaires | Standard | FALSE | [9 empty] | 42488 |  |  | Yes |  | 3.1 | 19461 | 101.9 | 191 | 5.9 | 0.978 | 3983 | 91
PGY627RA | Hubbell Lighting | Columbia Lighting | MPL8-940VL-AD-EU | Indoor Luminaires | Linear Ambient | Direct Linear Ambient Luminaires | Standard | FALSE | [9 empty] | 42488 |  |  | Yes |  | 3.1 | 19134 | 100.1 | 191.2 | 5.9 | 0.978 | 3983 | 91
PCJEV8P4 | Hubbell Lighting | Columbia Lighting | MPL8-940VL-FA-EU | Indoor Luminaires | Linear Ambient | Direct Linear Ambient Luminaires | Standard | FALSE | [9 empty] | 42488 |  |  | Yes |  | 3.1 | 18711 | 98 | 191 | 5.9 | 0.978 | 3983 | 91
P8G2T24D | Hubbell Lighting | Columbia Lighting | MPL8-940VL-AC-EU-FA | Indoor Luminaires | Linear Ambient | Direct Linear Ambient Luminaires | Standard | FALSE | [9 empty] | 42488 |  |  | Yes |  | 3.1 | 18601 | 97.2 | 191.4 | 5.9 | 0.978 | 3983 | 91
PXMCPT5J | Hubbell Lighting | Columbia Lighting | MPL8-940VL-AD-EU-FA | Indoor Luminaires | Linear Ambient | Direct Linear Ambient Luminaires | Standard | FALSE | [9 empty] | 42488 |  |  | Yes |  | 3.1 | 18368 | 95.9 | 191.6 | 5.9 | 0.978 | 3983 | 91
PNJX9VTW | Hubbell Lighting | Columbia Lighting | MPL4-940VL-W-EU | Indoor Luminaires | Linear Ambient | Direct Linear Ambient Luminaires | Standard | FALSE | [9 empty] | 42488 |  |  | Yes |  | 3.1 | 10169 | 106.5 | 95.5 | 5.9 | 0.978 | 3983 | 91
P28SAX8E | Hubbell Lighting | Columbia Lighting | MPL4-940VL-AC-EU | Indoor Luminaires | Linear Ambient | Direct Linear Ambient Luminaires | Standard | FALSE | [9 empty] | 42488 |  |  | Yes |  | 3.1 | 9731 | 101.9 | 95.5 | 5.9 | 0.978 | 3983 | 91
P76K2VS6 | Hubbell Lighting | Columbia Lighting | MPL4-940VL-AD-EU | Indoor Luminaires | Linear Ambient | Direct Linear Ambient Luminaires | Standard | FALSE | [9 empty] | 42488 |  |  | Yes |  | 3.1 | 9567 | 100.1 | 95.6 | 5.9 | 0.978 | 3983 | 91
PRPPQQ8J | Hubbell Lighting | Columbia Lighting | MPL4-940VL-FA-EU | Indoor Luminaires | Linear Ambient | Direct Linear Ambient Luminaires | Standard | FALSE | [9 empty] | 42488 |  |  | Yes |  | 3.1 | 9355 | 98 | 95.5 | 5.9 | 0.978 | 3983 | 91
PWJVQUBQ | Hubbell Lighting | Columbia Lighting | MPL4-940VL-AC-EU-FA | Indoor Luminaires | Linear Ambient | Direct Linear Ambient Luminaires | Standard | FALSE | [9 empty] | 42488 |  |  | Yes |  | 3.1 | 9301 | 97.2 | 95.7 | 5.9 | 0.978 | 3983 | 91
PP49QX5X | Hubbell Lighting | Columbia Lighting | MPL4-940VL-AD-EU-FA | Indoor Luminaires | Linear Ambient | Direct Linear Ambient Luminaires | Standard | FALSE | [9 empty] | 42488 |  |  | Yes |  | 3.1 | 9184 | 95.9 | 95.8 | 5.9 | 0.978 | 3983 | 91
PNE3AYBZ | Hubbell Lighting | Columbia Lighting | MPL8-940LW-W-EU | Indoor Luminaires | Linear Ambient | Direct Linear Ambient Luminaires | Standard | FALSE | [9 empty] | 42488 |  |  | Yes |  | 3.1 | 11186 | 113.2 | 98.8 | 5 | 0.998 | 3983 | 91
PM9GMP6S | Hubbell Lighting | Columbia Lighting | MPL8-940LW-AD-EU | Indoor Luminaires | Linear Ambient | Direct Linear Ambient Luminaires | Standard | FALSE | [9 empty] | 42488 |  |  | Yes |  | 3.1 | 10773 | 107.9 | 99.8 | 5 | 0.998 | 3983 | 91
PXTQZVKG | Hubbell Lighting | Columbia Lighting | MPL8-940LW-AC-EU | Indoor Luminaires | Linear Ambient | Direct Linear Ambient Luminaires | Standard | FALSE | [9 empty] | 42488 |  |  | Yes |  | 3.1 | 10704 | 108.3 | 98.8 | 5 | 0.998 | 3983 | 91
PBJ87AVW | Hubbell Lighting | Columbia Lighting | MPL8-940LW-FA-EU | Indoor Luminaires | Linear Ambient | Direct Linear Ambient Luminaires | Standard | FALSE | [9 empty] | 42488 |  |  | Yes |  | 3.1 | 10291 | 104.2 | 98.8 | 5 | 0.998 | 3983 | 91
P4GGGPZH | Hubbell Lighting | Columbia Lighting | MPL8-940LW-AC-EU-FA | Indoor Luminaires | Linear Ambient | Direct Linear Ambient Luminaires | Standard | FALSE | [9 empty] | 42488 |  |  | Yes |  | 3.1 | 10266 | 103.9 | 98.8 | 5 | 0.998 | 3983 | 91
PVY25E4Y | Hubbell Lighting | Columbia Lighting | MPL8-940LW-AD-EU-FA | Indoor Luminaires | Linear Ambient | Direct Linear Ambient Luminaires | Standard | FALSE | [9 empty] | 42488 |  |  | Yes |  | 3.1 | 10209 | 105.5 | 96.8 | 5 | 0.998 | 3983 | 91
P5KP7W6P | Hubbell Lighting | Columbia Lighting | MPL4-940LW-W-EU | Indoor Luminaires | Linear Ambient | Direct Linear Ambient Luminaires | Standard | FALSE | [9 empty] | 42488 |  |  | Yes |  | 3.1 | 5593 | 113.2 | 49.4 | 5 | 0.998 | 3983 | 91
P519FGBG | Hubbell Lighting | Columbia Lighting | MPL4-940LW-AD-EU | Indoor Luminaires | Linear Ambient | Direct Linear Ambient Luminaires | Standard | FALSE | [9 empty] | 42488 |  |  | Yes |  | 3.1 | 5386 | 107.9 | 49.9 | 5 | 0.998 | 3983 | 91
P92SHN85 | Hubbell Lighting | Columbia Lighting | MPL4-940LW-AC-EU | Indoor Luminaires | Linear Ambient | Direct Linear Ambient Luminaires | Standard | FALSE | [9 empty] | 42488 |  |  | Yes |  | 3.1 | 5352 | 108.3 | 49.4 | 5 | 0.998 | 3983 | 91
PMKGU431 | Hubbell Lighting | Columbia Lighting | MPL4-940LW-FA-EU | Indoor Luminaires | Linear Ambient | Direct Linear Ambient Luminaires | Standard | FALSE | [9 empty] | 42488 |  |  | Yes |  | 3.1 | 5146 | 104.2 | 49.4 | 5 | 0.998 | 3983 | 91
PQUFNG1X | Hubbell Lighting | Columbia Lighting | MPL4-940LW-AC-EU-FA | Indoor Luminaires | Linear Ambient | Direct Linear Ambient Luminaires | Standard | FALSE | [9 empty] | 42488 |  |  | Yes |  | 3.1 | 5133 | 103.9 | 49.4 | 5 | 0.998 | 3983 | 91
PE5UMK2P | Hubbell Lighting | Columbia Lighting | MPL4-940LW-AD-EU-FA | Indoor Luminaires | Linear Ambient | Direct Linear Ambient Luminaires | Standard | FALSE | [9 empty] | 42488 |  |  | Yes |  | 3.1 | 5105 | 105.5 | 48.4 | 5 | 0.998 | 3983 | 91
PJ61YP8D | Hubbell Lighting | Columbia Lighting | MPL8-940LW-W-ED1U | Indoor Luminaires | Linear Ambient | Direct Linear Ambient Luminaires | Standard | FALSE | [9 empty] | 42488 |  |  | Yes |  | 3.1 | 11186 | 113.2 | 98.8 | 7.3 | 0.92 | 3983 | 91
PR1BK7S2 | Hubbell Lighting | Columbia Lighting | MPL8-940LW-AD-ED1U | Indoor Luminaires | Linear Ambient | Direct Linear Ambient Luminaires | Standard | FALSE | [9 empty] | 42488 |  |  | Yes |  | 3.1 | 10773 | 107.9 | 99.8 | 7.3 | 0.92 | 3983 | 91
P22NY9UP | Hubbell Lighting | Columbia Lighting | MPL4-940LW-W-ED1U | Indoor Luminaires | Linear Ambient | Direct Linear Ambient Luminaires | Standard | FALSE | [9 empty] | 42488 |  |  | Yes |  | 3.1 | 5593 | 113.2 | 49.4 | 7.3 | 0.92 | 3983 | 91
PC7JCPUV | Hubbell Lighting | Columbia Lighting | MPL4-940LW-AD-ED1U | Indoor Luminaires | Linear Ambient | Direct Linear Ambient Luminaires | Standard | FALSE | [9 empty] | 42488 |  |  | Yes |  | 3.1 | 5386 | 107.9 | 49.9 | 7.3 | 0.92 | 3983 | 91
PHMXU93E | Hubbell Lighting | Columbia Lighting | MPL8-940LW-FA-ED1U | Indoor Luminaires | Linear Ambient | Direct Linear Ambient Luminaires | Standard | FALSE | [9 empty] | 42488 |  |  | Yes |  | 3.1 | 10291 | 104.2 | 98.8 | 5.9 | 0.978 | 3983 | 91
PK1YS7D6 | Hubbell Lighting | Columbia Lighting | MPL4-940LW-FA-ED1U | Indoor Luminaires | Linear Ambient | Direct Linear Ambient Luminaires | Standard | FALSE | [9 empty] | 42488 |  |  | Yes |  | 3.1 | 5146 | 104.2 | 49.4 | 5.9 | 0.978 | 3983 | 91
PMAJF8YW | Hubbell Lighting | Columbia Lighting | MPL8-940LW-AC-ED1U | Indoor Luminaires | Linear Ambient | Direct Linear Ambient Luminaires | Standard | FALSE | [9 empty] | 42488 |  |  | Yes |  | 3.1 | 10704 | 108.3 | 98.8 | 5 | 0.998 | 3983 | 91
P9WDR7KZ | Hubbell Lighting | Columbia Lighting | MPL8-940LW-AC-ED1U-FA | Indoor Luminaires | Linear Ambient | Direct Linear Ambient Luminaires | Standard | FALSE | [9 empty] | 42488 |  |  | Yes |  | 3.1 | 10266 | 103.9 | 98.8 | 5 | 0.998 | 3983 | 91
P8JCCBKQ | Hubbell Lighting | Columbia Lighting | MPL8-940LW-AD-ED1U-FA | Indoor Luminaires | Linear Ambient | Direct Linear Ambient Luminaires | Standard | FALSE | [9 empty] | 42488 |  |  | Yes |  | 3.1 | 10209 | 105.5 | 96.8 | 5 | 0.998 | 3983 | 91
PAWGJ23X | Hubbell Lighting | Columbia Lighting | MPL4-940LW-AC-ED1U | Indoor Luminaires | Linear Ambient | Direct Linear Ambient Luminaires | Standard | FALSE | [9 empty] | 42488 |  |  | Yes |  | 3.1 | 5352 | 108.3 | 49.4 | 5 | 0.998 | 3983 | 91
PMFCGH2W | Hubbell Lighting | Columbia Lighting | MPL4-940LW-AC-ED1U-FA | Indoor Luminaires | Linear Ambient | Direct Linear Ambient Luminaires | Standard | FALSE | [9 empty] | 42488 |  |  | Yes |  | 3.1 | 5133 | 103.9 | 49.4 | 5 | 0.998 | 3983 | 91
PVS1U5A1 | Hubbell Lighting | Columbia Lighting | MPL4-940LW-AD-ED1U-FA | Indoor Luminaires | Linear Ambient | Direct Linear Ambient Luminaires | Standard | FALSE | [9 empty] | 42488 |  |  | Yes |  | 3.1 | 5105 | 105.5 | 48.4 | 5 | 0.998 | 3983 | 91
PHB5SHGF | Hubbell Lighting | Columbia Lighting | MPL8-940HL-W-EDU | Indoor Luminaires | Linear Ambient | Direct Linear Ambient Luminaires | Standard | FALSE | [9 empty] | 42488 |  |  | Yes |  | 3.1 | 18392 | 107.4 | 171.2 | 7.3 | 0.92 | 3983 | 91
PG6SA5AJ | Hubbell Lighting | Columbia Lighting | MPL8-940HL-AC-EDU | Indoor Luminaires | Linear Ambient | Direct Linear Ambient Luminaires | Standard | FALSE | [9 empty] | 42488 |  |  | Yes |  | 3.1 | 17599 | 102.8 | 171.2 | 7.3 | 0.92 | 3983 | 91
P2KFSR9S | Hubbell Lighting | Columbia Lighting | MPL8-940HL-AD-EDU | Indoor Luminaires | Linear Ambient | Direct Linear Ambient Luminaires | Standard | FALSE | [9 empty] | 42488 |  |  | Yes |  | 3.1 | 17340 | 100.7 | 172.2 | 7.3 | 0.92 | 3983 | 91
PNC85SZZ | Hubbell Lighting | Columbia Lighting | MPL8-940HL-FA-EDU | Indoor Luminaires | Linear Ambient | Direct Linear Ambient Luminaires | Standard | FALSE | [9 empty] | 42488 |  |  | Yes |  | 3.1 | 16921 | 98.8 | 171.2 | 7.3 | 0.92 | 3983 | 91
PS4974ET | Hubbell Lighting | Columbia Lighting | MPL8-940HL-AC-EDU-FA | Indoor Luminaires | Linear Ambient | Direct Linear Ambient Luminaires | Standard | FALSE | [9 empty] | 42488 |  |  | Yes |  | 3.1 | 16878 | 98.6 | 171.2 | 7.3 | 0.92 | 3983 | 91
P9CV97X9 | Hubbell Lighting | Columbia Lighting | MPL8-940HL-AD-EDU-FA | Indoor Luminaires | Linear Ambient | Direct Linear Ambient Luminaires | Standard | FALSE | [9 empty] | 42488 |  |  | Yes |  | 3.1 | 16679 | 96.9 | 172.2 | 7.3 | 0.92 | 3983 | 91
PF8HBSGJ | Hubbell Lighting | Columbia Lighting | MPL8-940ML-W-EDU | Indoor Luminaires | Linear Ambient | Direct Linear Ambient Luminaires | Standard | FALSE | [9 empty] | 42488 |  |  | Yes |  | 3.1 | 15355 | 108.6 | 141.4 | 7.3 | 0.92 | 3983 | 91
P6FAZAEU | Hubbell Lighting | Columbia Lighting | MPL8-940ML-AC-EDU | Indoor Luminaires | Linear Ambient | Direct Linear Ambient Luminaires | Standard | FALSE | [9 empty] | 42488 |  |  | Yes |  | 3.1 | 14693 | 103.9 | 141.4 | 7.3 | 0.92 | 3983 | 91
PEE7MU7N | Hubbell Lighting | Columbia Lighting | MPL8-940ML-AD-EDU | Indoor Luminaires | Linear Ambient | Direct Linear Ambient Luminaires | Standard | FALSE | [9 empty] | 42488 |  |  | Yes |  | 3.1 | 14614 | 102.9 | 142 | 7.3 | 0.92 | 3983 | 91
PRWG4X5H | Hubbell Lighting | Columbia Lighting | MPL8-940ML-FA-EDU | Indoor Luminaires | Linear Ambient | Direct Linear Ambient Luminaires | Standard | FALSE | [9 empty] | 42488 |  |  | Yes |  | 3.1 | 14128 | 99.9 | 141.4 | 7.3 | 0.92 | 3983 | 91
PP48EHB9 | Hubbell Lighting | Columbia Lighting | MPL8-940ML-AC-EDU-FA | Indoor Luminaires | Linear Ambient | Direct Linear Ambient Luminaires | Standard | FALSE | [9 empty] | 42488 |  |  | Yes |  | 3.1 | 14093 | 99.7 | 141.4 | 7.3 | 0.92 | 3983 | 91
PZ18P3UT | Hubbell Lighting | Columbia Lighting | MPL8-940ML-AD-EDU-FA | Indoor Luminaires | Linear Ambient | Direct Linear Ambient Luminaires | Standard | FALSE | [9 empty] | 42488 |  |  | Yes |  | 3.1 | 14057 | 99 | 142 | 7.3 | 0.92 | 3983 | 91
P9JARKEF | Hubbell Lighting | Columbia Lighting | MPL4-940HL-W-EDU | Indoor Luminaires | Linear Ambient | Direct Linear Ambient Luminaires | Standard | FALSE | [9 empty] | 42488 |  |  | Yes |  | 3.1 | 9196 | 107.4 | 85.6 | 7.3 | 0.92 | 3983 | 91
PYHC7FUJ | Hubbell Lighting | Columbia Lighting | MPL4-940HL-AC-EDU | Indoor Luminaires | Linear Ambient | Direct Linear Ambient Luminaires | Standard | FALSE | [9 empty] | 42488 |  |  | Yes |  | 3.1 | 8800 | 102.8 | 85.6 | 7.3 | 0.92 | 3983 | 91
PPUY3HW4 | Hubbell Lighting | Columbia Lighting | MPL4-940HL-AD-EDU | Indoor Luminaires | Linear Ambient | Direct Linear Ambient Luminaires | Standard | FALSE | [9 empty] | 42488 |  |  | Yes |  | 3.1 | 8670 | 100.7 | 86.1 | 7.3 | 0.92 | 3983 | 91
PE8FVFEX | Hubbell Lighting | Columbia Lighting | MPL4-940HL-FA-EDU | Indoor Luminaires | Linear Ambient | Direct Linear Ambient Luminaires | Standard | FALSE | [9 empty] | 42488 |  |  | Yes |  | 3.1 | 8460 | 98.8 | 85.6 | 7.3 | 0.92 | 3983 | 91
PBR1UY14 | Hubbell Lighting | Columbia Lighting | MPL4-940HL-AC-EDU-FA | Indoor Luminaires | Linear Ambient | Direct Linear Ambient Luminaires | Standard | FALSE | [9 empty] | 42488 |  |  | Yes |  | 3.1 | 8439 | 98.6 | 85.6 | 7.3 | 0.92 | 3983 | 91
P3KMYNPQ | Hubbell Lighting | Columbia Lighting | MPL4-940HL-AD-EDU-FA | Indoor Luminaires | Linear Ambient | Direct Linear Ambient Luminaires | Standard | FALSE | [9 empty] | 42488 |  |  | Yes |  | 3.1 | 8340 | 96.9 | 86.1 | 7.3 | 0.92 | 3983 | 91
P57ZS8WZ | Hubbell Lighting | Columbia Lighting | MPL4-940ML-W-EDU | Indoor Luminaires | Linear Ambient | Direct Linear Ambient Luminaires | Standard | FALSE | [9 empty] | 42488 |  |  | Yes |  | 3.1 | 7678 | 108.6 | 70.7 | 7.3 | 0.92 | 3983 | 91
PFY721S4 | Hubbell Lighting | Columbia Lighting | MPL4-940ML-AC-EDU | Indoor Luminaires | Linear Ambient | Direct Linear Ambient Luminaires | Standard | FALSE | [9 empty] | 42488 |  |  | Yes |  | 3.1 | 7347 | 103.9 | 70.7 | 7.3 | 0.92 | 3983 | 91
P94XG6NV | Hubbell Lighting | Columbia Lighting | MPL4-940ML-AD-EDU | Indoor Luminaires | Linear Ambient | Direct Linear Ambient Luminaires | Standard | FALSE | [9 empty] | 42488 |  |  | Yes |  | 3.1 | 7307 | 102.9 | 71 | 7.3 | 0.92 | 3983 | 91
PCN6Q5NW | Hubbell Lighting | Columbia Lighting | MPL4-940ML-FA-EDU | Indoor Luminaires | Linear Ambient | Direct Linear Ambient Luminaires | Standard | FALSE | [9 empty] | 42488 |  |  | Yes |  | 3.1 | 7064 | 99.9 | 70.7 | 7.3 | 0.92 | 3983 | 91
PVN3R8XT | Hubbell Lighting | Columbia Lighting | MPL4-940ML-AC-EDU-FA | Indoor Luminaires | Linear Ambient | Direct Linear Ambient Luminaires | Standard | FALSE | [9 empty] | 42488 |  |  | Yes |  | 3.1 | 7047 | 99.7 | 70.7 | 7.3 | 0.92 | 3983 | 91
PCR6HCUX | Hubbell Lighting | Columbia Lighting | MPL4-940ML-AD-EDU-FA | Indoor Luminaires | Linear Ambient | Direct Linear Ambient Luminaires | Standard | FALSE | [9 empty] | 42488 |  |  | Yes |  | 3.1 | 7029 | 99 | 71 | 7.3 | 0.92 | 3983 | 91
PYCM52A2 | Hubbell Lighting | Columbia Lighting | MPL8-940VL-W-EDU | Indoor Luminaires | Linear Ambient | Direct Linear Ambient Luminaires | Standard | FALSE | [9 empty] | 42488 |  |  | Yes |  | 3.1 | 20338 | 106.5 | 191 | 5.9 | 0.978 | 3983 | 91
PHTTU8JJ | Hubbell Lighting | Columbia Lighting | MPL8-940VL-AC-EDU | Indoor Luminaires | Linear Ambient | Direct Linear Ambient Luminaires | Standard | FALSE | [9 empty] | 42488 |  |  | Yes |  | 3.1 | 19461 | 101.9 | 191 | 5.9 | 0.978 | 3983 | 91
P8YJADMQ | Hubbell Lighting | Columbia Lighting | MPL8-940VL-AD-EDU | Indoor Luminaires | Linear Ambient | Direct Linear Ambient Luminaires | Standard | FALSE | [9 empty] | 42488 |  |  | Yes |  | 3.1 | 19134 | 100.1 | 191.2 | 5.9 | 0.978 | 3983 | 91
PM1AGRFF | Hubbell Lighting | Columbia Lighting | MPL8-940VL-FA-EDU | Indoor Luminaires | Linear Ambient | Direct Linear Ambient Luminaires | Standard | FALSE | [9 empty] | 42488 |  |  | Yes |  | 3.1 | 18711 | 98 | 191 | 5.9 | 0.978 | 3983 | 91
PE1UFZJ4 | Hubbell Lighting | Columbia Lighting | MPL8-940VL-AC-EDU-FA | Indoor Luminaires | Linear Ambient | Direct Linear Ambient Luminaires | Standard | FALSE | [9 empty] | 42488 |  |  | Yes |  | 3.1 | 18601 | 97.2 | 191.4 | 5.9 | 0.978 | 3983 | 91
PTKFFNRB | Hubbell Lighting | Columbia Lighting | MPL8-940VL-AD-EDU-FA | Indoor Luminaires | Linear Ambient | Direct Linear Ambient Luminaires | Standard | FALSE | [9 empty] | 42488 |  |  | Yes |  | 3.1 | 18368 | 95.9 | 191.6 | 5.9 | 0.978 | 3983 | 91
P477TBNZ | Hubbell Lighting | Columbia Lighting | MPL4-940VL-W-EDU | Indoor Luminaires | Linear Ambient | Direct Linear Ambient Luminaires | Standard | FALSE | [9 empty] | 42488 |  |  | Yes |  | 3.1 | 10169 | 106.5 | 95.5 | 5.9 | 0.978 | 3983 | 91
PJYETG49 | Hubbell Lighting | Columbia Lighting | MPL4-940VL-AC-EDU | Indoor Luminaires | Linear Ambient | Direct Linear Ambient Luminaires | Standard | FALSE | [9 empty] | 42488 |  |  | Yes |  | 3.1 | 9731 | 101.9 | 95.5 | 5.9 | 0.978 | 3983 | 91
PAUQ42WJ | Hubbell Lighting | Columbia Lighting | MPL4-940VL-AD-EDU | Indoor Luminaires | Linear Ambient | Direct Linear Ambient Luminaires | Standard | FALSE | [9 empty] | 42488 |  |  | Yes |  | 3.1 | 9567 | 100.1 | 95.6 | 5.9 | 0.978 | 3983 | 91
PPVCX3VB | Hubbell Lighting | Columbia Lighting | MPL4-940VL-FA-EDU | Indoor Luminaires | Linear Ambient | Direct Linear Ambient Luminaires | Standard | FALSE | [9 empty] | 42488 |  |  | Yes |  | 3.1 | 9355 | 98 | 95.5 | 5.9 | 0.978 | 3983 | 91
PCA3GGBH | Hubbell Lighting | Columbia Lighting | MPL4-940VL-AC-EDU-FA | Indoor Luminaires | Linear Ambient | Direct Linear Ambient Luminaires | Standard | FALSE | [9 empty] | 42488 |  |  | Yes |  | 3.1 | 9301 | 97.2 | 95.7 | 5.9 | 0.978 | 3983 | 91
PSDVDD73 | Hubbell Lighting | Columbia Lighting | MPL4-940VL-AD-EDU-FA | Indoor Luminaires | Linear Ambient | Direct Linear Ambient Luminaires | Standard | FALSE | [9 empty] | 42488 |  |  | Yes |  | 3.1 | 9184 | 95.9 | 95.8 | 5.9 | 0.978 | 3983 | 91
P6MK7GY5 | Hubbell Lighting | Columbia Lighting | MPL8-940LW-W-EDU | Indoor Luminaires | Linear Ambient | Direct Linear Ambient Luminaires | Standard | FALSE | [9 empty] | 42488 |  |  | Yes |  | 3.1 | 11186 | 113.2 | 98.8 | 5 | 0.998 | 3983 | 91
PYVDFBAN | Hubbell Lighting | Columbia Lighting | MPL8-940LW-AD-EDU | Indoor Luminaires | Linear Ambient | Direct Linear Ambient Luminaires | Standard | FALSE | [9 empty] | 42488 |  |  | Yes |  | 3.1 | 10773 | 107.9 | 99.8 | 5 | 0.998 | 3983 | 91
P9TGPZCE | Hubbell Lighting | Columbia Lighting | MPL8-940LW-AC-EDU | Indoor Luminaires | Linear Ambient | Direct Linear Ambient Luminaires | Standard | FALSE | [9 empty] | 42488 |  |  | Yes |  | 3.1 | 10704 | 108.3 | 98.8 | 5 | 0.998 | 3983 | 91
PWDAMY5M | Hubbell Lighting | Columbia Lighting | MPL8-940LW-FA-EDU | Indoor Luminaires | Linear Ambient | Direct Linear Ambient Luminaires | Standard | FALSE | [9 empty] | 42488 |  |  | Yes |  | 3.1 | 10291 | 104.2 | 98.8 | 5 | 0.998 | 3983 | 91
P7MZB3WW | Hubbell Lighting | Columbia Lighting | MPL8-940LW-AC-EDU-FA | Indoor Luminaires | Linear Ambient | Direct Linear Ambient Luminaires | Standard | FALSE | [9 empty] | 42488 |  |  | Yes |  | 3.1 | 10266 | 103.9 | 98.8 | 5 | 0.998 | 3983 | 91
PDZ2N9SF | Hubbell Lighting | Columbia Lighting | MPL8-940LW-AD-EDU-FA | Indoor Luminaires | Linear Ambient | Direct Linear Ambient Luminaires | Standard | FALSE | [9 empty] | 42488 |  |  | Yes |  | 3.1 | 10209 | 105.5 | 96.8 | 5 | 0.998 | 3983 | 91
PGCZYU8C | Hubbell Lighting | Columbia Lighting | MPL4-940LW-W-EDU | Indoor Luminaires | Linear Ambient | Direct Linear Ambient Luminaires | Standard | FALSE | [9 empty] | 42488 |  |  | Yes |  | 3.1 | 5593 | 113.2 | 49.4 | 5 | 0.998 | 3983 | 91
PUCXB8KN | Hubbell Lighting | Columbia Lighting | MPL4-940LW-AD-EDU | Indoor Luminaires | Linear Ambient | Direct Linear Ambient Luminaires | Standard | FALSE | [9 empty] | 42488 |  |  | Yes |  | 3.1 | 5386 | 107.9 | 49.9 | 5 | 0.998 | 3983 | 91
PHP6NP7Z | Hubbell Lighting | Columbia Lighting | MPL4-940LW-AC-EDU | Indoor Luminaires | Linear Ambient | Direct Linear Ambient Luminaires | Standard | FALSE | [9 empty] | 42488 |  |  | Yes |  | 3.1 | 5352 | 108.3 | 49.4 | 5 | 0.998 | 3983 | 91
PRUMHQKZ | Hubbell Lighting | Columbia Lighting | MPL4-940LW-FA-EDU | Indoor Luminaires | Linear Ambient | Direct Linear Ambient Luminaires | Standard | FALSE | [9 empty] | 42488 |  |  | Yes |  | 3.1 | 5146 | 104.2 | 49.4 | 5 | 0.998 | 3983 | 91
PJCDXZ4N | Hubbell Lighting | Columbia Lighting | MPL4-940LW-AC-EDU-FA | Indoor Luminaires | Linear Ambient | Direct Linear Ambient Luminaires | Standard | FALSE | [9 empty] | 42488 |  |  | Yes |  | 3.1 | 5133 | 103.9 | 49.4 | 5 | 0.998 | 3983 | 91
PPW95413 | Hubbell Lighting | Columbia Lighting | MPL4-940LW-AD-EDU-FA | Indoor Luminaires | Linear Ambient | Direct Linear Ambient Luminaires | Standard | FALSE | [9 empty] | 42488 |  |  | Yes |  | 3.1 | 5105 | 105.5 | 48.4 | 5 | 0.998 | 3983 | 91
P1BQARNH | Hubbell Lighting | Columbia Lighting | MPL8-35HL-W-EU | Indoor Luminaires | Linear Ambient | Direct Linear Ambient Luminaires | Standard | FALSE | [9 empty] | 42488 |  |  | Yes |  | 3.1 | 21045 | 122.9 | 171.2 | 7.3 | 0.92 | 3504 | 83
PETMJ5GJ | Hubbell Lighting | Columbia Lighting | MPL8-35HL-AC-EU | Indoor Luminaires | Linear Ambient | Direct Linear Ambient Luminaires | Standard | FALSE | [9 empty] | 42488 |  |  | Yes |  | 3.1 | 20112 | 117.5 | 171.2 | 7.3 | 0.92 | 3504 | 83
PGNZDUVW | Hubbell Lighting | Columbia Lighting | MPL8-35HL-FA-EU | Indoor Luminaires | Linear Ambient | Direct Linear Ambient Luminaires | Standard | FALSE | [9 empty] | 42488 |  |  | Yes |  | 3.1 | 19898 | 115.7 | 172 | 7.3 | 0.92 | 3504 | 83
PYBFDFQH | Hubbell Lighting | Columbia Lighting | MPL8-35HL-AD-EU | Indoor Luminaires | Linear Ambient | Direct Linear Ambient Luminaires | Standard | FALSE | [9 empty] | 42488 |  |  | Yes |  | 3.1 | 19819 | 115.1 | 172.2 | 7.3 | 0.92 | 3504 | 83
PD2HUG6W | Hubbell Lighting | Columbia Lighting | MPL8-35HL-AC-EU-FA | Indoor Luminaires | Linear Ambient | Direct Linear Ambient Luminaires | Standard | FALSE | [9 empty] | 42488 |  |  | Yes |  | 3.1 | 18769 | 109.6 | 171.2 | 7.3 | 0.92 | 3504 | 83
PBUTD6T5 | Hubbell Lighting | Columbia Lighting | MPL8-35HL-AD-EU-FA | Indoor Luminaires | Linear Ambient | Direct Linear Ambient Luminaires | Standard | FALSE | [9 empty] | 42488 |  |  | Yes |  | 3.1 | 18470 | 107.3 | 172.2 | 7.3 | 0.92 | 3504 | 83
P2CUCTV2 | Hubbell Lighting | Columbia Lighting | MPL8-35ML-W-EU | Indoor Luminaires | Linear Ambient | Direct Linear Ambient Luminaires | Standard | FALSE | [9 empty] | 42488 |  |  | Yes |  | 3.1 | 17571 | 124.3 | 141.4 | 7.3 | 0.92 | 3504 | 83
P6UPKDUW | Hubbell Lighting | Columbia Lighting | MPL8-35ML-FA-EU | Indoor Luminaires | Linear Ambient | Direct Linear Ambient Luminaires | Standard | FALSE | [9 empty] | 42488 |  |  | Yes |  | 3.1 | 16801 | 118.3 | 142 | 7.3 | 0.92 | 3504 | 83
PUY37GKJ | Hubbell Lighting | Columbia Lighting | MPL8-35ML-AC-EU | Indoor Luminaires | Linear Ambient | Direct Linear Ambient Luminaires | Standard | FALSE | [9 empty] | 42488 |  |  | Yes |  | 3.1 | 16793 | 118.8 | 141.4 | 7.3 | 0.92 | 3504 | 83
PG2G18AS | Hubbell Lighting | Columbia Lighting | MPL8-35ML-AD-EU | Indoor Luminaires | Linear Ambient | Direct Linear Ambient Luminaires | Standard | FALSE | [9 empty] | 42488 |  |  | Yes |  | 3.1 | 16701 | 117.6 | 142 | 7.3 | 0.92 | 3504 | 83
PETKKBTC | Hubbell Lighting | Columbia Lighting | MPL8-35ML-AC-EU-FA | Indoor Luminaires | Linear Ambient | Direct Linear Ambient Luminaires | Standard | FALSE | [9 empty] | 42488 |  |  | Yes |  | 3.1 | 15670 | 110.8 | 141.4 | 7.3 | 0.92 | 3504 | 83
PXRFY2CD | Hubbell Lighting | Columbia Lighting | MPL8-35ML-AD-EU-FA | Indoor Luminaires | Linear Ambient | Direct Linear Ambient Luminaires | Standard | FALSE | [9 empty] | 42488 |  |  | Yes |  | 3.1 | 15566 | 109.6 | 142 | 7.3 | 0.92 | 3504 | 83
PPZJAVC1 | Hubbell Lighting | Columbia Lighting | MPL4-35HL-W-EU | Indoor Luminaires | Linear Ambient | Direct Linear Ambient Luminaires | Standard | FALSE | [9 empty] | 42488 |  |  | Yes |  | 3.1 | 10523 | 122.9 | 85.6 | 7.3 | 0.92 | 3504 | 83
P347CVJH | Hubbell Lighting | Columbia Lighting | MPL4-35HL-AC-EU | Indoor Luminaires | Linear Ambient | Direct Linear Ambient Luminaires | Standard | FALSE | [9 empty] | 42488 |  |  | Yes |  | 3.1 | 10056 | 117.5 | 85.6 | 7.3 | 0.92 | 3504 | 83
P1SQP4JW | Hubbell Lighting | Columbia Lighting | MPL4-35HL-FA-EU | Indoor Luminaires | Linear Ambient | Direct Linear Ambient Luminaires | Standard | FALSE | [9 empty] | 42488 |  |  | Yes |  | 3.1 | 9949 | 115.7 | 86 | 7.3 | 0.92 | 3504 | 83
PMGYTDNK | Hubbell Lighting | Columbia Lighting | MPL4-35HL-AD-EU | Indoor Luminaires | Linear Ambient | Direct Linear Ambient Luminaires | Standard | FALSE | [9 empty] | 42488 |  |  | Yes |  | 3.1 | 9909 | 115.1 | 86.1 | 7.3 | 0.92 | 3504 | 83
PAVN2E8P | Hubbell Lighting | Columbia Lighting | MPL4-35HL-AC-EU-FA | Indoor Luminaires | Linear Ambient | Direct Linear Ambient Luminaires | Standard | FALSE | [9 empty] | 42488 |  |  | Yes |  | 3.1 | 9384 | 109.6 | 85.6 | 7.3 | 0.92 | 3504 | 83
PXGRSJQZ | Hubbell Lighting | Columbia Lighting | MPL4-35HL-AD-EU-FA | Indoor Luminaires | Linear Ambient | Direct Linear Ambient Luminaires | Standard | FALSE | [9 empty] | 42488 |  |  | Yes |  | 3.1 | 9235 | 107.3 | 86.1 | 7.3 | 0.92 | 3504 | 83
PXXQSJGV | Hubbell Lighting | Columbia Lighting | MPL4-35ML-W-EU | Indoor Luminaires | Linear Ambient | Direct Linear Ambient Luminaires | Standard | FALSE | [9 empty] | 42488 |  |  | Yes |  | 3.1 | 8786 | 124.3 | 70.7 | 7.3 | 0.92 | 3504 | 83
PW8H24AY | Hubbell Lighting | Columbia Lighting | MPL4-35ML-FA-EU | Indoor Luminaires | Linear Ambient | Direct Linear Ambient Luminaires | Standard | FALSE | [9 empty] | 42488 |  |  | Yes |  | 3.1 | 8400 | 118.3 | 71 | 7.3 | 0.92 | 3504 | 83
PX6D15Q3 | Hubbell Lighting | Columbia Lighting | MPL4-35ML-AC-EU | Indoor Luminaires | Linear Ambient | Direct Linear Ambient Luminaires | Standard | FALSE | [9 empty] | 42488 |  |  | Yes |  | 3.1 | 8396 | 118.8 | 70.7 | 7.3 | 0.92 | 3504 | 83
PS3DECDC | Hubbell Lighting | Columbia Lighting | MPL4-35ML-AD-EU | Indoor Luminaires | Linear Ambient | Direct Linear Ambient Luminaires | Standard | FALSE | [9 empty] | 42488 |  |  | Yes |  | 3.1 | 8351 | 117.6 | 71 | 7.3 | 0.92 | 3504 | 83
PHR1VUNJ | Hubbell Lighting | Columbia Lighting | MPL4-35ML-AC-EU-FA | Indoor Luminaires | Linear Ambient | Direct Linear Ambient Luminaires | Standard | FALSE | [9 empty] | 42488 |  |  | Yes |  | 3.1 | 7835 | 110.8 | 70.7 | 7.3 | 0.92 | 3504 | 83
PZ2SB8RS | Hubbell Lighting | Columbia Lighting | MPL4-35ML-AD-EU-FA | Indoor Luminaires | Linear Ambient | Direct Linear Ambient Luminaires | Standard | FALSE | [9 empty] | 42488 |  |  | Yes |  | 3.1 | 7783 | 109.6 | 71 | 7.3 | 0.92 | 3504 | 83
PBT59UUF | Hubbell Lighting | Columbia Lighting | MPL8-35VL-W-EU | Indoor Luminaires | Linear Ambient | Direct Linear Ambient Luminaires | Standard | FALSE | [9 empty] | 42488 |  |  | Yes |  | 3.1 | 23195 | 121.2 | 191.4 | 5.9 | 0.978 | 3504 | 83
PG3Q5R69 | Hubbell Lighting | Columbia Lighting | MPL8-35VL-AC-EU | Indoor Luminaires | Linear Ambient | Direct Linear Ambient Luminaires | Standard | FALSE | [9 empty] | 42488 |  |  | Yes |  | 3.1 | 22165 | 115.8 | 191.4 | 5.9 | 0.978 | 3504 | 83
PX3D8KWU | Hubbell Lighting | Columbia Lighting | MPL8-35VL-AD-EU | Indoor Luminaires | Linear Ambient | Direct Linear Ambient Luminaires | Standard | FALSE | [9 empty] | 42488 |  |  | Yes |  | 3.1 | 21825 | 113.9 | 191.6 | 5.9 | 0.978 | 3504 | 83
PBXFGKGQ | Hubbell Lighting | Columbia Lighting | MPL8-35VL-FA-EU | Indoor Luminaires | Linear Ambient | Direct Linear Ambient Luminaires | Standard | FALSE | [9 empty] | 42488 |  |  | Yes |  | 3.1 | 21433 | 112.8 | 190 | 5.9 | 0.978 | 3504 | 83
P84X4KFC | Hubbell Lighting | Columbia Lighting | MPL8-35VL-AC-EU-FA | Indoor Luminaires | Linear Ambient | Direct Linear Ambient Luminaires | Standard | FALSE | [9 empty] | 42488 |  |  | Yes |  | 3.1 | 20685 | 108.1 | 191.4 | 5.9 | 0.978 | 3504 | 83
PJDHCZ33 | Hubbell Lighting | Columbia Lighting | MPL8-35VL-AD-EU-FA | Indoor Luminaires | Linear Ambient | Direct Linear Ambient Luminaires | Standard | FALSE | [9 empty] | 42488 |  |  | Yes |  | 3.1 | 20342 | 106.2 | 191.6 | 5.9 | 0.978 | 3504 | 83
PM4KY6C6 | Hubbell Lighting | Columbia Lighting | MPL4-35VL-W-EU | Indoor Luminaires | Linear Ambient | Direct Linear Ambient Luminaires | Standard | FALSE | [9 empty] | 42488 |  |  | Yes |  | 3.1 | 11597 | 121.2 | 95.7 | 5.9 | 0.978 | 3504 | 83
P55NHCQH | Hubbell Lighting | Columbia Lighting | MPL4-35VL-AC-EU | Indoor Luminaires | Linear Ambient | Direct Linear Ambient Luminaires | Standard | FALSE | [9 empty] | 42488 |  |  | Yes |  | 3.1 | 11083 | 115.8 | 95.7 | 5.9 | 0.978 | 3504 | 83
PR1TV853 | Hubbell Lighting | Columbia Lighting | MPL4-35VL-AD-EU | Indoor Luminaires | Linear Ambient | Direct Linear Ambient Luminaires | Standard | FALSE | [9 empty] | 42488 |  |  | Yes |  | 3.1 | 10913 | 113.9 | 95.8 | 5.9 | 0.978 | 3504 | 83
PKVQ5KNA | Hubbell Lighting | Columbia Lighting | MPL4-35VL-FA-EU | Indoor Luminaires | Linear Ambient | Direct Linear Ambient Luminaires | Standard | FALSE | [9 empty] | 42488 |  |  | Yes |  | 3.1 | 10716 | 112.8 | 95 | 5.9 | 0.978 | 3504 | 83
PRBN6W16 | Hubbell Lighting | Columbia Lighting | MPL4-35VL-AC-EU-FA | Indoor Luminaires | Linear Ambient | Direct Linear Ambient Luminaires | Standard | FALSE | [9 empty] | 42488 |  |  | Yes |  | 3.1 | 10343 | 108.1 | 95.7 | 5.9 | 0.978 | 3504 | 83
P2BJF2MW | Hubbell Lighting | Columbia Lighting | MPL4-35VL-AD-EU-FA | Indoor Luminaires | Linear Ambient | Direct Linear Ambient Luminaires | Standard | FALSE | [9 empty] | 42488 |  |  | Yes |  | 3.1 | 10171 | 106.2 | 95.8 | 5.9 | 0.978 | 3504 | 83
PAMHD6CM | Hubbell Lighting | Columbia Lighting | MPL8-35LW-W-EU | Indoor Luminaires | Linear Ambient | Direct Linear Ambient Luminaires | Premium | FALSE | [9 empty] | 42488 |  |  | Yes |  | 3.1 | 12802 | 129.6 | 98.8 | 5 | 0.998 | 3504 | 83
PWDGCSBQ | Hubbell Lighting | Columbia Lighting | MPL8-35LW-AC-EU | Indoor Luminaires | Linear Ambient | Direct Linear Ambient Luminaires | Premium | FALSE | [9 empty] | 42488 |  |  | Yes |  | 3.1 | 12234 | 123.8 | 98.8 | 5 | 0.998 | 3504 | 83
PD1RB85E | Hubbell Lighting | Columbia Lighting | MPL8-35LW-FA-EU | Indoor Luminaires | Linear Ambient | Direct Linear Ambient Luminaires | Premium | FALSE | [9 empty] | 42488 |  |  | Yes |  | 3.1 | 12151 | 126 | 96.4 | 5 | 0.998 | 3504 | 83
PQZD327K | Hubbell Lighting | Columbia Lighting | MPL8-35LW-AD-EU | Indoor Luminaires | Linear Ambient | Direct Linear Ambient Luminaires | Premium | FALSE | [9 empty] | 42488 |  |  | Yes |  | 3.1 | 12131 | 125.3 | 96.8 | 5 | 0.998 | 3504 | 83
PSBKUC53 | Hubbell Lighting | Columbia Lighting | MPL8-35LW-AC-EU-FA | Indoor Luminaires | Linear Ambient | Direct Linear Ambient Luminaires | Premium | FALSE | [9 empty] | 42488 |  |  | Yes |  | 3.1 | 11417 | 115.6 | 98.8 | 5 | 0.998 | 3504 | 83
PUEUUQ8B | Hubbell Lighting | Columbia Lighting | MPL8-35LW-AD-EU-FA | Indoor Luminaires | Linear Ambient | Direct Linear Ambient Luminaires | Premium | FALSE | [9 empty] | 42488 |  |  | Yes |  | 3.1 | 11305 | 116.8 | 96.8 | 5 | 0.998 | 3504 | 83
P1V5G7PJ | Hubbell Lighting | Columbia Lighting | MPL4-35LW-W-EU | Indoor Luminaires | Linear Ambient | Direct Linear Ambient Luminaires | Premium | FALSE | [9 empty] | 42488 |  |  | Yes |  | 3.1 | 6401 | 129.6 | 49.4 | 5 | 0.998 | 3504 | 83
PB6N35DJ | Hubbell Lighting | Columbia Lighting | MPL4-35LW-AC-EU | Indoor Luminaires | Linear Ambient | Direct Linear Ambient Luminaires | Premium | FALSE | [9 empty] | 42488 |  |  | Yes |  | 3.1 | 6117 | 123.8 | 49.4 | 5 | 0.998 | 3504 | 83
PA4Z33PA | Hubbell Lighting | Columbia Lighting | MPL4-35LW-FA-EU | Indoor Luminaires | Linear Ambient | Direct Linear Ambient Luminaires | Premium | FALSE | [9 empty] | 42488 |  |  | Yes |  | 3.1 | 6075 | 126 | 48.2 | 5 | 0.998 | 3504 | 83
PR62ABPM | Hubbell Lighting | Columbia Lighting | MPL4-35LW-AD-EU | Indoor Luminaires | Linear Ambient | Direct Linear Ambient Luminaires | Premium | FALSE | [9 empty] | 42488 |  |  | Yes |  | 3.1 | 6065 | 125.3 | 48.4 | 5 | 0.998 | 3504 | 83
PR3HTDXS | Hubbell Lighting | Columbia Lighting | MPL4-35LW-AC-EU-FA | Indoor Luminaires | Linear Ambient | Direct Linear Ambient Luminaires | Premium | FALSE | [9 empty] | 42488 |  |  | Yes |  | 3.1 | 5708 | 115.6 | 49.4 | 5 | 0.998 | 3504 | 83
PDHEN7FW | Hubbell Lighting | Columbia Lighting | MPL4-35LW-AD-EU-FA | Indoor Luminaires | Linear Ambient | Direct Linear Ambient Luminaires | Premium | FALSE | [9 empty] | 42488 |  |  | Yes |  | 3.1 | 5653 | 116.8 | 48.4 | 5 | 0.998 | 3504 | 83
PZJ48W83 | Hubbell Lighting | Columbia Lighting | MPL8-35LW-W-ED1U | Indoor Luminaires | Linear Ambient | Direct Linear Ambient Luminaires | Premium | FALSE | [9 empty] | 42488 |  |  | Yes |  | 3.1 | 12802 | 129.6 | 98.8 | 5 | 0.998 | 3504 | 83
P36X49T2 | Hubbell Lighting | Columbia Lighting | MPL8-35LW-AC-ED1U | Indoor Luminaires | Linear Ambient | Direct Linear Ambient Luminaires | Premium | FALSE | [9 empty] | 42488 |  |  | Yes |  | 3.1 | 12234 | 123.8 | 98.8 | 5 | 0.998 | 3504 | 83
PZ4S1TFD | Hubbell Lighting | Columbia Lighting | MPL8-35LW-FA-ED1U | Indoor Luminaires | Linear Ambient | Direct Linear Ambient Luminaires | Premium | FALSE | [9 empty] | 42488 |  |  | Yes |  | 3.1 | 12151 | 126 | 96.4 | 5 | 0.998 | 3504 | 83
PG8URY9B | Hubbell Lighting | Columbia Lighting | MPL8-35LW-AD-ED1U | Indoor Luminaires | Linear Ambient | Direct Linear Ambient Luminaires | Premium | FALSE | [9 empty] | 42488 |  |  | Yes |  | 3.1 | 12131 | 125.3 | 96.8 | 5 | 0.998 | 3504 | 83
PT3B6RYR | Hubbell Lighting | Columbia Lighting | MPL8-35LW-AC-ED1U-FA | Indoor Luminaires | Linear Ambient | Direct Linear Ambient Luminaires | Premium | FALSE | [9 empty] | 42488 |  |  | Yes |  | 3.1 | 11417 | 115.6 | 98.8 | 5 | 0.998 | 3504 | 83
PVQPW1TJ | Hubbell Lighting | Columbia Lighting | MPL8-35LW-AD-ED1U-FA | Indoor Luminaires | Linear Ambient | Direct Linear Ambient Luminaires | Premium | FALSE | [9 empty] | 42488 |  |  | Yes |  | 3.1 | 11305 | 116.8 | 96.8 | 5 | 0.998 | 3504 | 83
PH8RNSUR | Hubbell Lighting | Columbia Lighting | MPL4-35LW-W-ED1U | Indoor Luminaires | Linear Ambient | Direct Linear Ambient Luminaires | Premium | FALSE | [9 empty] | 42488 |  |  | Yes |  | 3.1 | 6401 | 129.6 | 49.4 | 5 | 0.998 | 3504 | 83
PSAWFME9 | Hubbell Lighting | Columbia Lighting | MPL4-35LW-AC-ED1U | Indoor Luminaires | Linear Ambient | Direct Linear Ambient Luminaires | Premium | FALSE | [9 empty] | 42488 |  |  | Yes |  | 3.1 | 6117 | 123.8 | 49.4 | 5 | 0.998 | 3504 | 83
P1WMRHP6 | Hubbell Lighting | Columbia Lighting | MPL4-35LW-FA-ED1U | Indoor Luminaires | Linear Ambient | Direct Linear Ambient Luminaires | Premium | FALSE | [9 empty] | 42488 |  |  | Yes |  | 3.1 | 6075 | 126 | 48.2 | 5 | 0.998 | 3504 | 83
PMM29JDY | Hubbell Lighting | Columbia Lighting | MPL4-35LW-AD-ED1U | Indoor Luminaires | Linear Ambient | Direct Linear Ambient Luminaires | Premium | FALSE | [9 empty] | 42488 |  |  | Yes |  | 3.1 | 6065 | 125.3 | 48.4 | 5 | 0.998 | 3504 | 83
PKHY1FVV | Hubbell Lighting | Columbia Lighting | MPL4-35LW-AC-ED1U-FA | Indoor Luminaires | Linear Ambient | Direct Linear Ambient Luminaires | Premium | FALSE | [9 empty] | 42488 |  |  | Yes |  | 3.1 | 5708 | 115.6 | 49.4 | 5 | 0.998 | 3504 | 83
PRE1SQ65 | Hubbell Lighting | Columbia Lighting | MPL4-35LW-AD-ED1U-FA | Indoor Luminaires | Linear Ambient | Direct Linear Ambient Luminaires | Premium | FALSE | [9 empty] | 42488 |  |  | Yes |  | 3.1 | 5653 | 116.8 | 48.4 | 5 | 0.998 | 3504 | 83
PMA9Q6MR | Hubbell Lighting | Columbia Lighting | MPL8-35HL-W-EDU | Indoor Luminaires | Linear Ambient | Direct Linear Ambient Luminaires | Standard | FALSE | [9 empty] | 42488 |  |  | Yes |  | 3.1 | 21045 | 122.9 | 171.2 | 7.3 | 0.92 | 3504 | 83
P9T6BRQQ | Hubbell Lighting | Columbia Lighting | MPL8-35HL-AC-EDU | Indoor Luminaires | Linear Ambient | Direct Linear Ambient Luminaires | Standard | FALSE | [9 empty] | 42488 |  |  | Yes |  | 3.1 | 20112 | 117.5 | 171.2 | 7.3 | 0.92 | 3504 | 83
P1YTHU4J | Hubbell Lighting | Columbia Lighting | MPL8-35HL-FA-EDU | Indoor Luminaires | Linear Ambient | Direct Linear Ambient Luminaires | Standard | FALSE | [9 empty] | 42488 |  |  | Yes |  | 3.1 | 19898 | 115.7 | 172 | 7.3 | 0.92 | 3504 | 83
PJMP2ZTN | Hubbell Lighting | Columbia Lighting | MPL8-35HL-AD-EDU | Indoor Luminaires | Linear Ambient | Direct Linear Ambient Luminaires | Standard | FALSE | [9 empty] | 42488 |  |  | Yes |  | 3.1 | 19819 | 115.1 | 172.2 | 7.3 | 0.92 | 3504 | 83
PUU1R3B8 | Hubbell Lighting | Columbia Lighting | MPL8-35HL-AC-EDU-FA | Indoor Luminaires | Linear Ambient | Direct Linear Ambient Luminaires | Standard | FALSE | [9 empty] | 42488 |  |  | Yes |  | 3.1 | 18769 | 109.6 | 171.2 | 7.3 | 0.92 | 3504 | 83
PTGKJQK8 | Hubbell Lighting | Columbia Lighting | MPL8-35HL-AD-EDU-FA | Indoor Luminaires | Linear Ambient | Direct Linear Ambient Luminaires | Standard | FALSE | [9 empty] | 42488 |  |  | Yes |  | 3.1 | 18470 | 107.3 | 172.2 | 7.3 | 0.92 | 3504 | 83
PYTNA837 | Hubbell Lighting | Columbia Lighting | MPL8-35ML-W-EDU | Indoor Luminaires | Linear Ambient | Direct Linear Ambient Luminaires | Standard | FALSE | [9 empty] | 42488 |  |  | Yes |  | 3.1 | 17571 | 124.3 | 141.4 | 7.3 | 0.92 | 3504 | 83
P4TPAJN8 | Hubbell Lighting | Columbia Lighting | MPL8-35ML-FA-EDU | Indoor Luminaires | Linear Ambient | Direct Linear Ambient Luminaires | Standard | FALSE | [9 empty] | 42488 |  |  | Yes |  | 3.1 | 16801 | 118.3 | 142 | 7.3 | 0.92 | 3504 | 83
PJN4YB3R | Hubbell Lighting | Columbia Lighting | MPL8-35ML-AC-EDU | Indoor Luminaires | Linear Ambient | Direct Linear Ambient Luminaires | Standard | FALSE | [9 empty] | 42488 |  |  | Yes |  | 3.1 | 16793 | 118.8 | 141.4 | 7.3 | 0.92 | 3504 | 83
PQG8C33R | Hubbell Lighting | Columbia Lighting | MPL8-35ML-AD-EDU | Indoor Luminaires | Linear Ambient | Direct Linear Ambient Luminaires | Standard | FALSE | [9 empty] | 42488 |  |  | Yes |  | 3.1 | 16701 | 117.6 | 142 | 7.3 | 0.92 | 3504 | 83
PPCSSC79 | Hubbell Lighting | Columbia Lighting | MPL8-35ML-AC-EDU-FA | Indoor Luminaires | Linear Ambient | Direct Linear Ambient Luminaires | Standard | FALSE | [9 empty] | 42488 |  |  | Yes |  | 3.1 | 15670 | 110.8 | 141.4 | 7.3 | 0.92 | 3504 | 83
P7AJVFNR | Hubbell Lighting | Columbia Lighting | MPL8-35ML-AD-EDU-FA | Indoor Luminaires | Linear Ambient | Direct Linear Ambient Luminaires | Standard | FALSE | [9 empty] | 42488 |  |  | Yes |  | 3.1 | 15566 | 109.6 | 142 | 7.3 | 0.92 | 3504 | 83
P3UASE4Y | Hubbell Lighting | Columbia Lighting | MPL4-35HL-W-EDU | Indoor Luminaires | Linear Ambient | Direct Linear Ambient Luminaires | Standard | FALSE | [9 empty] | 42488 |  |  | Yes |  | 3.1 | 10523 | 122.9 | 85.6 | 7.3 | 0.92 | 3504 | 83
PZ3D6TMM | Hubbell Lighting | Columbia Lighting | MPL4-35HL-AC-EDU | Indoor Luminaires | Linear Ambient | Direct Linear Ambient Luminaires | Standard | FALSE | [9 empty] | 42488 |  |  | Yes |  | 3.1 | 10056 | 117.5 | 85.6 | 7.3 | 0.92 | 3504 | 83
PH1ENP85 | Hubbell Lighting | Columbia Lighting | MPL4-35HL-FA-EDU | Indoor Luminaires | Linear Ambient | Direct Linear Ambient Luminaires | Standard | FALSE | [9 empty] | 42488 |  |  | Yes |  | 3.1 | 9949 | 115.7 | 86 | 7.3 | 0.92 | 3504 | 83
PPYSCQ15 | Hubbell Lighting | Columbia Lighting | MPL4-35HL-AD-EDU | Indoor Luminaires | Linear Ambient | Direct Linear Ambient Luminaires | Standard | FALSE | [9 empty] | 42488 |  |  | Yes |  | 3.1 | 9909 | 115.1 | 86.1 | 7.3 | 0.92 | 3504 | 83
PJQ8T4UD | Hubbell Lighting | Columbia Lighting | MPL4-35HL-AC-EDU-FA | Indoor Luminaires | Linear Ambient | Direct Linear Ambient Luminaires | Standard | FALSE | [9 empty] | 42488 |  |  | Yes |  | 3.1 | 9384 | 109.6 | 85.6 | 7.3 | 0.92 | 3504 | 83
PGBNBDDQ | Hubbell Lighting | Columbia Lighting | MPL4-35HL-AD-EDU-FA | Indoor Luminaires | Linear Ambient | Direct Linear Ambient Luminaires | Standard | FALSE | [9 empty] | 42488 |  |  | Yes |  | 3.1 | 9235 | 107.3 | 86.1 | 7.3 | 0.92 | 3504 | 83
PRKQZC42 | Hubbell Lighting | Columbia Lighting | MPL4-35ML-W-EDU | Indoor Luminaires | Linear Ambient | Direct Linear Ambient Luminaires | Standard | FALSE | [9 empty] | 42488 |  |  | Yes |  | 3.1 | 8786 | 124.3 | 70.7 | 7.3 | 0.92 | 3504 | 83
PTK9WA4E | Hubbell Lighting | Columbia Lighting | MPL4-35ML-FA-EDU | Indoor Luminaires | Linear Ambient | Direct Linear Ambient Luminaires | Standard | FALSE | [9 empty] | 42488 |  |  | Yes |  | 3.1 | 8400 | 118.3 | 71 | 7.3 | 0.92 | 3504 | 83
P19BUFND | Hubbell Lighting | Columbia Lighting | MPL4-35ML-AC-EDU | Indoor Luminaires | Linear Ambient | Direct Linear Ambient Luminaires | Standard | FALSE | [9 empty] | 42488 |  |  | Yes |  | 3.1 | 8396 | 118.8 | 70.7 | 7.3 | 0.92 | 3504 | 83
PJ4V6A2S | Hubbell Lighting | Columbia Lighting | MPL4-35ML-AD-EDU | Indoor Luminaires | Linear Ambient | Direct Linear Ambient Luminaires | Standard | FALSE | [9 empty] | 42488 |  |  | Yes |  | 3.1 | 8351 | 117.6 | 71 | 7.3 | 0.92 | 3504 | 83
PPRUD3VT | Hubbell Lighting | Columbia Lighting | MPL4-35ML-AC-EDU-FA | Indoor Luminaires | Linear Ambient | Direct Linear Ambient Luminaires | Standard | FALSE | [9 empty] | 42488 |  |  | Yes |  | 3.1 | 7835 | 110.8 | 70.7 | 7.3 | 0.92 | 3504 | 83
P9Q3MFN9 | Hubbell Lighting | Columbia Lighting | MPL4-35ML-AD-EDU-FA | Indoor Luminaires | Linear Ambient | Direct Linear Ambient Luminaires | Standard | FALSE | [9 empty] | 42488 |  |  | Yes |  | 3.1 | 7783 | 109.6 | 71 | 7.3 | 0.92 | 3504 | 83
P3ERHP3M | Hubbell Lighting | Columbia Lighting | MPL8-35VL-W-EDU | Indoor Luminaires | Linear Ambient | Direct Linear Ambient Luminaires | Standard | FALSE | [9 empty] | 42488 |  |  | Yes |  | 3.1 | 23195 | 121.2 | 191.4 | 5.9 | 0.978 | 3504 | 83
P12PAZND | Hubbell Lighting | Columbia Lighting | MPL8-35VL-AC-EDU | Indoor Luminaires | Linear Ambient | Direct Linear Ambient Luminaires | Standard | FALSE | [9 empty] | 42488 |  |  | Yes |  | 3.1 | 22165 | 115.8 | 191.4 | 5.9 | 0.978 | 3504 | 83
PR4713GE | Hubbell Lighting | Columbia Lighting | MPL8-35VL-AD-EDU | Indoor Luminaires | Linear Ambient | Direct Linear Ambient Luminaires | Standard | FALSE | [9 empty] | 42488 |  |  | Yes |  | 3.1 | 21825 | 113.9 | 191.6 | 5.9 | 0.978 | 3504 | 83
P81FQFAA | Hubbell Lighting | Columbia Lighting | MPL8-35VL-FA-EDU | Indoor Luminaires | Linear Ambient | Direct Linear Ambient Luminaires | Standard | FALSE | [9 empty] | 42488 |  |  | Yes |  | 3.1 | 21433 | 112.8 | 190 | 5.9 | 0.978 | 3504 | 83
PS6V79SM | Hubbell Lighting | Columbia Lighting | MPL8-35VL-AC-EDU-FA | Indoor Luminaires | Linear Ambient | Direct Linear Ambient Luminaires | Standard | FALSE | [9 empty] | 42488 |  |  | Yes |  | 3.1 | 20685 | 108.1 | 191.4 | 5.9 | 0.978 | 3504 | 83
P2AKPGSG | Hubbell Lighting | Columbia Lighting | MPL8-35VL-AD-EDU-FA | Indoor Luminaires | Linear Ambient | Direct Linear Ambient Luminaires | Standard | FALSE | [9 empty] | 42488 |  |  | Yes |  | 3.1 | 20342 | 106.2 | 191.6 | 5.9 | 0.978 | 3504 | 83
PRXZBH6A | Hubbell Lighting | Columbia Lighting | MPL4-35VL-W-EDU | Indoor Luminaires | Linear Ambient | Direct Linear Ambient Luminaires | Standard | FALSE | [9 empty] | 42488 |  |  | Yes |  | 3.1 | 11597 | 121.2 | 95.7 | 5.9 | 0.978 | 3504 | 83
PCD4BK9R | Hubbell Lighting | Columbia Lighting | MPL4-35VL-AC-EDU | Indoor Luminaires | Linear Ambient | Direct Linear Ambient Luminaires | Standard | FALSE | [9 empty] | 42488 |  |  | Yes |  | 3.1 | 11083 | 115.8 | 95.7 | 5.9 | 0.978 | 3504 | 83
PYUE2XVT | Hubbell Lighting | Columbia Lighting | MPL4-35VL-AD-EDU | Indoor Luminaires | Linear Ambient | Direct Linear Ambient Luminaires | Standard | FALSE | [9 empty] | 42488 |  |  | Yes |  | 3.1 | 10913 | 113.9 | 95.8 | 5.9 | 0.978 | 3504 | 83
PCRFYJVR | Hubbell Lighting | Columbia Lighting | MPL4-35VL-FA-EDU | Indoor Luminaires | Linear Ambient | Direct Linear Ambient Luminaires | Standard | FALSE | [9 empty] | 42488 |  |  | Yes |  | 3.1 | 10716 | 112.8 | 95 | 5.9 | 0.978 | 3504 | 83
PD4ZFT56 | Hubbell Lighting | Columbia Lighting | MPL4-35VL-AC-EDU-FA | Indoor Luminaires | Linear Ambient | Direct Linear Ambient Luminaires | Standard | FALSE | [9 empty] | 42488 |  |  | Yes |  | 3.1 | 10343 | 108.1 | 95.7 | 5.9 | 0.978 | 3504 | 83
P4Q1TAGN | Hubbell Lighting | Columbia Lighting | MPL4-35VL-AD-EDU-FA | Indoor Luminaires | Linear Ambient | Direct Linear Ambient Luminaires | Standard | FALSE | [9 empty] | 42488 |  |  | Yes |  | 3.1 | 10171 | 106.2 | 95.8 | 5.9 | 0.978 | 3504 | 83
P4KJY359 | Hubbell Lighting | Columbia Lighting | MPL8-35LW-W-EDU | Indoor Luminaires | Linear Ambient | Direct Linear Ambient Luminaires | Premium | FALSE | [9 empty] | 42488 |  |  | Yes |  | 3.1 | 12802 | 129.6 | 98.8 | 5 | 0.998 | 3504 | 83
PYSAX5XZ | Hubbell Lighting | Columbia Lighting | MPL8-35LW-AC-EDU | Indoor Luminaires | Linear Ambient | Direct Linear Ambient Luminaires | Premium | FALSE | [9 empty] | 42488 |  |  | Yes |  | 3.1 | 12234 | 123.8 | 98.8 | 5 | 0.998 | 3504 | 83
PCR29D6T | Hubbell Lighting | Columbia Lighting | MPL8-35LW-FA-EDU | Indoor Luminaires | Linear Ambient | Direct Linear Ambient Luminaires | Premium | FALSE | [9 empty] | 42488 |  |  | Yes |  | 3.1 | 12151 | 126 | 96.4 | 5 | 0.998 | 3504 | 83
PN843D27 | Hubbell Lighting | Columbia Lighting | MPL8-35LW-AD-EDU | Indoor Luminaires | Linear Ambient | Direct Linear Ambient Luminaires | Premium | FALSE | [9 empty] | 42488 |  |  | Yes |  | 3.1 | 12131 | 125.3 | 96.8 | 5 | 0.998 | 3504 | 83
PTTY9GQA | Hubbell Lighting | Columbia Lighting | MPL8-35LW-AC-EDU-FA | Indoor Luminaires | Linear Ambient | Direct Linear Ambient Luminaires | Premium | FALSE | [9 empty] | 42488 |  |  | Yes |  | 3.1 | 11417 | 115.6 | 98.8 | 5 | 0.998 | 3504 | 83
PZ439WBG | Hubbell Lighting | Columbia Lighting | MPL8-35LW-AD-EDU-FA | Indoor Luminaires | Linear Ambient | Direct Linear Ambient Luminaires | Premium | FALSE | [9 empty] | 42488 |  |  | Yes |  | 3.1 | 11305 | 116.8 | 96.8 | 5 | 0.998 | 3504 | 83
PP7NH7YW | Hubbell Lighting | Columbia Lighting | MPL4-35LW-W-EDU | Indoor Luminaires | Linear Ambient | Direct Linear Ambient Luminaires | Premium | FALSE | [9 empty] | 42488 |  |  | Yes |  | 3.1 | 6401 | 129.6 | 49.4 | 5 | 0.998 | 3504 | 83
PZHDKDY5 | Hubbell Lighting | Columbia Lighting | MPL4-35LW-AC-EDU | Indoor Luminaires | Linear Ambient | Direct Linear Ambient Luminaires | Premium | FALSE | [9 empty] | 42488 |  |  | Yes |  | 3.1 | 6117 | 123.8 | 49.4 | 5 | 0.998 | 3504 | 83
PGF38TG8 | Hubbell Lighting | Columbia Lighting | MPL4-35LW-FA-EDU | Indoor Luminaires | Linear Ambient | Direct Linear Ambient Luminaires | Premium | FALSE | [9 empty] | 42488 |  |  | Yes |  | 3.1 | 6075 | 126 | 48.2 | 5 | 0.998 | 3504 | 83
PVWBZEDJ | Hubbell Lighting | Columbia Lighting | MPL4-35LW-AD-EDU | Indoor Luminaires | Linear Ambient | Direct Linear Ambient Luminaires | Premium | FALSE | [9 empty] | 42488 |  |  | Yes |  | 3.1 | 6065 | 125.3 | 48.4 | 5 | 0.998 | 3504 | 83
PXR9DWA5 | Hubbell Lighting | Columbia Lighting | MPL4-35LW-AC-EDU-FA | Indoor Luminaires | Linear Ambient | Direct Linear Ambient Luminaires | Premium | FALSE | [9 empty] | 42488 |  |  | Yes |  | 3.1 | 5708 | 115.6 | 49.4 | 5 | 0.998 | 3504 | 83
PNM7KRMJ | Hubbell Lighting | Columbia Lighting | MPL4-35LW-AD-EDU-FA | Indoor Luminaires | Linear Ambient | Direct Linear Ambient Luminaires | Premium | FALSE | [9 empty] | 42488 |  |  | Yes |  | 3.1 | 5653 | 116.8 | 48.4 | 5 | 0.998 | 3504 | 83
PK8TU7PJ | Hubbell Lighting | Columbia Lighting | MPL8-935HL-W-EU | Indoor Luminaires | Linear Ambient | Direct Linear Ambient Luminaires | Standard | FALSE | [9 empty] | 42488 |  |  | Yes |  | 3.1 | 17775 | 103.8 | 171.2 | 7.3 | 0.92 | 3446 | 91
PTJXXGNQ | Hubbell Lighting | Columbia Lighting | MPL8-935HL-AC-EU | Indoor Luminaires | Linear Ambient | Direct Linear Ambient Luminaires | Standard | FALSE | [9 empty] | 42488 |  |  | Yes |  | 3.1 | 17011 | 99.4 | 171.2 | 7.3 | 0.92 | 3446 | 91
P46GJZMD | Hubbell Lighting | Columbia Lighting | MPL8-935HL-AD-EU | Indoor Luminaires | Linear Ambient | Direct Linear Ambient Luminaires | Standard | FALSE | [9 empty] | 42488 |  |  | Yes |  | 3.1 | 16763 | 97.3 | 172.2 | 7.3 | 0.92 | 3446 | 91
P988AGWW | Hubbell Lighting | Columbia Lighting | MPL8-935HL-FA-EU | Indoor Luminaires | Linear Ambient | Direct Linear Ambient Luminaires | Standard | FALSE | [9 empty] | 42488 |  |  | Yes |  | 3.1 | 16354 | 95.5 | 171.2 | 7.3 | 0.92 | 3446 | 91
P7GF2HHT | Hubbell Lighting | Columbia Lighting | MPL8-935HL-AC-EU-FA | Indoor Luminaires | Linear Ambient | Direct Linear Ambient Luminaires | Standard | FALSE | [9 empty] | 42488 |  |  | Yes |  | 3.1 | 16315 | 95.3 | 171.2 | 7.3 | 0.92 | 3446 | 91
PCYUEU35 | Hubbell Lighting | Columbia Lighting | MPL8-935HL-AD-EU-FA | Indoor Luminaires | Linear Ambient | Direct Linear Ambient Luminaires | Standard | FALSE | [9 empty] | 42488 |  |  | Yes |  | 3.1 | 16122 | 93.6 | 172.2 | 7.3 | 0.92 | 3446 | 91
PHBGJJKZ | Hubbell Lighting | Columbia Lighting | MPL8-935ML-W-EU | Indoor Luminaires | Linear Ambient | Direct Linear Ambient Luminaires | Standard | FALSE | [9 empty] | 42488 |  |  | Yes |  | 3.1 | 14843 | 105 | 141.4 | 7.3 | 0.92 | 3446 | 91
P3V271AW | Hubbell Lighting | Columbia Lighting | MPL8-935ML-AC-EU | Indoor Luminaires | Linear Ambient | Direct Linear Ambient Luminaires | Standard | FALSE | [9 empty] | 42488 |  |  | Yes |  | 3.1 | 14203 | 100.4 | 141.4 | 7.3 | 0.92 | 3446 | 91
P7CEC5B5 | Hubbell Lighting | Columbia Lighting | MPL8-935ML-AD-EU | Indoor Luminaires | Linear Ambient | Direct Linear Ambient Luminaires | Standard | FALSE | [9 empty] | 42488 |  |  | Yes |  | 3.1 | 14126 | 99.5 | 142 | 7.3 | 0.92 | 3446 | 91
PEX2M8DA | Hubbell Lighting | Columbia Lighting | MPL8-935ML-FA-EU | Indoor Luminaires | Linear Ambient | Direct Linear Ambient Luminaires | Standard | FALSE | [9 empty] | 42488 |  |  | Yes |  | 3.1 | 13656 | 96.6 | 141.4 | 7.3 | 0.92 | 3446 | 91
PDKGKEMF | Hubbell Lighting | Columbia Lighting | MPL8-935ML-AC-EU-FA | Indoor Luminaires | Linear Ambient | Direct Linear Ambient Luminaires | Standard | FALSE | [9 empty] | 42488 |  |  | Yes |  | 3.1 | 13622 | 96.3 | 141.4 | 7.3 | 0.92 | 3446 | 91
PSAF19YF | Hubbell Lighting | Columbia Lighting | MPL8-935ML-AD-EU-FA | Indoor Luminaires | Linear Ambient | Direct Linear Ambient Luminaires | Standard | FALSE | [9 empty] | 42488 |  |  | Yes |  | 3.1 | 13588 | 95.7 | 142 | 7.3 | 0.92 | 3446 | 91
PDMY9B3U | Hubbell Lighting | Columbia Lighting | MPL4-935HL-W-EU | Indoor Luminaires | Linear Ambient | Direct Linear Ambient Luminaires | Standard | FALSE | [9 empty] | 42488 |  |  | Yes |  | 3.1 | 8888 | 103.8 | 85.6 | 7.3 | 0.92 | 3446 | 91
P777RUSH | Hubbell Lighting | Columbia Lighting | MPL4-935HL-AC-EU | Indoor Luminaires | Linear Ambient | Direct Linear Ambient Luminaires | Standard | FALSE | [9 empty] | 42488 |  |  | Yes |  | 3.1 | 8505 | 99.4 | 85.6 | 7.3 | 0.92 | 3446 | 91
PQYDJEXR | Hubbell Lighting | Columbia Lighting | MPL4-935HL-AD-EU | Indoor Luminaires | Linear Ambient | Direct Linear Ambient Luminaires | Standard | FALSE | [9 empty] | 42488 |  |  | Yes |  | 3.1 | 8381 | 97.3 | 86.1 | 7.3 | 0.92 | 3446 | 91
P53FN6ZF | Hubbell Lighting | Columbia Lighting | MPL4-935HL-FA-EU | Indoor Luminaires | Linear Ambient | Direct Linear Ambient Luminaires | Standard | FALSE | [9 empty] | 42488 |  |  | Yes |  | 3.1 | 8177 | 95.5 | 85.6 | 7.3 | 0.92 | 3446 | 91
PB2Q7DYJ | Hubbell Lighting | Columbia Lighting | MPL4-935HL-AC-EU-FA | Indoor Luminaires | Linear Ambient | Direct Linear Ambient Luminaires | Standard | FALSE | [9 empty] | 42488 |  |  | Yes |  | 3.1 | 8158 | 95.3 | 85.6 | 7.3 | 0.92 | 3446 | 91
PH91DE6C | Hubbell Lighting | Columbia Lighting | MPL4-935HL-AD-EU-FA | Indoor Luminaires | Linear Ambient | Direct Linear Ambient Luminaires | Standard | FALSE | [9 empty] | 42488 |  |  | Yes |  | 3.1 | 8061 | 93.6 | 86.1 | 7.3 | 0.92 | 3446 | 91
P38ZFFP4 | Hubbell Lighting | Columbia Lighting | MPL4-935ML-W-EU | Indoor Luminaires | Linear Ambient | Direct Linear Ambient Luminaires | Standard | FALSE | [9 empty] | 42488 |  |  | Yes |  | 3.1 | 7422 | 105 | 70.7 | 7.3 | 0.92 | 3446 | 91
PAM4JE65 | Hubbell Lighting | Columbia Lighting | MPL4-935ML-AC-EU | Indoor Luminaires | Linear Ambient | Direct Linear Ambient Luminaires | Standard | FALSE | [9 empty] | 42488 |  |  | Yes |  | 3.1 | 7102 | 100.4 | 70.7 | 7.3 | 0.92 | 3446 | 91
PMSN57Q9 | Hubbell Lighting | Columbia Lighting | MPL4-935ML-AD-EU | Indoor Luminaires | Linear Ambient | Direct Linear Ambient Luminaires | Standard | FALSE | [9 empty] | 42488 |  |  | Yes |  | 3.1 | 7063 | 99.5 | 71 | 7.3 | 0.92 | 3446 | 91
PKAR33BP | Hubbell Lighting | Columbia Lighting | MPL4-935ML-FA-EU | Indoor Luminaires | Linear Ambient | Direct Linear Ambient Luminaires | Standard | FALSE | [9 empty] | 42488 |  |  | Yes |  | 3.1 | 6828 | 96.6 | 70.7 | 7.3 | 0.92 | 3446 | 91
PDJKVCWN | Hubbell Lighting | Columbia Lighting | MPL4-935ML-AC-EU-FA | Indoor Luminaires | Linear Ambient | Direct Linear Ambient Luminaires | Standard | FALSE | [9 empty] | 42488 |  |  | Yes |  | 3.1 | 6811 | 96.3 | 70.7 | 7.3 | 0.92 | 3446 | 91
PPXEU3T6 | Hubbell Lighting | Columbia Lighting | MPL4-935ML-AD-EU-FA | Indoor Luminaires | Linear Ambient | Direct Linear Ambient Luminaires | Standard | FALSE | [9 empty] | 42488 |  |  | Yes |  | 3.1 | 6794 | 95.7 | 71 | 7.3 | 0.92 | 3446 | 91
PZXV9WFH | Hubbell Lighting | Columbia Lighting | MPL8-935VL-W-EU | Indoor Luminaires | Linear Ambient | Direct Linear Ambient Luminaires | Standard | FALSE | [9 empty] | 42488 |  |  | Yes |  | 3.1 | 19659 | 102.9 | 191 | 5.9 | 0.978 | 3446 | 91
PQN2775A | Hubbell Lighting | Columbia Lighting | MPL8-935VL-AC-EU | Indoor Luminaires | Linear Ambient | Direct Linear Ambient Luminaires | Standard | FALSE | [9 empty] | 42488 |  |  | Yes |  | 3.1 | 18813 | 98.5 | 191 | 5.9 | 0.978 | 3446 | 91
PGF5GXP3 | Hubbell Lighting | Columbia Lighting | MPL8-935VL-AD-EU | Indoor Luminaires | Linear Ambient | Direct Linear Ambient Luminaires | Standard | FALSE | [9 empty] | 42488 |  |  | Yes |  | 3.1 | 18496 | 96.7 | 191.2 | 5.9 | 0.978 | 3446 | 91
PY6VV487 | Hubbell Lighting | Columbia Lighting | MPL8-935VL-FA-EU | Indoor Luminaires | Linear Ambient | Direct Linear Ambient Luminaires | Standard | FALSE | [9 empty] | 42488 |  |  | Yes |  | 3.1 | 18085 | 94.7 | 191 | 5.9 | 0.978 | 3446 | 91
PS6S2X98 | Hubbell Lighting | Columbia Lighting | MPL8-935VL-AC-EU-FA | Indoor Luminaires | Linear Ambient | Direct Linear Ambient Luminaires | Standard | FALSE | [9 empty] | 42488 |  |  | Yes |  | 3.1 | 17982 | 94 | 191.4 | 5.9 | 0.978 | 3446 | 91
PZRMMRY4 | Hubbell Lighting | Columbia Lighting | MPL8-935VL-AD-EU-FA | Indoor Luminaires | Linear Ambient | Direct Linear Ambient Luminaires | Standard | FALSE | [9 empty] | 42488 |  |  | Yes |  | 3.1 | 17757 | 92.7 | 191.6 | 5.9 | 0.978 | 3446 | 91
PR9D1PXR | Hubbell Lighting | Columbia Lighting | MPL4-935VL-W-EU | Indoor Luminaires | Linear Ambient | Direct Linear Ambient Luminaires | Standard | FALSE | [9 empty] | 42488 |  |  | Yes |  | 3.1 | 9829 | 102.9 | 95.5 | 5.9 | 0.978 | 3446 | 91
PR6CDPVA | Hubbell Lighting | Columbia Lighting | MPL4-935VL-AC-EU | Indoor Luminaires | Linear Ambient | Direct Linear Ambient Luminaires | Standard | FALSE | [9 empty] | 42488 |  |  | Yes |  | 3.1 | 9406 | 98.5 | 95.5 | 5.9 | 0.978 | 3446 | 91
PMFY5S1M | Hubbell Lighting | Columbia Lighting | MPL4-935VL-AD-EU | Indoor Luminaires | Linear Ambient | Direct Linear Ambient Luminaires | Standard | FALSE | [9 empty] | 42488 |  |  | Yes |  | 3.1 | 9248 | 96.7 | 95.6 | 5.9 | 0.978 | 3446 | 91
PSAPJ46X | Hubbell Lighting | Columbia Lighting | MPL4-935VL-FA-EU | Indoor Luminaires | Linear Ambient | Direct Linear Ambient Luminaires | Standard | FALSE | [9 empty] | 42488 |  |  | Yes |  | 3.1 | 9043 | 94.7 | 95.5 | 5.9 | 0.978 | 3446 | 91
PUXY8HD9 | Hubbell Lighting | Columbia Lighting | MPL4-935VL-AC-EU-FA | Indoor Luminaires | Linear Ambient | Direct Linear Ambient Luminaires | Standard | FALSE | [9 empty] | 42488 |  |  | Yes |  | 3.1 | 8991 | 94 | 95.7 | 5.9 | 0.978 | 3446 | 91
PBWB233W | Hubbell Lighting | Columbia Lighting | MPL4-935VL-AD-EU-FA | Indoor Luminaires | Linear Ambient | Direct Linear Ambient Luminaires | Standard | FALSE | [9 empty] | 42488 |  |  | Yes |  | 3.1 | 8878 | 92.7 | 95.8 | 5.9 | 0.978 | 3446 | 91
PYC2DSAK | Hubbell Lighting | Columbia Lighting | MPL8-935LW-W-EU | Indoor Luminaires | Linear Ambient | Direct Linear Ambient Luminaires | Standard | FALSE | [9 empty] | 42488 |  |  | Yes |  | 3.1 | 10816 | 109.5 | 98.8 | 5 | 0.998 | 3446 | 91
P7237TBE | Hubbell Lighting | Columbia Lighting | MPL8-935LW-AD-EU | Indoor Luminaires | Linear Ambient | Direct Linear Ambient Luminaires | Standard | FALSE | [9 empty] | 42488 |  |  | Yes |  | 3.1 | 10411 | 104.3 | 99.8 | 5 | 0.998 | 3446 | 91
P5FCBBV1 | Hubbell Lighting | Columbia Lighting | MPL8-935LW-AC-EU | Indoor Luminaires | Linear Ambient | Direct Linear Ambient Luminaires | Standard | FALSE | [9 empty] | 42488 |  |  | Yes |  | 3.1 | 10349 | 104.7 | 98.8 | 5 | 0.998 | 3446 | 91
P4JDQDX2 | Hubbell Lighting | Columbia Lighting | MPL8-935LW-FA-EU | Indoor Luminaires | Linear Ambient | Direct Linear Ambient Luminaires | Standard | FALSE | [9 empty] | 42488 |  |  | Yes |  | 3.1 | 9951 | 100.7 | 98.8 | 5 | 0.998 | 3446 | 91
PGMSZ395 | Hubbell Lighting | Columbia Lighting | MPL8-935LW-AC-EU-FA | Indoor Luminaires | Linear Ambient | Direct Linear Ambient Luminaires | Standard | FALSE | [9 empty] | 42488 |  |  | Yes |  | 3.1 | 9924 | 100.4 | 98.8 | 5 | 0.998 | 3446 | 91
P2ZVNTWF | Hubbell Lighting | Columbia Lighting | MPL8-935LW-AD-EU-FA | Indoor Luminaires | Linear Ambient | Direct Linear Ambient Luminaires | Standard | FALSE | [9 empty] | 42488 |  |  | Yes |  | 3.1 | 9869 | 102 | 96.8 | 5 | 0.998 | 3446 | 91
P9ZRPZZP | Hubbell Lighting | Columbia Lighting | MPL4-935LW-W-EU | Indoor Luminaires | Linear Ambient | Direct Linear Ambient Luminaires | Standard | FALSE | [9 empty] | 42488 |  |  | Yes |  | 3.1 | 5408 | 109.5 | 49.4 | 5 | 0.998 | 3446 | 91
P5UEQGS6 | Hubbell Lighting | Columbia Lighting | MPL4-935LW-AD-EU | Indoor Luminaires | Linear Ambient | Direct Linear Ambient Luminaires | Standard | FALSE | [9 empty] | 42488 |  |  | Yes |  | 3.1 | 5206 | 104.3 | 49.9 | 5 | 0.998 | 3446 | 91
P6GQEVN3 | Hubbell Lighting | Columbia Lighting | MPL4-935LW-AC-EU | Indoor Luminaires | Linear Ambient | Direct Linear Ambient Luminaires | Standard | FALSE | [9 empty] | 42488 |  |  | Yes |  | 3.1 | 5175 | 104.7 | 49.4 | 5 | 0.998 | 3446 | 91
PM7J2MEU | Hubbell Lighting | Columbia Lighting | MPL4-935LW-FA-EU | Indoor Luminaires | Linear Ambient | Direct Linear Ambient Luminaires | Standard | FALSE | [9 empty] | 42488 |  |  | Yes |  | 3.1 | 4975 | 100.7 | 49.4 | 5 | 0.998 | 3446 | 91
P1BNCSDJ | Hubbell Lighting | Columbia Lighting | MPL4-935LW-AC-EU-FA | Indoor Luminaires | Linear Ambient | Direct Linear Ambient Luminaires | Standard | FALSE | [9 empty] | 42488 |  |  | Yes |  | 3.1 | 4962 | 100.4 | 49.4 | 5 | 0.998 | 3446 | 91
P38NENNS | Hubbell Lighting | Columbia Lighting | MPL4-935LW-AD-EU-FA | Indoor Luminaires | Linear Ambient | Direct Linear Ambient Luminaires | Standard | FALSE | [9 empty] | 42488 |  |  | Yes |  | 3.1 | 4935 | 102 | 48.4 | 5 | 0.998 | 3446 | 91
PTHJPK7Z | Hubbell Lighting | Columbia Lighting | MPL8-935LW-W-ED1U | Indoor Luminaires | Linear Ambient | Direct Linear Ambient Luminaires | Standard | FALSE | [9 empty] | 42488 |  |  | Yes |  | 3.1 | 10816 | 109.5 | 98.8 | 7.3 | 0.92 | 3446 | 91
PATHA2HP | Hubbell Lighting | Columbia Lighting | MPL8-935LW-AD-ED1U | Indoor Luminaires | Linear Ambient | Direct Linear Ambient Luminaires | Standard | FALSE | [9 empty] | 42488 |  |  | Yes |  | 3.1 | 10411 | 104.3 | 99.8 | 7.3 | 0.92 | 3446 | 91
PGXZKK6T | Hubbell Lighting | Columbia Lighting | MPL4-935LW-W-ED1U | Indoor Luminaires | Linear Ambient | Direct Linear Ambient Luminaires | Standard | FALSE | [9 empty] | 42488 |  |  | Yes |  | 3.1 | 5408 | 109.5 | 49.4 | 7.3 | 0.92 | 3446 | 91
PP8X41CH | Hubbell Lighting | Columbia Lighting | MPL4-935LW-AD-ED1U | Indoor Luminaires | Linear Ambient | Direct Linear Ambient Luminaires | Standard | FALSE | [9 empty] | 42488 |  |  | Yes |  | 3.1 | 5206 | 104.3 | 49.9 | 7.3 | 0.92 | 3446 | 91
P6B5EHY1 | Hubbell Lighting | Columbia Lighting | MPL8-935LW-FA-ED1U | Indoor Luminaires | Linear Ambient | Direct Linear Ambient Luminaires | Standard | FALSE | [9 empty] | 42488 |  |  | Yes |  | 3.1 | 9951 | 100.7 | 98.8 | 5.9 | 0.978 | 3446 | 91
PRXADVBQ | Hubbell Lighting | Columbia Lighting | MPL4-935LW-FA-ED1U | Indoor Luminaires | Linear Ambient | Direct Linear Ambient Luminaires | Standard | FALSE | [9 empty] | 42488 |  |  | Yes |  | 3.1 | 4975 | 100.7 | 49.4 | 5.9 | 0.978 | 3446 | 91
PH1WUT3W | Hubbell Lighting | Columbia Lighting | MPL8-935LW-AC-ED1U | Indoor Luminaires | Linear Ambient | Direct Linear Ambient Luminaires | Standard | FALSE | [9 empty] | 42488 |  |  | Yes |  | 3.1 | 10349 | 104.7 | 98.8 | 5 | 0.998 | 3446 | 91
PKR2A875 | Hubbell Lighting | Columbia Lighting | MPL8-935LW-AC-ED1U-FA | Indoor Luminaires | Linear Ambient | Direct Linear Ambient Luminaires | Standard | FALSE | [9 empty] | 42488 |  |  | Yes |  | 3.1 | 9924 | 100.4 | 98.8 | 5 | 0.998 | 3446 | 91
PZKBG6NC | Hubbell Lighting | Columbia Lighting | MPL8-935LW-AD-ED1U-FA | Indoor Luminaires | Linear Ambient | Direct Linear Ambient Luminaires | Standard | FALSE | [9 empty] | 42488 |  |  | Yes |  | 3.1 | 9869 | 102 | 96.8 | 5 | 0.998 | 3446 | 91
PBCE94HB | Hubbell Lighting | Columbia Lighting | MPL4-935LW-AC-ED1U | Indoor Luminaires | Linear Ambient | Direct Linear Ambient Luminaires | Standard | FALSE | [9 empty] | 42488 |  |  | Yes |  | 3.1 | 5175 | 104.7 | 49.4 | 5 | 0.998 | 3446 | 91
PHMB5EMU | Hubbell Lighting | Columbia Lighting | MPL4-935LW-AC-ED1U-FA | Indoor Luminaires | Linear Ambient | Direct Linear Ambient Luminaires | Standard | FALSE | [9 empty] | 42488 |  |  | Yes |  | 3.1 | 4962 | 100.4 | 49.4 | 5 | 0.998 | 3446 | 91
PQ22DS32 | Hubbell Lighting | Columbia Lighting | MPL4-935LW-AD-ED1U-FA | Indoor Luminaires | Linear Ambient | Direct Linear Ambient Luminaires | Standard | FALSE | [9 empty] | 42488 |  |  | Yes |  | 3.1 | 4935 | 102 | 48.4 | 5 | 0.998 | 3446 | 91
PFSJH8YD | Hubbell Lighting | Columbia Lighting | MPL8-935HL-W-EDU | Indoor Luminaires | Linear Ambient | Direct Linear Ambient Luminaires | Standard | FALSE | [9 empty] | 42488 |  |  | Yes |  | 3.1 | 17775 | 103.8 | 171.2 | 7.3 | 0.92 | 3446 | 91
P2S9R5G8 | Hubbell Lighting | Columbia Lighting | MPL8-935HL-AC-EDU | Indoor Luminaires | Linear Ambient | Direct Linear Ambient Luminaires | Standard | FALSE | [9 empty] | 42488 |  |  | Yes |  | 3.1 | 17011 | 99.4 | 171.2 | 7.3 | 0.92 | 3446 | 91
PM7K1CKY | Hubbell Lighting | Columbia Lighting | MPL8-935HL-AD-EDU | Indoor Luminaires | Linear Ambient | Direct Linear Ambient Luminaires | Standard | FALSE | [9 empty] | 42488 |  |  | Yes |  | 3.1 | 16763 | 97.3 | 172.2 | 7.3 | 0.92 | 3446 | 91
PK4ZW8R5 | Hubbell Lighting | Columbia Lighting | MPL8-935HL-FA-EDU | Indoor Luminaires | Linear Ambient | Direct Linear Ambient Luminaires | Standard | FALSE | [9 empty] | 42488 |  |  | Yes |  | 3.1 | 16354 | 95.5 | 171.2 | 7.3 | 0.92 | 3446 | 91
PF6HZCSJ | Hubbell Lighting | Columbia Lighting | MPL8-935HL-AC-EDU-FA | Indoor Luminaires | Linear Ambient | Direct Linear Ambient Luminaires | Standard | FALSE | [9 empty] | 42488 |  |  | Yes |  | 3.1 | 16315 | 95.3 | 171.2 | 7.3 | 0.92 | 3446 | 91
P7DEP8P2 | Hubbell Lighting | Columbia Lighting | MPL8-935HL-AD-EDU-FA | Indoor Luminaires | Linear Ambient | Direct Linear Ambient Luminaires | Standard | FALSE | [9 empty] | 42488 |  |  | Yes |  | 3.1 | 16122 | 93.6 | 172.2 | 7.3 | 0.92 | 3446 | 91
PSUKHHAF | Hubbell Lighting | Columbia Lighting | MPL8-935ML-W-EDU | Indoor Luminaires | Linear Ambient | Direct Linear Ambient Luminaires | Standard | FALSE | [9 empty] | 42488 |  |  | Yes |  | 3.1 | 14843 | 105 | 141.4 | 7.3 | 0.92 | 3446 | 91
PJSFFXQ7 | Hubbell Lighting | Columbia Lighting | MPL8-935ML-AC-EDU | Indoor Luminaires | Linear Ambient | Direct Linear Ambient Luminaires | Standard | FALSE | [9 empty] | 42488 |  |  | Yes |  | 3.1 | 14203 | 100.4 | 141.4 | 7.3 | 0.92 | 3446 | 91
PGMKXXSJ | Hubbell Lighting | Columbia Lighting | MPL8-935ML-AD-EDU | Indoor Luminaires | Linear Ambient | Direct Linear Ambient Luminaires | Standard | FALSE | [9 empty] | 42488 |  |  | Yes |  | 3.1 | 14126 | 99.5 | 142 | 7.3 | 0.92 | 3446 | 91
PF96TD2H | Hubbell Lighting | Columbia Lighting | MPL8-935ML-FA-EDU | Indoor Luminaires | Linear Ambient | Direct Linear Ambient Luminaires | Standard | FALSE | [9 empty] | 42488 |  |  | Yes |  | 3.1 | 13656 | 96.6 | 141.4 | 7.3 | 0.92 | 3446 | 91
PQR8Q8QN | Hubbell Lighting | Columbia Lighting | MPL8-935ML-AC-EDU-FA | Indoor Luminaires | Linear Ambient | Direct Linear Ambient Luminaires | Standard | FALSE | [9 empty] | 42488 |  |  | Yes |  | 3.1 | 13622 | 96.3 | 141.4 | 7.3 | 0.92 | 3446 | 91
P2DGXS3W | Hubbell Lighting | Columbia Lighting | MPL8-935ML-AD-EDU-FA | Indoor Luminaires | Linear Ambient | Direct Linear Ambient Luminaires | Standard | FALSE | [9 empty] | 42488 |  |  | Yes |  | 3.1 | 13588 | 95.7 | 142 | 7.3 | 0.92 | 3446 | 91
PSZ9T8BX | Hubbell Lighting | Columbia Lighting | MPL4-935HL-W-EDU | Indoor Luminaires | Linear Ambient | Direct Linear Ambient Luminaires | Standard | FALSE | [9 empty] | 42488 |  |  | Yes |  | 3.1 | 8888 | 103.8 | 85.6 | 7.3 | 0.92 | 3446 | 91
PDSX4U5X | Hubbell Lighting | Columbia Lighting | MPL4-935HL-AC-EDU | Indoor Luminaires | Linear Ambient | Direct Linear Ambient Luminaires | Standard | FALSE | [9 empty] | 42488 |  |  | Yes |  | 3.1 | 8505 | 99.4 | 85.6 | 7.3 | 0.92 | 3446 | 91
P2A3HEZK | Hubbell Lighting | Columbia Lighting | MPL4-935HL-AD-EDU | Indoor Luminaires | Linear Ambient | Direct Linear Ambient Luminaires | Standard | FALSE | [9 empty] | 42488 |  |  | Yes |  | 3.1 | 8381 | 97.3 | 86.1 | 7.3 | 0.92 | 3446 | 91
PZG6QFP6 | Hubbell Lighting | Columbia Lighting | MPL4-935HL-FA-EDU | Indoor Luminaires | Linear Ambient | Direct Linear Ambient Luminaires | Standard | FALSE | [9 empty] | 42488 |  |  | Yes |  | 3.1 | 8177 | 95.5 | 85.6 | 7.3 | 0.92 | 3446 | 91
PY6WQSWA | Hubbell Lighting | Columbia Lighting | MPL4-935HL-AC-EDU-FA | Indoor Luminaires | Linear Ambient | Direct Linear Ambient Luminaires | Standard | FALSE | [9 empty] | 42488 |  |  | Yes |  | 3.1 | 8158 | 95.3 | 85.6 | 7.3 | 0.92 | 3446 | 91
P1QGRBTG | Hubbell Lighting | Columbia Lighting | MPL4-935HL-AD-EDU-FA | Indoor Luminaires | Linear Ambient | Direct Linear Ambient Luminaires | Standard | FALSE | [9 empty] | 42488 |  |  | Yes |  | 3.1 | 8061 | 93.6 | 86.1 | 7.3 | 0.92 | 3446 | 91
PNCS64J2 | Hubbell Lighting | Columbia Lighting | MPL4-935ML-W-EDU | Indoor Luminaires | Linear Ambient | Direct Linear Ambient Luminaires | Standard | FALSE | [9 empty] | 42488 |  |  | Yes |  | 3.1 | 7422 | 105 | 70.7 | 7.3 | 0.92 | 3446 | 91
PAA1UUXR | Hubbell Lighting | Columbia Lighting | MPL4-935ML-AC-EDU | Indoor Luminaires | Linear Ambient | Direct Linear Ambient Luminaires | Standard | FALSE | [9 empty] | 42488 |  |  | Yes |  | 3.1 | 7102 | 100.4 | 70.7 | 7.3 | 0.92 | 3446 | 91
PG3NWREG | Hubbell Lighting | Columbia Lighting | MPL4-935ML-AD-EDU | Indoor Luminaires | Linear Ambient | Direct Linear Ambient Luminaires | Standard | FALSE | [9 empty] | 42488 |  |  | Yes |  | 3.1 | 7063 | 99.5 | 71 | 7.3 | 0.92 | 3446 | 91
P2Q9RAD3 | Hubbell Lighting | Columbia Lighting | MPL4-935ML-FA-EDU | Indoor Luminaires | Linear Ambient | Direct Linear Ambient Luminaires | Standard | FALSE | [9 empty] | 42488 |  |  | Yes |  | 3.1 | 6828 | 96.6 | 70.7 | 7.3 | 0.92 | 3446 | 91
PADNBH8H | Hubbell Lighting | Columbia Lighting | MPL4-935ML-AC-EDU-FA | Indoor Luminaires | Linear Ambient | Direct Linear Ambient Luminaires | Standard | FALSE | [9 empty] | 42488 |  |  | Yes |  | 3.1 | 6811 | 96.3 | 70.7 | 7.3 | 0.92 | 3446 | 91
PW912JCW | Hubbell Lighting | Columbia Lighting | MPL4-935ML-AD-EDU-FA | Indoor Luminaires | Linear Ambient | Direct Linear Ambient Luminaires | Standard | FALSE | [9 empty] | 42488 |  |  | Yes |  | 3.1 | 6794 | 95.7 | 71 | 7.3 | 0.92 | 3446 | 91
PSB37QYK | Hubbell Lighting | Columbia Lighting | MPL8-935VL-W-EDU | Indoor Luminaires | Linear Ambient | Direct Linear Ambient Luminaires | Standard | FALSE | [9 empty] | 42488 |  |  | Yes |  | 3.1 | 19659 | 102.9 | 191 | 5.9 | 0.978 | 3446 | 91
PKE6X3CV | Hubbell Lighting | Columbia Lighting | MPL8-935VL-AC-EDU | Indoor Luminaires | Linear Ambient | Direct Linear Ambient Luminaires | Standard | FALSE | [9 empty] | 42488 |  |  | Yes |  | 3.1 | 18813 | 98.5 | 191 | 5.9 | 0.978 | 3446 | 91
P7YH4RU4 | Hubbell Lighting | Columbia Lighting | MPL8-935VL-AD-EDU | Indoor Luminaires | Linear Ambient | Direct Linear Ambient Luminaires | Standard | FALSE | [9 empty] | 42488 |  |  | Yes |  | 3.1 | 18496 | 96.7 | 191.2 | 5.9 | 0.978 | 3446 | 91
PJP5FCWG | Hubbell Lighting | Columbia Lighting | MPL8-935VL-FA-EDU | Indoor Luminaires | Linear Ambient | Direct Linear Ambient Luminaires | Standard | FALSE | [9 empty] | 42488 |  |  | Yes |  | 3.1 | 18085 | 94.7 | 191 | 5.9 | 0.978 | 3446 | 91
PEMDPBN3 | Hubbell Lighting | Columbia Lighting | MPL8-935VL-AC-EDU-FA | Indoor Luminaires | Linear Ambient | Direct Linear Ambient Luminaires | Standard | FALSE | [9 empty] | 42488 |  |  | Yes |  | 3.1 | 17982 | 94 | 191.4 | 5.9 | 0.978 | 3446 | 91
PT6ZEARN | Hubbell Lighting | Columbia Lighting | MPL8-935VL-AD-EDU-FA | Indoor Luminaires | Linear Ambient | Direct Linear Ambient Luminaires | Standard | FALSE | [9 empty] | 42488 |  |  | Yes |  | 3.1 | 17757 | 92.7 | 191.6 | 5.9 | 0.978 | 3446 | 91
PS89YBHH | Hubbell Lighting | Columbia Lighting | MPL4-935VL-W-EDU | Indoor Luminaires | Linear Ambient | Direct Linear Ambient Luminaires | Standard | FALSE | [9 empty] | 42488 |  |  | Yes |  | 3.1 | 9829 | 102.9 | 95.5 | 5.9 | 0.978 | 3446 | 91
PFGBXXK4 | Hubbell Lighting | Columbia Lighting | MPL4-935VL-AC-EDU | Indoor Luminaires | Linear Ambient | Direct Linear Ambient Luminaires | Standard | FALSE | [9 empty] | 42488 |  |  | Yes |  | 3.1 | 9406 | 98.5 | 95.5 | 5.9 | 0.978 | 3446 | 91
PSJK5Z8E | Hubbell Lighting | Columbia Lighting | MPL4-935VL-AD-EDU | Indoor Luminaires | Linear Ambient | Direct Linear Ambient Luminaires | Standard | FALSE | [9 empty] | 42488 |  |  | Yes |  | 3.1 | 9248 | 96.7 | 95.6 | 5.9 | 0.978 | 3446 | 91
PUPYQF5B | Hubbell Lighting | Columbia Lighting | MPL4-935VL-FA-EDU | Indoor Luminaires | Linear Ambient | Direct Linear Ambient Luminaires | Standard | FALSE | [9 empty] | 42488 |  |  | Yes |  | 3.1 | 9043 | 94.7 | 95.5 | 5.9 | 0.978 | 3446 | 91
PU2KH93B | Hubbell Lighting | Columbia Lighting | MPL4-935VL-AC-EDU-FA | Indoor Luminaires | Linear Ambient | Direct Linear Ambient Luminaires | Standard | FALSE | [9 empty] | 42488 |  |  | Yes |  | 3.1 | 8991 | 94 | 95.7 | 5.9 | 0.978 | 3446 | 91
P4QEE1U3 | Hubbell Lighting | Columbia Lighting | MPL4-935VL-AD-EDU-FA | Indoor Luminaires | Linear Ambient | Direct Linear Ambient Luminaires | Standard | FALSE | [9 empty] | 42488 |  |  | Yes |  | 3.1 | 8878 | 92.7 | 95.8 | 5.9 | 0.978 | 3446 | 91
PAPAUBJQ | Hubbell Lighting | Columbia Lighting | MPL8-935LW-W-EDU | Indoor Luminaires | Linear Ambient | Direct Linear Ambient Luminaires | Standard | FALSE | [9 empty] | 42488 |  |  | Yes |  | 3.1 | 10816 | 109.5 | 98.8 | 5 | 0.998 | 3446 | 91
PSZ8PBXR | Hubbell Lighting | Columbia Lighting | MPL8-935LW-AD-EDU | Indoor Luminaires | Linear Ambient | Direct Linear Ambient Luminaires | Standard | FALSE | [9 empty] | 42488 |  |  | Yes |  | 3.1 | 10411 | 104.3 | 99.8 | 5 | 0.998 | 3446 | 91
P7JHTZS7 | Hubbell Lighting | Columbia Lighting | MPL8-935LW-AC-EDU | Indoor Luminaires | Linear Ambient | Direct Linear Ambient Luminaires | Standard | FALSE | [9 empty] | 42488 |  |  | Yes |  | 3.1 | 10349 | 104.7 | 98.8 | 5 | 0.998 | 3446 | 91
PXTM1MQ1 | Hubbell Lighting | Columbia Lighting | MPL8-935LW-FA-EDU | Indoor Luminaires | Linear Ambient | Direct Linear Ambient Luminaires | Standard | FALSE | [9 empty] | 42488 |  |  | Yes |  | 3.1 | 9951 | 100.7 | 98.8 | 5 | 0.998 | 3446 | 91
PFJ7VD29 | Hubbell Lighting | Columbia Lighting | MPL8-935LW-AC-EDU-FA | Indoor Luminaires | Linear Ambient | Direct Linear Ambient Luminaires | Standard | FALSE | [9 empty] | 42488 |  |  | Yes |  | 3.1 | 9924 | 100.4 | 98.8 | 5 | 0.998 | 3446 | 91
PKZ87ME1 | Hubbell Lighting | Columbia Lighting | MPL8-935LW-AD-EDU-FA | Indoor Luminaires | Linear Ambient | Direct Linear Ambient Luminaires | Standard | FALSE | [9 empty] | 42488 |  |  | Yes |  | 3.1 | 9869 | 102 | 96.8 | 5 | 0.998 | 3446 | 91
PWR5QD5Y | Hubbell Lighting | Columbia Lighting | MPL4-935LW-W-EDU | Indoor Luminaires | Linear Ambient | Direct Linear Ambient Luminaires | Standard | FALSE | [9 empty] | 42488 |  |  | Yes |  | 3.1 | 5408 | 109.5 | 49.4 | 5 | 0.998 | 3446 | 91
PMU393RM | Hubbell Lighting | Columbia Lighting | MPL4-935LW-AD-EDU | Indoor Luminaires | Linear Ambient | Direct Linear Ambient Luminaires | Standard | FALSE | [9 empty] | 42488 |  |  | Yes |  | 3.1 | 5206 | 104.3 | 49.9 | 5 | 0.998 | 3446 | 91
P577H7K1 | Hubbell Lighting | Columbia Lighting | MPL4-935LW-AC-EDU | Indoor Luminaires | Linear Ambient | Direct Linear Ambient Luminaires | Standard | FALSE | [9 empty] | 42488 |  |  | Yes |  | 3.1 | 5175 | 104.7 | 49.4 | 5 | 0.998 | 3446 | 91
PSUDZY7J | Hubbell Lighting | Columbia Lighting | MPL4-935LW-FA-EDU | Indoor Luminaires | Linear Ambient | Direct Linear Ambient Luminaires | Standard | FALSE | [9 empty] | 42488 |  |  | Yes |  | 3.1 | 4975 | 100.7 | 49.4 | 5 | 0.998 | 3446 | 91
PJ1VF5RW | Hubbell Lighting | Columbia Lighting | MPL4-935LW-AC-EDU-FA | Indoor Luminaires | Linear Ambient | Direct Linear Ambient Luminaires | Standard | FALSE | [9 empty] | 42488 |  |  | Yes |  | 3.1 | 4962 | 100.4 | 49.4 | 5 | 0.998 | 3446 | 91
PDW1U82D | Hubbell Lighting | Columbia Lighting | MPL4-935LW-AD-EDU-FA | Indoor Luminaires | Linear Ambient | Direct Linear Ambient Luminaires | Standard | FALSE | [9 empty] | 42488 |  |  | Yes |  | 3.1 | 4935 | 102 | 48.4 | 5 | 0.998 | 3446 | 91
PFGZ1E9J | Hubbell Lighting | Columbia Lighting | MPL8-930HL-W-EU | Indoor Luminaires | Linear Ambient | Direct Linear Ambient Luminaires | Standard | FALSE | [9 empty] | 42488 |  |  | Yes |  | 3.1 | 17470 | 102 | 171.2 | 7.3 | 0.92 | 3034 | 91
PQDRWXWK | Hubbell Lighting | Columbia Lighting | MPL8-930HL-AC-EU | Indoor Luminaires | Linear Ambient | Direct Linear Ambient Luminaires | Standard | FALSE | [9 empty] | 42488 |  |  | Yes |  | 3.1 | 16718 | 97.7 | 171.2 | 7.3 | 0.92 | 3034 | 91
PC2ETQ1S | Hubbell Lighting | Columbia Lighting | MPL8-930HL-AD-EU | Indoor Luminaires | Linear Ambient | Direct Linear Ambient Luminaires | Standard | FALSE | [9 empty] | 42488 |  |  | Yes |  | 3.1 | 16474 | 95.7 | 172.2 | 7.3 | 0.92 | 3034 | 91
PSFQ5TMP | Hubbell Lighting | Columbia Lighting | MPL8-930HL-FA-EU | Indoor Luminaires | Linear Ambient | Direct Linear Ambient Luminaires | Standard | FALSE | [9 empty] | 42488 |  |  | Yes |  | 3.1 | 16072 | 93.9 | 171.2 | 7.3 | 0.92 | 3034 | 91
PW7MHF5R | Hubbell Lighting | Columbia Lighting | MPL8-930HL-AC-EU-FA | Indoor Luminaires | Linear Ambient | Direct Linear Ambient Luminaires | Standard | FALSE | [9 empty] | 42488 |  |  | Yes |  | 3.1 | 16035 | 93.7 | 171.2 | 7.3 | 0.92 | 3034 | 91
P5EDF8E1 | Hubbell Lighting | Columbia Lighting | MPL8-930HL-AD-EU-FA | Indoor Luminaires | Linear Ambient | Direct Linear Ambient Luminaires | Standard | FALSE | [9 empty] | 42488 |  |  | Yes |  | 3.1 | 15847 | 92 | 172.2 | 7.3 | 0.92 | 3034 | 91
PEHTE1SX | Hubbell Lighting | Columbia Lighting | MPL8-930ML-W-EU | Indoor Luminaires | Linear Ambient | Direct Linear Ambient Luminaires | Standard | FALSE | [9 empty] | 42488 |  |  | Yes |  | 3.1 | 14588 | 103.2 | 141.4 | 7.3 | 0.92 | 3034 | 91
P8BQEQY8 | Hubbell Lighting | Columbia Lighting | MPL8-930ML-AC-EU | Indoor Luminaires | Linear Ambient | Direct Linear Ambient Luminaires | Standard | FALSE | [9 empty] | 42488 |  |  | Yes |  | 3.1 | 13959 | 98.7 | 141.4 | 7.3 | 0.92 | 3034 | 91
PPFE2FGA | Hubbell Lighting | Columbia Lighting | MPL8-930ML-AD-EU | Indoor Luminaires | Linear Ambient | Direct Linear Ambient Luminaires | Standard | FALSE | [9 empty] | 42488 |  |  | Yes |  | 3.1 | 13882 | 97.8 | 142 | 7.3 | 0.92 | 3034 | 91
PF1K6MTX | Hubbell Lighting | Columbia Lighting | MPL8-930ML-FA-EU | Indoor Luminaires | Linear Ambient | Direct Linear Ambient Luminaires | Standard | FALSE | [9 empty] | 42488 |  |  | Yes |  | 3.1 | 13421 | 94.9 | 141.4 | 7.3 | 0.92 | 3034 | 91
P8KNJK7T | Hubbell Lighting | Columbia Lighting | MPL8-930ML-AC-EU-FA | Indoor Luminaires | Linear Ambient | Direct Linear Ambient Luminaires | Standard | FALSE | [9 empty] | 42488 |  |  | Yes |  | 3.1 | 13389 | 94.7 | 141.4 | 7.3 | 0.92 | 3034 | 91
PK7VH9UJ | Hubbell Lighting | Columbia Lighting | MPL8-930ML-AD-EU-FA | Indoor Luminaires | Linear Ambient | Direct Linear Ambient Luminaires | Standard | FALSE | [9 empty] | 42488 |  |  | Yes |  | 3.1 | 13354 | 94 | 142 | 7.3 | 0.92 | 3034 | 91
PRB4F5N6 | Hubbell Lighting | Columbia Lighting | MPL4-930HL-W-EU | Indoor Luminaires | Linear Ambient | Direct Linear Ambient Luminaires | Standard | FALSE | [9 empty] | 42488 |  |  | Yes |  | 3.1 | 8735 | 102 | 85.6 | 7.3 | 0.92 | 3034 | 91
P77UNMKM | Hubbell Lighting | Columbia Lighting | MPL4-930HL-AC-EU | Indoor Luminaires | Linear Ambient | Direct Linear Ambient Luminaires | Standard | FALSE | [9 empty] | 42488 |  |  | Yes |  | 3.1 | 8359 | 97.7 | 85.6 | 7.3 | 0.92 | 3034 | 91
PMZNE9KY | Hubbell Lighting | Columbia Lighting | MPL4-930HL-AD-EU | Indoor Luminaires | Linear Ambient | Direct Linear Ambient Luminaires | Standard | FALSE | [9 empty] | 42488 |  |  | Yes |  | 3.1 | 8237 | 95.7 | 86.1 | 7.3 | 0.92 | 3034 | 91
PBZ3HP8G | Hubbell Lighting | Columbia Lighting | MPL4-930HL-FA-EU | Indoor Luminaires | Linear Ambient | Direct Linear Ambient Luminaires | Standard | FALSE | [9 empty] | 42488 |  |  | Yes |  | 3.1 | 8036 | 93.9 | 85.6 | 7.3 | 0.92 | 3034 | 91
PNFP8EFA | Hubbell Lighting | Columbia Lighting | MPL4-930HL-AC-EU-FA | Indoor Luminaires | Linear Ambient | Direct Linear Ambient Luminaires | Standard | FALSE | [9 empty] | 42488 |  |  | Yes |  | 3.1 | 8018 | 93.7 | 85.6 | 7.3 | 0.92 | 3034 | 91
PA8VEGEW | Hubbell Lighting | Columbia Lighting | MPL4-930HL-AD-EU-FA | Indoor Luminaires | Linear Ambient | Direct Linear Ambient Luminaires | Standard | FALSE | [9 empty] | 42488 |  |  | Yes |  | 3.1 | 7923 | 92 | 86.1 | 7.3 | 0.92 | 3034 | 91
PBWQ73YB | Hubbell Lighting | Columbia Lighting | MPL4-930ML-W-EU | Indoor Luminaires | Linear Ambient | Direct Linear Ambient Luminaires | Standard | FALSE | [9 empty] | 42488 |  |  | Yes |  | 3.1 | 7294 | 103.2 | 70.7 | 7.3 | 0.92 | 3034 | 91
PYTACXFX | Hubbell Lighting | Columbia Lighting | MPL4-930ML-AC-EU | Indoor Luminaires | Linear Ambient | Direct Linear Ambient Luminaires | Standard | FALSE | [9 empty] | 42488 |  |  | Yes |  | 3.1 | 6980 | 98.7 | 70.7 | 7.3 | 0.92 | 3034 | 91
PY4GVBFK | Hubbell Lighting | Columbia Lighting | MPL4-930ML-AD-EU | Indoor Luminaires | Linear Ambient | Direct Linear Ambient Luminaires | Standard | FALSE | [9 empty] | 42488 |  |  | Yes |  | 3.1 | 6941 | 97.8 | 71 | 7.3 | 0.92 | 3034 | 91
PVQ1TFMK | Hubbell Lighting | Columbia Lighting | MPL4-930ML-FA-EU | Indoor Luminaires | Linear Ambient | Direct Linear Ambient Luminaires | Standard | FALSE | [9 empty] | 42488 |  |  | Yes |  | 3.1 | 6710 | 94.9 | 70.7 | 7.3 | 0.92 | 3034 | 91
PG649889 | Hubbell Lighting | Columbia Lighting | MPL4-930ML-AC-EU-FA | Indoor Luminaires | Linear Ambient | Direct Linear Ambient Luminaires | Standard | FALSE | [9 empty] | 42488 |  |  | Yes |  | 3.1 | 6694 | 94.7 | 70.7 | 7.3 | 0.92 | 3034 | 91
P1NP3KQY | Hubbell Lighting | Columbia Lighting | MPL4-930ML-AD-EU-FA | Indoor Luminaires | Linear Ambient | Direct Linear Ambient Luminaires | Standard | FALSE | [9 empty] | 42488 |  |  | Yes |  | 3.1 | 6677 | 94 | 71 | 7.3 | 0.92 | 3034 | 91
PWNKGM6H | Hubbell Lighting | Columbia Lighting | MPL8-930VL-W-EU | Indoor Luminaires | Linear Ambient | Direct Linear Ambient Luminaires | Standard | FALSE | [9 empty] | 42488 |  |  | Yes |  | 3.1 | 19320 | 101.2 | 191 | 5.9 | 0.978 | 3034 | 91
PQ454YPG | Hubbell Lighting | Columbia Lighting | MPL8-930VL-AC-EU | Indoor Luminaires | Linear Ambient | Direct Linear Ambient Luminaires | Standard | FALSE | [9 empty] | 42488 |  |  | Yes |  | 3.1 | 18487 | 96.8 | 191 | 5.9 | 0.978 | 3034 | 91
PZ6PH6NZ | Hubbell Lighting | Columbia Lighting | MPL8-930VL-AD-EU | Indoor Luminaires | Linear Ambient | Direct Linear Ambient Luminaires | Standard | FALSE | [9 empty] | 42488 |  |  | Yes |  | 3.1 | 18177 | 95.1 | 191.2 | 5.9 | 0.978 | 3034 | 91
PRPDWHFN | Hubbell Lighting | Columbia Lighting | MPL8-930VL-FA-EU | Indoor Luminaires | Linear Ambient | Direct Linear Ambient Luminaires | Standard | FALSE | [9 empty] | 42488 |  |  | Yes |  | 3.1 | 17774 | 93.1 | 191 | 5.9 | 0.978 | 3034 | 91
PMT1UDZW | Hubbell Lighting | Columbia Lighting | MPL8-930VL-AC-EU-FA | Indoor Luminaires | Linear Ambient | Direct Linear Ambient Luminaires | Standard | FALSE | [9 empty] | 42488 |  |  | Yes |  | 3.1 | 17671 | 92.3 | 191.4 | 5.9 | 0.978 | 3034 | 91
PPYKBDR4 | Hubbell Lighting | Columbia Lighting | MPL8-930VL-AD-EU-FA | Indoor Luminaires | Linear Ambient | Direct Linear Ambient Luminaires | Standard | FALSE | [9 empty] | 42488 |  |  | Yes |  | 3.1 | 17451 | 91.1 | 191.6 | 5.9 | 0.978 | 3034 | 91
PPF6FXXE | Hubbell Lighting | Columbia Lighting | MPL4-930VL-W-EU | Indoor Luminaires | Linear Ambient | Direct Linear Ambient Luminaires | Standard | FALSE | [9 empty] | 42488 |  |  | Yes |  | 3.1 | 9660 | 101.2 | 95.5 | 5.9 | 0.978 | 3034 | 91
PQSC559F | Hubbell Lighting | Columbia Lighting | MPL4-930VL-AC-EU | Indoor Luminaires | Linear Ambient | Direct Linear Ambient Luminaires | Standard | FALSE | [9 empty] | 42488 |  |  | Yes |  | 3.1 | 9244 | 96.8 | 95.5 | 5.9 | 0.978 | 3034 | 91
PQE98QRX | Hubbell Lighting | Columbia Lighting | MPL4-930VL-AD-EU | Indoor Luminaires | Linear Ambient | Direct Linear Ambient Luminaires | Standard | FALSE | [9 empty] | 42488 |  |  | Yes |  | 3.1 | 9089 | 95.1 | 95.6 | 5.9 | 0.978 | 3034 | 91
PQHCA96E | Hubbell Lighting | Columbia Lighting | MPL4-930VL-FA-EU | Indoor Luminaires | Linear Ambient | Direct Linear Ambient Luminaires | Standard | FALSE | [9 empty] | 42488 |  |  | Yes |  | 3.1 | 8887 | 93.1 | 95.5 | 5.9 | 0.978 | 3034 | 91
PCTF4WDJ | Hubbell Lighting | Columbia Lighting | MPL4-930VL-AC-EU-FA | Indoor Luminaires | Linear Ambient | Direct Linear Ambient Luminaires | Standard | FALSE | [9 empty] | 42488 |  |  | Yes |  | 3.1 | 8836 | 92.3 | 95.7 | 5.9 | 0.978 | 3034 | 91
P9NM1XYS | Hubbell Lighting | Columbia Lighting | MPL8-930LW-W-EU | Indoor Luminaires | Linear Ambient | Direct Linear Ambient Luminaires | Standard | FALSE | [9 empty] | 42488 |  |  | Yes |  | 3.1 | 10628 | 107.6 | 98.8 | 5 | 0.998 | 3034 | 91
P43RW6EN | Hubbell Lighting | Columbia Lighting | MPL8-930LW-AD-EU | Indoor Luminaires | Linear Ambient | Direct Linear Ambient Luminaires | Standard | FALSE | [9 empty] | 42488 |  |  | Yes |  | 3.1 | 10233 | 102.5 | 99.8 | 5 | 0.998 | 3034 | 91
PV4E6M68 | Hubbell Lighting | Columbia Lighting | MPL8-930LW-AC-EU | Indoor Luminaires | Linear Ambient | Direct Linear Ambient Luminaires | Standard | FALSE | [9 empty] | 42488 |  |  | Yes |  | 3.1 | 10169 | 102.9 | 98.8 | 5 | 0.998 | 3034 | 91
PSKP8KQX | Hubbell Lighting | Columbia Lighting | MPL8-930LW-FA-EU | Indoor Luminaires | Linear Ambient | Direct Linear Ambient Luminaires | Standard | FALSE | [9 empty] | 42488 |  |  | Yes |  | 3.1 | 9778 | 99 | 98.8 | 5 | 0.998 | 3034 | 91
PQ65R3GY | Hubbell Lighting | Columbia Lighting | MPL8-930LW-AC-EU-FA | Indoor Luminaires | Linear Ambient | Direct Linear Ambient Luminaires | Standard | FALSE | [9 empty] | 42488 |  |  | Yes |  | 3.1 | 9754 | 98.7 | 98.8 | 5 | 0.998 | 3034 | 91
PCFW7JCD | Hubbell Lighting | Columbia Lighting | MPL8-930LW-AD-EU-FA | Indoor Luminaires | Linear Ambient | Direct Linear Ambient Luminaires | Standard | FALSE | [9 empty] | 42488 |  |  | Yes |  | 3.1 | 9700 | 100.2 | 96.8 | 5 | 0.998 | 3034 | 91
P9HPRRSC | Hubbell Lighting | Columbia Lighting | MPL4-930LW-W-EU | Indoor Luminaires | Linear Ambient | Direct Linear Ambient Luminaires | Standard | FALSE | [9 empty] | 42488 |  |  | Yes |  | 3.1 | 5314 | 107.6 | 49.4 | 5 | 0.998 | 3034 | 91
PUYYE3EG | Hubbell Lighting | Columbia Lighting | MPL4-930LW-AD-EU | Indoor Luminaires | Linear Ambient | Direct Linear Ambient Luminaires | Standard | FALSE | [9 empty] | 42488 |  |  | Yes |  | 3.1 | 5117 | 102.5 | 49.9 | 5 | 0.998 | 3034 | 91
PVXQN77E | Hubbell Lighting | Columbia Lighting | MPL4-930LW-AC-EU | Indoor Luminaires | Linear Ambient | Direct Linear Ambient Luminaires | Standard | FALSE | [9 empty] | 42488 |  |  | Yes |  | 3.1 | 5085 | 102.9 | 49.4 | 5 | 0.998 | 3034 | 91
P89D9NSD | Hubbell Lighting | Columbia Lighting | MPL4-930LW-FA-EU | Indoor Luminaires | Linear Ambient | Direct Linear Ambient Luminaires | Standard | FALSE | [9 empty] | 42488 |  |  | Yes |  | 3.1 | 4889 | 99 | 49.4 | 5 | 0.998 | 3034 | 91
P5MYV69K | Hubbell Lighting | Columbia Lighting | MPL4-930LW-AC-EU-FA | Indoor Luminaires | Linear Ambient | Direct Linear Ambient Luminaires | Standard | FALSE | [9 empty] | 42488 |  |  | Yes |  | 3.1 | 4877 | 98.7 | 49.4 | 5 | 0.998 | 3034 | 91
PHNDAKV4 | Hubbell Lighting | Columbia Lighting | MPL8-930LW-W-ED1U | Indoor Luminaires | Linear Ambient | Direct Linear Ambient Luminaires | Standard | FALSE | [9 empty] | 42488 |  |  | Yes |  | 3.1 | 10628 | 107.6 | 98.8 | 7.3 | 0.92 | 3034 | 91
PG33DD8V | Hubbell Lighting | Columbia Lighting | MPL8-930LW-AD-ED1U | Indoor Luminaires | Linear Ambient | Direct Linear Ambient Luminaires | Standard | FALSE | [9 empty] | 42488 |  |  | Yes |  | 3.1 | 10233 | 102.5 | 99.8 | 7.3 | 0.92 | 3034 | 91
PUWXWVM5 | Hubbell Lighting | Columbia Lighting | MPL4-930LW-W-ED1U | Indoor Luminaires | Linear Ambient | Direct Linear Ambient Luminaires | Standard | FALSE | [9 empty] | 42488 |  |  | Yes |  | 3.1 | 5314 | 107.6 | 49.4 | 7.3 | 0.92 | 3034 | 91
PJXH7M89 | Hubbell Lighting | Columbia Lighting | MPL4-930LW-AD-ED1U | Indoor Luminaires | Linear Ambient | Direct Linear Ambient Luminaires | Standard | FALSE | [9 empty] | 42488 |  |  | Yes |  | 3.1 | 5117 | 102.5 | 49.9 | 7.3 | 0.92 | 3034 | 91
P3MFQQ9T | Hubbell Lighting | Columbia Lighting | MPL8-930LW-FA-ED1U | Indoor Luminaires | Linear Ambient | Direct Linear Ambient Luminaires | Standard | FALSE | [9 empty] | 42488 |  |  | Yes |  | 3.1 | 9778 | 99 | 98.8 | 5.9 | 0.978 | 3034 | 91
PTKFXX9B | Hubbell Lighting | Columbia Lighting | MPL4-930LW-FA-ED1U | Indoor Luminaires | Linear Ambient | Direct Linear Ambient Luminaires | Standard | FALSE | [9 empty] | 42488 |  |  | Yes |  | 3.1 | 4889 | 99 | 49.4 | 5.9 | 0.978 | 3034 | 91
PT2TABUG | Hubbell Lighting | Columbia Lighting | MPL8-930LW-AC-ED1U | Indoor Luminaires | Linear Ambient | Direct Linear Ambient Luminaires | Standard | FALSE | [9 empty] | 42488 |  |  | Yes |  | 3.1 | 10169 | 102.9 | 98.8 | 5 | 0.998 | 3034 | 91
PMNRPCAW | Hubbell Lighting | Columbia Lighting | MPL8-930LW-AC-ED1U-FA | Indoor Luminaires | Linear Ambient | Direct Linear Ambient Luminaires | Standard | FALSE | [9 empty] | 42488 |  |  | Yes |  | 3.1 | 9754 | 98.7 | 98.8 | 5 | 0.998 | 3034 | 91
PSB416R8 | Hubbell Lighting | Columbia Lighting | MPL8-930LW-AD-ED1U-FA | Indoor Luminaires | Linear Ambient | Direct Linear Ambient Luminaires | Standard | FALSE | [9 empty] | 42488 |  |  | Yes |  | 3.1 | 9700 | 100.2 | 96.8 | 5 | 0.998 | 3034 | 91
P596J5TJ | Hubbell Lighting | Columbia Lighting | MPL4-930LW-AC-ED1U | Indoor Luminaires | Linear Ambient | Direct Linear Ambient Luminaires | Standard | FALSE | [9 empty] | 42488 |  |  | Yes |  | 3.1 | 5085 | 102.9 | 49.4 | 5 | 0.998 | 3034 | 91
PZJJNRDB | Hubbell Lighting | Columbia Lighting | MPL4-930LW-AC-ED1U-FA | Indoor Luminaires | Linear Ambient | Direct Linear Ambient Luminaires | Standard | FALSE | [9 empty] | 42488 |  |  | Yes |  | 3.1 | 4877 | 98.7 | 49.4 | 5 | 0.998 | 3034 | 91
PUTKW2ZN | Hubbell Lighting | Columbia Lighting | MPL4-930LW-AD-ED1U-FA | Indoor Luminaires | Linear Ambient | Direct Linear Ambient Luminaires | Standard | FALSE | [9 empty] | 42488 |  |  | Yes |  | 3.1 | 4850 | 98 | 49.5 | 5 | 0.998 | 3034 | 91
PAVHGGEU | Hubbell Lighting | Columbia Lighting | MPL8-930HL-W-EDU | Indoor Luminaires | Linear Ambient | Direct Linear Ambient Luminaires | Standard | FALSE | [9 empty] | 42488 |  |  | Yes |  | 3.1 | 17470 | 102 | 171.2 | 7.3 | 0.92 | 3034 | 91
PN2D2B62 | Hubbell Lighting | Columbia Lighting | MPL8-930HL-AC-EDU | Indoor Luminaires | Linear Ambient | Direct Linear Ambient Luminaires | Standard | FALSE | [9 empty] | 42488 |  |  | Yes |  | 3.1 | 16718 | 97.7 | 171.2 | 7.3 | 0.92 | 3034 | 91
PEY6Y8GK | Hubbell Lighting | Columbia Lighting | MPL8-930HL-AD-EDU | Indoor Luminaires | Linear Ambient | Direct Linear Ambient Luminaires | Standard | FALSE | [9 empty] | 42488 |  |  | Yes |  | 3.1 | 16474 | 95.7 | 172.2 | 7.3 | 0.92 | 3034 | 91
P42U6AME | Hubbell Lighting | Columbia Lighting | MPL8-930HL-FA-EDU | Indoor Luminaires | Linear Ambient | Direct Linear Ambient Luminaires | Standard | FALSE | [9 empty] | 42488 |  |  | Yes |  | 3.1 | 16072 | 93.9 | 171.2 | 7.3 | 0.92 | 3034 | 91
PKECC4ZW | Hubbell Lighting | Columbia Lighting | MPL8-930HL-AC-EDU-FA | Indoor Luminaires | Linear Ambient | Direct Linear Ambient Luminaires | Standard | FALSE | [9 empty] | 42488 |  |  | Yes |  | 3.1 | 16035 | 93.7 | 171.2 | 7.3 | 0.92 | 3034 | 91
PBD6NQPF | Hubbell Lighting | Columbia Lighting | MPL8-930HL-AD-EDU-FA | Indoor Luminaires | Linear Ambient | Direct Linear Ambient Luminaires | Standard | FALSE | [9 empty] | 42488 |  |  | Yes |  | 3.1 | 15847 | 92 | 172.2 | 7.3 | 0.92 | 3034 | 91
PDVBTQRV | Hubbell Lighting | Columbia Lighting | MPL8-930ML-W-EDU | Indoor Luminaires | Linear Ambient | Direct Linear Ambient Luminaires | Standard | FALSE | [9 empty] | 42488 |  |  | Yes |  | 3.1 | 14588 | 103.2 | 141.4 | 7.3 | 0.92 | 3034 | 91
PGBFGGZV | Hubbell Lighting | Columbia Lighting | MPL8-930ML-AC-EDU | Indoor Luminaires | Linear Ambient | Direct Linear Ambient Luminaires | Standard | FALSE | [9 empty] | 42488 |  |  | Yes |  | 3.1 | 13959 | 98.7 | 141.4 | 7.3 | 0.92 | 3034 | 91
P7BHY2EA | Hubbell Lighting | Columbia Lighting | MPL8-930ML-AD-EDU | Indoor Luminaires | Linear Ambient | Direct Linear Ambient Luminaires | Standard | FALSE | [9 empty] | 42488 |  |  | Yes |  | 3.1 | 13882 | 97.8 | 142 | 7.3 | 0.92 | 3034 | 91
P14872C8 | Hubbell Lighting | Columbia Lighting | MPL8-930ML-FA-EDU | Indoor Luminaires | Linear Ambient | Direct Linear Ambient Luminaires | Standard | FALSE | [9 empty] | 42488 |  |  | Yes |  | 3.1 | 13421 | 94.9 | 141.4 | 7.3 | 0.92 | 3034 | 91
P6H88YSU | Hubbell Lighting | Columbia Lighting | MPL8-930ML-AC-EDU-FA | Indoor Luminaires | Linear Ambient | Direct Linear Ambient Luminaires | Standard | FALSE | [9 empty] | 42488 |  |  | Yes |  | 3.1 | 13389 | 94.7 | 141.4 | 7.3 | 0.92 | 3034 | 91
PM84C6HT | Hubbell Lighting | Columbia Lighting | MPL8-930ML-AD-EDU-FA | Indoor Luminaires | Linear Ambient | Direct Linear Ambient Luminaires | Standard | FALSE | [9 empty] | 42488 |  |  | Yes |  | 3.1 | 13354 | 94 | 142 | 7.3 | 0.92 | 3034 | 91
PA6DJYSB | Hubbell Lighting | Columbia Lighting | MPL4-930HL-W-EDU | Indoor Luminaires | Linear Ambient | Direct Linear Ambient Luminaires | Standard | FALSE | [9 empty] | 42488 |  |  | Yes |  | 3.1 | 8735 | 102 | 85.6 | 7.3 | 0.92 | 3034 | 91
P83K2FJG | Hubbell Lighting | Columbia Lighting | MPL4-930HL-AC-EDU | Indoor Luminaires | Linear Ambient | Direct Linear Ambient Luminaires | Standard | FALSE | [9 empty] | 42488 |  |  | Yes |  | 3.1 | 8359 | 97.7 | 85.6 | 7.3 | 0.92 | 3034 | 91
P6ZVYFFC | Hubbell Lighting | Columbia Lighting | MPL4-930HL-AD-EDU | Indoor Luminaires | Linear Ambient | Direct Linear Ambient Luminaires | Standard | FALSE | [9 empty] | 42488 |  |  | Yes |  | 3.1 | 8237 | 95.7 | 86.1 | 7.3 | 0.92 | 3034 | 91
PX63BDGQ | Hubbell Lighting | Columbia Lighting | MPL4-930HL-FA-EDU | Indoor Luminaires | Linear Ambient | Direct Linear Ambient Luminaires | Standard | FALSE | [9 empty] | 42488 |  |  | Yes |  | 3.1 | 8036 | 93.9 | 85.6 | 7.3 | 0.92 | 3034 | 91
PM2KRPVA | Hubbell Lighting | Columbia Lighting | MPL4-930HL-AC-EDU-FA | Indoor Luminaires | Linear Ambient | Direct Linear Ambient Luminaires | Standard | FALSE | [9 empty] | 42488 |  |  | Yes |  | 3.1 | 8018 | 93.7 | 85.6 | 7.3 | 0.92 | 3034 | 91
PZ6XJBX4 | Hubbell Lighting | Columbia Lighting | MPL4-930HL-AD-EDU-FA | Indoor Luminaires | Linear Ambient | Direct Linear Ambient Luminaires | Standard | FALSE | [9 empty] | 42488 |  |  | Yes |  | 3.1 | 7923 | 92 | 86.1 | 7.3 | 0.92 | 3034 | 91
PUK6XS4U | Hubbell Lighting | Columbia Lighting | MPL4-930ML-W-EDU | Indoor Luminaires | Linear Ambient | Direct Linear Ambient Luminaires | Standard | FALSE | [9 empty] | 42488 |  |  | Yes |  | 3.1 | 7294 | 103.2 | 70.7 | 7.3 | 0.92 | 3034 | 91
P6HZ5PME | Hubbell Lighting | Columbia Lighting | MPL4-930ML-AC-EDU | Indoor Luminaires | Linear Ambient | Direct Linear Ambient Luminaires | Standard | FALSE | [9 empty] | 42488 |  |  | Yes |  | 3.1 | 6980 | 98.7 | 70.7 | 7.3 | 0.92 | 3034 | 91
P21T6AAY | Hubbell Lighting | Columbia Lighting | MPL4-930ML-AD-EDU | Indoor Luminaires | Linear Ambient | Direct Linear Ambient Luminaires | Standard | FALSE | [9 empty] | 42488 |  |  | Yes |  | 3.1 | 6941 | 97.8 | 71 | 7.3 | 0.92 | 3034 | 91
PM55RNFR | Hubbell Lighting | Columbia Lighting | MPL4-930ML-FA-EDU | Indoor Luminaires | Linear Ambient | Direct Linear Ambient Luminaires | Standard | FALSE | [9 empty] | 42488 |  |  | Yes |  | 3.1 | 6710 | 94.9 | 70.7 | 7.3 | 0.92 | 3034 | 91
PGM7WTF9 | Hubbell Lighting | Columbia Lighting | MPL4-930ML-AC-EDU-FA | Indoor Luminaires | Linear Ambient | Direct Linear Ambient Luminaires | Standard | FALSE | [9 empty] | 42488 |  |  | Yes |  | 3.1 | 6694 | 94.7 | 70.7 | 7.3 | 0.92 | 3034 | 91
PP81GAZ4 | Hubbell Lighting | Columbia Lighting | MPL4-930ML-AD-EDU-FA | Indoor Luminaires | Linear Ambient | Direct Linear Ambient Luminaires | Standard | FALSE | [9 empty] | 42488 |  |  | Yes |  | 3.1 | 6677 | 94 | 71 | 7.3 | 0.92 | 3034 | 91
P81D6MGW | Hubbell Lighting | Columbia Lighting | MPL8-930VL-W-EDU | Indoor Luminaires | Linear Ambient | Direct Linear Ambient Luminaires | Standard | FALSE | [9 empty] | 42488 |  |  | Yes |  | 3.1 | 19320 | 101.2 | 191 | 5.9 | 0.978 | 3034 | 91
PEXQ3W2V | Hubbell Lighting | Columbia Lighting | MPL8-930VL-AC-EDU | Indoor Luminaires | Linear Ambient | Direct Linear Ambient Luminaires | Standard | FALSE | [9 empty] | 42488 |  |  | Yes |  | 3.1 | 18487 | 96.8 | 191 | 5.9 | 0.978 | 3034 | 91
PWQ2BVKB | Hubbell Lighting | Columbia Lighting | MPL8-930VL-AD-EDU | Indoor Luminaires | Linear Ambient | Direct Linear Ambient Luminaires | Standard | FALSE | [9 empty] | 42488 |  |  | Yes |  | 3.1 | 18177 | 95.1 | 191.2 | 5.9 | 0.978 | 3034 | 91
PEZHSC9T | Hubbell Lighting | Columbia Lighting | MPL8-930VL-FA-EDU | Indoor Luminaires | Linear Ambient | Direct Linear Ambient Luminaires | Standard | FALSE | [9 empty] | 42488 |  |  | Yes |  | 3.1 | 17774 | 93.1 | 191 | 5.9 | 0.978 | 3034 | 91
PD6FEFUG | Hubbell Lighting | Columbia Lighting | MPL8-930VL-AC-EDU-FA | Indoor Luminaires | Linear Ambient | Direct Linear Ambient Luminaires | Standard | FALSE | [9 empty] | 42488 |  |  | Yes |  | 3.1 | 17671 | 92.3 | 191.4 | 5.9 | 0.978 | 3034 | 91
PC6D12B9 | Hubbell Lighting | Columbia Lighting | MPL8-930VL-AD-EDU-FA | Indoor Luminaires | Linear Ambient | Direct Linear Ambient Luminaires | Standard | FALSE | [9 empty] | 42488 |  |  | Yes |  | 3.1 | 17451 | 91.1 | 191.6 | 5.9 | 0.978 | 3034 | 91
P6KJT11X | Hubbell Lighting | Columbia Lighting | MPL4-930VL-W-EDU | Indoor Luminaires | Linear Ambient | Direct Linear Ambient Luminaires | Standard | FALSE | [9 empty] | 42488 |  |  | Yes |  | 3.1 | 9660 | 101.2 | 95.5 | 5.9 | 0.978 | 3034 | 91
PPED1VAB | Hubbell Lighting | Columbia Lighting | MPL4-930VL-AC-EDU | Indoor Luminaires | Linear Ambient | Direct Linear Ambient Luminaires | Standard | FALSE | [9 empty] | 42488 |  |  | Yes |  | 3.1 | 9244 | 96.8 | 95.5 | 5.9 | 0.978 | 3034 | 91
PJRTVTPF | Hubbell Lighting | Columbia Lighting | MPL4-930VL-AD-EDU | Indoor Luminaires | Linear Ambient | Direct Linear Ambient Luminaires | Standard | FALSE | [9 empty] | 42488 |  |  | Yes |  | 3.1 | 9089 | 95.1 | 95.6 | 5.9 | 0.978 | 3034 | 91
PX869624 | Hubbell Lighting | Columbia Lighting | MPL4-930VL-FA-EDU | Indoor Luminaires | Linear Ambient | Direct Linear Ambient Luminaires | Standard | FALSE | [9 empty] | 42488 |  |  | Yes |  | 3.1 | 8887 | 93.1 | 95.5 | 5.9 | 0.978 | 3034 | 91
PD51XUPC | Hubbell Lighting | Columbia Lighting | MPL4-930VL-AC-EDU-FA | Indoor Luminaires | Linear Ambient | Direct Linear Ambient Luminaires | Standard | FALSE | [9 empty] | 42488 |  |  | Yes |  | 3.1 | 8836 | 92.3 | 95.7 | 5.9 | 0.978 | 3034 | 91
PJW2VMJR | Hubbell Lighting | Columbia Lighting | MPL4-930VL-AD-EDU-FA | Indoor Luminaires | Linear Ambient | Direct Linear Ambient Luminaires | Standard | FALSE | [9 empty] | 42488 |  |  | Yes |  | 3.1 | 8726 | 91.1 | 95.8 | 5.9 | 0.978 | 3034 | 91
PPXDCQX1 | Hubbell Lighting | Columbia Lighting | MPL8-930LW-W-EDU | Indoor Luminaires | Linear Ambient | Direct Linear Ambient Luminaires | Standard | FALSE | [9 empty] | 42488 |  |  | Yes |  | 3.1 | 10628 | 107.6 | 98.8 | 5 | 0.998 | 3034 | 91
P6UJBNT1 | Hubbell Lighting | Columbia Lighting | MPL8-930LW-AD-EDU | Indoor Luminaires | Linear Ambient | Direct Linear Ambient Luminaires | Standard | FALSE | [9 empty] | 42488 |  |  | Yes |  | 3.1 | 10233 | 102.5 | 99.8 | 5 | 0.998 | 3034 | 91
PV1Y7PC4 | Hubbell Lighting | Columbia Lighting | MPL8-930LW-AC-EDU | Indoor Luminaires | Linear Ambient | Direct Linear Ambient Luminaires | Standard | FALSE | [9 empty] | 42488 |  |  | Yes |  | 3.1 | 10169 | 102.9 | 98.8 | 5 | 0.998 | 3034 | 91
PMWQQY7Y | Hubbell Lighting | Columbia Lighting | MPL8-930LW-FA-EDU | Indoor Luminaires | Linear Ambient | Direct Linear Ambient Luminaires | Standard | FALSE | [9 empty] | 42488 |  |  | Yes |  | 3.1 | 9778 | 99 | 98.8 | 5 | 0.998 | 3034 | 91
PV581AGY | Hubbell Lighting | Columbia Lighting | MPL8-930LW-AC-EDU-FA | Indoor Luminaires | Linear Ambient | Direct Linear Ambient Luminaires | Standard | FALSE | [9 empty] | 42488 |  |  | Yes |  | 3.1 | 9754 | 98.7 | 98.8 | 5 | 0.998 | 3034 | 91
PUKT1EXF | Hubbell Lighting | Columbia Lighting | MPL8-930LW-AD-EDU-FA | Indoor Luminaires | Linear Ambient | Direct Linear Ambient Luminaires | Standard | FALSE | [9 empty] | 42488 |  |  | Yes |  | 3.1 | 9700 | 100.2 | 96.8 | 5 | 0.998 | 3034 | 91
PA924DGF | Hubbell Lighting | Columbia Lighting | MPL4-930LW-W-EDU | Indoor Luminaires | Linear Ambient | Direct Linear Ambient Luminaires | Standard | FALSE | [9 empty] | 42488 |  |  | Yes |  | 3.1 | 5314 | 107.6 | 49.4 | 5 | 0.998 | 3034 | 91
PCM38WUD | Hubbell Lighting | Columbia Lighting | MPL4-930LW-AD-EDU | Indoor Luminaires | Linear Ambient | Direct Linear Ambient Luminaires | Standard | FALSE | [9 empty] | 42488 |  |  | Yes |  | 3.1 | 5117 | 102.5 | 49.9 | 5 | 0.998 | 3034 | 91
PB6MHB2R | Hubbell Lighting | Columbia Lighting | MPL4-930LW-AC-EDU | Indoor Luminaires | Linear Ambient | Direct Linear Ambient Luminaires | Standard | FALSE | [9 empty] | 42488 |  |  | Yes |  | 3.1 | 5085 | 102.9 | 49.4 | 5 | 0.998 | 3034 | 91
PYGXXCFD | Hubbell Lighting | Columbia Lighting | MPL4-930LW-FA-EDU | Indoor Luminaires | Linear Ambient | Direct Linear Ambient Luminaires | Standard | FALSE | [9 empty] | 42488 |  |  | Yes |  | 3.1 | 4889 | 99 | 49.4 | 5 | 0.998 | 3034 | 91
PS7VS671 | Hubbell Lighting | Columbia Lighting | MPL4-930LW-AC-EDU-FA | Indoor Luminaires | Linear Ambient | Direct Linear Ambient Luminaires | Standard | FALSE | [9 empty] | 42488 |  |  | Yes |  | 3.1 | 4877 | 98.7 | 49.4 | 5 | 0.998 | 3034 | 91
PW4AUG6G | Hubbell Lighting | Columbia Lighting | MPL4-930LW-AD-EDU-FA | Indoor Luminaires | Linear Ambient | Direct Linear Ambient Luminaires | Standard | FALSE | [9 empty] | 42488 |  |  | Yes |  | 3.1 | 4850 | 98 | 49.5 | 5 | 0.998 | 3034 | 91
PXY661G7 | Hubbell Lighting | Columbia Lighting | MPL8-30HL-W-EU | Indoor Luminaires | Linear Ambient | Direct Linear Ambient Luminaires | Standard | FALSE | [9 empty] | 42488 |  |  | Yes |  | 3.1 | 20683 | 120.8 | 171.2 | 7.3 | 0.92 | 3017 | 83
PT6NETWV | Hubbell Lighting | Columbia Lighting | MPL8-30HL-AC-EU | Indoor Luminaires | Linear Ambient | Direct Linear Ambient Luminaires | Standard | FALSE | [9 empty] | 42488 |  |  | Yes |  | 3.1 | 19766 | 115.5 | 171.2 | 7.3 | 0.92 | 3017 | 83
PB4CJK2U | Hubbell Lighting | Columbia Lighting | MPL8-30HL-FA-EU | Indoor Luminaires | Linear Ambient | Direct Linear Ambient Luminaires | Standard | FALSE | [9 empty] | 42488 |  |  | Yes |  | 3.1 | 19556 | 113.7 | 172 | 7.3 | 0.92 | 3017 | 83
PRQHZWG4 | Hubbell Lighting | Columbia Lighting | MPL8-30HL-AD-EU | Indoor Luminaires | Linear Ambient | Direct Linear Ambient Luminaires | Standard | FALSE | [9 empty] | 42488 |  |  | Yes |  | 3.1 | 19478 | 113.1 | 172.2 | 7.3 | 0.92 | 3017 | 83
P7C6VT8B | Hubbell Lighting | Columbia Lighting | MPL8-30HL-AC-EU-FA | Indoor Luminaires | Linear Ambient | Direct Linear Ambient Luminaires | Standard | FALSE | [9 empty] | 42488 |  |  | Yes |  | 3.1 | 18446 | 107.7 | 171.2 | 7.3 | 0.92 | 3017 | 83
PPK5B6B4 | Hubbell Lighting | Columbia Lighting | MPL8-30HL-AD-EU-FA | Indoor Luminaires | Linear Ambient | Direct Linear Ambient Luminaires | Standard | FALSE | [9 empty] | 42488 |  |  | Yes |  | 3.1 | 18153 | 105.4 | 172.2 | 7.3 | 0.92 | 3017 | 83
PAYJGY9B | Hubbell Lighting | Columbia Lighting | MPL8-30ML-W-EU | Indoor Luminaires | Linear Ambient | Direct Linear Ambient Luminaires | Standard | FALSE | [9 empty] | 42488 |  |  | Yes |  | 3.1 | 17270 | 122.1 | 141.4 | 7.3 | 0.92 | 3017 | 83
PV6RQ1UM | Hubbell Lighting | Columbia Lighting | MPL8-30ML-FA-EU | Indoor Luminaires | Linear Ambient | Direct Linear Ambient Luminaires | Standard | FALSE | [9 empty] | 42488 |  |  | Yes |  | 3.1 | 16512 | 116.3 | 142 | 7.3 | 0.92 | 3017 | 83
PBMDV37C | Hubbell Lighting | Columbia Lighting | MPL8-30ML-AC-EU | Indoor Luminaires | Linear Ambient | Direct Linear Ambient Luminaires | Standard | FALSE | [9 empty] | 42488 |  |  | Yes |  | 3.1 | 16504 | 116.7 | 141.4 | 7.3 | 0.92 | 3017 | 83
PC9MMPN4 | Hubbell Lighting | Columbia Lighting | MPL8-30ML-AD-EU | Indoor Luminaires | Linear Ambient | Direct Linear Ambient Luminaires | Standard | FALSE | [9 empty] | 42488 |  |  | Yes |  | 3.1 | 16414 | 115.6 | 142 | 7.3 | 0.92 | 3017 | 83
PKA9VWA3 | Hubbell Lighting | Columbia Lighting | MPL8-30ML-AC-EU-FA | Indoor Luminaires | Linear Ambient | Direct Linear Ambient Luminaires | Standard | FALSE | [9 empty] | 42488 |  |  | Yes |  | 3.1 | 15402 | 108.9 | 141.4 | 7.3 | 0.92 | 3017 | 83
P4V2ZCJ4 | Hubbell Lighting | Columbia Lighting | MPL8-30ML-AD-EU-FA | Indoor Luminaires | Linear Ambient | Direct Linear Ambient Luminaires | Standard | FALSE | [9 empty] | 42488 |  |  | Yes |  | 3.1 | 15298 | 107.7 | 142 | 7.3 | 0.92 | 3017 | 83
PJ3QMZ78 | Hubbell Lighting | Columbia Lighting | MPL4-30HL-W-EU | Indoor Luminaires | Linear Ambient | Direct Linear Ambient Luminaires | Standard | FALSE | [9 empty] | 42488 |  |  | Yes |  | 3.1 | 10342 | 120.8 | 85.6 | 7.3 | 0.92 | 3017 | 83
PAEGGNZ2 | Hubbell Lighting | Columbia Lighting | MPL4-30HL-AC-EU | Indoor Luminaires | Linear Ambient | Direct Linear Ambient Luminaires | Standard | FALSE | [9 empty] | 42488 |  |  | Yes |  | 3.1 | 9883 | 115.5 | 85.6 | 7.3 | 0.92 | 3017 | 83
PQ12FSTV | Hubbell Lighting | Columbia Lighting | MPL4-30HL-FA-EU | Indoor Luminaires | Linear Ambient | Direct Linear Ambient Luminaires | Standard | FALSE | [9 empty] | 42488 |  |  | Yes |  | 3.1 | 9778 | 113.7 | 86 | 7.3 | 0.92 | 3017 | 83
PKENBT1M | Hubbell Lighting | Columbia Lighting | MPL4-30HL-AD-EU | Indoor Luminaires | Linear Ambient | Direct Linear Ambient Luminaires | Standard | FALSE | [9 empty] | 42488 |  |  | Yes |  | 3.1 | 9739 | 113.1 | 86.1 | 7.3 | 0.92 | 3017 | 83
P8QFR5QJ | Hubbell Lighting | Columbia Lighting | MPL4-30HL-AC-EU-FA | Indoor Luminaires | Linear Ambient | Direct Linear Ambient Luminaires | Standard | FALSE | [9 empty] | 42488 |  |  | Yes |  | 3.1 | 9223 | 107.7 | 85.6 | 7.3 | 0.92 | 3017 | 83
PAX9MABR | Hubbell Lighting | Columbia Lighting | MPL4-30HL-AD-EU-FA | Indoor Luminaires | Linear Ambient | Direct Linear Ambient Luminaires | Standard | FALSE | [9 empty] | 42488 |  |  | Yes |  | 3.1 | 9077 | 105.4 | 86.1 | 7.3 | 0.92 | 3017 | 83
P72Y5MHR | Hubbell Lighting | Columbia Lighting | MPL4-30ML-W-EU | Indoor Luminaires | Linear Ambient | Direct Linear Ambient Luminaires | Standard | FALSE | [9 empty] | 42488 |  |  | Yes |  | 3.1 | 8635 | 122.1 | 70.7 | 7.3 | 0.92 | 3017 | 83
PPDRJF77 | Hubbell Lighting | Columbia Lighting | MPL4-30ML-FA-EU | Indoor Luminaires | Linear Ambient | Direct Linear Ambient Luminaires | Standard | FALSE | [9 empty] | 42488 |  |  | Yes |  | 3.1 | 8256 | 116.3 | 71 | 7.3 | 0.92 | 3017 | 83
PHN5EQ7F | Hubbell Lighting | Columbia Lighting | MPL4-30ML-AC-EU | Indoor Luminaires | Linear Ambient | Direct Linear Ambient Luminaires | Standard | FALSE | [9 empty] | 42488 |  |  | Yes |  | 3.1 | 8252 | 116.7 | 70.7 | 7.3 | 0.92 | 3017 | 83
PXNKGK1B | Hubbell Lighting | Columbia Lighting | MPL4-30ML-AD-EU | Indoor Luminaires | Linear Ambient | Direct Linear Ambient Luminaires | Standard | FALSE | [9 empty] | 42488 |  |  | Yes |  | 3.1 | 8207 | 115.6 | 71 | 7.3 | 0.92 | 3017 | 83
P6JB5FBJ | Hubbell Lighting | Columbia Lighting | MPL4-30ML-AC-EU-FA | Indoor Luminaires | Linear Ambient | Direct Linear Ambient Luminaires | Standard | FALSE | [9 empty] | 42488 |  |  | Yes |  | 3.1 | 7701 | 108.9 | 70.7 | 7.3 | 0.92 | 3017 | 83
PX6EFZYN | Hubbell Lighting | Columbia Lighting | MPL4-30ML-AD-EU-FA | Indoor Luminaires | Linear Ambient | Direct Linear Ambient Luminaires | Standard | FALSE | [9 empty] | 42488 |  |  | Yes |  | 3.1 | 7649 | 107.7 | 71 | 7.3 | 0.92 | 3017 | 83
PNV528C3 | Hubbell Lighting | Columbia Lighting | MPL8-30VL-W-EU | Indoor Luminaires | Linear Ambient | Direct Linear Ambient Luminaires | Standard | FALSE | [9 empty] | 42488 |  |  | Yes |  | 3.1 | 22795 | 119.1 | 191.4 | 5.9 | 0.978 | 3017 | 83
PD67Y3TV | Hubbell Lighting | Columbia Lighting | MPL8-30VL-AC-EU | Indoor Luminaires | Linear Ambient | Direct Linear Ambient Luminaires | Standard | FALSE | [9 empty] | 42488 |  |  | Yes |  | 3.1 | 21784 | 113.8 | 191.4 | 5.9 | 0.978 | 3017 | 83
PJEXY8Y6 | Hubbell Lighting | Columbia Lighting | MPL8-30VL-AD-EU | Indoor Luminaires | Linear Ambient | Direct Linear Ambient Luminaires | Standard | FALSE | [9 empty] | 42488 |  |  | Yes |  | 3.1 | 21450 | 112 | 191.6 | 5.9 | 0.978 | 3017 | 83
PMADNZ4Z | Hubbell Lighting | Columbia Lighting | MPL8-30VL-FA-EU | Indoor Luminaires | Linear Ambient | Direct Linear Ambient Luminaires | Standard | FALSE | [9 empty] | 42488 |  |  | Yes |  | 3.1 | 21064 | 110.9 | 190 | 5.9 | 0.978 | 3017 | 83
PXTGTZX9 | Hubbell Lighting | Columbia Lighting | MPL8-30VL-AC-EU-FA | Indoor Luminaires | Linear Ambient | Direct Linear Ambient Luminaires | Standard | FALSE | [9 empty] | 42488 |  |  | Yes |  | 3.1 | 20329 | 106.2 | 191.4 | 5.9 | 0.978 | 3017 | 83
P2MU5RRJ | Hubbell Lighting | Columbia Lighting | MPL8-30VL-AD-EU-FA | Indoor Luminaires | Linear Ambient | Direct Linear Ambient Luminaires | Standard | FALSE | [9 empty] | 42488 |  |  | Yes |  | 3.1 | 19991 | 104.3 | 191.6 | 5.9 | 0.978 | 3017 | 83
PCSDUCTY | Hubbell Lighting | Columbia Lighting | MPL4-30VL-W-EU | Indoor Luminaires | Linear Ambient | Direct Linear Ambient Luminaires | Standard | FALSE | [9 empty] | 42488 |  |  | Yes |  | 3.1 | 11397 | 119.1 | 95.7 | 5.9 | 0.978 | 3017 | 83
PH47E4DX | Hubbell Lighting | Columbia Lighting | MPL4-30VL-AC-EU | Indoor Luminaires | Linear Ambient | Direct Linear Ambient Luminaires | Standard | FALSE | [9 empty] | 42488 |  |  | Yes |  | 3.1 | 10892 | 113.8 | 95.7 | 5.9 | 0.978 | 3017 | 83
PZ28FXBZ | Hubbell Lighting | Columbia Lighting | MPL4-30VL-AD-EU | Indoor Luminaires | Linear Ambient | Direct Linear Ambient Luminaires | Standard | FALSE | [9 empty] | 42488 |  |  | Yes |  | 3.1 | 10725 | 112 | 95.8 | 5.9 | 0.978 | 3017 | 83
PV9EJURR | Hubbell Lighting | Columbia Lighting | MPL4-30VL-FA-EU | Indoor Luminaires | Linear Ambient | Direct Linear Ambient Luminaires | Standard | FALSE | [9 empty] | 42488 |  |  | Yes |  | 3.1 | 10532 | 110.9 | 95 | 5.9 | 0.978 | 3017 | 83
PF5RJFDG | Hubbell Lighting | Columbia Lighting | MPL4-30VL-AC-EU-FA | Indoor Luminaires | Linear Ambient | Direct Linear Ambient Luminaires | Standard | FALSE | [9 empty] | 42488 |  |  | Yes |  | 3.1 | 10164 | 106.2 | 95.7 | 5.9 | 0.978 | 3017 | 83
P71ZTD3R | Hubbell Lighting | Columbia Lighting | MPL4-30VL-AD-EU-FA | Indoor Luminaires | Linear Ambient | Direct Linear Ambient Luminaires | Standard | FALSE | [9 empty] | 42488 |  |  | Yes |  | 3.1 | 9996 | 104.3 | 95.8 | 5.9 | 0.978 | 3017 | 83
P6EZNT9N | Hubbell Lighting | Columbia Lighting | MPL8-30LW-W-EU | Indoor Luminaires | Linear Ambient | Direct Linear Ambient Luminaires | Premium | FALSE | [9 empty] | 42488 |  |  | Yes |  | 3.1 | 12582 | 127.3 | 98.8 | 5 | 0.998 | 3017 | 83
P4XM74M7 | Hubbell Lighting | Columbia Lighting | MPL8-30LW-AC-EU | Indoor Luminaires | Linear Ambient | Direct Linear Ambient Luminaires | Premium | FALSE | [9 empty] | 42488 |  |  | Yes |  | 3.1 | 12024 | 121.7 | 98.8 | 5 | 0.998 | 3017 | 83
PZ9FWJ3S | Hubbell Lighting | Columbia Lighting | MPL8-30LW-FA-EU | Indoor Luminaires | Linear Ambient | Direct Linear Ambient Luminaires | Premium | FALSE | [9 empty] | 42488 |  |  | Yes |  | 3.1 | 11942 | 123.9 | 96.4 | 5 | 0.998 | 3017 | 83
PJMPVMD6 | Hubbell Lighting | Columbia Lighting | MPL8-30LW-AD-EU | Indoor Luminaires | Linear Ambient | Direct Linear Ambient Luminaires | Premium | FALSE | [9 empty] | 42488 |  |  | Yes |  | 3.1 | 11922 | 123.2 | 96.8 | 5 | 0.998 | 3017 | 83
PB6D758P | Hubbell Lighting | Columbia Lighting | MPL8-30LW-AC-EU-FA | Indoor Luminaires | Linear Ambient | Direct Linear Ambient Luminaires | Premium | FALSE | [9 empty] | 42488 |  |  | Yes |  | 3.1 | 11221 | 113.6 | 98.8 | 5 | 0.998 | 3017 | 83
PPRHUJYK | Hubbell Lighting | Columbia Lighting | MPL8-30LW-AD-EU-FA | Indoor Luminaires | Linear Ambient | Direct Linear Ambient Luminaires | Premium | FALSE | [9 empty] | 42488 |  |  | Yes |  | 3.1 | 11111 | 114.8 | 96.8 | 5 | 0.998 | 3017 | 83
PJA1JVW4 | Hubbell Lighting | Columbia Lighting | MPL4-30LW-W-EU | Indoor Luminaires | Linear Ambient | Direct Linear Ambient Luminaires | Premium | FALSE | [9 empty] | 42488 |  |  | Yes |  | 3.1 | 6291 | 127.3 | 49.4 | 5 | 0.998 | 3017 | 83
P66HYE7F | Hubbell Lighting | Columbia Lighting | MPL4-30LW-AC-EU | Indoor Luminaires | Linear Ambient | Direct Linear Ambient Luminaires | Premium | FALSE | [9 empty] | 42488 |  |  | Yes |  | 3.1 | 6012 | 121.7 | 49.4 | 5 | 0.998 | 3017 | 83
PUCJ1CPZ | Hubbell Lighting | Columbia Lighting | MPL4-30LW-FA-EU | Indoor Luminaires | Linear Ambient | Direct Linear Ambient Luminaires | Premium | FALSE | [9 empty] | 42488 |  |  | Yes |  | 3.1 | 5971 | 123.9 | 48.2 | 5 | 0.998 | 3017 | 83
PTYWZBAM | Hubbell Lighting | Columbia Lighting | MPL4-30LW-AD-EU | Indoor Luminaires | Linear Ambient | Direct Linear Ambient Luminaires | Premium | FALSE | [9 empty] | 42488 |  |  | Yes |  | 3.1 | 5961 | 123.2 | 48.4 | 5 | 0.998 | 3017 | 83
P7DGQTZU | Hubbell Lighting | Columbia Lighting | MPL4-30LW-AC-EU-FA | Indoor Luminaires | Linear Ambient | Direct Linear Ambient Luminaires | Premium | FALSE | [9 empty] | 42488 |  |  | Yes |  | 3.1 | 5610 | 113.6 | 49.4 | 5 | 0.998 | 3017 | 83
PM1KNG1Y | Hubbell Lighting | Columbia Lighting | MPL8-30LW-W-ED1U | Indoor Luminaires | Linear Ambient | Direct Linear Ambient Luminaires | Premium | FALSE | [9 empty] | 42488 |  |  | Yes |  | 3.1 | 12582 | 127.3 | 98.8 | 5 | 0.998 | 3017 | 83
PE3FFP6W | Hubbell Lighting | Columbia Lighting | MPL8-30LW-AC-ED1U | Indoor Luminaires | Linear Ambient | Direct Linear Ambient Luminaires | Premium | FALSE | [9 empty] | 42488 |  |  | Yes |  | 3.1 | 12024 | 121.7 | 98.8 | 5 | 0.998 | 3017 | 83
PC3WR3UV | Hubbell Lighting | Columbia Lighting | MPL8-30LW-FA-ED1U | Indoor Luminaires | Linear Ambient | Direct Linear Ambient Luminaires | Premium | FALSE | [9 empty] | 42488 |  |  | Yes |  | 3.1 | 11942 | 123.9 | 96.4 | 5 | 0.998 | 3017 | 83
PMARJHCB | Hubbell Lighting | Columbia Lighting | MPL8-30LW-AD-ED1U | Indoor Luminaires | Linear Ambient | Direct Linear Ambient Luminaires | Premium | FALSE | [9 empty] | 42488 |  |  | Yes |  | 3.1 | 11922 | 123.2 | 96.8 | 5 | 0.998 | 3017 | 83
PT1RZFBP | Hubbell Lighting | Columbia Lighting | MPL8-30LW-AC-ED1U-FA | Indoor Luminaires | Linear Ambient | Direct Linear Ambient Luminaires | Premium | FALSE | [9 empty] | 42488 |  |  | Yes |  | 3.1 | 11221 | 113.6 | 98.8 | 5 | 0.998 | 3017 | 83
PTRWJ7Q6 | Hubbell Lighting | Columbia Lighting | MPL8-30LW-AD-ED1U-FA | Indoor Luminaires | Linear Ambient | Direct Linear Ambient Luminaires | Premium | FALSE | [9 empty] | 42488 |  |  | Yes |  | 3.1 | 11111 | 114.8 | 96.8 | 5 | 0.998 | 3017 | 83
P5Z3DPZ9 | Hubbell Lighting | Columbia Lighting | MPL4-30LW-W-ED1U | Indoor Luminaires | Linear Ambient | Direct Linear Ambient Luminaires | Premium | FALSE | [9 empty] | 42488 |  |  | Yes |  | 3.1 | 6291 | 127.3 | 49.4 | 5 | 0.998 | 3017 | 83
PH4X8BA6 | Hubbell Lighting | Columbia Lighting | MPL4-30LW-AC-ED1U | Indoor Luminaires | Linear Ambient | Direct Linear Ambient Luminaires | Premium | FALSE | [9 empty] | 42488 |  |  | Yes |  | 3.1 | 6012 | 121.7 | 49.4 | 5 | 0.998 | 3017 | 83
PN7F8TE6 | Hubbell Lighting | Columbia Lighting | MPL4-30LW-FA-ED1U | Indoor Luminaires | Linear Ambient | Direct Linear Ambient Luminaires | Premium | FALSE | [9 empty] | 42488 |  |  | Yes |  | 3.1 | 5971 | 123.9 | 48.2 | 5 | 0.998 | 3017 | 83
P72J9T35 | Hubbell Lighting | Columbia Lighting | MPL4-30LW-AD-ED1U | Indoor Luminaires | Linear Ambient | Direct Linear Ambient Luminaires | Premium | FALSE | [9 empty] | 42488 |  |  | Yes |  | 3.1 | 5961 | 123.2 | 48.4 | 5 | 0.998 | 3017 | 83
P8TQ54Z6 | Hubbell Lighting | Columbia Lighting | MPL4-30LW-AC-ED1U-FA | Indoor Luminaires | Linear Ambient | Direct Linear Ambient Luminaires | Premium | FALSE | [9 empty] | 42488 |  |  | Yes |  | 3.1 | 5610 | 113.6 | 49.4 | 5 | 0.998 | 3017 | 83
PGTKTFPA | Hubbell Lighting | Columbia Lighting | MPL4-30LW-AD-ED1U-FA | Indoor Luminaires | Linear Ambient | Direct Linear Ambient Luminaires | Premium | FALSE | [9 empty] | 42488 |  |  | Yes |  | 3.1 | 5556 | 114.8 | 48.4 | 5 | 0.998 | 3017 | 83
P6CREQJR | Hubbell Lighting | Columbia Lighting | MPL8-30HL-W-EDU | Indoor Luminaires | Linear Ambient | Direct Linear Ambient Luminaires | Standard | FALSE | [9 empty] | 42488 |  |  | Yes |  | 3.1 | 20683 | 120.8 | 171.2 | 7.3 | 0.92 | 3017 | 83
P1QPE2WC | Hubbell Lighting | Columbia Lighting | MPL8-30HL-AC-EDU | Indoor Luminaires | Linear Ambient | Direct Linear Ambient Luminaires | Standard | FALSE | [9 empty] | 42488 |  |  | Yes |  | 3.1 | 19766 | 115.5 | 171.2 | 7.3 | 0.92 | 3017 | 83
PNSUHYBH | Hubbell Lighting | Columbia Lighting | MPL8-30HL-FA-EDU | Indoor Luminaires | Linear Ambient | Direct Linear Ambient Luminaires | Standard | FALSE | [9 empty] | 42488 |  |  | Yes |  | 3.1 | 19556 | 113.7 | 172 | 7.3 | 0.92 | 3017 | 83
PKQXHCQ1 | Hubbell Lighting | Columbia Lighting | MPL8-30HL-AD-EDU | Indoor Luminaires | Linear Ambient | Direct Linear Ambient Luminaires | Standard | FALSE | [9 empty] | 42488 |  |  | Yes |  | 3.1 | 19478 | 113.1 | 172.2 | 7.3 | 0.92 | 3017 | 83
PUSSKM1S | Hubbell Lighting | Columbia Lighting | MPL8-30HL-AC-EDU-FA | Indoor Luminaires | Linear Ambient | Direct Linear Ambient Luminaires | Standard | FALSE | [9 empty] | 42488 |  |  | Yes |  | 3.1 | 18446 | 107.7 | 171.2 | 7.3 | 0.92 | 3017 | 83
P8AKYNGK | Hubbell Lighting | Columbia Lighting | MPL8-30HL-AD-EDU-FA | Indoor Luminaires | Linear Ambient | Direct Linear Ambient Luminaires | Standard | FALSE | [9 empty] | 42488 |  |  | Yes |  | 3.1 | 18153 | 105.4 | 172.2 | 7.3 | 0.92 | 3017 | 83
PH7HTUUG | Hubbell Lighting | Columbia Lighting | MPL8-30ML-W-EDU | Indoor Luminaires | Linear Ambient | Direct Linear Ambient Luminaires | Standard | FALSE | [9 empty] | 42488 |  |  | Yes |  | 3.1 | 17270 | 122.1 | 141.4 | 7.3 | 0.92 | 3017 | 83
P9HUJQS7 | Hubbell Lighting | Columbia Lighting | MPL8-30ML-FA-EDU | Indoor Luminaires | Linear Ambient | Direct Linear Ambient Luminaires | Standard | FALSE | [9 empty] | 42488 |  |  | Yes |  | 3.1 | 16512 | 116.3 | 142 | 7.3 | 0.92 | 3017 | 83
PD9GE5RK | Hubbell Lighting | Columbia Lighting | MPL8-30ML-AC-EDU | Indoor Luminaires | Linear Ambient | Direct Linear Ambient Luminaires | Standard | FALSE | [9 empty] | 42488 |  |  | Yes |  | 3.1 | 16504 | 116.7 | 141.4 | 7.3 | 0.92 | 3017 | 83
P5SJ23EG | Hubbell Lighting | Columbia Lighting | MPL8-30ML-AD-EDU | Indoor Luminaires | Linear Ambient | Direct Linear Ambient Luminaires | Standard | FALSE | [9 empty] | 42488 |  |  | Yes |  | 3.1 | 16414 | 115.6 | 142 | 7.3 | 0.92 | 3017 | 83
P3CEGG52 | Hubbell Lighting | Columbia Lighting | MPL8-30ML-AC-EDU-FA | Indoor Luminaires | Linear Ambient | Direct Linear Ambient Luminaires | Standard | FALSE | [9 empty] | 42488 |  |  | Yes |  | 3.1 | 15402 | 108.9 | 141.4 | 7.3 | 0.92 | 3017 | 83
P1CGNKNT | Hubbell Lighting | Columbia Lighting | MPL8-30ML-AD-EDU-FA | Indoor Luminaires | Linear Ambient | Direct Linear Ambient Luminaires | Standard | FALSE | [9 empty] | 42488 |  |  | Yes |  | 3.1 | 15298 | 107.7 | 142 | 7.3 | 0.92 | 3017 | 83
PSQFE4GY | Hubbell Lighting | Columbia Lighting | MPL4-30HL-W-EDU | Indoor Luminaires | Linear Ambient | Direct Linear Ambient Luminaires | Standard | FALSE | [9 empty] | 42488 |  |  | Yes |  | 3.1 | 10342 | 120.8 | 85.6 | 7.3 | 0.92 | 3017 | 83
PP952R3M | Hubbell Lighting | Columbia Lighting | MPL4-30HL-AC-EDU | Indoor Luminaires | Linear Ambient | Direct Linear Ambient Luminaires | Standard | FALSE | [9 empty] | 42488 |  |  | Yes |  | 3.1 | 9883 | 115.5 | 85.6 | 7.3 | 0.92 | 3017 | 83
PUZKVPB5 | Hubbell Lighting | Columbia Lighting | MPL4-30HL-FA-EDU | Indoor Luminaires | Linear Ambient | Direct Linear Ambient Luminaires | Standard | FALSE | [9 empty] | 42488 |  |  | Yes |  | 3.1 | 9778 | 113.7 | 86 | 7.3 | 0.92 | 3017 | 83
P96498DS | Hubbell Lighting | Columbia Lighting | MPL4-30HL-AD-EDU | Indoor Luminaires | Linear Ambient | Direct Linear Ambient Luminaires | Standard | FALSE | [9 empty] | 42488 |  |  | Yes |  | 3.1 | 9739 | 113.1 | 86.1 | 7.3 | 0.92 | 3017 | 83
P4KU1DV9 | Hubbell Lighting | Columbia Lighting | MPL4-30HL-AC-EDU-FA | Indoor Luminaires | Linear Ambient | Direct Linear Ambient Luminaires | Standard | FALSE | [9 empty] | 42488 |  |  | Yes |  | 3.1 | 9223 | 107.7 | 85.6 | 7.3 | 0.92 | 3017 | 83
PRX3AH6U | Hubbell Lighting | Columbia Lighting | MPL4-30HL-AD-EDU-FA | Indoor Luminaires | Linear Ambient | Direct Linear Ambient Luminaires | Standard | FALSE | [9 empty] | 42488 |  |  | Yes |  | 3.1 | 9077 | 105.4 | 86.1 | 7.3 | 0.92 | 3017 | 83
P9ZJ1QTJ | Hubbell Lighting | Columbia Lighting | MPL4-30ML-W-EDU | Indoor Luminaires | Linear Ambient | Direct Linear Ambient Luminaires | Standard | FALSE | [9 empty] | 42488 |  |  | Yes |  | 3.1 | 8635 | 122.1 | 70.7 | 7.3 | 0.92 | 3017 | 83
PENDN8H2 | Hubbell Lighting | Columbia Lighting | MPL4-30ML-FA-EDU | Indoor Luminaires | Linear Ambient | Direct Linear Ambient Luminaires | Standard | FALSE | [9 empty] | 42488 |  |  | Yes |  | 3.1 | 8256 | 116.3 | 71 | 7.3 | 0.92 | 3017 | 83
PHQQ9TAS | Hubbell Lighting | Columbia Lighting | MPL4-30ML-AC-EDU | Indoor Luminaires | Linear Ambient | Direct Linear Ambient Luminaires | Standard | FALSE | [9 empty] | 42488 |  |  | Yes |  | 3.1 | 8252 | 116.7 | 70.7 | 7.3 | 0.92 | 3017 | 83
PCTRS25W | Hubbell Lighting | Columbia Lighting | MPL4-30ML-AD-EDU | Indoor Luminaires | Linear Ambient | Direct Linear Ambient Luminaires | Standard | FALSE | [9 empty] | 42488 |  |  | Yes |  | 3.1 | 8207 | 115.6 | 71 | 7.3 | 0.92 | 3017 | 83
P57V8AAT | Hubbell Lighting | Columbia Lighting | MPL4-30ML-AC-EDU-FA | Indoor Luminaires | Linear Ambient | Direct Linear Ambient Luminaires | Standard | FALSE | [9 empty] | 42488 |  |  | Yes |  | 3.1 | 7701 | 108.9 | 70.7 | 7.3 | 0.92 | 3017 | 83
PKPE5ZSX | Hubbell Lighting | Columbia Lighting | MPL4-30ML-AD-EDU-FA | Indoor Luminaires | Linear Ambient | Direct Linear Ambient Luminaires | Standard | FALSE | [9 empty] | 42488 |  |  | Yes |  | 3.1 | 7649 | 107.7 | 71 | 7.3 | 0.92 | 3017 | 83
PSG2X7HN | Hubbell Lighting | Columbia Lighting | MPL8-30VL-W-EDU | Indoor Luminaires | Linear Ambient | Direct Linear Ambient Luminaires | Standard | FALSE | [9 empty] | 42488 |  |  | Yes |  | 3.1 | 22795 | 119.1 | 191.4 | 5.9 | 0.978 | 3017 | 83
P7SBZ5N1 | Hubbell Lighting | Columbia Lighting | MPL8-30VL-AC-EDU | Indoor Luminaires | Linear Ambient | Direct Linear Ambient Luminaires | Standard | FALSE | [9 empty] | 42488 |  |  | Yes |  | 3.1 | 21784 | 113.8 | 191.4 | 5.9 | 0.978 | 3017 | 83
PUKB2T6Y | Hubbell Lighting | Columbia Lighting | MPL8-30VL-AD-EDU | Indoor Luminaires | Linear Ambient | Direct Linear Ambient Luminaires | Standard | FALSE | [9 empty] | 42488 |  |  | Yes |  | 3.1 | 21450 | 112 | 191.6 | 5.9 | 0.978 | 3017 | 83
P94FE12K | Hubbell Lighting | Columbia Lighting | MPL8-30VL-FA-EDU | Indoor Luminaires | Linear Ambient | Direct Linear Ambient Luminaires | Standard | FALSE | [9 empty] | 42488 |  |  | Yes |  | 3.1 | 21064 | 110.9 | 190 | 5.9 | 0.978 | 3017 | 83
P5XC56WT | Hubbell Lighting | Columbia Lighting | MPL8-30VL-AC-EDU-FA | Indoor Luminaires | Linear Ambient | Direct Linear Ambient Luminaires | Standard | FALSE | [9 empty] | 42488 |  |  | Yes |  | 3.1 | 20329 | 106.2 | 191.4 | 5.9 | 0.978 | 3017 | 83
PPPZ6FVN | Hubbell Lighting | Columbia Lighting | MPL8-30VL-AD-EDU-FA | Indoor Luminaires | Linear Ambient | Direct Linear Ambient Luminaires | Standard | FALSE | [9 empty] | 42488 |  |  | Yes |  | 3.1 | 19991 | 104.3 | 191.6 | 5.9 | 0.978 | 3017 | 83
PZ1EFMYS | Hubbell Lighting | Columbia Lighting | MPL4-30VL-W-EDU | Indoor Luminaires | Linear Ambient | Direct Linear Ambient Luminaires | Standard | FALSE | [9 empty] | 42488 |  |  | Yes |  | 3.1 | 11397 | 119.1 | 95.7 | 5.9 | 0.978 | 3017 | 83
PXMMBFJF | Hubbell Lighting | Columbia Lighting | MPL4-30VL-AC-EDU | Indoor Luminaires | Linear Ambient | Direct Linear Ambient Luminaires | Standard | FALSE | [9 empty] | 42488 |  |  | Yes |  | 3.1 | 10892 | 113.8 | 95.7 | 5.9 | 0.978 | 3017 | 83
PWRTW9M2 | Hubbell Lighting | Columbia Lighting | MPL4-30VL-AD-EDU | Indoor Luminaires | Linear Ambient | Direct Linear Ambient Luminaires | Standard | FALSE | [9 empty] | 42488 |  |  | Yes |  | 3.1 | 10725 | 112 | 95.8 | 5.9 | 0.978 | 3017 | 83
PR63AE8Q | Hubbell Lighting | Columbia Lighting | MPL4-30VL-FA-EDU | Indoor Luminaires | Linear Ambient | Direct Linear Ambient Luminaires | Standard | FALSE | [9 empty] | 42488 |  |  | Yes |  | 3.1 | 10532 | 110.9 | 95 | 5.9 | 0.978 | 3017 | 83
PAAS2J6H | Hubbell Lighting | Columbia Lighting | MPL4-30VL-AC-EDU-FA | Indoor Luminaires | Linear Ambient | Direct Linear Ambient Luminaires | Standard | FALSE | [9 empty] | 42488 |  |  | Yes |  | 3.1 | 10164 | 106.2 | 95.7 | 5.9 | 0.978 | 3017 | 83
P3EG9X29 | Hubbell Lighting | Columbia Lighting | MPL4-30VL-AD-EDU-FA | Indoor Luminaires | Linear Ambient | Direct Linear Ambient Luminaires | Standard | FALSE | [9 empty] | 42488 |  |  | Yes |  | 3.1 | 9996 | 104.3 | 95.8 | 5.9 | 0.978 | 3017 | 83
PKFEUUJD | Hubbell Lighting | Columbia Lighting | MPL8-30LW-W-EDU | Indoor Luminaires | Linear Ambient | Direct Linear Ambient Luminaires | Premium | FALSE | [9 empty] | 42488 |  |  | Yes |  | 3.1 | 12582 | 127.3 | 98.8 | 5 | 0.998 | 3017 | 83
PWFQKRKS | Hubbell Lighting | Columbia Lighting | MPL8-30LW-AC-EDU | Indoor Luminaires | Linear Ambient | Direct Linear Ambient Luminaires | Premium | FALSE | [9 empty] | 42488 |  |  | Yes |  | 3.1 | 12024 | 121.7 | 98.8 | 5 | 0.998 | 3017 | 83
PPREUE5D | Hubbell Lighting | Columbia Lighting | MPL8-30LW-FA-EDU | Indoor Luminaires | Linear Ambient | Direct Linear Ambient Luminaires | Premium | FALSE | [9 empty] | 42488 |  |  | Yes |  | 3.1 | 11942 | 123.9 | 96.4 | 5 | 0.998 | 3017 | 83
PPJYWU6Z | Hubbell Lighting | Columbia Lighting | MPL8-30LW-AD-EDU | Indoor Luminaires | Linear Ambient | Direct Linear Ambient Luminaires | Premium | FALSE | [9 empty] | 42488 |  |  | Yes |  | 3.1 | 11922 | 123.2 | 96.8 | 5 | 0.998 | 3017 | 83
PHP6S2N1 | Hubbell Lighting | Columbia Lighting | MPL8-30LW-AC-EDU-FA | Indoor Luminaires | Linear Ambient | Direct Linear Ambient Luminaires | Premium | FALSE | [9 empty] | 42488 |  |  | Yes |  | 3.1 | 11221 | 113.6 | 98.8 | 5 | 0.998 | 3017 | 83
PCD2M1RU | Hubbell Lighting | Columbia Lighting | MPL8-30LW-AD-EDU-FA | Indoor Luminaires | Linear Ambient | Direct Linear Ambient Luminaires | Premium | FALSE | [9 empty] | 42488 |  |  | Yes |  | 3.1 | 11111 | 114.8 | 96.8 | 5 | 0.998 | 3017 | 83
PTU7HGMH | Hubbell Lighting | Columbia Lighting | MPL4-30LW-W-EDU | Indoor Luminaires | Linear Ambient | Direct Linear Ambient Luminaires | Premium | FALSE | [9 empty] | 42488 |  |  | Yes |  | 3.1 | 6291 | 127.3 | 49.4 | 5 | 0.998 | 3017 | 83
PPW6BG2U | Hubbell Lighting | Columbia Lighting | MPL4-30LW-AC-EDU | Indoor Luminaires | Linear Ambient | Direct Linear Ambient Luminaires | Premium | FALSE | [9 empty] | 42488 |  |  | Yes |  | 3.1 | 6012 | 121.7 | 49.4 | 5 | 0.998 | 3017 | 83
PYRGJCSK | Hubbell Lighting | Columbia Lighting | MPL4-30LW-FA-EDU | Indoor Luminaires | Linear Ambient | Direct Linear Ambient Luminaires | Premium | FALSE | [9 empty] | 42488 |  |  | Yes |  | 3.1 | 5971 | 123.9 | 48.2 | 5 | 0.998 | 3017 | 83
PAR2HHWB | Hubbell Lighting | Columbia Lighting | MPL4-30LW-AD-EDU | Indoor Luminaires | Linear Ambient | Direct Linear Ambient Luminaires | Premium | FALSE | [9 empty] | 42488 |  |  | Yes |  | 3.1 | 5961 | 123.2 | 48.4 | 5 | 0.998 | 3017 | 83
PH3GG43J | Hubbell Lighting | Columbia Lighting | MPL4-30LW-AC-EDU-FA | Indoor Luminaires | Linear Ambient | Direct Linear Ambient Luminaires | Premium | FALSE | [9 empty] | 42488 |  |  | Yes |  | 3.1 | 5610 | 113.6 | 49.4 | 5 | 0.998 | 3017 | 83
PWGFZ3ZS | Hubbell Lighting | Columbia Lighting | MPL4-30LW-AD-EDU-FA | Indoor Luminaires | Linear Ambient | Direct Linear Ambient Luminaires | Premium | FALSE | [9 empty] | 42488 |  |  | Yes |  | 3.1 | 5556 | 114.8 | 48.4 | 5 | 0.998 | 3017 | 83
PKVPN1AW | Hubbell Lighting | Columbia Lighting | MPL8-40HL-W-EU | Indoor Luminaires | Linear Ambient | Direct Linear Ambient Luminaires | Standard | FALSE | [9 empty] | 42488 |  |  | Yes |  | 3.1 | 21771 | 127.2 | 171.2 | 7.3 | 0.92 | 2889 | 83
PE72AQDS | Hubbell Lighting | Columbia Lighting | MPL8-40HL-AC-EU | Indoor Luminaires | Linear Ambient | Direct Linear Ambient Luminaires | Standard | FALSE | [9 empty] | 42488 |  |  | Yes |  | 3.1 | 20806 | 121.5 | 171.2 | 7.3 | 0.92 | 2889 | 83
P2TP9KHF | Hubbell Lighting | Columbia Lighting | MPL8-40HL-FA-EU | Indoor Luminaires | Linear Ambient | Direct Linear Ambient Luminaires | Standard | FALSE | [9 empty] | 42488 |  |  | Yes |  | 3.1 | 20585 | 119.7 | 172 | 7.3 | 0.92 | 2889 | 83
PBSH7X16 | Hubbell Lighting | Columbia Lighting | MPL8-40HL-AD-EU | Indoor Luminaires | Linear Ambient | Direct Linear Ambient Luminaires | Standard | FALSE | [9 empty] | 42488 |  |  | Yes |  | 3.1 | 20503 | 119.1 | 172.2 | 7.3 | 0.92 | 2889 | 83
P924K9S7 | Hubbell Lighting | Columbia Lighting | MPL8-40HL-AC-EU-FA | Indoor Luminaires | Linear Ambient | Direct Linear Ambient Luminaires | Standard | FALSE | [9 empty] | 42488 |  |  | Yes |  | 3.1 | 19416 | 113.4 | 171.2 | 7.3 | 0.92 | 2889 | 83
PWD9EQZ1 | Hubbell Lighting | Columbia Lighting | MPL8-40HL-AD-EU-FA | Indoor Luminaires | Linear Ambient | Direct Linear Ambient Luminaires | Standard | FALSE | [9 empty] | 42488 |  |  | Yes |  | 3.1 | 19108 | 111 | 172.2 | 7.3 | 0.92 | 2889 | 83
P77KE5QM | Hubbell Lighting | Columbia Lighting | MPL8-40ML-W-EU | Indoor Luminaires | Linear Ambient | Direct Linear Ambient Luminaires | Standard | FALSE | [9 empty] | 42488 |  |  | Yes |  | 3.1 | 18178 | 128.6 | 141.4 | 7.3 | 0.92 | 2889 | 83
PHGE82G3 | Hubbell Lighting | Columbia Lighting | MPL8-40ML-FA-EU | Indoor Luminaires | Linear Ambient | Direct Linear Ambient Luminaires | Standard | FALSE | [9 empty] | 42488 |  |  | Yes |  | 3.1 | 17381 | 122.4 | 142 | 7.3 | 0.92 | 2889 | 83
PEQ7AKFB | Hubbell Lighting | Columbia Lighting | MPL8-40ML-AC-EU | Indoor Luminaires | Linear Ambient | Direct Linear Ambient Luminaires | Standard | FALSE | [9 empty] | 42488 |  |  | Yes |  | 3.1 | 17372 | 122.9 | 141.4 | 7.3 | 0.92 | 2889 | 83
PCUNHJUK | Hubbell Lighting | Columbia Lighting | MPL8-40ML-AD-EU | Indoor Luminaires | Linear Ambient | Direct Linear Ambient Luminaires | Standard | FALSE | [9 empty] | 42488 |  |  | Yes |  | 3.1 | 17277 | 121.7 | 142 | 7.3 | 0.92 | 2889 | 83
PXRJTPPZ | Hubbell Lighting | Columbia Lighting | MPL8-40ML-AC-EU-FA | Indoor Luminaires | Linear Ambient | Direct Linear Ambient Luminaires | Standard | FALSE | [9 empty] | 42488 |  |  | Yes |  | 3.1 | 16212 | 114.7 | 141.4 | 7.3 | 0.92 | 2889 | 83
PTK9UJ6V | Hubbell Lighting | Columbia Lighting | MPL8-40ML-AD-EU-FA | Indoor Luminaires | Linear Ambient | Direct Linear Ambient Luminaires | Standard | FALSE | [9 empty] | 42488 |  |  | Yes |  | 3.1 | 16103 | 113.4 | 142 | 7.3 | 0.92 | 2889 | 83
PZ58Q2V6 | Hubbell Lighting | Columbia Lighting | MPL4-40HL-W-EU | Indoor Luminaires | Linear Ambient | Direct Linear Ambient Luminaires | Standard | FALSE | [9 empty] | 42488 |  |  | Yes |  | 3.1 | 10886 | 127.2 | 85.6 | 7.3 | 0.92 | 2889 | 83
PEDZYS3K | Hubbell Lighting | Columbia Lighting | MPL4-40HL-AC-EU | Indoor Luminaires | Linear Ambient | Direct Linear Ambient Luminaires | Standard | FALSE | [9 empty] | 42488 |  |  | Yes |  | 3.1 | 10403 | 121.5 | 85.6 | 7.3 | 0.92 | 2889 | 83
PY4PFNNR | Hubbell Lighting | Columbia Lighting | MPL4-40HL-FA-EU | Indoor Luminaires | Linear Ambient | Direct Linear Ambient Luminaires | Standard | FALSE | [9 empty] | 42488 |  |  | Yes |  | 3.1 | 10292 | 119.7 | 86 | 7.3 | 0.92 | 2889 | 83
PD5JV95F | Hubbell Lighting | Columbia Lighting | MPL4-40HL-AD-EU | Indoor Luminaires | Linear Ambient | Direct Linear Ambient Luminaires | Standard | FALSE | [9 empty] | 42488 |  |  | Yes |  | 3.1 | 10251 | 119.1 | 86.1 | 7.3 | 0.92 | 2889 | 83
PQUEUQW1 | Hubbell Lighting | Columbia Lighting | MPL4-40HL-AC-EU-FA | Indoor Luminaires | Linear Ambient | Direct Linear Ambient Luminaires | Standard | FALSE | [9 empty] | 42488 |  |  | Yes |  | 3.1 | 9708 | 113.4 | 85.6 | 7.3 | 0.92 | 2889 | 83
P1VAPKWC | Hubbell Lighting | Columbia Lighting | MPL4-40HL-AD-EU-FA | Indoor Luminaires | Linear Ambient | Direct Linear Ambient Luminaires | Standard | FALSE | [9 empty] | 42488 |  |  | Yes |  | 3.1 | 9554 | 111 | 86.1 | 7.3 | 0.92 | 2889 | 83
PG2X6UFD | Hubbell Lighting | Columbia Lighting | MPL4-40ML-W-EU | Indoor Luminaires | Linear Ambient | Direct Linear Ambient Luminaires | Standard | FALSE | [9 empty] | 42488 |  |  | Yes |  | 3.1 | 9089 | 128.6 | 70.7 | 7.3 | 0.92 | 2889 | 83
P6EC9WFU | Hubbell Lighting | Columbia Lighting | MPL4-40ML-FA-EU | Indoor Luminaires | Linear Ambient | Direct Linear Ambient Luminaires | Standard | FALSE | [9 empty] | 42488 |  |  | Yes |  | 3.1 | 8690 | 122.4 | 71 | 7.3 | 0.92 | 2889 | 83
PQVZHJ4D | Hubbell Lighting | Columbia Lighting | MPL4-40ML-AC-EU | Indoor Luminaires | Linear Ambient | Direct Linear Ambient Luminaires | Standard | FALSE | [9 empty] | 42488 |  |  | Yes |  | 3.1 | 8686 | 122.9 | 70.7 | 7.3 | 0.92 | 2889 | 83
P37GYGKK | Hubbell Lighting | Columbia Lighting | MPL4-40ML-AD-EU | Indoor Luminaires | Linear Ambient | Direct Linear Ambient Luminaires | Standard | FALSE | [9 empty] | 42488 |  |  | Yes |  | 3.1 | 8639 | 121.7 | 71 | 7.3 | 0.92 | 2889 | 83
PKTKB21B | Hubbell Lighting | Columbia Lighting | MPL4-40ML-AC-EU-FA | Indoor Luminaires | Linear Ambient | Direct Linear Ambient Luminaires | Standard | FALSE | [9 empty] | 42488 |  |  | Yes |  | 3.1 | 8106 | 114.7 | 70.7 | 7.3 | 0.92 | 2889 | 83
PT9UA43E | Hubbell Lighting | Columbia Lighting | MPL4-40ML-AD-EU-FA | Indoor Luminaires | Linear Ambient | Direct Linear Ambient Luminaires | Standard | FALSE | [9 empty] | 42488 |  |  | Yes |  | 3.1 | 8052 | 113.4 | 71 | 7.3 | 0.92 | 2889 | 83
P87E7KVC | Hubbell Lighting | Columbia Lighting | MPL8-40VL-W-EU | Indoor Luminaires | Linear Ambient | Direct Linear Ambient Luminaires | Standard | FALSE | [9 empty] | 42488 |  |  | Yes |  | 3.1 | 23994 | 125.4 | 191.4 | 5.9 | 0.978 | 2889 | 83
PNHJSMTV | Hubbell Lighting | Columbia Lighting | MPL8-40VL-AC-EU | Indoor Luminaires | Linear Ambient | Direct Linear Ambient Luminaires | Standard | FALSE | [9 empty] | 42488 |  |  | Yes |  | 3.1 | 22930 | 119.8 | 191.4 | 5.9 | 0.978 | 2889 | 83
P77DE11U | Hubbell Lighting | Columbia Lighting | MPL8-40VL-AD-EU | Indoor Luminaires | Linear Ambient | Direct Linear Ambient Luminaires | Standard | FALSE | [9 empty] | 42488 |  |  | Yes |  | 3.1 | 22578 | 117.8 | 191.6 | 5.9 | 0.978 | 2889 | 83
PDW65SEY | Hubbell Lighting | Columbia Lighting | MPL8-40VL-FA-EU | Indoor Luminaires | Linear Ambient | Direct Linear Ambient Luminaires | Standard | FALSE | [9 empty] | 42488 |  |  | Yes |  | 3.1 | 22172 | 116.7 | 190 | 5.9 | 0.978 | 2889 | 83
PD6BKXAE | Hubbell Lighting | Columbia Lighting | MPL8-40VL-AC-EU-FA | Indoor Luminaires | Linear Ambient | Direct Linear Ambient Luminaires | Standard | FALSE | [9 empty] | 42488 |  |  | Yes |  | 3.1 | 21398 | 111.8 | 191.4 | 5.9 | 0.978 | 2889 | 83
PYAXU61Q | Hubbell Lighting | Columbia Lighting | MPL8-40VL-AD-EU-FA | Indoor Luminaires | Linear Ambient | Direct Linear Ambient Luminaires | Standard | FALSE | [9 empty] | 42488 |  |  | Yes |  | 3.1 | 21043 | 109.8 | 191.6 | 5.9 | 0.978 | 2889 | 83
PJSUYSUQ | Hubbell Lighting | Columbia Lighting | MPL4-40VL-W-EU | Indoor Luminaires | Linear Ambient | Direct Linear Ambient Luminaires | Standard | FALSE | [9 empty] | 42488 |  |  | Yes |  | 3.1 | 11997 | 125.4 | 95.7 | 5.9 | 0.978 | 2889 | 83
P3DZWD2G | Hubbell Lighting | Columbia Lighting | MPL4-40VL-AC-EU | Indoor Luminaires | Linear Ambient | Direct Linear Ambient Luminaires | Standard | FALSE | [9 empty] | 42488 |  |  | Yes |  | 3.1 | 11465 | 119.8 | 95.7 | 5.9 | 0.978 | 2889 | 83
PNDZ336Q | Hubbell Lighting | Columbia Lighting | MPL4-40VL-AD-EU | Indoor Luminaires | Linear Ambient | Direct Linear Ambient Luminaires | Standard | FALSE | [9 empty] | 42488 |  |  | Yes |  | 3.1 | 11289 | 117.8 | 95.8 | 5.9 | 0.978 | 2889 | 83
P3R2B4VY | Hubbell Lighting | Columbia Lighting | MPL4-40VL-FA-EU | Indoor Luminaires | Linear Ambient | Direct Linear Ambient Luminaires | Standard | FALSE | [9 empty] | 42488 |  |  | Yes |  | 3.1 | 11086 | 116.7 | 95 | 5.9 | 0.978 | 2889 | 83
PANFNSN8 | Hubbell Lighting | Columbia Lighting | MPL4-40VL-AC-EU-FA | Indoor Luminaires | Linear Ambient | Direct Linear Ambient Luminaires | Standard | FALSE | [9 empty] | 42488 |  |  | Yes |  | 3.1 | 10699 | 111.8 | 95.7 | 5.9 | 0.978 | 2889 | 83
PY7KQQ6V | Hubbell Lighting | Columbia Lighting | MPL4-40VL-AD-EU-FA | Indoor Luminaires | Linear Ambient | Direct Linear Ambient Luminaires | Standard | FALSE | [9 empty] | 42488 |  |  | Yes |  | 3.1 | 10521 | 109.8 | 95.8 | 5.9 | 0.978 | 2889 | 83
PR8G95Q7 | Hubbell Lighting | Columbia Lighting | MPL8-40LW-W-EU | Indoor Luminaires | Linear Ambient | Direct Linear Ambient Luminaires | Premium | FALSE | [9 empty] | 42488 |  |  | Yes |  | 3.1 | 13243 | 134 | 98.8 | 5 | 0.998 | 2889 | 83
PJPBE6RV | Hubbell Lighting | Columbia Lighting | MPL8-40LW-AC-EU | Indoor Luminaires | Linear Ambient | Direct Linear Ambient Luminaires | Premium | FALSE | [9 empty] | 42488 |  |  | Yes |  | 3.1 | 12656 | 128.1 | 98.8 | 5 | 0.998 | 2889 | 83
PF3AT8P4 | Hubbell Lighting | Columbia Lighting | MPL8-40LW-FA-EU | Indoor Luminaires | Linear Ambient | Direct Linear Ambient Luminaires | Premium | FALSE | [9 empty] | 42488 |  |  | Yes |  | 3.1 | 12570 | 130.4 | 96.4 | 5 | 0.998 | 2889 | 83
P79F4WQF | Hubbell Lighting | Columbia Lighting | MPL8-40LW-AD-EU | Indoor Luminaires | Linear Ambient | Direct Linear Ambient Luminaires | Premium | FALSE | [9 empty] | 42488 |  |  | Yes |  | 3.1 | 12549 | 129.6 | 96.8 | 5 | 0.998 | 2889 | 83
PB77EXD1 | Hubbell Lighting | Columbia Lighting | MPL8-40LW-AC-EU-FA | Indoor Luminaires | Linear Ambient | Direct Linear Ambient Luminaires | Premium | FALSE | [9 empty] | 42488 |  |  | Yes |  | 3.1 | 11811 | 119.5 | 98.8 | 5 | 0.998 | 2889 | 83
PJ8CGFKS | Hubbell Lighting | Columbia Lighting | MPL8-40LW-AD-EU-FA | Indoor Luminaires | Linear Ambient | Direct Linear Ambient Luminaires | Premium | FALSE | [9 empty] | 42488 |  |  | Yes |  | 3.1 | 11697 | 120.8 | 96.8 | 5 | 0.998 | 2889 | 83
PQ3X5E83 | Hubbell Lighting | Columbia Lighting | MPL4-40LW-W-EU | Indoor Luminaires | Linear Ambient | Direct Linear Ambient Luminaires | Premium | FALSE | [9 empty] | 42488 |  |  | Yes |  | 3.1 | 6622 | 134 | 49.4 | 5 | 0.998 | 2889 | 83
PD85A1GN | Hubbell Lighting | Columbia Lighting | MPL4-40LW-AC-EU | Indoor Luminaires | Linear Ambient | Direct Linear Ambient Luminaires | Premium | FALSE | [9 empty] | 42488 |  |  | Yes |  | 3.1 | 6328 | 128.1 | 49.4 | 5 | 0.998 | 2889 | 83
PRE2UPYK | Hubbell Lighting | Columbia Lighting | MPL4-40LW-FA-EU | Indoor Luminaires | Linear Ambient | Direct Linear Ambient Luminaires | Premium | FALSE | [9 empty] | 42488 |  |  | Yes |  | 3.1 | 6285 | 130.4 | 48.2 | 5 | 0.998 | 2889 | 83
PWF7SPSG | Hubbell Lighting | Columbia Lighting | MPL4-40LW-AD-EU | Indoor Luminaires | Linear Ambient | Direct Linear Ambient Luminaires | Premium | FALSE | [9 empty] | 42488 |  |  | Yes |  | 3.1 | 6275 | 129.6 | 48.4 | 5 | 0.998 | 2889 | 83
PJQH3DB1 | Hubbell Lighting | Columbia Lighting | MPL4-40LW-AC-EU-FA | Indoor Luminaires | Linear Ambient | Direct Linear Ambient Luminaires | Premium | FALSE | [9 empty] | 42488 |  |  | Yes |  | 3.1 | 5905 | 119.5 | 49.4 | 5 | 0.998 | 2889 | 83
PATG1UJZ | Hubbell Lighting | Columbia Lighting | MPL4-40LW-AD-EU-FA | Indoor Luminaires | Linear Ambient | Direct Linear Ambient Luminaires | Premium | FALSE | [9 empty] | 42488 |  |  | Yes |  | 3.1 | 5848 | 120.8 | 48.4 | 5 | 0.998 | 2889 | 83
PS5QYAUK | Hubbell Lighting | Columbia Lighting | MPL8-40LW-W-ED1U | Indoor Luminaires | Linear Ambient | Direct Linear Ambient Luminaires | Premium | FALSE | [9 empty] | 42488 |  |  | Yes |  | 3.1 | 13243 | 134 | 98.8 | 5 | 0.998 | 2889 | 83
PGRSCFWC | Hubbell Lighting | Columbia Lighting | MPL8-40LW-AC-ED1U | Indoor Luminaires | Linear Ambient | Direct Linear Ambient Luminaires | Premium | FALSE | [9 empty] | 42488 |  |  | Yes |  | 3.1 | 12656 | 128.1 | 98.8 | 5 | 0.998 | 2889 | 83
P7A5VA5S | Hubbell Lighting | Columbia Lighting | MPL8-40LW-FA-ED1U | Indoor Luminaires | Linear Ambient | Direct Linear Ambient Luminaires | Premium | FALSE | [9 empty] | 42488 |  |  | Yes |  | 3.1 | 12570 | 130.4 | 96.4 | 5 | 0.998 | 2889 | 83
PKWW4TXK | Hubbell Lighting | Columbia Lighting | MPL8-40LW-AD-ED1U | Indoor Luminaires | Linear Ambient | Direct Linear Ambient Luminaires | Premium | FALSE | [9 empty] | 42488 |  |  | Yes |  | 3.1 | 12549 | 129.6 | 96.8 | 5 | 0.998 | 2889 | 83
PYMS8ZRJ | Hubbell Lighting | Columbia Lighting | MPL8-40LW-AC-ED1U-FA | Indoor Luminaires | Linear Ambient | Direct Linear Ambient Luminaires | Premium | FALSE | [9 empty] | 42488 |  |  | Yes |  | 3.1 | 11811 | 119.5 | 98.8 | 5 | 0.998 | 2889 | 83
P2SBJKR1 | Hubbell Lighting | Columbia Lighting | MPL8-40LW-AD-ED1U-FA | Indoor Luminaires | Linear Ambient | Direct Linear Ambient Luminaires | Premium | FALSE | [9 empty] | 42488 |  |  | Yes |  | 3.1 | 11697 | 120.8 | 96.8 | 5 | 0.998 | 2889 | 83
PY8JJSH9 | Hubbell Lighting | Columbia Lighting | MPL4-40LW-W-ED1U | Indoor Luminaires | Linear Ambient | Direct Linear Ambient Luminaires | Premium | FALSE | [9 empty] | 42488 |  |  | Yes |  | 3.1 | 6622 | 134 | 49.4 | 5 | 0.998 | 2889 | 83
PKA9F7ZN | Hubbell Lighting | Columbia Lighting | MPL4-40LW-AC-ED1U | Indoor Luminaires | Linear Ambient | Direct Linear Ambient Luminaires | Premium | FALSE | [9 empty] | 42488 |  |  | Yes |  | 3.1 | 6328 | 128.1 | 49.4 | 5 | 0.998 | 2889 | 83
P1YJB69N | Hubbell Lighting | Columbia Lighting | MPL4-40LW-FA-ED1U | Indoor Luminaires | Linear Ambient | Direct Linear Ambient Luminaires | Premium | FALSE | [9 empty] | 42488 |  |  | Yes |  | 3.1 | 6285 | 130.4 | 48.2 | 5 | 0.998 | 2889 | 83
P57EJV6U | Hubbell Lighting | Columbia Lighting | MPL4-40LW-AD-ED1U | Indoor Luminaires | Linear Ambient | Direct Linear Ambient Luminaires | Premium | FALSE | [9 empty] | 42488 |  |  | Yes |  | 3.1 | 6275 | 129.6 | 48.4 | 5 | 0.998 | 2889 | 83
PPXHGHGR | Hubbell Lighting | Columbia Lighting | MPL4-40LW-AC-ED1U-FA | Indoor Luminaires | Linear Ambient | Direct Linear Ambient Luminaires | Premium | FALSE | [9 empty] | 42488 |  |  | Yes |  | 3.1 | 5905 | 119.5 | 49.4 | 5 | 0.998 | 2889 | 83
PP7RDVE3 | Hubbell Lighting | Columbia Lighting | MPL4-40LW-AD-ED1U-FA | Indoor Luminaires | Linear Ambient | Direct Linear Ambient Luminaires | Premium | FALSE | [9 empty] | 42488 |  |  | Yes |  | 3.1 | 5848 | 120.8 | 48.4 | 5 | 0.998 | 2889 | 83
PQXDVT87 | Hubbell Lighting | Columbia Lighting | MPL8-40HL-W-EDU | Indoor Luminaires | Linear Ambient | Direct Linear Ambient Luminaires | Standard | FALSE | [9 empty] | 42488 |  |  | Yes |  | 3.1 | 21771 | 127.2 | 171.2 | 7.3 | 0.92 | 2889 | 83
PZYYCPN4 | Hubbell Lighting | Columbia Lighting | MPL8-40HL-AC-EDU | Indoor Luminaires | Linear Ambient | Direct Linear Ambient Luminaires | Standard | FALSE | [9 empty] | 42488 |  |  | Yes |  | 3.1 | 20806 | 121.5 | 171.2 | 7.3 | 0.92 | 2889 | 83
P643Q67C | Hubbell Lighting | Columbia Lighting | MPL8-40HL-FA-EDU | Indoor Luminaires | Linear Ambient | Direct Linear Ambient Luminaires | Standard | FALSE | [9 empty] | 42488 |  |  | Yes |  | 3.1 | 20585 | 119.7 | 172 | 7.3 | 0.92 | 2889 | 83
PGMRXS5M | Hubbell Lighting | Columbia Lighting | MPL8-40HL-AD-EDU | Indoor Luminaires | Linear Ambient | Direct Linear Ambient Luminaires | Standard | FALSE | [9 empty] | 42488 |  |  | Yes |  | 3.1 | 20503 | 119.1 | 172.2 | 7.3 | 0.92 | 2889 | 83
PJD8ASFV | Hubbell Lighting | Columbia Lighting | MPL8-40HL-AC-EDU-FA | Indoor Luminaires | Linear Ambient | Direct Linear Ambient Luminaires | Standard | FALSE | [9 empty] | 42488 |  |  | Yes |  | 3.1 | 19416 | 113.4 | 171.2 | 7.3 | 0.92 | 2889 | 83
P8TD64WT | Hubbell Lighting | Columbia Lighting | MPL8-40HL-AD-EDU-FA | Indoor Luminaires | Linear Ambient | Direct Linear Ambient Luminaires | Standard | FALSE | [9 empty] | 42488 |  |  | Yes |  | 3.1 | 19108 | 111 | 172.2 | 7.3 | 0.92 | 2889 | 83
P8GDT9HV | Hubbell Lighting | Columbia Lighting | MPL8-40ML-W-EDU | Indoor Luminaires | Linear Ambient | Direct Linear Ambient Luminaires | Standard | FALSE | [9 empty] | 42488 |  |  | Yes |  | 3.1 | 18178 | 128.6 | 141.4 | 7.3 | 0.92 | 2889 | 83
PBYRZPPM | Hubbell Lighting | Columbia Lighting | MPL8-40ML-FA-EDU | Indoor Luminaires | Linear Ambient | Direct Linear Ambient Luminaires | Standard | FALSE | [9 empty] | 42488 |  |  | Yes |  | 3.1 | 17381 | 122.4 | 142 | 7.3 | 0.92 | 2889 | 83
PHS88D2D | Hubbell Lighting | Columbia Lighting | MPL8-40ML-AC-EDU | Indoor Luminaires | Linear Ambient | Direct Linear Ambient Luminaires | Standard | FALSE | [9 empty] | 42488 |  |  | Yes |  | 3.1 | 17372 | 122.9 | 141.4 | 7.3 | 0.92 | 2889 | 83
P44TC87J | Hubbell Lighting | Columbia Lighting | MPL8-40ML-AD-EDU | Indoor Luminaires | Linear Ambient | Direct Linear Ambient Luminaires | Standard | FALSE | [9 empty] | 42488 |  |  | Yes |  | 3.1 | 17277 | 121.7 | 142 | 7.3 | 0.92 | 2889 | 83
PEBZH7YR | Hubbell Lighting | Columbia Lighting | MPL8-40ML-AC-EDU-FA | Indoor Luminaires | Linear Ambient | Direct Linear Ambient Luminaires | Standard | FALSE | [9 empty] | 42488 |  |  | Yes |  | 3.1 | 16212 | 114.7 | 141.4 | 7.3 | 0.92 | 2889 | 83
PNSZ62G3 | Hubbell Lighting | Columbia Lighting | MPL8-40ML-AD-EDU-FA | Indoor Luminaires | Linear Ambient | Direct Linear Ambient Luminaires | Standard | FALSE | [9 empty] | 42488 |  |  | Yes |  | 3.1 | 16103 | 113.4 | 142 | 7.3 | 0.92 | 2889 | 83
PJ1WAU3K | Hubbell Lighting | Columbia Lighting | MPL4-40HL-W-EDU | Indoor Luminaires | Linear Ambient | Direct Linear Ambient Luminaires | Standard | FALSE | [9 empty] | 42488 |  |  | Yes |  | 3.1 | 10886 | 127.2 | 85.6 | 7.3 | 0.92 | 2889 | 83
PS6V6H62 | Hubbell Lighting | Columbia Lighting | MPL4-40HL-AC-EDU | Indoor Luminaires | Linear Ambient | Direct Linear Ambient Luminaires | Standard | FALSE | [9 empty] | 42488 |  |  | Yes |  | 3.1 | 10403 | 121.5 | 85.6 | 7.3 | 0.92 | 2889 | 83
PMRN3KAM | Hubbell Lighting | Columbia Lighting | MPL4-40HL-FA-EDU | Indoor Luminaires | Linear Ambient | Direct Linear Ambient Luminaires | Standard | FALSE | [9 empty] | 42488 |  |  | Yes |  | 3.1 | 10292 | 119.7 | 86 | 7.3 | 0.92 | 2889 | 83
PX6APSU3 | Hubbell Lighting | Columbia Lighting | MPL4-40HL-AD-EDU | Indoor Luminaires | Linear Ambient | Direct Linear Ambient Luminaires | Standard | FALSE | [9 empty] | 42488 |  |  | Yes |  | 3.1 | 10251 | 119.1 | 86.1 | 7.3 | 0.92 | 2889 | 83
P8U42X6F | Hubbell Lighting | Columbia Lighting | MPL4-40HL-AC-EDU-FA | Indoor Luminaires | Linear Ambient | Direct Linear Ambient Luminaires | Standard | FALSE | [9 empty] | 42488 |  |  | Yes |  | 3.1 | 9708 | 113.4 | 85.6 | 7.3 | 0.92 | 2889 | 83
PZ59BSHT | Hubbell Lighting | Columbia Lighting | MPL4-40HL-AD-EDU-FA | Indoor Luminaires | Linear Ambient | Direct Linear Ambient Luminaires | Standard | FALSE | [9 empty] | 42488 |  |  | Yes |  | 3.1 | 9554 | 111 | 86.1 | 7.3 | 0.92 | 2889 | 83
PM9F5SM3 | Hubbell Lighting | Columbia Lighting | MPL4-40ML-W-EDU | Indoor Luminaires | Linear Ambient | Direct Linear Ambient Luminaires | Standard | FALSE | [9 empty] | 42488 |  |  | Yes |  | 3.1 | 9089 | 128.6 | 70.7 | 7.3 | 0.92 | 2889 | 83
PF5RS633 | Hubbell Lighting | Columbia Lighting | MPL4-40ML-FA-EDU | Indoor Luminaires | Linear Ambient | Direct Linear Ambient Luminaires | Standard | FALSE | [9 empty] | 42488 |  |  | Yes |  | 3.1 | 8690 | 122.4 | 71 | 7.3 | 0.92 | 2889 | 83
PUDBVAYF | Hubbell Lighting | Columbia Lighting | MPL4-40ML-AC-EDU | Indoor Luminaires | Linear Ambient | Direct Linear Ambient Luminaires | Standard | FALSE | [9 empty] | 42488 |  |  | Yes |  | 3.1 | 8686 | 122.9 | 70.7 | 7.3 | 0.92 | 2889 | 83
PBN2MWMQ | Hubbell Lighting | Columbia Lighting | MPL4-40ML-AD-EDU | Indoor Luminaires | Linear Ambient | Direct Linear Ambient Luminaires | Standard | FALSE | [9 empty] | 42488 |  |  | Yes |  | 3.1 | 8639 | 121.7 | 71 | 7.3 | 0.92 | 2889 | 83
PDM2KA5R | Hubbell Lighting | Columbia Lighting | MPL4-40ML-AC-EDU-FA | Indoor Luminaires | Linear Ambient | Direct Linear Ambient Luminaires | Standard | FALSE | [9 empty] | 42488 |  |  | Yes |  | 3.1 | 8106 | 114.7 | 70.7 | 7.3 | 0.92 | 2889 | 83
P7BAN868 | Hubbell Lighting | Columbia Lighting | MPL4-40ML-AD-EDU-FA | Indoor Luminaires | Linear Ambient | Direct Linear Ambient Luminaires | Standard | FALSE | [9 empty] | 42488 |  |  | Yes |  | 3.1 | 8052 | 113.4 | 71 | 7.3 | 0.92 | 2889 | 83
PWA23BQF | Hubbell Lighting | Columbia Lighting | MPL8-40VL-W-EDU | Indoor Luminaires | Linear Ambient | Direct Linear Ambient Luminaires | Standard | FALSE | [9 empty] | 42488 |  |  | Yes |  | 3.1 | 23994 | 125.4 | 191.4 | 5.9 | 0.978 | 2889 | 83
PTTUZAYK | Hubbell Lighting | Columbia Lighting | MPL8-40VL-AC-EDU | Indoor Luminaires | Linear Ambient | Direct Linear Ambient Luminaires | Standard | FALSE | [9 empty] | 42488 |  |  | Yes |  | 3.1 | 22930 | 119.8 | 191.4 | 5.9 | 0.978 | 2889 | 83
P2EVT9AZ | Hubbell Lighting | Columbia Lighting | MPL8-40VL-AD-EDU | Indoor Luminaires | Linear Ambient | Direct Linear Ambient Luminaires | Standard | FALSE | [9 empty] | 42488 |  |  | Yes |  | 3.1 | 22578 | 117.8 | 191.6 | 5.9 | 0.978 | 2889 | 83
PXSQPXFB | Hubbell Lighting | Columbia Lighting | MPL8-40VL-FA-EDU | Indoor Luminaires | Linear Ambient | Direct Linear Ambient Luminaires | Standard | FALSE | [9 empty] | 42488 |  |  | Yes |  | 3.1 | 22172 | 116.7 | 190 | 5.9 | 0.978 | 2889 | 83
P3JGP4S5 | Hubbell Lighting | Columbia Lighting | MPL8-40VL-AC-EDU-FA | Indoor Luminaires | Linear Ambient | Direct Linear Ambient Luminaires | Standard | FALSE | [9 empty] | 42488 |  |  | Yes |  | 3.1 | 21398 | 111.8 | 191.4 | 5.9 | 0.978 | 2889 | 83
PYWH1USE | Hubbell Lighting | Columbia Lighting | MPL8-40VL-AD-EDU-FA | Indoor Luminaires | Linear Ambient | Direct Linear Ambient Luminaires | Standard | FALSE | [9 empty] | 42488 |  |  | Yes |  | 3.1 | 21043 | 109.8 | 191.6 | 5.9 | 0.978 | 2889 | 83
PQPARR5Y | Hubbell Lighting | Columbia Lighting | MPL4-40VL-W-EDU | Indoor Luminaires | Linear Ambient | Direct Linear Ambient Luminaires | Standard | FALSE | [9 empty] | 42488 |  |  | Yes |  | 3.1 | 11997 | 125.4 | 95.7 | 5.9 | 0.978 | 2889 | 83
PVAQZATJ | Hubbell Lighting | Columbia Lighting | MPL4-40VL-AC-EDU | Indoor Luminaires | Linear Ambient | Direct Linear Ambient Luminaires | Standard | FALSE | [9 empty] | 42488 |  |  | Yes |  | 3.1 | 11465 | 119.8 | 95.7 | 5.9 | 0.978 | 2889 | 83
PC4WNWZM | Hubbell Lighting | Columbia Lighting | MPL4-40VL-AD-EDU | Indoor Luminaires | Linear Ambient | Direct Linear Ambient Luminaires | Standard | FALSE | [9 empty] | 42488 |  |  | Yes |  | 3.1 | 11289 | 117.8 | 95.8 | 5.9 | 0.978 | 2889 | 83
PXHMUEK6 | Hubbell Lighting | Columbia Lighting | MPL4-40VL-FA-EDU | Indoor Luminaires | Linear Ambient | Direct Linear Ambient Luminaires | Standard | FALSE | [9 empty] | 42488 |  |  | Yes |  | 3.1 | 11086 | 116.7 | 95 | 5.9 | 0.978 | 2889 | 83
P9XCEYT6 | Hubbell Lighting | Columbia Lighting | MPL4-40VL-AC-EDU-FA | Indoor Luminaires | Linear Ambient | Direct Linear Ambient Luminaires | Standard | FALSE | [9 empty] | 42488 |  |  | Yes |  | 3.1 | 10699 | 111.8 | 95.7 | 5.9 | 0.978 | 2889 | 83
PEYKVYKN | Hubbell Lighting | Columbia Lighting | MPL4-40VL-AD-EDU-FA | Indoor Luminaires | Linear Ambient | Direct Linear Ambient Luminaires | Standard | FALSE | [9 empty] | 42488 |  |  | Yes |  | 3.1 | 10521 | 109.8 | 95.8 | 5.9 | 0.978 | 2889 | 83
P8DHWE79 | Hubbell Lighting | Columbia Lighting | MPL8-40LW-W-EDU | Indoor Luminaires | Linear Ambient | Direct Linear Ambient Luminaires | Premium | FALSE | [9 empty] | 42488 |  |  | Yes |  | 3.1 | 13243 | 134 | 98.8 | 5 | 0.998 | 2889 | 83
P947MS1F | Hubbell Lighting | Columbia Lighting | MPL8-40LW-AC-EDU | Indoor Luminaires | Linear Ambient | Direct Linear Ambient Luminaires | Premium | FALSE | [9 empty] | 42488 |  |  | Yes |  | 3.1 | 12656 | 128.1 | 98.8 | 5 | 0.998 | 2889 | 83
PA2Z6XMP | Hubbell Lighting | Columbia Lighting | MPL8-40LW-FA-EDU | Indoor Luminaires | Linear Ambient | Direct Linear Ambient Luminaires | Premium | FALSE | [9 empty] | 42488 |  |  | Yes |  | 3.1 | 12570 | 130.4 | 96.4 | 5 | 0.998 | 2889 | 83
PV7FR2RQ | Hubbell Lighting | Columbia Lighting | MPL8-40LW-AD-EDU | Indoor Luminaires | Linear Ambient | Direct Linear Ambient Luminaires | Premium | FALSE | [9 empty] | 42488 |  |  | Yes |  | 3.1 | 12549 | 129.6 | 96.8 | 5 | 0.998 | 2889 | 83
PS6V614W | Hubbell Lighting | Columbia Lighting | MPL8-40LW-AC-EDU-FA | Indoor Luminaires | Linear Ambient | Direct Linear Ambient Luminaires | Premium | FALSE | [9 empty] | 42488 |  |  | Yes |  | 3.1 | 11811 | 119.5 | 98.8 | 5 | 0.998 | 2889 | 83
P7R43AZ7 | Hubbell Lighting | Columbia Lighting | MPL8-40LW-AD-EDU-FA | Indoor Luminaires | Linear Ambient | Direct Linear Ambient Luminaires | Premium | FALSE | [9 empty] | 42488 |  |  | Yes |  | 3.1 | 11697 | 120.8 | 96.8 | 5 | 0.998 | 2889 | 83
PBQAA3VA | Hubbell Lighting | Columbia Lighting | MPL4-40LW-W-EDU | Indoor Luminaires | Linear Ambient | Direct Linear Ambient Luminaires | Premium | FALSE | [9 empty] | 42488 |  |  | Yes |  | 3.1 | 6622 | 134 | 49.4 | 5 | 0.998 | 2889 | 83
PB6QXSZS | Hubbell Lighting | Columbia Lighting | MPL4-40LW-AC-EDU | Indoor Luminaires | Linear Ambient | Direct Linear Ambient Luminaires | Premium | FALSE | [9 empty] | 42488 |  |  | Yes |  | 3.1 | 6328 | 128.1 | 49.4 | 5 | 0.998 | 2889 | 83
PYE8VM5A | Hubbell Lighting | Columbia Lighting | MPL4-40LW-FA-EDU | Indoor Luminaires | Linear Ambient | Direct Linear Ambient Luminaires | Premium | FALSE | [9 empty] | 42488 |  |  | Yes |  | 3.1 | 6285 | 130.4 | 48.2 | 5 | 0.998 | 2889 | 83
P9R9XA5A | Hubbell Lighting | Columbia Lighting | MPL4-40LW-AD-EDU | Indoor Luminaires | Linear Ambient | Direct Linear Ambient Luminaires | Premium | FALSE | [9 empty] | 42488 |  |  | Yes |  | 3.1 | 6275 | 129.6 | 48.4 | 5 | 0.998 | 2889 | 83
P5PN243X | Hubbell Lighting | Columbia Lighting | MPL4-40LW-AC-EDU-FA | Indoor Luminaires | Linear Ambient | Direct Linear Ambient Luminaires | Premium | FALSE | [9 empty] | 42488 |  |  | Yes |  | 3.1 | 5905 | 119.5 | 49.4 | 5 | 0.998 | 2889 | 83
PXXJ3EXR | Hubbell Lighting | Columbia Lighting | MPL4-40LW-AD-EDU-FA | Indoor Luminaires | Linear Ambient | Direct Linear Ambient Luminaires | Premium | FALSE | [9 empty] | 42488 |  |  | Yes |  | 3.1 | 5848 | 120.8 | 48.4 | 5 | 0.998 | 2889 | 83
P25VRGXE | Acuity Brands Lighting | Lithonia Lighting | MRSL L48 1500LM FST MVOLT 50K 80CRI XXXXX MS9 XXX WH XXXX | Indoor Luminaires | Linear Ambient | Direct Linear Ambient Luminaires | Standard | FALSE | [9 empty] | 42488 | Not Dimmable | Not Dimmable | No |  | 3.1 | 13185 | 137.34 | 96 | 18.12 | 0.897 | 5000 | 80
PQSPWVE8 | Acuity Brands Lighting | Lithonia Lighting | MRSL L48 1500LM FST MVOLT 50K 80CRI XXXXX MS8 XXX WH XXXX | Indoor Luminaires | Linear Ambient | Direct Linear Ambient Luminaires | Standard | FALSE | [9 empty] | 42488 | Not Dimmable | Not Dimmable | No |  | 3.1 | 11720 | 137.88 | 85 | 18.12 | 0.897 | 5000 | 80
PZ7HNN6W | Acuity Brands Lighting | Lithonia Lighting | MRSL L48 1500LM FST MVOLT 50K 80CRI XXXXX MS7 XXX WH XXXX | Indoor Luminaires | Linear Ambient | Direct Linear Ambient Luminaires | Standard | FALSE | [9 empty] | 42488 | Not Dimmable | Not Dimmable | No |  | 3.1 | 10255 | 138.58 | 74 | 18.12 | 0.897 | 5000 | 80
PD5P6UU4 | Acuity Brands Lighting | Lithonia Lighting | MRSL L48 1500LM FST MVOLT 50K 80CRI XXXXX MS6 XXX WH XXXX | Indoor Luminaires | Linear Ambient | Direct Linear Ambient Luminaires | Standard | FALSE | [9 empty] | 42488 | Not Dimmable | Not Dimmable | No |  | 3.1 | 8790 | 137.34 | 64 | 18.12 | 0.897 | 5000 | 80
PP57FA8A | Acuity Brands Lighting | Lithonia Lighting | MRSL L48 1500LM FST MVOLT 50K 80CRI XXXXX MS4 XXX WH XXXX | Indoor Luminaires | Linear Ambient | Direct Linear Ambient Luminaires | Standard | FALSE | [9 empty] | 42488 | Not Dimmable | Not Dimmable | No |  | 3.1 | 5860 | 138.21 | 42.4 | 18.12 | 0.897 | 5000 | 80
P3RURUD3 | Acuity Brands Lighting | Lithonia Lighting | MRSL L48 1500LM FST MVOLT 50K 80CRI XXXXX MS3 XXX WH XXXX | Indoor Luminaires | Linear Ambient | Direct Linear Ambient Luminaires | Standard | FALSE | [9 empty] | 42488 | Not Dimmable | Not Dimmable | No |  | 3.1 | 4395 | 138.77 | 31.67 | 18.12 | 0.897 | 5000 | 80
PWCB1HQ5 | Acuity Brands Lighting | Lithonia Lighting | MRSL L48 1500LM FST MVOLT 50K 80CRI XXXXX MS2 XXX WH XXXX | Indoor Luminaires | Linear Ambient | Direct Linear Ambient Luminaires | Standard | FALSE | [9 empty] | 42488 | Not Dimmable | Not Dimmable | No |  | 3.1 | 2930 | 139.52 | 21 | 18.12 | 0.897 | 5000 | 80
P99127CY | Acuity Brands Lighting | Lithonia Lighting | MRSL L48 3000LM FST MVOLT 50K 80CRI XXXXX MS1 XXX WH XXXX | Indoor Luminaires | Linear Ambient | Direct Linear Ambient Luminaires | Standard | FALSE | [9 empty] | 42488 | Not Dimmable | Not Dimmable | No |  | 3.1 | 2736.62 | 125.42 | 21.82 | 17.46 | 0.897 | 5000 | 80
PPQEWZZV | National Lighting Conduit | Omnibrite | OBVP-4-UNV-40 | Indoor Luminaires | Linear Ambient | Direct Linear Ambient Luminaires | Premium | TRUE | 4955.84 | 110.62 | 44.8 | 10.8 | 0.959 | 4133 | 82.1 | 5 | 50000 | 42487 |  |  | No |  | 3.1 | 4955.84 | 111 | 44.8 | 10.8 | 0.992 | 4000 | 82.1
P7GZ8X3P | National Lighting Conduit | Omnibrite | OBVP-2-UNV-40 | Indoor Luminaires | Linear Ambient | Direct Linear Ambient Luminaires | Premium | TRUE | 2517.71 | 112.19 | 22.6 | 8.4 | 0.93 | 4079 | 81.6 | 5 | 50000 | 42487 |  |  | No |  | 3.1 | 2569 | 111 | 22.6 | 9.2 | 0.993 | 4000 | 81.6
PR59YS87 | National Lighting Conduit | Omnibrite | OBVP-4-UNV-50 | Indoor Luminaires | Linear Ambient | Direct Linear Ambient Luminaires | Premium | FALSE | [9 empty] | 42487 |  |  | No |  | 3.1 | 4955.84 | 112 | 44.9 | 10.8 | 0.992 | 5000 | 83.8
PH278UW5 | National Lighting Conduit | Omnibrite | OBVP-2-UNV-50 | Indoor Luminaires | Linear Ambient | Direct Linear Ambient Luminaires | Premium | FALSE | [9 empty] | 42487 |  |  | No |  | 3.1 | 2569 | 112 | 22.9 | 9.2 | 0.993 | 5000 | 83.2
PN42FKXR | National Lighting Company | National Lighting | S18-LED-D/ID | Indoor Luminaires | Linear Ambient | Linear Ambient Luminaires w/ Indirect component | Standard | TRUE | 3890 | 83 | 46.99 | 17 | 0.96 | 3580 | 83.4 | 5 | 50000 | 42486 |  |  | No |  | 3.1 | 3890.19 | 83 | 46.99 | 17 | 1 | 3500 | 83
PXVQZ6E6 | LSI Industries | INTERIOR | EG5 4 S LED SS 35 UE | Indoor Luminaires | Linear Ambient | Direct Linear Ambient Luminaires | Standard | TRUE | 3684 | 104 | 35.4 | 6.6 | 0.918 | 3573 | 82 | 5 | 60000 | 42486 |  |  | Yes |  | 3.1 | 3684 | 104 | 35.4 | 5.08 | 0.987 | 3573 | 82
PB2GWMNH | Super Bright LEDs | Super Bright LEDs | TPLF-PW4-50 | Indoor Luminaires | Linear Ambient | Direct Linear Ambient Luminaires | Standard | TRUE | 5175.87 | 99.77 | 52.06 | 21.62 | 0.902 | 4245 | 85.7 | 5 | 50000 | 42486 |  |  | NotYetVerified |  | 3 | 5100 | 100 | 50 | 20 | 0.9 | 4000 | 80
PYJ9UEMJ | Super Bright LEDs | Super Bright LEDs | TPLF-PW2-30 | Indoor Luminaires | Linear Ambient | Direct Linear Ambient Luminaires | Standard | TRUE | 2940.35 | 100.77 | 29.18 | 17.38 | 0.898 | 4204 | 85.5 | 5 | 50000 | 42486 |  |  | NotYetVerified |  | 3 | 2900 | 100 | 30 | 20 | 0.9 | 4000 | 80
PQK9GS4D | Luminance | Luminance | F9969-30(4000K) | Indoor Luminaires | Linear Ambient | Direct Linear Ambient Luminaires | Standard | TRUE | 4153.35 | 106.33 | 39.06 | 14.28 | 0.894 | 4078 | 84 | 5 | 50000 | 42486 |  |  | No |  | 3.1 | 4100 | 102.5 | 40 | 25 | 0.9 | 4000 | 80
PSZ5JX3R | Luminance | Luminance | F9969-30(5000K) | Indoor Luminaires | Linear Ambient | Direct Linear Ambient Luminaires | Standard | FALSE | [9 empty] | 42486 |  |  | No |  | 3.1 | 4100 | 102.5 | 40 | 25 | 0.9 | 5000 | 80
P8XMN6R7 | Luminance | Luminance | F9969-30(4500K) | Indoor Luminaires | Linear Ambient | Direct Linear Ambient Luminaires | Standard | FALSE | [9 empty] | 42486 |  |  | No |  | 3.1 | 4100 | 102.5 | 40 | 25 | 0.9 | 4500 | 80
PW4DRS4B | Super Bright LEDs | Super Bright LEDs | TPLF-NW4-50 | Indoor Luminaires | Linear Ambient | Direct Linear Ambient Luminaires | Standard | FALSE | [9 empty] | 42486 |  |  | NotYetVerified |  | 3 | 5100 | 100 | 50 | 20 | 0.9 | 5000 | 80
PD8G6AQA | Super Bright LEDs | Super Bright LEDs | TPLF-NW2-30 | Indoor Luminaires | Linear Ambient | Direct Linear Ambient Luminaires | Standard | FALSE | [9 empty] | 42486 |  |  | NotYetVerified |  | 3 | 2900 | 100 | 30 | 20 | 0.9 | 5000 | 80
PZD6ZBVK | LSI Industries | INTERIOR | EG5 4 S LED SS 40 UE SD50 | Indoor Luminaires | Linear Ambient | Direct Linear Ambient Luminaires | Standard | FALSE | [9 empty] | 42486 |  |  | Yes |  | 3.1 | 3750 | 105 | 35.7 | 5.08 | 0.987 | 4149 | 82
PKKN3JPE | LSI Industries | INTERIOR | EG5 4 S LED SS 40 UE | Indoor Luminaires | Linear Ambient | Direct Linear Ambient Luminaires | Standard | FALSE | [9 empty] | 42486 |  |  | Yes |  | 3.1 | 3750 | 105 | 35.7 | 5.08 | 0.987 | 4149 | 82
PXUSEBNB | LSI Industries | INTERIOR | EG5 4 S LED SS 35 UE SD50 | Indoor Luminaires | Linear Ambient | Direct Linear Ambient Luminaires | Standard | FALSE | [9 empty] | 42486 |  |  | Yes |  | 3.1 | 3684 | 104 | 35.4 | 5.08 | 0.987 | 3573 | 82
PSJBA7MK | QSSI | QSSI | LV4PS42U5KG** | Indoor Luminaires | Linear Ambient | Direct Linear Ambient Luminaires | Standard | TRUE | 4013.53 | 92.82 | 43.26 | 13.23 | 0.9507 | 5151 | 83.5 | 5 | 50000 | 42485 |  |  | No |  | 3.1 | 4038 | 93.39 | 43.237 | 20 | 0.9 | 5000 | 83.5
P4VQXQCA | RLE Industries LLC | Robert Lighting and Energy | VPVTLED-96 HI | Indoor Luminaires | Linear Ambient | Direct Linear Ambient Luminaires | Standard | TRUE | 13125 | 92.56 | 141.8 | 15.46 | 0.939 | 4218 | 84.8 | 5 | 50000 | 42485 |  |  | Yes |  | 3.1 | 13125 | 92.56 | 141.8 | 15.46 | 0.939 | 4000 | 84.8
PE1FSR57 | AB Tech Solution INC | SmartPwrNet | ABTS-T5SL24-60W (3000K) | Indoor Luminaires | Linear Ambient | Direct Linear Ambient Luminaires | Standard | TRUE | 6408.47 | 110.19 | 58.2 | 5.91 | 0.943 | 2975 | 81.2 | 5 | 50000 | 42482 |  |  | NotYetVerified |  | 3 | 6408.47 | 110.19 | 58.16 | 2.79 | 0.996 | 2975 | 81
P7S7ZZEU | AB Tech Solution INC | SmartPwrNet | ABTS-T5SL12-30W (2700K) | Indoor Luminaires | Linear Ambient | Direct Linear Ambient Luminaires | Standard | TRUE | 3155.91 | 95.26 | 33.13 | 20.9 | 0.935 | 2758 | 83 | 5 | 50000 | 42482 |  |  | NotYetVerified |  | 3 | 3156 | 95.26 | 33.13 | 14.2 | 0.986 | 2758 | 83
P9F32XMX | AB Tech Solution INC | SmartPwrNet | ABTS-T5SL12-30W (5000K) | Indoor Luminaires | Linear Ambient | Direct Linear Ambient Luminaires | Standard | FALSE | [9 empty] | 42482 | Not Yet Verified | Not Yet Verified | NotYetVerified |  | 3 | 3156 | 95.26 | 30 | 14.2 | 0.986 | 5000 | 83
PS25XAD9 | AB Tech Solution INC | SmartPwrNet | ABTS-T5SL24-60W (5000K) | Indoor Luminaires | Linear Ambient | Direct Linear Ambient Luminaires | Standard | FALSE | [9 empty] | 42482 | Not Dimmable | Not Dimmable | NotYetVerified |  | 3 | 5100 | 85 | 60 | 2.79 | 0.996 | 5000 | 81
PHHA15QZ | AB Tech Solution INC | SmartPwrNet | ABTS-T5SL12-30W (4500K) | Indoor Luminaires | Linear Ambient | Direct Linear Ambient Luminaires | Standard | FALSE | [9 empty] | 42482 | Not Yet Verified | Not Yet Verified | NotYetVerified |  | 3 | 3156 | 95.26 | 30 | 14.2 | 0.986 | 4500 | 83
PAPESD5G | AB Tech Solution INC | SmartPwrNet | ABTS-T5SL24-60W (4500K) | Indoor Luminaires | Linear Ambient | Direct Linear Ambient Luminaires | Standard | FALSE | [9 empty] | 42482 | Not Dimmable | Not Dimmable | NotYetVerified |  | 3 | 5100 | 85 | 60 | 2.79 | 0.996 | 4500 | 81
PDN94AVQ | AB Tech Solution INC | SmartPwrNet | ABTS-T5SL12-30W (4000K) | Indoor Luminaires | Linear Ambient | Direct Linear Ambient Luminaires | Standard | FALSE | [9 empty] | 42482 | Not Yet Verified | Not Yet Verified | NotYetVerified |  | 3 | 3156 | 95.26 | 30 | 14.2 | 0.986 | 4000 | 83
PD86YVEB | AB Tech Solution INC | SmartPwrNet | ABTS-T5SL24-60W (4000K) | Indoor Luminaires | Linear Ambient | Direct Linear Ambient Luminaires | Standard | FALSE | [9 empty] | 42482 | Not Dimmable | Not Dimmable | NotYetVerified |  | 3 | 5100 | 85 | 60 | 2.79 | 0.996 | 4000 | 81
PGXVXJM1 | AB Tech Solution INC | SmartPwrNet | ABTS-T5SL12-30W (3500K) | Indoor Luminaires | Linear Ambient | Direct Linear Ambient Luminaires | Standard | FALSE | [9 empty] | 42482 | Not Yet Verified | Not Yet Verified | NotYetVerified |  | 3 | 3156 | 95.26 | 30 | 14.2 | 0.986 | 3500 | 83
PQWXETP3 | AB Tech Solution INC | SmartPwrNet | ABTS-T5SL24-60W (3500K) | Indoor Luminaires | Linear Ambient | Direct Linear Ambient Luminaires | Standard | FALSE | [9 empty] | 42482 | Not Dimmable | Not Dimmable | NotYetVerified |  | 3 | 5100 | 85 | 60 | 2.79 | 0.996 | 3500 | 81
PJJQ6MTU | AB Tech Solution INC | SmartPwrNet | ABTS-T5SL12-30W (3000K) | Indoor Luminaires | Linear Ambient | Direct Linear Ambient Luminaires | Standard | FALSE | [9 empty] | 42482 | Not Yet Verified | Not Yet Verified | NotYetVerified |  | 3 | 3156 | 95.26 | 30 | 14.2 | 0.986 | 3000 | 83
PDYSHDYZ | US Green Lighting Inc. | US Green Lighting | L/SL4FT/40/XU/840/F001 | Indoor Luminaires | Linear Ambient | Direct Linear Ambient Luminaires | Standard | TRUE | 4293.25 | 107.06 | 40.1 | 14.5 | 0.898 | 3987 | 83.3 | 5 | 50000 | 42481 |  |  | No |  | 3.1 | 4200 | 105 | 40 | 25 | 0.9 | 4000 | 80
PXM8QU3G | US Green Lighting Inc. | US Green Lighting | L/SL4FT/40/XU/850/F001 | Indoor Luminaires | Linear Ambient | Direct Linear Ambient Luminaires | Standard | FALSE | [9 empty] | 42481 | Not Dimmable | Not Dimmable | No |  | 3.1 | 4200 | 105 | 40 | 25 | 0.9 | 5000 | 80
PEAWC5ZB | US Green Lighting Inc. | US Green Lighting | L/SL4FT/40/XU/845/F001 | Indoor Luminaires | Linear Ambient | Direct Linear Ambient Luminaires | Standard | FALSE | [9 empty] | 42481 | Not Dimmable | Not Dimmable | No |  | 3.1 | 4200 | 105 | 40 | 25 | 0.9 | 4500 | 80
PUPBN7X4 | Eaton (formerly Cooper Lighting) | NEORAY | 123-DR-1-35-X-0023-1-U-DD-C-1-W | Indoor Luminaires | Linear Ambient | Direct Linear Ambient Luminaires | Standard | TRUE | 1198.63 | 85.23 | 14.06 | 5.56 | 0.988 | 3409 | 83.4 | 5 | 60000 | 42480 |  |  | No |  | 3.1
PPV3HYWA | Eaton (formerly Cooper Lighting) | NEORAY | 123-DR-1-40-X-0023-1-U-DD-C-1-W | Indoor Luminaires | Linear Ambient | Direct Linear Ambient Luminaires | Standard | TRUE | 1177.22 | 83.23 | 14.14 | 5.55 | 0.988 | 3958 | 84.4 | 5 | 60000 | 42480 |  |  | No |  | 3.1
PKYSVUEC | Eaton (formerly Cooper Lighting) | NEORAY | 124-DR-1-35-X-0023-1-U-DD-C-4-W | Indoor Luminaires | Linear Ambient | Direct Linear Ambient Luminaires | Standard | TRUE | 1288 | 91.3 | 14.1 | 20.05 | 0.8759 | 3409 | 83.4 | 5 | 60000 | 42480 |  |  | No |  | 3.1
PPKZQS3Q | Eaton (formerly Cooper Lighting) | NEORAY | S124-RDR-1-40-[All Ceiling Type]-0023-[All Circuiting]-1-ED-[All Emergency]-[All Options]-1-W | Indoor Luminaires | Linear Ambient | Direct Linear Ambient Luminaires | Standard | FALSE | [9 empty] | 42480 |  |  | No |  | 3.1 | 1340.2 | 91.17 | 14.7 | 9.12 | 0.9867 | 4000 | 85
PEMVPM8G | Eaton (formerly Cooper Lighting) | NEORAY | S125-DR-1-40-[All Ceiling Type]-0023-[All Circuiting]-1-ED-[All Emergency]-[All Options]-1-[All Colors] | Indoor Luminaires | Linear Ambient | Direct Linear Ambient Luminaires | Standard | FALSE | [9 empty] | 42480 |  |  | No |  | 3.1 | 1339.2 | 91.1 | 14.7 | 9.12 | 0.9867 | 4000 | 85
PHW8UHVP | Eaton (formerly Cooper Lighting) | NEORAY | S125-DR-1-40-[All Ceiling Type]-0023-[All Circuiting]-1-ED-[All Emergency]-[All Options]-4-[All Colors] | Indoor Luminaires | Linear Ambient | Direct Linear Ambient Luminaires | Standard | FALSE | [9 empty] | 42480 |  |  | No |  | 3.1 | 1306.3 | 88.86 | 14.7 | 9.12 | 0.9867 | 4000 | 85
PGXG645N | Eaton (formerly Cooper Lighting) | NEORAY | S125-RDR-1-40-[All Ceiling Type]-0023-[All Circuiting]-1-ED-[All Emergency]-[All Options]-1-W | Indoor Luminaires | Linear Ambient | Direct Linear Ambient Luminaires | Standard | FALSE | [9 empty] | 42480 |  |  | No |  | 3.1 | 1287.4 | 87.58 | 14.7 | 9.12 | 0.9867 | 4000 | 85
PU786ZK4 | Eaton (formerly Cooper Lighting) | NEORAY | S124-DR-1-40-[All Ceiling Type]-0023-[All Circuiting]-1-ED-[All Emergency]-[All Options]-4-[All Colors] | Indoor Luminaires | Linear Ambient | Direct Linear Ambient Luminaires | Standard | FALSE | [9 empty] | 42480 |  |  | No |  | 3.1 | 1252.5 | 85.2 | 14.7 | 9.12 | 0.9867 | 4000 | 85
P1V85YJT | Eaton (formerly Cooper Lighting) | NEORAY | S124-DR-1-40-[All Ceiling Type]-0023-[All Circuiting]-1-ED-[All Emergency]-[All Options]-1-[All Colors] | Indoor Luminaires | Linear Ambient | Direct Linear Ambient Luminaires | Standard | FALSE | [9 empty] | 42480 |  |  | No |  | 3.1 | 1242.2 | 84.5 | 14.7 | 9.12 | 0.9867 | 4000 | 85
PV4FKQZC | Eaton (formerly Cooper Lighting) | NEORAY | S123-DR-1-40-[All Ceiling Type]-0023-[All Circuiting]-1-ED-[All Emergency]-[All Options]-4-[All Colors] | Indoor Luminaires | Linear Ambient | Direct Linear Ambient Luminaires | Standard | FALSE | [9 empty] | 42480 |  |  | No |  | 3.1 | 1239.7 | 84.33 | 14.7 | 9.12 | 0.9867 | 4000 | 85
P7WNMPHZ | Eaton (formerly Cooper Lighting) | NEORAY | S123-DR-1-40-[All Ceiling Type]-0023-[All Circuiting]-1-ED-[All Emergency]-[All Options]-1-[All Colors] | Indoor Luminaires | Linear Ambient | Direct Linear Ambient Luminaires | Standard | FALSE | [9 empty] | 42480 |  |  | No |  | 3.1 | 1220.7 | 83.04 | 14.7 | 9.12 | 0.9867 | 4000 | 85
PREUFZR6 | Eaton (formerly Cooper Lighting) | NEORAY | S124-RDR-1-40-[All Ceiling Type]-0083-[All Circuiting]-U-ED-[All Emergency]-[All Options]-1-W | Indoor Luminaires | Linear Ambient | Direct Linear Ambient Luminaires | Standard | FALSE | [9 empty] | 42480 |  |  | No |  | 3.1 | 4836.3 | 91.77 | 52.7 | 8.45 | 0.992 | 4000 | 85
PD46J2SZ | Eaton (formerly Cooper Lighting) | NEORAY | S125-DR-1-40-[All Ceiling Type]-0083-[All Circuiting]-U-ED-[All Emergency]-[All Options]-1-[All Colors] | Indoor Luminaires | Linear Ambient | Direct Linear Ambient Luminaires | Standard | FALSE | [9 empty] | 42480 |  |  | No |  | 3.1 | 4832.6 | 91.7 | 52.7 | 8.45 | 0.992 | 4000 | 85
PTDG54ZC | Eaton (formerly Cooper Lighting) | NEORAY | S125-DR-1-40-[All Ceiling Type]-0083-[All Circuiting]-U-ED-[All Emergency]-[All Options]-4-[All Colors] | Indoor Luminaires | Linear Ambient | Direct Linear Ambient Luminaires | Standard | FALSE | [9 empty] | 42480 |  |  | No |  | 3.1 | 4714.2 | 89.45 | 52.7 | 8.45 | 0.992 | 4000 | 85
P3XF2FSC | Eaton (formerly Cooper Lighting) | NEORAY | S125-RDR-1-40-[All Ceiling Type]-0083-[All Circuiting]-U-ED-[All Emergency]-[All Options]-1-W | Indoor Luminaires | Linear Ambient | Direct Linear Ambient Luminaires | Standard | FALSE | [9 empty] | 42480 |  |  | No |  | 3.1 | 4645.7 | 88.15 | 52.7 | 8.45 | 0.992 | 4000 | 85
P118CMFR | Eaton (formerly Cooper Lighting) | NEORAY | S124-DR-1-40-[All Ceiling Type]-0083-[All Circuiting]-U-ED-[All Emergency]-[All Options]-4-[All Colors] | Indoor Luminaires | Linear Ambient | Direct Linear Ambient Luminaires | Standard | FALSE | [9 empty] | 42480 |  |  | No |  | 3.1 | 4519.8 | 85.76 | 52.7 | 8.45 | 0.992 | 4000 | 85
PZZ1G7DX | Eaton (formerly Cooper Lighting) | NEORAY | S124-DR-1-40-[All Ceiling Type]-0083-[All Circuiting]-1-ED-[All Emergency]-[All Options]-1-[All Colors] | Indoor Luminaires | Linear Ambient | Direct Linear Ambient Luminaires | Standard | FALSE | [9 empty] | 42480 |  |  | No |  | 3.1 | 4482.8 | 85.06 | 52.7 | 8.45 | 0.992 | 4000 | 85
P9QYG8JE | Eaton (formerly Cooper Lighting) | NEORAY | S123-DR-1-40-[All Ceiling Type]-0083-[All Circuiting]-1-ED-[All Emergency]-[All Options]-4-[All Colors] | Indoor Luminaires | Linear Ambient | Direct Linear Ambient Luminaires | Standard | FALSE | [9 empty] | 42480 |  |  | No |  | 3.1 | 4473.6 | 84.89 | 52.7 | 8.45 | 0.992 | 4000 | 85
PUC2CQX3 | Eaton (formerly Cooper Lighting) | NEORAY | S123-DR-1-40-[All Ceiling Type]-0083-[All Circuiting]-1-ED-[All Emergency]-[All Options]-1-[All Colors] | Indoor Luminaires | Linear Ambient | Direct Linear Ambient Luminaires | Standard | FALSE | [9 empty] | 42480 |  |  | No |  | 3.1 | 4405.1 | 83.59 | 52.7 | 8.45 | 0.992 | 4000 | 85
PMJB5K97 | Eaton (formerly Cooper Lighting) | NEORAY | S124-RDR-2-40-[All Ceiling Type]-0059-[All Circuiting]-U-ED-[All Emergency]-[All Options]-1-W | Indoor Luminaires | Linear Ambient | Direct Linear Ambient Luminaires | Standard | FALSE | [9 empty] | 42480 |  |  | No |  | 3.1 | 5344.2 | 95.43 | 56 | 8.36 | 0.9922 | 4000 | 85
PWH39382 | Eaton (formerly Cooper Lighting) | NEORAY | S125-DR-2-40-[All Ceiling Type]-0059-[All Circuiting]-U-ED-[All Emergency]-[All Options]-1-[All Colors] | Indoor Luminaires | Linear Ambient | Direct Linear Ambient Luminaires | Standard | FALSE | [9 empty] | 42480 |  |  | No |  | 3.1 | 5178.5 | 92.47 | 56 | 8.36 | 0.9922 | 4000 | 85
P536ADRU | Eaton (formerly Cooper Lighting) | NEORAY | S125-DR-2-40-[All Ceiling Type]-0059-[All Circuiting]-U-ED-[All Emergency]-[All Options]-4-[All Colors] | Indoor Luminaires | Linear Ambient | Direct Linear Ambient Luminaires | Standard | FALSE | [9 empty] | 42480 |  |  | No |  | 3.1 | 5051.6 | 90.21 | 56 | 8.36 | 0.9922 | 4000 | 85
P1SU7S79 | Eaton (formerly Cooper Lighting) | NEORAY | S124-DR-2-40-[All Ceiling Type]-0059-[All Circuiting]-U-ED-[All Emergency]-[All Options]-4-[All Colors] | Indoor Luminaires | Linear Ambient | Direct Linear Ambient Luminaires | Standard | FALSE | [9 empty] | 42480 |  |  | No |  | 3.1 | 4994.5 | 89.19 | 56 | 8.36 | 0.9922 | 4000 | 85
P4R8C24A | Eaton (formerly Cooper Lighting) | NEORAY | S125-RDR-2-40-[All Ceiling Type]-0059-[All Circuiting]-U-ED-[All Emergency]-[All Options]-1-W | Indoor Luminaires | Linear Ambient | Direct Linear Ambient Luminaires | Standard | FALSE | [9 empty] | 42480 |  |  | No |  | 3.1 | 4978.2 | 88.9 | 56 | 8.36 | 0.9922 | 4000 | 85
P67BEP9D | Eaton (formerly Cooper Lighting) | NEORAY | S124-DR-2-40-[All Ceiling Type]-0059-[All Circuiting]-U-ED-[All Emergency]-[All Options]-1-[All Colors] | Indoor Luminaires | Linear Ambient | Direct Linear Ambient Luminaires | Standard | FALSE | [9 empty] | 42480 |  |  | No |  | 3.1 | 4953.6 | 88.46 | 56 | 8.36 | 0.9922 | 4000 | 85
PAB5KBMK | Eaton (formerly Cooper Lighting) | NEORAY | S123-DR-2-40-[All Ceiling Type]-0059-[All Circuiting]-1-ED-[All Emergency]-[All Options]-4-[All Colors] | Indoor Luminaires | Linear Ambient | Direct Linear Ambient Luminaires | Standard | FALSE | [9 empty] | 42480 |  |  | No |  | 3.1 | 4680.5 | 83.58 | 56 | 8.36 | 0.9922 | 4000 | 85
P86MMHMW | Eaton (formerly Cooper Lighting) | NEORAY | S124-RDR-1-40-[All Ceiling Type]-0047-[All Circuiting]-U-ED-[All Emergency]-[All Options]-1-W | Indoor Luminaires | Linear Ambient | Direct Linear Ambient Luminaires | Standard | FALSE | [9 empty] | 42480 |  |  | No |  | 3.1 | 2738.7 | 92.52 | 29.6 | 8.27 | 0.9937 | 4000 | 85
PN6MMR6T | Eaton (formerly Cooper Lighting) | NEORAY | S125-DR-1-40-[All Ceiling Type]-0047-[All Circuiting]-U-ED-[All Emergency]-[All Options]-1-[All Colors] | Indoor Luminaires | Linear Ambient | Direct Linear Ambient Luminaires | Standard | FALSE | [9 empty] | 42480 |  |  | No |  | 3.1 | 2736.6 | 92.45 | 29.6 | 8.27 | 0.9937 | 4000 | 85
PC6XAXD7 | Eaton (formerly Cooper Lighting) | NEORAY | S125-DR-1-40-[All Ceiling Type]-0047-[All Circuiting]-U-ED-[All Emergency]-[All Options]-4-[All Colors] | Indoor Luminaires | Linear Ambient | Direct Linear Ambient Luminaires | Standard | FALSE | [9 empty] | 42480 |  |  | No |  | 3.1 | 2669.5 | 90.19 | 29.6 | 8.27 | 0.9937 | 4000 | 85
P3H3YX67 | Eaton (formerly Cooper Lighting) | NEORAY | S125-RDR-1-40-[All Ceiling Type]-0047-[All Circuiting]-U-ED-[All Emergency]-[All Options]-1-W | Indoor Luminaires | Linear Ambient | Direct Linear Ambient Luminaires | Standard | FALSE | [9 empty] | 42480 |  |  | No |  | 3.1 | 2630.7 | 88.88 | 29.6 | 8.27 | 0.9937 | 4000 | 85
PBZ8CARB | Eaton (formerly Cooper Lighting) | NEORAY | S124-DR-1-40-[All Ceiling Type]-0047-[All Circuiting]-U-ED-[All Emergency]-[All Options]-4-[All Colors] | Indoor Luminaires | Linear Ambient | Direct Linear Ambient Luminaires | Standard | FALSE | [9 empty] | 42480 |  |  | No |  | 3.1 | 2559.4 | 86.47 | 29.6 | 8.27 | 0.9937 | 4000 | 85
PJX18EXA | Eaton (formerly Cooper Lighting) | NEORAY | S124-DR-1-40-[All Ceiling Type]-0047-[All Circuiting]-U-ED-[All Emergency]-[All Options]-1-[All Colors] | Indoor Luminaires | Linear Ambient | Direct Linear Ambient Luminaires | Standard | FALSE | [9 empty] | 42480 |  |  | No |  | 3.1 | 2538.5 | 85.76 | 29.6 | 8.27 | 0.9937 | 4000 | 85
P9R7KNKB | Eaton (formerly Cooper Lighting) | NEORAY | S123-DR-1-40-[All Ceiling Type]-0047-[All Circuiting]-U-ED-[All Emergency]-[All Options]-4-[All Colors] | Indoor Luminaires | Linear Ambient | Direct Linear Ambient Luminaires | Standard | FALSE | [9 empty] | 42480 |  |  | No |  | 3.1 | 2533.2 | 85.58 | 29.6 | 8.27 | 0.9937 | 4000 | 85
PJVWYSXS | Eaton (formerly Cooper Lighting) | NEORAY | S123-DR-1-40-[All Ceiling Type]-0047-[All Circuiting]-1-ED-[All Emergency]-[All Options]-1-[All Colors] | Indoor Luminaires | Linear Ambient | Direct Linear Ambient Luminaires | Standard | FALSE | [9 empty] | 42480 |  |  | No |  | 3.1 | 2494.5 | 84.27 | 29.6 | 8.27 | 0.9937 | 4000 | 85
PAZVHDA6 | Eaton (formerly Cooper Lighting) | NEORAY | S124-RDR-1-40-[All Ceiling Type]-0095-[All Circuiting]-U-ED-[All Emergency]-[All Options]-1-W | Indoor Luminaires | Linear Ambient | Direct Linear Ambient Luminaires | Standard | FALSE | [9 empty] | 42480 |  |  | No |  | 3.1 | 5535.6 | 91.95 | 60.2 | 8.25 | 0.9938 | 4000 | 85
PAE7SKKU | Eaton (formerly Cooper Lighting) | NEORAY | S125-DR-1-40-[All Ceiling Type]-0095-[All Circuiting]-U-ED-[All Emergency]-[All Options]-1-[All Colors] | Indoor Luminaires | Linear Ambient | Direct Linear Ambient Luminaires | Standard | FALSE | [9 empty] | 42480 |  |  | No |  | 3.1 | 5531.3 | 91.88 | 60.2 | 8.25 | 0.9938 | 4000 | 85
PRRQTJBS | Eaton (formerly Cooper Lighting) | NEORAY | S125-DR-1-40-[All Ceiling Type]-0095-[All Circuiting]-U-ED-[All Emergency]-[All Options]-4-[All Colors] | Indoor Luminaires | Linear Ambient | Direct Linear Ambient Luminaires | Standard | FALSE | [9 empty] | 42480 |  |  | No |  | 3.1 | 5395.8 | 89.63 | 60.2 | 8.25 | 0.9938 | 4000 | 85
P9PZ3J4E | Eaton (formerly Cooper Lighting) | NEORAY | S125-RDR-1-40-[All Ceiling Type]-0095-[All Circuiting]-U-ED-[All Emergency]-[All Options]-1-W | Indoor Luminaires | Linear Ambient | Direct Linear Ambient Luminaires | Standard | FALSE | [9 empty] | 42480 |  |  | No |  | 3.1 | 5317.4 | 88.33 | 60.2 | 8.25 | 0.9938 | 4000 | 85
PFJE9U2H | Eaton (formerly Cooper Lighting) | NEORAY | S124-DR-1-40-[All Ceiling Type]-0095-[All Circuiting]-U-ED-[All Emergency]-[All Options]-4-[All Colors] | Indoor Luminaires | Linear Ambient | Direct Linear Ambient Luminaires | Standard | FALSE | [9 empty] | 42480 |  |  | No |  | 3.1 | 5173.3 | 85.94 | 60.2 | 8.25 | 0.9938 | 4000 | 85
PJ8KK9RS | Eaton (formerly Cooper Lighting) | NEORAY | S124-DR-1-40-[All Ceiling Type]-0095-[All Circuiting]-U-ED-[All Emergency]-[All Options]-1-[All Colors] | Indoor Luminaires | Linear Ambient | Direct Linear Ambient Luminaires | Standard | FALSE | [9 empty] | 42480 |  |  | No |  | 3.1 | 5131 | 85.23 | 60.2 | 8.25 | 0.9938 | 4000 | 85
PRAZVH2K | Eaton (formerly Cooper Lighting) | NEORAY | S123-DR-1-40-[All Ceiling Type]-0095-[All Circuiting]-U-ED-[All Emergency]-[All Options]-4-[All Colors] | Indoor Luminaires | Linear Ambient | Direct Linear Ambient Luminaires | Standard | FALSE | [9 empty] | 42480 |  |  | No |  | 3.1 | 5120.4 | 85.06 | 60.2 | 8.25 | 0.9938 | 4000 | 85
PD95BE6A | Eaton (formerly Cooper Lighting) | NEORAY | S123-DR-1-40-[All Ceiling Type]-0095-[All Circuiting]-1-ED-[All Emergency]-[All Options]-1-[All Colors] | Indoor Luminaires | Linear Ambient | Direct Linear Ambient Luminaires | Standard | FALSE | [9 empty] | 42480 |  |  | No |  | 3.1 | 5042 | 83.75 | 60.2 | 8.25 | 0.9938 | 4000 | 85
PPM1BY1F | Eaton (formerly Cooper Lighting) | NEORAY | S124-RDR-1-40-[All Ceiling Type]-0059-[All Circuiting]-U-ED-[All Emergency]-[All Options]-1-W | Indoor Luminaires | Linear Ambient | Direct Linear Ambient Luminaires | Standard | FALSE | [9 empty] | 42480 |  |  | No |  | 3.1 | 3437.9 | 92.17 | 37.3 | 8.25 | 0.9945 | 4000 | 85
PGJBA69X | Eaton (formerly Cooper Lighting) | NEORAY | S125-DR-1-40-[All Ceiling Type]-0059-[All Circuiting]-U-ED-[All Emergency]-[All Options]-1-[All Colors] | Indoor Luminaires | Linear Ambient | Direct Linear Ambient Luminaires | Standard | FALSE | [9 empty] | 42480 |  |  | No |  | 3.1 | 3435.3 | 92.1 | 37.3 | 8.25 | 0.9945 | 4000 | 85
PJ5GP9WH | Eaton (formerly Cooper Lighting) | NEORAY | S125-DR-1-40-[All Ceiling Type]-0059-[All Circuiting]-U-ED-[All Emergency]-[All Options]-4-[All Colors] | Indoor Luminaires | Linear Ambient | Direct Linear Ambient Luminaires | Standard | FALSE | [9 empty] | 42480 |  |  | No |  | 3.1 | 3351.1 | 89.84 | 37.3 | 8.25 | 0.9945 | 4000 | 85
P81ZRTU5 | Eaton (formerly Cooper Lighting) | NEORAY | S125-RDR-1-40-[All Ceiling Type]-0059-[All Circuiting]-U-ED-[All Emergency]-[All Options]-1-W | Indoor Luminaires | Linear Ambient | Direct Linear Ambient Luminaires | Standard | FALSE | [9 empty] | 42480 |  |  | No |  | 3.1 | 3302.4 | 88.54 | 37.3 | 8.25 | 0.9945 | 4000 | 85
P4N3X4XU | Eaton (formerly Cooper Lighting) | NEORAY | S124-DR-1-40-[All Ceiling Type]-0059-[All Circuiting]-U-ED-[All Emergency]-[All Options]-4-[All Colors] | Indoor Luminaires | Linear Ambient | Direct Linear Ambient Luminaires | Standard | FALSE | [9 empty] | 42480 |  |  | No |  | 3.1 | 3212.9 | 86.14 | 37.3 | 8.25 | 0.9945 | 4000 | 85
PTJYHX7Q | Eaton (formerly Cooper Lighting) | NEORAY | S124-DR-1-40-[All Ceiling Type]-0059-[All Circuiting]-U-ED-[All Emergency]-[All Options]-1-[All Colors] | Indoor Luminaires | Linear Ambient | Direct Linear Ambient Luminaires | Standard | FALSE | [9 empty] | 42480 |  |  | No |  | 3.1 | 3186.6 | 85.43 | 37.3 | 8.25 | 0.9945 | 4000 | 85
PESX3QSV | Eaton (formerly Cooper Lighting) | NEORAY | S123-DR-1-40-[All Ceiling Type]-0059-[All Circuiting]-U-ED-[All Emergency]-[All Options]-4-[All Colors] | Indoor Luminaires | Linear Ambient | Direct Linear Ambient Luminaires | Standard | FALSE | [9 empty] | 42480 |  |  | No |  | 3.1 | 3180 | 85.25 | 37.3 | 8.25 | 0.9945 | 4000 | 85
PTY81WTN | Eaton (formerly Cooper Lighting) | NEORAY | S123-DR-1-40-[All Ceiling Type]-0059-[All Circuiting]-U-ED-[All Emergency]-[All Options]-1-[All Colors] | Indoor Luminaires | Linear Ambient | Direct Linear Ambient Luminaires | Standard | FALSE | [9 empty] | 42480 |  |  | No |  | 3.1 | 3131.3 | 83.95 | 37.3 | 8.25 | 0.9945 | 4000 | 85
PW2UW9FF | Eaton (formerly Cooper Lighting) | NEORAY | S124-RDR-2-40-[All Ceiling Type]-0119-[All Circuiting]-U-ED-[All Emergency]-[All Options]-1-W | Indoor Luminaires | Linear Ambient | Direct Linear Ambient Luminaires | Standard | FALSE | [9 empty] | 42480 |  |  | No |  | 3.1 | 10779 | 96.5 | 111.7 | 8.23 | 0.9914 | 4000 | 85
PZHVW8ZZ | Eaton (formerly Cooper Lighting) | NEORAY | S125-DR-2-40-[All Ceiling Type]-0119-[All Circuiting]-U-ED-[All Emergency]-[All Options]-1-[All Colors] | Indoor Luminaires | Linear Ambient | Direct Linear Ambient Luminaires | Standard | FALSE | [9 empty] | 42480 |  |  | No |  | 3.1 | 10444.9 | 93.51 | 111.7 | 8.23 | 0.9914 | 4000 | 85
PUUR5GA5 | Eaton (formerly Cooper Lighting) | NEORAY | S125-DR-2-40-[All Ceiling Type]-0119-[All Circuiting]-U-ED-[All Emergency]-[All Options]-4-[All Colors] | Indoor Luminaires | Linear Ambient | Direct Linear Ambient Luminaires | Standard | FALSE | [9 empty] | 42480 |  |  | No |  | 3.1 | 10188.8 | 91.22 | 111.7 | 8.23 | 0.9914 | 4000 | 85
PUN698JW | Eaton (formerly Cooper Lighting) | NEORAY | S124-DR-2-40-[All Ceiling Type]-0119-[All Circuiting]-U-ED-[All Emergency]-[All Options]-4-[All Colors] | Indoor Luminaires | Linear Ambient | Direct Linear Ambient Luminaires | Standard | FALSE | [9 empty] | 42480 |  |  | No |  | 3.1 | 10073.6 | 90.18 | 111.7 | 8.23 | 0.9914 | 4000 | 85
PFMKH2BF | Eaton (formerly Cooper Lighting) | NEORAY | S125-RDR-2-40-[All Ceiling Type]-0119-[All Circuiting]-U-ED-[All Emergency]-[All Options]-1-W | Indoor Luminaires | Linear Ambient | Direct Linear Ambient Luminaires | Standard | FALSE | [9 empty] | 42480 |  |  | No |  | 3.1 | 10040.8 | 89.89 | 111.7 | 8.23 | 0.9914 | 4000 | 85
PDPJMH7C | Eaton (formerly Cooper Lighting) | NEORAY | S124-DR-2-40-[All Ceiling Type]-0119-[All Circuiting]-U-ED-[All Emergency]-[All Options]-1-[All Colors] | Indoor Luminaires | Linear Ambient | Direct Linear Ambient Luminaires | Standard | FALSE | [9 empty] | 42480 |  |  | No |  | 3.1 | 9991.1 | 89.45 | 111.7 | 8.23 | 0.9914 | 4000 | 85
PKW4DTE9 | Eaton (formerly Cooper Lighting) | NEORAY | S123-DR-2-40-[All Ceiling Type]-0119-[All Circuiting]-U-ED-[All Emergency]-[All Options]-4-[All Colors] | Indoor Luminaires | Linear Ambient | Direct Linear Ambient Luminaires | Standard | FALSE | [9 empty] | 42480 |  |  | No |  | 3.1 | 9440.3 | 84.51 | 111.7 | 8.23 | 0.9914 | 4000 | 85
PBNX1HFP | Eaton (formerly Cooper Lighting) | NEORAY | S123-DR-2-40-[All Ceiling Type]-0119-[All Circuiting]-1-ED-[All Emergency]-[All Options]-1-[All Colors] | Indoor Luminaires | Linear Ambient | Direct Linear Ambient Luminaires | Standard | FALSE | [9 empty] | 42480 |  |  | No |  | 3.1 | 9295.8 | 83.22 | 111.7 | 8.23 | 0.9914 | 4000 | 85
PDD4B5YQ | Eaton (formerly Cooper Lighting) | NEORAY | S124-RDR-2-40-[All Ceiling Type]-0035-[All Circuiting]-U-ED-[All Emergency]-[All Options]-1-W | Indoor Luminaires | Linear Ambient | Direct Linear Ambient Luminaires | Standard | FALSE | [9 empty] | 42480 |  |  | No |  | 3.1 | 3170.3 | 96.07 | 33 | 8.13 | 0.9945 | 4000 | 85
PX5PKD7F | Eaton (formerly Cooper Lighting) | NEORAY | S125-DR-2-40-[All Ceiling Type]-0035-[All Circuiting]-U-ED-[All Emergency]-[All Options]-1-[All Colors] | Indoor Luminaires | Linear Ambient | Direct Linear Ambient Luminaires | Standard | FALSE | [9 empty] | 42480 |  |  | No |  | 3.1 | 3072 | 93.09 | 33 | 8.13 | 0.9945 | 4000 | 85
PYJWPGQG | Eaton (formerly Cooper Lighting) | NEORAY | S125-DR-2-40-[All Ceiling Type]-0035-[All Circuiting]-U-ED-[All Emergency]-[All Options]-4-[All Colors] | Indoor Luminaires | Linear Ambient | Direct Linear Ambient Luminaires | Standard | FALSE | [9 empty] | 42480 |  |  | No |  | 3.1 | 2996.7 | 90.81 | 33 | 8.13 | 0.9945 | 4000 | 85
PXFCZHT4 | Eaton (formerly Cooper Lighting) | NEORAY | S124-DR-2-40-[All Ceiling Type]-0035-[All Circuiting]-U-ED-[All Emergency]-[All Options]-4-[All Colors] | Indoor Luminaires | Linear Ambient | Direct Linear Ambient Luminaires | Standard | FALSE | [9 empty] | 42480 |  |  | No |  | 3.1 | 2962.8 | 89.78 | 33 | 8.13 | 0.9945 | 4000 | 85
PFRKBACU | Eaton (formerly Cooper Lighting) | NEORAY | S125-RDR-2-40-[All Ceiling Type]-0035-[All Circuiting]-U-ED-[All Emergency]-[All Options]-1-W | Indoor Luminaires | Linear Ambient | Direct Linear Ambient Luminaires | Standard | FALSE | [9 empty] | 42480 |  |  | No |  | 3.1 | 2953.2 | 89.49 | 33 | 8.13 | 0.9945 | 4000 | 85
PK2ABBQ4 | Eaton (formerly Cooper Lighting) | NEORAY | S124-DR-2-40-[All Ceiling Type]-0035-[All Circuiting]-U-ED-[All Emergency]-[All Options]-1-[All Colors] | Indoor Luminaires | Linear Ambient | Direct Linear Ambient Luminaires | Standard | FALSE | [9 empty] | 42480 |  |  | No |  | 3.1 | 2938.6 | 89.05 | 33 | 8.13 | 0.9945 | 4000 | 85
PX4XYUGJ | Eaton (formerly Cooper Lighting) | NEORAY | S123-DR-2-40-[All Ceiling Type]-0035-[All Circuiting]-1-ED-[All Emergency]-[All Options]-4-[All Colors] | Indoor Luminaires | Linear Ambient | Direct Linear Ambient Luminaires | Standard | FALSE | [9 empty] | 42480 |  |  | No |  | 3.1 | 2776.6 | 84.14 | 33 | 8.13 | 0.9945 | 4000 | 85
PMZ3KWRS | Eaton (formerly Cooper Lighting) | NEORAY | S123-DR-2-40-[All Ceiling Type]-0035-[All Circuiting]-1-ED-[All Emergency]-[All Options]-1-[All Colors] | Indoor Luminaires | Linear Ambient | Direct Linear Ambient Luminaires | Standard | FALSE | [9 empty] | 42480 |  |  | No |  | 3.1 | 2734.1 | 82.85 | 33 | 8.13 | 0.9945 | 4000 | 85
PJH28VJT | Eaton (formerly Cooper Lighting) | NEORAY | S124-RDR-2-40-[All Ceiling Type]-0131-[All Circuiting]-U-ED-[All Emergency]-[All Options]-1-W | Indoor Luminaires | Linear Ambient | Direct Linear Ambient Luminaires | Standard | FALSE | [9 empty] | 42480 |  |  | No |  | 3.1 | 11865.9 | 96.55 | 122.9 | 8.11 | 0.9931 | 4000 | 85
PTEQM3XH | Eaton (formerly Cooper Lighting) | NEORAY | S125-DR-2-40-[All Ceiling Type]-0131-[All Circuiting]-U-ED-[All Emergency]-[All Options]-1-[All Colors] | Indoor Luminaires | Linear Ambient | Direct Linear Ambient Luminaires | Standard | FALSE | [9 empty] | 42480 |  |  | No |  | 3.1 | 11498.1 | 93.56 | 122.9 | 8.11 | 0.9931 | 4000 | 85
PYEPYXH4 | Eaton (formerly Cooper Lighting) | NEORAY | S125-DR-2-40-[All Ceiling Type]-0131-[All Circuiting]-U-ED-[All Emergency]-[All Options]-4-[All Colors] | Indoor Luminaires | Linear Ambient | Direct Linear Ambient Luminaires | Standard | FALSE | [9 empty] | 42480 |  |  | No |  | 3.1 | 11216.3 | 91.26 | 122.9 | 8.11 | 0.9931 | 4000 | 85
PD21P8Z1 | Eaton (formerly Cooper Lighting) | NEORAY | S124-DR-2-40-[All Ceiling Type]-0131-[All Circuiting]-U-ED-[All Emergency]-[All Options]-4-[All Colors] | Indoor Luminaires | Linear Ambient | Direct Linear Ambient Luminaires | Standard | FALSE | [9 empty] | 42480 |  |  | No |  | 3.1 | 11089.4 | 90.23 | 122.9 | 8.11 | 0.9931 | 4000 | 85
PBAGPBAP | Eaton (formerly Cooper Lighting) | NEORAY | S125-RDR-2-40-[All Ceiling Type]-0131-[All Circuiting]-U-ED-[All Emergency]-[All Options]-1-W | Indoor Luminaires | Linear Ambient | Direct Linear Ambient Luminaires | Standard | FALSE | [9 empty] | 42480 |  |  | No |  | 3.1 | 11053.3 | 89.94 | 122.9 | 8.11 | 0.9931 | 4000 | 85
PWCG9JMY | Eaton (formerly Cooper Lighting) | NEORAY | S124-DR-2-40-[All Ceiling Type]-0131-[All Circuiting]-U-ED-[All Emergency]-[All Options]-1-[All Colors] | Indoor Luminaires | Linear Ambient | Direct Linear Ambient Luminaires | Standard | FALSE | [9 empty] | 42480 |  |  | No |  | 3.1 | 10998.6 | 89.49 | 122.9 | 8.11 | 0.9931 | 4000 | 85
PYXATJBZ | Eaton (formerly Cooper Lighting) | NEORAY | S123-DR-2-40-[All Ceiling Type]-0131-[All Circuiting]-U-ED-[All Emergency]-[All Options]-4-[All Colors] | Indoor Luminaires | Linear Ambient | Direct Linear Ambient Luminaires | Standard | FALSE | [9 empty] | 42480 |  |  | No |  | 3.1 | 10392.3 | 84.56 | 122.9 | 8.11 | 0.9931 | 4000 | 85
PADRV4ET | Eaton (formerly Cooper Lighting) | NEORAY | S123-DR-2-40-[All Ceiling Type]-0131-[All Circuiting]-1-ED-[All Emergency]-[All Options]-1-[All Colors] | Indoor Luminaires | Linear Ambient | Direct Linear Ambient Luminaires | Standard | FALSE | [9 empty] | 42480 |  |  | No |  | 3.1 | 10233.2 | 83.26 | 122.9 | 8.11 | 0.9931 | 4000 | 85
P75WK6CE | Eaton (formerly Cooper Lighting) | NEORAY | S124-RDR-2-40-[All Ceiling Type]-0071-[All Circuiting]-U-ED-[All Emergency]-[All Options]-1-W | Indoor Luminaires | Linear Ambient | Direct Linear Ambient Luminaires | Standard | FALSE | [9 empty] | 42480 |  |  | No |  | 3.1 | 6431.2 | 95.56 | 67.3 | 8.1 | 0.9947 | 4000 | 85
PZTY9DNZ | Eaton (formerly Cooper Lighting) | NEORAY | S125-DR-2-40-[All Ceiling Type]-0071-[All Circuiting]-U-ED-[All Emergency]-[All Options]-1-[All Colors] | Indoor Luminaires | Linear Ambient | Direct Linear Ambient Luminaires | Standard | FALSE | [9 empty] | 42480 |  |  | No |  | 3.1 | 6231.8 | 92.6 | 67.3 | 8.1 | 0.9947 | 4000 | 85
PGSYZ3E9 | Eaton (formerly Cooper Lighting) | NEORAY | S125-DR-2-40-[All Ceiling Type]-0071-[All Circuiting]-U-ED-[All Emergency]-[All Options]-4-[All Colors] | Indoor Luminaires | Linear Ambient | Direct Linear Ambient Luminaires | Standard | FALSE | [9 empty] | 42480 |  |  | No |  | 3.1 | 6079.1 | 90.33 | 67.3 | 8.1 | 0.9947 | 4000 | 85
PRNDNJ4P | Eaton (formerly Cooper Lighting) | NEORAY | S124-DR-2-40-[All Ceiling Type]-0071-[All Circuiting]-U-ED-[All Emergency]-[All Options]-4-[All Colors] | Indoor Luminaires | Linear Ambient | Direct Linear Ambient Luminaires | Standard | FALSE | [9 empty] | 42480 |  |  | No |  | 3.1 | 6010.3 | 89.31 | 67.3 | 8.1 | 0.9947 | 4000 | 85
P9QJ5XBU | Eaton (formerly Cooper Lighting) | NEORAY | S125-RDR-2-40-[All Ceiling Type]-0071-[All Circuiting]-U-ED-[All Emergency]-[All Options]-1-W | Indoor Luminaires | Linear Ambient | Direct Linear Ambient Luminaires | Standard | FALSE | [9 empty] | 42480 |  |  | No |  | 3.1 | 5990.7 | 89.01 | 67.3 | 8.1 | 0.9947 | 4000 | 85
P3E7D681 | Eaton (formerly Cooper Lighting) | NEORAY | S124-DR-2-40-[All Ceiling Type]-0071-[All Circuiting]-U-ED-[All Emergency]-[All Options]-1-[All Colors] | Indoor Luminaires | Linear Ambient | Direct Linear Ambient Luminaires | Standard | FALSE | [9 empty] | 42480 |  |  | No |  | 3.1 | 5961.1 | 88.58 | 67.3 | 8.1 | 0.9947 | 4000 | 85
P6KM36PR | Eaton (formerly Cooper Lighting) | NEORAY | S123-DR-2-40-[All Ceiling Type]-0071-[All Circuiting]-1-ED-[All Emergency]-[All Options]-4-[All Colors] | Indoor Luminaires | Linear Ambient | Direct Linear Ambient Luminaires | Standard | FALSE | [9 empty] | 42480 |  |  | No |  | 3.1 | 5632.5 | 83.69 | 67.3 | 8.1 | 0.9947 | 4000 | 85
P22EU51N | Eaton (formerly Cooper Lighting) | NEORAY | S124-RDR-1-40-[All Ceiling Type]-0143-[All Circuiting]-U-ED-[All Emergency]-[All Options]-1-W | Indoor Luminaires | Linear Ambient | Direct Linear Ambient Luminaires | Standard | FALSE | [9 empty] | 42480 |  |  | No |  | 3.1 | 8332.5 | 94.8 | 87.9 | 7.99 | 0.9955 | 4000 | 85
P43JE2UD | Eaton (formerly Cooper Lighting) | NEORAY | S125-DR-1-40-[All Ceiling Type]-0143-[All Circuiting]-U-ED-[All Emergency]-[All Options]-1-[All Colors] | Indoor Luminaires | Linear Ambient | Direct Linear Ambient Luminaires | Standard | FALSE | [9 empty] | 42480 |  |  | No |  | 3.1 | 8326.1 | 94.72 | 87.9 | 7.99 | 0.9955 | 4000 | 85
PRZGDH2F | Eaton (formerly Cooper Lighting) | NEORAY | S125-DR-1-40-[All Ceiling Type]-0143-[All Circuiting]-U-ED-[All Emergency]-[All Options]-4-[All Colors] | Indoor Luminaires | Linear Ambient | Direct Linear Ambient Luminaires | Standard | FALSE | [9 empty] | 42480 |  |  | No |  | 3.1 | 8122 | 92.4 | 87.9 | 7.99 | 0.9955 | 4000 | 85
PVX6SQ48 | Eaton (formerly Cooper Lighting) | NEORAY | S125-RDR-1-40-[All Ceiling Type]-0143-[All Circuiting]-U-ED-[All Emergency]-[All Options]-1-W | Indoor Luminaires | Linear Ambient | Direct Linear Ambient Luminaires | Standard | FALSE | [9 empty] | 42480 |  |  | No |  | 3.1 | 8004.1 | 91.06 | 87.9 | 7.99 | 0.9955 | 4000 | 85
PTJM38G4 | Eaton (formerly Cooper Lighting) | NEORAY | S124-DR-1-40-[All Ceiling Type]-0143-[All Circuiting]-U-ED-[All Emergency]-[All Options]-4-[All Colors] | Indoor Luminaires | Linear Ambient | Direct Linear Ambient Luminaires | Standard | FALSE | [9 empty] | 42480 |  |  | No |  | 3.1 | 7787.2 | 88.59 | 87.9 | 7.99 | 0.9955 | 4000 | 85
P65PRVXN | Eaton (formerly Cooper Lighting) | NEORAY | S124-DR-1-40-[All Ceiling Type]-0143-[All Circuiting]-U-ED-[All Emergency]-[All Options]-1-[All Colors] | Indoor Luminaires | Linear Ambient | Direct Linear Ambient Luminaires | Standard | FALSE | [9 empty] | 42480 |  |  | No |  | 3.1 | 7723.4 | 87.87 | 87.9 | 7.99 | 0.9955 | 4000 | 85
P2N2QWET | Eaton (formerly Cooper Lighting) | NEORAY | S123-DR-1-40-[All Ceiling Type]-0143-[All Circuiting]-U-ED-[All Emergency]-[All Options]-4-[All Colors] | Indoor Luminaires | Linear Ambient | Direct Linear Ambient Luminaires | Standard | FALSE | [9 empty] | 42480 |  |  | No |  | 3.1 | 7707.5 | 87.68 | 87.9 | 7.99 | 0.9955 | 4000 | 85
PDECKCA6 | Eaton (formerly Cooper Lighting) | NEORAY | S123-DR-1-40-[All Ceiling Type]-0143-[All Circuiting]-U-ED-[All Emergency]-[All Options]-1-[All Colors] | Indoor Luminaires | Linear Ambient | Direct Linear Ambient Luminaires | Standard | FALSE | [9 empty] | 42480 |  |  | No |  | 3.1 | 7589.5 | 86.34 | 87.9 | 7.99 | 0.9955 | 4000 | 85
PV4CSVSP | Eaton (formerly Cooper Lighting) | NEORAY | S123-RDR-1-40-[All Ceiling Type]-0143-[All Circuiting]-U-ED-[All Emergency]-[All Options]-1-W | Indoor Luminaires | Linear Ambient | Direct Linear Ambient Luminaires | Standard | FALSE | [9 empty] | 42480 |  |  | No |  | 3.1 | 7420.5 | 84.42 | 87.9 | 7.99 | 0.9955 | 4000 | 85
P3GASH8X | Eaton (formerly Cooper Lighting) | NEORAY | S124-RDR-2-40-[All Ceiling Type]-0107-[All Circuiting]-U-ED-[All Emergency]-[All Options]-1-W | Indoor Luminaires | Linear Ambient | Direct Linear Ambient Luminaires | Standard | FALSE | [9 empty] | 42480 |  |  | No |  | 3.1 | 9692 | 97.02 | 99.9 | 7.97 | 0.9942 | 4000 | 85
P2EJA433 | Eaton (formerly Cooper Lighting) | NEORAY | S125-DR-2-40-[All Ceiling Type]-0107-[All Circuiting]-U-ED-[All Emergency]-[All Options]-1-[All Colors] | Indoor Luminaires | Linear Ambient | Direct Linear Ambient Luminaires | Standard | FALSE | [9 empty] | 42480 |  |  | No |  | 3.1 | 9391.6 | 94.01 | 99.9 | 7.97 | 0.9942 | 4000 | 85
PYF2F4SY | Eaton (formerly Cooper Lighting) | NEORAY | S125-DR-2-40-[All Ceiling Type]-0107-[All Circuiting]-U-ED-[All Emergency]-[All Options]-4-[All Colors] | Indoor Luminaires | Linear Ambient | Direct Linear Ambient Luminaires | Standard | FALSE | [9 empty] | 42480 |  |  | No |  | 3.1 | 9161.4 | 91.71 | 99.9 | 7.97 | 0.9942 | 4000 | 85
PXU2HHGV | Eaton (formerly Cooper Lighting) | NEORAY | S124-DR-2-40-[All Ceiling Type]-0107-[All Circuiting]-U-ED-[All Emergency]-[All Options]-4-[All Colors] | Indoor Luminaires | Linear Ambient | Direct Linear Ambient Luminaires | Standard | FALSE | [9 empty] | 42480 |  |  | No |  | 3.1 | 9057.8 | 90.67 | 99.9 | 7.97 | 0.9942 | 4000 | 85
P6G7J6KU | Eaton (formerly Cooper Lighting) | NEORAY | S125-RDR-2-40-[All Ceiling Type]-0107-[All Circuiting]-U-ED-[All Emergency]-[All Options]-1-W | Indoor Luminaires | Linear Ambient | Direct Linear Ambient Luminaires | Standard | FALSE | [9 empty] | 42480 |  |  | No |  | 3.1 | 9028.3 | 90.37 | 99.9 | 7.97 | 0.9942 | 4000 | 85
PU73DF1D | Eaton (formerly Cooper Lighting) | NEORAY | S124-DR-2-40-[All Ceiling Type]-0107-[All Circuiting]-U-ED-[All Emergency]-[All Options]-1-[All Colors] | Indoor Luminaires | Linear Ambient | Direct Linear Ambient Luminaires | Standard | FALSE | [9 empty] | 42480 |  |  | No |  | 3.1 | 8983.6 | 89.93 | 99.9 | 7.97 | 0.9942 | 4000 | 85
P3YJXKZ9 | Eaton (formerly Cooper Lighting) | NEORAY | S123-DR-2-40-[All Ceiling Type]-0107-[All Circuiting]-U-ED-[All Emergency]-[All Options]-4-[All Colors] | Indoor Luminaires | Linear Ambient | Direct Linear Ambient Luminaires | Standard | FALSE | [9 empty] | 42480 |  |  | No |  | 3.1 | 8488.4 | 84.97 | 99.9 | 7.97 | 0.9942 | 4000 | 85
PUM6X34C | Eaton (formerly Cooper Lighting) | NEORAY | S123-DR-2-40-[All Ceiling Type]-0107-[All Circuiting]-1-ED-[All Emergency]-[All Options]-1-[All Colors] | Indoor Luminaires | Linear Ambient | Direct Linear Ambient Luminaires | Standard | FALSE | [9 empty] | 42480 |  |  | No |  | 3.1 | 8358.4 | 83.67 | 99.9 | 7.97 | 0.9942 | 4000 | 85
P4HKC5ZK | Eaton (formerly Cooper Lighting) | NEORAY | S124-RDR-2-40-[All Ceiling Type]-0143-[All Circuiting]-U-ED-[All Emergency]-[All Options]-1-W | Indoor Luminaires | Linear Ambient | Direct Linear Ambient Luminaires | Standard | FALSE | [9 empty] | 42480 |  |  | No |  | 3.1 | 12952.9 | 97.76 | 132.5 | 7.9 | 0.9936 | 4000 | 85
P2NCDQKT | Eaton (formerly Cooper Lighting) | NEORAY | S125-DR-2-40-[All Ceiling Type]-0143-[All Circuiting]-U-ED-[All Emergency]-[All Options]-1-[All Colors] | Indoor Luminaires | Linear Ambient | Direct Linear Ambient Luminaires | Standard | FALSE | [9 empty] | 42480 |  |  | No |  | 3.1 | 12551.4 | 94.73 | 132.5 | 7.9 | 0.9936 | 4000 | 85
PN9FYEYH | Eaton (formerly Cooper Lighting) | NEORAY | S125-DR-2-40-[All Ceiling Type]-0143-[All Circuiting]-U-ED-[All Emergency]-[All Options]-4-[All Colors] | Indoor Luminaires | Linear Ambient | Direct Linear Ambient Luminaires | Standard | FALSE | [9 empty] | 42480 |  |  | No |  | 3.1 | 12243.7 | 92.41 | 132.5 | 7.9 | 0.9936 | 4000 | 85
P5YXATMA | Eaton (formerly Cooper Lighting) | NEORAY | S124-DR-2-40-[All Ceiling Type]-0143-[All Circuiting]-U-ED-[All Emergency]-[All Options]-4-[All Colors] | Indoor Luminaires | Linear Ambient | Direct Linear Ambient Luminaires | Standard | FALSE | [9 empty] | 42480 |  |  | No |  | 3.1 | 12105.2 | 91.36 | 132.5 | 7.9 | 0.9936 | 4000 | 85
PM4YHU7Q | Eaton (formerly Cooper Lighting) | NEORAY | S125-RDR-2-40-[All Ceiling Type]-0143-[All Circuiting]-U-ED-[All Emergency]-[All Options]-1-W | Indoor Luminaires | Linear Ambient | Direct Linear Ambient Luminaires | Standard | FALSE | [9 empty] | 42480 |  |  | No |  | 3.1 | 12065.9 | 91.06 | 132.5 | 7.9 | 0.9936 | 4000 | 85
PJAHBXU7 | Eaton (formerly Cooper Lighting) | NEORAY | S124-DR-2-40-[All Ceiling Type]-0143-[All Circuiting]-U-ED-[All Emergency]-[All Options]-1-[All Colors] | Indoor Luminaires | Linear Ambient | Direct Linear Ambient Luminaires | Standard | FALSE | [9 empty] | 42480 |  |  | No |  | 3.1 | 12006.1 | 90.61 | 132.5 | 7.9 | 0.9936 | 4000 | 85
PUN47ANH | Eaton (formerly Cooper Lighting) | NEORAY | S123-DR-2-40-[All Ceiling Type]-0143-[All Circuiting]-U-ED-[All Emergency]-[All Options]-4-[All Colors] | Indoor Luminaires | Linear Ambient | Direct Linear Ambient Luminaires | Standard | FALSE | [9 empty] | 42480 |  |  | No |  | 3.1 | 11344.3 | 85.62 | 132.5 | 7.9 | 0.9936 | 4000 | 85
PMQMSFMW | Eaton (formerly Cooper Lighting) | NEORAY | S123-DR-2-40-[All Ceiling Type]-0143-[All Circuiting]-1-ED-[All Emergency]-[All Options]-1-[All Colors] | Indoor Luminaires | Linear Ambient | Direct Linear Ambient Luminaires | Standard | FALSE | [9 empty] | 42480 |  |  | No |  | 3.1 | 11170.6 | 84.31 | 132.5 | 7.9 | 0.9936 | 4000 | 85
P25963AX | Eaton (formerly Cooper Lighting) | NEORAY | S124-RDR-2-40-[All Ceiling Type]-0083-[All Circuiting]-U-ED-[All Emergency]-[All Options]-1-W | Indoor Luminaires | Linear Ambient | Direct Linear Ambient Luminaires | Standard | FALSE | [9 empty] | 42480 |  |  | No |  | 3.1 | 7518.1 | 97.64 | 77 | 7.89 | 0.9949 | 4000 | 85
PCE1H7XB | Eaton (formerly Cooper Lighting) | NEORAY | S125-DR-2-40-[All Ceiling Type]-0083-[All Circuiting]-U-ED-[All Emergency]-[All Options]-1-[All Colors] | Indoor Luminaires | Linear Ambient | Direct Linear Ambient Luminaires | Standard | FALSE | [9 empty] | 42480 |  |  | No |  | 3.1 | 7285.1 | 94.61 | 77 | 7.89 | 0.9949 | 4000 | 85
PA3QPSQA | Eaton (formerly Cooper Lighting) | NEORAY | S125-DR-2-40-[All Ceiling Type]-0083-[All Circuiting]-U-ED-[All Emergency]-[All Options]-4-[All Colors] | Indoor Luminaires | Linear Ambient | Direct Linear Ambient Luminaires | Standard | FALSE | [9 empty] | 42480 |  |  | No |  | 3.1 | 7106.5 | 92.29 | 77 | 7.89 | 0.9949 | 4000 | 85
PHBU5UZ3 | Eaton (formerly Cooper Lighting) | NEORAY | S124-DR-2-40-[All Ceiling Type]-0083-[All Circuiting]-U-ED-[All Emergency]-[All Options]-4-[All Colors] | Indoor Luminaires | Linear Ambient | Direct Linear Ambient Luminaires | Standard | FALSE | [9 empty] | 42480 |  |  | No |  | 3.1 | 7026.1 | 91.25 | 77 | 7.89 | 0.9949 | 4000 | 85
PPGGVBGG | Eaton (formerly Cooper Lighting) | NEORAY | S125-RDR-2-40-[All Ceiling Type]-0083-[All Circuiting]-U-ED-[All Emergency]-[All Options]-1-W | Indoor Luminaires | Linear Ambient | Direct Linear Ambient Luminaires | Standard | FALSE | [9 empty] | 42480 |  |  | No |  | 3.1 | 7003.3 | 90.95 | 77 | 7.89 | 0.9949 | 4000 | 85
PW5AFHY2 | Eaton (formerly Cooper Lighting) | NEORAY | S124-DR-2-40-[All Ceiling Type]-0083-[All Circuiting]-U-ED-[All Emergency]-[All Options]-1-[All Colors] | Indoor Luminaires | Linear Ambient | Direct Linear Ambient Luminaires | Standard | FALSE | [9 empty] | 42480 |  |  | No |  | 3.1 | 6968.6 | 90.5 | 77 | 7.89 | 0.9949 | 4000 | 85
PB9TYKDD | Eaton (formerly Cooper Lighting) | NEORAY | S123-DR-2-40-[All Ceiling Type]-0083-[All Circuiting]-U-ED-[All Emergency]-[All Options]-4-[All Colors] | Indoor Luminaires | Linear Ambient | Direct Linear Ambient Luminaires | Standard | FALSE | [9 empty] | 42480 |  |  | No |  | 3.1 | 6584.4 | 85.51 | 77 | 7.89 | 0.9949 | 4000 | 85
PX8DAZB6 | Eaton (formerly Cooper Lighting) | NEORAY | S123-DR-2-40-[All Ceiling Type]-0083-[All Circuiting]-U-ED-[All Emergency]-[All Options]-1-[All Colors] | Indoor Luminaires | Linear Ambient | Direct Linear Ambient Luminaires | Standard | FALSE | [9 empty] | 42480 |  |  | No |  | 3.1 | 6483.6 | 84.2 | 77 | 7.89 | 0.9949 | 4000 | 85
P853P78C | Eaton (formerly Cooper Lighting) | NEORAY | S124-RDR-2-40-[All Ceiling Type]-0023-[All Circuiting]-U-ED-[All Emergency]-[All Options]-1-W | Indoor Luminaires | Linear Ambient | Direct Linear Ambient Luminaires | Standard | FALSE | [9 empty] | 42480 |  |  | No |  | 3.1 | 2083.3 | 96 | 21.7 | 7.32 | 0.9941 | 4000 | 85
PG8EBGTV | Eaton (formerly Cooper Lighting) | NEORAY | S125-DR-2-40-[All Ceiling Type]-0023-[All Circuiting]-U-ED-[All Emergency]-[All Options]-1-[All Colors] | Indoor Luminaires | Linear Ambient | Direct Linear Ambient Luminaires | Standard | FALSE | [9 empty] | 42480 |  |  | No |  | 3.1 | 2018.8 | 93.03 | 21.7 | 7.32 | 0.9941 | 4000 | 85
PVSK3CGW | Eaton (formerly Cooper Lighting) | NEORAY | S125-DR-2-40-[All Ceiling Type]-0023-[All Circuiting]-U-ED-[All Emergency]-[All Options]-4-[All Colors] | Indoor Luminaires | Linear Ambient | Direct Linear Ambient Luminaires | Standard | FALSE | [9 empty] | 42480 |  |  | No |  | 3.1 | 1969.3 | 90.75 | 21.7 | 7.32 | 0.9941 | 4000 | 85
PJM14MTY | Eaton (formerly Cooper Lighting) | NEORAY | S124-DR-2-40-[All Ceiling Type]-0023-[All Circuiting]-U-ED-[All Emergency]-[All Options]-4-[All Colors] | Indoor Luminaires | Linear Ambient | Direct Linear Ambient Luminaires | Standard | FALSE | [9 empty] | 42480 |  |  | No |  | 3.1 | 1947 | 89.72 | 21.7 | 7.32 | 0.9941 | 4000 | 85
PPXJP9WC | Eaton (formerly Cooper Lighting) | NEORAY | S125-RDR-2-40-[All Ceiling Type]-0023-[All Circuiting]-U-ED-[All Emergency]-[All Options]-1-W | Indoor Luminaires | Linear Ambient | Direct Linear Ambient Luminaires | Standard | FALSE | [9 empty] | 42480 |  |  | No |  | 3.1 | 1940.7 | 89.43 | 21.7 | 7.32 | 0.9941 | 4000 | 85
PW9GWNP2 | Eaton (formerly Cooper Lighting) | NEORAY | S124-DR-2-40-[All Ceiling Type]-0023-[All Circuiting]-U-ED-[All Emergency]-[All Options]-1-[All Colors] | Indoor Luminaires | Linear Ambient | Direct Linear Ambient Luminaires | Standard | FALSE | [9 empty] | 42480 |  |  | No |  | 3.1 | 1931 | 88.99 | 21.7 | 7.32 | 0.9941 | 4000 | 85
P4H29KES | Eaton (formerly Cooper Lighting) | NEORAY | S123-DR-2-40-[All Ceiling Type]-0023-[All Circuiting]-1-ED-[All Emergency]-[All Options]-4-[All Colors] | Indoor Luminaires | Linear Ambient | Direct Linear Ambient Luminaires | Standard | FALSE | [9 empty] | 42480 |  |  | No |  | 3.1 | 1824.6 | 84.08 | 21.7 | 7.32 | 0.9941 | 4000 | 85
PT5WFGTN | Eaton (formerly Cooper Lighting) | NEORAY | S123-DR-2-40-[All Ceiling Type]-0023-[All Circuiting]-1-ED-[All Emergency]-[All Options]-1-[All Colors] | Indoor Luminaires | Linear Ambient | Direct Linear Ambient Luminaires | Standard | FALSE | [9 empty] | 42480 |  |  | No |  | 3.1 | 1796.7 | 82.8 | 21.7 | 7.32 | 0.9941 | 4000 | 85
P145RTRH | Eaton (formerly Cooper Lighting) | NEORAY | S124-RDR-1-40-[All Ceiling Type]-0035-[All Circuiting]-U-ED-[All Emergency]-[All Options]-1-W | Indoor Luminaires | Linear Ambient | Direct Linear Ambient Luminaires | Standard | FALSE | [9 empty] | 42480 |  |  | No |  | 3.1 | 2039.4 | 91.86 | 22.2 | 7.28 | 0.9943 | 4000 | 85
PB9R766P | Eaton (formerly Cooper Lighting) | NEORAY | S125-DR-1-40-[All Ceiling Type]-0035-[All Circuiting]-U-ED-[All Emergency]-[All Options]-1-[All Colors] | Indoor Luminaires | Linear Ambient | Direct Linear Ambient Luminaires | Standard | FALSE | [9 empty] | 42480 |  |  | No |  | 3.1 | 2037.9 | 91.8 | 22.2 | 7.28 | 0.9943 | 4000 | 85
P73EH24N | Eaton (formerly Cooper Lighting) | NEORAY | S125-DR-1-40-[All Ceiling Type]-0035-[All Circuiting]-U-ED-[All Emergency]-[All Options]-4-[All Colors] | Indoor Luminaires | Linear Ambient | Direct Linear Ambient Luminaires | Standard | FALSE | [9 empty] | 42480 |  |  | No |  | 3.1 | 1987.9 | 89.55 | 22.2 | 7.28 | 0.9943 | 4000 | 85
PAH9FWZ7 | Eaton (formerly Cooper Lighting) | NEORAY | S125-RDR-1-40-[All Ceiling Type]-0035-[All Circuiting]-U-ED-[All Emergency]-[All Options]-1-W | Indoor Luminaires | Linear Ambient | Direct Linear Ambient Luminaires | Standard | FALSE | [9 empty] | 42480 |  |  | No |  | 3.1 | 1959 | 88.24 | 22.2 | 7.28 | 0.9943 | 4000 | 85
PFAPF1HV | Eaton (formerly Cooper Lighting) | NEORAY | S124-DR-1-40-[All Ceiling Type]-0035-[All Circuiting]-1-ED-[All Emergency]-[All Options]-4-[All Colors] | Indoor Luminaires | Linear Ambient | Direct Linear Ambient Luminaires | Standard | FALSE | [9 empty] | 42480 |  |  | No |  | 3.1 | 1906 | 85.86 | 22.2 | 7.28 | 0.9943 | 4000 | 85
PFQX3GPF | Eaton (formerly Cooper Lighting) | NEORAY | S124-DR-1-40-[All Ceiling Type]-0035-[All Circuiting]-1-ED-[All Emergency]-[All Options]-1-[All Colors] | Indoor Luminaires | Linear Ambient | Direct Linear Ambient Luminaires | Standard | FALSE | [9 empty] | 42480 |  |  | No |  | 3.1 | 1890.4 | 85.15 | 22.2 | 7.28 | 0.9943 | 4000 | 85
PMXNP4RX | Eaton (formerly Cooper Lighting) | NEORAY | S123-DR-1-40-[All Ceiling Type]-0035-[All Circuiting]-1-ED-[All Emergency]-[All Options]-4-[All Colors] | Indoor Luminaires | Linear Ambient | Direct Linear Ambient Luminaires | Standard | FALSE | [9 empty] | 42480 |  |  | No |  | 3.1 | 1886.4 | 84.97 | 22.2 | 7.28 | 0.9943 | 4000 | 85
PV99CR1Z | Eaton (formerly Cooper Lighting) | NEORAY | S123-DR-1-40-[All Ceiling Type]-0035-[All Circuiting]-1-ED-[All Emergency]-[All Options]-1-[All Colors] | Indoor Luminaires | Linear Ambient | Direct Linear Ambient Luminaires | Standard | FALSE | [9 empty] | 42480 |  |  | No |  | 3.1 | 1857.6 | 83.68 | 22.2 | 7.28 | 0.9943 | 4000 | 85
P98P3BH2 | Eaton (formerly Cooper Lighting) | NEORAY | S124-RDR-1-40-[All Ceiling Type]-0119-[All Circuiting]-U-ED-[All Emergency]-[All Options]-1-W | Indoor Luminaires | Linear Ambient | Direct Linear Ambient Luminaires | Standard | FALSE | [9 empty] | 42480 |  |  | No |  | 3.1 | 6934 | 91.72 | 75.6 | 5.77 | 0.9921 | 4000 | 85
PM91KE3Z | Eaton (formerly Cooper Lighting) | NEORAY | S125-DR-1-40-[All Ceiling Type]-0119-[All Circuiting]-U-ED-[All Emergency]-[All Options]-1-[All Colors] | Indoor Luminaires | Linear Ambient | Direct Linear Ambient Luminaires | Standard | FALSE | [9 empty] | 42480 |  |  | No |  | 3.1 | 6928.7 | 91.65 | 75.6 | 5.77 | 0.9921 | 4000 | 85
PSJJPWPX | Eaton (formerly Cooper Lighting) | NEORAY | S125-DR-1-40-[All Ceiling Type]-0119-[All Circuiting]-U-ED-[All Emergency]-[All Options]-4-[All Colors] | Indoor Luminaires | Linear Ambient | Direct Linear Ambient Luminaires | Standard | FALSE | [9 empty] | 42480 |  |  | No |  | 3.1 | 6758.9 | 89.4 | 75.6 | 5.77 | 0.9921 | 4000 | 85
P6TRKMTX | Eaton (formerly Cooper Lighting) | NEORAY | S125-RDR-1-40-[All Ceiling Type]-0119-[All Circuiting]-U-ED-[All Emergency]-[All Options]-1-W | Indoor Luminaires | Linear Ambient | Direct Linear Ambient Luminaires | Standard | FALSE | [9 empty] | 42480 |  |  | No |  | 3.1 | 6660.7 | 88.1 | 75.6 | 5.77 | 0.9921 | 4000 | 85
PJXKYNXU | Eaton (formerly Cooper Lighting) | NEORAY | S124-DR-1-40-[All Ceiling Type]-0119-[All Circuiting]-U-ED-[All Emergency]-[All Options]-4-[All Colors] | Indoor Luminaires | Linear Ambient | Direct Linear Ambient Luminaires | Standard | FALSE | [9 empty] | 42480 |  |  | No |  | 3.1 | 6480.3 | 85.72 | 75.6 | 5.77 | 0.9921 | 4000 | 85
P325Y24A | Eaton (formerly Cooper Lighting) | NEORAY | S124-DR-1-40-[All Ceiling Type]-0119-[All Circuiting]-U-ED-[All Emergency]-[All Options]-1-[All Colors] | Indoor Luminaires | Linear Ambient | Direct Linear Ambient Luminaires | Standard | FALSE | [9 empty] | 42480 |  |  | No |  | 3.1 | 6427.2 | 85.02 | 75.6 | 5.77 | 0.9921 | 4000 | 85
PV2671VC | Eaton (formerly Cooper Lighting) | NEORAY | S123-DR-1-40-[All Ceiling Type]-0119-[All Circuiting]-U-ED-[All Emergency]-[All Options]-4-[All Colors] | Indoor Luminaires | Linear Ambient | Direct Linear Ambient Luminaires | Standard | FALSE | [9 empty] | 42480 |  |  | No |  | 3.1 | 6413.9 | 84.84 | 75.6 | 5.77 | 0.9921 | 4000 | 85
PVHN43EE | Eaton (formerly Cooper Lighting) | NEORAY | S123-DR-1-40-[All Ceiling Type]-0119-[All Circuiting]-U-ED-[All Emergency]-[All Options]-1-[All Colors] | Indoor Luminaires | Linear Ambient | Direct Linear Ambient Luminaires | Standard | FALSE | [9 empty] | 42480 |  |  | No |  | 3.1 | 6315.7 | 83.54 | 75.6 | 5.77 | 0.9921 | 4000 | 85
PAGS5NXM | Eaton (formerly Cooper Lighting) | NEORAY | S124-RDR-2-40-[All Ceiling Type]-0095-[All Circuiting]-U-ED-[All Emergency]-[All Options]-1-W | Indoor Luminaires | Linear Ambient | Direct Linear Ambient Luminaires | Standard | FALSE | [9 empty] | 42480 |  |  | No |  | 3.1 | 8605.1 | 97.23 | 88.5 | 5.44 | 0.9938 | 4000 | 85
PS7EJ878 | Eaton (formerly Cooper Lighting) | NEORAY | S125-DR-2-40-[All Ceiling Type]-0095-[All Circuiting]-U-ED-[All Emergency]-[All Options]-1-[All Colors] | Indoor Luminaires | Linear Ambient | Direct Linear Ambient Luminaires | Standard | FALSE | [9 empty] | 42480 |  |  | No |  | 3.1 | 8338.3 | 94.22 | 88.5 | 5.44 | 0.9938 | 4000 | 85
PHWV3W4P | Eaton (formerly Cooper Lighting) | NEORAY | S125-DR-2-40-[All Ceiling Type]-0095-[All Circuiting]-U-ED-[All Emergency]-[All Options]-4-[All Colors] | Indoor Luminaires | Linear Ambient | Direct Linear Ambient Luminaires | Standard | FALSE | [9 empty] | 42480 |  |  | No |  | 3.1 | 8133.9 | 91.91 | 88.5 | 5.44 | 0.9938 | 4000 | 85
PAH79HQQ | Eaton (formerly Cooper Lighting) | NEORAY | S124-DR-2-40-[All Ceiling Type]-0095-[All Circuiting]-U-ED-[All Emergency]-[All Options]-4-[All Colors] | Indoor Luminaires | Linear Ambient | Direct Linear Ambient Luminaires | Standard | FALSE | [9 empty] | 42480 |  |  | No |  | 3.1 | 8041.9 | 90.87 | 88.5 | 5.44 | 0.9938 | 4000 | 85
PPHTXJCD | Eaton (formerly Cooper Lighting) | NEORAY | S125-RDR-2-40-[All Ceiling Type]-0095-[All Circuiting]-U-ED-[All Emergency]-[All Options]-1-W | Indoor Luminaires | Linear Ambient | Direct Linear Ambient Luminaires | Standard | FALSE | [9 empty] | 42480 |  |  | No |  | 3.1 | 8015.8 | 90.57 | 88.5 | 5.44 | 0.9938 | 4000 | 85
PN42SK5D | Eaton (formerly Cooper Lighting) | NEORAY | S124-DR-2-40-[All Ceiling Type]-0095-[All Circuiting]-U-ED-[All Emergency]-[All Options]-1-[All Colors] | Indoor Luminaires | Linear Ambient | Direct Linear Ambient Luminaires | Standard | FALSE | [9 empty] | 42480 |  |  | No |  | 3.1 | 7976.1 | 90.13 | 88.5 | 5.44 | 0.9938 | 4000 | 85
PY7AUEG2 | Eaton (formerly Cooper Lighting) | NEORAY | S123-DR-2-40-[All Ceiling Type]-0095-[All Circuiting]-U-ED-[All Emergency]-[All Options]-4-[All Colors] | Indoor Luminaires | Linear Ambient | Direct Linear Ambient Luminaires | Standard | FALSE | [9 empty] | 42480 |  |  | No |  | 3.1 | 7536.4 | 85.16 | 88.5 | 5.44 | 0.9938 | 4000 | 85
PT9Z836K | Eaton (formerly Cooper Lighting) | NEORAY | S123-DR-2-40-[All Ceiling Type]-0095-[All Circuiting]-U-ED-[All Emergency]-[All Options]-1-[All Colors] | Indoor Luminaires | Linear Ambient | Direct Linear Ambient Luminaires | Standard | FALSE | [9 empty] | 42480 |  |  | No |  | 3.1 | 7421 | 83.85 | 88.5 | 5.44 | 0.9938 | 4000 | 85
PPDY1A9A | Eaton (formerly Cooper Lighting) | NEORAY | S124-RDR-1-40-[All Ceiling Type]-0107-[All Circuiting]-U-ED-[All Emergency]-[All Options]-1-W | Indoor Luminaires | Linear Ambient | Direct Linear Ambient Luminaires | Standard | FALSE | [9 empty] | 42480 |  |  | No |  | 3.1 | 6234.8 | 93.48 | 66.7 | 4.2 | 0.992 | 4000 | 85
PX5JGDZF | Eaton (formerly Cooper Lighting) | NEORAY | S125-DR-1-40-[All Ceiling Type]-0107-[All Circuiting]-U-ED-[All Emergency]-[All Options]-1-[All Colors] | Indoor Luminaires | Linear Ambient | Direct Linear Ambient Luminaires | Standard | FALSE | [9 empty] | 42480 |  |  | No |  | 3.1 | 6230 | 93.4 | 66.7 | 4.2 | 0.992 | 4000 | 85
PBKEHETA | Eaton (formerly Cooper Lighting) | NEORAY | S125-DR-1-40-[All Ceiling Type]-0107-[All Circuiting]-U-ED-[All Emergency]-[All Options]-4-[All Colors] | Indoor Luminaires | Linear Ambient | Direct Linear Ambient Luminaires | Standard | FALSE | [9 empty] | 42480 |  |  | No |  | 3.1 | 6077.3 | 91.11 | 66.7 | 4.2 | 0.992 | 4000 | 85
PXXTVEJJ | Eaton (formerly Cooper Lighting) | NEORAY | S125-RDR-1-40-[All Ceiling Type]-0107-[All Circuiting]-U-ED-[All Emergency]-[All Options]-1-W | Indoor Luminaires | Linear Ambient | Direct Linear Ambient Luminaires | Standard | FALSE | [9 empty] | 42480 |  |  | No |  | 3.1 | 5989 | 89.79 | 66.7 | 4.2 | 0.992 | 4000 | 85
PYCR6T64 | Eaton (formerly Cooper Lighting) | NEORAY | S124-DR-1-40-[All Ceiling Type]-0107-[All Circuiting]-U-ED-[All Emergency]-[All Options]-4-[All Colors] | Indoor Luminaires | Linear Ambient | Direct Linear Ambient Luminaires | Standard | FALSE | [9 empty] | 42480 |  |  | No |  | 3.1 | 5826.8 | 87.36 | 66.7 | 4.2 | 0.992 | 4000 | 85
PCZY9CKD | Eaton (formerly Cooper Lighting) | NEORAY | S124-DR-1-40-[All Ceiling Type]-0107-[All Circuiting]-U-ED-[All Emergency]-[All Options]-1-[All Colors] | Indoor Luminaires | Linear Ambient | Direct Linear Ambient Luminaires | Standard | FALSE | [9 empty] | 42480 |  |  | No |  | 3.1 | 5779.1 | 86.64 | 66.7 | 4.2 | 0.992 | 4000 | 85
PQ519539 | Eaton (formerly Cooper Lighting) | NEORAY | S123-DR-1-40-[All Ceiling Type]-0107-[All Circuiting]-U-ED-[All Emergency]-[All Options]-4-[All Colors] | Indoor Luminaires | Linear Ambient | Direct Linear Ambient Luminaires | Standard | FALSE | [9 empty] | 42480 |  |  | No |  | 3.1 | 5767.1 | 86.46 | 66.7 | 4.2 | 0.992 | 4000 | 85
PDK2U62V | Eaton (formerly Cooper Lighting) | NEORAY | S123-DR-1-40-[All Ceiling Type]-0107-[All Circuiting]-1-ED-[All Emergency]-[All Options]-1-[All Colors] | Indoor Luminaires | Linear Ambient | Direct Linear Ambient Luminaires | Standard | FALSE | [9 empty] | 42480 |  |  | No |  | 3.1 | 5678.9 | 85.14 | 66.7 | 4.2 | 0.992 | 4000 | 85
PZBUKZC2 | Eaton (formerly Cooper Lighting) | NEORAY | S123-RDR-1-40-[All Ceiling Type]-0107-[All Circuiting]-1-ED-[All Emergency]-[All Options]-1-W | Indoor Luminaires | Linear Ambient | Direct Linear Ambient Luminaires | Standard | FALSE | [9 empty] | 42480 |  |  | No |  | 3.1 | 5552.4 | 83.24 | 66.7 | 4.2 | 0.992 | 4000 | 85
PA8GQJ1T | Eaton (formerly Cooper Lighting) | NEORAY | S124-RDR-1-40-[All Ceiling Type]-0131-[All Circuiting]-U-ED-[All Emergency]-[All Options]-1-W | Indoor Luminaires | Linear Ambient | Direct Linear Ambient Luminaires | Standard | FALSE | [9 empty] | 42480 |  |  | No |  | 3.1 | 7633.3 | 91.53 | 83.4 | 3.87 | 0.99 | 4000 | 85
PNS1SRH5 | Eaton (formerly Cooper Lighting) | NEORAY | S125-DR-1-40-[All Ceiling Type]-0131-[All Circuiting]-U-ED-[All Emergency]-[All Options]-1-[All Colors] | Indoor Luminaires | Linear Ambient | Direct Linear Ambient Luminaires | Standard | FALSE | [9 empty] | 42480 |  |  | No |  | 3.1 | 7627.4 | 91.46 | 83.4 | 3.87 | 0.99 | 4000 | 85
PJ7Y1A79 | Eaton (formerly Cooper Lighting) | NEORAY | S125-DR-1-40-[All Ceiling Type]-0131-[All Circuiting]-U-ED-[All Emergency]-[All Options]-4-[All Colors] | Indoor Luminaires | Linear Ambient | Direct Linear Ambient Luminaires | Standard | FALSE | [9 empty] | 42480 |  |  | No |  | 3.1 | 7440.5 | 89.21 | 83.4 | 3.87 | 0.99 | 4000 | 85
PMSXGSZA | Eaton (formerly Cooper Lighting) | NEORAY | S125-RDR-1-40-[All Ceiling Type]-0131-[All Circuiting]-U-ED-[All Emergency]-[All Options]-1-W | Indoor Luminaires | Linear Ambient | Direct Linear Ambient Luminaires | Standard | FALSE | [9 empty] | 42480 |  |  | No |  | 3.1 | 7332.4 | 87.92 | 83.4 | 3.87 | 0.99 | 4000 | 85
PBKDJ6MW | Eaton (formerly Cooper Lighting) | NEORAY | S124-DR-1-40-[All Ceiling Type]-0131-[All Circuiting]-U-ED-[All Emergency]-[All Options]-4-[All Colors] | Indoor Luminaires | Linear Ambient | Direct Linear Ambient Luminaires | Standard | FALSE | [9 empty] | 42480 |  |  | No |  | 3.1 | 7133.7 | 85.54 | 83.4 | 3.87 | 0.99 | 4000 | 85
PQWGPNQY | Eaton (formerly Cooper Lighting) | NEORAY | S124-DR-1-40-[All Ceiling Type]-0131-[All Circuiting]-U-ED-[All Emergency]-[All Options]-1-[All Colors] | Indoor Luminaires | Linear Ambient | Direct Linear Ambient Luminaires | Standard | FALSE | [9 empty] | 42480 |  |  | No |  | 3.1 | 7075.3 | 84.84 | 83.4 | 3.87 | 0.99 | 4000 | 85
PD6YBTUY | Eaton (formerly Cooper Lighting) | NEORAY | S123-DR-1-40-[All Ceiling Type]-0131-[All Circuiting]-U-ED-[All Emergency]-[All Options]-4-[All Colors] | Indoor Luminaires | Linear Ambient | Direct Linear Ambient Luminaires | Standard | FALSE | [9 empty] | 42480 |  |  | No |  | 3.1 | 7060.7 | 84.66 | 83.4 | 3.87 | 0.99 | 4000 | 85
PBBSG6S5 | Eaton (formerly Cooper Lighting) | NEORAY | S123-DR-1-40-[All Ceiling Type]-0131-[All Circuiting]-U-ED-[All Emergency]-[All Options]-1-[All Colors] | Indoor Luminaires | Linear Ambient | Direct Linear Ambient Luminaires | Standard | FALSE | [9 empty] | 42480 |  |  | No |  | 3.1 | 6952.6 | 83.36 | 83.4 | 3.87 | 0.99 | 4000 | 85
P936HDFT | Eaton (formerly Cooper Lighting) | NEORAY | S124-RDR-1-40-[All Ceiling Type]-0071-[All Circuiting]-U-ED-[All Emergency]-[All Options]-1-W | Indoor Luminaires | Linear Ambient | Direct Linear Ambient Luminaires | Standard | FALSE | [9 empty] | 42480 |  |  | No |  | 3.1 | 4137.1 | 91.33 | 45.3 | 3.28 | 0.9923 | 4000 | 85
PTRFVE56 | Eaton (formerly Cooper Lighting) | NEORAY | S125-DR-1-40-[All Ceiling Type]-0071-[All Circuiting]-U-ED-[All Emergency]-[All Options]-1-[All Colors] | Indoor Luminaires | Linear Ambient | Direct Linear Ambient Luminaires | Standard | FALSE | [9 empty] | 42480 |  |  | No |  | 3.1 | 4134 | 91.26 | 45.3 | 3.28 | 0.9923 | 4000 | 85
P1WG2Y68 | Eaton (formerly Cooper Lighting) | NEORAY | S125-DR-1-40-[All Ceiling Type]-0071-[All Circuiting]-U-ED-[All Emergency]-[All Options]-4-[All Colors] | Indoor Luminaires | Linear Ambient | Direct Linear Ambient Luminaires | Standard | FALSE | [9 empty] | 42480 |  |  | No |  | 3.1 | 4032.6 | 89.02 | 45.3 | 3.28 | 0.9923 | 4000 | 85
PN7TUPHG | Eaton (formerly Cooper Lighting) | NEORAY | S125-RDR-1-40-[All Ceiling Type]-0071-[All Circuiting]-U-ED-[All Emergency]-[All Options]-1-W | Indoor Luminaires | Linear Ambient | Direct Linear Ambient Luminaires | Standard | FALSE | [9 empty] | 42480 |  |  | No |  | 3.1 | 3974 | 87.73 | 45.3 | 3.28 | 0.9923 | 4000 | 85
PKG8VY4E | Eaton (formerly Cooper Lighting) | NEORAY | S124-DR-1-40-[All Ceiling Type]-0071-[All Circuiting]-U-ED-[All Emergency]-[All Options]-4-[All Colors] | Indoor Luminaires | Linear Ambient | Direct Linear Ambient Luminaires | Standard | FALSE | [9 empty] | 42480 |  |  | No |  | 3.1 | 3866.4 | 85.35 | 45.3 | 3.28 | 0.9923 | 4000 | 85
PVUZ8A7J | Eaton (formerly Cooper Lighting) | NEORAY | S124-DR-1-40-[All Ceiling Type]-0071-[All Circuiting]-U-ED-[All Emergency]-[All Options]-1-[All Colors] | Indoor Luminaires | Linear Ambient | Direct Linear Ambient Luminaires | Standard | FALSE | [9 empty] | 42480 |  |  | No |  | 3.1 | 3834.7 | 84.65 | 45.3 | 3.28 | 0.9923 | 4000 | 85
PHUX8CWV | Eaton (formerly Cooper Lighting) | NEORAY | S123-DR-1-40-[All Ceiling Type]-0071-[All Circuiting]-U-ED-[All Emergency]-[All Options]-4-[All Colors] | Indoor Luminaires | Linear Ambient | Direct Linear Ambient Luminaires | Standard | FALSE | [9 empty] | 42480 |  |  | No |  | 3.1 | 3826.8 | 84.48 | 45.3 | 3.28 | 0.9923 | 4000 | 85
P997V3CK | Eaton (formerly Cooper Lighting) | NEORAY | S123-DR-1-40-[All Ceiling Type]-0071-[All Circuiting]-U-ED-[All Emergency]-[All Options]-1-[All Colors] | Indoor Luminaires | Linear Ambient | Direct Linear Ambient Luminaires | Standard | FALSE | [9 empty] | 42480 |  |  | No |  | 3.1 | 3768.2 | 83.18 | 45.3 | 3.28 | 0.9923 | 4000 | 85
PKZGF55M | Eaton (formerly Cooper Lighting) | NEORAY | S124-RDR-2-40-[All Ceiling Type]-0047-[All Circuiting]-U-ED-[All Emergency]-[All Options]-1-W | Indoor Luminaires | Linear Ambient | Direct Linear Ambient Luminaires | Standard | FALSE | [9 empty] | 42480 |  |  | No |  | 3.1 | 4257.2 | 95.24 | 44.7 | 3.27 | 0.9917 | 4000 | 85
P5K4EPQS | Eaton (formerly Cooper Lighting) | NEORAY | S125-DR-2-40-[All Ceiling Type]-0047-[All Circuiting]-U-ED-[All Emergency]-[All Options]-1-[All Colors] | Indoor Luminaires | Linear Ambient | Direct Linear Ambient Luminaires | Standard | FALSE | [9 empty] | 42480 |  |  | No |  | 3.1 | 4125.3 | 92.29 | 44.7 | 3.27 | 0.9917 | 4000 | 85
PY2JV69T | Eaton (formerly Cooper Lighting) | NEORAY | S125-DR-2-40-[All Ceiling Type]-0047-[All Circuiting]-U-ED-[All Emergency]-[All Options]-4-[All Colors] | Indoor Luminaires | Linear Ambient | Direct Linear Ambient Luminaires | Standard | FALSE | [9 empty] | 42480 |  |  | No |  | 3.1 | 4024.2 | 90.03 | 44.7 | 3.27 | 0.9917 | 4000 | 85
P7EFB5FE | Eaton (formerly Cooper Lighting) | NEORAY | S124-DR-2-40-[All Ceiling Type]-0047-[All Circuiting]-U-ED-[All Emergency]-[All Options]-4-[All Colors] | Indoor Luminaires | Linear Ambient | Direct Linear Ambient Luminaires | Standard | FALSE | [9 empty] | 42480 |  |  | No |  | 3.1 | 3978.6 | 89.01 | 44.7 | 3.27 | 0.9917 | 4000 | 85
P3UAHJ2D | Eaton (formerly Cooper Lighting) | NEORAY | S125-RDR-2-40-[All Ceiling Type]-0047-[All Circuiting]-U-ED-[All Emergency]-[All Options]-1-W | Indoor Luminaires | Linear Ambient | Direct Linear Ambient Luminaires | Standard | FALSE | [9 empty] | 42480 |  |  | No |  | 3.1 | 3965.7 | 88.72 | 44.7 | 3.27 | 0.9917 | 4000 | 85
PU5PZ8H4 | Eaton (formerly Cooper Lighting) | NEORAY | S124-DR-2-40-[All Ceiling Type]-0047-[All Circuiting]-U-ED-[All Emergency]-[All Options]-1-[All Colors] | Indoor Luminaires | Linear Ambient | Direct Linear Ambient Luminaires | Standard | FALSE | [9 empty] | 42480 |  |  | No |  | 3.1 | 3946.1 | 88.28 | 44.7 | 3.27 | 0.9917 | 4000 | 85
PZ13JMNV | Eaton (formerly Cooper Lighting) | NEORAY | S123-DR-2-40-[All Ceiling Type]-0047-[All Circuiting]-U-ED-[All Emergency]-[All Options]-4-[All Colors] | Indoor Luminaires | Linear Ambient | Direct Linear Ambient Luminaires | Standard | FALSE | [9 empty] | 42480 |  |  | No |  | 3.1 | 3728.5 | 83.41 | 44.7 | 3.27 | 0.9917 | 4000 | 85
PXT8KGNK | Eaton (formerly Cooper Lighting) | NEORAY | S124-RDR-1-35-[All Ceiling Type]-0023-[All Circuiting]-1-ED-[All Emergency]-[All Options]-1-W | Indoor Luminaires | Linear Ambient | Direct Linear Ambient Luminaires | Standard | FALSE | [9 empty] | 42480 |  |  | No |  | 3.1 | 1278.7 | 86.99 | 14.7 | 9.12 | 0.9867 | 3500 | 85
PDQJ44R2 | Eaton (formerly Cooper Lighting) | NEORAY | S125-DR-1-35-[All Ceiling Type]-0023-[All Circuiting]-1-ED-[All Emergency]-[All Options]-1-[All Colors] | Indoor Luminaires | Linear Ambient | Direct Linear Ambient Luminaires | Standard | FALSE | [9 empty] | 42480 |  |  | No |  | 3.1 | 1277.7 | 86.92 | 14.7 | 9.12 | 0.9867 | 3500 | 85
P8162P49 | Eaton (formerly Cooper Lighting) | NEORAY | S125-DR-1-35-[All Ceiling Type]-0023-[All Circuiting]-1-ED-[All Emergency]-[All Options]-4-[All Colors] | Indoor Luminaires | Linear Ambient | Direct Linear Ambient Luminaires | Standard | FALSE | [9 empty] | 42480 |  |  | No |  | 3.1 | 1246.4 | 84.79 | 14.7 | 9.12 | 0.9867 | 3500 | 85
PV4FW37F | Eaton (formerly Cooper Lighting) | NEORAY | S125-RDR-1-35-[All Ceiling Type]-0023-[All Circuiting]-1-ED-[All Emergency]-[All Options]-1-W | Indoor Luminaires | Linear Ambient | Direct Linear Ambient Luminaires | Standard | FALSE | [9 empty] | 42480 |  |  | No |  | 3.1 | 1228.3 | 83.56 | 14.7 | 9.12 | 0.9867 | 3500 | 85
PEZZK9ZG | Eaton (formerly Cooper Lighting) | NEORAY | S124-RDR-1-35-[All Ceiling Type]-0083-[All Circuiting]-U-ED-[All Emergency]-[All Options]-1-W | Indoor Luminaires | Linear Ambient | Direct Linear Ambient Luminaires | Standard | FALSE | [9 empty] | 42480 |  |  | No |  | 3.1 | 4614.4 | 87.56 | 52.7 | 8.45 | 0.992 | 3500 | 85
PYEPB3RP | Eaton (formerly Cooper Lighting) | NEORAY | S125-DR-1-35-[All Ceiling Type]-0083-[All Circuiting]-U-ED-[All Emergency]-[All Options]-1-[All Colors] | Indoor Luminaires | Linear Ambient | Direct Linear Ambient Luminaires | Standard | FALSE | [9 empty] | 42480 |  |  | No |  | 3.1 | 4610.9 | 87.49 | 52.7 | 8.45 | 0.992 | 3500 | 85
PQT13763 | Eaton (formerly Cooper Lighting) | NEORAY | S125-DR-1-35-[All Ceiling Type]-0083-[All Circuiting]-U-ED-[All Emergency]-[All Options]-4-[All Colors] | Indoor Luminaires | Linear Ambient | Direct Linear Ambient Luminaires | Standard | FALSE | [9 empty] | 42480 |  |  | No |  | 3.1 | 4497.9 | 85.35 | 52.7 | 8.45 | 0.992 | 3500 | 85
PMHB5KY2 | Eaton (formerly Cooper Lighting) | NEORAY | S125-RDR-1-35-[All Ceiling Type]-0083-[All Circuiting]-1-ED-[All Emergency]-[All Options]-1-W | Indoor Luminaires | Linear Ambient | Direct Linear Ambient Luminaires | Standard | FALSE | [9 empty] | 42480 |  |  | No |  | 3.1 | 4432.6 | 84.11 | 52.7 | 8.45 | 0.992 | 3500 | 85
PMPEP8H9 | Eaton (formerly Cooper Lighting) | NEORAY | S124-RDR-2-35-[All Ceiling Type]-0059-[All Circuiting]-U-ED-[All Emergency]-[All Options]-1-W | Indoor Luminaires | Linear Ambient | Direct Linear Ambient Luminaires | Standard | FALSE | [9 empty] | 42480 |  |  | No |  | 3.1 | 5099 | 91.05 | 56 | 8.36 | 0.9922 | 3500 | 85
P6Q4QGU8 | Eaton (formerly Cooper Lighting) | NEORAY | S125-DR-2-35-[All Ceiling Type]-0059-[All Circuiting]-U-ED-[All Emergency]-[All Options]-1-[All Colors] | Indoor Luminaires | Linear Ambient | Direct Linear Ambient Luminaires | Standard | FALSE | [9 empty] | 42480 |  |  | No |  | 3.1 | 4940.9 | 88.23 | 56 | 8.36 | 0.9922 | 3500 | 85
PKUGQU9T | Eaton (formerly Cooper Lighting) | NEORAY | S125-DR-2-35-[All Ceiling Type]-0059-[All Circuiting]-U-ED-[All Emergency]-[All Options]-4-[All Colors] | Indoor Luminaires | Linear Ambient | Direct Linear Ambient Luminaires | Standard | FALSE | [9 empty] | 42480 |  |  | No |  | 3.1 | 4819.8 | 86.07 | 56 | 8.36 | 0.9922 | 3500 | 85
PT67R3RK | Eaton (formerly Cooper Lighting) | NEORAY | S124-DR-2-35-[All Ceiling Type]-0059-[All Circuiting]-U-ED-[All Emergency]-[All Options]-4-[All Colors] | Indoor Luminaires | Linear Ambient | Direct Linear Ambient Luminaires | Standard | FALSE | [9 empty] | 42480 |  |  | No |  | 3.1 | 4765.3 | 85.09 | 56 | 8.36 | 0.9922 | 3500 | 85
P6BW3DEC | Eaton (formerly Cooper Lighting) | NEORAY | S125-RDR-2-35-[All Ceiling Type]-0059-[All Circuiting]-U-ED-[All Emergency]-[All Options]-1-W | Indoor Luminaires | Linear Ambient | Direct Linear Ambient Luminaires | Standard | FALSE | [9 empty] | 42480 |  |  | No |  | 3.1 | 4749.8 | 84.82 | 56 | 8.36 | 0.9922 | 3500 | 85
PX6JCSWB | Eaton (formerly Cooper Lighting) | NEORAY | S124-DR-2-35-[All Ceiling Type]-0059-[All Circuiting]-1-ED-[All Emergency]-[All Options]-1-[All Colors] | Indoor Luminaires | Linear Ambient | Direct Linear Ambient Luminaires | Standard | FALSE | [9 empty] | 42480 |  |  | No |  | 3.1 | 4726.3 | 84.4 | 56 | 8.36 | 0.9922 | 3500 | 85
PQU919YU | Eaton (formerly Cooper Lighting) | NEORAY | S124-RDR-1-35-[All Ceiling Type]-0047-[All Circuiting]-U-ED-[All Emergency]-[All Options]-1-W | Indoor Luminaires | Linear Ambient | Direct Linear Ambient Luminaires | Standard | FALSE | [9 empty] | 42480 |  |  | No |  | 3.1 | 2613 | 88.28 | 29.6 | 8.27 | 0.9937 | 3500 | 85
PY8KR2NZ | Eaton (formerly Cooper Lighting) | NEORAY | S125-DR-1-35-[All Ceiling Type]-0047-[All Circuiting]-U-ED-[All Emergency]-[All Options]-1-[All Colors] | Indoor Luminaires | Linear Ambient | Direct Linear Ambient Luminaires | Standard | FALSE | [9 empty] | 42480 |  |  | No |  | 3.1 | 2611 | 88.21 | 29.6 | 8.27 | 0.9937 | 3500 | 85
P4BJAHUD | Eaton (formerly Cooper Lighting) | NEORAY | S125-DR-1-35-[All Ceiling Type]-0047-[All Circuiting]-U-ED-[All Emergency]-[All Options]-4-[All Colors] | Indoor Luminaires | Linear Ambient | Direct Linear Ambient Luminaires | Standard | FALSE | [9 empty] | 42480 |  |  | No |  | 3.1 | 2547 | 86.05 | 29.6 | 8.27 | 0.9937 | 3500 | 85
PCG8KR63 | Eaton (formerly Cooper Lighting) | NEORAY | S125-RDR-1-35-[All Ceiling Type]-0047-[All Circuiting]-1-ED-[All Emergency]-[All Options]-1-W | Indoor Luminaires | Linear Ambient | Direct Linear Ambient Luminaires | Standard | FALSE | [9 empty] | 42480 |  |  | No |  | 3.1 | 2510 | 84.8 | 29.6 | 8.27 | 0.9937 | 3500 | 85
P1XH8EY9 | Eaton (formerly Cooper Lighting) | NEORAY | S124-DR-1-35-[All Ceiling Type]-0047-[All Circuiting]-1-ED-[All Emergency]-[All Options]-4-[All Colors] | Indoor Luminaires | Linear Ambient | Direct Linear Ambient Luminaires | Standard | FALSE | [9 empty] | 42480 |  |  | No |  | 3.1 | 2442 | 82.5 | 29.6 | 8.27 | 0.9937 | 3500 | 85
PJH623HA | Eaton (formerly Cooper Lighting) | NEORAY | S124-RDR-1-35-[All Ceiling Type]-0095-[All Circuiting]-U-ED-[All Emergency]-[All Options]-1-W | Indoor Luminaires | Linear Ambient | Direct Linear Ambient Luminaires | Standard | FALSE | [9 empty] | 42480 |  |  | No |  | 3.1 | 5281.6 | 87.73 | 60.2 | 8.25 | 0.9938 | 3500 | 85
PVBWW137 | Eaton (formerly Cooper Lighting) | NEORAY | S125-DR-1-35-[All Ceiling Type]-0095-[All Circuiting]-U-ED-[All Emergency]-[All Options]-1-[All Colors] | Indoor Luminaires | Linear Ambient | Direct Linear Ambient Luminaires | Standard | FALSE | [9 empty] | 42480 |  |  | No |  | 3.1 | 5277.6 | 87.67 | 60.2 | 8.25 | 0.9938 | 3500 | 85
PRD14N3B | Eaton (formerly Cooper Lighting) | NEORAY | S125-DR-1-35-[All Ceiling Type]-0095-[All Circuiting]-U-ED-[All Emergency]-[All Options]-4-[All Colors] | Indoor Luminaires | Linear Ambient | Direct Linear Ambient Luminaires | Standard | FALSE | [9 empty] | 42480 |  |  | No |  | 3.1 | 5148.2 | 85.52 | 60.2 | 8.25 | 0.9938 | 3500 | 85
PAGDV5SK | Eaton (formerly Cooper Lighting) | NEORAY | S125-RDR-1-35-[All Ceiling Type]-0095-[All Circuiting]-1-ED-[All Emergency]-[All Options]-1-W | Indoor Luminaires | Linear Ambient | Direct Linear Ambient Luminaires | Standard | FALSE | [9 empty] | 42480 |  |  | No |  | 3.1 | 5073.4 | 84.28 | 60.2 | 8.25 | 0.9938 | 3500 | 85
P5WFRHZ4 | Eaton (formerly Cooper Lighting) | NEORAY | S124-RDR-1-35-[All Ceiling Type]-0059-[All Circuiting]-U-ED-[All Emergency]-[All Options]-1-W | Indoor Luminaires | Linear Ambient | Direct Linear Ambient Luminaires | Standard | FALSE | [9 empty] | 42480 |  |  | No |  | 3.1 | 3280.1 | 87.94 | 37.3 | 8.25 | 0.9945 | 3500 | 85
P4DF72EZ | Eaton (formerly Cooper Lighting) | NEORAY | S125-DR-1-35-[All Ceiling Type]-0059-[All Circuiting]-U-ED-[All Emergency]-[All Options]-1-[All Colors] | Indoor Luminaires | Linear Ambient | Direct Linear Ambient Luminaires | Standard | FALSE | [9 empty] | 42480 |  |  | No |  | 3.1 | 3277.6 | 87.87 | 37.3 | 8.25 | 0.9945 | 3500 | 85
P5PJ5FW7 | Eaton (formerly Cooper Lighting) | NEORAY | S125-DR-1-35-[All Ceiling Type]-0059-[All Circuiting]-U-ED-[All Emergency]-[All Options]-4-[All Colors] | Indoor Luminaires | Linear Ambient | Direct Linear Ambient Luminaires | Standard | FALSE | [9 empty] | 42480 |  |  | No |  | 3.1 | 3197.3 | 85.72 | 37.3 | 8.25 | 0.9945 | 3500 | 85
PGP121ME | Eaton (formerly Cooper Lighting) | NEORAY | S125-RDR-1-35-[All Ceiling Type]-0059-[All Circuiting]-U-ED-[All Emergency]-[All Options]-1-W | Indoor Luminaires | Linear Ambient | Direct Linear Ambient Luminaires | Standard | FALSE | [9 empty] | 42480 |  |  | No |  | 3.1 | 3150.9 | 84.47 | 37.3 | 8.25 | 0.9945 | 3500 | 85
PCXYP31C | Eaton (formerly Cooper Lighting) | NEORAY | S124-RDR-2-35-[All Ceiling Type]-0119-[All Circuiting]-U-ED-[All Emergency]-[All Options]-1-W | Indoor Luminaires | Linear Ambient | Direct Linear Ambient Luminaires | Standard | FALSE | [9 empty] | 42480 |  |  | No |  | 3.1 | 10284.4 | 92.07 | 111.7 | 8.23 | 0.9914 | 3500 | 85
PKJ11BUT | Eaton (formerly Cooper Lighting) | NEORAY | S125-DR-2-35-[All Ceiling Type]-0119-[All Circuiting]-U-ED-[All Emergency]-[All Options]-1-[All Colors] | Indoor Luminaires | Linear Ambient | Direct Linear Ambient Luminaires | Standard | FALSE | [9 empty] | 42480 |  |  | No |  | 3.1 | 9965.6 | 89.22 | 111.7 | 8.23 | 0.9914 | 3500 | 85
PJ23GRH8 | Eaton (formerly Cooper Lighting) | NEORAY | S125-DR-2-35-[All Ceiling Type]-0119-[All Circuiting]-U-ED-[All Emergency]-[All Options]-4-[All Colors] | Indoor Luminaires | Linear Ambient | Direct Linear Ambient Luminaires | Standard | FALSE | [9 empty] | 42480 |  |  | No |  | 3.1 | 9721.3 | 87.03 | 111.7 | 8.23 | 0.9914 | 3500 | 85
PH558FEF | Eaton (formerly Cooper Lighting) | NEORAY | S124-DR-2-35-[All Ceiling Type]-0119-[All Circuiting]-U-ED-[All Emergency]-[All Options]-4-[All Colors] | Indoor Luminaires | Linear Ambient | Direct Linear Ambient Luminaires | Standard | FALSE | [9 empty] | 42480 |  |  | No |  | 3.1 | 9611.4 | 86.05 | 111.7 | 8.23 | 0.9914 | 3500 | 85
P8BSVVXJ | Eaton (formerly Cooper Lighting) | NEORAY | S125-RDR-2-35-[All Ceiling Type]-0119-[All Circuiting]-U-ED-[All Emergency]-[All Options]-1-W | Indoor Luminaires | Linear Ambient | Direct Linear Ambient Luminaires | Standard | FALSE | [9 empty] | 42480 |  |  | No |  | 3.1 | 9580.1 | 85.77 | 111.7 | 8.23 | 0.9914 | 3500 | 85
PDGD4RKP | Eaton (formerly Cooper Lighting) | NEORAY | S124-DR-2-35-[All Ceiling Type]-0119-[All Circuiting]-U-ED-[All Emergency]-[All Options]-1-[All Colors] | Indoor Luminaires | Linear Ambient | Direct Linear Ambient Luminaires | Standard | FALSE | [9 empty] | 42480 |  |  | No |  | 3.1 | 9532.7 | 85.34 | 111.7 | 8.23 | 0.9914 | 3500 | 85
P1KSYJTB | Eaton (formerly Cooper Lighting) | NEORAY | S124-RDR-2-35-[All Ceiling Type]-0035-[All Circuiting]-U-ED-[All Emergency]-[All Options]-1-W | Indoor Luminaires | Linear Ambient | Direct Linear Ambient Luminaires | Standard | FALSE | [9 empty] | 42480 |  |  | No |  | 3.1 | 3024.8 | 91.66 | 33 | 8.13 | 0.9945 | 3500 | 85
P9VYS92B | Eaton (formerly Cooper Lighting) | NEORAY | S125-DR-2-35-[All Ceiling Type]-0035-[All Circuiting]-U-ED-[All Emergency]-[All Options]-1-[All Colors] | Indoor Luminaires | Linear Ambient | Direct Linear Ambient Luminaires | Standard | FALSE | [9 empty] | 42480 |  |  | No |  | 3.1 | 2931.1 | 88.82 | 33 | 8.13 | 0.9945 | 3500 | 85
P5NT4QQE | Eaton (formerly Cooper Lighting) | NEORAY | S125-DR-2-35-[All Ceiling Type]-0035-[All Circuiting]-U-ED-[All Emergency]-[All Options]-4-[All Colors] | Indoor Luminaires | Linear Ambient | Direct Linear Ambient Luminaires | Standard | FALSE | [9 empty] | 42480 |  |  | No |  | 3.1 | 2859.2 | 86.64 | 33 | 8.13 | 0.9945 | 3500 | 85
P26H39F7 | Eaton (formerly Cooper Lighting) | NEORAY | S124-DR-2-35-[All Ceiling Type]-0035-[All Circuiting]-U-ED-[All Emergency]-[All Options]-4-[All Colors] | Indoor Luminaires | Linear Ambient | Direct Linear Ambient Luminaires | Standard | FALSE | [9 empty] | 42480 |  |  | No |  | 3.1 | 2826.9 | 85.66 | 33 | 8.13 | 0.9945 | 3500 | 85
PK98H986 | Eaton (formerly Cooper Lighting) | NEORAY | S125-RDR-2-35-[All Ceiling Type]-0035-[All Circuiting]-U-ED-[All Emergency]-[All Options]-1-W | Indoor Luminaires | Linear Ambient | Direct Linear Ambient Luminaires | Standard | FALSE | [9 empty] | 42480 |  |  | No |  | 3.1 | 2817.7 | 85.38 | 33 | 8.13 | 0.9945 | 3500 | 85
PR2Q6SQN | Eaton (formerly Cooper Lighting) | NEORAY | S124-DR-2-35-[All Ceiling Type]-0035-[All Circuiting]-U-ED-[All Emergency]-[All Options]-1-[All Colors] | Indoor Luminaires | Linear Ambient | Direct Linear Ambient Luminaires | Standard | FALSE | [9 empty] | 42480 |  |  | No |  | 3.1 | 2803.7 | 84.96 | 33 | 8.13 | 0.9945 | 3500 | 85
P1DAUZAC | Eaton (formerly Cooper Lighting) | NEORAY | S124-RDR-2-35-[All Ceiling Type]-0131-[All Circuiting]-U-ED-[All Emergency]-[All Options]-1-W | Indoor Luminaires | Linear Ambient | Direct Linear Ambient Luminaires | Standard | FALSE | [9 empty] | 42480 |  |  | No |  | 3.1 | 11321.5 | 92.12 | 122.9 | 8.11 | 0.9931 | 3500 | 85
PXVSAJQB | Eaton (formerly Cooper Lighting) | NEORAY | S125-DR-2-35-[All Ceiling Type]-0131-[All Circuiting]-U-ED-[All Emergency]-[All Options]-1-[All Colors] | Indoor Luminaires | Linear Ambient | Direct Linear Ambient Luminaires | Standard | FALSE | [9 empty] | 42480 |  |  | No |  | 3.1 | 10970.6 | 89.26 | 122.9 | 8.11 | 0.9931 | 3500 | 85
PYX6M2QV | Eaton (formerly Cooper Lighting) | NEORAY | S125-DR-2-35-[All Ceiling Type]-0131-[All Circuiting]-U-ED-[All Emergency]-[All Options]-4-[All Colors] | Indoor Luminaires | Linear Ambient | Direct Linear Ambient Luminaires | Standard | FALSE | [9 empty] | 42480 |  |  | No |  | 3.1 | 10701.6 | 87.08 | 122.9 | 8.11 | 0.9931 | 3500 | 85
PR6N3PJ8 | Eaton (formerly Cooper Lighting) | NEORAY | S124-DR-2-35-[All Ceiling Type]-0131-[All Circuiting]-U-ED-[All Emergency]-[All Options]-4-[All Colors] | Indoor Luminaires | Linear Ambient | Direct Linear Ambient Luminaires | Standard | FALSE | [9 empty] | 42480 |  |  | No |  | 3.1 | 10580.6 | 86.09 | 122.9 | 8.11 | 0.9931 | 3500 | 85
PP5TUYNX | Eaton (formerly Cooper Lighting) | NEORAY | S125-RDR-2-35-[All Ceiling Type]-0131-[All Circuiting]-U-ED-[All Emergency]-[All Options]-1-W | Indoor Luminaires | Linear Ambient | Direct Linear Ambient Luminaires | Standard | FALSE | [9 empty] | 42480 |  |  | No |  | 3.1 | 10546.2 | 85.81 | 122.9 | 8.11 | 0.9931 | 3500 | 85
PJAP9Y59 | Eaton (formerly Cooper Lighting) | NEORAY | S124-DR-2-35-[All Ceiling Type]-0131-[All Circuiting]-U-ED-[All Emergency]-[All Options]-1-[All Colors] | Indoor Luminaires | Linear Ambient | Direct Linear Ambient Luminaires | Standard | FALSE | [9 empty] | 42480 |  |  | No |  | 3.1 | 10493.9 | 85.39 | 122.9 | 8.11 | 0.9931 | 3500 | 85
PXUNX14B | Eaton (formerly Cooper Lighting) | NEORAY | S124-RDR-2-35-[All Ceiling Type]-0071-[All Circuiting]-U-ED-[All Emergency]-[All Options]-1-W | Indoor Luminaires | Linear Ambient | Direct Linear Ambient Luminaires | Standard | FALSE | [9 empty] | 42480 |  |  | No |  | 3.1 | 6136.1 | 91.18 | 67.3 | 8.1 | 0.9947 | 3500 | 85
PG8Y9WJR | Eaton (formerly Cooper Lighting) | NEORAY | S125-DR-2-35-[All Ceiling Type]-0071-[All Circuiting]-U-ED-[All Emergency]-[All Options]-1-[All Colors] | Indoor Luminaires | Linear Ambient | Direct Linear Ambient Luminaires | Standard | FALSE | [9 empty] | 42480 |  |  | No |  | 3.1 | 5945.9 | 88.35 | 67.3 | 8.1 | 0.9947 | 3500 | 85
PKT5X5BT | Eaton (formerly Cooper Lighting) | NEORAY | S125-DR-2-35-[All Ceiling Type]-0071-[All Circuiting]-U-ED-[All Emergency]-[All Options]-4-[All Colors] | Indoor Luminaires | Linear Ambient | Direct Linear Ambient Luminaires | Standard | FALSE | [9 empty] | 42480 |  |  | No |  | 3.1 | 5800.1 | 86.18 | 67.3 | 8.1 | 0.9947 | 3500 | 85
PN73JM3U | Eaton (formerly Cooper Lighting) | NEORAY | S124-DR-2-35-[All Ceiling Type]-0071-[All Circuiting]-U-ED-[All Emergency]-[All Options]-4-[All Colors] | Indoor Luminaires | Linear Ambient | Direct Linear Ambient Luminaires | Standard | FALSE | [9 empty] | 42480 |  |  | No |  | 3.1 | 5734.5 | 85.21 | 67.3 | 8.1 | 0.9947 | 3500 | 85
PAWD1QKU | Eaton (formerly Cooper Lighting) | NEORAY | S125-RDR-2-35-[All Ceiling Type]-0071-[All Circuiting]-U-ED-[All Emergency]-[All Options]-1-W | Indoor Luminaires | Linear Ambient | Direct Linear Ambient Luminaires | Standard | FALSE | [9 empty] | 42480 |  |  | No |  | 3.1 | 5715.9 | 84.93 | 67.3 | 8.1 | 0.9947 | 3500 | 85
PSC7XPME | Eaton (formerly Cooper Lighting) | NEORAY | S124-DR-2-35-[All Ceiling Type]-0071-[All Circuiting]-U-ED-[All Emergency]-[All Options]-1-[All Colors] | Indoor Luminaires | Linear Ambient | Direct Linear Ambient Luminaires | Standard | FALSE | [9 empty] | 42480 |  |  | No |  | 3.1 | 5687.6 | 84.51 | 67.3 | 8.1 | 0.9947 | 3500 | 85
P4JRA8MW | Eaton (formerly Cooper Lighting) | NEORAY | S124-RDR-1-35-[All Ceiling Type]-0143-[All Circuiting]-U-ED-[All Emergency]-[All Options]-1-W | Indoor Luminaires | Linear Ambient | Direct Linear Ambient Luminaires | Standard | FALSE | [9 empty] | 42480 |  |  | No |  | 3.1 | 7950.2 | 90.45 | 87.9 | 7.99 | 0.9955 | 3500 | 85
PF3HVJRP | Eaton (formerly Cooper Lighting) | NEORAY | S125-DR-1-35-[All Ceiling Type]-0143-[All Circuiting]-U-ED-[All Emergency]-[All Options]-1-[All Colors] | Indoor Luminaires | Linear Ambient | Direct Linear Ambient Luminaires | Standard | FALSE | [9 empty] | 42480 |  |  | No |  | 3.1 | 7944.1 | 90.38 | 87.9 | 7.99 | 0.9955 | 3500 | 85
PYJMDK59 | Eaton (formerly Cooper Lighting) | NEORAY | S125-DR-1-35-[All Ceiling Type]-0143-[All Circuiting]-U-ED-[All Emergency]-[All Options]-4-[All Colors] | Indoor Luminaires | Linear Ambient | Direct Linear Ambient Luminaires | Standard | FALSE | [9 empty] | 42480 |  |  | No |  | 3.1 | 7749.4 | 88.16 | 87.9 | 7.99 | 0.9955 | 3500 | 85
P86RFHBF | Eaton (formerly Cooper Lighting) | NEORAY | S125-RDR-1-35-[All Ceiling Type]-0143-[All Circuiting]-U-ED-[All Emergency]-[All Options]-1-W | Indoor Luminaires | Linear Ambient | Direct Linear Ambient Luminaires | Standard | FALSE | [9 empty] | 42480 |  |  | No |  | 3.1 | 7636.8 | 86.88 | 87.9 | 7.99 | 0.9955 | 3500 | 85
PWHAW5H4 | Eaton (formerly Cooper Lighting) | NEORAY | S124-DR-1-35-[All Ceiling Type]-0143-[All Circuiting]-U-ED-[All Emergency]-[All Options]-4-[All Colors] | Indoor Luminaires | Linear Ambient | Direct Linear Ambient Luminaires | Standard | FALSE | [9 empty] | 42480 |  |  | No |  | 3.1 | 7429.9 | 84.53 | 87.9 | 7.99 | 0.9955 | 3500 | 85
PVRHU881 | Eaton (formerly Cooper Lighting) | NEORAY | S124-DR-1-35-[All Ceiling Type]-0143-[All Circuiting]-U-ED-[All Emergency]-[All Options]-1-[All Colors] | Indoor Luminaires | Linear Ambient | Direct Linear Ambient Luminaires | Standard | FALSE | [9 empty] | 42480 |  |  | No |  | 3.1 | 7369.1 | 83.84 | 87.9 | 7.99 | 0.9955 | 3500 | 85
P7DR1JFF | Eaton (formerly Cooper Lighting) | NEORAY | S123-DR-1-35-[All Ceiling Type]-0143-[All Circuiting]-U-ED-[All Emergency]-[All Options]-4-[All Colors] | Indoor Luminaires | Linear Ambient | Direct Linear Ambient Luminaires | Standard | FALSE | [9 empty] | 42480 |  |  | No |  | 3.1 | 7353.9 | 83.66 | 87.9 | 7.99 | 0.9955 | 3500 | 85
PVRJ3Y9N | Eaton (formerly Cooper Lighting) | NEORAY | S124-RDR-2-35-[All Ceiling Type]-0107-[All Circuiting]-U-ED-[All Emergency]-[All Options]-1-W | Indoor Luminaires | Linear Ambient | Direct Linear Ambient Luminaires | Standard | FALSE | [9 empty] | 42480 |  |  | No |  | 3.1 | 9247.3 | 92.57 | 99.9 | 7.97 | 0.9942 | 3500 | 85
P692MTQS | Eaton (formerly Cooper Lighting) | NEORAY | S125-DR-2-35-[All Ceiling Type]-0107-[All Circuiting]-U-ED-[All Emergency]-[All Options]-1-[All Colors] | Indoor Luminaires | Linear Ambient | Direct Linear Ambient Luminaires | Standard | FALSE | [9 empty] | 42480 |  |  | No |  | 3.1 | 8960.7 | 89.7 | 99.9 | 7.97 | 0.9942 | 3500 | 85
PHF9KBTJ | Eaton (formerly Cooper Lighting) | NEORAY | S125-DR-2-35-[All Ceiling Type]-0107-[All Circuiting]-U-ED-[All Emergency]-[All Options]-4-[All Colors] | Indoor Luminaires | Linear Ambient | Direct Linear Ambient Luminaires | Standard | FALSE | [9 empty] | 42480 |  |  | No |  | 3.1 | 8741 | 87.5 | 99.9 | 7.97 | 0.9942 | 3500 | 85
PAJZ1TFT | Eaton (formerly Cooper Lighting) | NEORAY | S124-DR-2-35-[All Ceiling Type]-0107-[All Circuiting]-U-ED-[All Emergency]-[All Options]-4-[All Colors] | Indoor Luminaires | Linear Ambient | Direct Linear Ambient Luminaires | Standard | FALSE | [9 empty] | 42480 |  |  | No |  | 3.1 | 8642.2 | 86.51 | 99.9 | 7.97 | 0.9942 | 3500 | 85
P7QXRPJR | Eaton (formerly Cooper Lighting) | NEORAY | S125-RDR-2-35-[All Ceiling Type]-0107-[All Circuiting]-U-ED-[All Emergency]-[All Options]-1-W | Indoor Luminaires | Linear Ambient | Direct Linear Ambient Luminaires | Standard | FALSE | [9 empty] | 42480 |  |  | No |  | 3.1 | 8614.1 | 86.23 | 99.9 | 7.97 | 0.9942 | 3500 | 85
P9S4F3SV | Eaton (formerly Cooper Lighting) | NEORAY | S124-DR-2-35-[All Ceiling Type]-0107-[All Circuiting]-U-ED-[All Emergency]-[All Options]-1-[All Colors] | Indoor Luminaires | Linear Ambient | Direct Linear Ambient Luminaires | Standard | FALSE | [9 empty] | 42480 |  |  | No |  | 3.1 | 8571.4 | 85.8 | 99.9 | 7.97 | 0.9942 | 3500 | 85
PXTQGNCK | Eaton (formerly Cooper Lighting) | NEORAY | S124-RDR-2-35-[All Ceiling Type]-0143-[All Circuiting]-U-ED-[All Emergency]-[All Options]-1-W | Indoor Luminaires | Linear Ambient | Direct Linear Ambient Luminaires | Standard | FALSE | [9 empty] | 42480 |  |  | No |  | 3.1 | 12358.6 | 93.27 | 132.5 | 7.9 | 0.9936 | 3500 | 85
PCDUWBAU | Eaton (formerly Cooper Lighting) | NEORAY | S125-DR-2-35-[All Ceiling Type]-0143-[All Circuiting]-U-ED-[All Emergency]-[All Options]-1-[All Colors] | Indoor Luminaires | Linear Ambient | Direct Linear Ambient Luminaires | Standard | FALSE | [9 empty] | 42480 |  |  | No |  | 3.1 | 11975.5 | 90.38 | 132.5 | 7.9 | 0.9936 | 3500 | 85
PQZGGDBX | Eaton (formerly Cooper Lighting) | NEORAY | S125-DR-2-35-[All Ceiling Type]-0143-[All Circuiting]-U-ED-[All Emergency]-[All Options]-4-[All Colors] | Indoor Luminaires | Linear Ambient | Direct Linear Ambient Luminaires | Standard | FALSE | [9 empty] | 42480 |  |  | No |  | 3.1 | 11681.9 | 88.17 | 132.5 | 7.9 | 0.9936 | 3500 | 85
PQSTW962 | Eaton (formerly Cooper Lighting) | NEORAY | S124-DR-2-35-[All Ceiling Type]-0143-[All Circuiting]-U-ED-[All Emergency]-[All Options]-4-[All Colors] | Indoor Luminaires | Linear Ambient | Direct Linear Ambient Luminaires | Standard | FALSE | [9 empty] | 42480 |  |  | No |  | 3.1 | 11549.8 | 87.17 | 132.5 | 7.9 | 0.9936 | 3500 | 85
P6QHFTXQ | Eaton (formerly Cooper Lighting) | NEORAY | S125-RDR-2-35-[All Ceiling Type]-0143-[All Circuiting]-U-ED-[All Emergency]-[All Options]-1-W | Indoor Luminaires | Linear Ambient | Direct Linear Ambient Luminaires | Standard | FALSE | [9 empty] | 42480 |  |  | No |  | 3.1 | 11512.2 | 86.88 | 132.5 | 7.9 | 0.9936 | 3500 | 85
PPGY5S6X | Eaton (formerly Cooper Lighting) | NEORAY | S124-DR-2-35-[All Ceiling Type]-0143-[All Circuiting]-U-ED-[All Emergency]-[All Options]-1-[All Colors] | Indoor Luminaires | Linear Ambient | Direct Linear Ambient Luminaires | Standard | FALSE | [9 empty] | 42480 |  |  | No |  | 3.1 | 11455.2 | 86.45 | 132.5 | 7.9 | 0.9936 | 3500 | 85
PT7NV9W8 | Eaton (formerly Cooper Lighting) | NEORAY | S124-RDR-2-35-[All Ceiling Type]-0083-[All Circuiting]-U-ED-[All Emergency]-[All Options]-1-W | Indoor Luminaires | Linear Ambient | Direct Linear Ambient Luminaires | Standard | FALSE | [9 empty] | 42480 |  |  | No |  | 3.1 | 7173.2 | 93.16 | 77 | 7.89 | 0.9949 | 3500 | 85
P3MBQJ79 | Eaton (formerly Cooper Lighting) | NEORAY | S125-DR-2-35-[All Ceiling Type]-0083-[All Circuiting]-U-ED-[All Emergency]-[All Options]-1-[All Colors] | Indoor Luminaires | Linear Ambient | Direct Linear Ambient Luminaires | Standard | FALSE | [9 empty] | 42480 |  |  | No |  | 3.1 | 6950.8 | 90.27 | 77 | 7.89 | 0.9949 | 3500 | 85
P8YPH5G7 | Eaton (formerly Cooper Lighting) | NEORAY | S125-DR-2-35-[All Ceiling Type]-0083-[All Circuiting]-U-ED-[All Emergency]-[All Options]-4-[All Colors] | Indoor Luminaires | Linear Ambient | Direct Linear Ambient Luminaires | Standard | FALSE | [9 empty] | 42480 |  |  | No |  | 3.1 | 6780.4 | 88.06 | 77 | 7.89 | 0.9949 | 3500 | 85
P98ZTV54 | Eaton (formerly Cooper Lighting) | NEORAY | S124-DR-2-35-[All Ceiling Type]-0083-[All Circuiting]-U-ED-[All Emergency]-[All Options]-4-[All Colors] | Indoor Luminaires | Linear Ambient | Direct Linear Ambient Luminaires | Standard | FALSE | [9 empty] | 42480 |  |  | No |  | 3.1 | 6703.7 | 87.06 | 77 | 7.89 | 0.9949 | 3500 | 85
PT4BW47B | Eaton (formerly Cooper Lighting) | NEORAY | S125-RDR-2-35-[All Ceiling Type]-0083-[All Circuiting]-U-ED-[All Emergency]-[All Options]-1-W | Indoor Luminaires | Linear Ambient | Direct Linear Ambient Luminaires | Standard | FALSE | [9 empty] | 42480 |  |  | No |  | 3.1 | 6681.9 | 86.78 | 77 | 7.89 | 0.9949 | 3500 | 85
P76X1B8E | Eaton (formerly Cooper Lighting) | NEORAY | S124-DR-2-35-[All Ceiling Type]-0083-[All Circuiting]-U-ED-[All Emergency]-[All Options]-1-[All Colors] | Indoor Luminaires | Linear Ambient | Direct Linear Ambient Luminaires | Standard | FALSE | [9 empty] | 42480 |  |  | No |  | 3.1 | 6648.8 | 86.35 | 77 | 7.89 | 0.9949 | 3500 | 85
PZS2BMA1 | Eaton (formerly Cooper Lighting) | NEORAY | S124-RDR-2-35-[All Ceiling Type]-0023-[All Circuiting]-U-ED-[All Emergency]-[All Options]-1-W | Indoor Luminaires | Linear Ambient | Direct Linear Ambient Luminaires | Standard | FALSE | [9 empty] | 42480 |  |  | No |  | 3.1 | 1987.7 | 91.6 | 21.7 | 7.32 | 0.9941 | 3500 | 85
PXX9NBTD | Eaton (formerly Cooper Lighting) | NEORAY | S125-DR-2-35-[All Ceiling Type]-0023-[All Circuiting]-U-ED-[All Emergency]-[All Options]-1-[All Colors] | Indoor Luminaires | Linear Ambient | Direct Linear Ambient Luminaires | Standard | FALSE | [9 empty] | 42480 |  |  | No |  | 3.1 | 1926.1 | 88.76 | 21.7 | 7.32 | 0.9941 | 3500 | 85
PPURSQAP | Eaton (formerly Cooper Lighting) | NEORAY | S125-DR-2-35-[All Ceiling Type]-0023-[All Circuiting]-1-ED-[All Emergency]-[All Options]-4-[All Colors] | Indoor Luminaires | Linear Ambient | Direct Linear Ambient Luminaires | Standard | FALSE | [9 empty] | 42480 |  |  | No |  | 3.1 | 1878.9 | 86.59 | 21.7 | 7.32 | 0.9941 | 3500 | 85
PSHTFSF2 | Eaton (formerly Cooper Lighting) | NEORAY | S124-DR-2-35-[All Ceiling Type]-0023-[All Circuiting]-1-ED-[All Emergency]-[All Options]-4-[All Colors] | Indoor Luminaires | Linear Ambient | Direct Linear Ambient Luminaires | Standard | FALSE | [9 empty] | 42480 |  |  | No |  | 3.1 | 1857.7 | 85.61 | 21.7 | 7.32 | 0.9941 | 3500 | 85
PNAXJZZZ | Eaton (formerly Cooper Lighting) | NEORAY | S125-RDR-2-35-[All Ceiling Type]-0023-[All Circuiting]-1-ED-[All Emergency]-[All Options]-1-W | Indoor Luminaires | Linear Ambient | Direct Linear Ambient Luminaires | Standard | FALSE | [9 empty] | 42480 |  |  | No |  | 3.1 | 1851.6 | 85.33 | 21.7 | 7.32 | 0.9941 | 3500 | 85
PCNKZXVH | Eaton (formerly Cooper Lighting) | NEORAY | S124-DR-2-35-[All Ceiling Type]-0023-[All Circuiting]-1-ED-[All Emergency]-[All Options]-1-[All Colors] | Indoor Luminaires | Linear Ambient | Direct Linear Ambient Luminaires | Standard | FALSE | [9 empty] | 42480 |  |  | No |  | 3.1 | 1842.4 | 84.9 | 21.7 | 7.32 | 0.9941 | 3500 | 85
PNX7MZZ2 | Eaton (formerly Cooper Lighting) | NEORAY | S124-RDR-1-35-[All Ceiling Type]-0035-[All Circuiting]-U-ED-[All Emergency]-[All Options]-1-W | Indoor Luminaires | Linear Ambient | Direct Linear Ambient Luminaires | Standard | FALSE | [9 empty] | 42480 |  |  | No |  | 3.1 | 1945.9 | 87.65 | 22.2 | 7.28 | 0.9943 | 3500 | 85
PGUYYVBW | Eaton (formerly Cooper Lighting) | NEORAY | S125-DR-1-35-[All Ceiling Type]-0035-[All Circuiting]-U-ED-[All Emergency]-[All Options]-1-[All Colors] | Indoor Luminaires | Linear Ambient | Direct Linear Ambient Luminaires | Standard | FALSE | [9 empty] | 42480 |  |  | No |  | 3.1 | 1944.4 | 87.59 | 22.2 | 7.28 | 0.9943 | 3500 | 85
P8ZQPJMU | Eaton (formerly Cooper Lighting) | NEORAY | S125-DR-1-35-[All Ceiling Type]-0035-[All Circuiting]-1-ED-[All Emergency]-[All Options]-4-[All Colors] | Indoor Luminaires | Linear Ambient | Direct Linear Ambient Luminaires | Standard | FALSE | [9 empty] | 42480 |  |  | No |  | 3.1 | 1896.7 | 85.44 | 22.2 | 7.28 | 0.9943 | 3500 | 85
PAM5A5QB | Eaton (formerly Cooper Lighting) | NEORAY | S125-RDR-1-35-[All Ceiling Type]-0035-[All Circuiting]-1-ED-[All Emergency]-[All Options]-1-W | Indoor Luminaires | Linear Ambient | Direct Linear Ambient Luminaires | Standard | FALSE | [9 empty] | 42480 |  |  | No |  | 3.1 | 1869.1 | 84.19 | 22.2 | 7.28 | 0.9943 | 3500 | 85
P6249XS6 | Eaton (formerly Cooper Lighting) | NEORAY | S124-RDR-1-35-[All Ceiling Type]-0119-[All Circuiting]-U-ED-[All Emergency]-[All Options]-1-W | Indoor Luminaires | Linear Ambient | Direct Linear Ambient Luminaires | Standard | FALSE | [9 empty] | 42480 |  |  | No |  | 3.1 | 6615.9 | 87.51 | 75.6 | 5.77 | 0.9921 | 3500 | 85
PCQSTJTG | Eaton (formerly Cooper Lighting) | NEORAY | S125-DR-1-35-[All Ceiling Type]-0119-[All Circuiting]-U-ED-[All Emergency]-[All Options]-1-[All Colors] | Indoor Luminaires | Linear Ambient | Direct Linear Ambient Luminaires | Standard | FALSE | [9 empty] | 42480 |  |  | No |  | 3.1 | 6610.8 | 87.44 | 75.6 | 5.77 | 0.9921 | 3500 | 85
PUZAZSGH | Eaton (formerly Cooper Lighting) | NEORAY | S125-DR-1-35-[All Ceiling Type]-0119-[All Circuiting]-U-ED-[All Emergency]-[All Options]-4-[All Colors] | Indoor Luminaires | Linear Ambient | Direct Linear Ambient Luminaires | Standard | FALSE | [9 empty] | 42480 |  |  | No |  | 3.1 | 6448.8 | 85.3 | 75.6 | 5.77 | 0.9921 | 3500 | 85
PQQ4BWA5 | Eaton (formerly Cooper Lighting) | NEORAY | S125-RDR-1-35-[All Ceiling Type]-0119-[All Circuiting]-U-ED-[All Emergency]-[All Options]-1-W | Indoor Luminaires | Linear Ambient | Direct Linear Ambient Luminaires | Standard | FALSE | [9 empty] | 42480 |  |  | No |  | 3.1 | 6355.1 | 84.06 | 75.6 | 5.77 | 0.9921 | 3500 | 85
PBRJVUKB | Eaton (formerly Cooper Lighting) | NEORAY | S124-RDR-2-35-[All Ceiling Type]-0095-[All Circuiting]-U-ED-[All Emergency]-[All Options]-1-W | Indoor Luminaires | Linear Ambient | Direct Linear Ambient Luminaires | Standard | FALSE | [9 empty] | 42480 |  |  | No |  | 3.1 | 8210.2 | 92.77 | 88.5 | 5.44 | 0.9938 | 3500 | 85
P3JC4YVJ | Eaton (formerly Cooper Lighting) | NEORAY | S125-DR-2-35-[All Ceiling Type]-0095-[All Circuiting]-U-ED-[All Emergency]-[All Options]-1-[All Colors] | Indoor Luminaires | Linear Ambient | Direct Linear Ambient Luminaires | Standard | FALSE | [9 empty] | 42480 |  |  | No |  | 3.1 | 7955.7 | 89.89 | 88.5 | 5.44 | 0.9938 | 3500 | 85
P4ZR8HYV | Eaton (formerly Cooper Lighting) | NEORAY | S125-DR-2-35-[All Ceiling Type]-0095-[All Circuiting]-U-ED-[All Emergency]-[All Options]-4-[All Colors] | Indoor Luminaires | Linear Ambient | Direct Linear Ambient Luminaires | Standard | FALSE | [9 empty] | 42480 |  |  | No |  | 3.1 | 7760.7 | 87.69 | 88.5 | 5.44 | 0.9938 | 3500 | 85
P2XWNBJJ | Eaton (formerly Cooper Lighting) | NEORAY | S124-DR-2-35-[All Ceiling Type]-0095-[All Circuiting]-U-ED-[All Emergency]-[All Options]-4-[All Colors] | Indoor Luminaires | Linear Ambient | Direct Linear Ambient Luminaires | Standard | FALSE | [9 empty] | 42480 |  |  | No |  | 3.1 | 7672.9 | 86.7 | 88.5 | 5.44 | 0.9938 | 3500 | 85
PSY8T1ER | Eaton (formerly Cooper Lighting) | NEORAY | S125-RDR-2-35-[All Ceiling Type]-0095-[All Circuiting]-U-ED-[All Emergency]-[All Options]-1-W | Indoor Luminaires | Linear Ambient | Direct Linear Ambient Luminaires | Standard | FALSE | [9 empty] | 42480 |  |  | No |  | 3.1 | 7648 | 86.42 | 88.5 | 5.44 | 0.9938 | 3500 | 85
P9Y7QPXQ | Eaton (formerly Cooper Lighting) | NEORAY | S124-DR-2-35-[All Ceiling Type]-0095-[All Circuiting]-U-ED-[All Emergency]-[All Options]-1-[All Colors] | Indoor Luminaires | Linear Ambient | Direct Linear Ambient Luminaires | Standard | FALSE | [9 empty] | 42480 |  |  | No |  | 3.1 | 7610.1 | 85.99 | 88.5 | 5.44 | 0.9938 | 3500 | 85
PAJH6GQ2 | Eaton (formerly Cooper Lighting) | NEORAY | S124-RDR-1-35-[All Ceiling Type]-0107-[All Circuiting]-U-ED-[All Emergency]-[All Options]-1-W | Indoor Luminaires | Linear Ambient | Direct Linear Ambient Luminaires | Standard | FALSE | [9 empty] | 42480 |  |  | No |  | 3.1 | 5948.7 | 89.19 | 66.7 | 4.2 | 0.992 | 3500 | 85
PU5MK5UF | Eaton (formerly Cooper Lighting) | NEORAY | S125-DR-1-35-[All Ceiling Type]-0107-[All Circuiting]-U-ED-[All Emergency]-[All Options]-1-[All Colors] | Indoor Luminaires | Linear Ambient | Direct Linear Ambient Luminaires | Standard | FALSE | [9 empty] | 42480 |  |  | No |  | 3.1 | 5944.2 | 89.12 | 66.7 | 4.2 | 0.992 | 3500 | 85
PH63PFUR | Eaton (formerly Cooper Lighting) | NEORAY | S125-DR-1-35-[All Ceiling Type]-0107-[All Circuiting]-U-ED-[All Emergency]-[All Options]-4-[All Colors] | Indoor Luminaires | Linear Ambient | Direct Linear Ambient Luminaires | Standard | FALSE | [9 empty] | 42480 |  |  | No |  | 3.1 | 5798.5 | 86.93 | 66.7 | 4.2 | 0.992 | 3500 | 85
P3HPY3QP | Eaton (formerly Cooper Lighting) | NEORAY | S125-RDR-1-35-[All Ceiling Type]-0107-[All Circuiting]-U-ED-[All Emergency]-[All Options]-1-W | Indoor Luminaires | Linear Ambient | Direct Linear Ambient Luminaires | Standard | FALSE | [9 empty] | 42480 |  |  | No |  | 3.1 | 5714.3 | 85.67 | 66.7 | 4.2 | 0.992 | 3500 | 85
P1XY42J9 | Eaton (formerly Cooper Lighting) | NEORAY | S124-DR-1-35-[All Ceiling Type]-0107-[All Circuiting]-1-ED-[All Emergency]-[All Options]-4-[All Colors] | Indoor Luminaires | Linear Ambient | Direct Linear Ambient Luminaires | Standard | FALSE | [9 empty] | 42480 |  |  | No |  | 3.1 | 5559.4 | 83.35 | 66.7 | 4.2 | 0.992 | 3500 | 85
PGTXM3NR | Eaton (formerly Cooper Lighting) | NEORAY | S124-DR-1-35-[All Ceiling Type]-0107-[All Circuiting]-1-ED-[All Emergency]-[All Options]-1-[All Colors] | Indoor Luminaires | Linear Ambient | Direct Linear Ambient Luminaires | Standard | FALSE | [9 empty] | 42480 |  |  | No |  | 3.1 | 5513.9 | 82.67 | 66.7 | 4.2 | 0.992 | 3500 | 85
PWM5HFKW | Eaton (formerly Cooper Lighting) | NEORAY | S123-DR-1-35-[All Ceiling Type]-0107-[All Circuiting]-1-ED-[All Emergency]-[All Options]-4-[All Colors] | Indoor Luminaires | Linear Ambient | Direct Linear Ambient Luminaires | Standard | FALSE | [9 empty] | 42480 |  |  | No |  | 3.1 | 5502.5 | 82.5 | 66.7 | 4.2 | 0.992 | 3500 | 85
PX4UB1VJ | Eaton (formerly Cooper Lighting) | NEORAY | S124-RDR-1-35-[All Ceiling Type]-0131-[All Circuiting]-U-ED-[All Emergency]-[All Options]-1-W | Indoor Luminaires | Linear Ambient | Direct Linear Ambient Luminaires | Standard | FALSE | [9 empty] | 42480 |  |  | No |  | 3.1 | 7283 | 87.33 | 83.4 | 3.87 | 0.99 | 3500 | 85
PBXGQXM6 | Eaton (formerly Cooper Lighting) | NEORAY | S125-DR-1-35-[All Ceiling Type]-0131-[All Circuiting]-U-ED-[All Emergency]-[All Options]-1-[All Colors] | Indoor Luminaires | Linear Ambient | Direct Linear Ambient Luminaires | Standard | FALSE | [9 empty] | 42480 |  |  | No |  | 3.1 | 7277.5 | 87.26 | 83.4 | 3.87 | 0.99 | 3500 | 85
PYPSBNWM | Eaton (formerly Cooper Lighting) | NEORAY | S125-DR-1-35-[All Ceiling Type]-0131-[All Circuiting]-U-ED-[All Emergency]-[All Options]-4-[All Colors] | Indoor Luminaires | Linear Ambient | Direct Linear Ambient Luminaires | Standard | FALSE | [9 empty] | 42480 |  |  | No |  | 3.1 | 7099.1 | 85.12 | 83.4 | 3.87 | 0.99 | 3500 | 85
PCHN6Q81 | Eaton (formerly Cooper Lighting) | NEORAY | S125-RDR-1-35-[All Ceiling Type]-0131-[All Circuiting]-U-ED-[All Emergency]-[All Options]-1-W | Indoor Luminaires | Linear Ambient | Direct Linear Ambient Luminaires | Standard | FALSE | [9 empty] | 42480 |  |  | No |  | 3.1 | 6996 | 83.88 | 83.4 | 3.87 | 0.99 | 3500 | 85
PR9C2Y8G | Eaton (formerly Cooper Lighting) | NEORAY | S124-RDR-1-35-[All Ceiling Type]-0071-[All Circuiting]-U-ED-[All Emergency]-[All Options]-1-W | Indoor Luminaires | Linear Ambient | Direct Linear Ambient Luminaires | Standard | FALSE | [9 empty] | 42480 |  |  | No |  | 3.1 | 3947.3 | 87.14 | 45.3 | 3.28 | 0.9923 | 3500 | 85
P6VEJQFK | Eaton (formerly Cooper Lighting) | NEORAY | S125-DR-1-35-[All Ceiling Type]-0071-[All Circuiting]-U-ED-[All Emergency]-[All Options]-1-[All Colors] | Indoor Luminaires | Linear Ambient | Direct Linear Ambient Luminaires | Standard | FALSE | [9 empty] | 42480 |  |  | No |  | 3.1 | 3944.3 | 87.07 | 45.3 | 3.28 | 0.9923 | 3500 | 85
P2VMWRJE | Eaton (formerly Cooper Lighting) | NEORAY | S125-DR-1-35-[All Ceiling Type]-0071-[All Circuiting]-U-ED-[All Emergency]-[All Options]-4-[All Colors] | Indoor Luminaires | Linear Ambient | Direct Linear Ambient Luminaires | Standard | FALSE | [9 empty] | 42480 |  |  | No |  | 3.1 | 3847.6 | 84.94 | 45.3 | 3.28 | 0.9923 | 3500 | 85
PFHXY8AC | Eaton (formerly Cooper Lighting) | NEORAY | S125-RDR-1-35-[All Ceiling Type]-0071-[All Circuiting]-U-ED-[All Emergency]-[All Options]-1-W | Indoor Luminaires | Linear Ambient | Direct Linear Ambient Luminaires | Standard | FALSE | [9 empty] | 42480 |  |  | No |  | 3.1 | 3791.7 | 83.7 | 45.3 | 3.28 | 0.9923 | 3500 | 85
PVU6AF9B | Eaton (formerly Cooper Lighting) | NEORAY | S124-RDR-2-35-[All Ceiling Type]-0047-[All Circuiting]-U-ED-[All Emergency]-[All Options]-1-W | Indoor Luminaires | Linear Ambient | Direct Linear Ambient Luminaires | Standard | FALSE | [9 empty] | 42480 |  |  | No |  | 3.1 | 4061.9 | 90.87 | 44.7 | 3.27 | 0.9917 | 3500 | 85
PGMRTPXC | Eaton (formerly Cooper Lighting) | NEORAY | S125-DR-2-35-[All Ceiling Type]-0047-[All Circuiting]-U-ED-[All Emergency]-[All Options]-1-[All Colors] | Indoor Luminaires | Linear Ambient | Direct Linear Ambient Luminaires | Standard | FALSE | [9 empty] | 42480 |  |  | No |  | 3.1 | 3936 | 88.05 | 44.7 | 3.27 | 0.9917 | 3500 | 85
PS2NQUTD | Eaton (formerly Cooper Lighting) | NEORAY | S125-DR-2-35-[All Ceiling Type]-0047-[All Circuiting]-U-ED-[All Emergency]-[All Options]-4-[All Colors] | Indoor Luminaires | Linear Ambient | Direct Linear Ambient Luminaires | Standard | FALSE | [9 empty] | 42480 |  |  | No |  | 3.1 | 3839.5 | 85.89 | 44.7 | 3.27 | 0.9917 | 3500 | 85
P74UH1NQ | Eaton (formerly Cooper Lighting) | NEORAY | S124-DR-2-35-[All Ceiling Type]-0047-[All Circuiting]-U-ED-[All Emergency]-[All Options]-4-[All Colors] | Indoor Luminaires | Linear Ambient | Direct Linear Ambient Luminaires | Standard | FALSE | [9 empty] | 42480 |  |  | No |  | 3.1 | 3796.1 | 84.92 | 44.7 | 3.27 | 0.9917 | 3500 | 85
PEZR49RY | Eaton (formerly Cooper Lighting) | NEORAY | S125-RDR-2-35-[All Ceiling Type]-0047-[All Circuiting]-U-ED-[All Emergency]-[All Options]-1-W | Indoor Luminaires | Linear Ambient | Direct Linear Ambient Luminaires | Standard | FALSE | [9 empty] | 42480 |  |  | No |  | 3.1 | 3783.7 | 84.65 | 44.7 | 3.27 | 0.9917 | 3500 | 85
PM6WPG48 | Eaton (formerly Cooper Lighting) | NEORAY | S124-DR-2-35-[All Ceiling Type]-0047-[All Circuiting]-U-ED-[All Emergency]-[All Options]-1-[All Colors] | Indoor Luminaires | Linear Ambient | Direct Linear Ambient Luminaires | Standard | FALSE | [9 empty] | 42480 |  |  | No |  | 3.1 | 3765 | 84.23 | 44.7 | 3.27 | 0.9917 | 3500 | 85
P2P45KPW | Eaton (formerly Cooper Lighting) | NEORAY | S124-RDR-2-30-[All Ceiling Type]-0059-[All Circuiting]-1-ED-[All Emergency]-[All Options]-1-W | Indoor Luminaires | Linear Ambient | Direct Linear Ambient Luminaires | Standard | FALSE | [9 empty] | 42480 |  |  | No |  | 3.1 | 4728 | 84.43 | 56 | 8.36 | 0.9922 | 3000 | 85
P29ZQ79N | Eaton (formerly Cooper Lighting) | NEORAY | S124-RDR-2-30-[All Ceiling Type]-0119-[All Circuiting]-U-ED-[All Emergency]-[All Options]-1-W | Indoor Luminaires | Linear Ambient | Direct Linear Ambient Luminaires | Standard | FALSE | [9 empty] | 42480 |  |  | No |  | 3.1 | 9536.2 | 85.37 | 111.7 | 8.23 | 0.9914 | 3000 | 85
PSAH44U6 | Eaton (formerly Cooper Lighting) | NEORAY | S125-DR-2-30-[All Ceiling Type]-0119-[All Circuiting]-1-ED-[All Emergency]-[All Options]-1-[All Colors] | Indoor Luminaires | Linear Ambient | Direct Linear Ambient Luminaires | Standard | FALSE | [9 empty] | 42480 |  |  | No |  | 3.1 | 9240.6 | 82.73 | 111.7 | 8.23 | 0.9914 | 3000 | 85
PYHTCGSR | Eaton (formerly Cooper Lighting) | NEORAY | S124-RDR-2-30-[All Ceiling Type]-0035-[All Circuiting]-U-ED-[All Emergency]-[All Options]-1-W | Indoor Luminaires | Linear Ambient | Direct Linear Ambient Luminaires | Standard | FALSE | [9 empty] | 42480 |  |  | No |  | 3.1 | 2804.8 | 84.99 | 33 | 8.13 | 0.9945 | 3000 | 85
PZM885CN | Eaton (formerly Cooper Lighting) | NEORAY | S124-RDR-2-30-[All Ceiling Type]-0131-[All Circuiting]-U-ED-[All Emergency]-[All Options]-1-W | Indoor Luminaires | Linear Ambient | Direct Linear Ambient Luminaires | Standard | FALSE | [9 empty] | 42480 |  |  | No |  | 3.1 | 10497.9 | 85.42 | 122.9 | 8.11 | 0.9931 | 3000 | 85
P2TPGRZY | Eaton (formerly Cooper Lighting) | NEORAY | S125-DR-2-30-[All Ceiling Type]-0131-[All Circuiting]-1-ED-[All Emergency]-[All Options]-1-[All Colors] | Indoor Luminaires | Linear Ambient | Direct Linear Ambient Luminaires | Standard | FALSE | [9 empty] | 42480 |  |  | No |  | 3.1 | 10172.4 | 82.77 | 122.9 | 8.11 | 0.9931 | 3000 | 85
PMTFEJXP | Eaton (formerly Cooper Lighting) | NEORAY | S124-RDR-2-30-[All Ceiling Type]-0071-[All Circuiting]-U-ED-[All Emergency]-[All Options]-1-W | Indoor Luminaires | Linear Ambient | Direct Linear Ambient Luminaires | Standard | FALSE | [9 empty] | 42480 |  |  | No |  | 3.1 | 5689.7 | 84.54 | 67.3 | 8.1 | 0.9947 | 3000 | 85
PRUH9669 | Eaton (formerly Cooper Lighting) | NEORAY | S124-RDR-1-30-[All Ceiling Type]-0143-[All Circuiting]-U-ED-[All Emergency]-[All Options]-1-W | Indoor Luminaires | Linear Ambient | Direct Linear Ambient Luminaires | Standard | FALSE | [9 empty] | 42480 |  |  | No |  | 3.1 | 7371.8 | 83.87 | 87.9 | 7.99 | 0.9955 | 3000 | 85
PXV3XDTF | Eaton (formerly Cooper Lighting) | NEORAY | S125-DR-1-30-[All Ceiling Type]-0143-[All Circuiting]-U-ED-[All Emergency]-[All Options]-1-[All Colors] | Indoor Luminaires | Linear Ambient | Direct Linear Ambient Luminaires | Standard | FALSE | [9 empty] | 42480 |  |  | No |  | 3.1 | 7366.2 | 83.8 | 87.9 | 7.99 | 0.9955 | 3000 | 85
PW26XWP5 | Eaton (formerly Cooper Lighting) | NEORAY | S124-RDR-2-30-[All Ceiling Type]-0107-[All Circuiting]-U-ED-[All Emergency]-[All Options]-1-W | Indoor Luminaires | Linear Ambient | Direct Linear Ambient Luminaires | Standard | FALSE | [9 empty] | 42480 |  |  | No |  | 3.1 | 8574.6 | 85.83 | 99.9 | 7.97 | 0.9942 | 3000 | 85
PCBVE61X | Eaton (formerly Cooper Lighting) | NEORAY | S125-DR-2-30-[All Ceiling Type]-0107-[All Circuiting]-1-ED-[All Emergency]-[All Options]-1-[All Colors] | Indoor Luminaires | Linear Ambient | Direct Linear Ambient Luminaires | Standard | FALSE | [9 empty] | 42480 |  |  | No |  | 3.1 | 8308.8 | 83.17 | 99.9 | 7.97 | 0.9942 | 3000 | 85
PWDMJ8XA | Eaton (formerly Cooper Lighting) | NEORAY | S124-RDR-2-30-[All Ceiling Type]-0143-[All Circuiting]-U-ED-[All Emergency]-[All Options]-1-W | Indoor Luminaires | Linear Ambient | Direct Linear Ambient Luminaires | Standard | FALSE | [9 empty] | 42480 |  |  | No |  | 3.1 | 11459.5 | 86.49 | 132.5 | 7.9 | 0.9936 | 3000 | 85
P75HYPMA | Eaton (formerly Cooper Lighting) | NEORAY | S125-DR-2-30-[All Ceiling Type]-0143-[All Circuiting]-1-ED-[All Emergency]-[All Options]-1-[All Colors] | Indoor Luminaires | Linear Ambient | Direct Linear Ambient Luminaires | Standard | FALSE | [9 empty] | 42480 |  |  | No |  | 3.1 | 11104.3 | 83.81 | 132.5 | 7.9 | 0.9936 | 3000 | 85
P3VJM8FM | Eaton (formerly Cooper Lighting) | NEORAY | S124-RDR-2-30-[All Ceiling Type]-0083-[All Circuiting]-U-ED-[All Emergency]-[All Options]-1-W | Indoor Luminaires | Linear Ambient | Direct Linear Ambient Luminaires | Standard | FALSE | [9 empty] | 42480 |  |  | No |  | 3.1 | 6651.3 | 86.38 | 77 | 7.89 | 0.9949 | 3000 | 85
PV93TMTY | Eaton (formerly Cooper Lighting) | NEORAY | S125-DR-2-30-[All Ceiling Type]-0083-[All Circuiting]-1-ED-[All Emergency]-[All Options]-1-[All Colors] | Indoor Luminaires | Linear Ambient | Direct Linear Ambient Luminaires | Standard | FALSE | [9 empty] | 42480 |  |  | No |  | 3.1 | 6445.1 | 83.7 | 77 | 7.89 | 0.9949 | 3000 | 85
PWE3U1KW | Eaton (formerly Cooper Lighting) | NEORAY | S124-RDR-2-30-[All Ceiling Type]-0023-[All Circuiting]-1-ED-[All Emergency]-[All Options]-1-W | Indoor Luminaires | Linear Ambient | Direct Linear Ambient Luminaires | Standard | FALSE | [9 empty] | 42480 |  |  | No |  | 3.1 | 1843.1 | 84.94 | 21.7 | 7.32 | 0.9941 | 3000 | 85
P1YMCHBV | Eaton (formerly Cooper Lighting) | NEORAY | S124-RDR-2-30-[All Ceiling Type]-0095-[All Circuiting]-U-ED-[All Emergency]-[All Options]-1-W | Indoor Luminaires | Linear Ambient | Direct Linear Ambient Luminaires | Standard | FALSE | [9 empty] | 42480 |  |  | No |  | 3.1 | 7613 | 86.02 | 88.5 | 5.44 | 0.9938 | 3000 | 85
P4P1ZKEC | Eaton (formerly Cooper Lighting) | NEORAY | S125-DR-2-30-[All Ceiling Type]-0095-[All Circuiting]-U-ED-[All Emergency]-[All Options]-1-[All Colors] | Indoor Luminaires | Linear Ambient | Direct Linear Ambient Luminaires | Standard | FALSE | [9 empty] | 42480 |  |  | No |  | 3.1 | 7377 | 83.36 | 88.5 | 5.44 | 0.9938 | 3000 | 85
PV6EGSSA | Eaton (formerly Cooper Lighting) | NEORAY | S124-RDR-1-30-[All Ceiling Type]-0107-[All Circuiting]-1-ED-[All Emergency]-[All Options]-1-W | Indoor Luminaires | Linear Ambient | Direct Linear Ambient Luminaires | Standard | FALSE | [9 empty] | 42480 |  |  | No |  | 3.1 | 5516 | 82.7 | 66.7 | 4.2 | 0.992 | 3000 | 85
PBUA8MVD | Eaton (formerly Cooper Lighting) | NEORAY | S125-DR-1-30-[All Ceiling Type]-0107-[All Circuiting]-1-ED-[All Emergency]-[All Options]-1-[All Colors] | Indoor Luminaires | Linear Ambient | Direct Linear Ambient Luminaires | Standard | FALSE | [9 empty] | 42480 |  |  | No |  | 3.1 | 5511.8 | 82.64 | 66.7 | 4.2 | 0.992 | 3000 | 85
PFFNXGE9 | Eaton (formerly Cooper Lighting) | NEORAY | S124-RDR-2-30-[All Ceiling Type]-0047-[All Circuiting]-U-ED-[All Emergency]-[All Options]-1-W | Indoor Luminaires | Linear Ambient | Direct Linear Ambient Luminaires | Standard | FALSE | [9 empty] | 42480 |  |  | No |  | 3.1 | 3766.4 | 84.26 | 44.7 | 3.27 | 0.9917 | 3000 | 85
PDTP4GWW | Linmore LED Labs | Linmore LED | LL-URS-8NA-2-35K-44W | Indoor Luminaires | Linear Ambient | Direct Linear Ambient Luminaires | Standard | TRUE | 6341.57 | 144 | 44.08 | 12 | 0.87 | 3365 | 81 | 5 | 88000 | 42479 |  |  | No |  | 3.1 | 6341.57 | 144 | 44.08 | 13 | 0.99 | 3500 | 81
PYSGS565 | Linmore LED Labs | Linmore LED | LL-URS-8NA-2-35K-36W | Indoor Luminaires | Linear Ambient | Direct Linear Ambient Luminaires | Standard | TRUE | 5318.2 | 145 | 36.63 | 12 | 0.87 | 3365 | 81 | 5 | 88000 | 42479 |  |  | No |  | 3.1 | 5318.2 | 145 | 36.63 | 7 | 0.99 | 3500 | 81
P1JBPRYQ | Linmore LED Labs | Linmore LED | LL-URS-8NA-2-50K-44W | Indoor Luminaires | Linear Ambient | Direct Linear Ambient Luminaires | Standard | FALSE | [9 empty] | 42479 | Dimmable | Continuous Above 10 | No |  | 3.1 | 6435.68 | 146 | 44.08 | 13 | 0.99 | 5000 | 81
P28PEV34 | Linmore LED Labs | Linmore LED | LL-URS-8NA-2-50K-36W | Indoor Luminaires | Linear Ambient | Direct Linear Ambient Luminaires | Standard | FALSE | [9 empty] | 42479 | Dimmable | Continuous Above 10 | No |  | 3.1 | 5384.61 | 147 | 36.63 | 7 | 0.99 | 5000 | 81
P8WZYREK | Linmore LED Labs | Linmore LED | LL-URS-8NA-2-41K-44W | Indoor Luminaires | Linear Ambient | Direct Linear Ambient Luminaires | Standard | FALSE | [9 empty] | 42479 | Dimmable | Continuous Above 10 | No |  | 3.1 | 6391.6 | 145 | 44.08 | 13 | 0.99 | 4100 | 81
PUWBCTFH | Linmore LED Labs | Linmore LED | LL-URS-8NA-2-41K-36W | Indoor Luminaires | Linear Ambient | Direct Linear Ambient Luminaires | Standard | FALSE | [9 empty] | 42479 | Dimmable | Continuous Above 10 | No |  | 3.1 | 5347.98 | 146 | 36.63 | 7 | 0.99 | 4100 | 81
PHXD5W7U | Core Products Canada Ltd | CORE | CS-484-MS-4 | Indoor Luminaires | Linear Ambient | Direct Linear Ambient Luminaires | Standard | FALSE | [9 empty] | 42478 |  |  | Yes | Product Updated on 3/6/2017 | 4.1 | 4200 | 105 | 40 | 15 | 0.9 | 4000 | 83
PXSJ2YCD | Core Products Canada Ltd | CORE | VP-484-4 | Indoor Luminaires | Linear Ambient | Direct Linear Ambient Luminaires | Standard | TRUE | 4206.14 | 105.1 | 40.02 | 14.36 | 0.926 | 4238 | 86.1 | 5 | 50000 | 42478 |  |  | No | Product Updated on 3/6/2017 | 4.1 | 4200 | 105 | 40 | 15 | 0.9 | 4000 | 83
PD78QT6X | Core Products Canada Ltd | CORE | VP-484-MS-4 | Indoor Luminaires | Linear Ambient | Direct Linear Ambient Luminaires | Standard | FALSE | [9 empty] | 42478 |  |  | Yes | Product Updated on 3/6/2017 | 4.1 | 4200 | 105 | 40 | 15 | 0.9 | 4000 | 83
PTVZVJXY | National Energy&Light | NEL | GLF-8-84-HU-01-00 | Indoor Luminaires | Linear Ambient | Direct Linear Ambient Luminaires | Standard | FALSE | [9 empty] | 42478 |  |  | Yes |  | 4.1 | 8000 | 97 | 82 | 15 | 0.9 | 4000 | 83
PBW4NWPX | Core Products Canada Ltd | CORE | VP-484-5 | Indoor Luminaires | Linear Ambient | Direct Linear Ambient Luminaires | Standard | FALSE | [9 empty] | 42478 |  |  | No | Product Updated on 3/6/2017 | 4.1 | 4200 | 105 | 40 | 15 | 0.9 | 5000 | 83
PJRD1S3W | Core Products Canada Ltd | CORE | CS-484-5 | Indoor Luminaires | Linear Ambient | Direct Linear Ambient Luminaires | Standard | FALSE | [9 empty] | 42478 |  |  | No | Product Updated on 3/6/2017 | 4.1 | 4200 | 105 | 40 | 15 | 0.9 | 5000 | 83
PJX8D3YT | Core Products Canada Ltd | CORE | VP-484-MS-5 | Indoor Luminaires | Linear Ambient | Direct Linear Ambient Luminaires | Standard | FALSE | [9 empty] | 42478 |  |  | Yes | Product Updated on 3/6/2017 | 4.1 | 4200 | 105 | 40 | 15 | 0.9 | 5000 | 83
PR7DMKSA | Core Products Canada Ltd | CORE | CS-484-MS-5 | Indoor Luminaires | Linear Ambient | Direct Linear Ambient Luminaires | Standard | FALSE | [9 empty] | 42478 |  |  | Yes | Product Updated on 3/6/2017 | 4.1 | 4200 | 105 | 40 | 15 | 0.9 | 5000 | 83
PQYGUA2V | Core Products Canada Ltd | CORE | CS-484-4 | Indoor Luminaires | Linear Ambient | Direct Linear Ambient Luminaires | Standard | TRUE | 4246.51 | 105.63 | 40.2 | 14.75 | 0.927 | 4170 | 86.2 | 5 | 50000 | 42478 |  |  | No | Product Updated on 3/6/2017 | 4.1 | 4200 | 105 | 40 | 15 | 0.9 | 4000 | 83
PJM85T7R | Tamlite Lighting | Tamlite Lighting | CTNLED4-10800D1L835-XX | Indoor Luminaires | Linear Ambient | Direct Linear Ambient Luminaires | Standard | TRUE | 9702 | 105 | 92.36 | 11.1 | 0.983 | 3648 | 85.3 | 5 | 50000 | 42475 |  |  | No |  | 4 | 9700 | 107 | 90 | 5.5 | 0.997 | 3500 | 84
PC696HK3 | Tamlite Lighting | Tamlite Lighting | CTNLED4-10800D1L830-XX | Indoor Luminaires | Linear Ambient | Direct Linear Ambient Luminaires | Standard | TRUE | 8990 | 96.9 | 92.82 | 11.1 | 0.983 | 3205 | 84 | 5 | 50000 | 42475 |  |  | No |  | 3.1 | 9240 | 99.7 | 92.65 | 5.42 | 0.998 | 3205 | 84
PC5ADGAN | Tamlite Lighting | Tamlite Lighting | CTNLED4-6600D1L850-XX | Indoor Luminaires | Linear Ambient | Direct Linear Ambient Luminaires | Standard | TRUE | 6328 | 128.2 | 49.37 | 7.38 | 0.981 | 5238 | 83.5 | 5 | 50000 | 42475 |  |  | No |  | 3.1 | 6502 | 132 | 49.27 | 5.37 | 0.998 | 5238 | 83.5
PGP1G3Y4 | Tamlite Lighting | Tamlite Lighting | CTNLED4-4400D1S2L830--XX | Indoor Luminaires | Linear Ambient | Direct Linear Ambient Luminaires | Standard | TRUE | 3654 | 118.7 | 30.79 | 8 | 0.961 | 3163 | 84.5 | 5 | 50000 | 42475 |  |  | No |  | 3.1 | 3793 | 123.4 | 30.73 | 6.65 | 0.997 | 3163 | 84.5
PEVW534M | Tamlite Lighting | Tamlite Lighting | CTNLED4-5280D1S2L850-XX | Indoor Luminaires | Linear Ambient | Direct Linear Ambient Luminaires | Standard | FALSE | [9 empty] | 42475 |  |  | No |  | 3.1 | 4980 | 124 | 40 | 6.5 | 0.997 | 5200 | 83.5
PRDP93WV | Tamlite Lighting | Tamlite Lighting | CTNLED4-4400D1S2L850-XX | Indoor Luminaires | Linear Ambient | Direct Linear Ambient Luminaires | Standard | FALSE | [9 empty] | 42475 |  |  | No |  | 3.1 | 4075 | 127 | 32 | 6.5 | 0.997 | 5200 | 83.5
PFY4EWXS | Tamlite Lighting | Tamlite Lighting | CTNLED4-10800D1L850-XX | Indoor Luminaires | Linear Ambient | Direct Linear Ambient Luminaires | Standard | FALSE | [9 empty] | 42475 |  |  | No |  | 3.1 | 10000 | 125 | 80 | 5.5 | 0.998 | 5200 | 83.5
PW8ZY2CH | Tamlite Lighting | Tamlite Lighting | CTNLED4-8800D1L850-XX | Indoor Luminaires | Linear Ambient | Direct Linear Ambient Luminaires | Standard | FALSE | [9 empty] | 42475 |  |  | No |  | 3.1 | 8800 | 129 | 68 | 5.5 | 0.998 | 5200 | 83.5
PVJEFZBD | Tamlite Lighting | Tamlite Lighting | CTNLED4-5280D1S2L840-XX | Indoor Luminaires | Linear Ambient | Direct Linear Ambient Luminaires | Standard | FALSE | [9 empty] | 42475 |  |  | No |  | 3.1 | 4955 | 123.8 | 40 | 6.5 | 0.997 | 4000 | 84
PTTWQQDR | Tamlite Lighting | Tamlite Lighting | CTNLED4-4400D1S2L840-XX | Indoor Luminaires | Linear Ambient | Direct Linear Ambient Luminaires | Standard | FALSE | [9 empty] | 42475 |  |  | No |  | 3.1 | 4050 | 126 | 32 | 6.5 | 0.997 | 4000 | 84
P7HC4PZQ | Tamlite Lighting | Tamlite Lighting | CTNLED4-6600D1L840-XX | Indoor Luminaires | Linear Ambient | Direct Linear Ambient Luminaires | Standard | FALSE | [9 empty] | 42475 |  |  | No |  | 3.1 | 6250 | 120 | 52 | 6.5 | 0.997 | 4000 | 83.5
PMDSMURR | Tamlite Lighting | Tamlite Lighting | CTNLED4-10800D1L840-XX | Indoor Luminaires | Linear Ambient | Direct Linear Ambient Luminaires | Standard | FALSE | [9 empty] | 42475 |  |  | No |  | 3.1 | 9800 | 110 | 89 | 5.5 | 0.997 | 4000 | 83.5
PE7Y12MP | Tamlite Lighting | Tamlite Lighting | CTNLED4-8800D1L840-XX | Indoor Luminaires | Linear Ambient | Direct Linear Ambient Luminaires | Standard | FALSE | [9 empty] | 42475 |  |  | No |  | 3.1 | 7850 | 115 | 68 | 5.5 | 0.997 | 4000 | 83.5
PXYBM5R6 | Tamlite Lighting | Tamlite Lighting | CTNLED4-5280D1S2L835-XX | Indoor Luminaires | Linear Ambient | Direct Linear Ambient Luminaires | Standard | FALSE | [9 empty] | 42475 |  |  | No |  | 3.1 | 4950 | 123 | 40 | 6.5 | 0.997 | 3500 | 84
PVUXRJXJ | Tamlite Lighting | Tamlite Lighting | CTNLED4-4400D1S2L835-XX | Indoor Luminaires | Linear Ambient | Direct Linear Ambient Luminaires | Standard | FALSE | [9 empty] | 42475 |  |  | No |  | 3.1 | 3900 | 125 | 31 | 6.5 | 0.997 | 3500 | 84
PEQZ2U57 | Tamlite Lighting | Tamlite Lighting | CTNLED4-8800D1L835-XX | Indoor Luminaires | Linear Ambient | Direct Linear Ambient Luminaires | Standard | FALSE | [9 empty] | 42475 |  |  | No |  | 3.1 | 7800 | 114 | 68 | 5.5 | 0.998 | 3500 | 84
P9813Q7C | Tamlite Lighting | Tamlite Lighting | CTNLED4-6600D1L835-XX | Indoor Luminaires | Linear Ambient | Direct Linear Ambient Luminaires | Standard | FALSE | [9 empty] | 42475 |  |  | No |  | 3.1 | 6200 | 119 | 52 | 5.5 | 0.997 | 3500 | 84
PACEBZCP | Tamlite Lighting | Tamlite Lighting | CTNLED4-6600D1L830-XX | Indoor Luminaires | Linear Ambient | Direct Linear Ambient Luminaires | Standard | FALSE | [9 empty] | 42475 |  |  | No |  | 3.1 | 6100 | 117 | 52 | 5.5 | 0.997 | 3163 | 84
PAFK5C4Z | Tamlite Lighting | Tamlite Lighting | CTNLED4-5280D1S2L830-XX | Indoor Luminaires | Linear Ambient | Direct Linear Ambient Luminaires | Standard | FALSE | [9 empty] | 42475 |  |  | No |  | 3.1 | 4850 | 121.25 | 40 | 5.5 | 0.997 | 3163 | 84
PDHMSAE8 | Tamlite Lighting | Tamlite Lighting | CTNLED4-8800D1L830-XX | Indoor Luminaires | Linear Ambient | Direct Linear Ambient Luminaires | Standard | FALSE | [9 empty] | 42475 |  |  | No |  | 3.1 | 7702 | 112.1 | 68.7 | 5.46 | 0.998 | 3162 | 84.3
PHHDF1J3 | GE Lighting Solutions | GE | 93025122 (GEWH4835BAT) | Indoor Luminaires | Linear Ambient | Direct Linear Ambient Luminaires | Standard | TRUE | 3162 | 109.37 | 28.91 | 11.292 | 0.942 | 3462 | 82.8 | 5 |  | 42474 |  |  | No |  | 3.1 | 3184.8 | 112 | 28.437 | 11.292 | 0.942 | 3462 | 82.9
P95GSHAR | MLEDTECH LLC | MLED | MLY-DL-30W (2700K) | Indoor Luminaires | Linear Ambient | Direct Linear Ambient Luminaires | Standard | TRUE | 3155.91 | 95.26 | 33.13 | 20.9 | 0.935 | 2758 | 83 | 5 | 50000 | 42474 |  |  | NotYetVerified |  | 3 | 3156 | 95.26 | 33.13 | 14.2 | 0.986 | 2758 | 83
PPTQ11UH | Philips Day-Brite | Philips Day-Brite | LBX70L850-(UNV120208240277347)-(_OCCLBOCCHB)-FD | Indoor Luminaires | Linear Ambient | Direct Linear Ambient Luminaires | Standard | TRUE | 6669.2 | 124.89 | 53.4 | 16.7 | 0.903 | 4921 | 82.98 | 5 |  | 42474 |  |  | Yes |  | 4.1 | 6535 | 111.52 | 58.6 | 20 | 0.9 | 5000 | 80
PXPE4B5R | Philips Day-Brite | Philips Day-Brite | LBX90L840-(UNV120208240277347)-(_EMLED)-FD | Indoor Luminaires | Linear Ambient | Direct Linear Ambient Luminaires | Standard | TRUE | 7907.4 | 102.43 | 77.2 | 16.7 | 0.903 | 3406 | 83.2 | 5 |  | 42474 |  |  | No |  | 4.1 | 7907 | 102.03 | 77.5 | 20 | 0.9 | 4000 | 80
PKGRZQM2 | Philips Day-Brite | Philips Day-Brite | LBX70L840-(UNV120208240277347)-(_OCCLBOCCHB)-FD | Indoor Luminaires | Linear Ambient | Direct Linear Ambient Luminaires | Standard | TRUE | 6556.5 | 113.04 | 58 | 16.7 | 0.903 | 3917 | 82.46 | 5 |  | 42474 |  |  | Yes |  | 4.1 | 6469 | 110.39 | 58.6 | 20 | 0.9 | 4000 | 80
PRZWGRU8 | Philips Day-Brite | Philips Day-Brite | LBX40L835-(UNV120208240277)-(_OCCLBOCCHB)-FD | Indoor Luminaires | Linear Ambient | Direct Linear Ambient Luminaires | Premium | TRUE | 3727.1 | 122.2 | 30.5 | 16.7 | 0.903 | 3409 | 83.7 | 5 | 50000 | 42474 |  |  | Yes |  | 3.1 | 3652 | 110.67 | 33 | 20 | 0.9 | 3500 | 80
PK4FH49M | MLEDTECH LLC | MLED | MLY-DL-22W (3000K) | Indoor Luminaires | Linear Ambient | Direct Linear Ambient Luminaires | Standard | TRUE | 2385.13 | 115 | 20.98 | 16.64 | 0.895 | 2899 | 82.8 | 5 | 50000 | 42474 |  |  | No |  | 3 | 2540 | 115.45 | 22 | 20 | 0.9 | 3000 | 83
PZPH5N1A | Philips Day-Brite | Philips Day-Brite | LBX180L850-(UNV120208240277347)-(_OCCLBOCCHB) | Indoor Luminaires | Linear Ambient | Direct Linear Ambient Luminaires | Premium | FALSE | [9 empty] | 42474 |  |  | Yes |  | 3.1 | 19626 | 132.61 | 148 | 20 | 0.9 | 5000 | 80
PKYAYYRA | Philips Day-Brite | Philips Day-Brite | LBX180L850-(UNV120208240277347)-A-(_OCCLBOCCHB) | Indoor Luminaires | Linear Ambient | Direct Linear Ambient Luminaires | Premium | FALSE | [9 empty] | 42474 |  |  | Yes |  | 3.1 | 19626 | 132.61 | 148 | 20 | 0.9 | 5000 | 80
PUSU6J4E | Philips Day-Brite | Philips Day-Brite | LBX180L850-(UNV120208240277347)-M-(_OCCLBOCCHB) | Indoor Luminaires | Linear Ambient | Direct Linear Ambient Luminaires | Premium | FALSE | [9 empty] | 42474 |  |  | Yes |  | 3.1 | 19370.86 | 130.88 | 148 | 20 | 0.9 | 5000 | 80
P8WUU956 | Philips Day-Brite | Philips Day-Brite | LBX180L850-(UNV120208240277347)-N-(_OCCLBOCCHB) | Indoor Luminaires | Linear Ambient | Direct Linear Ambient Luminaires | Premium | FALSE | [9 empty] | 42474 |  |  | Yes |  | 3.1 | 19292.36 | 130.35 | 148 | 20 | 0.9 | 5000 | 80
PDVJCXAD | Philips Day-Brite | Philips Day-Brite | LBX180L850-(UNV120208240277347)-W-(_OCCLBOCCHB) | Indoor Luminaires | Linear Ambient | Direct Linear Ambient Luminaires | Premium | FALSE | [9 empty] | 42474 |  |  | Yes |  | 3.1 | 19272.73 | 130.22 | 148 | 20 | 0.9 | 5000 | 80
PV9ZJEER | Philips Day-Brite | Philips Day-Brite | LBX180L850-(UNV120208240277347)-(_OCCLBOCCHB)-UD | Indoor Luminaires | Linear Ambient | Direct Linear Ambient Luminaires | Premium | FALSE | [9 empty] | 42474 |  |  | Yes |  | 3.1 | 17565.27 | 118.68 | 148 | 20 | 0.9 | 5000 | 80
P6UVUCEU | Philips Day-Brite | Philips Day-Brite | LBX180L850-(UNV120208240277347)-(_OCCLBOCCHB)-FD | Indoor Luminaires | Linear Ambient | Direct Linear Ambient Luminaires | Standard | FALSE | [9 empty] | 42474 |  |  | Yes |  | 3.1 | 15960 | 107.84 | 148 | 20 | 0.9 | 5000 | 80
PWS4ZTKP | Philips Day-Brite | Philips Day-Brite | LBX140L850-(UNV120208240277347)-(_OCCLBOCCHB) | Indoor Luminaires | Linear Ambient | Direct Linear Ambient Luminaires | Premium | FALSE | [9 empty] | 42474 |  |  | Yes |  | 3.1 | 15644 | 133.48 | 117.2 | 20 | 0.9 | 5000 | 80
PN8WF7GB | Philips Day-Brite | Philips Day-Brite | LBX140L850-(UNV120208240277)-(_OCCLBOCCHBEMLED) | Indoor Luminaires | Linear Ambient | Direct Linear Ambient Luminaires | Premium | FALSE | [9 empty] | 42474 |  |  | Yes |  | 3.1 | 15644 | 132.58 | 118 | 20 | 0.9 | 5000 | 80
PKDRJE82 | Philips Day-Brite | Philips Day-Brite | LBX140L850-(UNV120208240277347)-A-(_OCCLBOCCHB) | Indoor Luminaires | Linear Ambient | Direct Linear Ambient Luminaires | Premium | FALSE | [9 empty] | 42474 |  |  | Yes |  | 3.1 | 15644 | 133.48 | 117.2 | 20 | 0.9 | 5000 | 80
PB4GCD97 | Philips Day-Brite | Philips Day-Brite | LBX140L850-(UNV120208240277)-A-(_OCCLBOCCHBEMLED) | Indoor Luminaires | Linear Ambient | Direct Linear Ambient Luminaires | Premium | FALSE | [9 empty] | 42474 |  |  | Yes |  | 3.1 | 15644 | 132.58 | 118 | 20 | 0.9 | 5000 | 80
PNX75AEQ | Philips Day-Brite | Philips Day-Brite | LBX140L850-(UNV120208240277347)-M-(_OCCLBOCCHB) | Indoor Luminaires | Linear Ambient | Direct Linear Ambient Luminaires | Premium | FALSE | [9 empty] | 42474 |  |  | Yes |  | 3.1 | 15440.63 | 131.75 | 117.2 | 20 | 0.9 | 5000 | 80
P71155WX | Philips Day-Brite | Philips Day-Brite | LBX140L850-(UNV120208240277)-M-(_OCCLBOCCHBEMLED) | Indoor Luminaires | Linear Ambient | Direct Linear Ambient Luminaires | Premium | FALSE | [9 empty] | 42474 |  |  | Yes |  | 3.1 | 15440.63 | 130.85 | 118 | 20 | 0.9 | 5000 | 80
PHBF993P | Philips Day-Brite | Philips Day-Brite | LBX140L850-(UNV120208240277347)-N-(_OCCLBOCCHB) | Indoor Luminaires | Linear Ambient | Direct Linear Ambient Luminaires | Premium | FALSE | [9 empty] | 42474 |  |  | Yes |  | 3.1 | 15378.05 | 131.21 | 117.2 | 20 | 0.9 | 5000 | 80
PAT8UX58 | Philips Day-Brite | Philips Day-Brite | LBX140L850-(UNV120208240277)-N-(_OCCLBOCCHBEMLED) | Indoor Luminaires | Linear Ambient | Direct Linear Ambient Luminaires | Premium | FALSE | [9 empty] | 42474 |  |  | Yes |  | 3.1 | 15378.05 | 130.32 | 118 | 20 | 0.9 | 5000 | 80
PUSK19XU | Philips Day-Brite | Philips Day-Brite | LBX140L850-(UNV120208240277347)-W-(_OCCLBOCCHB) | Indoor Luminaires | Linear Ambient | Direct Linear Ambient Luminaires | Premium | FALSE | [9 empty] | 42474 |  |  | Yes |  | 3.1 | 15362.41 | 131.08 | 117.2 | 20 | 0.9 | 5000 | 80
P2D9VEQP | Philips Day-Brite | Philips Day-Brite | LBX140L850-(UNV120208240277)-W-(_OCCLBOCCHBEMLED) | Indoor Luminaires | Linear Ambient | Direct Linear Ambient Luminaires | Premium | FALSE | [9 empty] | 42474 |  |  | Yes |  | 3.1 | 15362.41 | 130.19 | 118 | 20 | 0.9 | 5000 | 80
PF4DG11Z | Philips Day-Brite | Philips Day-Brite | LBX140L850-(UNV120208240277)-(_OCCLBOCCHBEMLED)-UD | Indoor Luminaires | Linear Ambient | Direct Linear Ambient Luminaires | Premium | FALSE | [9 empty] | 42474 |  |  | Yes |  | 3.1 | 14001.38 | 118.66 | 118 | 20 | 0.9 | 5000 | 80
P1636Q99 | Philips Day-Brite | Philips Day-Brite | LBX140L850-(UNV120208240277347)-(_OCCLBOCCHB)-UD | Indoor Luminaires | Linear Ambient | Direct Linear Ambient Luminaires | Premium | FALSE | [9 empty] | 42474 |  |  | Yes |  | 3.1 | 14001.38 | 119.47 | 117.2 | 20 | 0.9 | 5000 | 80
PP4N3EBH | Philips Day-Brite | Philips Day-Brite | LBX140L850-(UNV120208240277)-(_OCCLBOCCHBEMLED)-FD | Indoor Luminaires | Linear Ambient | Direct Linear Ambient Luminaires | Premium | FALSE | [9 empty] | 42474 |  |  | Yes |  | 3.1 | 13070 | 110.76 | 118 | 20 | 0.9 | 5000 | 80
PFQRU7UV | Philips Day-Brite | Philips Day-Brite | LBX140L850-(UNV120208240277347)-(_OCCLBOCCHB)-FD | Indoor Luminaires | Linear Ambient | Direct Linear Ambient Luminaires | Premium | FALSE | [9 empty] | 42474 |  |  | Yes |  | 3.1 | 13070 | 111.52 | 117.2 | 20 | 0.9 | 5000 | 80
PJN4A9QY | Philips Day-Brite | Philips Day-Brite | LBX110L850-(UNV120208240277347)-A-(_OCCLBOCCHBEMLED) | Indoor Luminaires | Linear Ambient | Direct Linear Ambient Luminaires | Premium | FALSE | [9 empty] | 42474 |  |  | Yes |  | 3.1 | 12220 | 128.63 | 95 | 20 | 0.9 | 5000 | 80
PBHNT2P2 | Philips Day-Brite | Philips Day-Brite | LBX110L850-(UNV120208240277347)-(_OCCLBOCCHBEMLED) | Indoor Luminaires | Linear Ambient | Direct Linear Ambient Luminaires | Premium | FALSE | [9 empty] | 42474 |  |  | Yes |  | 3.1 | 12220 | 128.63 | 95 | 20 | 0.9 | 5000 | 80
PFMXAXXC | Philips Day-Brite | Philips Day-Brite | LBX110L850-(UNV120208240277347)-M-(_OCCLBOCCHBEMLED) | Indoor Luminaires | Linear Ambient | Direct Linear Ambient Luminaires | Premium | FALSE | [9 empty] | 42474 |  |  | Yes |  | 3.1 | 12061.14 | 126.96 | 95 | 20 | 0.9 | 5000 | 80
PRDH5CPN | Philips Day-Brite | Philips Day-Brite | LBX110L850-(UNV120208240277347)-N-(_OCCLBOCCHBEMLED) | Indoor Luminaires | Linear Ambient | Direct Linear Ambient Luminaires | Premium | FALSE | [9 empty] | 42474 |  |  | Yes |  | 3.1 | 12012.26 | 126.44 | 95 | 20 | 0.9 | 5000 | 80
PTB92AWT | Philips Day-Brite | Philips Day-Brite | LBX110L850-(UNV120208240277347)-W-(_OCCLBOCCHBEMLED) | Indoor Luminaires | Linear Ambient | Direct Linear Ambient Luminaires | Premium | FALSE | [9 empty] | 42474 |  |  | Yes |  | 3.1 | 12000.04 | 126.32 | 95 | 20 | 0.9 | 5000 | 80
P3TUKJQU | Philips Day-Brite | Philips Day-Brite | LBX110L850-(UNV120208240277347)-(_OCCLBOCCHBEMLED)-UD | Indoor Luminaires | Linear Ambient | Direct Linear Ambient Luminaires | Premium | FALSE | [9 empty] | 42474 |  |  | Yes |  | 3.1 | 10936.9 | 115.13 | 95 | 20 | 0.9 | 5000 | 80
PKV2VM84 | Philips Day-Brite | Philips Day-Brite | LBX110L850-(UNV120208240277347)-(_OCCLBOCCHBEMLED)-FD | Indoor Luminaires | Linear Ambient | Direct Linear Ambient Luminaires | Standard | FALSE | [9 empty] | 42474 |  |  | Yes |  | 3.1 | 10210 | 107.47 | 95 | 20 | 0.9 | 5000 | 80
PXAAK5FQ | Philips Day-Brite | Philips Day-Brite | LBX90L850-(UNV120208240277347)-(_OCCLBOCCHB) | Indoor Luminaires | Linear Ambient | Direct Linear Ambient Luminaires | Standard | FALSE | [9 empty] | 42474 |  |  | Yes |  | 3.1 | 9813 | 132.61 | 74 | 20 | 0.9 | 5000 | 80
PJVEFZUS | Philips Day-Brite | Philips Day-Brite | LBX90L850-(UNV120208240277347)-A-(_OCCLBOCCHB) | Indoor Luminaires | Linear Ambient | Direct Linear Ambient Luminaires | Standard | FALSE | [9 empty] | 42474 |  |  | Yes |  | 3.1 | 9813 | 132.61 | 74 | 20 | 0.9 | 5000 | 80
P5DNGRWM | Philips Day-Brite | Philips Day-Brite | LBX90L850-(UNV120208240277347)-M-(_OCCLBOCCHB) | Indoor Luminaires | Linear Ambient | Direct Linear Ambient Luminaires | Standard | FALSE | [9 empty] | 42474 |  |  | Yes |  | 3.1 | 9685.43 | 130.88 | 74 | 20 | 0.9 | 5000 | 80
PHJVQMHV | Philips Day-Brite | Philips Day-Brite | LBX90L850-(UNV120208240277347)-N-(_OCCLBOCCHB) | Indoor Luminaires | Linear Ambient | Direct Linear Ambient Luminaires | Standard | FALSE | [9 empty] | 42474 |  |  | Yes |  | 3.1 | 9646.18 | 130.35 | 74 | 20 | 0.9 | 5000 | 80
PPK1AMAP | Philips Day-Brite | Philips Day-Brite | LBX90L850-(UNV120208240277347)-W-(_OCCLBOCCHB) | Indoor Luminaires | Linear Ambient | Direct Linear Ambient Luminaires | Standard | FALSE | [9 empty] | 42474 |  |  | Yes |  | 3.1 | 9636.37 | 130.22 | 74 | 20 | 0.9 | 5000 | 80
PK2V8W41 | Philips Day-Brite | Philips Day-Brite | LBX80L850-(UNV120208240277347)-(_OCCLBOCCHB) | Indoor Luminaires | Linear Ambient | Direct Linear Ambient Luminaires | Standard | FALSE | [9 empty] | 42474 |  |  | Yes |  | 3.1 | 9210 | 136.44 | 67.5 | 20 | 0.9 | 5000 | 80
PGP8HPKS | Philips Day-Brite | Philips Day-Brite | LBX80L850-(UNV120208240277347)-A-(_OCCLBOCCHB) | Indoor Luminaires | Linear Ambient | Direct Linear Ambient Luminaires | Standard | FALSE | [9 empty] | 42474 |  |  | Yes |  | 3.1 | 9210 | 136.44 | 67.5 | 20 | 0.9 | 5000 | 80
P1UV5FFY | Philips Day-Brite | Philips Day-Brite | LBX80L850-(UNV120208240277347)-M-(_OCCLBOCCHB) | Indoor Luminaires | Linear Ambient | Direct Linear Ambient Luminaires | Standard | FALSE | [9 empty] | 42474 |  |  | Yes |  | 3.1 | 9090.27 | 134.67 | 67.5 | 20 | 0.9 | 5000 | 80
P1CBUQGF | Philips Day-Brite | Philips Day-Brite | LBX80L850-(UNV120208240277347)-N-(_OCCLBOCCHB) | Indoor Luminaires | Linear Ambient | Direct Linear Ambient Luminaires | Standard | FALSE | [9 empty] | 42474 |  |  | Yes |  | 3.1 | 9053.43 | 134.12 | 67.5 | 20 | 0.9 | 5000 | 80
PS7F3EZX | Philips Day-Brite | Philips Day-Brite | LBX80L850-(UNV120208240277347)-W-(_OCCLBOCCHB) | Indoor Luminaires | Linear Ambient | Direct Linear Ambient Luminaires | Standard | FALSE | [9 empty] | 42474 |  |  | Yes |  | 3.1 | 9044.22 | 133.99 | 67.5 | 20 | 0.9 | 5000 | 80
P3HJ14GG | Philips Day-Brite | Philips Day-Brite | LBX90L850-(UNV120208240277347)-(_OCCLBOCCHB)-UD | Indoor Luminaires | Linear Ambient | Direct Linear Ambient Luminaires | Standard | FALSE | [9 empty] | 42474 |  |  | Yes |  | 3.1 | 8782.64 | 118.68 | 74 | 20 | 0.9 | 5000 | 80
PTAENJWP | Philips Day-Brite | Philips Day-Brite | LBX80L850-(UNV120208240277347)-(_OCCLBOCCHB)-UD | Indoor Luminaires | Linear Ambient | Direct Linear Ambient Luminaires | Standard | FALSE | [9 empty] | 42474 |  |  | Yes |  | 3.1 | 8242.95 | 122.12 | 67.5 | 20 | 0.9 | 5000 | 80
PEYBFTV2 | Philips Day-Brite | Philips Day-Brite | LBX90L850-(UNV120208240277347)-(_OCCLBOCCHB)-FD | Indoor Luminaires | Linear Ambient | Direct Linear Ambient Luminaires | Standard | FALSE | [9 empty] | 42474 |  |  | Yes |  | 3.1 | 7980 | 107.84 | 74 | 20 | 0.9 | 5000 | 80
PYHUETFU | Philips Day-Brite | Philips Day-Brite | LBX70L850-(UNV120208240277347)-A-(_OCCLBOCCHB) | Indoor Luminaires | Linear Ambient | Direct Linear Ambient Luminaires | Standard | FALSE | [9 empty] | 42474 |  |  | Yes |  | 3.1 | 7822 | 133.48 | 58.6 | 20 | 0.9 | 5000 | 80
PW358UNS | Philips Day-Brite | Philips Day-Brite | LBX70L850-(UNV120208240277347)-(_OCCLBOCCHB) | Indoor Luminaires | Linear Ambient | Direct Linear Ambient Luminaires | Standard | FALSE | [9 empty] | 42474 |  |  | Yes |  | 3.1 | 7822 | 133.48 | 58.6 | 20 | 0.9 | 5000 | 80
PN923YSX | Philips Day-Brite | Philips Day-Brite | LBX70L850-(UNV120208240277)-(_OCCLBOCCHBEMLED) | Indoor Luminaires | Linear Ambient | Direct Linear Ambient Luminaires | Standard | FALSE | [9 empty] | 42474 |  |  | Yes |  | 3.1 | 7822 | 132.58 | 59 | 20 | 0.9 | 5000 | 80
P5G43TWM | Philips Day-Brite | Philips Day-Brite | LBX70L850-(UNV120208240277)-A-(_OCCLBOCCHBEMLED) | Indoor Luminaires | Linear Ambient | Direct Linear Ambient Luminaires | Standard | FALSE | [9 empty] | 42474 |  |  | Yes |  | 3.1 | 7822 | 132.58 | 59 | 20 | 0.9 | 5000 | 80
P9HXXNHT | Philips Day-Brite | Philips Day-Brite | LBX70L850-(UNV120208240277)-M-(_OCCLBOCCHBEMLED) | Indoor Luminaires | Linear Ambient | Direct Linear Ambient Luminaires | Standard | FALSE | [9 empty] | 42474 |  |  | Yes |  | 3.1 | 7720.31 | 130.85 | 59 | 20 | 0.9 | 5000 | 80
P56X1CRC | Philips Day-Brite | Philips Day-Brite | LBX70L850-(UNV120208240277347)-M-(_OCCLBOCCHB) | Indoor Luminaires | Linear Ambient | Direct Linear Ambient Luminaires | Standard | FALSE | [9 empty] | 42474 |  |  | Yes |  | 3.1 | 7720.31 | 131.75 | 58.6 | 20 | 0.9 | 5000 | 80
PZG22FU2 | Philips Day-Brite | Philips Day-Brite | LBX70L850-(UNV120208240277347)-N-(_OCCLBOCCHB) | Indoor Luminaires | Linear Ambient | Direct Linear Ambient Luminaires | Standard | FALSE | [9 empty] | 42474 |  |  | Yes |  | 3.1 | 7689.03 | 131.21 | 58.6 | 20 | 0.9 | 5000 | 80
PQGPAKXA | Philips Day-Brite | Philips Day-Brite | LBX70L850-(UNV120208240277)-N-(_OCCLBOCCHBEMLED) | Indoor Luminaires | Linear Ambient | Direct Linear Ambient Luminaires | Standard | FALSE | [9 empty] | 42474 |  |  | Yes |  | 3.1 | 7689.03 | 130.32 | 59 | 20 | 0.9 | 5000 | 80
P8NXVTC5 | Philips Day-Brite | Philips Day-Brite | LBX70L850-(UNV120208240277347)-W-(_OCCLBOCCHB) | Indoor Luminaires | Linear Ambient | Direct Linear Ambient Luminaires | Standard | FALSE | [9 empty] | 42474 |  |  | Yes |  | 3.1 | 7681.2 | 131.08 | 58.6 | 20 | 0.9 | 5000 | 80
P4CTNQDU | Philips Day-Brite | Philips Day-Brite | LBX70L850-(UNV120208240277)-W-(_OCCLBOCCHBEMLED) | Indoor Luminaires | Linear Ambient | Direct Linear Ambient Luminaires | Standard | FALSE | [9 empty] | 42474 |  |  | Yes |  | 3.1 | 7681.2 | 130.19 | 59 | 20 | 0.9 | 5000 | 80
PQJBM8P3 | Philips Day-Brite | Philips Day-Brite | LBX80L850-(UNV120208240277347)-(_OCCLBOCCHB)-FD | Indoor Luminaires | Linear Ambient | Direct Linear Ambient Luminaires | Standard | FALSE | [9 empty] | 42474 |  |  | Yes |  | 3.1 | 7522 | 111.44 | 67.5 | 20 | 0.9 | 5000 | 80
PMCUHZB9 | Philips Day-Brite | Philips Day-Brite | LBX70L850-(UNV120208240277347)-(_OCCLBOCCHB)-UD | Indoor Luminaires | Linear Ambient | Direct Linear Ambient Luminaires | Standard | FALSE | [9 empty] | 42474 |  |  | Yes |  | 3.1 | 7000.69 | 119.47 | 58.6 | 20 | 0.9 | 5000 | 80
PH2M4Z66 | Philips Day-Brite | Philips Day-Brite | LBX70L850-(UNV120208240277)-(_OCCLBOCCHBEMLED)-UD | Indoor Luminaires | Linear Ambient | Direct Linear Ambient Luminaires | Standard | FALSE | [9 empty] | 42474 |  |  | Yes |  | 3.1 | 7000.69 | 118.66 | 59 | 20 | 0.9 | 5000 | 80
P6FGQP8Q | Philips Day-Brite | Philips Day-Brite | LBX70L850-(UNV120208240277)-(_OCCLBOCCHBEMLED)-FD | Indoor Luminaires | Linear Ambient | Direct Linear Ambient Luminaires | Standard | FALSE | [9 empty] | 42474 |  |  | Yes |  | 3.1 | 6535 | 110.76 | 59 | 20 | 0.9 | 5000 | 80
PQ4N3GEG | Philips Day-Brite | Philips Day-Brite | LBX55L850-(UNV120208240277347)-A-(_OCCLBOCCHB) | Indoor Luminaires | Linear Ambient | Direct Linear Ambient Luminaires | Standard | FALSE | [9 empty] | 42474 |  |  | Yes |  | 3.1 | 6110 | 132.83 | 46 | 20 | 0.9 | 5000 | 80
P4P21E8Y | Philips Day-Brite | Philips Day-Brite | LBX55L850-(UNV120208240277347)-(_OCCLBOCCHB) | Indoor Luminaires | Linear Ambient | Direct Linear Ambient Luminaires | Standard | FALSE | [9 empty] | 42474 |  |  | Yes |  | 3.1 | 6110 | 132.83 | 46 | 20 | 0.9 | 5000 | 80
PVYJUGG1 | Philips Day-Brite | Philips Day-Brite | LBX55L850-(UNV120208240277347)-M-(_OCCLBOCCHB) | Indoor Luminaires | Linear Ambient | Direct Linear Ambient Luminaires | Standard | FALSE | [9 empty] | 42474 |  |  | Yes |  | 3.1 | 6030.57 | 131.1 | 46 | 20 | 0.9 | 5000 | 80
PBUFNUZY | Philips Day-Brite | Philips Day-Brite | LBX55L850-(UNV120208240277347)-N-(_OCCLBOCCHB) | Indoor Luminaires | Linear Ambient | Direct Linear Ambient Luminaires | Standard | FALSE | [9 empty] | 42474 |  |  | Yes |  | 3.1 | 6006.13 | 130.57 | 46 | 20 | 0.9 | 5000 | 80
PEGP5JFM | Philips Day-Brite | Philips Day-Brite | LBX55L850-(UNV120208240277347)-W-(_OCCLBOCCHB) | Indoor Luminaires | Linear Ambient | Direct Linear Ambient Luminaires | Standard | FALSE | [9 empty] | 42474 |  |  | Yes |  | 3.1 | 6000.02 | 130.44 | 46 | 20 | 0.9 | 5000 | 80
P95X8F9J | Philips Day-Brite | Philips Day-Brite | LBX55L850-(UNV120208240277347)-(_OCCLBOCCHB)-UD | Indoor Luminaires | Linear Ambient | Direct Linear Ambient Luminaires | Standard | FALSE | [9 empty] | 42474 |  |  | Yes |  | 3.1 | 5468.45 | 118.88 | 46 | 20 | 0.9 | 5000 | 80
PEA7QFGF | Philips Day-Brite | Philips Day-Brite | LBX55L850-(UNV120208240277347)-(_OCCLBOCCHB)-FD | Indoor Luminaires | Linear Ambient | Direct Linear Ambient Luminaires | Standard | FALSE | [9 empty] | 42474 |  |  | Yes |  | 3.1 | 5105 | 110.98 | 46 | 20 | 0.9 | 5000 | 80
PZKGBDVT | Philips Day-Brite | Philips Day-Brite | LBX40L850-(UNV120208240277)-A-(_OCCLBOCCHB) | Indoor Luminaires | Linear Ambient | Direct Linear Ambient Luminaires | Premium | FALSE | [9 empty] | 42474 |  |  | Yes |  | 3.1 | 4605 | 139.55 | 33 | 20 | 0.9 | 5000 | 80
PF28FWSR | Philips Day-Brite | Philips Day-Brite | LBX40L850-(UNV120208240277)-(_OCCLBOCCHB) | Indoor Luminaires | Linear Ambient | Direct Linear Ambient Luminaires | Premium | FALSE | [9 empty] | 42474 |  |  | Yes |  | 3.1 | 4605 | 139.55 | 33 | 20 | 0.9 | 5000 | 80
PB5GJAKU | Philips Day-Brite | Philips Day-Brite | LBX40L850-(UNV120208240277)-M-(_OCCLBOCCHB) | Indoor Luminaires | Linear Ambient | Direct Linear Ambient Luminaires | Premium | FALSE | [9 empty] | 42474 |  |  | Yes |  | 3.1 | 4545.14 | 137.73 | 33 | 20 | 0.9 | 5000 | 80
PEUKJVBY | Philips Day-Brite | Philips Day-Brite | LBX40L850-(UNV120208240277)-N-(_OCCLBOCCHB) | Indoor Luminaires | Linear Ambient | Direct Linear Ambient Luminaires | Premium | FALSE | [9 empty] | 42474 |  |  | Yes |  | 3.1 | 4526.72 | 137.17 | 33 | 20 | 0.9 | 5000 | 80
P51QSNH9 | Philips Day-Brite | Philips Day-Brite | LBX40L850-(UNV120208240277)-W-(_OCCLBOCCHB) | Indoor Luminaires | Linear Ambient | Direct Linear Ambient Luminaires | Premium | FALSE | [9 empty] | 42474 |  |  | Yes |  | 3.1 | 4522.11 | 137.03 | 33 | 20 | 0.9 | 5000 | 80
P5EHPU5N | Philips Day-Brite | Philips Day-Brite | LBX40L850-(UNV120208240277)-(_OCCLBOCCHB)-UD | Indoor Luminaires | Linear Ambient | Direct Linear Ambient Luminaires | Premium | FALSE | [9 empty] | 42474 |  |  | Yes |  | 3.1 | 4121.48 | 124.89 | 33 | 20 | 0.9 | 5000 | 80
PFGTW23D | Philips Day-Brite | Philips Day-Brite | LBX40L850-(UNV120208240277)-(_OCCLBOCCHB)-FD | Indoor Luminaires | Linear Ambient | Direct Linear Ambient Luminaires | Premium | FALSE | [9 empty] | 42474 |  |  | Yes |  | 3.1 | 3761 | 113.97 | 33 | 20 | 0.9 | 5000 | 80
PERD9R9V | Philips Day-Brite | Philips Day-Brite | LBX180L850-(UNV120208240277347)-(_EMLED) | Indoor Luminaires | Linear Ambient | Direct Linear Ambient Luminaires | Premium | FALSE | [9 empty] | 42474 |  |  | No |  | 3.1 | 19626 | 126.62 | 155 | 20 | 0.9 | 5000 | 80
PAZTU6UF | Philips Day-Brite | Philips Day-Brite | LBX180L850-(UNV120208240277347)-A-(_EMLED) | Indoor Luminaires | Linear Ambient | Direct Linear Ambient Luminaires | Premium | FALSE | [9 empty] | 42474 |  |  | No |  | 3.1 | 19626 | 126.62 | 155 | 20 | 0.9 | 5000 | 80
P8T6MP68 | Philips Day-Brite | Philips Day-Brite | LBX180L850-(UNV120208240277347)-M-(_EMLED) | Indoor Luminaires | Linear Ambient | Direct Linear Ambient Luminaires | Premium | FALSE | [9 empty] | 42474 |  |  | No |  | 3.1 | 19370.86 | 124.97 | 155 | 20 | 0.9 | 5000 | 80
P482ZZ7X | Philips Day-Brite | Philips Day-Brite | LBX180L850-(UNV120208240277347)-N-(_EMLED) | Indoor Luminaires | Linear Ambient | Direct Linear Ambient Luminaires | Premium | FALSE | [9 empty] | 42474 |  |  | No |  | 3.1 | 19292.36 | 124.47 | 155 | 20 | 0.9 | 5000 | 80
PS4WDZZG | Philips Day-Brite | Philips Day-Brite | LBX180L850-(UNV120208240277347)-W-(_EMLED) | Indoor Luminaires | Linear Ambient | Direct Linear Ambient Luminaires | Premium | FALSE | [9 empty] | 42474 |  |  | No |  | 3.1 | 19272.73 | 124.34 | 155 | 20 | 0.9 | 5000 | 80
PG6ZGSQ1 | Philips Day-Brite | Philips Day-Brite | LBX180L850-(UNV120208240277347)-(_EMLED)-UD | Indoor Luminaires | Linear Ambient | Direct Linear Ambient Luminaires | Premium | FALSE | [9 empty] | 42474 |  |  | No |  | 3.1 | 17565.27 | 113.32 | 155 | 20 | 0.9 | 5000 | 80
PA7VRH38 | Philips Day-Brite | Philips Day-Brite | LBX180L850-(UNV120208240277347)-(_EMLED)-FD | Indoor Luminaires | Linear Ambient | Direct Linear Ambient Luminaires | Standard | FALSE | [9 empty] | 42474 |  |  | No |  | 3.1 | 15960 | 102.97 | 155 | 20 | 0.9 | 5000 | 80
PWZ54RW9 | Philips Day-Brite | Philips Day-Brite | LBX90L850-(UNV120208240277347)-A-(_EMLED) | Indoor Luminaires | Linear Ambient | Direct Linear Ambient Luminaires | Standard | FALSE | [9 empty] | 42474 |  |  | No |  | 3.1 | 9813 | 126.62 | 77.5 | 20 | 0.9 | 5000 | 80
PK2WWJDJ | Philips Day-Brite | Philips Day-Brite | LBX90L850-(UNV120208240277347)-(_EMLED) | Indoor Luminaires | Linear Ambient | Direct Linear Ambient Luminaires | Standard | FALSE | [9 empty] | 42474 |  |  | No |  | 3.1 | 9813 | 126.62 | 77.5 | 20 | 0.9 | 5000 | 80
PYRJWZCC | Philips Day-Brite | Philips Day-Brite | LBX90L850-(UNV120208240277347)-M-(_EMLED) | Indoor Luminaires | Linear Ambient | Direct Linear Ambient Luminaires | Standard | FALSE | [9 empty] | 42474 |  |  | No |  | 3.1 | 9685.43 | 124.97 | 77.5 | 20 | 0.9 | 5000 | 80
P1KJUEA9 | Philips Day-Brite | Philips Day-Brite | LBX90L850-(UNV120208240277347)-N-(_EMLED) | Indoor Luminaires | Linear Ambient | Direct Linear Ambient Luminaires | Standard | FALSE | [9 empty] | 42474 |  |  | No |  | 3.1 | 9646.18 | 124.47 | 77.5 | 20 | 0.9 | 5000 | 80
P5DRWQEJ | Philips Day-Brite | Philips Day-Brite | LBX90L850-(UNV120208240277347)-W-(_EMLED) | Indoor Luminaires | Linear Ambient | Direct Linear Ambient Luminaires | Standard | FALSE | [9 empty] | 42474 |  |  | No |  | 3.1 | 9636.37 | 124.34 | 77.5 | 20 | 0.9 | 5000 | 80
PXDRFK4Q | Philips Day-Brite | Philips Day-Brite | LBX80L850-(UNV120208240277)-A-(_EMLED) | Indoor Luminaires | Linear Ambient | Direct Linear Ambient Luminaires | Standard | FALSE | [9 empty] | 42474 |  |  | No |  | 3.1 | 9210 | 139.55 | 66 | 20 | 0.9 | 5000 | 80
P2ZHVQK3 | Philips Day-Brite | Philips Day-Brite | LBX80L850-(UNV120208240277)-(_EMLED) | Indoor Luminaires | Linear Ambient | Direct Linear Ambient Luminaires | Standard | FALSE | [9 empty] | 42474 |  |  | No |  | 3.1 | 9210 | 139.55 | 66 | 20 | 0.9 | 5000 | 80
PZDKB6YG | Philips Day-Brite | Philips Day-Brite | LBX80L850-(UNV120208240277)-M-(_EMLED) | Indoor Luminaires | Linear Ambient | Direct Linear Ambient Luminaires | Standard | FALSE | [9 empty] | 42474 |  |  | No |  | 3.1 | 9090.27 | 137.73 | 66 | 20 | 0.9 | 5000 | 80
P5QFRDDT | Philips Day-Brite | Philips Day-Brite | LBX80L850-(UNV120208240277)-N-(_EMLED) | Indoor Luminaires | Linear Ambient | Direct Linear Ambient Luminaires | Standard | FALSE | [9 empty] | 42474 |  |  | No |  | 3.1 | 9053.43 | 137.17 | 66 | 20 | 0.9 | 5000 | 80
PUQT7UJB | Philips Day-Brite | Philips Day-Brite | LBX80L850-(UNV120208240277)-W-(_EMLED) | Indoor Luminaires | Linear Ambient | Direct Linear Ambient Luminaires | Standard | FALSE | [9 empty] | 42474 |  |  | No |  | 3.1 | 9044.22 | 137.03 | 66 | 20 | 0.9 | 5000 | 80
P4TURQHB | Philips Day-Brite | Philips Day-Brite | LBX90L850-(UNV120208240277347)-(_EMLED)-UD | Indoor Luminaires | Linear Ambient | Direct Linear Ambient Luminaires | Standard | FALSE | [9 empty] | 42474 |  |  | No |  | 3.1 | 8782.64 | 113.32 | 77.5 | 20 | 0.9 | 5000 | 80
PY1X8AZY | Philips Day-Brite | Philips Day-Brite | LBX80L850-(UNV120208240277)-(_EMLED)-UD | Indoor Luminaires | Linear Ambient | Direct Linear Ambient Luminaires | Standard | FALSE | [9 empty] | 42474 |  |  | No |  | 3.1 | 8242.95 | 124.89 | 66 | 20 | 0.9 | 5000 | 80
P89GYFGR | Philips Day-Brite | Philips Day-Brite | LBX90L850-(UNV120208240277347)-(_EMLED)-FD | Indoor Luminaires | Linear Ambient | Direct Linear Ambient Luminaires | Standard | FALSE | [9 empty] | 42474 |  |  | No |  | 3.1 | 7980 | 102.97 | 77.5 | 20 | 0.9 | 5000 | 80
PW96ET5Z | Philips Day-Brite | Philips Day-Brite | LBX80L850-(UNV120208240277)-(_EMLED)-FD | Indoor Luminaires | Linear Ambient | Direct Linear Ambient Luminaires | Standard | FALSE | [9 empty] | 42474 |  |  | No |  | 3.1 | 7522 | 113.97 | 66 | 20 | 0.9 | 5000 | 80
PT65VR5V | Philips Day-Brite | Philips Day-Brite | LBX40L850-347-A | Indoor Luminaires | Linear Ambient | Direct Linear Ambient Luminaires | Premium | FALSE | [9 empty] | 42474 |  |  | No |  | 3.1 | 4605 | 148.55 | 31 | 20 | 0.9 | 5000 | 80
PDGYR6FK | Philips Day-Brite | Philips Day-Brite | LBX40L850-347 | Indoor Luminaires | Linear Ambient | Direct Linear Ambient Luminaires | Premium | FALSE | [9 empty] | 42474 |  |  | No |  | 3.1 | 4605 | 148.55 | 31 | 20 | 0.9 | 5000 | 80
PJDGRRFF | Philips Day-Brite | Philips Day-Brite | LBX40L850-347-M | Indoor Luminaires | Linear Ambient | Direct Linear Ambient Luminaires | Premium | FALSE | [9 empty] | 42474 |  |  | No |  | 3.1 | 4545.14 | 146.62 | 31 | 20 | 0.9 | 5000 | 80
PBTYJHRR | Philips Day-Brite | Philips Day-Brite | LBX40L850-347-N | Indoor Luminaires | Linear Ambient | Direct Linear Ambient Luminaires | Premium | FALSE | [9 empty] | 42474 |  |  | No |  | 3.1 | 4526.72 | 146.02 | 31 | 20 | 0.9 | 5000 | 80
P186SRGZ | Philips Day-Brite | Philips Day-Brite | LBX40L850-347-W | Indoor Luminaires | Linear Ambient | Direct Linear Ambient Luminaires | Premium | FALSE | [9 empty] | 42474 |  |  | No |  | 3.1 | 4522.11 | 145.87 | 31 | 20 | 0.9 | 5000 | 80
PDTVHQG4 | Philips Day-Brite | Philips Day-Brite | LBX40L850-347-UD | Indoor Luminaires | Linear Ambient | Direct Linear Ambient Luminaires | Premium | FALSE | [9 empty] | 42474 |  |  | No |  | 3.1 | 4121.48 | 132.95 | 31 | 20 | 0.9 | 5000 | 80
PXUEKQ67 | Philips Day-Brite | Philips Day-Brite | LBX40L850-347-FD | Indoor Luminaires | Linear Ambient | Direct Linear Ambient Luminaires | Premium | FALSE | [9 empty] | 42474 |  |  | No |  | 3.1 | 3761 | 121.32 | 31 | 20 | 0.9 | 5000 | 80
PZXUUDE4 | Philips Day-Brite | Philips Day-Brite | LBX180L840-(UNV120208240277347)-(_OCCLBOCCHB) | Indoor Luminaires | Linear Ambient | Direct Linear Ambient Luminaires | Premium | FALSE | [9 empty] | 42474 |  |  | Yes |  | 3.1 | 19432 | 131.3 | 148 | 20 | 0.9 | 4000 | 80
PQK3XXSP | Philips Day-Brite | Philips Day-Brite | LBX180L840-(UNV120208240277347)-A-(_OCCLBOCCHB) | Indoor Luminaires | Linear Ambient | Direct Linear Ambient Luminaires | Premium | FALSE | [9 empty] | 42474 |  |  | Yes |  | 3.1 | 19432 | 131.3 | 148 | 20 | 0.9 | 4000 | 80
P13G2UMJ | Philips Day-Brite | Philips Day-Brite | LBX180L840-(UNV120208240277347)-M-(_OCCLBOCCHB) | Indoor Luminaires | Linear Ambient | Direct Linear Ambient Luminaires | Premium | FALSE | [9 empty] | 42474 |  |  | Yes |  | 3.1 | 19179.38 | 129.59 | 148 | 20 | 0.9 | 4000 | 80
PQ5QKBDA | Philips Day-Brite | Philips Day-Brite | LBX180L840-(UNV120208240277347)-N-(_OCCLBOCCHB) | Indoor Luminaires | Linear Ambient | Direct Linear Ambient Luminaires | Premium | FALSE | [9 empty] | 42474 |  |  | Yes |  | 3.1 | 19101.66 | 129.07 | 148 | 20 | 0.9 | 4000 | 80
PJAB5AWZ | Philips Day-Brite | Philips Day-Brite | LBX180L840-(UNV120208240277347)-W-(_OCCLBOCCHB) | Indoor Luminaires | Linear Ambient | Direct Linear Ambient Luminaires | Premium | FALSE | [9 empty] | 42474 |  |  | Yes |  | 3.1 | 19082.22 | 128.93 | 148 | 20 | 0.9 | 4000 | 80
PXWKDUPK | Philips Day-Brite | Philips Day-Brite | LBX180L840-(UNV120208240277347)-(_OCCLBOCCHB)-UD | Indoor Luminaires | Linear Ambient | Direct Linear Ambient Luminaires | Premium | FALSE | [9 empty] | 42474 |  |  | Yes |  | 3.1 | 17391.64 | 117.51 | 148 | 20 | 0.9 | 4000 | 80
PYMCXS83 | Philips Day-Brite | Philips Day-Brite | LBX180L840-(UNV120208240277347)-(_OCCLBOCCHB)-FD | Indoor Luminaires | Linear Ambient | Direct Linear Ambient Luminaires | Standard | FALSE | [9 empty] | 42474 |  |  | Yes |  | 3.1 | 15814 | 106.85 | 148 | 20 | 0.9 | 4000 | 80
PNHZSP1P | Philips Day-Brite | Philips Day-Brite | LBX140L840-(UNV120208240277)-A-(_OCCLBOCCHBEMLED) | Indoor Luminaires | Linear Ambient | Direct Linear Ambient Luminaires | Premium | FALSE | [9 empty] | 42474 |  |  | Yes |  | 3.1 | 15488 | 131.25 | 118 | 20 | 0.9 | 4000 | 80
PJ3GZ71C | Philips Day-Brite | Philips Day-Brite | LBX140L840-(UNV120208240277347)-A-(_OCCLBOCCHB) | Indoor Luminaires | Linear Ambient | Direct Linear Ambient Luminaires | Premium | FALSE | [9 empty] | 42474 |  |  | Yes |  | 3.1 | 15488 | 132.15 | 117.2 | 20 | 0.9 | 4000 | 80
PHSNX66N | Philips Day-Brite | Philips Day-Brite | LBX140L840-(UNV120208240277347)-(_OCCLBOCCHB) | Indoor Luminaires | Linear Ambient | Direct Linear Ambient Luminaires | Premium | FALSE | [9 empty] | 42474 |  |  | Yes |  | 3.1 | 15488 | 132.15 | 117.2 | 20 | 0.9 | 4000 | 80
P5U9DRGP | Philips Day-Brite | Philips Day-Brite | LBX140L840-(UNV120208240277)-(_OCCLBOCCHBEMLED) | Indoor Luminaires | Linear Ambient | Direct Linear Ambient Luminaires | Premium | FALSE | [9 empty] | 42474 |  |  | Yes |  | 3.1 | 15488 | 131.25 | 118 | 20 | 0.9 | 4000 | 80
PX2C2JZW | Philips Day-Brite | Philips Day-Brite | LBX140L840-(UNV120208240277)-M-(_OCCLBOCCHBEMLED) | Indoor Luminaires | Linear Ambient | Direct Linear Ambient Luminaires | Premium | FALSE | [9 empty] | 42474 |  |  | Yes |  | 3.1 | 15286.66 | 129.55 | 118 | 20 | 0.9 | 4000 | 80
PK9ZGZQ3 | Philips Day-Brite | Philips Day-Brite | LBX140L840-(UNV120208240277347)-M-(_OCCLBOCCHB) | Indoor Luminaires | Linear Ambient | Direct Linear Ambient Luminaires | Premium | FALSE | [9 empty] | 42474 |  |  | Yes |  | 3.1 | 15286.66 | 130.43 | 117.2 | 20 | 0.9 | 4000 | 80
P2VNQJ2T | Philips Day-Brite | Philips Day-Brite | LBX140L840-(UNV120208240277)-N-(_OCCLBOCCHBEMLED) | Indoor Luminaires | Linear Ambient | Direct Linear Ambient Luminaires | Premium | FALSE | [9 empty] | 42474 |  |  | Yes |  | 3.1 | 15224.7 | 129.02 | 118 | 20 | 0.9 | 4000 | 80
P2Q82YA3 | Philips Day-Brite | Philips Day-Brite | LBX140L840-(UNV120208240277347)-N-(_OCCLBOCCHB) | Indoor Luminaires | Linear Ambient | Direct Linear Ambient Luminaires | Premium | FALSE | [9 empty] | 42474 |  |  | Yes |  | 3.1 | 15224.7 | 129.9 | 117.2 | 20 | 0.9 | 4000 | 80
PSM87RGV | Philips Day-Brite | Philips Day-Brite | LBX140L840-(UNV120208240277)-W-(_OCCLBOCCHBEMLED) | Indoor Luminaires | Linear Ambient | Direct Linear Ambient Luminaires | Premium | FALSE | [9 empty] | 42474 |  |  | Yes |  | 3.1 | 15209.22 | 128.89 | 118 | 20 | 0.9 | 4000 | 80
P513KSXW | Philips Day-Brite | Philips Day-Brite | LBX140L840-(UNV120208240277347)-W-(_OCCLBOCCHB) | Indoor Luminaires | Linear Ambient | Direct Linear Ambient Luminaires | Premium | FALSE | [9 empty] | 42474 |  |  | Yes |  | 3.1 | 15209.22 | 129.77 | 117.2 | 20 | 0.9 | 4000 | 80
PZTPJ28V | Philips Day-Brite | Philips Day-Brite | LBX140L840-(UNV120208240277347)-(_OCCLBOCCHB)-UD | Indoor Luminaires | Linear Ambient | Direct Linear Ambient Luminaires | Premium | FALSE | [9 empty] | 42474 |  |  | Yes |  | 3.1 | 13861.76 | 118.27 | 117.2 | 20 | 0.9 | 4000 | 80
PHGWRUZ8 | Philips Day-Brite | Philips Day-Brite | LBX140L840-(UNV120208240277)-(_OCCLBOCCHBEMLED)-UD | Indoor Luminaires | Linear Ambient | Direct Linear Ambient Luminaires | Premium | FALSE | [9 empty] | 42474 |  |  | Yes |  | 3.1 | 13861.76 | 117.47 | 118 | 20 | 0.9 | 4000 | 80
PJNVV9H6 | Philips Day-Brite | Philips Day-Brite | LBX140L840-(UNV120208240277347)-(_OCCLBOCCHB)-FD | Indoor Luminaires | Linear Ambient | Direct Linear Ambient Luminaires | Premium | FALSE | [9 empty] | 42474 |  |  | Yes |  | 3.1 | 12938 | 110.39 | 117.2 | 20 | 0.9 | 4000 | 80
P7A5SGCX | Philips Day-Brite | Philips Day-Brite | LBX140L840-(UNV120208240277)-(_OCCLBOCCHBEMLED)-FD | Indoor Luminaires | Linear Ambient | Direct Linear Ambient Luminaires | Standard | FALSE | [9 empty] | 42474 |  |  | Yes |  | 3.1 | 12938 | 109.64 | 118 | 20 | 0.9 | 4000 | 80
PZA5BBXF | Philips Day-Brite | Philips Day-Brite | LBX110L840-(UNV120208240277347)-A-(_OCCLBOCCHBEMLED) | Indoor Luminaires | Linear Ambient | Direct Linear Ambient Luminaires | Premium | FALSE | [9 empty] | 42474 |  |  | Yes |  | 3.1 | 12100 | 127.37 | 95 | 20 | 0.9 | 4000 | 80
PJWMH2Y2 | Philips Day-Brite | Philips Day-Brite | LBX110L840-(UNV120208240277347)-(_OCCLBOCCHBEMLED) | Indoor Luminaires | Linear Ambient | Direct Linear Ambient Luminaires | Premium | FALSE | [9 empty] | 42474 |  |  | Yes |  | 3.1 | 12100 | 127.37 | 95 | 20 | 0.9 | 4000 | 80
PC74WQZ7 | Philips Day-Brite | Philips Day-Brite | LBX110L840-(UNV120208240277347)-M-(_OCCLBOCCHBEMLED) | Indoor Luminaires | Linear Ambient | Direct Linear Ambient Luminaires | Premium | FALSE | [9 empty] | 42474 |  |  | Yes |  | 3.1 | 11942.7 | 125.71 | 95 | 20 | 0.9 | 4000 | 80
PCGGZCK3 | Philips Day-Brite | Philips Day-Brite | LBX110L840-(UNV120208240277347)-N-(_OCCLBOCCHBEMLED) | Indoor Luminaires | Linear Ambient | Direct Linear Ambient Luminaires | Premium | FALSE | [9 empty] | 42474 |  |  | Yes |  | 3.1 | 11894.3 | 125.2 | 95 | 20 | 0.9 | 4000 | 80
PTFHA6WP | Philips Day-Brite | Philips Day-Brite | LBX110L840-(UNV120208240277347)-W-(_OCCLBOCCHBEMLED) | Indoor Luminaires | Linear Ambient | Direct Linear Ambient Luminaires | Premium | FALSE | [9 empty] | 42474 |  |  | Yes |  | 3.1 | 11882.2 | 125.08 | 95 | 20 | 0.9 | 4000 | 80
PAQ3XXZM | Philips Day-Brite | Philips Day-Brite | LBX110L840-(UNV120208240277347)-(_OCCLBOCCHBEMLED)-UD | Indoor Luminaires | Linear Ambient | Direct Linear Ambient Luminaires | Premium | FALSE | [9 empty] | 42474 |  |  | Yes |  | 3.1 | 10829.5 | 113.99 | 95 | 20 | 0.9 | 4000 | 80
P966G6W8 | Philips Day-Brite | Philips Day-Brite | LBX110L840-(UNV120208240277347)-(_OCCLBOCCHBEMLED)-FD | Indoor Luminaires | Linear Ambient | Direct Linear Ambient Luminaires | Standard | FALSE | [9 empty] | 42474 |  |  | Yes |  | 3.1 | 10110 | 106.42 | 95 | 20 | 0.9 | 4000 | 80
PQMB4JN3 | Philips Day-Brite | Philips Day-Brite | LBX90L840-(UNV120208240277347)-(_OCCLBOCCHB) | Indoor Luminaires | Linear Ambient | Direct Linear Ambient Luminaires | Standard | FALSE | [9 empty] | 42474 |  |  | Yes |  | 3.1 | 9716 | 131.3 | 74 | 20 | 0.9 | 4000 | 80
PAMP3CP9 | Philips Day-Brite | Philips Day-Brite | LBX90L840-(UNV120208240277347)-A-(_OCCLBOCCHB) | Indoor Luminaires | Linear Ambient | Direct Linear Ambient Luminaires | Standard | FALSE | [9 empty] | 42474 |  |  | Yes |  | 3.1 | 9716 | 131.3 | 74 | 20 | 0.9 | 4000 | 80
PCMN2WZX | Philips Day-Brite | Philips Day-Brite | LBX90L840-(UNV120208240277347)-M-(_OCCLBOCCHB) | Indoor Luminaires | Linear Ambient | Direct Linear Ambient Luminaires | Standard | FALSE | [9 empty] | 42474 |  |  | Yes |  | 3.1 | 9589.69 | 129.59 | 74 | 20 | 0.9 | 4000 | 80
PHCGMJ6B | Philips Day-Brite | Philips Day-Brite | LBX90L840-(UNV120208240277347)-N-(_OCCLBOCCHB) | Indoor Luminaires | Linear Ambient | Direct Linear Ambient Luminaires | Standard | FALSE | [9 empty] | 42474 |  |  | Yes |  | 3.1 | 9550.83 | 129.07 | 74 | 20 | 0.9 | 4000 | 80
PGWNSNUN | Philips Day-Brite | Philips Day-Brite | LBX90L840-(UNV120208240277347)-W-(_OCCLBOCCHB) | Indoor Luminaires | Linear Ambient | Direct Linear Ambient Luminaires | Standard | FALSE | [9 empty] | 42474 |  |  | Yes |  | 3.1 | 9541.11 | 128.93 | 74 | 20 | 0.9 | 4000 | 80
PTANDGYS | Philips Day-Brite | Philips Day-Brite | LBX80L840-(UNV120208240277347)-(_OCCLBOCCHB) | Indoor Luminaires | Linear Ambient | Direct Linear Ambient Luminaires | Standard | FALSE | [9 empty] | 42474 |  |  | Yes |  | 3.1 | 9120 | 135.11 | 67.5 | 20 | 0.9 | 4000 | 80
PGQHREEX | Philips Day-Brite | Philips Day-Brite | LBX80L840-(UNV120208240277347)-A-(_OCCLBOCCHB) | Indoor Luminaires | Linear Ambient | Direct Linear Ambient Luminaires | Standard | FALSE | [9 empty] | 42474 |  |  | Yes |  | 3.1 | 9120 | 135.11 | 67.5 | 20 | 0.9 | 4000 | 80
P4XBU8BC | Philips Day-Brite | Philips Day-Brite | LBX80L840-(UNV120208240277347)-M-(_OCCLBOCCHB) | Indoor Luminaires | Linear Ambient | Direct Linear Ambient Luminaires | Standard | FALSE | [9 empty] | 42474 |  |  | Yes |  | 3.1 | 9001.44 | 133.35 | 67.5 | 20 | 0.9 | 4000 | 80
P1HHZ6Y7 | Philips Day-Brite | Philips Day-Brite | LBX80L840-(UNV120208240277347)-N-(_OCCLBOCCHB) | Indoor Luminaires | Linear Ambient | Direct Linear Ambient Luminaires | Standard | FALSE | [9 empty] | 42474 |  |  | Yes |  | 3.1 | 8964.96 | 132.81 | 67.5 | 20 | 0.9 | 4000 | 80
PBCM8U5G | Philips Day-Brite | Philips Day-Brite | LBX80L840-(UNV120208240277347)-W-(_OCCLBOCCHB) | Indoor Luminaires | Linear Ambient | Direct Linear Ambient Luminaires | Standard | FALSE | [9 empty] | 42474 |  |  | Yes |  | 3.1 | 8955.84 | 132.68 | 67.5 | 20 | 0.9 | 4000 | 80
P6M1BXSC | Philips Day-Brite | Philips Day-Brite | LBX90L840-(UNV120208240277347)-(_OCCLBOCCHB)-UD | Indoor Luminaires | Linear Ambient | Direct Linear Ambient Luminaires | Standard | FALSE | [9 empty] | 42474 |  |  | Yes |  | 3.1 | 8695.82 | 117.51 | 74 | 20 | 0.9 | 4000 | 80
PUTS66BD | Philips Day-Brite | Philips Day-Brite | LBX80L840-(UNV120208240277347)-(_OCCLBOCCHB)-UD | Indoor Luminaires | Linear Ambient | Direct Linear Ambient Luminaires | Standard | FALSE | [9 empty] | 42474 |  |  | Yes |  | 3.1 | 8162.4 | 120.92 | 67.5 | 20 | 0.9 | 4000 | 80
PGRUG37N | Philips Day-Brite | Philips Day-Brite | LBX90L840-(UNV120208240277347)-(_OCCLBOCCHB)-FD | Indoor Luminaires | Linear Ambient | Direct Linear Ambient Luminaires | Standard | FALSE | [9 empty] | 42474 |  |  | Yes |  | 3.1 | 7907 | 106.85 | 74 | 20 | 0.9 | 4000 | 80
PQXC324K | Philips Day-Brite | Philips Day-Brite | LBX70L840-(UNV120208240277)-(_OCCLBOCCHBEMLED) | Indoor Luminaires | Linear Ambient | Direct Linear Ambient Luminaires | Standard | FALSE | [9 empty] | 42474 |  |  | Yes |  | 3.1 | 7744 | 131.25 | 59 | 20 | 0.9 | 4000 | 80
PMJVSCW9 | Philips Day-Brite | Philips Day-Brite | LBX70L840-(UNV120208240277347)-(_OCCLBOCCHB) | Indoor Luminaires | Linear Ambient | Direct Linear Ambient Luminaires | Standard | FALSE | [9 empty] | 42474 |  |  | Yes |  | 3.1 | 7744 | 132.15 | 58.6 | 20 | 0.9 | 4000 | 80
PEE7T2CU | Philips Day-Brite | Philips Day-Brite | LBX70L840-(UNV120208240277)-A-(_OCCLBOCCHBEMLED) | Indoor Luminaires | Linear Ambient | Direct Linear Ambient Luminaires | Standard | FALSE | [9 empty] | 42474 |  |  | Yes |  | 3.1 | 7744 | 131.25 | 59 | 20 | 0.9 | 4000 | 80
P9MYD9ZU | Philips Day-Brite | Philips Day-Brite | LBX70L840-(UNV120208240277347)-A-(_OCCLBOCCHB) | Indoor Luminaires | Linear Ambient | Direct Linear Ambient Luminaires | Standard | FALSE | [9 empty] | 42474 |  |  | Yes |  | 3.1 | 7744 | 132.15 | 58.6 | 20 | 0.9 | 4000 | 80
PXABWBA3 | Philips Day-Brite | Philips Day-Brite | LBX70L840-(UNV120208240277347)-M-(_OCCLBOCCHB) | Indoor Luminaires | Linear Ambient | Direct Linear Ambient Luminaires | Standard | FALSE | [9 empty] | 42474 |  |  | Yes |  | 3.1 | 7643.33 | 130.43 | 58.6 | 20 | 0.9 | 4000 | 80
P1VY5R3P | Philips Day-Brite | Philips Day-Brite | LBX70L840-(UNV120208240277)-M-(_OCCLBOCCHBEMLED) | Indoor Luminaires | Linear Ambient | Direct Linear Ambient Luminaires | Standard | FALSE | [9 empty] | 42474 |  |  | Yes |  | 3.1 | 7643.33 | 129.55 | 59 | 20 | 0.9 | 4000 | 80
P8BJ24FN | Philips Day-Brite | Philips Day-Brite | LBX70L840-(UNV120208240277347)-N-(_OCCLBOCCHB) | Indoor Luminaires | Linear Ambient | Direct Linear Ambient Luminaires | Standard | FALSE | [9 empty] | 42474 |  |  | Yes |  | 3.1 | 7612.35 | 129.9 | 58.6 | 20 | 0.9 | 4000 | 80
P794ESE9 | Philips Day-Brite | Philips Day-Brite | LBX70L840-(UNV120208240277)-N-(_OCCLBOCCHBEMLED) | Indoor Luminaires | Linear Ambient | Direct Linear Ambient Luminaires | Standard | FALSE | [9 empty] | 42474 |  |  | Yes |  | 3.1 | 7612.35 | 129.02 | 59 | 20 | 0.9 | 4000 | 80
PBNVX7D4 | Philips Day-Brite | Philips Day-Brite | LBX70L840-(UNV120208240277347)-W-(_OCCLBOCCHB) | Indoor Luminaires | Linear Ambient | Direct Linear Ambient Luminaires | Standard | FALSE | [9 empty] | 42474 |  |  | Yes |  | 3.1 | 7604.61 | 129.77 | 58.6 | 20 | 0.9 | 4000 | 80
P885B9Y1 | Philips Day-Brite | Philips Day-Brite | LBX70L840-(UNV120208240277)-W-(_OCCLBOCCHBEMLED) | Indoor Luminaires | Linear Ambient | Direct Linear Ambient Luminaires | Standard | FALSE | [9 empty] | 42474 |  |  | Yes |  | 3.1 | 7604.61 | 128.89 | 59 | 20 | 0.9 | 4000 | 80
P2KBMS6D | Philips Day-Brite | Philips Day-Brite | LBX80L840-(UNV120208240277347)-(_OCCLBOCCHB)-FD | Indoor Luminaires | Linear Ambient | Direct Linear Ambient Luminaires | Standard | FALSE | [9 empty] | 42474 |  |  | Yes |  | 3.1 | 7450 | 110.37 | 67.5 | 20 | 0.9 | 4000 | 80
PYWKG6JM | Philips Day-Brite | Philips Day-Brite | LBX70L840-(UNV120208240277)-(_OCCLBOCCHBEMLED)-UD | Indoor Luminaires | Linear Ambient | Direct Linear Ambient Luminaires | Standard | FALSE | [9 empty] | 42474 |  |  | Yes |  | 3.1 | 6930.88 | 117.47 | 59 | 20 | 0.9 | 4000 | 80
PJCD2AAE | Philips Day-Brite | Philips Day-Brite | LBX70L840-(UNV120208240277347)-(_OCCLBOCCHB)-UD | Indoor Luminaires | Linear Ambient | Direct Linear Ambient Luminaires | Standard | FALSE | [9 empty] | 42474 |  |  | Yes |  | 3.1 | 6930.88 | 118.27 | 58.6 | 20 | 0.9 | 4000 | 80
PDJWT5EV | Philips Day-Brite | Philips Day-Brite | LBX70L840-(UNV120208240277)-(_OCCLBOCCHBEMLED)-FD | Indoor Luminaires | Linear Ambient | Direct Linear Ambient Luminaires | Standard | FALSE | [9 empty] | 42474 |  |  | Yes |  | 3.1 | 6469 | 109.64 | 59 | 20 | 0.9 | 4000 | 80
PAPWPCDX | Philips Day-Brite | Philips Day-Brite | LBX55L840-(UNV120208240277347)-A-(_OCCLBOCCHB) | Indoor Luminaires | Linear Ambient | Direct Linear Ambient Luminaires | Standard | FALSE | [9 empty] | 42474 |  |  | Yes |  | 3.1 | 6050 | 131.52 | 46 | 20 | 0.9 | 4000 | 80
P2RT4B3U | Philips Day-Brite | Philips Day-Brite | LBX55L840-(UNV120208240277347)-(_OCCLBOCCHB) | Indoor Luminaires | Linear Ambient | Direct Linear Ambient Luminaires | Standard | FALSE | [9 empty] | 42474 |  |  | Yes |  | 3.1 | 6050 | 131.52 | 46 | 20 | 0.9 | 4000 | 80
PB3PY5EB | Philips Day-Brite | Philips Day-Brite | LBX55L840-(UNV120208240277347)-M-(_OCCLBOCCHB) | Indoor Luminaires | Linear Ambient | Direct Linear Ambient Luminaires | Standard | FALSE | [9 empty] | 42474 |  |  | Yes |  | 3.1 | 5971.35 | 129.81 | 46 | 20 | 0.9 | 4000 | 80
PZ8JXWK4 | Philips Day-Brite | Philips Day-Brite | LBX55L840-(UNV120208240277347)-N-(_OCCLBOCCHB) | Indoor Luminaires | Linear Ambient | Direct Linear Ambient Luminaires | Standard | FALSE | [9 empty] | 42474 |  |  | Yes |  | 3.1 | 5947.15 | 129.29 | 46 | 20 | 0.9 | 4000 | 80
PCP9YZH4 | Philips Day-Brite | Philips Day-Brite | LBX55L840-(UNV120208240277347)-W-(_OCCLBOCCHB) | Indoor Luminaires | Linear Ambient | Direct Linear Ambient Luminaires | Standard | FALSE | [9 empty] | 42474 |  |  | Yes |  | 3.1 | 5941.1 | 129.15 | 46 | 20 | 0.9 | 4000 | 80
PKYGJ956 | Philips Day-Brite | Philips Day-Brite | LBX55L840-(UNV120208240277347)-(_OCCLBOCCHB)-UD | Indoor Luminaires | Linear Ambient | Direct Linear Ambient Luminaires | Standard | FALSE | [9 empty] | 42474 |  |  | Yes |  | 3.1 | 5414.75 | 117.71 | 46 | 20 | 0.9 | 4000 | 80
P19FK6BZ | Philips Day-Brite | Philips Day-Brite | LBX55L840-(UNV120208240277347)-(_OCCLBOCCHB)-FD | Indoor Luminaires | Linear Ambient | Direct Linear Ambient Luminaires | Standard | FALSE | [9 empty] | 42474 |  |  | Yes |  | 3.1 | 5055 | 109.89 | 46 | 20 | 0.9 | 4000 | 80
PS3MH3AH | Philips Day-Brite | Philips Day-Brite | LBX40L840-(UNV120208240277)-(_OCCLBOCCHB) | Indoor Luminaires | Linear Ambient | Direct Linear Ambient Luminaires | Premium | FALSE | [9 empty] | 42474 |  |  | Yes |  | 3.1 | 4560 | 138.18 | 33 | 20 | 0.9 | 4000 | 80
P6K98VBG | Philips Day-Brite | Philips Day-Brite | LBX40L840-(UNV120208240277)-A-(_OCCLBOCCHB) | Indoor Luminaires | Linear Ambient | Direct Linear Ambient Luminaires | Premium | FALSE | [9 empty] | 42474 |  |  | Yes |  | 3.1 | 4560 | 138.18 | 33 | 20 | 0.9 | 4000 | 80
PU9XYMBD | Philips Day-Brite | Philips Day-Brite | LBX40L840-(UNV120208240277)-M-(_OCCLBOCCHB) | Indoor Luminaires | Linear Ambient | Direct Linear Ambient Luminaires | Premium | FALSE | [9 empty] | 42474 |  |  | Yes |  | 3.1 | 4500.72 | 136.39 | 33 | 20 | 0.9 | 4000 | 80
PTNWG31N | Philips Day-Brite | Philips Day-Brite | LBX40L840-(UNV120208240277)-N-(_OCCLBOCCHB) | Indoor Luminaires | Linear Ambient | Direct Linear Ambient Luminaires | Premium | FALSE | [9 empty] | 42474 |  |  | Yes |  | 3.1 | 4482.48 | 135.83 | 33 | 20 | 0.9 | 4000 | 80
PDRYJG2G | Philips Day-Brite | Philips Day-Brite | LBX40L840-(UNV120208240277)-W-(_OCCLBOCCHB) | Indoor Luminaires | Linear Ambient | Direct Linear Ambient Luminaires | Premium | FALSE | [9 empty] | 42474 |  |  | Yes |  | 3.1 | 4477.92 | 135.69 | 33 | 20 | 0.9 | 4000 | 80
P4488GT3 | Philips Day-Brite | Philips Day-Brite | LBX40L840-(UNV120208240277)-(_OCCLBOCCHB)-UD | Indoor Luminaires | Linear Ambient | Direct Linear Ambient Luminaires | Premium | FALSE | [9 empty] | 42474 |  |  | Yes |  | 3.1 | 4081.2 | 123.67 | 33 | 20 | 0.9 | 4000 | 80
P22AF43F | Philips Day-Brite | Philips Day-Brite | LBX40L840-(UNV120208240277)-(_OCCLBOCCHB)-FD | Indoor Luminaires | Linear Ambient | Direct Linear Ambient Luminaires | Premium | FALSE | [9 empty] | 42474 |  |  | Yes |  | 3.1 | 3725 | 112.88 | 33 | 20 | 0.9 | 4000 | 80
PZ9GUX6F | Philips Day-Brite | Philips Day-Brite | LBX180L840-(UNV120208240277347)-A-(_EMLED) | Indoor Luminaires | Linear Ambient | Direct Linear Ambient Luminaires | Premium | FALSE | [9 empty] | 42474 |  |  | No |  | 3.1 | 19432 | 125.37 | 155 | 20 | 0.9 | 4000 | 80
PH6JUS8R | Philips Day-Brite | Philips Day-Brite | LBX180L840-(UNV120208240277347)-(_EMLED) | Indoor Luminaires | Linear Ambient | Direct Linear Ambient Luminaires | Premium | FALSE | [9 empty] | 42474 |  |  | No |  | 3.1 | 19432 | 125.37 | 155 | 20 | 0.9 | 4000 | 80
PUXYQWWC | Philips Day-Brite | Philips Day-Brite | LBX180L840-(UNV120208240277347)-M-(_EMLED) | Indoor Luminaires | Linear Ambient | Direct Linear Ambient Luminaires | Premium | FALSE | [9 empty] | 42474 |  |  | No |  | 3.1 | 19179.38 | 123.74 | 155 | 20 | 0.9 | 4000 | 80
PWTZDUEA | Philips Day-Brite | Philips Day-Brite | LBX180L840-(UNV120208240277347)-N-(_EMLED) | Indoor Luminaires | Linear Ambient | Direct Linear Ambient Luminaires | Premium | FALSE | [9 empty] | 42474 |  |  | No |  | 3.1 | 19101.66 | 123.24 | 155 | 20 | 0.9 | 4000 | 80
PG7YA78V | Philips Day-Brite | Philips Day-Brite | LBX180L840-(UNV120208240277347)-W-(_EMLED) | Indoor Luminaires | Linear Ambient | Direct Linear Ambient Luminaires | Premium | FALSE | [9 empty] | 42474 |  |  | No |  | 3.1 | 19082.22 | 123.11 | 155 | 20 | 0.9 | 4000 | 80
PQTCEU8B | Philips Day-Brite | Philips Day-Brite | LBX180L840-(UNV120208240277347)-(_EMLED)-UD | Indoor Luminaires | Linear Ambient | Direct Linear Ambient Luminaires | Premium | FALSE | [9 empty] | 42474 |  |  | No |  | 3.1 | 17391.64 | 112.2 | 155 | 20 | 0.9 | 4000 | 80
PDWAAHKD | Philips Day-Brite | Philips Day-Brite | LBX180L840-(UNV120208240277347)-(_EMLED)-FD | Indoor Luminaires | Linear Ambient | Direct Linear Ambient Luminaires | Standard | FALSE | [9 empty] | 42474 |  |  | No |  | 3.1 | 15814 | 102.03 | 155 | 20 | 0.9 | 4000 | 80
PQ69UX6H | Philips Day-Brite | Philips Day-Brite | LBX90L840-(UNV120208240277347)-(_EMLED) | Indoor Luminaires | Linear Ambient | Direct Linear Ambient Luminaires | Standard | FALSE | [9 empty] | 42474 |  |  | No |  | 3.1 | 9716 | 125.37 | 77.5 | 20 | 0.9 | 4000 | 80
PE4JUW9W | Philips Day-Brite | Philips Day-Brite | LBX90L840-(UNV120208240277347)-A-(_EMLED) | Indoor Luminaires | Linear Ambient | Direct Linear Ambient Luminaires | Standard | FALSE | [9 empty] | 42474 |  |  | No |  | 3.1 | 9716 | 125.37 | 77.5 | 20 | 0.9 | 4000 | 80
P23TFTCG | Philips Day-Brite | Philips Day-Brite | LBX90L840-(UNV120208240277347)-M-(_EMLED) | Indoor Luminaires | Linear Ambient | Direct Linear Ambient Luminaires | Standard | FALSE | [9 empty] | 42474 |  |  | No |  | 3.1 | 9589.69 | 123.74 | 77.5 | 20 | 0.9 | 4000 | 80
P1YN74RG | Philips Day-Brite | Philips Day-Brite | LBX90L840-(UNV120208240277347)-N-(_EMLED) | Indoor Luminaires | Linear Ambient | Direct Linear Ambient Luminaires | Standard | FALSE | [9 empty] | 42474 |  |  | No |  | 3.1 | 9550.83 | 123.24 | 77.5 | 20 | 0.9 | 4000 | 80
PAX18GV9 | Philips Day-Brite | Philips Day-Brite | LBX90L840-(UNV120208240277347)-W-(_EMLED) | Indoor Luminaires | Linear Ambient | Direct Linear Ambient Luminaires | Standard | FALSE | [9 empty] | 42474 |  |  | No |  | 3.1 | 9541.11 | 123.11 | 77.5 | 20 | 0.9 | 4000 | 80
P5K1DUPS | Philips Day-Brite | Philips Day-Brite | LBX80L840-(UNV120208240277)-(_EMLED) | Indoor Luminaires | Linear Ambient | Direct Linear Ambient Luminaires | Standard | FALSE | [9 empty] | 42474 |  |  | No |  | 3.1 | 9120 | 138.18 | 66 | 20 | 0.9 | 4000 | 80
P2KWC8CN | Philips Day-Brite | Philips Day-Brite | LBX80L840-(UNV120208240277)-A-(_EMLED) | Indoor Luminaires | Linear Ambient | Direct Linear Ambient Luminaires | Standard | FALSE | [9 empty] | 42474 |  |  | No |  | 3.1 | 9120 | 138.18 | 66 | 20 | 0.9 | 4000 | 80
P39J2UKJ | Philips Day-Brite | Philips Day-Brite | LBX80L840-(UNV120208240277)-M-(_EMLED) | Indoor Luminaires | Linear Ambient | Direct Linear Ambient Luminaires | Standard | FALSE | [9 empty] | 42474 |  |  | No |  | 3.1 | 9001.44 | 136.39 | 66 | 20 | 0.9 | 4000 | 80
P8AEX4JT | Philips Day-Brite | Philips Day-Brite | LBX80L840-(UNV120208240277)-N-(_EMLED) | Indoor Luminaires | Linear Ambient | Direct Linear Ambient Luminaires | Standard | FALSE | [9 empty] | 42474 |  |  | No |  | 3.1 | 8964.96 | 135.83 | 66 | 20 | 0.9 | 4000 | 80
PEUXB98J | Philips Day-Brite | Philips Day-Brite | LBX80L840-(UNV120208240277)-W-(_EMLED) | Indoor Luminaires | Linear Ambient | Direct Linear Ambient Luminaires | Standard | FALSE | [9 empty] | 42474 |  |  | No |  | 3.1 | 8955.84 | 135.69 | 66 | 20 | 0.9 | 4000 | 80
PRPHRS1F | Philips Day-Brite | Philips Day-Brite | LBX90L840-(UNV120208240277347)-(_EMLED)-UD | Indoor Luminaires | Linear Ambient | Direct Linear Ambient Luminaires | Standard | FALSE | [9 empty] | 42474 |  |  | No |  | 3.1 | 8695.82 | 112.2 | 77.5 | 20 | 0.9 | 4000 | 80
PETMV1EV | Philips Day-Brite | Philips Day-Brite | LBX80L840-(UNV120208240277)-(_EMLED)-UD | Indoor Luminaires | Linear Ambient | Direct Linear Ambient Luminaires | Standard | FALSE | [9 empty] | 42474 |  |  | No |  | 3.1 | 8162.4 | 123.67 | 66 | 20 | 0.9 | 4000 | 80
PTMJC2V8 | Philips Day-Brite | Philips Day-Brite | LBX80L840-(UNV120208240277)-(_EMLED)-FD | Indoor Luminaires | Linear Ambient | Direct Linear Ambient Luminaires | Standard | FALSE | [9 empty] | 42474 |  |  | No |  | 3.1 | 7450 | 112.88 | 66 | 20 | 0.9 | 4000 | 80
PYXDP9AK | Philips Day-Brite | Philips Day-Brite | LBX40L840-347-A | Indoor Luminaires | Linear Ambient | Direct Linear Ambient Luminaires | Premium | FALSE | [9 empty] | 42474 |  |  | No |  | 3.1 | 4560 | 147.1 | 31 | 20 | 0.9 | 4000 | 80
PW4JR36N | Philips Day-Brite | Philips Day-Brite | LBX40L840-347 | Indoor Luminaires | Linear Ambient | Direct Linear Ambient Luminaires | Premium | FALSE | [9 empty] | 42474 |  |  | No |  | 3.1 | 4560 | 147.1 | 31 | 20 | 0.9 | 4000 | 80
PBWHGYFZ | Philips Day-Brite | Philips Day-Brite | LBX40L840-347-M | Indoor Luminaires | Linear Ambient | Direct Linear Ambient Luminaires | Premium | FALSE | [9 empty] | 42474 |  |  | No |  | 3.1 | 4500.72 | 145.18 | 31 | 20 | 0.9 | 4000 | 80
PNY9VJBW | Philips Day-Brite | Philips Day-Brite | LBX40L840-347-N | Indoor Luminaires | Linear Ambient | Direct Linear Ambient Luminaires | Premium | FALSE | [9 empty] | 42474 |  |  | No |  | 3.1 | 4482.48 | 144.6 | 31 | 20 | 0.9 | 4000 | 80
PEYZETMM | Philips Day-Brite | Philips Day-Brite | LBX40L840-347-W | Indoor Luminaires | Linear Ambient | Direct Linear Ambient Luminaires | Premium | FALSE | [9 empty] | 42474 |  |  | No |  | 3.1 | 4477.92 | 144.45 | 31 | 20 | 0.9 | 4000 | 80
PS1T3F4S | Philips Day-Brite | Philips Day-Brite | LBX40L840-347-UD | Indoor Luminaires | Linear Ambient | Direct Linear Ambient Luminaires | Premium | FALSE | [9 empty] | 42474 |  |  | No |  | 3.1 | 4081.2 | 131.65 | 31 | 20 | 0.9 | 4000 | 80
PF9P8SG1 | Philips Day-Brite | Philips Day-Brite | LBX40L840-347-FD | Indoor Luminaires | Linear Ambient | Direct Linear Ambient Luminaires | Premium | FALSE | [9 empty] | 42474 |  |  | No |  | 3.1 | 3725 | 120.16 | 31 | 20 | 0.9 | 4000 | 80
PY1YC87W | Philips Day-Brite | Philips Day-Brite | LBX180L835-(UNV120208240277347)-(_OCCLBOCCHB) | Indoor Luminaires | Linear Ambient | Direct Linear Ambient Luminaires | Premium | FALSE | [9 empty] | 42474 |  |  | Yes |  | 3.1 | 19044 | 128.68 | 148 | 20 | 0.9 | 3500 | 80
PKX3APEN | Philips Day-Brite | Philips Day-Brite | LBX180L835-(UNV120208240277347)-A-(_OCCLBOCCHB) | Indoor Luminaires | Linear Ambient | Direct Linear Ambient Luminaires | Premium | FALSE | [9 empty] | 42474 |  |  | Yes |  | 3.1 | 19044 | 128.68 | 148 | 20 | 0.9 | 3500 | 80
PY2RU6A2 | Philips Day-Brite | Philips Day-Brite | LBX180L835-(UNV120208240277347)-M-(_OCCLBOCCHB) | Indoor Luminaires | Linear Ambient | Direct Linear Ambient Luminaires | Premium | FALSE | [9 empty] | 42474 |  |  | Yes |  | 3.1 | 18796.43 | 127 | 148 | 20 | 0.9 | 3500 | 80
P4XV33Y9 | Philips Day-Brite | Philips Day-Brite | LBX180L835-(UNV120208240277347)-N-(_OCCLBOCCHB) | Indoor Luminaires | Linear Ambient | Direct Linear Ambient Luminaires | Premium | FALSE | [9 empty] | 42474 |  |  | Yes |  | 3.1 | 18720.25 | 126.49 | 148 | 20 | 0.9 | 3500 | 80
P6WYD68P | Philips Day-Brite | Philips Day-Brite | LBX180L835-(UNV120208240277347)-W-(_OCCLBOCCHB) | Indoor Luminaires | Linear Ambient | Direct Linear Ambient Luminaires | Premium | FALSE | [9 empty] | 42474 |  |  | Yes |  | 3.1 | 18701.21 | 126.36 | 148 | 20 | 0.9 | 3500 | 80
PDTAEBKM | Philips Day-Brite | Philips Day-Brite | LBX180L835-(UNV120208240277347)-(_OCCLBOCCHB)-UD | Indoor Luminaires | Linear Ambient | Direct Linear Ambient Luminaires | Premium | FALSE | [9 empty] | 42474 |  |  | Yes |  | 3.1 | 17044.38 | 115.16 | 148 | 20 | 0.9 | 3500 | 80
PGTP8B1Z | Philips Day-Brite | Philips Day-Brite | LBX180L835-(UNV120208240277347)-(_OCCLBOCCHB)-FD | Indoor Luminaires | Linear Ambient | Direct Linear Ambient Luminaires | Standard | FALSE | [9 empty] | 42474 |  |  | Yes |  | 3.1 | 15814 | 106.85 | 148 | 20 | 0.9 | 3500 | 80
PUHFJ95U | Philips Day-Brite | Philips Day-Brite | LBX140L835-(UNV120208240277347)-(_OCCLBOCCHB) | Indoor Luminaires | Linear Ambient | Direct Linear Ambient Luminaires | Premium | FALSE | [9 empty] | 42474 |  |  | Yes |  | 3.1 | 15180 | 129.52 | 117.2 | 20 | 0.9 | 3500 | 80
PRHGZXZZ | Philips Day-Brite | Philips Day-Brite | LBX140L835-(UNV120208240277347)-A-(_OCCLBOCCHB) | Indoor Luminaires | Linear Ambient | Direct Linear Ambient Luminaires | Premium | FALSE | [9 empty] | 42474 |  |  | Yes |  | 3.1 | 15180 | 129.52 | 117.2 | 20 | 0.9 | 3500 | 80
PMF6BEXM | Philips Day-Brite | Philips Day-Brite | LBX140L835-(UNV120208240277)-A-(_OCCLBOCCHBEMLED) | Indoor Luminaires | Linear Ambient | Direct Linear Ambient Luminaires | Premium | FALSE | [9 empty] | 42474 |  |  | Yes |  | 3.1 | 15180 | 128.64 | 118 | 20 | 0.9 | 3500 | 80
PE6SNKR1 | Philips Day-Brite | Philips Day-Brite | LBX140L835-(UNV120208240277)-(_OCCLBOCCHBEMLED) | Indoor Luminaires | Linear Ambient | Direct Linear Ambient Luminaires | Premium | FALSE | [9 empty] | 42474 |  |  | Yes |  | 3.1 | 15180 | 128.64 | 118 | 20 | 0.9 | 3500 | 80
PEUBEUSX | Philips Day-Brite | Philips Day-Brite | LBX140L835-(UNV120208240277)-M-(_OCCLBOCCHBEMLED) | Indoor Luminaires | Linear Ambient | Direct Linear Ambient Luminaires | Premium | FALSE | [9 empty] | 42474 |  |  | Yes |  | 3.1 | 14982.66 | 126.97 | 118 | 20 | 0.9 | 3500 | 80
P2Q5C8YP | Philips Day-Brite | Philips Day-Brite | LBX140L835-(UNV120208240277347)-M-(_OCCLBOCCHB) | Indoor Luminaires | Linear Ambient | Direct Linear Ambient Luminaires | Premium | FALSE | [9 empty] | 42474 |  |  | Yes |  | 3.1 | 14982.66 | 127.84 | 117.2 | 20 | 0.9 | 3500 | 80
PGP212HF | Philips Day-Brite | Philips Day-Brite | LBX140L835-(UNV120208240277347)-N-(_OCCLBOCCHB) | Indoor Luminaires | Linear Ambient | Direct Linear Ambient Luminaires | Premium | FALSE | [9 empty] | 42474 |  |  | Yes |  | 3.1 | 14921.94 | 127.32 | 117.2 | 20 | 0.9 | 3500 | 80
PDR62NM1 | Philips Day-Brite | Philips Day-Brite | LBX140L835-(UNV120208240277)-N-(_OCCLBOCCHBEMLED) | Indoor Luminaires | Linear Ambient | Direct Linear Ambient Luminaires | Premium | FALSE | [9 empty] | 42474 |  |  | Yes |  | 3.1 | 14921.94 | 126.46 | 118 | 20 | 0.9 | 3500 | 80
P4D1PHTG | Philips Day-Brite | Philips Day-Brite | LBX140L835-(UNV120208240277347)-W-(_OCCLBOCCHB) | Indoor Luminaires | Linear Ambient | Direct Linear Ambient Luminaires | Premium | FALSE | [9 empty] | 42474 |  |  | Yes |  | 3.1 | 14906.76 | 127.19 | 117.2 | 20 | 0.9 | 3500 | 80
P3DBPT2Z | Philips Day-Brite | Philips Day-Brite | LBX140L835-(UNV120208240277)-W-(_OCCLBOCCHBEMLED) | Indoor Luminaires | Linear Ambient | Direct Linear Ambient Luminaires | Premium | FALSE | [9 empty] | 42474 |  |  | Yes |  | 3.1 | 14906.76 | 126.33 | 118 | 20 | 0.9 | 3500 | 80
PNZMMH9A | Philips Day-Brite | Philips Day-Brite | LBX140L835-(UNV120208240277)-(_OCCLBOCCHBEMLED)-UD | Indoor Luminaires | Linear Ambient | Direct Linear Ambient Luminaires | Premium | FALSE | [9 empty] | 42474 |  |  | Yes |  | 3.1 | 13586.1 | 115.14 | 118 | 20 | 0.9 | 3500 | 80
PEX1AUEW | Philips Day-Brite | Philips Day-Brite | LBX140L835-(UNV120208240277347)-(_OCCLBOCCHB)-UD | Indoor Luminaires | Linear Ambient | Direct Linear Ambient Luminaires | Premium | FALSE | [9 empty] | 42474 |  |  | Yes |  | 3.1 | 13586.1 | 115.92 | 117.2 | 20 | 0.9 | 3500 | 80
PF5JG359 | Philips Day-Brite | Philips Day-Brite | LBX140L835-(UNV120208240277)-(_OCCLBOCCHBEMLED)-FD | Indoor Luminaires | Linear Ambient | Direct Linear Ambient Luminaires | Standard | FALSE | [9 empty] | 42474 |  |  | Yes |  | 3.1 | 12676 | 107.42 | 118 | 20 | 0.9 | 3500 | 80
PD3USFNU | Philips Day-Brite | Philips Day-Brite | LBX140L835-(UNV120208240277347)-(_OCCLBOCCHB)-FD | Indoor Luminaires | Linear Ambient | Direct Linear Ambient Luminaires | Standard | FALSE | [9 empty] | 42474 |  |  | Yes |  | 3.1 | 12676 | 108.16 | 117.2 | 20 | 0.9 | 3500 | 80
PRX2BPMS | Philips Day-Brite | Philips Day-Brite | LBX110L835-(UNV120208240277347)-A-(_OCCLBOCCHBEMLED) | Indoor Luminaires | Linear Ambient | Direct Linear Ambient Luminaires | Premium | FALSE | [9 empty] | 42474 |  |  | Yes |  | 3.1 | 11858 | 124.82 | 95 | 20 | 0.9 | 3500 | 80
PF1JCZVH | Philips Day-Brite | Philips Day-Brite | LBX110L835-(UNV120208240277347)-(_OCCLBOCCHBEMLED) | Indoor Luminaires | Linear Ambient | Direct Linear Ambient Luminaires | Premium | FALSE | [9 empty] | 42474 |  |  | Yes |  | 3.1 | 11858 | 124.82 | 95 | 20 | 0.9 | 3500 | 80
PKZJ4JDA | Philips Day-Brite | Philips Day-Brite | LBX110L835-(UNV120208240277347)-M-(_OCCLBOCCHBEMLED) | Indoor Luminaires | Linear Ambient | Direct Linear Ambient Luminaires | Premium | FALSE | [9 empty] | 42474 |  |  | Yes |  | 3.1 | 11703.85 | 123.2 | 95 | 20 | 0.9 | 3500 | 80
PJZY6A2G | Philips Day-Brite | Philips Day-Brite | LBX110L835-(UNV120208240277347)-N-(_OCCLBOCCHBEMLED) | Indoor Luminaires | Linear Ambient | Direct Linear Ambient Luminaires | Premium | FALSE | [9 empty] | 42474 |  |  | Yes |  | 3.1 | 11656.41 | 122.7 | 95 | 20 | 0.9 | 3500 | 80
PPYC59T8 | Philips Day-Brite | Philips Day-Brite | LBX110L835-(UNV120208240277347)-W-(_OCCLBOCCHBEMLED) | Indoor Luminaires | Linear Ambient | Direct Linear Ambient Luminaires | Premium | FALSE | [9 empty] | 42474 |  |  | Yes |  | 3.1 | 11644.56 | 122.57 | 95 | 20 | 0.9 | 3500 | 80
PPFDVJGQ | Philips Day-Brite | Philips Day-Brite | LBX110L835-(UNV120208240277347)-(_OCCLBOCCHBEMLED)-UD | Indoor Luminaires | Linear Ambient | Direct Linear Ambient Luminaires | Premium | FALSE | [9 empty] | 42474 |  |  | Yes |  | 3.1 | 10612.91 | 111.71 | 95 | 20 | 0.9 | 3500 | 80
PA8C97SK | Philips Day-Brite | Philips Day-Brite | LBX110L835-(UNV120208240277347)-(_OCCLBOCCHBEMLED)-FD | Indoor Luminaires | Linear Ambient | Direct Linear Ambient Luminaires | Standard | FALSE | [9 empty] | 42474 |  |  | Yes |  | 3.1 | 9906 | 104.27 | 95 | 20 | 0.9 | 3500 | 80
PK2CNM1U | Philips Day-Brite | Philips Day-Brite | LBX90L835-(UNV120208240277347)-(_OCCLBOCCHB) | Indoor Luminaires | Linear Ambient | Direct Linear Ambient Luminaires | Standard | FALSE | [9 empty] | 42474 |  |  | Yes |  | 3.1 | 9522 | 128.68 | 74 | 20 | 0.9 | 3500 | 80
P7K8AEEU | Philips Day-Brite | Philips Day-Brite | LBX90L835-(UNV120208240277347)-A-(_OCCLBOCCHB) | Indoor Luminaires | Linear Ambient | Direct Linear Ambient Luminaires | Standard | FALSE | [9 empty] | 42474 |  |  | Yes |  | 3.1 | 9522 | 128.68 | 74 | 20 | 0.9 | 3500 | 80
P9UG2BZ1 | Philips Day-Brite | Philips Day-Brite | LBX90L835-(UNV120208240277347)-M-(_OCCLBOCCHB) | Indoor Luminaires | Linear Ambient | Direct Linear Ambient Luminaires | Standard | FALSE | [9 empty] | 42474 |  |  | Yes |  | 3.1 | 9398.21 | 127 | 74 | 20 | 0.9 | 3500 | 80
P7JQJPDV | Philips Day-Brite | Philips Day-Brite | LBX90L835-(UNV120208240277347)-N-(_OCCLBOCCHB) | Indoor Luminaires | Linear Ambient | Direct Linear Ambient Luminaires | Standard | FALSE | [9 empty] | 42474 |  |  | Yes |  | 3.1 | 9360.13 | 126.49 | 74 | 20 | 0.9 | 3500 | 80
PRM3YNX7 | Philips Day-Brite | Philips Day-Brite | LBX90L835-(UNV120208240277347)-W-(_OCCLBOCCHB) | Indoor Luminaires | Linear Ambient | Direct Linear Ambient Luminaires | Standard | FALSE | [9 empty] | 42474 |  |  | Yes |  | 3.1 | 9350.6 | 126.36 | 74 | 20 | 0.9 | 3500 | 80
PG3U3SZQ | Philips Day-Brite | Philips Day-Brite | LBX80L835-(UNV120208240277347)-(_OCCLBOCCHB) | Indoor Luminaires | Linear Ambient | Direct Linear Ambient Luminaires | Standard | FALSE | [9 empty] | 42474 |  |  | Yes |  | 3.1 | 8940 | 132.44 | 67.5 | 20 | 0.9 | 3500 | 80
PDJ8J74Q | Philips Day-Brite | Philips Day-Brite | LBX80L835-(UNV120208240277347)-A-(_OCCLBOCCHB) | Indoor Luminaires | Linear Ambient | Direct Linear Ambient Luminaires | Standard | FALSE | [9 empty] | 42474 |  |  | Yes |  | 3.1 | 8940 | 132.44 | 67.5 | 20 | 0.9 | 3500 | 80
PWQ1ZQA5 | Philips Day-Brite | Philips Day-Brite | LBX80L835-(UNV120208240277347)-M-(_OCCLBOCCHB) | Indoor Luminaires | Linear Ambient | Direct Linear Ambient Luminaires | Standard | FALSE | [9 empty] | 42474 |  |  | Yes |  | 3.1 | 8823.78 | 130.72 | 67.5 | 20 | 0.9 | 3500 | 80
PYF9499D | Philips Day-Brite | Philips Day-Brite | LBX80L835-(UNV120208240277347)-N-(_OCCLBOCCHB) | Indoor Luminaires | Linear Ambient | Direct Linear Ambient Luminaires | Standard | FALSE | [9 empty] | 42474 |  |  | Yes |  | 3.1 | 8788.02 | 130.19 | 67.5 | 20 | 0.9 | 3500 | 80
P8ZFK5B7 | Philips Day-Brite | Philips Day-Brite | LBX80L835-(UNV120208240277347)-W-(_OCCLBOCCHB) | Indoor Luminaires | Linear Ambient | Direct Linear Ambient Luminaires | Standard | FALSE | [9 empty] | 42474 |  |  | Yes |  | 3.1 | 8779.08 | 130.06 | 67.5 | 20 | 0.9 | 3500 | 80
PR1RG52M | Philips Day-Brite | Philips Day-Brite | LBX90L835-(UNV120208240277347)-(_OCCLBOCCHB)-UD | Indoor Luminaires | Linear Ambient | Direct Linear Ambient Luminaires | Standard | FALSE | [9 empty] | 42474 |  |  | Yes |  | 3.1 | 8522.19 | 115.16 | 74 | 20 | 0.9 | 3500 | 80
P7KA87UE | Philips Day-Brite | Philips Day-Brite | LBX80L835-(UNV120208240277347)-(_OCCLBOCCHB)-UD | Indoor Luminaires | Linear Ambient | Direct Linear Ambient Luminaires | Standard | FALSE | [9 empty] | 42474 |  |  | Yes |  | 3.1 | 8001.3 | 118.54 | 67.5 | 20 | 0.9 | 3500 | 80
PT7VK3K7 | Philips Day-Brite | Philips Day-Brite | LBX90L835-(UNV120208240277347)-(_OCCLBOCCHB)-FD | Indoor Luminaires | Linear Ambient | Direct Linear Ambient Luminaires | Standard | FALSE | [9 empty] | 42474 |  |  | Yes |  | 3.1 | 7907 | 106.85 | 74 | 20 | 0.9 | 3500 | 80
PM62Z58Y | Philips Day-Brite | Philips Day-Brite | LBX70L835-(UNV120208240277347)-(_OCCLBOCCHB) | Indoor Luminaires | Linear Ambient | Direct Linear Ambient Luminaires | Standard | FALSE | [9 empty] | 42474 |  |  | Yes |  | 3.1 | 7590 | 129.52 | 58.6 | 20 | 0.9 | 3500 | 80
PGSRC8ED | Philips Day-Brite | Philips Day-Brite | LBX70L835-(UNV120208240277347)-A-(_OCCLBOCCHB) | Indoor Luminaires | Linear Ambient | Direct Linear Ambient Luminaires | Standard | FALSE | [9 empty] | 42474 |  |  | Yes |  | 3.1 | 7590 | 129.52 | 58.6 | 20 | 0.9 | 3500 | 80
PGPCX1WT | Philips Day-Brite | Philips Day-Brite | LBX70L835-(UNV120208240277)-(_OCCLBOCCHBEMLED) | Indoor Luminaires | Linear Ambient | Direct Linear Ambient Luminaires | Standard | FALSE | [9 empty] | 42474 |  |  | Yes |  | 3.1 | 7590 | 128.64 | 59 | 20 | 0.9 | 3500 | 80
P6TXV5W9 | Philips Day-Brite | Philips Day-Brite | LBX70L835-(UNV120208240277)-A-(_OCCLBOCCHBEMLED) | Indoor Luminaires | Linear Ambient | Direct Linear Ambient Luminaires | Standard | FALSE | [9 empty] | 42474 |  |  | Yes |  | 3.1 | 7590 | 128.64 | 59 | 20 | 0.9 | 3500 | 80
P6Q34FU3 | Philips Day-Brite | Philips Day-Brite | LBX70L835-(UNV120208240277)-M-(_OCCLBOCCHBEMLED) | Indoor Luminaires | Linear Ambient | Direct Linear Ambient Luminaires | Standard | FALSE | [9 empty] | 42474 |  |  | Yes |  | 3.1 | 7491.33 | 126.97 | 59 | 20 | 0.9 | 3500 | 80
P14UNUSV | Philips Day-Brite | Philips Day-Brite | LBX70L835-(UNV120208240277347)-M-(_OCCLBOCCHB) | Indoor Luminaires | Linear Ambient | Direct Linear Ambient Luminaires | Standard | FALSE | [9 empty] | 42474 |  |  | Yes |  | 3.1 | 7491.33 | 127.84 | 58.6 | 20 | 0.9 | 3500 | 80
PHFYXSYA | Philips Day-Brite | Philips Day-Brite | LBX70L835-(UNV120208240277)-N-(_OCCLBOCCHBEMLED) | Indoor Luminaires | Linear Ambient | Direct Linear Ambient Luminaires | Standard | FALSE | [9 empty] | 42474 |  |  | Yes |  | 3.1 | 7460.97 | 126.46 | 59 | 20 | 0.9 | 3500 | 80
PGN552MX | Philips Day-Brite | Philips Day-Brite | LBX70L835-(UNV120208240277347)-N-(_OCCLBOCCHB) | Indoor Luminaires | Linear Ambient | Direct Linear Ambient Luminaires | Standard | FALSE | [9 empty] | 42474 |  |  | Yes |  | 3.1 | 7460.97 | 127.32 | 58.6 | 20 | 0.9 | 3500 | 80
PHQAN82M | Philips Day-Brite | Philips Day-Brite | LBX70L835-(UNV120208240277)-W-(_OCCLBOCCHBEMLED) | Indoor Luminaires | Linear Ambient | Direct Linear Ambient Luminaires | Standard | FALSE | [9 empty] | 42474 |  |  | Yes |  | 3.1 | 7453.38 | 126.33 | 59 | 20 | 0.9 | 3500 | 80
P4XVAHSA | Philips Day-Brite | Philips Day-Brite | LBX70L835-(UNV120208240277347)-W-(_OCCLBOCCHB) | Indoor Luminaires | Linear Ambient | Direct Linear Ambient Luminaires | Standard | FALSE | [9 empty] | 42474 |  |  | Yes |  | 3.1 | 7453.38 | 127.19 | 58.6 | 20 | 0.9 | 3500 | 80
PNUWQJ7N | Philips Day-Brite | Philips Day-Brite | LBX80L835-(UNV120208240277347)-(_OCCLBOCCHB)-FD | Indoor Luminaires | Linear Ambient | Direct Linear Ambient Luminaires | Standard | FALSE | [9 empty] | 42474 |  |  | Yes |  | 3.1 | 7304 | 108.21 | 67.5 | 20 | 0.9 | 3500 | 80
PCNRHUWZ | Philips Day-Brite | Philips Day-Brite | LBX70L835-(UNV120208240277)-(_OCCLBOCCHBEMLED)-UD | Indoor Luminaires | Linear Ambient | Direct Linear Ambient Luminaires | Standard | FALSE | [9 empty] | 42474 |  |  | Yes |  | 3.1 | 6793.05 | 115.14 | 59 | 20 | 0.9 | 3500 | 80
P7VDMFT3 | Philips Day-Brite | Philips Day-Brite | LBX70L835-(UNV120208240277347)-(_OCCLBOCCHB)-UD | Indoor Luminaires | Linear Ambient | Direct Linear Ambient Luminaires | Standard | FALSE | [9 empty] | 42474 |  |  | Yes |  | 3.1 | 6793.05 | 115.92 | 58.6 | 20 | 0.9 | 3500 | 80
PS2CPXWP | Philips Day-Brite | Philips Day-Brite | LBX70L835-(UNV120208240277347)-(_OCCLBOCCHB)-FD | Indoor Luminaires | Linear Ambient | Direct Linear Ambient Luminaires | Standard | FALSE | [9 empty] | 42474 |  |  | Yes |  | 3.1 | 6338 | 108.16 | 58.6 | 20 | 0.9 | 3500 | 80
PQRZZ53W | Philips Day-Brite | Philips Day-Brite | LBX70L835-(UNV120208240277)-(_OCCLBOCCHBEMLED)-FD | Indoor Luminaires | Linear Ambient | Direct Linear Ambient Luminaires | Standard | FALSE | [9 empty] | 42474 |  |  | Yes |  | 3.1 | 6338 | 107.42 | 59 | 20 | 0.9 | 3500 | 80
PP2FBK2P | Philips Day-Brite | Philips Day-Brite | LBX55L835-(UNV120208240277347)-A-(_OCCLBOCCHB) | Indoor Luminaires | Linear Ambient | Direct Linear Ambient Luminaires | Standard | FALSE | [9 empty] | 42474 |  |  | Yes |  | 3.1 | 5929 | 128.89 | 46 | 20 | 0.9 | 3500 | 80
PDMFMW8P | Philips Day-Brite | Philips Day-Brite | LBX55L835-(UNV120208240277347)-(_OCCLBOCCHB) | Indoor Luminaires | Linear Ambient | Direct Linear Ambient Luminaires | Standard | FALSE | [9 empty] | 42474 |  |  | Yes |  | 3.1 | 5929 | 128.89 | 46 | 20 | 0.9 | 3500 | 80
PX3Y3V5E | Philips Day-Brite | Philips Day-Brite | LBX55L835-(UNV120208240277347)-M-(_OCCLBOCCHB) | Indoor Luminaires | Linear Ambient | Direct Linear Ambient Luminaires | Standard | FALSE | [9 empty] | 42474 |  |  | Yes |  | 3.1 | 5851.92 | 127.22 | 46 | 20 | 0.9 | 3500 | 80
PH39Q9WU | Philips Day-Brite | Philips Day-Brite | LBX55L835-(UNV120208240277347)-N-(_OCCLBOCCHB) | Indoor Luminaires | Linear Ambient | Direct Linear Ambient Luminaires | Standard | FALSE | [9 empty] | 42474 |  |  | Yes |  | 3.1 | 5828.21 | 126.7 | 46 | 20 | 0.9 | 3500 | 80
PVWGB8ND | Philips Day-Brite | Philips Day-Brite | LBX55L835-(UNV120208240277347)-W-(_OCCLBOCCHB) | Indoor Luminaires | Linear Ambient | Direct Linear Ambient Luminaires | Standard | FALSE | [9 empty] | 42474 |  |  | Yes |  | 3.1 | 5822.28 | 126.57 | 46 | 20 | 0.9 | 3500 | 80
PVZJ47F6 | Philips Day-Brite | Philips Day-Brite | LBX55L835-(UNV120208240277347)-(_OCCLBOCCHB)-UD | Indoor Luminaires | Linear Ambient | Direct Linear Ambient Luminaires | Standard | FALSE | [9 empty] | 42474 |  |  | Yes |  | 3.1 | 5306.46 | 115.36 | 46 | 20 | 0.9 | 3500 | 80
P1W3QVJ9 | Philips Day-Brite | Philips Day-Brite | LBX55L835-(UNV120208240277347)-(_OCCLBOCCHB)-FD | Indoor Luminaires | Linear Ambient | Direct Linear Ambient Luminaires | Standard | FALSE | [9 empty] | 42474 |  |  | Yes |  | 3.1 | 4953 | 107.67 | 46 | 20 | 0.9 | 3500 | 80
PKPQUT1Z | Philips Day-Brite | Philips Day-Brite | LBX40L835-(UNV120208240277)-(_OCCLBOCCHB) | Indoor Luminaires | Linear Ambient | Direct Linear Ambient Luminaires | Premium | FALSE | [9 empty] | 42474 |  |  | Yes |  | 3.1 | 4470 | 135.45 | 33 | 20 | 0.9 | 3500 | 80
P6NH6EEM | Philips Day-Brite | Philips Day-Brite | LBX40L835-(UNV120208240277)-A)-(_OCCLBOCCHB) | Indoor Luminaires | Linear Ambient | Direct Linear Ambient Luminaires | Premium | FALSE | [9 empty] | 42474 |  |  | Yes |  | 3.1 | 4470 | 135.45 | 33 | 20 | 0.9 | 3500 | 80
PC4JCJBB | Philips Day-Brite | Philips Day-Brite | LBX40L835-(UNV120208240277)-M-(_OCCLBOCCHB) | Indoor Luminaires | Linear Ambient | Direct Linear Ambient Luminaires | Premium | FALSE | [9 empty] | 42474 |  |  | Yes |  | 3.1 | 4411.89 | 133.69 | 33 | 20 | 0.9 | 3500 | 80
PZ3RY9NC | Philips Day-Brite | Philips Day-Brite | LBX40L835-(UNV120208240277)-N-(_OCCLBOCCHB) | Indoor Luminaires | Linear Ambient | Direct Linear Ambient Luminaires | Premium | FALSE | [9 empty] | 42474 |  |  | Yes |  | 3.1 | 4394.01 | 133.15 | 33 | 20 | 0.9 | 3500 | 80
PTNHPYME | Philips Day-Brite | Philips Day-Brite | LBX40L835-(UNV120208240277)-W-(_OCCLBOCCHB) | Indoor Luminaires | Linear Ambient | Direct Linear Ambient Luminaires | Premium | FALSE | [9 empty] | 42474 |  |  | Yes |  | 3.1 | 4389.54 | 133.02 | 33 | 20 | 0.9 | 3500 | 80
PF72MNMX | Philips Day-Brite | Philips Day-Brite | LBX40L835-(UNV120208240277)-(_OCCLBOCCHB)-UD | Indoor Luminaires | Linear Ambient | Direct Linear Ambient Luminaires | Premium | FALSE | [9 empty] | 42474 |  |  | Yes |  | 3.1 | 4000.65 | 121.23 | 33 | 20 | 0.9 | 3500 | 80
PDJE4HYH | Philips Day-Brite | Philips Day-Brite | LBX180L835-(UNV120208240277347)-A-(_EMLED) | Indoor Luminaires | Linear Ambient | Direct Linear Ambient Luminaires | Premium | FALSE | [9 empty] | 42474 |  |  | No |  | 3.1 | 19044 | 122.86 | 155 | 20 | 0.9 | 3500 | 80
PC6JJAS3 | Philips Day-Brite | Philips Day-Brite | LBX180L835-(UNV120208240277347)-(_EMLED) | Indoor Luminaires | Linear Ambient | Direct Linear Ambient Luminaires | Premium | FALSE | [9 empty] | 42474 |  |  | No |  | 3.1 | 19044 | 122.86 | 155 | 20 | 0.9 | 3500 | 80
PA32PTWV | Philips Day-Brite | Philips Day-Brite | LBX180L835-(UNV120208240277347)-M-(_EMLED) | Indoor Luminaires | Linear Ambient | Direct Linear Ambient Luminaires | Premium | FALSE | [9 empty] | 42474 |  |  | No |  | 3.1 | 18796.43 | 121.27 | 155 | 20 | 0.9 | 3500 | 80
PD98B9HU | Philips Day-Brite | Philips Day-Brite | LBX180L835-(UNV120208240277347)-N-(_EMLED) | Indoor Luminaires | Linear Ambient | Direct Linear Ambient Luminaires | Premium | FALSE | [9 empty] | 42474 |  |  | No |  | 3.1 | 18720.25 | 120.78 | 155 | 20 | 0.9 | 3500 | 80
PHRP41QY | Philips Day-Brite | Philips Day-Brite | LBX180L835-(UNV120208240277347)-W-(_EMLED) | Indoor Luminaires | Linear Ambient | Direct Linear Ambient Luminaires | Premium | FALSE | [9 empty] | 42474 |  |  | No |  | 3.1 | 18701.21 | 120.65 | 155 | 20 | 0.9 | 3500 | 80
P1U1NYV9 | Philips Day-Brite | Philips Day-Brite | LBX180L835-(UNV120208240277347)-(_EMLED)-UD | Indoor Luminaires | Linear Ambient | Direct Linear Ambient Luminaires | Standard | FALSE | [9 empty] | 42474 |  |  | No |  | 3.1 | 17044.38 | 109.96 | 155 | 20 | 0.9 | 3500 | 80
PUBDBC3G | Philips Day-Brite | Philips Day-Brite | LBX180L835-(UNV120208240277347)-(_EMLED)-FD | Indoor Luminaires | Linear Ambient | Direct Linear Ambient Luminaires | Standard | FALSE | [9 empty] | 42474 |  |  | No |  | 3.1 | 15814 | 102.03 | 155 | 20 | 0.9 | 3500 | 80
PW9XNJY5 | Philips Day-Brite | Philips Day-Brite | LBX90L835-(UNV120208240277347)-(_EMLED) | Indoor Luminaires | Linear Ambient | Direct Linear Ambient Luminaires | Standard | FALSE | [9 empty] | 42474 |  |  | No |  | 3.1 | 9522 | 122.86 | 77.5 | 20 | 0.9 | 3500 | 80
PQGNVMAK | Philips Day-Brite | Philips Day-Brite | LBX90L835-(UNV120208240277347)-A-(_EMLED) | Indoor Luminaires | Linear Ambient | Direct Linear Ambient Luminaires | Standard | FALSE | [9 empty] | 42474 |  |  | No |  | 3.1 | 9522 | 122.86 | 77.5 | 20 | 0.9 | 3500 | 80
P8SJJ8BU | Philips Day-Brite | Philips Day-Brite | LBX90L835-(UNV120208240277347)-M-(_EMLED) | Indoor Luminaires | Linear Ambient | Direct Linear Ambient Luminaires | Standard | FALSE | [9 empty] | 42474 |  |  | No |  | 3.1 | 9398.21 | 121.27 | 77.5 | 20 | 0.9 | 3500 | 80
PRKZ8DWA | Philips Day-Brite | Philips Day-Brite | LBX90L835-(UNV120208240277347)-N-(_EMLED) | Indoor Luminaires | Linear Ambient | Direct Linear Ambient Luminaires | Standard | FALSE | [9 empty] | 42474 |  |  | No |  | 3.1 | 9360.13 | 120.78 | 77.5 | 20 | 0.9 | 3500 | 80
P32VF7Q8 | Philips Day-Brite | Philips Day-Brite | LBX90L835-(UNV120208240277347)-W-(_EMLED) | Indoor Luminaires | Linear Ambient | Direct Linear Ambient Luminaires | Standard | FALSE | [9 empty] | 42474 |  |  | No |  | 3.1 | 9350.6 | 120.65 | 77.5 | 20 | 0.9 | 3500 | 80
PVR81FVJ | Philips Day-Brite | Philips Day-Brite | LBX80L835-(UNV120208240277)-(_EMLED) | Indoor Luminaires | Linear Ambient | Direct Linear Ambient Luminaires | Standard | FALSE | [9 empty] | 42474 |  |  | No |  | 3.1 | 8940 | 135.45 | 66 | 20 | 0.9 | 3500 | 80
PEU5VDVT | Philips Day-Brite | Philips Day-Brite | LBX80L835-(UNV120208240277)-A-(_EMLED) | Indoor Luminaires | Linear Ambient | Direct Linear Ambient Luminaires | Standard | FALSE | [9 empty] | 42474 |  |  | No |  | 3.1 | 8940 | 135.45 | 66 | 20 | 0.9 | 3500 | 80
P6BVCFZY | Philips Day-Brite | Philips Day-Brite | LBX80L835-(UNV120208240277)-M-(_EMLED) | Indoor Luminaires | Linear Ambient | Direct Linear Ambient Luminaires | Standard | FALSE | [9 empty] | 42474 |  |  | No |  | 3.1 | 8823.78 | 133.69 | 66 | 20 | 0.9 | 3500 | 80
PCPTXXTV | Philips Day-Brite | Philips Day-Brite | LBX80L835-(UNV120208240277)-N-(_EMLED) | Indoor Luminaires | Linear Ambient | Direct Linear Ambient Luminaires | Standard | FALSE | [9 empty] | 42474 |  |  | No |  | 3.1 | 8788.02 | 133.15 | 66 | 20 | 0.9 | 3500 | 80
PD11TSZW | Philips Day-Brite | Philips Day-Brite | LBX80L835-(UNV120208240277)-W-(_EMLED) | Indoor Luminaires | Linear Ambient | Direct Linear Ambient Luminaires | Standard | FALSE | [9 empty] | 42474 |  |  | No |  | 3.1 | 8779.08 | 133.02 | 66 | 20 | 0.9 | 3500 | 80
PKKX6SZ9 | Philips Day-Brite | Philips Day-Brite | LBX90L835-(UNV120208240277347)-(_EMLED)-UD | Indoor Luminaires | Linear Ambient | Direct Linear Ambient Luminaires | Standard | FALSE | [9 empty] | 42474 |  |  | No |  | 3.1 | 8522.19 | 109.96 | 77.5 | 20 | 0.9 | 3500 | 80
P49T1HE4 | Philips Day-Brite | Philips Day-Brite | LBX80L835-(UNV120208240277)-(_EMLED)-UD | Indoor Luminaires | Linear Ambient | Direct Linear Ambient Luminaires | Standard | FALSE | [9 empty] | 42474 |  |  | No |  | 3.1 | 8001.3 | 121.23 | 66 | 20 | 0.9 | 3500 | 80
PR1J2EMU | Philips Day-Brite | Philips Day-Brite | LBX90L835-(UNV120208240277347)-(_EMLED)-FD | Indoor Luminaires | Linear Ambient | Direct Linear Ambient Luminaires | Standard | FALSE | [9 empty] | 42474 |  |  | No |  | 3.1 | 7907 | 102.03 | 77.5 | 20 | 0.9 | 3500 | 80
P7TMJBVR | Philips Day-Brite | Philips Day-Brite | LBX80L835-(UNV120208240277)-(_EMLED)-FD | Indoor Luminaires | Linear Ambient | Direct Linear Ambient Luminaires | Standard | FALSE | [9 empty] | 42474 |  |  | No |  | 3.1 | 7304 | 110.67 | 66 | 20 | 0.9 | 3500 | 80
PYXFG2G2 | Philips Day-Brite | Philips Day-Brite | LBX40L835-347-A | Indoor Luminaires | Linear Ambient | Direct Linear Ambient Luminaires | Premium | FALSE | [9 empty] | 42474 |  |  | No |  | 3.1 | 4470 | 144.19 | 31 | 20 | 0.9 | 3500 | 80
PEADT7G2 | Philips Day-Brite | Philips Day-Brite | LBX40L835-347 | Indoor Luminaires | Linear Ambient | Direct Linear Ambient Luminaires | Premium | FALSE | [9 empty] | 42474 |  |  | No |  | 3.1 | 4470 | 144.19 | 31 | 20 | 0.9 | 3500 | 80
PRH35G27 | Philips Day-Brite | Philips Day-Brite | LBX40L835-347-M | Indoor Luminaires | Linear Ambient | Direct Linear Ambient Luminaires | Premium | FALSE | [9 empty] | 42474 |  |  | No |  | 3.1 | 4411.89 | 142.32 | 31 | 20 | 0.9 | 3500 | 80
PAFF5QU3 | Philips Day-Brite | Philips Day-Brite | LBX40L835-347-N | Indoor Luminaires | Linear Ambient | Direct Linear Ambient Luminaires | Premium | FALSE | [9 empty] | 42474 |  |  | No |  | 3.1 | 4394.01 | 141.74 | 31 | 20 | 0.9 | 3500 | 80
P7T271QB | Philips Day-Brite | Philips Day-Brite | LBX40L835-347-W | Indoor Luminaires | Linear Ambient | Direct Linear Ambient Luminaires | Premium | FALSE | [9 empty] | 42474 |  |  | No |  | 3.1 | 4389.54 | 141.6 | 31 | 20 | 0.9 | 3500 | 80
PMENG8UE | Philips Day-Brite | Philips Day-Brite | LBX40L835-347-UD | Indoor Luminaires | Linear Ambient | Direct Linear Ambient Luminaires | Premium | FALSE | [9 empty] | 42474 |  |  | No |  | 3.1 | 4000.65 | 129.05 | 31 | 20 | 0.9 | 3500 | 80
P1WR724A | Philips Day-Brite | Philips Day-Brite | LBX40L835-347-FD | Indoor Luminaires | Linear Ambient | Direct Linear Ambient Luminaires | Premium | FALSE | [9 empty] | 42474 |  |  | No |  | 3.1 | 3652 | 117.81 | 31 | 20 | 0.9 | 3500 | 80
PM8KH2F9 | SKYLER LED Lighting | SKYLER | SKT-OJ-LL-40-SP-5K(ND) | Indoor Luminaires | Linear Ambient | Direct Linear Ambient Luminaires | Standard | FALSE | [9 empty] | 42474 | Not Dimmable | Not Dimmable | No |  | 3.1 | 4000 | 100 | 40 | 17.68 | 0.994 | 5000 | 80
P9A98W64 | SKYLER LED Lighting | SKYLER | SKT-OJ-LL-40-SP-5K | Indoor Luminaires | Linear Ambient | Direct Linear Ambient Luminaires | Standard | FALSE | [9 empty] | 42474 | Dimmable | Continuous Below 10 | No |  | 3.1 | 4000 | 100 | 40 | 17.68 | 0.994 | 5000 | 80
PXH1V521 | SKYLER LED Lighting | SKYLER | SKT-OJ-LL-40-SP-4K(ND) | Indoor Luminaires | Linear Ambient | Direct Linear Ambient Luminaires | Standard | FALSE | [9 empty] | 42474 | Not Dimmable | Not Dimmable | No |  | 3.1 | 4000 | 100 | 40 | 17.68 | 0.991 | 4000 | 80
PD8E384F | SKYLER LED Lighting | SKYLER | SKT-OJ-LL-40-SP-4K | Indoor Luminaires | Linear Ambient | Direct Linear Ambient Luminaires | Standard | FALSE | [9 empty] | 42474 | Dimmable | Continuous Below 10 | No |  | 3.1 | 4000 | 100 | 40 | 17.68 | 0.991 | 4000 | 80
PAGZ1P65 | MLEDTECH LLC | MLED | MLY-DL-30W (5000K) | Indoor Luminaires | Linear Ambient | Direct Linear Ambient Luminaires | Standard | FALSE | [9 empty] | 42474 | Not Yet Verified | Not Yet Verified | NotYetVerified |  | 3 | 3156 | 95.26 | 30 | 14.2 | 0.986 | 5000 | 83
PRG6BF87 | MLEDTECH LLC | MLED | MLY-DL-22W (5000K) | Indoor Luminaires | Linear Ambient | Direct Linear Ambient Luminaires | Standard | FALSE | [9 empty] | 42474 | Not Dimmable | Not Dimmable | No |  | 3 | 2540 | 115.45 | 22 | 20 | 0.9 | 5000 | 83
PN5GSYVC | MLEDTECH LLC | MLED | MLY-DL-30W (4500K) | Indoor Luminaires | Linear Ambient | Direct Linear Ambient Luminaires | Standard | FALSE | [9 empty] | 42474 | Not Yet Verified | Not Yet Verified | NotYetVerified |  | 3 | 3156 | 95.26 | 30 | 14.2 | 0.986 | 4500 | 83
PGNV8C1E | MLEDTECH LLC | MLED | MLY-DL-22W (4500K) | Indoor Luminaires | Linear Ambient | Direct Linear Ambient Luminaires | Standard | FALSE | [9 empty] | 42474 | Not Dimmable | Not Dimmable | No |  | 3 | 2540 | 115.45 | 22 | 20 | 0.9 | 4500 | 83
PHCKA6PN | MLEDTECH LLC | MLED | MLY-DL-30W (4000K) | Indoor Luminaires | Linear Ambient | Direct Linear Ambient Luminaires | Standard | FALSE | [9 empty] | 42474 | Not Yet Verified | Not Yet Verified | NotYetVerified |  | 3 | 3156 | 95.26 | 30 | 14.2 | 0.986 | 4000 | 83
P37RMXD1 | MLEDTECH LLC | MLED | MLY-DL-22W (4000K) | Indoor Luminaires | Linear Ambient | Direct Linear Ambient Luminaires | Standard | FALSE | [9 empty] | 42474 | Not Dimmable | Not Dimmable | No |  | 3 | 2540 | 115.45 | 22 | 20 | 0.9 | 4000 | 83
PFY7WRC3 | MLEDTECH LLC | MLED | MLY-DL-30W (3500K) | Indoor Luminaires | Linear Ambient | Direct Linear Ambient Luminaires | Standard | FALSE | [9 empty] | 42474 | Not Yet Verified | Not Yet Verified | NotYetVerified |  | 3 | 3156 | 95.26 | 30 | 14.2 | 0.986 | 3500 | 83
P6GWA1F1 | MLEDTECH LLC | MLED | MLY-DL-22W (3500K) | Indoor Luminaires | Linear Ambient | Direct Linear Ambient Luminaires | Standard | FALSE | [9 empty] | 42474 | Not Dimmable | Not Dimmable | No |  | 3 | 2540 | 115.45 | 22 | 20 | 0.9 | 3500 | 83
PCBVBXX4 | MLEDTECH LLC | MLED | MLY-DL-30W (3000K) | Indoor Luminaires | Linear Ambient | Direct Linear Ambient Luminaires | Standard | FALSE | [9 empty] | 42474 | Not Yet Verified | Not Yet Verified | NotYetVerified |  | 3 | 3156 | 95.26 | 30 | 14.2 | 0.986 | 3000 | 83
P73Y77GX | Philips Day-Brite | Philips Day-Brite | LBX70L850-(UNV120208240277347)-(_OCCLBOCCHB)-FD | Indoor Luminaires | Linear Ambient | Direct Linear Ambient Luminaires | Standard | TRUE | 6669.2 | 124.89 | 53.4 | 16.7 | 0.903 | 4921 | 82.98 | 5 | 50000 | 42474 | Dimmable | Continuous Above 10 | Yes |  | 4.1 | 6535 | 111.52 | 58.6 | 20 | 0.9 | 5000 | 80
PSJJQ2E9 | Philips Day-Brite | Philips Day-Brite | LBX90L840-(UNV120208240277347)-(_EMLED)-FD | Indoor Luminaires | Linear Ambient | Direct Linear Ambient Luminaires | Standard | TRUE | 7907.4 | 102.43 | 77.2 | 16.7 | 0.903 | 3406 | 83.2 | 5 | 50000 | 42474 | Dimmable | Continuous Above 10 | No |  | 4.1 | 7907 | 102.03 | 77.5 | 20 | 0.9 | 4000 | 80
PUWA7MUH | Philips Day-Brite | Philips Day-Brite | LBX70L840-(UNV120208240277347)-(_OCCLBOCCHB)-FD | Indoor Luminaires | Linear Ambient | Direct Linear Ambient Luminaires | Standard | TRUE | 6556.5 | 113.04 | 58 | 16.7 | 0.903 | 3917 | 82.46 | 5 | 50000 | 42474 | Dimmable | Continuous Above 10 | Yes |  | 4.1 | 6469 | 110.39 | 58.6 | 20 | 0.9 | 4000 | 80
PKER3JQ1 | Philips Day-Brite | Philips Day-Brite | LBX90L850-(UNV120208240277347)-(_OCCLBOCCHB) | Indoor Luminaires | Linear Ambient | Direct Linear Ambient Luminaires | Standard | FALSE | [9 empty] | 42474 | Dimmable | Continuous Above 10 | Yes |  | 3.1 | 9813 | 132.61 | 74 | 20 | 0.9 | 5000 | 80
PGD7AWWW | Philips Day-Brite | Philips Day-Brite | LBX90L850-(UNV120208240277347)-A-(_OCCLBOCCHB) | Indoor Luminaires | Linear Ambient | Direct Linear Ambient Luminaires | Standard | FALSE | [9 empty] | 42474 | Dimmable | Continuous Above 10 | Yes |  | 3.1 | 9813 | 132.61 | 74 | 20 | 0.9 | 5000 | 80
PB7N1YUU | Philips Day-Brite | Philips Day-Brite | LBX90L850-(UNV120208240277347)-M-(_OCCLBOCCHB) | Indoor Luminaires | Linear Ambient | Direct Linear Ambient Luminaires | Standard | FALSE | [9 empty] | 42474 | Dimmable | Continuous Above 10 | Yes |  | 3.1 | 9685.43 | 130.88 | 74 | 20 | 0.9 | 5000 | 80
PX3GAF1C | Philips Day-Brite | Philips Day-Brite | LBX90L850-(UNV120208240277347)-N-(_OCCLBOCCHB) | Indoor Luminaires | Linear Ambient | Direct Linear Ambient Luminaires | Standard | FALSE | [9 empty] | 42474 | Dimmable | Continuous Above 10 | Yes |  | 3.1 | 9646.18 | 130.35 | 74 | 20 | 0.9 | 5000 | 80
PMZD14J4 | Philips Day-Brite | Philips Day-Brite | LBX90L850-(UNV120208240277347)-W-(_OCCLBOCCHB) | Indoor Luminaires | Linear Ambient | Direct Linear Ambient Luminaires | Standard | FALSE | [9 empty] | 42474 | Dimmable | Continuous Above 10 | Yes |  | 3.1 | 9636.37 | 130.22 | 74 | 20 | 0.9 | 5000 | 80
PN6WQGY1 | Philips Day-Brite | Philips Day-Brite | LBX80L850-(UNV120208240277347)-A-(_OCCLBOCCHB) | Indoor Luminaires | Linear Ambient | Direct Linear Ambient Luminaires | Standard | FALSE | [9 empty] | 42474 | Dimmable | Continuous Above 10 | Yes |  | 3.1 | 9210 | 136.44 | 67.5 | 20 | 0.9 | 5000 | 80
PF3XA1ET | Philips Day-Brite | Philips Day-Brite | LBX80L850-(UNV120208240277347)-(_OCCLBOCCHB) | Indoor Luminaires | Linear Ambient | Direct Linear Ambient Luminaires | Standard | FALSE | [9 empty] | 42474 | Dimmable | Continuous Above 10 | Yes |  | 3.1 | 9210 | 136.44 | 67.5 | 20 | 0.9 | 5000 | 80
PSYDFBHY | Philips Day-Brite | Philips Day-Brite | LBX80L850-(UNV120208240277347)-M-(_OCCLBOCCHB) | Indoor Luminaires | Linear Ambient | Direct Linear Ambient Luminaires | Standard | FALSE | [9 empty] | 42474 | Dimmable | Continuous Above 10 | Yes |  | 3.1 | 9090.27 | 134.67 | 67.5 | 20 | 0.9 | 5000 | 80
PQKB8ZSA | Philips Day-Brite | Philips Day-Brite | LBX80L850-(UNV120208240277347)-N-(_OCCLBOCCHB) | Indoor Luminaires | Linear Ambient | Direct Linear Ambient Luminaires | Standard | FALSE | [9 empty] | 42474 | Dimmable | Continuous Above 10 | Yes |  | 3.1 | 9053.43 | 134.12 | 67.5 | 20 | 0.9 | 5000 | 80
PSP8JRPF | Philips Day-Brite | Philips Day-Brite | LBX80L850-(UNV120208240277347)-W-(_OCCLBOCCHB) | Indoor Luminaires | Linear Ambient | Direct Linear Ambient Luminaires | Standard | FALSE | [9 empty] | 42474 | Dimmable | Continuous Above 10 | Yes |  | 3.1 | 9044.22 | 133.99 | 67.5 | 20 | 0.9 | 5000 | 80
P8C41JWQ | Philips Day-Brite | Philips Day-Brite | LBX90L850-(UNV120208240277347)-(_OCCLBOCCHB)-UD | Indoor Luminaires | Linear Ambient | Direct Linear Ambient Luminaires | Standard | FALSE | [9 empty] | 42474 | Dimmable | Continuous Above 10 | Yes |  | 3.1 | 8782.64 | 118.68 | 74 | 20 | 0.9 | 5000 | 80
PNAZV8AY | Philips Day-Brite | Philips Day-Brite | LBX80L850-(UNV120208240277347)-(_OCCLBOCCHB)-UD | Indoor Luminaires | Linear Ambient | Direct Linear Ambient Luminaires | Standard | FALSE | [9 empty] | 42474 | Dimmable | Continuous Above 10 | Yes |  | 3.1 | 8242.95 | 122.12 | 67.5 | 20 | 0.9 | 5000 | 80
PJAY8RWQ | Philips Day-Brite | Philips Day-Brite | LBX90L850-(UNV120208240277347)-(_OCCLBOCCHB)-FD | Indoor Luminaires | Linear Ambient | Direct Linear Ambient Luminaires | Standard | FALSE | [9 empty] | 42474 | Dimmable | Continuous Above 10 | Yes |  | 3.1 | 7980 | 107.84 | 74 | 20 | 0.9 | 5000 | 80
PTYJCR1R | Philips Day-Brite | Philips Day-Brite | LBX70L850-(UNV120208240277347)-(_OCCLBOCCHB) | Indoor Luminaires | Linear Ambient | Direct Linear Ambient Luminaires | Standard | FALSE | [9 empty] | 42474 | Dimmable | Continuous Above 10 | Yes |  | 3.1 | 7822 | 133.48 | 58.6 | 20 | 0.9 | 5000 | 80
PJQTTFP2 | Philips Day-Brite | Philips Day-Brite | LBX70L850-(UNV120208240277)-(_OCCLBOCCHBEMLED) | Indoor Luminaires | Linear Ambient | Direct Linear Ambient Luminaires | Standard | FALSE | [9 empty] | 42474 | Dimmable | Continuous Above 10 | Yes |  | 3.1 | 7822 | 132.58 | 59 | 20 | 0.9 | 5000 | 80
PB2KJW2J | Philips Day-Brite | Philips Day-Brite | LBX70L850-(UNV120208240277347)-A-(_OCCLBOCCHB) | Indoor Luminaires | Linear Ambient | Direct Linear Ambient Luminaires | Standard | FALSE | [9 empty] | 42474 | Dimmable | Continuous Above 10 | Yes |  | 3.1 | 7822 | 133.48 | 58.6 | 20 | 0.9 | 5000 | 80
P4SZ5JSV | Philips Day-Brite | Philips Day-Brite | LBX70L850-(UNV120208240277)-A-(_OCCLBOCCHBEMLED) | Indoor Luminaires | Linear Ambient | Direct Linear Ambient Luminaires | Standard | FALSE | [9 empty] | 42474 | Dimmable | Continuous Above 10 | Yes |  | 3.1 | 7822 | 132.58 | 59 | 20 | 0.9 | 5000 | 80
PDA7XZ7X | Philips Day-Brite | Philips Day-Brite | LBX70L850-(UNV120208240277)-M-(_OCCLBOCCHBEMLED) | Indoor Luminaires | Linear Ambient | Direct Linear Ambient Luminaires | Standard | FALSE | [9 empty] | 42474 | Dimmable | Continuous Above 10 | Yes |  | 3.1 | 7720.31 | 130.85 | 59 | 20 | 0.9 | 5000 | 80
P7XG9Q9W | Philips Day-Brite | Philips Day-Brite | LBX70L850-(UNV120208240277347)-M-(_OCCLBOCCHB) | Indoor Luminaires | Linear Ambient | Direct Linear Ambient Luminaires | Standard | FALSE | [9 empty] | 42474 | Dimmable | Continuous Above 10 | Yes |  | 3.1 | 7720.31 | 131.75 | 58.6 | 20 | 0.9 | 5000 | 80
PV13QRQZ | Philips Day-Brite | Philips Day-Brite | LBX70L850-(UNV120208240277)-N-(_OCCLBOCCHBEMLED) | Indoor Luminaires | Linear Ambient | Direct Linear Ambient Luminaires | Standard | FALSE | [9 empty] | 42474 | Dimmable | Continuous Above 10 | Yes |  | 3.1 | 7689.03 | 130.32 | 59 | 20 | 0.9 | 5000 | 80
PMYVHFGX | Philips Day-Brite | Philips Day-Brite | LBX70L850-(UNV120208240277347)-N-(_OCCLBOCCHB) | Indoor Luminaires | Linear Ambient | Direct Linear Ambient Luminaires | Standard | FALSE | [9 empty] | 42474 | Dimmable | Continuous Above 10 | Yes |  | 3.1 | 7689.03 | 131.21 | 58.6 | 20 | 0.9 | 5000 | 80
PVVCXJBW | Philips Day-Brite | Philips Day-Brite | LBX70L850-(UNV120208240277)-W-(_OCCLBOCCHBEMLED) | Indoor Luminaires | Linear Ambient | Direct Linear Ambient Luminaires | Standard | FALSE | [9 empty] | 42474 | Dimmable | Continuous Above 10 | Yes |  | 3.1 | 7681.2 | 130.19 | 59 | 20 | 0.9 | 5000 | 80
P7ETUHCV | Philips Day-Brite | Philips Day-Brite | LBX70L850-(UNV120208240277347)-W-(_OCCLBOCCHB) | Indoor Luminaires | Linear Ambient | Direct Linear Ambient Luminaires | Standard | FALSE | [9 empty] | 42474 | Dimmable | Continuous Above 10 | Yes |  | 3.1 | 7681.2 | 131.08 | 58.6 | 20 | 0.9 | 5000 | 80
PWQ2YJHV | Philips Day-Brite | Philips Day-Brite | LBX80L850-(UNV120208240277347)-(_OCCLBOCCHB)-FD | Indoor Luminaires | Linear Ambient | Direct Linear Ambient Luminaires | Standard | FALSE | [9 empty] | 42474 | Dimmable | Continuous Above 10 | Yes |  | 3.1 | 7522 | 111.44 | 67.5 | 20 | 0.9 | 5000 | 80
PW2VZ1BS | Philips Day-Brite | Philips Day-Brite | LBX70L850-(UNV120208240277)-(_OCCLBOCCHBEMLED)-UD | Indoor Luminaires | Linear Ambient | Direct Linear Ambient Luminaires | Standard | FALSE | [9 empty] | 42474 | Dimmable | Continuous Above 10 | Yes |  | 3.1 | 7000.69 | 118.66 | 59 | 20 | 0.9 | 5000 | 80
P9H98E9A | Philips Day-Brite | Philips Day-Brite | LBX70L850-(UNV120208240277347)-(_OCCLBOCCHB)-UD | Indoor Luminaires | Linear Ambient | Direct Linear Ambient Luminaires | Standard | FALSE | [9 empty] | 42474 | Dimmable | Continuous Above 10 | Yes |  | 3.1 | 7000.69 | 119.47 | 58.6 | 20 | 0.9 | 5000 | 80
P2AEWXCX | Philips Day-Brite | Philips Day-Brite | LBX70L850-(UNV120208240277)-(_OCCLBOCCHBEMLED)-FD | Indoor Luminaires | Linear Ambient | Direct Linear Ambient Luminaires | Standard | FALSE | [9 empty] | 42474 | Dimmable | Continuous Above 10 | Yes |  | 3.1 | 6535 | 110.76 | 59 | 20 | 0.9 | 5000 | 80
PUJNRZ65 | Philips Day-Brite | Philips Day-Brite | LBX55L850-(UNV120208240277347)-(_OCCLBOCCHB) | Indoor Luminaires | Linear Ambient | Direct Linear Ambient Luminaires | Standard | FALSE | [9 empty] | 42474 | Dimmable | Continuous Above 10 | Yes |  | 3.1 | 6110 | 132.83 | 46 | 20 | 0.9 | 5000 | 80
PS1EP2N6 | Philips Day-Brite | Philips Day-Brite | LBX55L850-(UNV120208240277347)-A-(_OCCLBOCCHB) | Indoor Luminaires | Linear Ambient | Direct Linear Ambient Luminaires | Standard | FALSE | [9 empty] | 42474 | Dimmable | Continuous Above 10 | Yes |  | 3.1 | 6110 | 132.83 | 46 | 20 | 0.9 | 5000 | 80
PYYJ75WM | Philips Day-Brite | Philips Day-Brite | LBX55L850-(UNV120208240277347)-M-(_OCCLBOCCHB) | Indoor Luminaires | Linear Ambient | Direct Linear Ambient Luminaires | Standard | FALSE | [9 empty] | 42474 | Dimmable | Continuous Above 10 | Yes |  | 3.1 | 6030.57 | 131.1 | 46 | 20 | 0.9 | 5000 | 80
PNV6R8MD | Philips Day-Brite | Philips Day-Brite | LBX55L850-(UNV120208240277347)-N-(_OCCLBOCCHB) | Indoor Luminaires | Linear Ambient | Direct Linear Ambient Luminaires | Standard | FALSE | [9 empty] | 42474 | Dimmable | Continuous Above 10 | Yes |  | 3.1 | 6006.13 | 130.57 | 46 | 20 | 0.9 | 5000 | 80
PUHVSHAD | Philips Day-Brite | Philips Day-Brite | LBX55L850-(UNV120208240277347)-W-(_OCCLBOCCHB) | Indoor Luminaires | Linear Ambient | Direct Linear Ambient Luminaires | Standard | FALSE | [9 empty] | 42474 | Dimmable | Continuous Above 10 | Yes |  | 3.1 | 6000.02 | 130.44 | 46 | 20 | 0.9 | 5000 | 80
P267KQDE | Philips Day-Brite | Philips Day-Brite | LBX55L850-(UNV120208240277347)-(_OCCLBOCCHB)-UD | Indoor Luminaires | Linear Ambient | Direct Linear Ambient Luminaires | Standard | FALSE | [9 empty] | 42474 | Dimmable | Continuous Above 10 | Yes |  | 3.1 | 5468.45 | 118.88 | 46 | 20 | 0.9 | 5000 | 80
P6HJWJGU | Philips Day-Brite | Philips Day-Brite | LBX55L850-(UNV120208240277347)-(_OCCLBOCCHB)-FD | Indoor Luminaires | Linear Ambient | Direct Linear Ambient Luminaires | Standard | FALSE | [9 empty] | 42474 | Dimmable | Continuous Above 10 | Yes |  | 3.1 | 5105 | 110.98 | 46 | 20 | 0.9 | 5000 | 80
P6DG768T | Philips Day-Brite | Philips Day-Brite | LBX90L850-(UNV120208240277347)-(_EMLED) | Indoor Luminaires | Linear Ambient | Direct Linear Ambient Luminaires | Standard | FALSE | [9 empty] | 42474 | Dimmable | Continuous Above 10 | No |  | 3.1 | 9813 | 126.62 | 77.5 | 20 | 0.9 | 5000 | 80
P5TXWHJA | Philips Day-Brite | Philips Day-Brite | LBX90L850-(UNV120208240277347)-A-(_EMLED) | Indoor Luminaires | Linear Ambient | Direct Linear Ambient Luminaires | Standard | FALSE | [9 empty] | 42474 | Dimmable | Continuous Above 10 | No |  | 3.1 | 9813 | 126.62 | 77.5 | 20 | 0.9 | 5000 | 80
P91DXU2F | Philips Day-Brite | Philips Day-Brite | LBX90L850-(UNV120208240277347)-M-(_EMLED) | Indoor Luminaires | Linear Ambient | Direct Linear Ambient Luminaires | Standard | FALSE | [9 empty] | 42474 | Dimmable | Continuous Above 10 | No |  | 3.1 | 9685.43 | 124.97 | 77.5 | 20 | 0.9 | 5000 | 80
PNFF662R | Philips Day-Brite | Philips Day-Brite | LBX90L850-(UNV120208240277347)-N-(_EMLED) | Indoor Luminaires | Linear Ambient | Direct Linear Ambient Luminaires | Standard | FALSE | [9 empty] | 42474 | Dimmable | Continuous Above 10 | No |  | 3.1 | 9646.18 | 124.47 | 77.5 | 20 | 0.9 | 5000 | 80
P6184949 | Philips Day-Brite | Philips Day-Brite | LBX90L850-(UNV120208240277347)-W-(_EMLED) | Indoor Luminaires | Linear Ambient | Direct Linear Ambient Luminaires | Standard | FALSE | [9 empty] | 42474 | Dimmable | Continuous Above 10 | No |  | 3.1 | 9636.37 | 124.34 | 77.5 | 20 | 0.9 | 5000 | 80
PK3GY3VK | Philips Day-Brite | Philips Day-Brite | LBX80L850-(UNV120208240277)-A-(_EMLED) | Indoor Luminaires | Linear Ambient | Direct Linear Ambient Luminaires | Standard | FALSE | [9 empty] | 42474 | Dimmable | Continuous Above 10 | No |  | 3.1 | 9210 | 139.55 | 66 | 20 | 0.9 | 5000 | 80
P4QXRR5T | Philips Day-Brite | Philips Day-Brite | LBX80L850-(UNV120208240277)-(_EMLED) | Indoor Luminaires | Linear Ambient | Direct Linear Ambient Luminaires | Standard | FALSE | [9 empty] | 42474 | Dimmable | Continuous Above 10 | No |  | 3.1 | 9210 | 139.55 | 66 | 20 | 0.9 | 5000 | 80
P4G8CY4A | Philips Day-Brite | Philips Day-Brite | LBX80L850-(UNV120208240277)-M-(_EMLED) | Indoor Luminaires | Linear Ambient | Direct Linear Ambient Luminaires | Standard | FALSE | [9 empty] | 42474 | Dimmable | Continuous Above 10 | No |  | 3.1 | 9090.27 | 137.73 | 66 | 20 | 0.9 | 5000 | 80
PX7FWTY8 | Philips Day-Brite | Philips Day-Brite | LBX80L850-(UNV120208240277)-N-(_EMLED) | Indoor Luminaires | Linear Ambient | Direct Linear Ambient Luminaires | Standard | FALSE | [9 empty] | 42474 | Dimmable | Continuous Above 10 | No |  | 3.1 | 9053.43 | 137.17 | 66 | 20 | 0.9 | 5000 | 80
PUKUVXUC | Philips Day-Brite | Philips Day-Brite | LBX80L850-(UNV120208240277)-W-(_EMLED) | Indoor Luminaires | Linear Ambient | Direct Linear Ambient Luminaires | Standard | FALSE | [9 empty] | 42474 | Dimmable | Continuous Above 10 | No |  | 3.1 | 9044.22 | 137.03 | 66 | 20 | 0.9 | 5000 | 80
PSQ96FSG | Philips Day-Brite | Philips Day-Brite | LBX90L850-(UNV120208240277347)-(_EMLED)-UD | Indoor Luminaires | Linear Ambient | Direct Linear Ambient Luminaires | Standard | FALSE | [9 empty] | 42474 | Dimmable | Continuous Above 10 | No |  | 3.1 | 8782.64 | 113.32 | 77.5 | 20 | 0.9 | 5000 | 80
PMJBH86W | Philips Day-Brite | Philips Day-Brite | LBX80L850-(UNV120208240277)-(_EMLED)-UD | Indoor Luminaires | Linear Ambient | Direct Linear Ambient Luminaires | Standard | FALSE | [9 empty] | 42474 | Dimmable | Continuous Above 10 | No |  | 3.1 | 8242.95 | 124.89 | 66 | 20 | 0.9 | 5000 | 80
PRBVKFJ9 | Philips Day-Brite | Philips Day-Brite | LBX90L850-(UNV120208240277347)-(_EMLED)-FD | Indoor Luminaires | Linear Ambient | Direct Linear Ambient Luminaires | Standard | FALSE | [9 empty] | 42474 | Dimmable | Continuous Above 10 | No |  | 3.1 | 7980 | 102.97 | 77.5 | 20 | 0.9 | 5000 | 80
PPV92J3B | Philips Day-Brite | Philips Day-Brite | LBX80L850-(UNV120208240277)-(_EMLED)-FD | Indoor Luminaires | Linear Ambient | Direct Linear Ambient Luminaires | Standard | FALSE | [9 empty] | 42474 | Dimmable | Continuous Above 10 | No |  | 3.1 | 7522 | 113.97 | 66 | 20 | 0.9 | 5000 | 80
PKPQ5JJ3 | Philips Day-Brite | Philips Day-Brite | LBX90L840-(UNV120208240277347)-(_OCCLBOCCHB) | Indoor Luminaires | Linear Ambient | Direct Linear Ambient Luminaires | Standard | FALSE | [9 empty] | 42474 | Dimmable | Continuous Above 10 | Yes |  | 3.1 | 9716 | 131.3 | 74 | 20 | 0.9 | 4000 | 80
P2MFCQZZ | Philips Day-Brite | Philips Day-Brite | LBX90L840-(UNV120208240277347)-A-(_OCCLBOCCHB) | Indoor Luminaires | Linear Ambient | Direct Linear Ambient Luminaires | Standard | FALSE | [9 empty] | 42474 | Dimmable | Continuous Above 10 | Yes |  | 3.1 | 9716 | 131.3 | 74 | 20 | 0.9 | 4000 | 80
PCGHPW2X | Philips Day-Brite | Philips Day-Brite | LBX90L840-(UNV120208240277347)-M-(_OCCLBOCCHB) | Indoor Luminaires | Linear Ambient | Direct Linear Ambient Luminaires | Standard | FALSE | [9 empty] | 42474 | Dimmable | Continuous Above 10 | Yes |  | 3.1 | 9589.69 | 129.59 | 74 | 20 | 0.9 | 4000 | 80
PMCJ1WHD | Philips Day-Brite | Philips Day-Brite | LBX90L840-(UNV120208240277347)-N-(_OCCLBOCCHB) | Indoor Luminaires | Linear Ambient | Direct Linear Ambient Luminaires | Standard | FALSE | [9 empty] | 42474 | Dimmable | Continuous Above 10 | Yes |  | 3.1 | 9550.83 | 129.07 | 74 | 20 | 0.9 | 4000 | 80
PTWD4FC3 | Philips Day-Brite | Philips Day-Brite | LBX90L840-(UNV120208240277347)-W-(_OCCLBOCCHB) | Indoor Luminaires | Linear Ambient | Direct Linear Ambient Luminaires | Standard | FALSE | [9 empty] | 42474 | Dimmable | Continuous Above 10 | Yes |  | 3.1 | 9541.11 | 128.93 | 74 | 20 | 0.9 | 4000 | 80
PYHB4BKW | Philips Day-Brite | Philips Day-Brite | LBX80L840-(UNV120208240277347)-A-(_OCCLBOCCHB) | Indoor Luminaires | Linear Ambient | Direct Linear Ambient Luminaires | Standard | FALSE | [9 empty] | 42474 | Dimmable | Continuous Above 10 | Yes |  | 3.1 | 9120 | 135.11 | 67.5 | 20 | 0.9 | 4000 | 80
PGXW34UQ | Philips Day-Brite | Philips Day-Brite | LBX80L840-(UNV120208240277347)-(_OCCLBOCCHB) | Indoor Luminaires | Linear Ambient | Direct Linear Ambient Luminaires | Standard | FALSE | [9 empty] | 42474 | Dimmable | Continuous Above 10 | Yes |  | 3.1 | 9120 | 135.11 | 67.5 | 20 | 0.9 | 4000 | 80
P4CUWCPG | Philips Day-Brite | Philips Day-Brite | LBX80L840-(UNV120208240277347)-M-(_OCCLBOCCHB) | Indoor Luminaires | Linear Ambient | Direct Linear Ambient Luminaires | Standard | FALSE | [9 empty] | 42474 | Dimmable | Continuous Above 10 | Yes |  | 3.1 | 9001.44 | 133.35 | 67.5 | 20 | 0.9 | 4000 | 80
PNDKK4RV | Philips Day-Brite | Philips Day-Brite | LBX80L840-(UNV120208240277347)-N-(_OCCLBOCCHB) | Indoor Luminaires | Linear Ambient | Direct Linear Ambient Luminaires | Standard | FALSE | [9 empty] | 42474 | Dimmable | Continuous Above 10 | Yes |  | 3.1 | 8964.96 | 132.81 | 67.5 | 20 | 0.9 | 4000 | 80
PPQ458W2 | Philips Day-Brite | Philips Day-Brite | LBX80L840-(UNV120208240277347)-W-(_OCCLBOCCHB) | Indoor Luminaires | Linear Ambient | Direct Linear Ambient Luminaires | Standard | FALSE | [9 empty] | 42474 | Dimmable | Continuous Above 10 | Yes |  | 3.1 | 8955.84 | 132.68 | 67.5 | 20 | 0.9 | 4000 | 80
PTCK4MUY | Philips Day-Brite | Philips Day-Brite | LBX90L840-(UNV120208240277347)-(_OCCLBOCCHB)-UD | Indoor Luminaires | Linear Ambient | Direct Linear Ambient Luminaires | Standard | FALSE | [9 empty] | 42474 | Dimmable | Continuous Above 10 | Yes |  | 3.1 | 8695.82 | 117.51 | 74 | 20 | 0.9 | 4000 | 80
P9QCTTJE | Philips Day-Brite | Philips Day-Brite | LBX80L840-(UNV120208240277347)-(_OCCLBOCCHB)-UD | Indoor Luminaires | Linear Ambient | Direct Linear Ambient Luminaires | Standard | FALSE | [9 empty] | 42474 | Dimmable | Continuous Above 10 | Yes |  | 3.1 | 8162.4 | 120.92 | 67.5 | 20 | 0.9 | 4000 | 80
P6GCFNTG | Philips Day-Brite | Philips Day-Brite | LBX90L840-(UNV120208240277347)-(_OCCLBOCCHB)-FD | Indoor Luminaires | Linear Ambient | Direct Linear Ambient Luminaires | Standard | FALSE | [9 empty] | 42474 | Dimmable | Continuous Above 10 | Yes |  | 3.1 | 7907 | 106.85 | 74 | 20 | 0.9 | 4000 | 80
PWDHE7Y7 | Philips Day-Brite | Philips Day-Brite | LBX70L840-(UNV120208240277)-(_OCCLBOCCHBEMLED) | Indoor Luminaires | Linear Ambient | Direct Linear Ambient Luminaires | Standard | FALSE | [9 empty] | 42474 | Dimmable | Continuous Above 10 | Yes |  | 3.1 | 7744 | 131.25 | 59 | 20 | 0.9 | 4000 | 80
PUEHAB4H | Philips Day-Brite | Philips Day-Brite | LBX70L840-(UNV120208240277347)-(_OCCLBOCCHB) | Indoor Luminaires | Linear Ambient | Direct Linear Ambient Luminaires | Standard | FALSE | [9 empty] | 42474 | Dimmable | Continuous Above 10 | Yes |  | 3.1 | 7744 | 132.15 | 58.6 | 20 | 0.9 | 4000 | 80
PPUXEANP | Philips Day-Brite | Philips Day-Brite | LBX70L840-(UNV120208240277)-A-(_OCCLBOCCHBEMLED) | Indoor Luminaires | Linear Ambient | Direct Linear Ambient Luminaires | Standard | FALSE | [9 empty] | 42474 | Dimmable | Continuous Above 10 | Yes |  | 3.1 | 7744 | 131.25 | 59 | 20 | 0.9 | 4000 | 80
P3PH6QGF | Philips Day-Brite | Philips Day-Brite | LBX70L840-(UNV120208240277347)-A-(_OCCLBOCCHB) | Indoor Luminaires | Linear Ambient | Direct Linear Ambient Luminaires | Standard | FALSE | [9 empty] | 42474 | Dimmable | Continuous Above 10 | Yes |  | 3.1 | 7744 | 132.15 | 58.6 | 20 | 0.9 | 4000 | 80
P7AHMW4G | Philips Day-Brite | Philips Day-Brite | LBX70L840-(UNV120208240277347)-M-(_OCCLBOCCHB) | Indoor Luminaires | Linear Ambient | Direct Linear Ambient Luminaires | Standard | FALSE | [9 empty] | 42474 | Dimmable | Continuous Above 10 | Yes |  | 3.1 | 7643.33 | 130.43 | 58.6 | 20 | 0.9 | 4000 | 80
P1X411EV | Philips Day-Brite | Philips Day-Brite | LBX70L840-(UNV120208240277)-M-(_OCCLBOCCHBEMLED) | Indoor Luminaires | Linear Ambient | Direct Linear Ambient Luminaires | Standard | FALSE | [9 empty] | 42474 | Dimmable | Continuous Above 10 | Yes |  | 3.1 | 7643.33 | 129.55 | 59 | 20 | 0.9 | 4000 | 80
PSVZZKMY | Philips Day-Brite | Philips Day-Brite | LBX70L840-(UNV120208240277347)-N-(_OCCLBOCCHB) | Indoor Luminaires | Linear Ambient | Direct Linear Ambient Luminaires | Standard | FALSE | [9 empty] | 42474 | Dimmable | Continuous Above 10 | Yes |  | 3.1 | 7612.35 | 129.9 | 58.6 | 20 | 0.9 | 4000 | 80
PH3KEKM1 | Philips Day-Brite | Philips Day-Brite | LBX70L840-(UNV120208240277)-N-(_OCCLBOCCHBEMLED) | Indoor Luminaires | Linear Ambient | Direct Linear Ambient Luminaires | Standard | FALSE | [9 empty] | 42474 | Dimmable | Continuous Above 10 | Yes |  | 3.1 | 7612.35 | 129.02 | 59 | 20 | 0.9 | 4000 | 80
PGXW7Y2U | Philips Day-Brite | Philips Day-Brite | LBX70L840-(UNV120208240277)-W-(_OCCLBOCCHBEMLED) | Indoor Luminaires | Linear Ambient | Direct Linear Ambient Luminaires | Standard | FALSE | [9 empty] | 42474 | Dimmable | Continuous Above 10 | Yes |  | 3.1 | 7604.61 | 128.89 | 59 | 20 | 0.9 | 4000 | 80
PGJH83SH | Philips Day-Brite | Philips Day-Brite | LBX70L840-(UNV120208240277347)-W-(_OCCLBOCCHB) | Indoor Luminaires | Linear Ambient | Direct Linear Ambient Luminaires | Standard | FALSE | [9 empty] | 42474 | Dimmable | Continuous Above 10 | Yes |  | 3.1 | 7604.61 | 129.77 | 58.6 | 20 | 0.9 | 4000 | 80
P5P4XMMC | Philips Day-Brite | Philips Day-Brite | LBX80L840-(UNV120208240277347)-(_OCCLBOCCHB)-FD | Indoor Luminaires | Linear Ambient | Direct Linear Ambient Luminaires | Standard | FALSE | [9 empty] | 42474 | Dimmable | Continuous Above 10 | Yes |  | 3.1 | 7450 | 110.37 | 67.5 | 20 | 0.9 | 4000 | 80
PPVYPF27 | Philips Day-Brite | Philips Day-Brite | LBX70L840-(UNV120208240277)-(_OCCLBOCCHBEMLED)-UD | Indoor Luminaires | Linear Ambient | Direct Linear Ambient Luminaires | Standard | FALSE | [9 empty] | 42474 | Dimmable | Continuous Above 10 | Yes |  | 3.1 | 6930.88 | 117.47 | 59 | 20 | 0.9 | 4000 | 80
P9PGPEVF | Philips Day-Brite | Philips Day-Brite | LBX70L840-(UNV120208240277347)-(_OCCLBOCCHB)-UD | Indoor Luminaires | Linear Ambient | Direct Linear Ambient Luminaires | Standard | FALSE | [9 empty] | 42474 | Dimmable | Continuous Above 10 | Yes |  | 3.1 | 6930.88 | 118.27 | 58.6 | 20 | 0.9 | 4000 | 80
P9WG7EKF | Philips Day-Brite | Philips Day-Brite | LBX70L840-(UNV120208240277)-(_OCCLBOCCHBEMLED)-FD | Indoor Luminaires | Linear Ambient | Direct Linear Ambient Luminaires | Standard | FALSE | [9 empty] | 42474 | Dimmable | Continuous Above 10 | Yes |  | 3.1 | 6469 | 109.64 | 59 | 20 | 0.9 | 4000 | 80
PW8GQCEQ | Philips Day-Brite | Philips Day-Brite | LBX55L840-(UNV120208240277347)-(_OCCLBOCCHB) | Indoor Luminaires | Linear Ambient | Direct Linear Ambient Luminaires | Standard | FALSE | [9 empty] | 42474 | Dimmable | Continuous Above 10 | Yes |  | 3.1 | 6050 | 131.52 | 46 | 20 | 0.9 | 4000 | 80
P1C8ER6H | Philips Day-Brite | Philips Day-Brite | LBX55L840-(UNV120208240277347)-A-(_OCCLBOCCHB) | Indoor Luminaires | Linear Ambient | Direct Linear Ambient Luminaires | Standard | FALSE | [9 empty] | 42474 | Dimmable | Continuous Above 10 | Yes |  | 3.1 | 6050 | 131.52 | 46 | 20 | 0.9 | 4000 | 80
P6X8NE4F | Philips Day-Brite | Philips Day-Brite | LBX55L840-(UNV120208240277347)-M-(_OCCLBOCCHB) | Indoor Luminaires | Linear Ambient | Direct Linear Ambient Luminaires | Standard | FALSE | [9 empty] | 42474 | Dimmable | Continuous Above 10 | Yes |  | 3.1 | 5971.35 | 129.81 | 46 | 20 | 0.9 | 4000 | 80
P93TF2QU | Philips Day-Brite | Philips Day-Brite | LBX55L840-(UNV120208240277347)-N-(_OCCLBOCCHB) | Indoor Luminaires | Linear Ambient | Direct Linear Ambient Luminaires | Standard | FALSE | [9 empty] | 42474 | Dimmable | Continuous Above 10 | Yes |  | 3.1 | 5947.15 | 129.29 | 46 | 20 | 0.9 | 4000 | 80
P5PK6UAW | Philips Day-Brite | Philips Day-Brite | LBX55L840-(UNV120208240277347)-W-(_OCCLBOCCHB) | Indoor Luminaires | Linear Ambient | Direct Linear Ambient Luminaires | Standard | FALSE | [9 empty] | 42474 | Dimmable | Continuous Above 10 | Yes |  | 3.1 | 5941.1 | 129.15 | 46 | 20 | 0.9 | 4000 | 80
PDKJMEG6 | Philips Day-Brite | Philips Day-Brite | LBX55L840-(UNV120208240277347)-(_OCCLBOCCHB)-UD | Indoor Luminaires | Linear Ambient | Direct Linear Ambient Luminaires | Standard | FALSE | [9 empty] | 42474 | Dimmable | Continuous Above 10 | Yes |  | 3.1 | 5414.75 | 117.71 | 46 | 20 | 0.9 | 4000 | 80
PQP4KQJK | Philips Day-Brite | Philips Day-Brite | LBX55L840-(UNV120208240277347)-(_OCCLBOCCHB)-FD | Indoor Luminaires | Linear Ambient | Direct Linear Ambient Luminaires | Standard | FALSE | [9 empty] | 42474 | Dimmable | Continuous Above 10 | Yes |  | 3.1 | 5055 | 109.89 | 46 | 20 | 0.9 | 4000 | 80
P9Z9T83G | Philips Day-Brite | Philips Day-Brite | LBX90L840-(UNV120208240277347)-(_EMLED) | Indoor Luminaires | Linear Ambient | Direct Linear Ambient Luminaires | Standard | FALSE | [9 empty] | 42474 | Dimmable | Continuous Above 10 | No |  | 3.1 | 9716 | 125.37 | 77.5 | 20 | 0.9 | 4000 | 80
P6CNVTYV | Philips Day-Brite | Philips Day-Brite | LBX90L840-(UNV120208240277347)-A-(_EMLED) | Indoor Luminaires | Linear Ambient | Direct Linear Ambient Luminaires | Standard | FALSE | [9 empty] | 42474 | Dimmable | Continuous Above 10 | No |  | 3.1 | 9716 | 125.37 | 77.5 | 20 | 0.9 | 4000 | 80
PKVYZTPW | Philips Day-Brite | Philips Day-Brite | LBX90L840-(UNV120208240277347)-M-(_EMLED) | Indoor Luminaires | Linear Ambient | Direct Linear Ambient Luminaires | Standard | FALSE | [9 empty] | 42474 | Dimmable | Continuous Above 10 | No |  | 3.1 | 9589.69 | 123.74 | 77.5 | 20 | 0.9 | 4000 | 80
PJ6DSDTQ | Philips Day-Brite | Philips Day-Brite | LBX90L840-(UNV120208240277347)-N-(_EMLED) | Indoor Luminaires | Linear Ambient | Direct Linear Ambient Luminaires | Standard | FALSE | [9 empty] | 42474 | Dimmable | Continuous Above 10 | No |  | 3.1 | 9550.83 | 123.24 | 77.5 | 20 | 0.9 | 4000 | 80
P56D83TH | Philips Day-Brite | Philips Day-Brite | LBX90L840-(UNV120208240277347)-W-(_EMLED) | Indoor Luminaires | Linear Ambient | Direct Linear Ambient Luminaires | Standard | FALSE | [9 empty] | 42474 | Dimmable | Continuous Above 10 | No |  | 3.1 | 9541.11 | 123.11 | 77.5 | 20 | 0.9 | 4000 | 80
PNCVZV3P | Philips Day-Brite | Philips Day-Brite | LBX80L840-(UNV120208240277)-A-(_EMLED) | Indoor Luminaires | Linear Ambient | Direct Linear Ambient Luminaires | Standard | FALSE | [9 empty] | 42474 | Dimmable | Continuous Above 10 | No |  | 3.1 | 9120 | 138.18 | 66 | 20 | 0.9 | 4000 | 80
P278THEZ | Philips Day-Brite | Philips Day-Brite | LBX80L840-(UNV120208240277)-(_EMLED) | Indoor Luminaires | Linear Ambient | Direct Linear Ambient Luminaires | Standard | FALSE | [9 empty] | 42474 | Dimmable | Continuous Above 10 | No |  | 3.1 | 9120 | 138.18 | 66 | 20 | 0.9 | 4000 | 80
PQ91CEN5 | Philips Day-Brite | Philips Day-Brite | LBX80L840-(UNV120208240277)-M-(_EMLED) | Indoor Luminaires | Linear Ambient | Direct Linear Ambient Luminaires | Standard | FALSE | [9 empty] | 42474 | Dimmable | Continuous Above 10 | No |  | 3.1 | 9001.44 | 136.39 | 66 | 20 | 0.9 | 4000 | 80
PQ2HSGJZ | Philips Day-Brite | Philips Day-Brite | LBX80L840-(UNV120208240277)-N-(_EMLED) | Indoor Luminaires | Linear Ambient | Direct Linear Ambient Luminaires | Standard | FALSE | [9 empty] | 42474 | Dimmable | Continuous Above 10 | No |  | 3.1 | 8964.96 | 135.83 | 66 | 20 | 0.9 | 4000 | 80
P1HTE819 | Philips Day-Brite | Philips Day-Brite | LBX80L840-(UNV120208240277)-W-(_EMLED) | Indoor Luminaires | Linear Ambient | Direct Linear Ambient Luminaires | Standard | FALSE | [9 empty] | 42474 | Dimmable | Continuous Above 10 | No |  | 3.1 | 8955.84 | 135.69 | 66 | 20 | 0.9 | 4000 | 80
PFMF84YG | Philips Day-Brite | Philips Day-Brite | LBX90L840-(UNV120208240277347)-(_EMLED)-UD | Indoor Luminaires | Linear Ambient | Direct Linear Ambient Luminaires | Standard | FALSE | [9 empty] | 42474 | Dimmable | Continuous Above 10 | No |  | 3.1 | 8695.82 | 112.2 | 77.5 | 20 | 0.9 | 4000 | 80
PVRSTAM9 | Philips Day-Brite | Philips Day-Brite | LBX80L840-(UNV120208240277)-(_EMLED)-UD | Indoor Luminaires | Linear Ambient | Direct Linear Ambient Luminaires | Standard | FALSE | [9 empty] | 42474 | Dimmable | Continuous Above 10 | No |  | 3.1 | 8162.4 | 123.67 | 66 | 20 | 0.9 | 4000 | 80
PT8EFX6D | Philips Day-Brite | Philips Day-Brite | LBX80L840-(UNV120208240277)-(_EMLED)-FD | Indoor Luminaires | Linear Ambient | Direct Linear Ambient Luminaires | Standard | FALSE | [9 empty] | 42474 | Dimmable | Continuous Above 10 | No |  | 3.1 | 7450 | 112.88 | 66 | 20 | 0.9 | 4000 | 80
P1XXJTY5 | Philips Day-Brite | Philips Day-Brite | LBX90L835-(UNV120208240277347)-(_OCCLBOCCHB) | Indoor Luminaires | Linear Ambient | Direct Linear Ambient Luminaires | Standard | FALSE | [9 empty] | 42474 | Dimmable | Continuous Above 10 | Yes |  | 3.1 | 9522 | 128.68 | 74 | 20 | 0.9 | 3500 | 80
P1SAQSGU | Philips Day-Brite | Philips Day-Brite | LBX90L835-(UNV120208240277347)-A-(_OCCLBOCCHB) | Indoor Luminaires | Linear Ambient | Direct Linear Ambient Luminaires | Standard | FALSE | [9 empty] | 42474 | Dimmable | Continuous Above 10 | Yes |  | 3.1 | 9522 | 128.68 | 74 | 20 | 0.9 | 3500 | 80
PNR1GG77 | Philips Day-Brite | Philips Day-Brite | LBX90L835-(UNV120208240277347)-M-(_OCCLBOCCHB) | Indoor Luminaires | Linear Ambient | Direct Linear Ambient Luminaires | Standard | FALSE | [9 empty] | 42474 | Dimmable | Continuous Above 10 | Yes |  | 3.1 | 9398.21 | 127 | 74 | 20 | 0.9 | 3500 | 80
PGGC33E1 | Philips Day-Brite | Philips Day-Brite | LBX90L835-(UNV120208240277347)-N-(_OCCLBOCCHB) | Indoor Luminaires | Linear Ambient | Direct Linear Ambient Luminaires | Standard | FALSE | [9 empty] | 42474 | Dimmable | Continuous Above 10 | Yes |  | 3.1 | 9360.13 | 126.49 | 74 | 20 | 0.9 | 3500 | 80
P1DTD6C7 | Philips Day-Brite | Philips Day-Brite | LBX90L835-(UNV120208240277347)-W-(_OCCLBOCCHB) | Indoor Luminaires | Linear Ambient | Direct Linear Ambient Luminaires | Standard | FALSE | [9 empty] | 42474 | Dimmable | Continuous Above 10 | Yes |  | 3.1 | 9350.6 | 126.36 | 74 | 20 | 0.9 | 3500 | 80
PXVBAB62 | Philips Day-Brite | Philips Day-Brite | LBX80L835-(UNV120208240277347)-(_OCCLBOCCHB) | Indoor Luminaires | Linear Ambient | Direct Linear Ambient Luminaires | Standard | FALSE | [9 empty] | 42474 | Dimmable | Continuous Above 10 | Yes |  | 3.1 | 8940 | 132.44 | 67.5 | 20 | 0.9 | 3500 | 80
P8CD56J6 | Philips Day-Brite | Philips Day-Brite | LBX80L835-(UNV120208240277347)-A-(_OCCLBOCCHB) | Indoor Luminaires | Linear Ambient | Direct Linear Ambient Luminaires | Standard | FALSE | [9 empty] | 42474 | Dimmable | Continuous Above 10 | Yes |  | 3.1 | 8940 | 132.44 | 67.5 | 20 | 0.9 | 3500 | 80
PWN12ZM9 | Philips Day-Brite | Philips Day-Brite | LBX80L835-(UNV120208240277347)-M-(_OCCLBOCCHB) | Indoor Luminaires | Linear Ambient | Direct Linear Ambient Luminaires | Standard | FALSE | [9 empty] | 42474 | Dimmable | Continuous Above 10 | Yes |  | 3.1 | 8823.78 | 130.72 | 67.5 | 20 | 0.9 | 3500 | 80
PGZPY344 | Philips Day-Brite | Philips Day-Brite | LBX80L835-(UNV120208240277347)-N-(_OCCLBOCCHB) | Indoor Luminaires | Linear Ambient | Direct Linear Ambient Luminaires | Standard | FALSE | [9 empty] | 42474 | Dimmable | Continuous Above 10 | Yes |  | 3.1 | 8788.02 | 130.19 | 67.5 | 20 | 0.9 | 3500 | 80
PVYDE3ET | Philips Day-Brite | Philips Day-Brite | LBX80L835-(UNV120208240277347)-W-(_OCCLBOCCHB) | Indoor Luminaires | Linear Ambient | Direct Linear Ambient Luminaires | Standard | FALSE | [9 empty] | 42474 | Dimmable | Continuous Above 10 | Yes |  | 3.1 | 8779.08 | 130.06 | 67.5 | 20 | 0.9 | 3500 | 80
P4DST45T | Philips Day-Brite | Philips Day-Brite | LBX90L835-(UNV120208240277347)-(_OCCLBOCCHB)-UD | Indoor Luminaires | Linear Ambient | Direct Linear Ambient Luminaires | Standard | FALSE | [9 empty] | 42474 | Dimmable | Continuous Above 10 | Yes |  | 3.1 | 8522.19 | 115.16 | 74 | 20 | 0.9 | 3500 | 80
PFBRJSQX | Philips Day-Brite | Philips Day-Brite | LBX80L835-(UNV120208240277347)-(_OCCLBOCCHB)-UD | Indoor Luminaires | Linear Ambient | Direct Linear Ambient Luminaires | Standard | FALSE | [9 empty] | 42474 | Dimmable | Continuous Above 10 | Yes |  | 3.1 | 8001.3 | 118.54 | 67.5 | 20 | 0.9 | 3500 | 80
PSXF2JVG | Philips Day-Brite | Philips Day-Brite | LBX90L835-(UNV120208240277347)-(_OCCLBOCCHB)-FD | Indoor Luminaires | Linear Ambient | Direct Linear Ambient Luminaires | Standard | FALSE | [9 empty] | 42474 | Dimmable | Continuous Above 10 | Yes |  | 3.1 | 7907 | 106.85 | 74 | 20 | 0.9 | 3500 | 80
PSNVD6SB | Philips Day-Brite | Philips Day-Brite | LBX70L835-(UNV120208240277)-(_OCCLBOCCHBEMLED) | Indoor Luminaires | Linear Ambient | Direct Linear Ambient Luminaires | Standard | FALSE | [9 empty] | 42474 | Dimmable | Continuous Above 10 | Yes |  | 3.1 | 7590 | 128.64 | 59 | 20 | 0.9 | 3500 | 80
PM6RR6U7 | Philips Day-Brite | Philips Day-Brite | LBX70L835-(UNV120208240277347)-A-(_OCCLBOCCHB) | Indoor Luminaires | Linear Ambient | Direct Linear Ambient Luminaires | Standard | FALSE | [9 empty] | 42474 | Dimmable | Continuous Above 10 | Yes |  | 3.1 | 7590 | 129.52 | 58.6 | 20 | 0.9 | 3500 | 80
PKA5S3A7 | Philips Day-Brite | Philips Day-Brite | LBX70L835-(UNV120208240277)-A-(_OCCLBOCCHBEMLED) | Indoor Luminaires | Linear Ambient | Direct Linear Ambient Luminaires | Standard | FALSE | [9 empty] | 42474 | Dimmable | Continuous Above 10 | Yes |  | 3.1 | 7590 | 128.64 | 59 | 20 | 0.9 | 3500 | 80
PH5CY4ZG | Philips Day-Brite | Philips Day-Brite | LBX70L835-(UNV120208240277347)-(_OCCLBOCCHB) | Indoor Luminaires | Linear Ambient | Direct Linear Ambient Luminaires | Standard | FALSE | [9 empty] | 42474 | Dimmable | Continuous Above 10 | Yes |  | 3.1 | 7590 | 129.52 | 58.6 | 20 | 0.9 | 3500 | 80
PTV6TN2G | Philips Day-Brite | Philips Day-Brite | LBX70L835-(UNV120208240277)-M-(_OCCLBOCCHBEMLED) | Indoor Luminaires | Linear Ambient | Direct Linear Ambient Luminaires | Standard | FALSE | [9 empty] | 42474 | Dimmable | Continuous Above 10 | Yes |  | 3.1 | 7491.33 | 126.97 | 59 | 20 | 0.9 | 3500 | 80
PGMBQC8J | Philips Day-Brite | Philips Day-Brite | LBX70L835-(UNV120208240277347)-M-(_OCCLBOCCHB) | Indoor Luminaires | Linear Ambient | Direct Linear Ambient Luminaires | Standard | FALSE | [9 empty] | 42474 | Dimmable | Continuous Above 10 | Yes |  | 3.1 | 7491.33 | 127.84 | 58.6 | 20 | 0.9 | 3500 | 80
PZ45UB97 | Philips Day-Brite | Philips Day-Brite | LBX70L835-(UNV120208240277347)-N-(_OCCLBOCCHB) | Indoor Luminaires | Linear Ambient | Direct Linear Ambient Luminaires | Standard | FALSE | [9 empty] | 42474 | Dimmable | Continuous Above 10 | Yes |  | 3.1 | 7460.97 | 127.32 | 58.6 | 20 | 0.9 | 3500 | 80
PKY38DK4 | Philips Day-Brite | Philips Day-Brite | LBX70L835-(UNV120208240277)-N-(_OCCLBOCCHBEMLED) | Indoor Luminaires | Linear Ambient | Direct Linear Ambient Luminaires | Standard | FALSE | [9 empty] | 42474 | Dimmable | Continuous Above 10 | Yes |  | 3.1 | 7460.97 | 126.46 | 59 | 20 | 0.9 | 3500 | 80
PP4TQN79 | Philips Day-Brite | Philips Day-Brite | LBX70L835-(UNV120208240277)-W-(_OCCLBOCCHBEMLED) | Indoor Luminaires | Linear Ambient | Direct Linear Ambient Luminaires | Standard | FALSE | [9 empty] | 42474 | Dimmable | Continuous Above 10 | Yes |  | 3.1 | 7453.38 | 126.33 | 59 | 20 | 0.9 | 3500 | 80
P8E4XF42 | Philips Day-Brite | Philips Day-Brite | LBX70L835-(UNV120208240277347)-W-(_OCCLBOCCHB) | Indoor Luminaires | Linear Ambient | Direct Linear Ambient Luminaires | Standard | FALSE | [9 empty] | 42474 | Dimmable | Continuous Above 10 | Yes |  | 3.1 | 7453.38 | 127.19 | 58.6 | 20 | 0.9 | 3500 | 80
PZ8FJHNK | Philips Day-Brite | Philips Day-Brite | LBX80L835-(UNV120208240277347)-(_OCCLBOCCHB)-FD | Indoor Luminaires | Linear Ambient | Direct Linear Ambient Luminaires | Standard | FALSE | [9 empty] | 42474 | Dimmable | Continuous Above 10 | Yes |  | 3.1 | 7304 | 108.21 | 67.5 | 20 | 0.9 | 3500 | 80
PXGQFGAK | Philips Day-Brite | Philips Day-Brite | LBX70L835-(UNV120208240277347)-(_OCCLBOCCHB)-UD | Indoor Luminaires | Linear Ambient | Direct Linear Ambient Luminaires | Standard | FALSE | [9 empty] | 42474 | Dimmable | Continuous Above 10 | Yes |  | 3.1 | 6793.05 | 115.92 | 58.6 | 20 | 0.9 | 3500 | 80
PV9ZQVGP | Philips Day-Brite | Philips Day-Brite | LBX70L835-(UNV120208240277)-(_OCCLBOCCHBEMLED)-UD | Indoor Luminaires | Linear Ambient | Direct Linear Ambient Luminaires | Standard | FALSE | [9 empty] | 42474 | Dimmable | Continuous Above 10 | Yes |  | 3.1 | 6793.05 | 115.14 | 59 | 20 | 0.9 | 3500 | 80
PTGC7T9G | Philips Day-Brite | Philips Day-Brite | LBX70L835-(UNV120208240277)-(_OCCLBOCCHBEMLED)-FD | Indoor Luminaires | Linear Ambient | Direct Linear Ambient Luminaires | Standard | FALSE | [9 empty] | 42474 | Dimmable | Continuous Above 10 | Yes |  | 3.1 | 6338 | 107.42 | 59 | 20 | 0.9 | 3500 | 80
PN1XDSDA | Philips Day-Brite | Philips Day-Brite | LBX70L835-(UNV120208240277347)-(_OCCLBOCCHB)-FD | Indoor Luminaires | Linear Ambient | Direct Linear Ambient Luminaires | Standard | FALSE | [9 empty] | 42474 | Dimmable | Continuous Above 10 | Yes |  | 3.1 | 6338 | 108.16 | 58.6 | 20 | 0.9 | 3500 | 80
PNDURJR5 | Philips Day-Brite | Philips Day-Brite | LBX55L835-(UNV120208240277347)-(_OCCLBOCCHB) | Indoor Luminaires | Linear Ambient | Direct Linear Ambient Luminaires | Standard | FALSE | [9 empty] | 42474 | Dimmable | Continuous Above 10 | Yes |  | 3.1 | 5929 | 128.89 | 46 | 20 | 0.9 | 3500 | 80
P8ZFW9AW | Philips Day-Brite | Philips Day-Brite | LBX55L835-(UNV120208240277347)-A-(_OCCLBOCCHB) | Indoor Luminaires | Linear Ambient | Direct Linear Ambient Luminaires | Standard | FALSE | [9 empty] | 42474 | Dimmable | Continuous Above 10 | Yes |  | 3.1 | 5929 | 128.89 | 46 | 20 | 0.9 | 3500 | 80
P38A7H75 | Philips Day-Brite | Philips Day-Brite | LBX55L835-(UNV120208240277347)-M-(_OCCLBOCCHB) | Indoor Luminaires | Linear Ambient | Direct Linear Ambient Luminaires | Standard | FALSE | [9 empty] | 42474 | Dimmable | Continuous Above 10 | Yes |  | 3.1 | 5851.92 | 127.22 | 46 | 20 | 0.9 | 3500 | 80
P8JGVM3M | Philips Day-Brite | Philips Day-Brite | LBX55L835-(UNV120208240277347)-N-(_OCCLBOCCHB) | Indoor Luminaires | Linear Ambient | Direct Linear Ambient Luminaires | Standard | FALSE | [9 empty] | 42474 | Dimmable | Continuous Above 10 | Yes |  | 3.1 | 5828.21 | 126.7 | 46 | 20 | 0.9 | 3500 | 80
P14TYW62 | Philips Day-Brite | Philips Day-Brite | LBX55L835-(UNV120208240277347)-W-(_OCCLBOCCHB) | Indoor Luminaires | Linear Ambient | Direct Linear Ambient Luminaires | Standard | FALSE | [9 empty] | 42474 | Dimmable | Continuous Above 10 | Yes |  | 3.1 | 5822.28 | 126.57 | 46 | 20 | 0.9 | 3500 | 80
P4AKUSJG | Philips Day-Brite | Philips Day-Brite | LBX55L835-(UNV120208240277347)-(_OCCLBOCCHB)-UD | Indoor Luminaires | Linear Ambient | Direct Linear Ambient Luminaires | Standard | FALSE | [9 empty] | 42474 | Dimmable | Continuous Above 10 | Yes |  | 3.1 | 5306.46 | 115.36 | 46 | 20 | 0.9 | 3500 | 80
PCCKFVBB | Philips Day-Brite | Philips Day-Brite | LBX55L835-(UNV120208240277347)-(_OCCLBOCCHB)-FD | Indoor Luminaires | Linear Ambient | Direct Linear Ambient Luminaires | Standard | FALSE | [9 empty] | 42474 | Dimmable | Continuous Above 10 | Yes |  | 3.1 | 4953 | 107.67 | 46 | 20 | 0.9 | 3500 | 80
PKRQG161 | Philips Day-Brite | Philips Day-Brite | LBX90L835-(UNV120208240277347)-A-(_EMLED) | Indoor Luminaires | Linear Ambient | Direct Linear Ambient Luminaires | Standard | FALSE | [9 empty] | 42474 | Dimmable | Continuous Above 10 | No |  | 3.1 | 9522 | 122.86 | 77.5 | 20 | 0.9 | 3500 | 80
PJ49YTP3 | Philips Day-Brite | Philips Day-Brite | LBX90L835-(UNV120208240277347)-(_EMLED) | Indoor Luminaires | Linear Ambient | Direct Linear Ambient Luminaires | Standard | FALSE | [9 empty] | 42474 | Dimmable | Continuous Above 10 | No |  | 3.1 | 9522 | 122.86 | 77.5 | 20 | 0.9 | 3500 | 80
PFNP918Q | Philips Day-Brite | Philips Day-Brite | LBX90L835-(UNV120208240277347)-M-(_EMLED) | Indoor Luminaires | Linear Ambient | Direct Linear Ambient Luminaires | Standard | FALSE | [9 empty] | 42474 | Dimmable | Continuous Above 10 | No |  | 3.1 | 9398.21 | 121.27 | 77.5 | 20 | 0.9 | 3500 | 80
PU91FCRQ | Philips Day-Brite | Philips Day-Brite | LBX90L835-(UNV120208240277347)-N-(_EMLED) | Indoor Luminaires | Linear Ambient | Direct Linear Ambient Luminaires | Standard | FALSE | [9 empty] | 42474 | Dimmable | Continuous Above 10 | No |  | 3.1 | 9360.13 | 120.78 | 77.5 | 20 | 0.9 | 3500 | 80
PFEM3NYX | Philips Day-Brite | Philips Day-Brite | LBX90L835-(UNV120208240277347)-W-(_EMLED) | Indoor Luminaires | Linear Ambient | Direct Linear Ambient Luminaires | Standard | FALSE | [9 empty] | 42474 | Dimmable | Continuous Above 10 | No |  | 3.1 | 9350.6 | 120.65 | 77.5 | 20 | 0.9 | 3500 | 80
PVP183ND | Philips Day-Brite | Philips Day-Brite | LBX80L835-(UNV120208240277)-A-(_EMLED) | Indoor Luminaires | Linear Ambient | Direct Linear Ambient Luminaires | Standard | FALSE | [9 empty] | 42474 | Dimmable | Continuous Above 10 | No |  | 3.1 | 8940 | 135.45 | 66 | 20 | 0.9 | 3500 | 80
PMDYEBWR | Philips Day-Brite | Philips Day-Brite | LBX80L835-(UNV120208240277)-(_EMLED) | Indoor Luminaires | Linear Ambient | Direct Linear Ambient Luminaires | Standard | FALSE | [9 empty] | 42474 | Dimmable | Continuous Above 10 | No |  | 3.1 | 8940 | 135.45 | 66 | 20 | 0.9 | 3500 | 80
PX21PZZW | Philips Day-Brite | Philips Day-Brite | LBX80L835-(UNV120208240277)-M-(_EMLED) | Indoor Luminaires | Linear Ambient | Direct Linear Ambient Luminaires | Standard | FALSE | [9 empty] | 42474 | Dimmable | Continuous Above 10 | No |  | 3.1 | 8823.78 | 133.69 | 66 | 20 | 0.9 | 3500 | 80
PTT5PNEQ | Philips Day-Brite | Philips Day-Brite | LBX80L835-(UNV120208240277)-N-(_EMLED) | Indoor Luminaires | Linear Ambient | Direct Linear Ambient Luminaires | Standard | FALSE | [9 empty] | 42474 | Dimmable | Continuous Above 10 | No |  | 3.1 | 8788.02 | 133.15 | 66 | 20 | 0.9 | 3500 | 80
PZ3PGAX2 | Philips Day-Brite | Philips Day-Brite | LBX80L835-(UNV120208240277)-W-(_EMLED) | Indoor Luminaires | Linear Ambient | Direct Linear Ambient Luminaires | Standard | FALSE | [9 empty] | 42474 | Dimmable | Continuous Above 10 | No |  | 3.1 | 8779.08 | 133.02 | 66 | 20 | 0.9 | 3500 | 80
P2YSHA78 | Philips Day-Brite | Philips Day-Brite | LBX90L835-(UNV120208240277347)-(_EMLED)-UD | Indoor Luminaires | Linear Ambient | Direct Linear Ambient Luminaires | Standard | FALSE | [9 empty] | 42474 | Dimmable | Continuous Above 10 | No |  | 3.1 | 8522.19 | 109.96 | 77.5 | 20 | 0.9 | 3500 | 80
PFS7SHBY | Philips Day-Brite | Philips Day-Brite | LBX80L835-(UNV120208240277)-(_EMLED)-UD | Indoor Luminaires | Linear Ambient | Direct Linear Ambient Luminaires | Standard | FALSE | [9 empty] | 42474 | Dimmable | Continuous Above 10 | No |  | 3.1 | 8001.3 | 121.23 | 66 | 20 | 0.9 | 3500 | 80
P6AWTS2E | Philips Day-Brite | Philips Day-Brite | LBX90L835-(UNV120208240277347)-(_EMLED)-FD | Indoor Luminaires | Linear Ambient | Direct Linear Ambient Luminaires | Standard | FALSE | [9 empty] | 42474 | Dimmable | Continuous Above 10 | No |  | 3.1 | 7907 | 102.03 | 77.5 | 20 | 0.9 | 3500 | 80
P78358FA | Philips Day-Brite | Philips Day-Brite | LBX80L835-(UNV120208240277)-(_EMLED)-FD | Indoor Luminaires | Linear Ambient | Direct Linear Ambient Luminaires | Standard | FALSE | [9 empty] | 42474 | Dimmable | Continuous Above 10 | No |  | 3.1 | 7304 | 110.67 | 66 | 20 | 0.9 | 3500 | 80
PDD34STF | H.E. Williams Inc. | WILLIAMS INDOOR | 39W-4-L52-835-A-DIM-UNV | Indoor Luminaires | Linear Ambient | Direct Linear Ambient Luminaires | Standard | TRUE | 5198 | 101.7 | 51.1 | 8.24 | 0.9764 | 3531 | 84.31 | 5 | 50000 | 42473 |  |  | No |  | 3 | 5198 | 101.7 | 51.101 | 4.9745 | 0.9984 | 3531 | 84.31
P6FH3ESV | Dongbu Lightec | LumiDas-LML | LML45-UM-L4-YF | Indoor Luminaires | Linear Ambient | Direct Linear Ambient Luminaires | Premium | TRUE | 5588 | 122.8 | 45.5 | 19 | 0.964 | 3539 | 83 | 5 | 50000 | 42473 |  |  | No |  | 3.1 | 5440 | 121 | 45 | 20 | 0.9 | 3500 | 80
PT5AWDXP | Dongbu Lightec | LumiDas-LML | LML36-UM-L4-YF | Indoor Luminaires | Linear Ambient | Direct Linear Ambient Luminaires | Premium | TRUE | 4131 | 117.2 | 35.2 | 6.9 | 0.941 | 3564 | 85.4 | 5 | 50000 | 42473 |  |  | No |  | 3.1 | 4150 | 115 | 36 | 20 | 0.9 | 3500 | 80
PE2R239W | GE Lighting Solutions | GE | 93024680 (GEWH1235BAT) | Indoor Luminaires | Linear Ambient | Direct Linear Ambient Luminaires | Standard | TRUE | 852 | 96.8 | 8.8 | 4.24 | 0.915 | 3491 | 83.7 | 5 |  | 42473 |  |  | No |  | 3.1 | 857.2 | 104.7 | 8.183 | 4.24 | 0.915 | 3491 | 83.7
PAT3KHFK | GE Lighting Solutions | GE | 93024679 (GEWM1235BAT) | Indoor Luminaires | Linear Ambient | Direct Linear Ambient Luminaires | Standard | TRUE | 541.8 | 102.2 | 5.3 | 13.399 | 0.905 | 3464 | 83.8 | 5 |  | 42473 |  |  | No |  | 3.1 | 547.7 | 114.9 | 4.767 | 13.399 | 0.905 | 3464 | 83.8
PWUK81UD | GE Lighting Solutions | GE | 93025121 (GEWM4835BAT) | Indoor Luminaires | Linear Ambient | Direct Linear Ambient Luminaires | Standard | TRUE | 1960 | 108.9 | 18.01 | 15.876 | 0.901 | 3465 | 83.4 | 5 |  | 42473 |  |  | No |  | 3.1 | 1970.3 | 111 | 17.75 | 15.876 | 0.901 | 3465 | 83.4
P7XF2X38 | ASD Lighting Corp | ASD | ASD-LVP66040M | Indoor Luminaires | Linear Ambient | Direct Linear Ambient Luminaires | Standard | TRUE | 5405.9 | 89.87 | 60.15 | 15.72 | 0.887 | 4001 | 83.9 | 5 | 50000 | 42473 |  |  | NotYetVerified |  | 3 | 5406 | 89.87 | 60 | 15.72 | 0.887 | 4001 | 83.9
PNESRY5F | ASD Lighting Corp | ASD | ASD-LVP44040M | Indoor Luminaires | Linear Ambient | Direct Linear Ambient Luminaires | Standard | TRUE | 3643.6 | 90.94 | 40.07 | 18.14 | 0.874 | 3979 | 83.6 | 5 | 50000 | 42473 |  |  | NotYetVerified |  | 3 | 3643 | 90.94 | 40 | 18.14 | 0.874 | 3979 | 83.6
P32YH1D8 | Dongbu Lightec | LumiDas-LML | LML45-UM-L4-DF | Indoor Luminaires | Linear Ambient | Direct Linear Ambient Luminaires | Premium | FALSE | [9 empty] | 42473 |  |  | No |  | 3.1 | 5900 | 131 | 45 | 20 | 0.9 | 5000 | 80
PTVCDN5J | Dongbu Lightec | LumiDas-LML | LML36-UM-L4-DF | Indoor Luminaires | Linear Ambient | Direct Linear Ambient Luminaires | Premium | FALSE | [9 empty] | 42473 |  |  | No |  | 3.1 | 4500 | 125 | 36 | 20 | 0.9 | 5000 | 80
P4C9RBSY | Dongbu Lightec | LumiDas-LML | LML45-UM-L4-NF | Indoor Luminaires | Linear Ambient | Direct Linear Ambient Luminaires | Premium | FALSE | [9 empty] | 42473 |  |  | No |  | 3.1 | 5670 | 127 | 45 | 20 | 0.9 | 4000 | 80
PQ82CP55 | Dongbu Lightec | LumiDas-LML | LML36-UM-L4-NF | Indoor Luminaires | Linear Ambient | Direct Linear Ambient Luminaires | Premium | FALSE | [9 empty] | 42473 |  |  | No |  | 3.1 | 4320 | 120 | 36 | 20 | 0.9 | 4000 | 80
PKUP6SKV | ASD Lighting Corp | ASD | ASD-LVP66050 | Indoor Luminaires | Linear Ambient | Direct Linear Ambient Luminaires | Standard | FALSE | [9 empty] | 42473 | Not Dimmable | Not Dimmable | NotYetVerified |  | 3 | 5606 | 98.01 | 60 | 15.72 | 0.887 | 5084 | 84.4
PYFNGE7W | ASD Lighting Corp | ASD | ASD-LVP44050 | Indoor Luminaires | Linear Ambient | Direct Linear Ambient Luminaires | Standard | FALSE | [9 empty] | 42473 | Not Dimmable | Not Dimmable | NotYetVerified |  | 3 | 3778 | 94.3 | 40 | 18.14 | 0.874 | 5048 | 84.1
PWVPKXSZ | ASD Lighting Corp | ASD | ASD-LVP66040 | Indoor Luminaires | Linear Ambient | Direct Linear Ambient Luminaires | Standard | FALSE | [9 empty] | 42473 | Not Dimmable | Not Dimmable | NotYetVerified |  | 3 | 5406 | 89.87 | 60 | 15.72 | 0.887 | 4001 | 83.9
PSBRT25B | ASD Lighting Corp | ASD | ASD-LVP44040 | Indoor Luminaires | Linear Ambient | Direct Linear Ambient Luminaires | Standard | FALSE | [9 empty] | 42473 | Not Dimmable | Not Dimmable | NotYetVerified |  | 3 | 3643 | 90.94 | 40 | 18.14 | 0.874 | 3979 | 83.6
PB5APY76 | RAB Design Lighting | RAB Design | LFW-LED40-B-4K-TG | Indoor Luminaires | Linear Ambient | Direct Linear Ambient Luminaires | Standard | TRUE | 5076 | 127.4 | 39.84 | 15.19 | 0.9501 | 4094 | 82.02 | 5 | 100000 | 42472 |  |  | Yes |  | 3 | 5076 | 127.4 | 39.84 | 15.19 | 0.9501 | 4094 | 82.02
PV7PTAXA | GE Lighting Solutions | Lumination | ALM20A3TW4AVBaabc | Indoor Luminaires | Linear Ambient | Direct Linear Ambient Luminaires | Premium | TRUE | 5905.4 | 108.6 | 54.4 | 17.1 | 0.94 | 3950 | 83.3 | 5 | 60000 | 42472 |  |  | No |  | 3.1 | 5900 | 126 | 57 | 20 | 0.9 | 4000 | 80
PPEYYCXF | GE Lighting Solutions | Lumination | ALM20A3LW4AVBaabc | Indoor Luminaires | Linear Ambient | Direct Linear Ambient Luminaires | Standard | TRUE | 3885.2 | 101 | 38.6 | 20.3 | 0.93 | 3945 | 83 | 5 | 60000 | 42472 |  |  | No |  | 3.1 | 4000 | 118 | 44 | 20 | 0.9 | 4000 | 80
P6UGAGY1 | GE Lighting Solutions | Lumination | ALM20A3SW4AVBaabc | Indoor Luminaires | Linear Ambient | Direct Linear Ambient Luminaires | Standard | TRUE | 4285.5 | 100.7 | 42.5 | 19.2 | 0.93 | 3943 | 82.9 | 5 | 60000 | 42472 |  |  | No |  | 3.1 | 4400 | 116 | 48 | 20 | 0.9 | 4000 | 80
PPG1DXJT | Eiko Global LLC | EIKO | VTS-2C-U-3K | Indoor Luminaires | Linear Ambient | Direct Linear Ambient Luminaires | Premium | TRUE | 6837.4 | 123.99 | 55.14 | 5.29 | 0.9214 | 3083 | 82 | 5 | 50000 | 42472 |  |  | No |  | 3.1 | 6837.4 | 123.99 | 55.14 | 20 | 0.995 | 3000 | 82
PFBZH3FP | RAB Design Lighting | RAB Design | LFW-LED50-B-4K-TG | Indoor Luminaires | Linear Ambient | Direct Linear Ambient Luminaires | Standard | TRUE | 5350 | 113.3 | 47.24 | 20.43 | 0.9192 | 4098 | 84.69 | 5 | 100000 | 42472 |  |  | Yes |  | 3 | 5350 | 113.3 | 47.24 | 20.43 | 0.9192 | 4098 | 84.69
PZF2ACSJ | Eiko Global LLC | EIKO | VTS-1C-U-3K | Indoor Luminaires | Linear Ambient | Direct Linear Ambient Luminaires | Premium | TRUE | 4670.9 | 119.24 | 39.17 | 5.18 | 0.9169 | 3094 | 82 | 5 | 50000 | 42472 |  |  | No |  | 3.1 | 4670.9 | 119.24 | 40 | 20 | 0.997 | 3000 | 82
PSPATGRP | FOSHAN INNOVATIVE LIGHTING | FIL | CAT#LL-404802B(4000K) | Indoor Luminaires | Linear Ambient | Direct Linear Ambient Luminaires | Standard | TRUE | 4293.25 | 107.06 | 40.1 | 14.5 | 0.898 | 3987 | 83.3 | 5 | 50000 | 42472 |  |  | No |  | 3.1 | 4200 | 105 | 40 | 25 | 0.9 | 4000 | 80
PC6FZVRM | Energy Harness Corporation | Energy Harness | EHI72V-T828-30K | Indoor Luminaires | Linear Ambient | Direct Linear Ambient Luminaires | Standard | TRUE | 2753.56 | 109.18 | 25.24 | 9.36 | 0.883 | 3107 | 84.5 | 5 | 50000 | 42472 |  |  | NotYetVerified |  | 3 | 2700 |  | 28 | 10 |  | 3000 | 80
P1Q6796M | RAB Design Lighting | RAB Design | LFW-LED60-B-4K-TG | Indoor Luminaires | Linear Ambient | Direct Linear Ambient Luminaires | Standard | FALSE | [9 empty] | 42472 |  |  | Yes |  | 3 | 7082 | 120.8 | 58.65 | 18.58 | 0.9215 | 4115 | 82.18
P96G9UA9 | GE Lighting Solutions | Lumination | ALM20A3HW4DVBaabc | Indoor Luminaires | Linear Ambient | Direct Linear Ambient Luminaires | Standard | FALSE | [9 empty] | 42472 |  |  | Yes |  | 3.1 | 7600 | 119 | 74 | 20 | 0.9 | 4000 | 80
P58DWPJ9 | GE Lighting Solutions | Lumination | ALM20A3HW4DVNaabc | Indoor Luminaires | Linear Ambient | Direct Linear Ambient Luminaires | Standard | FALSE | [9 empty] | 42472 |  |  | Yes |  | 3.1 | 7600 | 119 | 64 | 20 | 0.9 | 4000 | 80
PJQNCGJN | GE Lighting Solutions | Lumination | ALM20A3TW4DVNaabc | Indoor Luminaires | Linear Ambient | Direct Linear Ambient Luminaires | Premium | FALSE | [9 empty] | 42472 |  |  | Yes |  | 3.1 | 5900 | 126 | 47 | 20 | 0.9 | 4000 | 80
P77HMJEB | GE Lighting Solutions | Lumination | ALM20A3TW4DVBaabc | Indoor Luminaires | Linear Ambient | Direct Linear Ambient Luminaires | Premium | FALSE | [9 empty] | 42472 |  |  | Yes |  | 3.1 | 5900 | 126 | 57 | 20 | 0.9 | 4000 | 80
PT7PP439 | GE Lighting Solutions | Lumination | ALM20A3SW4DVNaabc | Indoor Luminaires | Linear Ambient | Direct Linear Ambient Luminaires | Standard | FALSE | [9 empty] | 42472 |  |  | Yes |  | 3.1 | 4400 | 116 | 38 | 20 | 0.9 | 4000 | 80
PPKM7RPJ | GE Lighting Solutions | Lumination | ALM20A3SW4DVBaabc | Indoor Luminaires | Linear Ambient | Direct Linear Ambient Luminaires | Standard | FALSE | [9 empty] | 42472 |  |  | Yes |  | 3.1 | 4400 | 116 | 48 | 20 | 0.9 | 4000 | 80
PVQGGARG | GE Lighting Solutions | Lumination | ALM20A3LW4DVBaabc | Indoor Luminaires | Linear Ambient | Direct Linear Ambient Luminaires | Standard | FALSE | [9 empty] | 42472 |  |  | Yes |  | 3.1 | 4000 | 118 | 44 | 20 | 0.9 | 4000 | 80
PQU1KUWU | GE Lighting Solutions | Lumination | ALM20A3LW4DVNaabc | Indoor Luminaires | Linear Ambient | Direct Linear Ambient Luminaires | Standard | FALSE | [9 empty] | 42472 |  |  | Yes |  | 3.1 | 4000 | 118 | 34 | 20 | 0.9 | 4000 | 80
PQ4Y3QSX | GE Lighting Solutions | Lumination | ALM20A3HW4AVBaabc | Indoor Luminaires | Linear Ambient | Direct Linear Ambient Luminaires | Standard | FALSE | [9 empty] | 42472 |  |  | No |  | 3.1 | 7600 | 119 | 74 | 20 | 0.9 | 4000 | 80
PEHF8AMN | GE Lighting Solutions | Lumination | ALM20A3HW4AVNaabc | Indoor Luminaires | Linear Ambient | Direct Linear Ambient Luminaires | Standard | FALSE | [9 empty] | 42472 |  |  | No |  | 3.1 | 7600 | 119 | 64 | 20 | 0.9 | 4000 | 80
P81XP66S | GE Lighting Solutions | Lumination | ALM20A3TW4AVNaabc | Indoor Luminaires | Linear Ambient | Direct Linear Ambient Luminaires | Premium | FALSE | [9 empty] | 42472 |  |  | No |  | 3.1 | 5900 | 126 | 47 | 20 | 0.9 | 4000 | 80
PCTJ8YFC | GE Lighting Solutions | Lumination | ALM20A3SW4AVNaabc | Indoor Luminaires | Linear Ambient | Direct Linear Ambient Luminaires | Standard | FALSE | [9 empty] | 42472 |  |  | No |  | 3.1 | 4400 | 116 | 38 | 20 | 0.9 | 4000 | 80
P7T7YWUW | GE Lighting Solutions | Lumination | ALM20A3LW4AVNaabc | Indoor Luminaires | Linear Ambient | Direct Linear Ambient Luminaires | Standard | FALSE | [9 empty] | 42472 |  |  | No |  | 3.1 | 4000 | 118 | 34 | 20 | 0.9 | 4000 | 80
PNQ9DN61 | Eiko Global LLC | EIKO | VTS-1C-U | Indoor Luminaires | Linear Ambient | Direct Linear Ambient Luminaires | Premium | FALSE | [9 empty] | 42472 |  |  | No |  | 3.1 | 4980.54 | 124.86 | 40 | 20 | 0.997 | 4000 | 84.2
PKXX3SM6 | Eiko Global LLC | EIKO | VTS-2C-U | Indoor Luminaires | Linear Ambient | Direct Linear Ambient Luminaires | Premium | FALSE | [9 empty] | 42472 |  |  | No |  | 3.1 | 7198.44 | 128.77 | 55.9 | 20 | 0.994 | 4000 | 83.7
P3CR9QY1 | FOSHAN INNOVATIVE LIGHTING | FIL | CAT#LL-404802B(5000K) | Indoor Luminaires | Linear Ambient | Direct Linear Ambient Luminaires | Standard | FALSE | [9 empty] | 42472 | Not Dimmable | Not Dimmable | No |  | 3.1 | 4200 | 105 | 40 | 25 | 0.9 | 5000 | 80
P22ZBN6J | FOSHAN INNOVATIVE LIGHTING | FIL | CAT#LL-404802B(4500K) | Indoor Luminaires | Linear Ambient | Direct Linear Ambient Luminaires | Standard | FALSE | [9 empty] | 42472 | Not Dimmable | Not Dimmable | No |  | 3.1 | 4200 | 105 | 40 | 25 | 0.9 | 4500 | 80
PC9G9AZ9 | Energy Harness Corporation | Energy Harness | EHI48D-T530-50K | Indoor Luminaires | Linear Ambient | Direct Linear Ambient Luminaires | Standard | FALSE | [9 empty] | 42472 | Not Yet Verified | Not Yet Verified | NotYetVerified |  | 3 | 3156 | 95.26 | 30 | 14.2 | 0.986 | 5000 | 83
P5XQKF4Z | Energy Harness Corporation | Energy Harness | EHI48-T515-50K | Indoor Luminaires | Linear Ambient | Direct Linear Ambient Luminaires | Standard | FALSE | [9 empty] | 42472 | Not Yet Verified | Not Yet Verified | NotYetVerified |  | 3 | 1740 | 114.17 | 15 | 9.12 | 0.991 | 5000 | 83
PR2GZY65 | Energy Harness Corporation | Energy Harness | EHI48-T822-50K | Indoor Luminaires | Linear Ambient | Direct Linear Ambient Luminaires | Standard | FALSE | [9 empty] | 42472 | Not Dimmable | Not Dimmable | No |  | 3 | 2540 | 115.45 | 22 | 20 | 0.9 | 5000 | 83
PDEVF7HW | Energy Harness Corporation | Energy Harness | EHI60-T825-50K | Indoor Luminaires | Linear Ambient | Direct Linear Ambient Luminaires | Standard | FALSE | [9 empty] | 42472 | Not Dimmable | Not Dimmable | NotYetVerified |  | 3 | 2500 | 104.17 | 25 | 20 | 0.9 | 5000 | 80
PAK1Q3QS | Energy Harness Corporation | Energy Harness | EHI60-T520-50K | Indoor Luminaires | Linear Ambient | Direct Linear Ambient Luminaires | Standard | FALSE | [9 empty] | 42472 | Not Dimmable | Not Dimmable | NotYetVerified |  | 3 | 1800 | 90 | 20 | 20 | 0.9 | 5000 | 80
PHP5FC4V | Energy Harness Corporation | Energy Harness | EHI72V-T828-50K | Indoor Luminaires | Linear Ambient | Direct Linear Ambient Luminaires | Standard | FALSE | [9 empty] | 42472 | Not Dimmable | Not Dimmable | NotYetVerified |  | 3 | 2700 | 96 | 28 | 10 | 0.992 | 5000 | 80
PEPF7TW9 | Energy Harness Corporation | Energy Harness | EHI60V-T825-50K | Indoor Luminaires | Linear Ambient | Direct Linear Ambient Luminaires | Standard | FALSE | [9 empty] | 42472 | Not Dimmable | Not Dimmable | NotYetVerified |  | 3 | 2400 | 96 | 25 | 10 | 0.994 | 5000 | 80
P6WW2AJB | Energy Harness Corporation | Energy Harness | EHI48D-T530-40K | Indoor Luminaires | Linear Ambient | Direct Linear Ambient Luminaires | Standard | FALSE | [9 empty] | 42472 | Not Yet Verified | Not Yet Verified | NotYetVerified |  | 3 | 3156 | 95.26 | 30 | 14.2 | 0.986 | 4000 | 83
PFX66ZE7 | Energy Harness Corporation | Energy Harness | EHI48-T515-40K | Indoor Luminaires | Linear Ambient | Direct Linear Ambient Luminaires | Standard | FALSE | [9 empty] | 42472 | Not Yet Verified | Not Yet Verified | NotYetVerified |  | 3 | 1740 | 114.17 | 15 | 9.12 | 0.991 | 4000 | 83
P7ZE91X7 | Energy Harness Corporation | Energy Harness | EHI48-T822-40K | Indoor Luminaires | Linear Ambient | Direct Linear Ambient Luminaires | Standard | FALSE | [9 empty] | 42472 | Not Dimmable | Not Dimmable | No |  | 3 | 2540 | 115.45 | 22 | 20 | 0.9 | 4000 | 83
PBP1SRRP | Energy Harness Corporation | Energy Harness | EHI60-T825-40K | Indoor Luminaires | Linear Ambient | Direct Linear Ambient Luminaires | Standard | FALSE | [9 empty] | 42472 | Not Dimmable | Not Dimmable | NotYetVerified |  | 3 | 2500 | 104.17 | 25 | 20 | 0.9 | 4000 | 80
PK24HP76 | Energy Harness Corporation | Energy Harness | EHI60-T520-40K | Indoor Luminaires | Linear Ambient | Direct Linear Ambient Luminaires | Standard | FALSE | [9 empty] | 42472 | Not Dimmable | Not Dimmable | NotYetVerified |  | 3 | 1800 | 90 | 20 | 20 | 0.9 | 4000 | 80
PC48W87D | Energy Harness Corporation | Energy Harness | EHI72V-T828-40K | Indoor Luminaires | Linear Ambient | Direct Linear Ambient Luminaires | Standard | FALSE | [9 empty] | 42472 | Not Dimmable | Not Dimmable | NotYetVerified |  | 3 | 2700 | 96.43 | 28 | 10 |  | 4000 | 80
P2DZQGMB | Energy Harness Corporation | Energy Harness | EHI60V-T825-40K | Indoor Luminaires | Linear Ambient | Direct Linear Ambient Luminaires | Standard | FALSE | [9 empty] | 42472 | Not Dimmable | Not Dimmable | NotYetVerified |  | 3 | 2400 | 96 | 25 | 10 | 0.994 | 4000 | 80
PM2R6UBH | Energy Harness Corporation | Energy Harness | EHI48D-T530-30K | Indoor Luminaires | Linear Ambient | Direct Linear Ambient Luminaires | Standard | FALSE | [9 empty] | 42472 | Not Yet Verified | Not Yet Verified | NotYetVerified |  | 3 | 3156 | 95.26 | 30 | 14.2 | 0.986 | 3000 | 83
PW5KYF2P | Energy Harness Corporation | Energy Harness | EHI48-T515-30K | Indoor Luminaires | Linear Ambient | Direct Linear Ambient Luminaires | Standard | FALSE | [9 empty] | 42472 | Not Yet Verified | Not Yet Verified | NotYetVerified |  | 3 | 1740 | 114.17 | 15 | 9.12 | 0.991 | 3000 | 83
PFQBZK9B | SPRING-LIGHTING ELECTRONICS CO.LTD | Spring-Lighting | SPL-HBL02-30W(4000K) | Indoor Luminaires | Linear Ambient | Direct Linear Ambient Luminaires | Standard | TRUE | 2966.347 | 97.385 | 30.46 | 17.15 | 0.925 | 4059 | 83.1 | 5 | 50000 | 42471 |  |  | No |  | 3.1 | 2966.347 | 97.385 | 30.46 | 17.15 | 0.987 | 4000 | 83.1
PTWHF74H | SPRING-LIGHTING ELECTRONICS CO.LTD | Spring-Lighting | SPL-HBL02-80W(4000K) | Indoor Luminaires | Linear Ambient | Direct Linear Ambient Luminaires | Standard | TRUE | 7732.364 | 98.514 | 78.49 | 17.13 | 0.915 | 3942 | 81.5 | 5 | 50000 | 42471 |  |  | No |  | 3.1 | 7732.364 | 98.514 | 78.49 | 17.13 | 0.974 | 4000 | 81.5
PG6ZJN11 | SPRING-LIGHTING ELECTRONICS CO.LTD | Spring-Lighting | SPL-HBL02-50W(4000K) | Indoor Luminaires | Linear Ambient | Direct Linear Ambient Luminaires | Standard | TRUE | 4886.198 | 100.045 | 48.84 | 18.18 | 0.91 | 4067 | 83.1 | 5 | 50000 | 42471 |  |  | No |  | 3.1 | 4886.198 | 100.045 | 48.84 | 18.18 | 0.994 | 4000 | 83.1
PUPEGPBD | SPRING-LIGHTING ELECTRONICS CO.LTD | Spring-Lighting | SPL-HBL02-30W(5000K) | Indoor Luminaires | Linear Ambient | Direct Linear Ambient Luminaires | Standard | FALSE | [9 empty] | 42471 | Not Dimmable | Not Dimmable | No |  | 3.1 | 3049.205 | 100.171 | 30.44 | 16.78 | 0.988 | 5000 | 80.9
PFZ46EHY | SPRING-LIGHTING ELECTRONICS CO.LTD | Spring-Lighting | SPL-HBL02-50W(5000K) | Indoor Luminaires | Linear Ambient | Direct Linear Ambient Luminaires | Standard | FALSE | [9 empty] | 42471 | Not Dimmable | Not Dimmable | No |  | 3.1 | 5017.856 | 102.846 | 48.79 | 17.64 | 0.995 | 5000 | 80.7
PNH4SJ3J | SPRING-LIGHTING ELECTRONICS CO.LTD | Spring-Lighting | SPL-HBL02-80W(5000K) | Indoor Luminaires | Linear Ambient | Direct Linear Ambient Luminaires | Standard | FALSE | [9 empty] | 42471 | Not Dimmable | Not Dimmable | No |  | 3.1 | 7892.605 | 100.594 | 78.46 | 17.03 | 0.974 | 5000 | 80.7
P5P7WPY5 | SPRING-LIGHTING ELECTRONICS CO.LTD | Spring-Lighting | SPL-HBL02-50W(4500K) | Indoor Luminaires | Linear Ambient | Direct Linear Ambient Luminaires | Standard | FALSE | [9 empty] | 42471 | Not Dimmable | Not Dimmable | No |  | 3.1 | 4886.198 | 100.045 | 48.84 | 18.18 | 0.994 | 4500 | 83.1
P6GM4Z7U | SPRING-LIGHTING ELECTRONICS CO.LTD | Spring-Lighting | SPL-HBL02-30W(4500K) | Indoor Luminaires | Linear Ambient | Direct Linear Ambient Luminaires | Standard | FALSE | [9 empty] | 42471 | Not Dimmable | Not Dimmable | No |  | 3.1 | 2966.347 | 97.385 | 30.46 | 17.15 | 0.987 | 4500 | 83.1
P4168HQA | SPRING-LIGHTING ELECTRONICS CO.LTD | Spring-Lighting | SPL-HBL02-80W(4500K) | Indoor Luminaires | Linear Ambient | Direct Linear Ambient Luminaires | Standard | FALSE | [9 empty] | 42471 | Not Dimmable | Not Dimmable | No |  | 3.1 | 7732.364 | 98.514 | 78.49 | 17.13 | 0.974 | 4500 | 81.5
PKMZ8Z61 | Hongkong Brandon Electronic Lighting CoLimited | Brandon | MX878-LD25W -30K | Indoor Luminaires | Linear Ambient | Direct Linear Ambient Luminaires | Standard | TRUE | 3355.264 | 130.402 | 25.73 | 22.35 | 0.908 | 2996 | 83 | 5 | 50000 | 42468 |  |  | No |  | 3.1 | 3355.264 | 130.402 | 25.73 | 22.35 | 0.982 | 3000 | 83
P36QXEVH | Hongkong Brandon Electronic Lighting CoLimited | Brandon | MX878-LD25W -50K | Indoor Luminaires | Linear Ambient | Direct Linear Ambient Luminaires | Standard | FALSE | [9 empty] | 42468 |  |  | No |  | 3.1 | 3415.162 | 131.251 | 26.02 | 21.69 | 0.984 | 5000 | 82.5
PXPSSYHJ | Hongkong Brandon Electronic Lighting CoLimited | Brandon | MX878-LD25W -45K | Indoor Luminaires | Linear Ambient | Direct Linear Ambient Luminaires | Standard | FALSE | [9 empty] | 42468 |  |  | No |  | 3.1 | 3355.264 | 130.402 | 25.73 | 22.35 | 0.982 | 4500 | 83
P3ZGXA6U | Hongkong Brandon Electronic Lighting CoLimited | Brandon | MX878-LD25W -40K | Indoor Luminaires | Linear Ambient | Direct Linear Ambient Luminaires | Standard | FALSE | [9 empty] | 42468 |  |  | No |  | 3.1 | 3355.264 | 130.402 | 25.73 | 22.35 | 0.982 | 4000 | 83
P91D7AQT | Hongkong Brandon Electronic Lighting CoLimited | Brandon | MX878-LD25W -35K | Indoor Luminaires | Linear Ambient | Direct Linear Ambient Luminaires | Standard | FALSE | [9 empty] | 42468 |  |  | No |  | 3.1 | 3355.264 | 130.402 | 25.73 | 22.35 | 0.982 | 3500 | 83
P8ZT8UWC | Hyperikon Inc. | Hyperikon | HyperFixture-4F-30D | Indoor Luminaires | Linear Ambient | Direct Linear Ambient Luminaires | Standard | TRUE | 3783.78 | 106.74 | 35.45 | 16.3 | 0.98 | 3031 | 80.3 | 5 | 50000 | 42467 |  |  | No |  | 3 | 3780 | 106.47 | 35.5 | 16.3 | 0.98 | 3000 | 80
PYFXDFKA | Hyperikon Inc. | Hyperikon | HyperFixture-4F-50N | Indoor Luminaires | Linear Ambient | Direct Linear Ambient Luminaires | Standard | FALSE | [9 empty] | 42467 |  |  | No |  | 3 | 4070 | 114.97 | 35.4 | 16.3 | 0.98 | 5000 | 80
P2VZMXXM | Hyperikon Inc. | Hyperikon | HyperFixture-4F-50D | Indoor Luminaires | Linear Ambient | Direct Linear Ambient Luminaires | Standard | FALSE | [9 empty] | 42467 |  |  | No |  | 3 | 4070 | 114.97 | 35.4 | 16.3 | 0.98 | 5000 | 80
PC42GUZP | Hyperikon Inc. | Hyperikon | HyperFixture-4F-45N | Indoor Luminaires | Linear Ambient | Direct Linear Ambient Luminaires | Standard | FALSE | [9 empty] | 42467 |  |  | No |  | 3 | 4040 | 113.8 | 35.5 | 16.3 | 0.98 | 4500 | 80
PWXYFMCP | Hyperikon Inc. | Hyperikon | HyperFixture-4F-45D | Indoor Luminaires | Linear Ambient | Direct Linear Ambient Luminaires | Standard | FALSE | [9 empty] | 42467 |  |  | No |  | 3 | 4040 | 113.8 | 35.5 | 16.3 | 0.98 | 4500 | 80
PAMRBUEM | Hyperikon Inc. | Hyperikon | HyperFixture-4F-40N | Indoor Luminaires | Linear Ambient | Direct Linear Ambient Luminaires | Standard | FALSE | [9 empty] | 42467 |  |  | No |  | 3 | 4010 | 112.64 | 35.6 | 16.3 | 0.98 | 4000 | 80
P81QXZ3C | Hyperikon Inc. | Hyperikon | HyperFixture-4F-40D | Indoor Luminaires | Linear Ambient | Direct Linear Ambient Luminaires | Standard | FALSE | [9 empty] | 42467 |  |  | No |  | 3 | 4010 | 112.64 | 35.6 | 16.3 | 0.98 | 4000 | 80
P9GTTM4S | Hyperikon Inc. | Hyperikon | HyperFixture-4F-35N | Indoor Luminaires | Linear Ambient | Direct Linear Ambient Luminaires | Standard | FALSE | [9 empty] | 42467 |  |  | No |  | 3 | 3910 | 110.14 | 35.5 | 16.3 | 0.98 | 3500 | 80
PFH5814X | Hyperikon Inc. | Hyperikon | HyperFixture-4F-35D | Indoor Luminaires | Linear Ambient | Direct Linear Ambient Luminaires | Standard | FALSE | [9 empty] | 42467 |  |  | No |  | 3 | 3910 | 110.14 | 35.5 | 16.3 | 0.98 | 3500 | 80
P8DGUHW4 | Hyperikon Inc. | Hyperikon | HyperFixture-4F-30N | Indoor Luminaires | Linear Ambient | Direct Linear Ambient Luminaires | Standard | FALSE | [9 empty] | 42467 |  |  | No |  | 3 | 3780 | 106.47 | 35.5 | 16.3 | 0.98 | 3000 | 80
PJMAF5K7 | Aleo Lighting Inc. | aleo | LLS-4VH-40/840 | Indoor Luminaires | Linear Ambient | Direct Linear Ambient Luminaires | Premium | TRUE | 4336.3 | 113.2 | 38.3 | 5.7 | 0.968 | 4177 | 84 | 5 | 50000 | 42466 |  |  | No |  | 3.1 | 4000 | 110 | 40 | 20 | 0.9 | 4000 | 80
PJAD3XAZ | Zhongshan Luxmode Industrial Co. LTD | Luxmode | LS025-HE-40K | Indoor Luminaires | Linear Ambient | Direct Linear Ambient Luminaires | Premium | TRUE | 2624.45 | 119.84 | 21.9 | 9.1 | 0.961 | 4109 | 83.7 | 5 | 50000 | 42466 |  |  | No |  | 3.1 | 2624 | 119.8 | 21.9 | 10.5 | 0.994 | 4000 | 83
PWYM5P41 | Zhongshan Luxmode Industrial Co. LTD | Luxmode | LS027-HE-48W-40K | Indoor Luminaires | Linear Ambient | Direct Linear Ambient Luminaires | Premium | TRUE | 5297.52 | 119.58 | 44.3 | 8.7 | 0.961 | 4188 | 84.9 | 5 | 50000 | 42466 |  |  | No |  | 3.1 | 5297 | 119.6 | 44.3 | 10.8 | 0.993 | 4000 | 85
PJN2XHVU | Zhongshan Luxmode Industrial Co. LTD | Luxmode | LO080-HE-40K | Indoor Luminaires | Linear Ambient | Direct Linear Ambient Luminaires | Premium | TRUE | 4955.84 | 110.62 | 44.8 | 10.8 | 0.959 | 4133 | 82.1 | 5 | 50000 | 42466 |  |  | No |  | 3.1 | 4955.84 | 111 | 44.8 | 10.8 | 0.992 | 4000 | 82.1
PNDAY4B2 | Zhongshan Luxmode Industrial Co. LTD | Luxmode | LS027-HE-36W-40K | Indoor Luminaires | Linear Ambient | Direct Linear Ambient Luminaires | Premium | TRUE | 4169.66 | 122.64 | 34 | 8.8 | 0.959 | 4176 | 84.8 | 5 | 50000 | 42466 |  |  | No |  | 3.1 | 4169.66 | 122.6 | 34 | 11 | 0.992 | 4000 | 85
P96KY91B | Aleo Lighting Inc. | aleo | LLS-4H/850 | Indoor Luminaires | Linear Ambient | Direct Linear Ambient Luminaires | Premium | TRUE | 3778.232 | 116.504 | 32.43 | 4.44 | 0.9455 | 5196 | 83.9 | 5 | 50000 | 42466 |  |  | No |  | 3.1 | 3778.23 | 116.5 | 32.43 | 20 | 0.997 | 5000 | 83.9
P6DWZSXR | Aleo Lighting Inc. | aleo | LLS-4H/830 | Indoor Luminaires | Linear Ambient | Direct Linear Ambient Luminaires | Premium | TRUE | 3582.1 | 110.52 | 32.41 | 4.44 | 0.9455 | 3133 | 82.9 | 5 | 50000 | 42466 |  |  | No |  | 3.1 | 3582.1 | 110.52 | 32.41 | 20 | 0.997 | 3000 | 82.9
PYNGJFZC | Aleo Lighting Inc. | aleo | LSR-4L/850 | Indoor Luminaires | Linear Ambient | Direct Linear Ambient Luminaires | Premium | TRUE | 2473.12 | 111.15 | 22.25 | 4.73 | 0.9446 | 5228 | 83.9 | 5 | 50000 | 42466 |  |  | No |  | 3 | 2473.12 | 111.15 | 22.25 | 20 | 0.996 | 5000 | 83.9
P3KRUYQG | Aleo Lighting Inc. | aleo | LSR-4L/835 | Indoor Luminaires | Linear Ambient | Direct Linear Ambient Luminaires | Premium | TRUE | 2386.5 | 108.16 | 22.06 | 4.73 | 0.9446 | 3491 | 83.8 | 5 | 50000 | 42466 | Dimmable | Continuous Below 10 | No |  | 3 | 2386.5 | 108.16 | 22.06 | 20 | 0.996 | 3500 | 83.8
P35WZH3P | Aleo Lighting Inc. | aleo | LLS-8H/830 | Indoor Luminaires | Linear Ambient | Direct Linear Ambient Luminaires | Premium | TRUE | 7546 | 112.13 | 67.3 | 4.95 | 0.942 | 3146 | 83.2 | 5 | 50000 | 42466 |  |  | No |  | 3.1 | 7546.3 | 112 | 67.3 | 20 | 0.997 | 3000 | 83
PD1Z1WSB | Aleo Lighting Inc. | aleo | LSR-4H/850 | Indoor Luminaires | Linear Ambient | Direct Linear Ambient Luminaires | Premium | TRUE | 3655.32 | 112.58 | 32.47 | 4.33 | 0.9326 | 5214 | 84 | 5 | 50000 | 42466 | Dimmable | Continuous Below 10 | No |  | 3 | 3655.32 | 112.58 | 32.47 | 20 | 0.996 | 5000 | 84
PRXQ1SV3 | Aleo Lighting Inc. | aleo | LSR-4H/835 | Indoor Luminaires | Linear Ambient | Direct Linear Ambient Luminaires | Premium | TRUE | 3490.9 | 107.92 | 32.35 | 4.33 | 0.9326 | 3503 | 83.9 | 5 | 50000 | 42466 |  |  | No |  | 3 | 3490.9 | 107.92 | 32.35 | 20 | 0.996 | 3500 | 83.9
P2ME6MRQ | Zhongshan Luxmode Industrial Co. LTD | Luxmode | LO085-HE-40K | Indoor Luminaires | Linear Ambient | Direct Linear Ambient Luminaires | Premium | TRUE | 2517.71 | 112.19 | 22.6 | 8.4 | 0.93 | 4079 | 81.6 | 5 | 50000 | 42466 |  |  | No |  | 3.1 | 2569 | 111 | 22.6 | 9.2 | 0.993 | 4000 | 81.6
P174J23F | Aleo Lighting Inc. | aleo | LLS-8L/830 | Indoor Luminaires | Linear Ambient | Direct Linear Ambient Luminaires | Premium | TRUE | 4435.024 | 112.85 | 39.3 | 5.27 | 0.925 | 3088 | 83.5 | 5 | 50000 | 42466 |  |  | No |  | 3.1 | 4435 | 112.85 | 39.3 | 20 | 0.998 | 3000 | 83
PJXB26TP | Aleo Lighting Inc. | aleo | LVE-4H/830 | Indoor Luminaires | Linear Ambient | Direct Linear Ambient Luminaires | Premium | TRUE | 6837.4 | 123.99 | 55.14 | 5.29 | 0.9214 | 3083 | 82 | 5 | 50000 | 42466 |  |  | No |  | 3.1 | 6837.4 | 123.99 | 55.14 | 20 | 0.995 | 3000 | 82
PKY6NNUX | Aleo Lighting Inc. | aleo | LLS-4L/850 | Indoor Luminaires | Linear Ambient | Direct Linear Ambient Luminaires | Premium | TRUE | 2556.94 | 114.97 | 22.24 | 5.18 | 0.9203 | 5214 | 83.6 | 5 | 50000 | 42466 |  |  | No |  | 3.1 | 2556.9 | 114.97 | 22.24 | 20 | 0.996 | 5000 | 83.6
PBHQUJDM | Aleo Lighting Inc. | aleo | LLS-4L/830 | Indoor Luminaires | Linear Ambient | Direct Linear Ambient Luminaires | Premium | TRUE | 2433.4 | 109.72 | 22.18 | 5.18 | 0.9203 | 3160 | 82.8 | 5 | 50000 | 42466 |  |  | No |  | 3.1 | 2433.3 | 109.72 | 22.18 | 20 | 0.996 | 3000 | 82.8
P69948DK | Aleo Lighting Inc. | aleo | LVE-4L/830 | Indoor Luminaires | Linear Ambient | Direct Linear Ambient Luminaires | Premium | TRUE | 4670.9 | 119.24 | 39.17 | 5.18 | 0.9169 | 3094 | 82 | 5 | 50000 | 42466 |  |  | No |  | 3.1 | 4670.9 | 119.24 | 40 | 20 | 0.997 | 3000 | 82
PFEFVU8T | Aleo Lighting Inc. | aleo | LWE-4L/830 | Indoor Luminaires | Linear Ambient | Direct Linear Ambient Luminaires | Premium | TRUE | 4512.1 | 115.07 | 39.21 | 5.61 | 0.9057 | 3107 | 81.8 | 5 | 50000 | 42466 |  |  | No |  | 3.1 | 4512.1 | 115.07 | 40 | 20 | 0.993 | 3000 | 81.8
PGVYMW9B | ASD Lighting Corp | ASD | ASD-LVP66040M | Indoor Luminaires | Linear Ambient | Direct Linear Ambient Luminaires | Standard | TRUE | 5405.9 | 89.87 | 60.15 | 15.72 | 0.887 | 4001 | 83.9 | 5 | 50000 | 42466 |  |  | NotYetVerified |  | 3 | 5406 | 89.87 | 60 | 15.72 | 0.887 | 4001 | 83.9
P9HZGFVV | ASD Lighting Corp | ASD | ASD-LVP44040M | Indoor Luminaires | Linear Ambient | Direct Linear Ambient Luminaires | Standard | TRUE | 3643.6 | 90.94 | 40.07 | 18.14 | 0.874 | 3979 | 83.6 | 5 | 50000 | 42466 |  |  | NotYetVerified |  | 3 | 3643 | 90.94 | 40 | 18.14 | 0.874 | 3979 | 83.6
P42P2CTS | Zhongshan Luxmode Industrial Co. LTD | Luxmode | LO080-HE-50K | Indoor Luminaires | Linear Ambient | Direct Linear Ambient Luminaires | Premium | FALSE | [9 empty] | 42466 |  |  | No |  | 3.1 | 4955.84 | 112 | 44.9 | 10.8 | 0.992 | 5000 | 83.8
P4S8D99Q | Zhongshan Luxmode Industrial Co. LTD | Luxmode | LO085-HE-50K | Indoor Luminaires | Linear Ambient | Direct Linear Ambient Luminaires | Premium | FALSE | [9 empty] | 42466 |  |  | No |  | 3.1 | 2569 | 112 | 22.9 | 9.2 | 0.993 | 5000 | 83.2
P66X65F3 | Zhongshan Luxmode Industrial Co. LTD | Luxmode | LS025-HE-50K | Indoor Luminaires | Linear Ambient | Direct Linear Ambient Luminaires | Premium | FALSE | [9 empty] | 42466 |  |  | No |  | 3.1 | 2624 | 120.7 | 22.4 | 10.5 | 0.994 | 5000 | 82
PGQ8D1WE | Zhongshan Luxmode Industrial Co. LTD | Luxmode | LS027-HE-36W-50K | Indoor Luminaires | Linear Ambient | Direct Linear Ambient Luminaires | Premium | FALSE | [9 empty] | 42466 |  |  | No |  | 3.1 | 4169.66 | 123 | 34 | 11 | 0.992 | 5000 | 81
P346FPCH | Zhongshan Luxmode Industrial Co. LTD | Luxmode | LS027-HE-48W-50K | Indoor Luminaires | Linear Ambient | Direct Linear Ambient Luminaires | Premium | FALSE | [9 empty] | 42466 |  |  | No |  | 3.1 | 5297 | 118.9 | 44.7 | 10.8 | 0.993 | 5000 | 81
P62GDDPU | Aleo Lighting Inc. | aleo | LSR-8H/850 | Indoor Luminaires | Linear Ambient | Direct Linear Ambient Luminaires | Premium | FALSE | [9 empty] | 42466 | Dimmable | Continuous Below 10 | No |  | 3 | 7700 | 114.9 | 67 | 20 | 0.996 | 5000 | 83
P5GSZ66D | Aleo Lighting Inc. | aleo | LLS-8H/850 | Indoor Luminaires | Linear Ambient | Direct Linear Ambient Luminaires | Premium | FALSE | [9 empty] | 42466 | Dimmable | Continuous Below 10 | No |  | 3.1 | 7700 | 115 | 67 | 20 | 0.997 | 5000 | 83
PSR6VK9R | Aleo Lighting Inc. | aleo | LVE-4H/850 | Indoor Luminaires | Linear Ambient | Direct Linear Ambient Luminaires | Premium | FALSE | [9 empty] | 42466 | Dimmable | Continuous Below 10 | No |  | 3.1 | 7137.08 | 128.78 | 55.42 | 20 | 0.994 | 5000 | 83
PKM4NYDZ | Aleo Lighting Inc. | aleo | LLS-8L/850 | Indoor Luminaires | Linear Ambient | Direct Linear Ambient Luminaires | Premium | FALSE | [9 empty] | 42466 | Dimmable | Continuous Below 10 | No |  | 3.1 | 4700 | 117 | 40 | 20 | 0.996 | 5000 | 83
PG52THUB | Aleo Lighting Inc. | aleo | LSR-8L/850 | Indoor Luminaires | Linear Ambient | Direct Linear Ambient Luminaires | Premium | FALSE | [9 empty] | 42466 | Dimmable | Continuous Below 10 | No |  | 3 | 4600 | 115 | 40 | 20 | 0.996 | 5000 | 83
PHMA3X22 | Aleo Lighting Inc. | aleo | LVE-4L/850 | Indoor Luminaires | Linear Ambient | Direct Linear Ambient Luminaires | Premium | FALSE | [9 empty] | 42466 | Dimmable | Continuous Below 10 | No |  | 3.1 | 4977.14 | 125.24 | 40 | 20 | 0.997 | 5000 | 82.7
PZJDPEPX | Aleo Lighting Inc. | aleo | LWE-4L/850 | Indoor Luminaires | Linear Ambient | Direct Linear Ambient Luminaires | Premium | FALSE | [9 empty] | 42466 | Dimmable | Continuous Below 10 | No |  | 3.1 | 4564.3 | 116.2 | 40 | 20 | 0.991 | 5000 | 82.6
P5QQZ3EP | Aleo Lighting Inc. | aleo | LLS-4VH-40/850 | Indoor Luminaires | Linear Ambient | Direct Linear Ambient Luminaires | Premium | FALSE | [9 empty] | 42466 | Dimmable | Continuous Below 10 | No |  | 3.1 | 4000 | 110 | 40 | 20 | 0.9 | 5000 | 80
P78SKJ91 | Aleo Lighting Inc. | aleo | LLS-4H/840 | Indoor Luminaires | Linear Ambient | Direct Linear Ambient Luminaires | Premium | FALSE | [9 empty] | 42466 | Dimmable | Continuous Below 10 | No |  | 3.1 | 3750 | 115.4 | 32.5 | 20 | 0.997 | 4000 | 85.1
P23CE7RU | Aleo Lighting Inc. | aleo | LSR-4H/840 | Indoor Luminaires | Linear Ambient | Direct Linear Ambient Luminaires | Premium | FALSE | [9 empty] | 42466 | Dimmable | Continuous Below 10 | No |  | 3 | 3647.87 | 112.07 | 32.55 | 20 | 0.997 | 4000 | 85.1
P3JNYZHH | Aleo Lighting Inc. | aleo | LLS-4L/840 | Indoor Luminaires | Linear Ambient | Direct Linear Ambient Luminaires | Premium | FALSE | [9 empty] | 42466 | Dimmable | Continuous Below 10 | No |  | 3.1 | 2530 | 113.71 | 22.25 | 20 | 0.997 | 4000 | 85.1
PS1WS74B | Aleo Lighting Inc. | aleo | LVE-4L/840 | Indoor Luminaires | Linear Ambient | Direct Linear Ambient Luminaires | Premium | FALSE | [9 empty] | 42466 | Dimmable | Continuous Below 10 | No |  | 3.1 | 4980.54 | 124.86 | 40 | 20 | 0.997 | 4000 | 84.2
PB4JS9UK | Aleo Lighting Inc. | aleo | LVE-4H/840 | Indoor Luminaires | Linear Ambient | Direct Linear Ambient Luminaires | Premium | FALSE | [9 empty] | 42466 | Dimmable | Continuous Below 10 | No |  | 3.1 | 7198.44 | 128.77 | 55.9 | 20 | 0.994 | 4000 | 83.7
P9TXSDTN | Aleo Lighting Inc. | aleo | LSR-4L/840 | Indoor Luminaires | Linear Ambient | Direct Linear Ambient Luminaires | Premium | FALSE | [9 empty] | 42466 | Dimmable | Continuous Below 10 | No |  | 3 | 2445.78 | 108.54 | 22.53 | 20 | 0.995 | 4000 | 83.6
PSRB529A | Aleo Lighting Inc. | aleo | LWE-4L/840 | Indoor Luminaires | Linear Ambient | Direct Linear Ambient Luminaires | Premium | FALSE | [9 empty] | 42466 | Dimmable | Continuous Below 10 | No |  | 3.1 | 4548.1 | 115.7 | 40 | 20 | 0.991 | 4000 | 83.4
PHMAS7QW | Aleo Lighting Inc. | aleo | LLS-8H/840 | Indoor Luminaires | Linear Ambient | Direct Linear Ambient Luminaires | Premium | FALSE | [9 empty] | 42466 | Dimmable | Continuous Below 10 | No |  | 3.1 | 7650 | 114 | 67 | 20 | 0.997 | 4000 | 83
P1A2ZN2D | Aleo Lighting Inc. | aleo | LSR-8H/840 | Indoor Luminaires | Linear Ambient | Direct Linear Ambient Luminaires | Premium | FALSE | [9 empty] | 42466 | Dimmable | Continuous Below 10 | No |  | 3 | 7600 | 113.4 | 67 | 20 | 0.996 | 4000 | 83
PUTF7VZG | Aleo Lighting Inc. | aleo | LLS-8L/840 | Indoor Luminaires | Linear Ambient | Direct Linear Ambient Luminaires | Premium | FALSE | [9 empty] | 42466 | Dimmable | Continuous Below 10 | No |  | 3.1 | 4600 | 115 | 40 | 20 | 0.996 | 4000 | 83
PYKYMB7V | Aleo Lighting Inc. | aleo | LSR-8L/840 | Indoor Luminaires | Linear Ambient | Direct Linear Ambient Luminaires | Premium | FALSE | [9 empty] | 42466 | Dimmable | Continuous Below 10 | No |  | 3 | 4500 | 112.5 | 40 | 20 | 0.996 | 4000 | 83
P55BJRR8 | Aleo Lighting Inc. | aleo | LLS-8H/835 | Indoor Luminaires | Linear Ambient | Direct Linear Ambient Luminaires | Premium | FALSE | [9 empty] | 42466 | Dimmable | Continuous Below 10 | No |  | 3.1 | 7600 | 113 | 67 | 20 | 0.997 | 3500 | 83
P6QV88NJ | Aleo Lighting Inc. | aleo | LSR-8H/835 | Indoor Luminaires | Linear Ambient | Direct Linear Ambient Luminaires | Premium | FALSE | [9 empty] | 42466 | Dimmable | Continuous Below 10 | No |  | 3 | 7525 | 112.8 | 66.7 | 20 | 0.996 | 3500 | 83
PMGJ8XCB | Aleo Lighting Inc. | aleo | LLS-8L/835 | Indoor Luminaires | Linear Ambient | Direct Linear Ambient Luminaires | Premium | FALSE | [9 empty] | 42466 | Dimmable | Continuous Below 10 | No |  | 3.1 | 4550 | 114 | 40 | 20 | 0.996 | 3500 | 83
PJUCU822 | Aleo Lighting Inc. | aleo | LWE-4L/835 | Indoor Luminaires | Linear Ambient | Direct Linear Ambient Luminaires | Premium | FALSE | [9 empty] | 42466 | Dimmable | Continuous Below 10 | No |  | 3.1 | 4540 | 115.5 | 40 | 20 | 0.991 | 3500 | 83
PT2H1YFV | Aleo Lighting Inc. | aleo | LSR-8L/835 | Indoor Luminaires | Linear Ambient | Direct Linear Ambient Luminaires | Premium | FALSE | [9 empty] | 42466 | Dimmable | Continuous Below 10 | No |  | 3 | 4450 | 111.5 | 39.9 | 20 | 0.996 | 3500 | 83
PPSFDV5S | Aleo Lighting Inc. | aleo | LLS-4H/835 | Indoor Luminaires | Linear Ambient | Direct Linear Ambient Luminaires | Premium | FALSE | [9 empty] | 42466 | Dimmable | Continuous Below 10 | No |  | 3.1 | 3680 | 113.2 | 32.5 | 20 | 0.996 | 3500 | 83
P7GFCERK | Aleo Lighting Inc. | aleo | LLS-4L/835 | Indoor Luminaires | Linear Ambient | Direct Linear Ambient Luminaires | Premium | FALSE | [9 empty] | 42466 | Dimmable | Continuous Below 10 | No |  | 3.1 | 2464.2 | 111 | 22.2 | 20 | 0.996 | 3500 | 83
PJM4RD3K | Aleo Lighting Inc. | aleo | LVE-4L/835 | Indoor Luminaires | Linear Ambient | Direct Linear Ambient Luminaires | Premium | FALSE | [9 empty] | 42466 | Dimmable | Continuous Below 10 | No |  | 3.1 | 4779.4 | 121.27 | 40 | 20 | 0.997 | 3500 | 82.9
PPJT6SCC | Aleo Lighting Inc. | aleo | LVE-4H/835 | Indoor Luminaires | Linear Ambient | Direct Linear Ambient Luminaires | Premium | FALSE | [9 empty] | 42466 | Dimmable | Continuous Below 10 | No |  | 3.1 | 6941.47 | 126.34 | 55.1 | 20 | 0.994 | 3500 | 82.8
PMQYE245 | Acuity Brands Lighting | Lithonia Lighting | ZL1F L24 2250LM MDD MVOLT 40K 80 CRI XXXXXXX XXXX | Indoor Luminaires | Linear Ambient | Direct Linear Ambient Luminaires | Standard | TRUE | 1908 | 82.99 | 22.99 | 19.779 | 0.913 | 3996 | 83.73 | 5 | 50000 | 42465 |  |  | No |  | 3.1 | 1878.55 | 83.38 | 22.53 | 19.78 | 0.91 | 4000 | 80
P3TETPX6 | Acuity Brands Lighting | Holophane | HZL1N L24 1500LM FST MVOLT 40K 90 CRI XXXXXXX XXXX | Indoor Luminaires | Linear Ambient | Direct Linear Ambient Luminaires | Standard | TRUE | 1486.09 | 84.53 | 17.58 | 19.779 | 0.913 | 4031 | 95.2 | 5 | 50000 | 42465 |  |  | No |  | 3.1 | 1503.78 | 84.48 | 17.8 | 19.78 | 0.91 | 4000 | 90
PKNVSV59 | ATG Electronics Corp. | ATG Electronics | LIFI-40F-8FT | Indoor Luminaires | Linear Ambient | Direct Linear Ambient Luminaires | Standard | FALSE | [9 empty] | 42465 | Dimmable | Continuous Below 10 | Yes |  | 4.1 | 8000 | 97 | 82 | 15 | 0.9 | 4000 | 83
PCN63RXT | Acuity Brands Lighting | Lithonia Lighting | ZL1D L48 5000LM FST MVOLT 50K 90 CRI XXXXXXX XXXX | Indoor Luminaires | Linear Ambient | Direct Linear Ambient Luminaires | Standard | FALSE | [9 empty] | 42465 | Dimmable | Continuous Below 10 | No |  | 3.1 | 4578.79 | 109.67 | 41.75 | 19.78 | 0.91 | 5000 | 90
P8URP6BK | Acuity Brands Lighting | Holophane | HZL1D L48 5000LM FST MVOLT 50K 90 CRI XXXXXXX XXXX | Indoor Luminaires | Linear Ambient | Direct Linear Ambient Luminaires | Standard | FALSE | [9 empty] | 42465 | Dimmable | Continuous Below 10 | No |  | 3.1 | 4578.79 | 109.67 | 41.75 | 19.78 | 0.91 | 5000 | 90
PN27BTJU | Acuity Brands Lighting | Holophane | HZL1N L48 5000LM L/LENS MVOLT 50K 90 CRI XXXXXXX XXXX | Indoor Luminaires | Linear Ambient | Direct Linear Ambient Luminaires | Standard | FALSE | [9 empty] | 42465 | Dimmable | Continuous Below 10 | No |  | 3.1 | 4385.47 | 105.04 | 41.75 | 19.78 | 0.91 | 5000 | 90
PJV83TGF | Acuity Brands Lighting | Holophane | HZL1N L46 5000LM L/LENS MVOLT 50K 90 CRI XXXXXXX XXXX | Indoor Luminaires | Linear Ambient | Direct Linear Ambient Luminaires | Standard | FALSE | [9 empty] | 42465 | Dimmable | Continuous Below 10 | No |  | 3.1 | 4385.47 | 105.04 | 41.75 | 19.78 | 0.91 | 5000 | 90
PAMP7YY6 | Acuity Brands Lighting | Lithonia Lighting | ZL1N L48 5000LM L/LENS MVOLT 50K 90 CRI XXXXXXX XXXX | Indoor Luminaires | Linear Ambient | Direct Linear Ambient Luminaires | Standard | FALSE | [9 empty] | 42465 | Dimmable | Continuous Below 10 | No |  | 3.1 | 4385.47 | 105.04 | 41.75 | 19.78 | 0.91 | 5000 | 90
P4EMKTGR | Acuity Brands Lighting | Lithonia Lighting | ZL1N L46 5000LM L/LENS MVOLT 50K 90 CRI XXXXXXX XXXX | Indoor Luminaires | Linear Ambient | Direct Linear Ambient Luminaires | Standard | FALSE | [9 empty] | 42465 | Dimmable | Continuous Below 10 | No |  | 3.1 | 4385.47 | 105.04 | 41.75 | 19.78 | 0.91 | 5000 | 90
PZS8Y83K | Acuity Brands Lighting | Holophane | HZL1N L46 5000LM FST MVOLT 50K 90 CRI XXXXXXX XXXX | Indoor Luminaires | Linear Ambient | Direct Linear Ambient Luminaires | Standard | FALSE | [9 empty] | 42465 | Dimmable | Continuous Below 10 | No |  | 3.1 | 4042.04 | 96.82 | 41.75 | 19.78 | 0.91 | 5000 | 90
PW22AGBP | Acuity Brands Lighting | Lithonia Lighting | ZL1N L46 5000LM FST MVOLT 50K 90 CRI XXXXXXX XXXX | Indoor Luminaires | Linear Ambient | Direct Linear Ambient Luminaires | Standard | FALSE | [9 empty] | 42465 | Dimmable | Continuous Below 10 | No |  | 3.1 | 4042.04 | 96.82 | 41.75 | 19.78 | 0.91 | 5000 | 90
PSWR5HRG | Acuity Brands Lighting | Holophane | HZL1N L48 5000LM FST MVOLT 50K 90 CRI XXXXXXX XXXX | Indoor Luminaires | Linear Ambient | Direct Linear Ambient Luminaires | Standard | FALSE | [9 empty] | 42465 | Dimmable | Continuous Below 10 | No |  | 3.1 | 4042.04 | 96.82 | 41.75 | 19.78 | 0.91 | 5000 | 90
PFY2VUNU | Acuity Brands Lighting | Lithonia Lighting | ZL1N L48 5000LM FST MVOLT 50K 90 CRI XXXXXXX XXXX | Indoor Luminaires | Linear Ambient | Direct Linear Ambient Luminaires | Standard | FALSE | [9 empty] | 42465 | Dimmable | Continuous Below 10 | No |  | 3.1 | 4042.04 | 96.82 | 41.75 | 19.78 | 0.91 | 5000 | 90
PWBD43M1 | Acuity Brands Lighting | Holophane | HZL1D L24 3500LM FST MVOLT 50K 90 CRI XXXXXXX XXXX | Indoor Luminaires | Linear Ambient | Direct Linear Ambient Luminaires | Standard | FALSE | [9 empty] | 42465 | Dimmable | Continuous Below 10 | No |  | 3.1 | 3674.88 | 94.66 | 38.82 | 19.78 | 0.91 | 5000 | 90
PDAQB3FT | Acuity Brands Lighting | Lithonia Lighting | ZL1D L24 3500LM FST MVOLT 50K 90 CRI XXXXXXX XXXX | Indoor Luminaires | Linear Ambient | Direct Linear Ambient Luminaires | Standard | FALSE | [9 empty] | 42465 | Dimmable | Continuous Below 10 | No |  | 3.1 | 3674.88 | 94.66 | 38.82 | 19.78 | 0.91 | 5000 | 90
PHGZHEWX | Acuity Brands Lighting | Lithonia Lighting | ZL1N L24 3500LM L/LENS MVOLT 50K 90 CRI XXXXXXX XXXX | Indoor Luminaires | Linear Ambient | Direct Linear Ambient Luminaires | Standard | FALSE | [9 empty] | 42465 | Dimmable | Continuous Below 10 | No |  | 3.1 | 3519.72 | 90.67 | 38.82 | 19.78 | 0.91 | 5000 | 90
PA6CFMM4 | Acuity Brands Lighting | Holophane | HZL1N L24 3500LM L/LENS MVOLT 50K 90 CRI XXXXXXX XXXX | Indoor Luminaires | Linear Ambient | Direct Linear Ambient Luminaires | Standard | FALSE | [9 empty] | 42465 | Dimmable | Continuous Below 10 | No |  | 3.1 | 3519.72 | 90.67 | 38.82 | 19.78 | 0.91 | 5000 | 90
PQT2W4X9 | Acuity Brands Lighting | Lithonia Lighting | ZL1D L48 3000LM FST MVOLT 50K 90 CRI XXXXXXX XXXX | Indoor Luminaires | Linear Ambient | Direct Linear Ambient Luminaires | Standard | FALSE | [9 empty] | 42465 | Dimmable | Continuous Below 10 | No |  | 3.1 | 3279.26 | 98.8 | 33.19 | 19.78 | 0.91 | 5000 | 90
P4PK9HFW | Acuity Brands Lighting | Holophane | HZL1D L48 3000LM FST MVOLT 50K 90 CRI XXXXXXX XXXX | Indoor Luminaires | Linear Ambient | Direct Linear Ambient Luminaires | Standard | FALSE | [9 empty] | 42465 | Dimmable | Continuous Below 10 | No |  | 3.1 | 3279.26 | 98.8 | 33.19 | 19.78 | 0.91 | 5000 | 90
PKJFJA6Q | Acuity Brands Lighting | Holophane | HZL1N L24 3500LM FST MVOLT 50K 90 CRI XXXXXXX XXXX | Indoor Luminaires | Linear Ambient | Direct Linear Ambient Luminaires | Standard | FALSE | [9 empty] | 42465 | Dimmable | Continuous Below 10 | No |  | 3.1 | 3244.09 | 83.57 | 38.82 | 19.78 | 0.91 | 5000 | 90
P6REPM73 | Acuity Brands Lighting | Lithonia Lighting | ZL1N L24 3500LM FST MVOLT 50K 90 CRI XXXXXXX XXXX | Indoor Luminaires | Linear Ambient | Direct Linear Ambient Luminaires | Standard | FALSE | [9 empty] | 42465 | Dimmable | Continuous Below 10 | No |  | 3.1 | 3244.09 | 83.57 | 38.82 | 19.78 | 0.91 | 5000 | 90
PWB2J7A4 | Acuity Brands Lighting | Holophane | HZL1N L48 3000LM L/LENS MVOLT 50K 90 CRI XXXXXXX XXXX | Indoor Luminaires | Linear Ambient | Direct Linear Ambient Luminaires | Standard | FALSE | [9 empty] | 42465 | Dimmable | Continuous Below 10 | No |  | 3.1 | 3140.81 | 94.63 | 33.19 | 19.78 | 0.91 | 5000 | 90
PQNJ8DSE | Acuity Brands Lighting | Lithonia Lighting | ZL1N L46 3000LM L/LENS MVOLT 50K 90 CRI XXXXXXX XXXX | Indoor Luminaires | Linear Ambient | Direct Linear Ambient Luminaires | Standard | FALSE | [9 empty] | 42465 | Dimmable | Continuous Below 10 | No |  | 3.1 | 3140.81 | 94.63 | 33.19 | 19.78 | 0.91 | 5000 | 90
PJ4FFYCH | Acuity Brands Lighting | Holophane | HZL1N L46 3000LM L/LENS MVOLT 50K 90 CRI XXXXXXX XXXX | Indoor Luminaires | Linear Ambient | Direct Linear Ambient Luminaires | Standard | FALSE | [9 empty] | 42465 | Dimmable | Continuous Below 10 | No |  | 3.1 | 3140.81 | 94.63 | 33.19 | 19.78 | 0.91 | 5000 | 90
P5AZU6M1 | Acuity Brands Lighting | Lithonia Lighting | ZL1N L48 3000LM L/LENS MVOLT 50K 90 CRI XXXXXXX XXXX | Indoor Luminaires | Linear Ambient | Direct Linear Ambient Luminaires | Standard | FALSE | [9 empty] | 42465 | Dimmable | Continuous Below 10 | No |  | 3.1 | 3140.81 | 94.63 | 33.19 | 19.78 | 0.91 | 5000 | 90
PN2V8C5Z | Acuity Brands Lighting | Lithonia Lighting | ZL1N L46 3000LM FST MVOLT 50K 90 CRI XXXXXXX XXXX | Indoor Luminaires | Linear Ambient | Direct Linear Ambient Luminaires | Standard | FALSE | [9 empty] | 42465 | Dimmable | Continuous Below 10 | No |  | 3.1 | 2894.84 | 87.22 | 33.19 | 19.78 | 0.91 | 5000 | 90
PJZ31G42 | Acuity Brands Lighting | Holophane | HZL1N L48 3000LM FST MVOLT 50K 90 CRI XXXXXXX XXXX | Indoor Luminaires | Linear Ambient | Direct Linear Ambient Luminaires | Standard | FALSE | [9 empty] | 42465 | Dimmable | Continuous Below 10 | No |  | 3.1 | 2894.84 | 87.22 | 33.19 | 19.78 | 0.91 | 5000 | 90
PBNH2HPH | Acuity Brands Lighting | Lithonia Lighting | ZL1N L48 3000LM FST MVOLT 50K 90 CRI XXXXXXX XXXX | Indoor Luminaires | Linear Ambient | Direct Linear Ambient Luminaires | Standard | FALSE | [9 empty] | 42465 | Dimmable | Continuous Below 10 | No |  | 3.1 | 2894.84 | 87.22 | 33.19 | 19.78 | 0.91 | 5000 | 90
P5XDEEN1 | Acuity Brands Lighting | Holophane | HZL1N L46 3000LM FST MVOLT 50K 90 CRI XXXXXXX XXXX | Indoor Luminaires | Linear Ambient | Direct Linear Ambient Luminaires | Standard | FALSE | [9 empty] | 42465 | Dimmable | Continuous Below 10 | No |  | 3.1 | 2894.84 | 87.22 | 33.19 | 19.78 | 0.91 | 5000 | 90
PVJU6SG1 | Acuity Brands Lighting | Holophane | HZL1D L24 2500LM FST MVOLT 50K 90 CRI XXXXXXX XXXX | Indoor Luminaires | Linear Ambient | Direct Linear Ambient Luminaires | Standard | FALSE | [9 empty] | 42465 | Dimmable | Continuous Below 10 | No |  | 3.1 | 2338.91 | 104.65 | 22.35 | 19.78 | 0.91 | 5000 | 90
PQC9CDUV | Acuity Brands Lighting | Lithonia Lighting | ZL1D L24 2500LM FST MVOLT 50K 90 CRI XXXXXXX XXXX | Indoor Luminaires | Linear Ambient | Direct Linear Ambient Luminaires | Standard | FALSE | [9 empty] | 42465 | Dimmable | Continuous Below 10 | No |  | 3.1 | 2338.91 | 104.65 | 22.35 | 19.78 | 0.91 | 5000 | 90
PHN7RB12 | Acuity Brands Lighting | Holophane | HZL1N L24 2500LM L/LENS MVOLT 50K 90 CRI XXXXXXX XXXX | Indoor Luminaires | Linear Ambient | Direct Linear Ambient Luminaires | Standard | FALSE | [9 empty] | 42465 | Dimmable | Continuous Below 10 | No |  | 3.1 | 2240.16 | 100.23 | 22.35 | 19.78 | 0.91 | 5000 | 90
PB8D55V7 | Acuity Brands Lighting | Lithonia Lighting | ZL1N L24 2500LM L/LENS MVOLT 50K 90 CRI XXXXXXX XXXX | Indoor Luminaires | Linear Ambient | Direct Linear Ambient Luminaires | Standard | FALSE | [9 empty] | 42465 | Dimmable | Continuous Below 10 | No |  | 3.1 | 2240.16 | 100.23 | 22.35 | 19.78 | 0.91 | 5000 | 90
PUYZZJUT | Acuity Brands Lighting | Lithonia Lighting | ZL1N L24 2500LM FST MVOLT 50K 90 CRI XXXXXXX XXXX | Indoor Luminaires | Linear Ambient | Direct Linear Ambient Luminaires | Standard | FALSE | [9 empty] | 42465 | Dimmable | Continuous Below 10 | No |  | 3.1 | 2064.73 | 92.38 | 22.35 | 19.78 | 0.91 | 5000 | 90
PK3PWDEP | Acuity Brands Lighting | Holophane | HZL1N L24 2500LM FST MVOLT 50K 90 CRI XXXXXXX XXXX | Indoor Luminaires | Linear Ambient | Direct Linear Ambient Luminaires | Standard | FALSE | [9 empty] | 42465 | Dimmable | Continuous Below 10 | No |  | 3.1 | 2064.73 | 92.38 | 22.35 | 19.78 | 0.91 | 5000 | 90
PWDVVDG9 | Acuity Brands Lighting | Holophane | HZL1D L24 1500LM FST MVOLT 50K 90 CRI XXXXXXX XXXX | Indoor Luminaires | Linear Ambient | Direct Linear Ambient Luminaires | Standard | FALSE | [9 empty] | 42465 | Dimmable | Continuous Below 10 | No |  | 3.1 | 1723.68 | 97.38 | 17.7 | 19.78 | 0.91 | 5000 | 90
P3828H3E | Acuity Brands Lighting | Lithonia Lighting | ZL1D L24 1500LM FST MVOLT 50K 90 CRI XXXXXXX XXXX | Indoor Luminaires | Linear Ambient | Direct Linear Ambient Luminaires | Standard | FALSE | [9 empty] | 42465 | Dimmable | Continuous Below 10 | No |  | 3.1 | 1723.68 | 97.38 | 17.7 | 19.78 | 0.91 | 5000 | 90
PWQ9KCAC | Acuity Brands Lighting | Lithonia Lighting | ZL1N L24 1500LM L/LENS MVOLT 50K 90 CRI XXXXXXX XXXX | Indoor Luminaires | Linear Ambient | Direct Linear Ambient Luminaires | Standard | FALSE | [9 empty] | 42465 | Dimmable | Continuous Below 10 | No |  | 3.1 | 1650.9 | 92.75 | 17.8 | 19.78 | 0.91 | 5000 | 90
PPVFTRHY | Acuity Brands Lighting | Holophane | HZL1N L24 1500LM L/LENS MVOLT 50K 90 CRI XXXXXXX XXXX | Indoor Luminaires | Linear Ambient | Direct Linear Ambient Luminaires | Standard | FALSE | [9 empty] | 42465 | Dimmable | Continuous Below 10 | No |  | 3.1 | 1650.9 | 92.75 | 17.8 | 19.78 | 0.91 | 5000 | 90
PD5PTXQ1 | Acuity Brands Lighting | Lithonia Lighting | ZL1N L24 1500LM FST MVOLT 50K 90 CRI XXXXXXX XXXX | Indoor Luminaires | Linear Ambient | Direct Linear Ambient Luminaires | Standard | FALSE | [9 empty] | 42465 | Dimmable | Continuous Below 10 | No |  | 3.1 | 1521.62 | 85.48 | 17.8 | 19.78 | 0.91 | 5000 | 90
P9ZCMFWH | Acuity Brands Lighting | Holophane | HZL1N L24 1500LM FST MVOLT 50K 90 CRI XXXXXXX XXXX | Indoor Luminaires | Linear Ambient | Direct Linear Ambient Luminaires | Standard | FALSE | [9 empty] | 42465 | Dimmable | Continuous Below 10 | No |  | 3.1 | 1521.62 | 85.48 | 17.8 | 19.78 | 0.91 | 5000 | 90
PPVGB55K | Acuity Brands Lighting | Lithonia Lighting | ZL1N L46 5000LM FST MVOLT 50K 80 CRI XXXXXXX XXXX | Indoor Luminaires | Linear Ambient | Direct Linear Ambient Luminaires | Standard | FALSE | [9 empty] | 42465 | Dimmable | Continuous Below 10 | No |  | 3.1 | 4894.18 | 117.23 | 41.75 | 19.78 | 0.91 | 5000 | 80
PC1QHGW6 | Acuity Brands Lighting | Holophane | HZL1N L46 5000LM FST MVOLT 50K 80 CRI XXXXXXX XXXX | Indoor Luminaires | Linear Ambient | Direct Linear Ambient Luminaires | Standard | FALSE | [9 empty] | 42465 | Dimmable | Continuous Below 10 | No |  | 3.1 | 4894.18 | 117.23 | 41.75 | 19.78 | 0.91 | 5000 | 80
P656J99A | Acuity Brands Lighting | Lithonia Lighting | ZL1N L48 5000LM FST MVOLT 50K 80 CRI XXXXXXX XXXX | Indoor Luminaires | Linear Ambient | Direct Linear Ambient Luminaires | Standard | FALSE | [9 empty] | 42465 | Dimmable | Continuous Below 10 | No |  | 3.1 | 4894.18 | 117.23 | 41.75 | 19.78 | 0.91 | 5000 | 80
P3EVUKJ5 | Acuity Brands Lighting | Holophane | HZL1N L48 5000LM FST MVOLT 50K 80 CRI XXXXXXX XXXX | Indoor Luminaires | Linear Ambient | Direct Linear Ambient Luminaires | Standard | FALSE | [9 empty] | 42465 | Dimmable | Continuous Below 10 | No |  | 3.1 | 4894.18 | 117.23 | 41.75 | 19.78 | 0.91 | 5000 | 80
PVX73WM1 | Acuity Brands Lighting | Holophane | HZL1D L24 3500LM FST MVOLT 50K 80 CRI XXXXXXX XXXX | Indoor Luminaires | Linear Ambient | Direct Linear Ambient Luminaires | Standard | FALSE | [9 empty] | 42465 | Dimmable | Continuous Below 10 | No |  | 3.1 | 4449.62 | 114.62 | 38.82 | 19.78 | 0.91 | 5000 | 80
PBS64TWS | Acuity Brands Lighting | Lithonia Lighting | ZL1D L24 3500LM FST MVOLT 50K 80 CRI XXXXXXX XXXX | Indoor Luminaires | Linear Ambient | Direct Linear Ambient Luminaires | Standard | FALSE | [9 empty] | 42465 | Dimmable | Continuous Below 10 | No |  | 3.1 | 4449.62 | 114.62 | 38.82 | 19.78 | 0.91 | 5000 | 80
PJR5FZYM | Acuity Brands Lighting | Lithonia Lighting | ZL1N L24 3500LM L/LENS MVOLT 50K 80 CRI XXXXXXX XXXX | Indoor Luminaires | Linear Ambient | Direct Linear Ambient Luminaires | Standard | FALSE | [9 empty] | 42465 | Dimmable | Continuous Below 10 | No |  | 3.1 | 4261.75 | 109.78 | 38.82 | 19.78 | 0.91 | 5000 | 80
P1HPQEVM | Acuity Brands Lighting | Holophane | HZL1N L24 3500LM L/LENS MVOLT 50K 80 CRI XXXXXXX XXXX | Indoor Luminaires | Linear Ambient | Direct Linear Ambient Luminaires | Standard | FALSE | [9 empty] | 42465 | Dimmable | Continuous Below 10 | No |  | 3.1 | 4261.75 | 109.78 | 38.82 | 19.78 | 0.91 | 5000 | 80
PBREK2QB | Acuity Brands Lighting | Holophane | HZL1D L48 3000LM FST MVOLT 50K 80 CRI XXXXXXX XXXX | Indoor Luminaires | Linear Ambient | Direct Linear Ambient Luminaires | Standard | FALSE | [9 empty] | 42465 | Dimmable | Continuous Below 10 | No |  | 3.1 | 4073.46 | 122.73 | 33.19 | 19.78 | 0.91 | 5000 | 80
P3AKJC15 | Acuity Brands Lighting | Lithonia Lighting | ZL1D L48 3000LM FST MVOLT 50K 80 CRI XXXXXXX XXXX | Indoor Luminaires | Linear Ambient | Direct Linear Ambient Luminaires | Standard | FALSE | [9 empty] | 42465 | Dimmable | Continuous Below 10 | No |  | 3.1 | 4073.46 | 122.73 | 33.19 | 19.78 | 0.91 | 5000 | 80
PEV11ETM | Acuity Brands Lighting | Holophane | HZL1N L24 3500LM FST MVOLT 50K 80 CRI XXXXXXX XXXX | Indoor Luminaires | Linear Ambient | Direct Linear Ambient Luminaires | Standard | FALSE | [9 empty] | 42465 | Dimmable | Continuous Below 10 | No |  | 3.1 | 3928.01 | 101.19 | 38.82 | 19.78 | 0.91 | 5000 | 80
P5UP9HCM | Acuity Brands Lighting | Lithonia Lighting | ZL1N L24 3500LM FST MVOLT 50K 80 CRI XXXXXXX XXXX | Indoor Luminaires | Linear Ambient | Direct Linear Ambient Luminaires | Standard | FALSE | [9 empty] | 42465 | Dimmable | Continuous Below 10 | No |  | 3.1 | 3928.01 | 101.19 | 38.82 | 19.78 | 0.91 | 5000 | 80
PZZ9U89R | Acuity Brands Lighting | Lithonia Lighting | ZL1N L46 3000LM L/LENS MVOLT 50K 80 CRI XXXXXXX XXXX | Indoor Luminaires | Linear Ambient | Direct Linear Ambient Luminaires | Standard | FALSE | [9 empty] | 42465 | Dimmable | Continuous Below 10 | No |  | 3.1 | 3901.47 | 117.55 | 33.19 | 19.78 | 0.91 | 5000 | 80
PXWC3RCV | Acuity Brands Lighting | Lithonia Lighting | ZL1N L48 3000LM L/LENS MVOLT 50K 80 CRI XXXXXXX XXXX | Indoor Luminaires | Linear Ambient | Direct Linear Ambient Luminaires | Standard | FALSE | [9 empty] | 42465 | Dimmable | Continuous Below 10 | No |  | 3.1 | 3901.47 | 117.55 | 33.19 | 19.78 | 0.91 | 5000 | 80
PMM2H7SU | Acuity Brands Lighting | Holophane | HZL1N L46 3000LM L/LENS MVOLT 50K 80 CRI XXXXXXX XXXX | Indoor Luminaires | Linear Ambient | Direct Linear Ambient Luminaires | Standard | FALSE | [9 empty] | 42465 | Dimmable | Continuous Below 10 | No |  | 3.1 | 3901.47 | 117.55 | 33.19 | 19.78 | 0.91 | 5000 | 80
PCG4RSCK | Acuity Brands Lighting | Holophane | HZL1N L48 3000LM L/LENS MVOLT 50K 80 CRI XXXXXXX XXXX | Indoor Luminaires | Linear Ambient | Direct Linear Ambient Luminaires | Standard | FALSE | [9 empty] | 42465 | Dimmable | Continuous Below 10 | No |  | 3.1 | 3901.47 | 117.55 | 33.19 | 19.78 | 0.91 | 5000 | 80
PTB9NVZ1 | Acuity Brands Lighting | Lithonia Lighting | ZL1F L48 4500LM MDD MVOLT 50K 80 CRI XXXXXXX XXXX | Indoor Luminaires | Linear Ambient | Direct Linear Ambient Luminaires | Standard | FALSE | [9 empty] | 42465 | Dimmable | Continuous Below 10 | No |  | 3.1 | 3853.92 | 92.44 | 41.69 | 19.78 | 0.91 | 5000 | 80
PZNV53K3 | Acuity Brands Lighting | Lithonia Lighting | ZL1N L48 3000LM FST MVOLT 50K 80 CRI XXXXXXX XXXX | Indoor Luminaires | Linear Ambient | Direct Linear Ambient Luminaires | Standard | FALSE | [9 empty] | 42465 | Dimmable | Continuous Below 10 | No |  | 3.1 | 3595.94 | 108.34 | 33.19 | 19.78 | 0.91 | 5000 | 80
PWETSMRM | Acuity Brands Lighting | Holophane | HZL1N L46 3000LM FST MVOLT 50K 80 CRI XXXXXXX XXXX | Indoor Luminaires | Linear Ambient | Direct Linear Ambient Luminaires | Standard | FALSE | [9 empty] | 42465 | Dimmable | Continuous Below 10 | No |  | 3.1 | 3595.94 | 108.34 | 33.19 | 19.78 | 0.91 | 5000 | 80
PMS4HN44 | Acuity Brands Lighting | Lithonia Lighting | ZL1N L46 3000LM FST MVOLT 50K 80 CRI XXXXXXX XXXX | Indoor Luminaires | Linear Ambient | Direct Linear Ambient Luminaires | Standard | FALSE | [9 empty] | 42465 | Dimmable | Continuous Below 10 | No |  | 3.1 | 3595.94 | 108.34 | 33.19 | 19.78 | 0.91 | 5000 | 80
P16AYS6S | Acuity Brands Lighting | Holophane | HZL1N L48 3000LM FST MVOLT 50K 80 CRI XXXXXXX XXXX | Indoor Luminaires | Linear Ambient | Direct Linear Ambient Luminaires | Standard | FALSE | [9 empty] | 42465 | Dimmable | Continuous Below 10 | No |  | 3.1 | 3595.94 | 108.34 | 33.19 | 19.78 | 0.91 | 5000 | 80
PWVT9Q6B | Acuity Brands Lighting | Lithonia Lighting | ZL1D L24 2500LM FST MVOLT 50K 80 CRI XXXXXXX XXXX | Indoor Luminaires | Linear Ambient | Direct Linear Ambient Luminaires | Standard | FALSE | [9 empty] | 42465 | Dimmable | Continuous Below 10 | No |  | 3.1 | 2832 | 126.71 | 22.35 | 19.78 | 0.91 | 5000 | 80
PDU2V1RM | Acuity Brands Lighting | Holophane | HZL1D L24 2500LM FST MVOLT 50K 80 CRI XXXXXXX XXXX | Indoor Luminaires | Linear Ambient | Direct Linear Ambient Luminaires | Standard | FALSE | [9 empty] | 42465 | Dimmable | Continuous Below 10 | No |  | 3.1 | 2832 | 126.71 | 22.35 | 19.78 | 0.91 | 5000 | 80
PMCA83N9 | Acuity Brands Lighting | Lithonia Lighting | ZL1F L48 3000LM MDD MVOLT 50K 80 CRI XXXXXXX XXXX | Indoor Luminaires | Linear Ambient | Direct Linear Ambient Luminaires | Standard | FALSE | [9 empty] | 42465 | Dimmable | Continuous Below 10 | No |  | 3.1 | 2771.42 | 86.18 | 32.16 | 19.78 | 0.91 | 5000 | 80
PY2M6U8P | Acuity Brands Lighting | Holophane | HZL1N L24 2500LM L/LENS MVOLT 50K 80 CRI XXXXXXX XXXX | Indoor Luminaires | Linear Ambient | Direct Linear Ambient Luminaires | Standard | FALSE | [9 empty] | 42465 | Dimmable | Continuous Below 10 | No |  | 3.1 | 2712.43 | 121.36 | 22.35 | 19.78 | 0.91 | 5000 | 80
P3YDS7JA | Acuity Brands Lighting | Lithonia Lighting | ZL1N L24 2500LM L/LENS MVOLT 50K 80 CRI XXXXXXX XXXX | Indoor Luminaires | Linear Ambient | Direct Linear Ambient Luminaires | Standard | FALSE | [9 empty] | 42465 | Dimmable | Continuous Below 10 | No |  | 3.1 | 2712.43 | 121.36 | 22.35 | 19.78 | 0.91 | 5000 | 80
PVSK81E6 | Acuity Brands Lighting | Holophane | HZL1N L24 2500LM FST MVOLT 50K 80 CRI XXXXXXX XXXX | Indoor Luminaires | Linear Ambient | Direct Linear Ambient Luminaires | Standard | FALSE | [9 empty] | 42465 | Dimmable | Continuous Below 10 | No |  | 3.1 | 2500.02 | 111.86 | 22.35 | 19.78 | 0.91 | 5000 | 80
PF7BCZHC | Acuity Brands Lighting | Lithonia Lighting | ZL1N L24 2500LM FST MVOLT 50K 80 CRI XXXXXXX XXXX | Indoor Luminaires | Linear Ambient | Direct Linear Ambient Luminaires | Standard | FALSE | [9 empty] | 42465 | Dimmable | Continuous Below 10 | No |  | 3.1 | 2500.02 | 111.86 | 22.35 | 19.78 | 0.91 | 5000 | 80
PK5A6QX9 | Acuity Brands Lighting | Lithonia Lighting | ZL1D L24 1500LM FST MVOLT 50K 80 CRI XXXXXXX XXXX | Indoor Luminaires | Linear Ambient | Direct Linear Ambient Luminaires | Standard | FALSE | [9 empty] | 42465 | Dimmable | Continuous Below 10 | No |  | 3.1 | 2141.13 | 120.97 | 17.7 | 19.78 | 0.91 | 5000 | 80
P14GK8DV | Acuity Brands Lighting | Holophane | HZL1D L24 1500LM FST MVOLT 50K 80 CRI XXXXXXX XXXX | Indoor Luminaires | Linear Ambient | Direct Linear Ambient Luminaires | Standard | FALSE | [9 empty] | 42465 | Dimmable | Continuous Below 10 | No |  | 3.1 | 2141.13 | 120.97 | 17.7 | 19.78 | 0.91 | 5000 | 80
PW93MPEC | Acuity Brands Lighting | Lithonia Lighting | ZL1N L24 1500LM L/LENS MVOLT 50K 80 CRI XXXXXXX XXXX | Indoor Luminaires | Linear Ambient | Direct Linear Ambient Luminaires | Standard | FALSE | [9 empty] | 42465 | Dimmable | Continuous Below 10 | No |  | 3.1 | 2050.73 | 115.21 | 17.8 | 19.78 | 0.91 | 5000 | 80
PUQVFG7Q | Acuity Brands Lighting | Holophane | HZL1N L24 1500LM L/LENS MVOLT 50K 80 CRI XXXXXXX XXXX | Indoor Luminaires | Linear Ambient | Direct Linear Ambient Luminaires | Standard | FALSE | [9 empty] | 42465 | Dimmable | Continuous Below 10 | No |  | 3.1 | 2050.73 | 115.21 | 17.8 | 19.78 | 0.91 | 5000 | 80
PW15N248 | Acuity Brands Lighting | Lithonia Lighting | ZL1F L24 2250LM MDD MVOLT 50K 80 CRI XXXXXXX XXXX | Indoor Luminaires | Linear Ambient | Direct Linear Ambient Luminaires | Standard | FALSE | [9 empty] | 42465 | Dimmable | Continuous Below 10 | No |  | 3.1 | 1894.6 | 84.09 | 22.53 | 19.78 | 0.91 | 5000 | 80
PS25S5PF | Acuity Brands Lighting | Holophane | HZL1N L24 1500LM FST MVOLT 50K 80 CRI XXXXXXX XXXX | Indoor Luminaires | Linear Ambient | Direct Linear Ambient Luminaires | Standard | FALSE | [9 empty] | 42465 | Dimmable | Continuous Below 10 | No |  | 3.1 | 1890.13 | 106.19 | 17.8 | 19.78 | 0.91 | 5000 | 80
P4KMYVB7 | Acuity Brands Lighting | Lithonia Lighting | ZL1N L24 1500LM FST MVOLT 50K 80 CRI XXXXXXX XXXX | Indoor Luminaires | Linear Ambient | Direct Linear Ambient Luminaires | Standard | FALSE | [9 empty] | 42465 | Dimmable | Continuous Below 10 | No |  | 3.1 | 1890.13 | 106.19 | 17.8 | 19.78 | 0.91 | 5000 | 80
PZW25128 | Acuity Brands Lighting | Holophane | HZL1D L48 5000LM FST MVOLT 40K 90 CRI XXXXXXX XXXX | Indoor Luminaires | Linear Ambient | Direct Linear Ambient Luminaires | Standard | FALSE | [9 empty] | 42465 | Dimmable | Continuous Below 10 | No |  | 3.1 | 4523.26 | 108.34 | 41.75 | 19.78 | 0.91 | 4000 | 90
PQJ6MEPY | Acuity Brands Lighting | Lithonia Lighting | ZL1D L48 5000LM FST MVOLT 40K 90 CRI XXXXXXX XXXX | Indoor Luminaires | Linear Ambient | Direct Linear Ambient Luminaires | Standard | FALSE | [9 empty] | 42465 | Dimmable | Continuous Below 10 | No |  | 3.1 | 4523.26 | 108.34 | 41.75 | 19.78 | 0.91 | 4000 | 90
PEZSZ2PR | Acuity Brands Lighting | Lithonia Lighting | ZL1N L48 5000LM L/LENS MVOLT 40K 90 CRI XXXXXXX XXXX | Indoor Luminaires | Linear Ambient | Direct Linear Ambient Luminaires | Standard | FALSE | [9 empty] | 42465 | Dimmable | Continuous Below 10 | No |  | 3.1 | 4332.29 | 103.77 | 41.75 | 19.78 | 0.91 | 4000 | 90
P5G9TXT6 | Acuity Brands Lighting | Lithonia Lighting | ZL1N L46 5000LM L/LENS MVOLT 40K 90 CRI XXXXXXX XXXX | Indoor Luminaires | Linear Ambient | Direct Linear Ambient Luminaires | Standard | FALSE | [9 empty] | 42465 | Dimmable | Continuous Below 10 | No |  | 3.1 | 4332.29 | 103.77 | 41.75 | 19.78 | 0.91 | 4000 | 90
P2S8A7U5 | Acuity Brands Lighting | Holophane | HZL1N L46 5000LM L/LENS MVOLT 40K 90 CRI XXXXXXX XXXX | Indoor Luminaires | Linear Ambient | Direct Linear Ambient Luminaires | Standard | FALSE | [9 empty] | 42465 | Dimmable | Continuous Below 10 | No |  | 3.1 | 4332.29 | 103.77 | 41.75 | 19.78 | 0.91 | 4000 | 90
P11VN6BX | Acuity Brands Lighting | Holophane | HZL1N L48 5000LM L/LENS MVOLT 40K 90 CRI XXXXXXX XXXX | Indoor Luminaires | Linear Ambient | Direct Linear Ambient Luminaires | Standard | FALSE | [9 empty] | 42465 | Dimmable | Continuous Below 10 | No |  | 3.1 | 4332.29 | 103.77 | 41.75 | 19.78 | 0.91 | 4000 | 90
PDZMKWB9 | Acuity Brands Lighting | Lithonia Lighting | ZL1N L48 5000LM FST MVOLT 40K 90 CRI XXXXXXX XXXX | Indoor Luminaires | Linear Ambient | Direct Linear Ambient Luminaires | Standard | FALSE | [9 empty] | 42465 | Dimmable | Continuous Below 10 | No |  | 3.1 | 3993.02 | 95.64 | 41.75 | 19.78 | 0.91 | 4000 | 90
PDWM4V54 | Acuity Brands Lighting | Lithonia Lighting | ZL1N L46 5000LM FST MVOLT 40K 90 CRI XXXXXXX XXXX | Indoor Luminaires | Linear Ambient | Direct Linear Ambient Luminaires | Standard | FALSE | [9 empty] | 42465 | Dimmable | Continuous Below 10 | No |  | 3.1 | 3993.02 | 95.64 | 41.75 | 19.78 | 0.91 | 4000 | 90
P63QHZ6M | Acuity Brands Lighting | Holophane | HZL1N L48 5000LM FST MVOLT 40K 90 CRI XXXXXXX XXXX | Indoor Luminaires | Linear Ambient | Direct Linear Ambient Luminaires | Standard | FALSE | [9 empty] | 42465 | Dimmable | Continuous Below 10 | No |  | 3.1 | 3993.02 | 95.64 | 41.75 | 19.78 | 0.91 | 4000 | 90
P4QYWAG6 | Acuity Brands Lighting | Holophane | HZL1N L46 5000LM FST MVOLT 40K 90 CRI XXXXXXX XXXX | Indoor Luminaires | Linear Ambient | Direct Linear Ambient Luminaires | Standard | FALSE | [9 empty] | 42465 | Dimmable | Continuous Below 10 | No |  | 3.1 | 3993.02 | 95.64 | 41.75 | 19.78 | 0.91 | 4000 | 90
PSDJCFWN | Acuity Brands Lighting | Holophane | HZL1D L24 3500LM FST MVOLT 40K 90 CRI XXXXXXX XXXX | Indoor Luminaires | Linear Ambient | Direct Linear Ambient Luminaires | Standard | FALSE | [9 empty] | 42465 | Dimmable | Continuous Below 10 | No |  | 3.1 | 3630.31 | 93.52 | 38.82 | 19.78 | 0.91 | 4000 | 90
PH1N12UC | Acuity Brands Lighting | Lithonia Lighting | ZL1D L24 3500LM FST MVOLT 40K 90 CRI XXXXXXX XXXX | Indoor Luminaires | Linear Ambient | Direct Linear Ambient Luminaires | Standard | FALSE | [9 empty] | 42465 | Dimmable | Continuous Below 10 | No |  | 3.1 | 3630.31 | 93.52 | 38.82 | 19.78 | 0.91 | 4000 | 90
PBYZ3QSP | Acuity Brands Lighting | Lithonia Lighting | ZL1N L24 3500LM L/LENS MVOLT 40K 90 CRI XXXXXXX XXXX | Indoor Luminaires | Linear Ambient | Direct Linear Ambient Luminaires | Standard | FALSE | [9 empty] | 42465 | Dimmable | Continuous Below 10 | No |  | 3.1 | 3477.04 | 89.57 | 38.82 | 19.78 | 0.91 | 4000 | 90
P99P4CDT | Acuity Brands Lighting | Holophane | HZL1N L24 3500LM L/LENS MVOLT 40K 90 CRI XXXXXXX XXXX | Indoor Luminaires | Linear Ambient | Direct Linear Ambient Luminaires | Standard | FALSE | [9 empty] | 42465 | Dimmable | Continuous Below 10 | No |  | 3.1 | 3477.04 | 89.57 | 38.82 | 19.78 | 0.91 | 4000 | 90
P6TC27M3 | Acuity Brands Lighting | Holophane | HZL1D L48 3000LM FST MVOLT 40K 90 CRI XXXXXXX XXXX | Indoor Luminaires | Linear Ambient | Direct Linear Ambient Luminaires | Standard | FALSE | [9 empty] | 42465 | Dimmable | Continuous Below 10 | No |  | 3.1 | 3240.83 | 97.64 | 33.19 | 19.78 | 0.91 | 4000 | 90
P1FXP5FR | Acuity Brands Lighting | Lithonia Lighting | ZL1D L48 3000LM FST MVOLT 40K 90 CRI XXXXXXX XXXX | Indoor Luminaires | Linear Ambient | Direct Linear Ambient Luminaires | Standard | FALSE | [9 empty] | 42465 | Dimmable | Continuous Below 10 | No |  | 3.1 | 3240.83 | 97.64 | 33.19 | 19.78 | 0.91 | 4000 | 90
PN9FKZXU | Acuity Brands Lighting | Holophane | HZL1N L46 3000LM L/LENS MVOLT 40K 90 CRI XXXXXXX XXXX | Indoor Luminaires | Linear Ambient | Direct Linear Ambient Luminaires | Standard | FALSE | [9 empty] | 42465 | Dimmable | Continuous Below 10 | No |  | 3.1 | 3104 | 93.52 | 33.19 | 19.78 | 0.91 | 4000 | 90
PMGTG8Y8 | Acuity Brands Lighting | Lithonia Lighting | ZL1N L46 3000LM L/LENS MVOLT 40K 90 CRI XXXXXXX XXXX | Indoor Luminaires | Linear Ambient | Direct Linear Ambient Luminaires | Standard | FALSE | [9 empty] | 42465 | Dimmable | Continuous Below 10 | No |  | 3.1 | 3104 | 93.52 | 33.19 | 19.78 | 0.91 | 4000 | 90
P8NH4D58 | Acuity Brands Lighting | Holophane | HZL1N L48 3000LM L/LENS MVOLT 40K 90 CRI XXXXXXX XXXX | Indoor Luminaires | Linear Ambient | Direct Linear Ambient Luminaires | Standard | FALSE | [9 empty] | 42465 | Dimmable | Continuous Below 10 | No |  | 3.1 | 3104 | 93.52 | 33.19 | 19.78 | 0.91 | 4000 | 90
P6XNA7FD | Acuity Brands Lighting | Lithonia Lighting | ZL1N L48 3000LM L/LENS MVOLT 40K 90 CRI XXXXXXX XXXX | Indoor Luminaires | Linear Ambient | Direct Linear Ambient Luminaires | Standard | FALSE | [9 empty] | 42465 | Dimmable | Continuous Below 10 | No |  | 3.1 | 3104 | 93.52 | 33.19 | 19.78 | 0.91 | 4000 | 90
PWE2NARZ | Acuity Brands Lighting | Lithonia Lighting | ZL1N L46 3000LM FST MVOLT 40K 90 CRI XXXXXXX XXXX | Indoor Luminaires | Linear Ambient | Direct Linear Ambient Luminaires | Standard | FALSE | [9 empty] | 42465 | Dimmable | Continuous Below 10 | No |  | 3.1 | 2860.92 | 86.2 | 33.19 | 19.78 | 0.91 | 4000 | 90
PUCPBBTM | Acuity Brands Lighting | Holophane | HZL1N L46 3000LM FST MVOLT 40K 90 CRI XXXXXXX XXXX | Indoor Luminaires | Linear Ambient | Direct Linear Ambient Luminaires | Standard | FALSE | [9 empty] | 42465 | Dimmable | Continuous Below 10 | No |  | 3.1 | 2860.92 | 86.2 | 33.19 | 19.78 | 0.91 | 4000 | 90
PNZDC3VA | Acuity Brands Lighting | Lithonia Lighting | ZL1N L48 3000LM FST MVOLT 40K 90 CRI XXXXXXX XXXX | Indoor Luminaires | Linear Ambient | Direct Linear Ambient Luminaires | Standard | FALSE | [9 empty] | 42465 | Dimmable | Continuous Below 10 | No |  | 3.1 | 2860.92 | 86.2 | 33.19 | 19.78 | 0.91 | 4000 | 90
P5HFRGPD | Acuity Brands Lighting | Holophane | HZL1N L48 3000LM FST MVOLT 40K 90 CRI XXXXXXX XXXX | Indoor Luminaires | Linear Ambient | Direct Linear Ambient Luminaires | Standard | FALSE | [9 empty] | 42465 | Dimmable | Continuous Below 10 | No |  | 3.1 | 2860.92 | 86.2 | 33.19 | 19.78 | 0.91 | 4000 | 90
PMVZATX5 | Acuity Brands Lighting | Lithonia Lighting | ZL1D L24 2500LM FST MVOLT 40K 90 CRI XXXXXXX XXXX | Indoor Luminaires | Linear Ambient | Direct Linear Ambient Luminaires | Standard | FALSE | [9 empty] | 42465 | Dimmable | Continuous Below 10 | No |  | 3.1 | 2310.55 | 103.38 | 22.35 | 19.78 | 0.91 | 4000 | 90
PK1YTQAN | Acuity Brands Lighting | Holophane | HZL1D L24 2500LM FST MVOLT 40K 90 CRI XXXXXXX XXXX | Indoor Luminaires | Linear Ambient | Direct Linear Ambient Luminaires | Standard | FALSE | [9 empty] | 42465 | Dimmable | Continuous Below 10 | No |  | 3.1 | 2310.55 | 103.38 | 22.35 | 19.78 | 0.91 | 4000 | 90
PK3HGQS5 | Acuity Brands Lighting | Lithonia Lighting | ZL1N L24 2500LM L/LENS MVOLT 40K 90 CRI XXXXXXX XXXX | Indoor Luminaires | Linear Ambient | Direct Linear Ambient Luminaires | Standard | FALSE | [9 empty] | 42465 | Dimmable | Continuous Below 10 | No |  | 3.1 | 2212.99 | 99.02 | 22.35 | 19.78 | 0.91 | 4000 | 90
PBQR778E | Acuity Brands Lighting | Holophane | HZL1N L24 2500LM L/LENS MVOLT 40K 90 CRI XXXXXXX XXXX | Indoor Luminaires | Linear Ambient | Direct Linear Ambient Luminaires | Standard | FALSE | [9 empty] | 42465 | Dimmable | Continuous Below 10 | No |  | 3.1 | 2212.99 | 99.02 | 22.35 | 19.78 | 0.91 | 4000 | 90
PYPY43N3 | Acuity Brands Lighting | Lithonia Lighting | ZL1N L24 2500LM FST MVOLT 40K 90 CRI XXXXXXX XXXX | Indoor Luminaires | Linear Ambient | Direct Linear Ambient Luminaires | Standard | FALSE | [9 empty] | 42465 | Dimmable | Continuous Below 10 | No |  | 3.1 | 2039.69 | 91.26 | 22.35 | 19.78 | 0.91 | 4000 | 90
PVQ4DESR | Acuity Brands Lighting | Holophane | HZL1N L24 2500LM FST MVOLT 40K 90 CRI XXXXXXX XXXX | Indoor Luminaires | Linear Ambient | Direct Linear Ambient Luminaires | Standard | FALSE | [9 empty] | 42465 | Dimmable | Continuous Below 10 | No |  | 3.1 | 2039.69 | 91.26 | 22.35 | 19.78 | 0.91 | 4000 | 90
PU4NE9VZ | Acuity Brands Lighting | Holophane | HZL1D L24 1500LM FST MVOLT 40K 90 CRI XXXXXXX XXXX | Indoor Luminaires | Linear Ambient | Direct Linear Ambient Luminaires | Standard | FALSE | [9 empty] | 42465 | Dimmable | Continuous Below 10 | No |  | 3.1 | 1703.48 | 96.24 | 17.7 | 19.78 | 0.91 | 4000 | 90
PKGQXV6B | Acuity Brands Lighting | Lithonia Lighting | ZL1D L24 1500LM FST MVOLT 40K 90 CRI XXXXXXX XXXX | Indoor Luminaires | Linear Ambient | Direct Linear Ambient Luminaires | Standard | FALSE | [9 empty] | 42465 | Dimmable | Continuous Below 10 | No |  | 3.1 | 1703.48 | 96.24 | 17.7 | 19.78 | 0.91 | 4000 | 90
PJ4F1TM5 | Acuity Brands Lighting | Holophane | HZL1N L24 1500LM L/LENS MVOLT 40K 90 CRI XXXXXXX XXXX | Indoor Luminaires | Linear Ambient | Direct Linear Ambient Luminaires | Standard | FALSE | [9 empty] | 42465 | Dimmable | Continuous Below 10 | No |  | 3.1 | 1631.55 | 91.66 | 17.8 | 19.78 | 0.91 | 4000 | 90
PF1CG288 | Acuity Brands Lighting | Lithonia Lighting | ZL1N L24 1500LM L/LENS MVOLT 40K 90 CRI XXXXXXX XXXX | Indoor Luminaires | Linear Ambient | Direct Linear Ambient Luminaires | Standard | FALSE | [9 empty] | 42465 | Dimmable | Continuous Below 10 | No |  | 3.1 | 1631.55 | 91.66 | 17.8 | 19.78 | 0.91 | 4000 | 90
PS5WY1F1 | Acuity Brands Lighting | Lithonia Lighting | ZL1N L24 1500LM FST MVOLT 40K 90 CRI XXXXXXX XXXX | Indoor Luminaires | Linear Ambient | Direct Linear Ambient Luminaires | Standard | FALSE | [9 empty] | 42465 | Dimmable | Continuous Below 10 | No |  | 3.1 | 1503.78 | 84.48 | 17.8 | 19.78 | 0.91 | 4000 | 90
PU2UW1MT | Acuity Brands Lighting | Holophane | HZL1N L46 5000LM FST MVOLT 40K 80 CRI XXXXXXX XXXX | Indoor Luminaires | Linear Ambient | Direct Linear Ambient Luminaires | Standard | FALSE | [9 empty] | 42465 | Dimmable | Continuous Below 10 | No |  | 3.1 | 4852.71 | 116.23 | 41.75 | 19.78 | 0.91 | 4000 | 80
PTV6MTVV | Acuity Brands Lighting | Lithonia Lighting | ZL1N L46 5000LM FST MVOLT 40K 80 CRI XXXXXXX XXXX | Indoor Luminaires | Linear Ambient | Direct Linear Ambient Luminaires | Standard | FALSE | [9 empty] | 42465 | Dimmable | Continuous Below 10 | No |  | 3.1 | 4852.71 | 116.23 | 41.75 | 19.78 | 0.91 | 4000 | 80
PBX7JP3M | Acuity Brands Lighting | Holophane | HZL1N L48 5000LM FST MVOLT 40K 80 CRI XXXXXXX XXXX | Indoor Luminaires | Linear Ambient | Direct Linear Ambient Luminaires | Standard | FALSE | [9 empty] | 42465 | Dimmable | Continuous Below 10 | No |  | 3.1 | 4852.71 | 116.23 | 41.75 | 19.78 | 0.91 | 4000 | 80
PBT9FK5A | Acuity Brands Lighting | Lithonia Lighting | ZL1N L48 5000LM FST MVOLT 40K 80 CRI XXXXXXX XXXX | Indoor Luminaires | Linear Ambient | Direct Linear Ambient Luminaires | Standard | FALSE | [9 empty] | 42465 | Dimmable | Continuous Below 10 | No |  | 3.1 | 4852.71 | 116.23 | 41.75 | 19.78 | 0.91 | 4000 | 80
PZFTGJUQ | Acuity Brands Lighting | Holophane | HZL1D L24 3500LM FST MVOLT 40K 80 CRI XXXXXXX XXXX | Indoor Luminaires | Linear Ambient | Direct Linear Ambient Luminaires | Standard | FALSE | [9 empty] | 42465 | Dimmable | Continuous Below 10 | No |  | 3.1 | 4411.91 | 113.65 | 38.82 | 19.78 | 0.91 | 4000 | 80
PW8KHCE7 | Acuity Brands Lighting | Lithonia Lighting | ZL1D L24 3500LM FST MVOLT 40K 80 CRI XXXXXXX XXXX | Indoor Luminaires | Linear Ambient | Direct Linear Ambient Luminaires | Standard | FALSE | [9 empty] | 42465 | Dimmable | Continuous Below 10 | No |  | 3.1 | 4411.91 | 113.65 | 38.82 | 19.78 | 0.91 | 4000 | 80
PUQEVNNM | Acuity Brands Lighting | Holophane | HZL1N L24 3500LM L/LENS MVOLT 40K 80 CRI XXXXXXX XXXX | Indoor Luminaires | Linear Ambient | Direct Linear Ambient Luminaires | Standard | FALSE | [9 empty] | 42465 | Dimmable | Continuous Below 10 | No |  | 3.1 | 4225.63 | 108.85 | 38.82 | 19.78 | 0.91 | 4000 | 80
P6359SXC | Acuity Brands Lighting | Lithonia Lighting | ZL1N L24 3500LM L/LENS MVOLT 40K 80 CRI XXXXXXX XXXX | Indoor Luminaires | Linear Ambient | Direct Linear Ambient Luminaires | Standard | FALSE | [9 empty] | 42465 | Dimmable | Continuous Below 10 | No |  | 3.1 | 4225.63 | 108.85 | 38.82 | 19.78 | 0.91 | 4000 | 80
PEE6THFH | Acuity Brands Lighting | Lithonia Lighting | ZL1N L24 3500LM FST MVOLT 40K 80 CRI XXXXXXX XXXX | Indoor Luminaires | Linear Ambient | Direct Linear Ambient Luminaires | Standard | FALSE | [9 empty] | 42465 | Dimmable | Continuous Below 10 | No |  | 3.1 | 3894.72 | 100.33 | 38.82 | 19.78 | 0.91 | 4000 | 80
P63CWMD5 | Acuity Brands Lighting | Holophane | HZL1N L24 3500LM FST MVOLT 40K 80 CRI XXXXXXX XXXX | Indoor Luminaires | Linear Ambient | Direct Linear Ambient Luminaires | Standard | FALSE | [9 empty] | 42465 | Dimmable | Continuous Below 10 | No |  | 3.1 | 3894.72 | 100.33 | 38.82 | 19.78 | 0.91 | 4000 | 80
PDQPSHZ6 | Acuity Brands Lighting | Holophane | HZL1D L48 3000LM FST MVOLT 40K 80 CRI XXXXXXX XXXX | Indoor Luminaires | Linear Ambient | Direct Linear Ambient Luminaires | Standard | FALSE | [9 empty] | 42465 | Dimmable | Continuous Below 10 | No |  | 3.1 | 3894.12 | 117.33 | 33.19 | 19.78 | 0.91 | 4000 | 80
P75FJ9P3 | Acuity Brands Lighting | Lithonia Lighting | ZL1D L48 3000LM FST MVOLT 40K 80 CRI XXXXXXX XXXX | Indoor Luminaires | Linear Ambient | Direct Linear Ambient Luminaires | Standard | FALSE | [9 empty] | 42465 | Dimmable | Continuous Below 10 | No |  | 3.1 | 3894.12 | 117.33 | 33.19 | 19.78 | 0.91 | 4000 | 80
PJVENDX4 | Acuity Brands Lighting | Lithonia Lighting | ZL1F L48 4500LM MDD MVOLT 40K 80 CRI XXXXXXX XXXX | Indoor Luminaires | Linear Ambient | Direct Linear Ambient Luminaires | Standard | FALSE | [9 empty] | 42465 | Dimmable | Continuous Below 10 | No |  | 3.1 | 3821.26 | 91.66 | 41.69 | 19.78 | 0.91 | 4000 | 80
PZP81K3U | Acuity Brands Lighting | Holophane | HZL1N L46 3000LM L/LENS MVOLT 40K 80 CRI XXXXXXX XXXX | Indoor Luminaires | Linear Ambient | Direct Linear Ambient Luminaires | Standard | FALSE | [9 empty] | 42465 | Dimmable | Continuous Below 10 | No |  | 3.1 | 3729.71 | 112.37 | 33.19 | 19.78 | 0.91 | 4000 | 80
PTCHUCXW | Acuity Brands Lighting | Lithonia Lighting | ZL1N L48 3000LM L/LENS MVOLT 40K 80 CRI XXXXXXX XXXX | Indoor Luminaires | Linear Ambient | Direct Linear Ambient Luminaires | Standard | FALSE | [9 empty] | 42465 | Dimmable | Continuous Below 10 | No |  | 3.1 | 3729.71 | 112.37 | 33.19 | 19.78 | 0.91 | 4000 | 80
PH554R9Z | Acuity Brands Lighting | Lithonia Lighting | ZL1N L46 3000LM L/LENS MVOLT 40K 80 CRI XXXXXXX XXXX | Indoor Luminaires | Linear Ambient | Direct Linear Ambient Luminaires | Standard | FALSE | [9 empty] | 42465 | Dimmable | Continuous Below 10 | No |  | 3.1 | 3729.71 | 112.37 | 33.19 | 19.78 | 0.91 | 4000 | 80
P2CPGFQW | Acuity Brands Lighting | Holophane | HZL1N L48 3000LM L/LENS MVOLT 40K 80 CRI XXXXXXX XXXX | Indoor Luminaires | Linear Ambient | Direct Linear Ambient Luminaires | Standard | FALSE | [9 empty] | 42465 | Dimmable | Continuous Below 10 | No |  | 3.1 | 3729.71 | 112.37 | 33.19 | 19.78 | 0.91 | 4000 | 80
PNR6EPAG | Acuity Brands Lighting | Holophane | HZL1N L48 3000LM FST MVOLT 40K 80 CRI XXXXXXX XXXX | Indoor Luminaires | Linear Ambient | Direct Linear Ambient Luminaires | Standard | FALSE | [9 empty] | 42465 | Dimmable | Continuous Below 10 | No |  | 3.1 | 3437.63 | 103.57 | 33.19 | 19.78 | 0.91 | 4000 | 80
PKAR37KY | Acuity Brands Lighting | Lithonia Lighting | ZL1N L46 3000LM FST MVOLT 40K 80 CRI XXXXXXX XXXX | Indoor Luminaires | Linear Ambient | Direct Linear Ambient Luminaires | Standard | FALSE | [9 empty] | 42465 | Dimmable | Continuous Below 10 | No |  | 3.1 | 3437.63 | 103.57 | 33.19 | 19.78 | 0.91 | 4000 | 80
PK6K92S5 | Acuity Brands Lighting | Lithonia Lighting | ZL1N L48 3000LM FST MVOLT 40K 80 CRI XXXXXXX XXXX | Indoor Luminaires | Linear Ambient | Direct Linear Ambient Luminaires | Standard | FALSE | [9 empty] | 42465 | Dimmable | Continuous Below 10 | No |  | 3.1 | 3437.63 | 103.57 | 33.19 | 19.78 | 0.91 | 4000 | 80
P8MSC5XU | Acuity Brands Lighting | Holophane | HZL1N L46 3000LM FST MVOLT 40K 80 CRI XXXXXXX XXXX | Indoor Luminaires | Linear Ambient | Direct Linear Ambient Luminaires | Standard | FALSE | [9 empty] | 42465 | Dimmable | Continuous Below 10 | No |  | 3.1 | 3437.63 | 103.57 | 33.19 | 19.78 | 0.91 | 4000 | 80
PW91QZRJ | Acuity Brands Lighting | Holophane | HZL1D L24 2500LM FST MVOLT 40K 80 CRI XXXXXXX XXXX | Indoor Luminaires | Linear Ambient | Direct Linear Ambient Luminaires | Standard | FALSE | [9 empty] | 42465 | Dimmable | Continuous Below 10 | No |  | 3.1 | 2808 | 125.64 | 22.35 | 19.78 | 0.91 | 4000 | 80
PCZ7PNXZ | Acuity Brands Lighting | Lithonia Lighting | ZL1D L24 2500LM FST MVOLT 40K 80 CRI XXXXXXX XXXX | Indoor Luminaires | Linear Ambient | Direct Linear Ambient Luminaires | Standard | FALSE | [9 empty] | 42465 | Dimmable | Continuous Below 10 | No |  | 3.1 | 2808 | 125.64 | 22.35 | 19.78 | 0.91 | 4000 | 80
PX71UHJ3 | Acuity Brands Lighting | Holophane | HZL1N L24 2500LM L/LENS MVOLT 40K 80 CRI XXXXXXX XXXX | Indoor Luminaires | Linear Ambient | Direct Linear Ambient Luminaires | Standard | FALSE | [9 empty] | 42465 | Dimmable | Continuous Below 10 | No |  | 3.1 | 2689.45 | 120.33 | 22.35 | 19.78 | 0.91 | 4000 | 80
P5AGCYBY | Acuity Brands Lighting | Lithonia Lighting | ZL1N L24 2500LM L/LENS MVOLT 40K 80 CRI XXXXXXX XXXX | Indoor Luminaires | Linear Ambient | Direct Linear Ambient Luminaires | Standard | FALSE | [9 empty] | 42465 | Dimmable | Continuous Below 10 | No |  | 3.1 | 2689.45 | 120.33 | 22.35 | 19.78 | 0.91 | 4000 | 80
PUQKNYNY | Acuity Brands Lighting | Holophane | HZL1N L24 2500LM FST MVOLT 40K 80 CRI XXXXXXX XXXX | Indoor Luminaires | Linear Ambient | Direct Linear Ambient Luminaires | Standard | FALSE | [9 empty] | 42465 | Dimmable | Continuous Below 10 | No |  | 3.1 | 2478.83 | 110.91 | 22.35 | 19.78 | 0.91 | 4000 | 80
PRT17MHU | Acuity Brands Lighting | Lithonia Lighting | ZL1N L24 2500LM FST MVOLT 40K 80 CRI XXXXXXX XXXX | Indoor Luminaires | Linear Ambient | Direct Linear Ambient Luminaires | Standard | FALSE | [9 empty] | 42465 | Dimmable | Continuous Below 10 | No |  | 3.1 | 2478.83 | 110.91 | 22.35 | 19.78 | 0.91 | 4000 | 80
PP1VKT6R | Acuity Brands Lighting | Holophane | HZL1D L24 1500LM FST MVOLT 40K 80 CRI XXXXXXX XXXX | Indoor Luminaires | Linear Ambient | Direct Linear Ambient Luminaires | Standard | FALSE | [9 empty] | 42465 | Dimmable | Continuous Below 10 | No |  | 3.1 | 2046.87 | 115.64 | 17.7 | 19.78 | 0.91 | 4000 | 80
PMBS5WF2 | Acuity Brands Lighting | Lithonia Lighting | ZL1D L24 1500LM FST MVOLT 40K 80 CRI XXXXXXX XXXX | Indoor Luminaires | Linear Ambient | Direct Linear Ambient Luminaires | Standard | FALSE | [9 empty] | 42465 | Dimmable | Continuous Below 10 | No |  | 3.1 | 2046.87 | 115.64 | 17.7 | 19.78 | 0.91 | 4000 | 80
PK6TBANM | Acuity Brands Lighting | Lithonia Lighting | ZL1N L24 1500LM L/LENS MVOLT 40K 80 CRI XXXXXXX XXXX | Indoor Luminaires | Linear Ambient | Direct Linear Ambient Luminaires | Standard | FALSE | [9 empty] | 42465 | Dimmable | Continuous Below 10 | No |  | 3.1 | 1960.44 | 110.14 | 17.8 | 19.78 | 0.91 | 4000 | 80
PHEW336B | Acuity Brands Lighting | Holophane | HZL1N L24 1500LM L/LENS MVOLT 40K 80 CRI XXXXXXX XXXX | Indoor Luminaires | Linear Ambient | Direct Linear Ambient Luminaires | Standard | FALSE | [9 empty] | 42465 | Dimmable | Continuous Below 10 | No |  | 3.1 | 1960.44 | 110.14 | 17.8 | 19.78 | 0.91 | 4000 | 80
PP8H79PD | Acuity Brands Lighting | Holophane | HZL1N L24 1500LM FST MVOLT 40K 80 CRI XXXXXXX XXXX | Indoor Luminaires | Linear Ambient | Direct Linear Ambient Luminaires | Standard | FALSE | [9 empty] | 42465 | Dimmable | Continuous Below 10 | No |  | 3.1 | 1806.92 | 101.51 | 17.8 | 19.78 | 0.91 | 4000 | 80
P1EKAYRC | Acuity Brands Lighting | Lithonia Lighting | ZL1N L24 1500LM FST MVOLT 40K 80 CRI XXXXXXX XXXX | Indoor Luminaires | Linear Ambient | Direct Linear Ambient Luminaires | Standard | FALSE | [9 empty] | 42465 | Dimmable | Continuous Below 10 | No |  | 3.1 | 1806.92 | 101.51 | 17.8 | 19.78 | 0.91 | 4000 | 80
PFCGC5RY | Acuity Brands Lighting | Holophane | HZL1D L48 5000LM FST MVOLT 35K 90 CRI XXXXXXX XXXX | Indoor Luminaires | Linear Ambient | Direct Linear Ambient Luminaires | Standard | FALSE | [9 empty] | 42465 | Dimmable | Continuous Below 10 | No |  | 3.1 | 4395.13 | 105.27 | 41.75 | 19.78 | 0.91 | 3500 | 90
P4YHJD8S | Acuity Brands Lighting | Lithonia Lighting | ZL1D L48 5000LM FST MVOLT 35K 90 CRI XXXXXXX XXXX | Indoor Luminaires | Linear Ambient | Direct Linear Ambient Luminaires | Standard | FALSE | [9 empty] | 42465 | Dimmable | Continuous Below 10 | No |  | 3.1 | 4395.13 | 105.27 | 41.75 | 19.78 | 0.91 | 3500 | 90
PYAW97TS | Acuity Brands Lighting | Holophane | HZL1N L46 5000LM L/LENS MVOLT 35K 90 CRI XXXXXXX XXXX | Indoor Luminaires | Linear Ambient | Direct Linear Ambient Luminaires | Standard | FALSE | [9 empty] | 42465 | Dimmable | Continuous Below 10 | No |  | 3.1 | 4209.56 | 100.83 | 41.75 | 19.78 | 0.91 | 3500 | 90
PHH16HU1 | Acuity Brands Lighting | Lithonia Lighting | ZL1N L48 5000LM L/LENS MVOLT 35K 90 CRI XXXXXXX XXXX | Indoor Luminaires | Linear Ambient | Direct Linear Ambient Luminaires | Standard | FALSE | [9 empty] | 42465 | Dimmable | Continuous Below 10 | No |  | 3.1 | 4209.56 | 100.83 | 41.75 | 19.78 | 0.91 | 3500 | 90
PDFNTPH9 | Acuity Brands Lighting | Lithonia Lighting | ZL1N L46 5000LM L/LENS MVOLT 35K 90 CRI XXXXXXX XXXX | Indoor Luminaires | Linear Ambient | Direct Linear Ambient Luminaires | Standard | FALSE | [9 empty] | 42465 | Dimmable | Continuous Below 10 | No |  | 3.1 | 4209.56 | 100.83 | 41.75 | 19.78 | 0.91 | 3500 | 90
P32WV9Z4 | Acuity Brands Lighting | Holophane | HZL1N L48 5000LM L/LENS MVOLT 35K 90 CRI XXXXXXX XXXX | Indoor Luminaires | Linear Ambient | Direct Linear Ambient Luminaires | Standard | FALSE | [9 empty] | 42465 | Dimmable | Continuous Below 10 | No |  | 3.1 | 4209.56 | 100.83 | 41.75 | 19.78 | 0.91 | 3500 | 90
PUT6GGUQ | Acuity Brands Lighting | Holophane | HZL1N L46 5000LM FST MVOLT 35K 90 CRI XXXXXXX XXXX | Indoor Luminaires | Linear Ambient | Direct Linear Ambient Luminaires | Standard | FALSE | [9 empty] | 42465 | Dimmable | Continuous Below 10 | No |  | 3.1 | 3879.9 | 92.93 | 41.75 | 19.78 | 0.91 | 3500 | 90
PQTNRM2E | Acuity Brands Lighting | Holophane | HZL1N L48 5000LM FST MVOLT 35K 90 CRI XXXXXXX XXXX | Indoor Luminaires | Linear Ambient | Direct Linear Ambient Luminaires | Standard | FALSE | [9 empty] | 42465 | Dimmable | Continuous Below 10 | No |  | 3.1 | 3879.9 | 92.93 | 41.75 | 19.78 | 0.91 | 3500 | 90
PNRPANS4 | Acuity Brands Lighting | Lithonia Lighting | ZL1N L46 5000LM FST MVOLT 35K 90 CRI XXXXXXX XXXX | Indoor Luminaires | Linear Ambient | Direct Linear Ambient Luminaires | Standard | FALSE | [9 empty] | 42465 | Dimmable | Continuous Below 10 | No |  | 3.1 | 3879.9 | 92.93 | 41.75 | 19.78 | 0.91 | 3500 | 90
PM5HY7YY | Acuity Brands Lighting | Lithonia Lighting | ZL1N L48 5000LM FST MVOLT 35K 90 CRI XXXXXXX XXXX | Indoor Luminaires | Linear Ambient | Direct Linear Ambient Luminaires | Standard | FALSE | [9 empty] | 42465 | Dimmable | Continuous Below 10 | No |  | 3.1 | 3879.9 | 92.93 | 41.75 | 19.78 | 0.91 | 3500 | 90
PEXMTNSB | Acuity Brands Lighting | Holophane | HZL1D L24 3500LM FST MVOLT 35K 90 CRI XXXXXXX XXXX | Indoor Luminaires | Linear Ambient | Direct Linear Ambient Luminaires | Standard | FALSE | [9 empty] | 42465 | Dimmable | Continuous Below 10 | No |  | 3.1 | 3527.47 | 90.87 | 38.82 | 19.78 | 0.91 | 3500 | 90
P689SZSX | Acuity Brands Lighting | Lithonia Lighting | ZL1D L24 3500LM FST MVOLT 35K 90 CRI XXXXXXX XXXX | Indoor Luminaires | Linear Ambient | Direct Linear Ambient Luminaires | Standard | FALSE | [9 empty] | 42465 | Dimmable | Continuous Below 10 | No |  | 3.1 | 3527.47 | 90.87 | 38.82 | 19.78 | 0.91 | 3500 | 90
PQ15WTVX | Acuity Brands Lighting | Lithonia Lighting | ZL1N L24 3500LM L/LENS MVOLT 35K 90 CRI XXXXXXX XXXX | Indoor Luminaires | Linear Ambient | Direct Linear Ambient Luminaires | Standard | FALSE | [9 empty] | 42465 | Dimmable | Continuous Below 10 | No |  | 3.1 | 3378.54 | 87.03 | 38.82 | 19.78 | 0.91 | 3500 | 90
P2F17HQ9 | Acuity Brands Lighting | Holophane | HZL1N L24 3500LM L/LENS MVOLT 35K 90 CRI XXXXXXX XXXX | Indoor Luminaires | Linear Ambient | Direct Linear Ambient Luminaires | Standard | FALSE | [9 empty] | 42465 | Dimmable | Continuous Below 10 | No |  | 3.1 | 3378.54 | 87.03 | 38.82 | 19.78 | 0.91 | 3500 | 90
PRDXF6FT | Acuity Brands Lighting | Lithonia Lighting | ZL1D L48 3000LM FST MVOLT 35K 90 CRI XXXXXXX XXXX | Indoor Luminaires | Linear Ambient | Direct Linear Ambient Luminaires | Standard | FALSE | [9 empty] | 42465 | Dimmable | Continuous Below 10 | No |  | 3.1 | 3138.35 | 94.56 | 33.19 | 19.78 | 0.91 | 3500 | 90
PAPZ2EKD | Acuity Brands Lighting | Holophane | HZL1D L48 3000LM FST MVOLT 35K 90 CRI XXXXXXX XXXX | Indoor Luminaires | Linear Ambient | Direct Linear Ambient Luminaires | Standard | FALSE | [9 empty] | 42465 | Dimmable | Continuous Below 10 | No |  | 3.1 | 3138.35 | 94.56 | 33.19 | 19.78 | 0.91 | 3500 | 90
PQXM38QC | Acuity Brands Lighting | Holophane | HZL1N L48 3000LM L/LENS MVOLT 35K 90 CRI XXXXXXX XXXX | Indoor Luminaires | Linear Ambient | Direct Linear Ambient Luminaires | Standard | FALSE | [9 empty] | 42465 | Dimmable | Continuous Below 10 | No |  | 3.1 | 3005.85 | 90.56 | 33.19 | 19.78 | 0.91 | 3500 | 90
PA88ADAH | Acuity Brands Lighting | Lithonia Lighting | ZL1N L48 3000LM L/LENS MVOLT 35K 90 CRI XXXXXXX XXXX | Indoor Luminaires | Linear Ambient | Direct Linear Ambient Luminaires | Standard | FALSE | [9 empty] | 42465 | Dimmable | Continuous Below 10 | No |  | 3.1 | 3005.85 | 90.56 | 33.19 | 19.78 | 0.91 | 3500 | 90
P3CR88M7 | Acuity Brands Lighting | Lithonia Lighting | ZL1N L46 3000LM L/LENS MVOLT 35K 90 CRI XXXXXXX XXXX | Indoor Luminaires | Linear Ambient | Direct Linear Ambient Luminaires | Standard | FALSE | [9 empty] | 42465 | Dimmable | Continuous Below 10 | No |  | 3.1 | 3005.85 | 90.56 | 33.19 | 19.78 | 0.91 | 3500 | 90
P25JDEZC | Acuity Brands Lighting | Holophane | HZL1N L46 3000LM L/LENS MVOLT 35K 90 CRI XXXXXXX XXXX | Indoor Luminaires | Linear Ambient | Direct Linear Ambient Luminaires | Standard | FALSE | [9 empty] | 42465 | Dimmable | Continuous Below 10 | No |  | 3.1 | 3005.85 | 90.56 | 33.19 | 19.78 | 0.91 | 3500 | 90
PVPT33P3 | Acuity Brands Lighting | Lithonia Lighting | ZL1N L48 3000LM FST MVOLT 35K 90 CRI XXXXXXX XXXX | Indoor Luminaires | Linear Ambient | Direct Linear Ambient Luminaires | Standard | FALSE | [9 empty] | 42465 | Dimmable | Continuous Below 10 | No |  | 3.1 | 2770.46 | 83.47 | 33.19 | 19.78 | 0.91 | 3500 | 90
PUJ6YK3E | Acuity Brands Lighting | Lithonia Lighting | ZL1N L46 3000LM FST MVOLT 35K 90 CRI XXXXXXX XXXX | Indoor Luminaires | Linear Ambient | Direct Linear Ambient Luminaires | Standard | FALSE | [9 empty] | 42465 | Dimmable | Continuous Below 10 | No |  | 3.1 | 2770.46 | 83.47 | 33.19 | 19.78 | 0.91 | 3500 | 90
PSMYAK46 | Acuity Brands Lighting | Holophane | HZL1N L48 3000LM FST MVOLT 35K 90 CRI XXXXXXX XXXX | Indoor Luminaires | Linear Ambient | Direct Linear Ambient Luminaires | Standard | FALSE | [9 empty] | 42465 | Dimmable | Continuous Below 10 | No |  | 3.1 | 2770.46 | 83.47 | 33.19 | 19.78 | 0.91 | 3500 | 90
PJ6P2RVA | Acuity Brands Lighting | Holophane | HZL1N L46 3000LM FST MVOLT 35K 90 CRI XXXXXXX XXXX | Indoor Luminaires | Linear Ambient | Direct Linear Ambient Luminaires | Standard | FALSE | [9 empty] | 42465 | Dimmable | Continuous Below 10 | No |  | 3.1 | 2770.46 | 83.47 | 33.19 | 19.78 | 0.91 | 3500 | 90
PTYP7H33 | Acuity Brands Lighting | Holophane | HZL1D L24 2500LM FST MVOLT 35K 90 CRI XXXXXXX XXXX | Indoor Luminaires | Linear Ambient | Direct Linear Ambient Luminaires | Standard | FALSE | [9 empty] | 42465 | Dimmable | Continuous Below 10 | No |  | 3.1 | 2245.09 | 100.45 | 22.35 | 19.78 | 0.91 | 3500 | 90
PASR96VT | Acuity Brands Lighting | Lithonia Lighting | ZL1D L24 2500LM FST MVOLT 35K 90 CRI XXXXXXX XXXX | Indoor Luminaires | Linear Ambient | Direct Linear Ambient Luminaires | Standard | FALSE | [9 empty] | 42465 | Dimmable | Continuous Below 10 | No |  | 3.1 | 2245.09 | 100.45 | 22.35 | 19.78 | 0.91 | 3500 | 90
PDVUXMV7 | Acuity Brands Lighting | Lithonia Lighting | ZL1N L24 2500LM L/LENS MVOLT 35K 90 CRI XXXXXXX XXXX | Indoor Luminaires | Linear Ambient | Direct Linear Ambient Luminaires | Standard | FALSE | [9 empty] | 42465 | Dimmable | Continuous Below 10 | No |  | 3.1 | 2150.3 | 96.21 | 22.35 | 19.78 | 0.91 | 3500 | 90
PACVB38J | Acuity Brands Lighting | Holophane | HZL1N L24 2500LM L/LENS MVOLT 35K 90 CRI XXXXXXX XXXX | Indoor Luminaires | Linear Ambient | Direct Linear Ambient Luminaires | Standard | FALSE | [9 empty] | 42465 | Dimmable | Continuous Below 10 | No |  | 3.1 | 2150.3 | 96.21 | 22.35 | 19.78 | 0.91 | 3500 | 90
PHSPT285 | Acuity Brands Lighting | Holophane | HZL1N L24 2500LM FST MVOLT 35K 90 CRI XXXXXXX XXXX | Indoor Luminaires | Linear Ambient | Direct Linear Ambient Luminaires | Standard | FALSE | [9 empty] | 42465 | Dimmable | Continuous Below 10 | No |  | 3.1 | 1981.91 | 88.68 | 22.35 | 19.78 | 0.91 | 3500 | 90
PDAWXMUY | Acuity Brands Lighting | Lithonia Lighting | ZL1N L24 2500LM FST MVOLT 35K 90 CRI XXXXXXX XXXX | Indoor Luminaires | Linear Ambient | Direct Linear Ambient Luminaires | Standard | FALSE | [9 empty] | 42465 | Dimmable | Continuous Below 10 | No |  | 3.1 | 1981.91 | 88.68 | 22.35 | 19.78 | 0.91 | 3500 | 90
PTM6Y5NN | Acuity Brands Lighting | Holophane | HZL1D L24 1500LM FST MVOLT 35K 90 CRI XXXXXXX XXXX | Indoor Luminaires | Linear Ambient | Direct Linear Ambient Luminaires | Standard | FALSE | [9 empty] | 42465 | Dimmable | Continuous Below 10 | No |  | 3.1 | 1649.61 | 93.2 | 17.7 | 19.78 | 0.91 | 3500 | 90
P66TMQUV | Acuity Brands Lighting | Lithonia Lighting | ZL1D L24 1500LM FST MVOLT 35K 90 CRI XXXXXXX XXXX | Indoor Luminaires | Linear Ambient | Direct Linear Ambient Luminaires | Standard | FALSE | [9 empty] | 42465 | Dimmable | Continuous Below 10 | No |  | 3.1 | 1649.61 | 93.2 | 17.7 | 19.78 | 0.91 | 3500 | 90
PDC47ASX | Acuity Brands Lighting | Lithonia Lighting | ZL1N L24 1500LM L/LENS MVOLT 35K 90 CRI XXXXXXX XXXX | Indoor Luminaires | Linear Ambient | Direct Linear Ambient Luminaires | Standard | FALSE | [9 empty] | 42465 | Dimmable | Continuous Below 10 | No |  | 3.1 | 1579.96 | 88.76 | 17.8 | 19.78 | 0.91 | 3500 | 90
PCXBV1ZP | Acuity Brands Lighting | Holophane | HZL1N L24 1500LM L/LENS MVOLT 35K 90 CRI XXXXXXX XXXX | Indoor Luminaires | Linear Ambient | Direct Linear Ambient Luminaires | Standard | FALSE | [9 empty] | 42465 | Dimmable | Continuous Below 10 | No |  | 3.1 | 1579.96 | 88.76 | 17.8 | 19.78 | 0.91 | 3500 | 90
PPDYHADQ | Acuity Brands Lighting | Holophane | HZL1N L46 5000LM FST MVOLT 35K 80 CRI XXXXXXX XXXX | Indoor Luminaires | Linear Ambient | Direct Linear Ambient Luminaires | Standard | FALSE | [9 empty] | 42465 | Dimmable | Continuous Below 10 | No |  | 3.1 | 4724.51 | 113.16 | 41.75 | 19.78 | 0.91 | 3500 | 80
PE1SFCJC | Acuity Brands Lighting | Lithonia Lighting | ZL1N L46 5000LM FST MVOLT 35K 80 CRI XXXXXXX XXXX | Indoor Luminaires | Linear Ambient | Direct Linear Ambient Luminaires | Standard | FALSE | [9 empty] | 42465 | Dimmable | Continuous Below 10 | No |  | 3.1 | 4724.51 | 113.16 | 41.75 | 19.78 | 0.91 | 3500 | 80
P54B2M3P | Acuity Brands Lighting | Lithonia Lighting | ZL1N L48 5000LM FST MVOLT 35K 80 CRI XXXXXXX XXXX | Indoor Luminaires | Linear Ambient | Direct Linear Ambient Luminaires | Standard | FALSE | [9 empty] | 42465 | Dimmable | Continuous Below 10 | No |  | 3.1 | 4724.51 | 113.16 | 41.75 | 19.78 | 0.91 | 3500 | 80
P1UE4B3N | Acuity Brands Lighting | Holophane | HZL1N L48 5000LM FST MVOLT 35K 80 CRI XXXXXXX XXXX | Indoor Luminaires | Linear Ambient | Direct Linear Ambient Luminaires | Standard | FALSE | [9 empty] | 42465 | Dimmable | Continuous Below 10 | No |  | 3.1 | 4724.51 | 113.16 | 41.75 | 19.78 | 0.91 | 3500 | 80
P898XB1P | Acuity Brands Lighting | Lithonia Lighting | ZL1D L24 3500LM FST MVOLT 35K 80 CRI XXXXXXX XXXX | Indoor Luminaires | Linear Ambient | Direct Linear Ambient Luminaires | Standard | FALSE | [9 empty] | 42465 | Dimmable | Continuous Below 10 | No |  | 3.1 | 4295.36 | 110.65 | 38.82 | 19.78 | 0.91 | 3500 | 80
P4YT3YQQ | Acuity Brands Lighting | Holophane | HZL1D L24 3500LM FST MVOLT 35K 80 CRI XXXXXXX XXXX | Indoor Luminaires | Linear Ambient | Direct Linear Ambient Luminaires | Standard | FALSE | [9 empty] | 42465 | Dimmable | Continuous Below 10 | No |  | 3.1 | 4295.36 | 110.65 | 38.82 | 19.78 | 0.91 | 3500 | 80
PUG8YD2G | Acuity Brands Lighting | Lithonia Lighting | ZL1N L24 3500LM L/LENS MVOLT 35K 80 CRI XXXXXXX XXXX | Indoor Luminaires | Linear Ambient | Direct Linear Ambient Luminaires | Standard | FALSE | [9 empty] | 42465 | Dimmable | Continuous Below 10 | No |  | 3.1 | 4114 | 105.98 | 38.82 | 19.78 | 0.91 | 3500 | 80
P9HKG4UC | Acuity Brands Lighting | Holophane | HZL1N L24 3500LM L/LENS MVOLT 35K 80 CRI XXXXXXX XXXX | Indoor Luminaires | Linear Ambient | Direct Linear Ambient Luminaires | Standard | FALSE | [9 empty] | 42465 | Dimmable | Continuous Below 10 | No |  | 3.1 | 4114 | 105.98 | 38.82 | 19.78 | 0.91 | 3500 | 80
PUHZT3CU | Acuity Brands Lighting | Holophane | HZL1D L48 3000LM FST MVOLT 35K 80 CRI XXXXXXX XXXX | Indoor Luminaires | Linear Ambient | Direct Linear Ambient Luminaires | Standard | FALSE | [9 empty] | 42465 | Dimmable | Continuous Below 10 | No |  | 3.1 | 3830.07 | 115.4 | 33.19 | 19.78 | 0.91 | 3500 | 80
PHW7JGM5 | Acuity Brands Lighting | Lithonia Lighting | ZL1D L48 3000LM FST MVOLT 35K 80 CRI XXXXXXX XXXX | Indoor Luminaires | Linear Ambient | Direct Linear Ambient Luminaires | Standard | FALSE | [9 empty] | 42465 | Dimmable | Continuous Below 10 | No |  | 3.1 | 3830.07 | 115.4 | 33.19 | 19.78 | 0.91 | 3500 | 80
PGAZB2ET | Acuity Brands Lighting | Lithonia Lighting | ZL1F L48 4500LM MDD MVOLT 35K 80 CRI XXXXXXX XXXX | Indoor Luminaires | Linear Ambient | Direct Linear Ambient Luminaires | Standard | FALSE | [9 empty] | 42465 | Dimmable | Continuous Below 10 | No |  | 3.1 | 3720.31 | 89.24 | 41.69 | 19.78 | 0.91 | 3500 | 80
PSSGBZS6 | Acuity Brands Lighting | Lithonia Lighting | ZL1N L48 3000LM L/LENS MVOLT 35K 80 CRI XXXXXXX XXXX | Indoor Luminaires | Linear Ambient | Direct Linear Ambient Luminaires | Standard | FALSE | [9 empty] | 42465 | Dimmable | Continuous Below 10 | No |  | 3.1 | 3668.36 | 110.53 | 33.19 | 19.78 | 0.91 | 3500 | 80
PKNK88YY | Acuity Brands Lighting | Holophane | HZL1N L46 3000LM L/LENS MVOLT 35K 80 CRI XXXXXXX XXXX | Indoor Luminaires | Linear Ambient | Direct Linear Ambient Luminaires | Standard | FALSE | [9 empty] | 42465 | Dimmable | Continuous Below 10 | No |  | 3.1 | 3668.36 | 110.53 | 33.19 | 19.78 | 0.91 | 3500 | 80
P9D29771 | Acuity Brands Lighting | Holophane | HZL1N L48 3000LM L/LENS MVOLT 35K 80 CRI XXXXXXX XXXX | Indoor Luminaires | Linear Ambient | Direct Linear Ambient Luminaires | Standard | FALSE | [9 empty] | 42465 | Dimmable | Continuous Below 10 | No |  | 3.1 | 3668.36 | 110.53 | 33.19 | 19.78 | 0.91 | 3500 | 80
P7MHZE2H | Acuity Brands Lighting | Lithonia Lighting | ZL1N L46 3000LM L/LENS MVOLT 35K 80 CRI XXXXXXX XXXX | Indoor Luminaires | Linear Ambient | Direct Linear Ambient Luminaires | Standard | FALSE | [9 empty] | 42465 | Dimmable | Continuous Below 10 | No |  | 3.1 | 3668.36 | 110.53 | 33.19 | 19.78 | 0.91 | 3500 | 80
PRCDV1VS | Acuity Brands Lighting | Lithonia Lighting | ZL1N L46 3000LM FST MVOLT 35K 80 CRI XXXXXXX XXXX | Indoor Luminaires | Linear Ambient | Direct Linear Ambient Luminaires | Standard | FALSE | [9 empty] | 42465 | Dimmable | Continuous Below 10 | No |  | 3.1 | 3381.09 | 101.87 | 33.19 | 19.78 | 0.91 | 3500 | 80
PQN2MAR9 | Acuity Brands Lighting | Holophane | HZL1N L46 3000LM FST MVOLT 35K 80 CRI XXXXXXX XXXX | Indoor Luminaires | Linear Ambient | Direct Linear Ambient Luminaires | Standard | FALSE | [9 empty] | 42465 | Dimmable | Continuous Below 10 | No |  | 3.1 | 3381.09 | 101.87 | 33.19 | 19.78 | 0.91 | 3500 | 80
PKGJHGMA | Acuity Brands Lighting | Holophane | HZL1N L48 3000LM FST MVOLT 35K 80 CRI XXXXXXX XXXX | Indoor Luminaires | Linear Ambient | Direct Linear Ambient Luminaires | Standard | FALSE | [9 empty] | 42465 | Dimmable | Continuous Below 10 | No |  | 3.1 | 3381.09 | 101.87 | 33.19 | 19.78 | 0.91 | 3500 | 80
PCFWJ5JT | Acuity Brands Lighting | Lithonia Lighting | ZL1N L48 3000LM FST MVOLT 35K 80 CRI XXXXXXX XXXX | Indoor Luminaires | Linear Ambient | Direct Linear Ambient Luminaires | Standard | FALSE | [9 empty] | 42465 | Dimmable | Continuous Below 10 | No |  | 3.1 | 3381.09 | 101.87 | 33.19 | 19.78 | 0.91 | 3500 | 80
PKUMAGZ2 | Acuity Brands Lighting | Holophane | HZL1D L24 2500LM FST MVOLT 35K 80 CRI XXXXXXX XXXX | Indoor Luminaires | Linear Ambient | Direct Linear Ambient Luminaires | Standard | FALSE | [9 empty] | 42465 | Dimmable | Continuous Below 10 | No |  | 3.1 | 2733.82 | 122.32 | 22.35 | 19.78 | 0.91 | 3500 | 80
P2UY9FZW | Acuity Brands Lighting | Lithonia Lighting | ZL1D L24 2500LM FST MVOLT 35K 80 CRI XXXXXXX XXXX | Indoor Luminaires | Linear Ambient | Direct Linear Ambient Luminaires | Standard | FALSE | [9 empty] | 42465 | Dimmable | Continuous Below 10 | No |  | 3.1 | 2733.82 | 122.32 | 22.35 | 19.78 | 0.91 | 3500 | 80
PTX2VQZ7 | Acuity Brands Lighting | Lithonia Lighting | ZL1N L24 2500LM L/LENS MVOLT 35K 80 CRI XXXXXXX XXXX | Indoor Luminaires | Linear Ambient | Direct Linear Ambient Luminaires | Standard | FALSE | [9 empty] | 42465 | Dimmable | Continuous Below 10 | No |  | 3.1 | 2618.4 | 117.15 | 22.35 | 19.78 | 0.91 | 3500 | 80
P6UBYXCX | Acuity Brands Lighting | Holophane | HZL1N L24 2500LM L/LENS MVOLT 35K 80 CRI XXXXXXX XXXX | Indoor Luminaires | Linear Ambient | Direct Linear Ambient Luminaires | Standard | FALSE | [9 empty] | 42465 | Dimmable | Continuous Below 10 | No |  | 3.1 | 2618.4 | 117.15 | 22.35 | 19.78 | 0.91 | 3500 | 80
PTKPE4EU | Acuity Brands Lighting | Holophane | HZL1N L24 2500LM FST MVOLT 35K 80 CRI XXXXXXX XXXX | Indoor Luminaires | Linear Ambient | Direct Linear Ambient Luminaires | Standard | FALSE | [9 empty] | 42465 | Dimmable | Continuous Below 10 | No |  | 3.1 | 2413.35 | 107.98 | 22.35 | 19.78 | 0.91 | 3500 | 80
PT6MVP2T | Acuity Brands Lighting | Lithonia Lighting | ZL1N L24 2500LM FST MVOLT 35K 80 CRI XXXXXXX XXXX | Indoor Luminaires | Linear Ambient | Direct Linear Ambient Luminaires | Standard | FALSE | [9 empty] | 42465 | Dimmable | Continuous Below 10 | No |  | 3.1 | 2413.35 | 107.98 | 22.35 | 19.78 | 0.91 | 3500 | 80
PYE6SA3P | Acuity Brands Lighting | Holophane | HZL1D L24 1500LM FST MVOLT 35K 80 CRI XXXXXXX XXXX | Indoor Luminaires | Linear Ambient | Direct Linear Ambient Luminaires | Standard | FALSE | [9 empty] | 42465 | Dimmable | Continuous Below 10 | No |  | 3.1 | 2013.2 | 113.74 | 17.7 | 19.78 | 0.91 | 3500 | 80
PP98KVB1 | Acuity Brands Lighting | Lithonia Lighting | ZL1D L24 1500LM FST MVOLT 35K 80 CRI XXXXXXX XXXX | Indoor Luminaires | Linear Ambient | Direct Linear Ambient Luminaires | Standard | FALSE | [9 empty] | 42465 | Dimmable | Continuous Below 10 | No |  | 3.1 | 2013.2 | 113.74 | 17.7 | 19.78 | 0.91 | 3500 | 80
PUMSEXF9 | Acuity Brands Lighting | Holophane | HZL1N L24 1500LM L/LENS MVOLT 35K 80 CRI XXXXXXX XXXX | Indoor Luminaires | Linear Ambient | Direct Linear Ambient Luminaires | Standard | FALSE | [9 empty] | 42465 | Dimmable | Continuous Below 10 | No |  | 3.1 | 1928.2 | 108.33 | 17.8 | 19.78 | 0.91 | 3500 | 80
PAJ9TMMZ | Acuity Brands Lighting | Lithonia Lighting | ZL1N L24 1500LM L/LENS MVOLT 35K 80 CRI XXXXXXX XXXX | Indoor Luminaires | Linear Ambient | Direct Linear Ambient Luminaires | Standard | FALSE | [9 empty] | 42465 | Dimmable | Continuous Below 10 | No |  | 3.1 | 1928.2 | 108.33 | 17.8 | 19.78 | 0.91 | 3500 | 80
PUPQTTCQ | Acuity Brands Lighting | Lithonia Lighting | ZL1N L24 1500LM FST MVOLT 35K 80 CRI XXXXXXX XXXX | Indoor Luminaires | Linear Ambient | Direct Linear Ambient Luminaires | Standard | FALSE | [9 empty] | 42465 | Dimmable | Continuous Below 10 | No |  | 3.1 | 1777.2 | 99.84 | 17.8 | 19.78 | 0.91 | 3500 | 80
PS5TUQD5 | Acuity Brands Lighting | Holophane | HZL1N L24 1500LM FST MVOLT 35K 80 CRI XXXXXXX XXXX | Indoor Luminaires | Linear Ambient | Direct Linear Ambient Luminaires | Standard | FALSE | [9 empty] | 42465 | Dimmable | Continuous Below 10 | No |  | 3.1 | 1777.2 | 99.84 | 17.8 | 19.78 | 0.91 | 3500 | 80
P6U7TSPX | Acuity Brands Lighting | Lithonia Lighting | ZL1D L48 5000LM FST MVOLT 30K 90 CRI XXXXXXX XXXX | Indoor Luminaires | Linear Ambient | Direct Linear Ambient Luminaires | Standard | FALSE | [9 empty] | 42465 | Dimmable | Continuous Below 10 | No |  | 3.1 | 4232.82 | 101.38 | 41.75 | 19.78 | 0.91 | 3000 | 90
P4BHHP7Y | Acuity Brands Lighting | Holophane | HZL1D L48 5000LM FST MVOLT 30K 90 CRI XXXXXXX XXXX | Indoor Luminaires | Linear Ambient | Direct Linear Ambient Luminaires | Standard | FALSE | [9 empty] | 42465 | Dimmable | Continuous Below 10 | No |  | 3.1 | 4232.82 | 101.38 | 41.75 | 19.78 | 0.91 | 3000 | 90
PZTAQVAA | Acuity Brands Lighting | Lithonia Lighting | ZL1N L46 5000LM L/LENS MVOLT 30K 90 CRI XXXXXXX XXXX | Indoor Luminaires | Linear Ambient | Direct Linear Ambient Luminaires | Standard | FALSE | [9 empty] | 42465 | Dimmable | Continuous Below 10 | No |  | 3.1 | 4054.1 | 97.1 | 41.75 | 19.78 | 0.91 | 3000 | 90
PYRA16PV | Acuity Brands Lighting | Lithonia Lighting | ZL1N L48 5000LM L/LENS MVOLT 30K 90 CRI XXXXXXX XXXX | Indoor Luminaires | Linear Ambient | Direct Linear Ambient Luminaires | Standard | FALSE | [9 empty] | 42465 | Dimmable | Continuous Below 10 | No |  | 3.1 | 4054.1 | 97.1 | 41.75 | 19.78 | 0.91 | 3000 | 90
PSRG89QU | Acuity Brands Lighting | Holophane | HZL1N L46 5000LM L/LENS MVOLT 30K 90 CRI XXXXXXX XXXX | Indoor Luminaires | Linear Ambient | Direct Linear Ambient Luminaires | Standard | FALSE | [9 empty] | 42465 | Dimmable | Continuous Below 10 | No |  | 3.1 | 4054.1 | 97.1 | 41.75 | 19.78 | 0.91 | 3000 | 90
P8C8TP6Z | Acuity Brands Lighting | Holophane | HZL1N L48 5000LM L/LENS MVOLT 30K 90 CRI XXXXXXX XXXX | Indoor Luminaires | Linear Ambient | Direct Linear Ambient Luminaires | Standard | FALSE | [9 empty] | 42465 | Dimmable | Continuous Below 10 | No |  | 3.1 | 4054.1 | 97.1 | 41.75 | 19.78 | 0.91 | 3000 | 90
PX1H7GDV | Acuity Brands Lighting | Lithonia Lighting | ZL1N L48 5000LM FST MVOLT 30K 90 CRI XXXXXXX XXXX | Indoor Luminaires | Linear Ambient | Direct Linear Ambient Luminaires | Standard | FALSE | [9 empty] | 42465 | Dimmable | Continuous Below 10 | No |  | 3.1 | 3736.62 | 89.5 | 41.75 | 19.78 | 0.91 | 3000 | 90
PQJA3ZK8 | Acuity Brands Lighting | Holophane | HZL1N L46 5000LM FST MVOLT 30K 90 CRI XXXXXXX XXXX | Indoor Luminaires | Linear Ambient | Direct Linear Ambient Luminaires | Standard | FALSE | [9 empty] | 42465 | Dimmable | Continuous Below 10 | No |  | 3.1 | 3736.62 | 89.5 | 41.75 | 19.78 | 0.91 | 3000 | 90
P6KQN7EV | Acuity Brands Lighting | Lithonia Lighting | ZL1N L46 5000LM FST MVOLT 30K 90 CRI XXXXXXX XXXX | Indoor Luminaires | Linear Ambient | Direct Linear Ambient Luminaires | Standard | FALSE | [9 empty] | 42465 | Dimmable | Continuous Below 10 | No |  | 3.1 | 3736.62 | 89.5 | 41.75 | 19.78 | 0.91 | 3000 | 90
P2QY583A | Acuity Brands Lighting | Holophane | HZL1N L48 5000LM FST MVOLT 30K 90 CRI XXXXXXX XXXX | Indoor Luminaires | Linear Ambient | Direct Linear Ambient Luminaires | Standard | FALSE | [9 empty] | 42465 | Dimmable | Continuous Below 10 | No |  | 3.1 | 3736.62 | 89.5 | 41.75 | 19.78 | 0.91 | 3000 | 90
PTTADWPQ | Acuity Brands Lighting | Lithonia Lighting | ZL1D L24 3500LM FST MVOLT 30K 90 CRI XXXXXXX XXXX | Indoor Luminaires | Linear Ambient | Direct Linear Ambient Luminaires | Standard | FALSE | [9 empty] | 42465 | Dimmable | Continuous Below 10 | No |  | 3.1 | 3397.21 | 87.51 | 38.82 | 19.78 | 0.91 | 3000 | 90
P18DY749 | Acuity Brands Lighting | Holophane | HZL1D L24 3500LM FST MVOLT 30K 90 CRI XXXXXXX XXXX | Indoor Luminaires | Linear Ambient | Direct Linear Ambient Luminaires | Standard | FALSE | [9 empty] | 42465 | Dimmable | Continuous Below 10 | No |  | 3.1 | 3397.21 | 87.51 | 38.82 | 19.78 | 0.91 | 3000 | 90
PW5TMZN2 | Acuity Brands Lighting | Holophane | HZL1N L24 3500LM L/LENS MVOLT 30K 90 CRI XXXXXXX XXXX | Indoor Luminaires | Linear Ambient | Direct Linear Ambient Luminaires | Standard | FALSE | [9 empty] | 42465 | Dimmable | Continuous Below 10 | No |  | 3.1 | 3253.77 | 83.82 | 38.82 | 19.78 | 0.91 | 3000 | 90
PRJ8DCPY | Acuity Brands Lighting | Lithonia Lighting | ZL1N L24 3500LM L/LENS MVOLT 30K 90 CRI XXXXXXX XXXX | Indoor Luminaires | Linear Ambient | Direct Linear Ambient Luminaires | Standard | FALSE | [9 empty] | 42465 | Dimmable | Continuous Below 10 | No |  | 3.1 | 3253.77 | 83.82 | 38.82 | 19.78 | 0.91 | 3000 | 90
PVZ5THT1 | Acuity Brands Lighting | Lithonia Lighting | ZL1D L48 3000LM FST MVOLT 30K 90 CRI XXXXXXX XXXX | Indoor Luminaires | Linear Ambient | Direct Linear Ambient Luminaires | Standard | FALSE | [9 empty] | 42465 | Dimmable | Continuous Below 10 | No |  | 3.1 | 3074.31 | 92.63 | 33.19 | 19.78 | 0.91 | 3000 | 90
P3WRYKUM | Acuity Brands Lighting | Holophane | HZL1D L48 3000LM FST MVOLT 30K 90 CRI XXXXXXX XXXX | Indoor Luminaires | Linear Ambient | Direct Linear Ambient Luminaires | Standard | FALSE | [9 empty] | 42465 | Dimmable | Continuous Below 10 | No |  | 3.1 | 3074.31 | 92.63 | 33.19 | 19.78 | 0.91 | 3000 | 90
PVZ8294Z | Acuity Brands Lighting | Lithonia Lighting | ZL1N L48 3000LM L/LENS MVOLT 30K 90 CRI XXXXXXX XXXX | Indoor Luminaires | Linear Ambient | Direct Linear Ambient Luminaires | Standard | FALSE | [9 empty] | 42465 | Dimmable | Continuous Below 10 | No |  | 3.1 | 2944.5 | 88.72 | 33.19 | 19.78 | 0.91 | 3000 | 90
PN2EH364 | Acuity Brands Lighting | Lithonia Lighting | ZL1N L46 3000LM L/LENS MVOLT 30K 90 CRI XXXXXXX XXXX | Indoor Luminaires | Linear Ambient | Direct Linear Ambient Luminaires | Standard | FALSE | [9 empty] | 42465 | Dimmable | Continuous Below 10 | No |  | 3.1 | 2944.5 | 88.72 | 33.19 | 19.78 | 0.91 | 3000 | 90
PB3G1DT5 | Acuity Brands Lighting | Holophane | HZL1N L46 3000LM L/LENS MVOLT 30K 90 CRI XXXXXXX XXXX | Indoor Luminaires | Linear Ambient | Direct Linear Ambient Luminaires | Standard | FALSE | [9 empty] | 42465 | Dimmable | Continuous Below 10 | No |  | 3.1 | 2944.5 | 88.72 | 33.19 | 19.78 | 0.91 | 3000 | 90
P3445BPQ | Acuity Brands Lighting | Holophane | HZL1N L48 3000LM L/LENS MVOLT 30K 90 CRI XXXXXXX XXXX | Indoor Luminaires | Linear Ambient | Direct Linear Ambient Luminaires | Standard | FALSE | [9 empty] | 42465 | Dimmable | Continuous Below 10 | No |  | 3.1 | 2944.5 | 88.72 | 33.19 | 19.78 | 0.91 | 3000 | 90
PQHRPRHC | Acuity Brands Lighting | Lithonia Lighting | ZL1D L24 2500LM FST MVOLT 30K 90 CRI XXXXXXX XXXX | Indoor Luminaires | Linear Ambient | Direct Linear Ambient Luminaires | Standard | FALSE | [9 empty] | 42465 | Dimmable | Continuous Below 10 | No |  | 3.1 | 2162.18 | 96.74 | 22.35 | 19.78 | 0.91 | 3000 | 90
PN1YTNPD | Acuity Brands Lighting | Holophane | HZL1D L24 2500LM FST MVOLT 30K 90 CRI XXXXXXX XXXX | Indoor Luminaires | Linear Ambient | Direct Linear Ambient Luminaires | Standard | FALSE | [9 empty] | 42465 | Dimmable | Continuous Below 10 | No |  | 3.1 | 2162.18 | 96.74 | 22.35 | 19.78 | 0.91 | 3000 | 90
PQ3UW4W7 | Acuity Brands Lighting | Holophane | HZL1N L24 2500LM L/LENS MVOLT 30K 90 CRI XXXXXXX XXXX | Indoor Luminaires | Linear Ambient | Direct Linear Ambient Luminaires | Standard | FALSE | [9 empty] | 42465 | Dimmable | Continuous Below 10 | No |  | 3.1 | 2070.89 | 92.66 | 22.35 | 19.78 | 0.91 | 3000 | 90
PKEN9GK4 | Acuity Brands Lighting | Lithonia Lighting | ZL1N L24 2500LM L/LENS MVOLT 30K 90 CRI XXXXXXX XXXX | Indoor Luminaires | Linear Ambient | Direct Linear Ambient Luminaires | Standard | FALSE | [9 empty] | 42465 | Dimmable | Continuous Below 10 | No |  | 3.1 | 2070.89 | 92.66 | 22.35 | 19.78 | 0.91 | 3000 | 90
PC5D6JGK | Acuity Brands Lighting | Holophane | HZL1N L24 2500LM FST MVOLT 30K 90 CRI XXXXXXX XXXX | Indoor Luminaires | Linear Ambient | Direct Linear Ambient Luminaires | Standard | FALSE | [9 empty] | 42465 | Dimmable | Continuous Below 10 | No |  | 3.1 | 1908.72 | 85.4 | 22.35 | 19.78 | 0.91 | 3000 | 90
P345JKR5 | Acuity Brands Lighting | Lithonia Lighting | ZL1N L24 2500LM FST MVOLT 30K 90 CRI XXXXXXX XXXX | Indoor Luminaires | Linear Ambient | Direct Linear Ambient Luminaires | Standard | FALSE | [9 empty] | 42465 | Dimmable | Continuous Below 10 | No |  | 3.1 | 1908.72 | 85.4 | 22.35 | 19.78 | 0.91 | 3000 | 90
PZRZMAW9 | Acuity Brands Lighting | Lithonia Lighting | ZL1D L24 1500LM FST MVOLT 30K 90 CRI XXXXXXX XXXX | Indoor Luminaires | Linear Ambient | Direct Linear Ambient Luminaires | Standard | FALSE | [9 empty] | 42465 | Dimmable | Continuous Below 10 | No |  | 3.1 | 1615.95 | 91.3 | 17.7 | 19.78 | 0.91 | 3000 | 90
PBCK9BH4 | Acuity Brands Lighting | Holophane | HZL1D L24 1500LM FST MVOLT 30K 90 CRI XXXXXXX XXXX | Indoor Luminaires | Linear Ambient | Direct Linear Ambient Luminaires | Standard | FALSE | [9 empty] | 42465 | Dimmable | Continuous Below 10 | No |  | 3.1 | 1615.95 | 91.3 | 17.7 | 19.78 | 0.91 | 3000 | 90
PWHR7YFH | Acuity Brands Lighting | Holophane | HZL1N L24 1500LM L/LENS MVOLT 30K 90 CRI XXXXXXX XXXX | Indoor Luminaires | Linear Ambient | Direct Linear Ambient Luminaires | Standard | FALSE | [9 empty] | 42465 | Dimmable | Continuous Below 10 | No |  | 3.1 | 1547.72 | 86.95 | 17.8 | 19.78 | 0.91 | 3000 | 90
P6ZN6JY2 | Acuity Brands Lighting | Lithonia Lighting | ZL1N L24 1500LM L/LENS MVOLT 30K 90 CRI XXXXXXX XXXX | Indoor Luminaires | Linear Ambient | Direct Linear Ambient Luminaires | Standard | FALSE | [9 empty] | 42465 | Dimmable | Continuous Below 10 | No |  | 3.1 | 1547.72 | 86.95 | 17.8 | 19.78 | 0.91 | 3000 | 90
PYS53WKN | Acuity Brands Lighting | Lithonia Lighting | ZL1N L46 5000LM L/LENS MVOLT 30K 80 CRI XXXXXXX XXXX | Indoor Luminaires | Linear Ambient | Direct Linear Ambient Luminaires | Standard | FALSE | [9 empty] | 42465 | Dimmable | Continuous Below 10 | No |  | 3.1 | 5023.65 | 120.33 | 41.75 | 19.78 | 0.91 | 3000 | 80
PX4Q6C75 | Acuity Brands Lighting | Holophane | HZL1N L46 5000LM L/LENS MVOLT 30K 80 CRI XXXXXXX XXXX | Indoor Luminaires | Linear Ambient | Direct Linear Ambient Luminaires | Standard | FALSE | [9 empty] | 42465 | Dimmable | Continuous Below 10 | No |  | 3.1 | 5023.65 | 120.33 | 41.75 | 19.78 | 0.91 | 3000 | 80
PXRQQ5FB | Acuity Brands Lighting | Holophane | HZL1N L48 5000LM FST MVOLT 30K 80 CRI XXXXXXX XXXX | Indoor Luminaires | Linear Ambient | Direct Linear Ambient Luminaires | Standard | FALSE | [9 empty] | 42465 | Dimmable | Continuous Below 10 | No |  | 3.1 | 4630.24 | 110.9 | 41.75 | 19.78 | 0.91 | 3000 | 80
P5TYYXVC | Acuity Brands Lighting | Lithonia Lighting | ZL1N L48 5000LM FST MVOLT 30K 80 CRI XXXXXXX XXXX | Indoor Luminaires | Linear Ambient | Direct Linear Ambient Luminaires | Standard | FALSE | [9 empty] | 42465 | Dimmable | Continuous Below 10 | No |  | 3.1 | 4630.24 | 110.9 | 41.75 | 19.78 | 0.91 | 3000 | 80
P5F1WDWN | Acuity Brands Lighting | Holophane | HZL1N L46 5000LM FST MVOLT 30K 80 CRI XXXXXXX XXXX | Indoor Luminaires | Linear Ambient | Direct Linear Ambient Luminaires | Standard | FALSE | [9 empty] | 42465 | Dimmable | Continuous Below 10 | No |  | 3.1 | 4630.24 | 110.9 | 41.75 | 19.78 | 0.91 | 3000 | 80
P2D65EDD | Acuity Brands Lighting | Lithonia Lighting | ZL1N L46 5000LM FST MVOLT 30K 80 CRI XXXXXXX XXXX | Indoor Luminaires | Linear Ambient | Direct Linear Ambient Luminaires | Standard | FALSE | [9 empty] | 42465 | Dimmable | Continuous Below 10 | No |  | 3.1 | 4630.24 | 110.9 | 41.75 | 19.78 | 0.91 | 3000 | 80
PQN8Y26M | Acuity Brands Lighting | Lithonia Lighting | ZL1D L24 3500LM FST MVOLT 30K 80 CRI XXXXXXX XXXX | Indoor Luminaires | Linear Ambient | Direct Linear Ambient Luminaires | Standard | FALSE | [9 empty] | 42465 | Dimmable | Continuous Below 10 | No |  | 3.1 | 4209.65 | 108.44 | 38.82 | 19.78 | 0.91 | 3000 | 80
P5HUHN51 | Acuity Brands Lighting | Holophane | HZL1D L24 3500LM FST MVOLT 30K 80 CRI XXXXXXX XXXX | Indoor Luminaires | Linear Ambient | Direct Linear Ambient Luminaires | Standard | FALSE | [9 empty] | 42465 | Dimmable | Continuous Below 10 | No |  | 3.1 | 4209.65 | 108.44 | 38.82 | 19.78 | 0.91 | 3000 | 80
PV4DGTA1 | Acuity Brands Lighting | Holophane | HZL1N L24 3500LM L/LENS MVOLT 30K 80 CRI XXXXXXX XXXX | Indoor Luminaires | Linear Ambient | Direct Linear Ambient Luminaires | Standard | FALSE | [9 empty] | 42465 | Dimmable | Continuous Below 10 | No |  | 3.1 | 4031.92 | 103.86 | 38.82 | 19.78 | 0.91 | 3000 | 80
PBCH4R22 | Acuity Brands Lighting | Lithonia Lighting | ZL1N L24 3500LM L/LENS MVOLT 30K 80 CRI XXXXXXX XXXX | Indoor Luminaires | Linear Ambient | Direct Linear Ambient Luminaires | Standard | FALSE | [9 empty] | 42465 | Dimmable | Continuous Below 10 | No |  | 3.1 | 4031.92 | 103.86 | 38.82 | 19.78 | 0.91 | 3000 | 80
PWH19PZA | Acuity Brands Lighting | Holophane | HZL1D L48 3000LM FST MVOLT 30K 80 CRI XXXXXXX XXXX | Indoor Luminaires | Linear Ambient | Direct Linear Ambient Luminaires | Standard | FALSE | [9 empty] | 42465 | Dimmable | Continuous Below 10 | No |  | 3.1 | 3740.41 | 112.7 | 33.19 | 19.78 | 0.91 | 3000 | 80
PQ9GCPY6 | Acuity Brands Lighting | Lithonia Lighting | ZL1D L48 3000LM FST MVOLT 30K 80 CRI XXXXXXX XXXX | Indoor Luminaires | Linear Ambient | Direct Linear Ambient Luminaires | Standard | FALSE | [9 empty] | 42465 | Dimmable | Continuous Below 10 | No |  | 3.1 | 3740.41 | 112.7 | 33.19 | 19.78 | 0.91 | 3000 | 80
PTM8JMPR | Acuity Brands Lighting | Lithonia Lighting | ZL1N L24 3500LM FST MVOLT 30K 80 CRI XXXXXXX XXXX | Indoor Luminaires | Linear Ambient | Direct Linear Ambient Luminaires | Standard | FALSE | [9 empty] | 42465 | Dimmable | Continuous Below 10 | No |  | 3.1 | 3716.17 | 95.73 | 38.82 | 19.78 | 0.91 | 3000 | 80
PK4WQVH2 | Acuity Brands Lighting | Holophane | HZL1N L24 3500LM FST MVOLT 30K 80 CRI XXXXXXX XXXX | Indoor Luminaires | Linear Ambient | Direct Linear Ambient Luminaires | Standard | FALSE | [9 empty] | 42465 | Dimmable | Continuous Below 10 | No |  | 3.1 | 3716.17 | 95.73 | 38.82 | 19.78 | 0.91 | 3000 | 80
PJ5JZJK3 | Acuity Brands Lighting | Lithonia Lighting | ZL1F L48 4500LM MDD MVOLT 30K 80 CRI XXXXXXX XXXX | Indoor Luminaires | Linear Ambient | Direct Linear Ambient Luminaires | Standard | FALSE | [9 empty] | 42465 | Dimmable | Continuous Below 10 | No |  | 3.1 | 3646.08 | 87.46 | 41.69 | 19.78 | 0.91 | 3000 | 80
PJJ3HNJH | Acuity Brands Lighting | Holophane | HZL1N L48 3000LM L/LENS MVOLT 30K 80 CRI XXXXXXX XXXX | Indoor Luminaires | Linear Ambient | Direct Linear Ambient Luminaires | Standard | FALSE | [9 empty] | 42465 | Dimmable | Continuous Below 10 | No |  | 3.1 | 3582.48 | 107.94 | 33.19 | 19.78 | 0.91 | 3000 | 80
P9ZQ513Z | Acuity Brands Lighting | Holophane | HZL1N L46 3000LM L/LENS MVOLT 30K 80 CRI XXXXXXX XXXX | Indoor Luminaires | Linear Ambient | Direct Linear Ambient Luminaires | Standard | FALSE | [9 empty] | 42465 | Dimmable | Continuous Below 10 | No |  | 3.1 | 3582.48 | 107.94 | 33.19 | 19.78 | 0.91 | 3000 | 80
P74U44SB | Acuity Brands Lighting | Lithonia Lighting | ZL1N L46 3000LM L/LENS MVOLT 30K 80 CRI XXXXXXX XXXX | Indoor Luminaires | Linear Ambient | Direct Linear Ambient Luminaires | Standard | FALSE | [9 empty] | 42465 | Dimmable | Continuous Below 10 | No |  | 3.1 | 3582.48 | 107.94 | 33.19 | 19.78 | 0.91 | 3000 | 80
P23SZ3X4 | Acuity Brands Lighting | Lithonia Lighting | ZL1N L48 3000LM L/LENS MVOLT 30K 80 CRI XXXXXXX XXXX | Indoor Luminaires | Linear Ambient | Direct Linear Ambient Luminaires | Standard | FALSE | [9 empty] | 42465 | Dimmable | Continuous Below 10 | No |  | 3.1 | 3582.48 | 107.94 | 33.19 | 19.78 | 0.91 | 3000 | 80
PXPJKW2B | Acuity Brands Lighting | Holophane | HZL1N L46 3000LM FST MVOLT 30K 80 CRI XXXXXXX XXXX | Indoor Luminaires | Linear Ambient | Direct Linear Ambient Luminaires | Standard | FALSE | [9 empty] | 42465 | Dimmable | Continuous Below 10 | No |  | 3.1 | 3301.93 | 99.49 | 33.19 | 19.78 | 0.91 | 3000 | 80
PVJZ8JBV | Acuity Brands Lighting | Holophane | HZL1N L48 3000LM FST MVOLT 30K 80 CRI XXXXXXX XXXX | Indoor Luminaires | Linear Ambient | Direct Linear Ambient Luminaires | Standard | FALSE | [9 empty] | 42465 | Dimmable | Continuous Below 10 | No |  | 3.1 | 3301.93 | 99.49 | 33.19 | 19.78 | 0.91 | 3000 | 80
PMNG8FDU | Acuity Brands Lighting | Lithonia Lighting | ZL1N L46 3000LM FST MVOLT 30K 80 CRI XXXXXXX XXXX | Indoor Luminaires | Linear Ambient | Direct Linear Ambient Luminaires | Standard | FALSE | [9 empty] | 42465 | Dimmable | Continuous Below 10 | No |  | 3.1 | 3301.93 | 99.49 | 33.19 | 19.78 | 0.91 | 3000 | 80
PDSA8URZ | Acuity Brands Lighting | Lithonia Lighting | ZL1N L48 3000LM FST MVOLT 30K 80 CRI XXXXXXX XXXX | Indoor Luminaires | Linear Ambient | Direct Linear Ambient Luminaires | Standard | FALSE | [9 empty] | 42465 | Dimmable | Continuous Below 10 | No |  | 3.1 | 3301.93 | 99.49 | 33.19 | 19.78 | 0.91 | 3000 | 80
PV648VNP | Acuity Brands Lighting | Lithonia Lighting | ZL1D L24 2500LM FST MVOLT 30K 80 CRI XXXXXXX XXXX | Indoor Luminaires | Linear Ambient | Direct Linear Ambient Luminaires | Standard | FALSE | [9 empty] | 42465 | Dimmable | Continuous Below 10 | No |  | 3.1 | 2679.28 | 119.88 | 22.35 | 19.78 | 0.91 | 3000 | 80
PJUXSSEY | Acuity Brands Lighting | Holophane | HZL1D L24 2500LM FST MVOLT 30K 80 CRI XXXXXXX XXXX | Indoor Luminaires | Linear Ambient | Direct Linear Ambient Luminaires | Standard | FALSE | [9 empty] | 42465 | Dimmable | Continuous Below 10 | No |  | 3.1 | 2679.28 | 119.88 | 22.35 | 19.78 | 0.91 | 3000 | 80
PAC6WW7M | Acuity Brands Lighting | Lithonia Lighting | ZL1N L24 2500LM L/LENS MVOLT 30K 80 CRI XXXXXXX XXXX | Indoor Luminaires | Linear Ambient | Direct Linear Ambient Luminaires | Standard | FALSE | [9 empty] | 42465 | Dimmable | Continuous Below 10 | No |  | 3.1 | 2566.15 | 114.82 | 22.35 | 19.78 | 0.91 | 3000 | 80
P2PPXHUT | Acuity Brands Lighting | Holophane | HZL1N L24 2500LM L/LENS MVOLT 30K 80 CRI XXXXXXX XXXX | Indoor Luminaires | Linear Ambient | Direct Linear Ambient Luminaires | Standard | FALSE | [9 empty] | 42465 | Dimmable | Continuous Below 10 | No |  | 3.1 | 2566.15 | 114.82 | 22.35 | 19.78 | 0.91 | 3000 | 80
PWJ27QFP | Acuity Brands Lighting | Holophane | HZL1N L24 2500LM FST MVOLT 30K 80 CRI XXXXXXX XXXX | Indoor Luminaires | Linear Ambient | Direct Linear Ambient Luminaires | Standard | FALSE | [9 empty] | 42465 | Dimmable | Continuous Below 10 | No |  | 3.1 | 2365.19 | 105.83 | 22.35 | 19.78 | 0.91 | 3000 | 80
PWBZT7EW | Acuity Brands Lighting | Lithonia Lighting | ZL1N L24 2500LM FST MVOLT 30K 80 CRI XXXXXXX XXXX | Indoor Luminaires | Linear Ambient | Direct Linear Ambient Luminaires | Standard | FALSE | [9 empty] | 42465 | Dimmable | Continuous Below 10 | No |  | 3.1 | 2365.19 | 105.83 | 22.35 | 19.78 | 0.91 | 3000 | 80
PSWQMM4S | Acuity Brands Lighting | Holophane | HZL1D L24 1500LM FST MVOLT 30K 80 CRI XXXXXXX XXXX | Indoor Luminaires | Linear Ambient | Direct Linear Ambient Luminaires | Standard | FALSE | [9 empty] | 42465 | Dimmable | Continuous Below 10 | No |  | 3.1 | 1966.07 | 111.08 | 17.7 | 19.78 | 0.91 | 3000 | 80
PARPFND8 | Acuity Brands Lighting | Lithonia Lighting | ZL1D L24 1500LM FST MVOLT 30K 80 CRI XXXXXXX XXXX | Indoor Luminaires | Linear Ambient | Direct Linear Ambient Luminaires | Standard | FALSE | [9 empty] | 42465 | Dimmable | Continuous Below 10 | No |  | 3.1 | 1966.07 | 111.08 | 17.7 | 19.78 | 0.91 | 3000 | 80
PFZ5WUQ3 | Acuity Brands Lighting | Lithonia Lighting | ZL1N L24 1500LM L/LENS MVOLT 30K 80 CRI XXXXXXX XXXX | Indoor Luminaires | Linear Ambient | Direct Linear Ambient Luminaires | Standard | FALSE | [9 empty] | 42465 | Dimmable | Continuous Below 10 | No |  | 3.1 | 1883.06 | 105.79 | 17.8 | 19.78 | 0.91 | 3000 | 80
P2JKMXDU | Acuity Brands Lighting | Holophane | HZL1N L24 1500LM L/LENS MVOLT 30K 80 CRI XXXXXXX XXXX | Indoor Luminaires | Linear Ambient | Direct Linear Ambient Luminaires | Standard | FALSE | [9 empty] | 42465 | Dimmable | Continuous Below 10 | No |  | 3.1 | 1883.06 | 105.79 | 17.8 | 19.78 | 0.91 | 3000 | 80
PJ65XJTC | Acuity Brands Lighting | Lithonia Lighting | ZL1N L24 1500LM FST MVOLT 30K 80 CRI XXXXXXX XXXX | Indoor Luminaires | Linear Ambient | Direct Linear Ambient Luminaires | Standard | FALSE | [9 empty] | 42465 | Dimmable | Continuous Below 10 | No |  | 3.1 | 1735.59 | 97.51 | 17.8 | 19.78 | 0.91 | 3000 | 80
PACS9UKB | Acuity Brands Lighting | Holophane | HZL1N L24 1500LM FST MVOLT 30K 80 CRI XXXXXXX XXXX | Indoor Luminaires | Linear Ambient | Direct Linear Ambient Luminaires | Standard | FALSE | [9 empty] | 42465 | Dimmable | Continuous Below 10 | No |  | 3.1 | 1735.59 | 97.51 | 17.8 | 19.78 | 0.91 | 3000 | 80
PZ79DTQP | Envirotech Lighting | Envirotech Lighting | ENV-LRS-4H-4K | Indoor Luminaires | Linear Ambient | Direct Linear Ambient Luminaires | Premium | TRUE | 4336.3 | 113.2 | 38.3 | 5.7 | 0.968 | 4177 | 84 | 5 | 50000 | 42464 |  |  | No |  | 3.1 | 4000 | 110 | 40 | 20 | 0.9 | 4000 | 80
PG2PQR4D | Envirotech Lighting | Envirotech Lighting | ENV-LRSRK-4L-5K | Indoor Luminaires | Linear Ambient | Direct Linear Ambient Luminaires | Premium | TRUE | 2473.12 | 111.15 | 22.25 | 4.73 | 0.9446 | 5228 | 83.9 | 5 | 50000 | 42464 |  |  | No |  | 3 | 2473.12 | 111.15 | 22.25 | 20 | 0.996 | 5000 | 83.9
PV4763RP | Envirotech Lighting | Envirotech Lighting | ENV-LRS-8H-3K | Indoor Luminaires | Linear Ambient | Direct Linear Ambient Luminaires | Premium | TRUE | 7546 | 112.13 | 67.3 | 4.95 | 0.942 | 3146 | 83.2 | 5 | 50000 | 42464 |  |  | No |  | 3.1 | 7546.3 | 112 | 67.3 | 20 | 0.997 | 3000 | 83
PZXMU35N | Envirotech Lighting | Envirotech Lighting | ENV-LRSRK-4H-5K | Indoor Luminaires | Linear Ambient | Direct Linear Ambient Luminaires | Premium | TRUE | 3655.32 | 112.58 | 32.47 | 4.33 | 0.9326 | 5214 | 84 | 5 | 50000 | 42464 |  |  | No |  | 3 | 3655.32 | 112.58 | 32.47 | 20 | 0.996 | 5000 | 84
PNADABVE | Envirotech Lighting | Envirotech Lighting | ENV-LRS-8L-3K | Indoor Luminaires | Linear Ambient | Direct Linear Ambient Luminaires | Premium | TRUE | 4435.024 | 112.85 | 39.3 | 5.27 | 0.925 | 3088 | 83.5 | 5 | 50000 | 42464 |  |  | No |  | 3.1 | 4435 | 112.85 | 39.3 | 20 | 0.998 | 3000 | 83
PRPDQ9FA | Envirotech Lighting | Envirotech Lighting | ENV-LVT-4H-3K | Indoor Luminaires | Linear Ambient | Direct Linear Ambient Luminaires | Premium | TRUE | 6837.4 | 123.99 | 55.14 | 5.29 | 0.9214 | 3083 | 82 | 5 | 50000 | 42464 |  |  | No |  | 3.1 | 6837.4 | 123.99 | 55.14 | 20 | 0.995 | 3000 | 82
P89TP2VF | Envirotech Lighting | Envirotech Lighting | ENV-LRS-4L-5K | Indoor Luminaires | Linear Ambient | Direct Linear Ambient Luminaires | Premium | TRUE | 2556.94 | 114.97 | 22.24 | 5.18 | 0.9203 | 5214 | 83.6 | 5 | 50000 | 42464 |  |  | No |  | 3.1 | 2556.9 | 114.97 | 22.24 | 20 | 0.996 | 5000 | 83.6
PW82JFZX | Envirotech Lighting | Envirotech Lighting | ENV-LRS-4L-3K | Indoor Luminaires | Linear Ambient | Direct Linear Ambient Luminaires | Premium | TRUE | 2433.4 | 109.72 | 22.18 | 5.18 | 0.9203 | 3160 | 82.8 | 5 | 50000 | 42464 |  |  | No |  | 3.1 | 2433.3 | 109.72 | 22.18 | 20 | 0.996 | 3000 | 82.8
PH8WSXG4 | Envirotech Lighting | Envirotech Lighting | ENV-LVT-4L-3K | Indoor Luminaires | Linear Ambient | Direct Linear Ambient Luminaires | Premium | TRUE | 4670.9 | 119.24 | 39.17 | 5.18 | 0.9169 | 3094 | 82 | 5 | 50000 | 42464 |  |  | No |  | 3.1 | 4670.9 | 119.24 | 40 | 20 | 0.997 | 3000 | 82
PKGBRSAW | Envirotech Lighting | Envirotech Lighting | ENV-LWR-4L-4K | Indoor Luminaires | Linear Ambient | Direct Linear Ambient Luminaires | Premium | TRUE | 4512.1 | 115.07 | 39.21 | 5.61 | 0.9057 | 3107 | 81.8 | 5 | 50000 | 42464 |  |  | No |  | 3.1 | 4512.1 | 115.07 | 40 | 20 | 0.993 | 3000 | 81.8
PYE1UP75 | Envirotech Lighting | Envirotech Lighting | ENV-LRSRK-8H-5K | Indoor Luminaires | Linear Ambient | Direct Linear Ambient Luminaires | Premium | FALSE | [9 empty] | 42464 |  |  | No |  | 3 | 7700 | 114.9 | 67 | 20 | 0.996 | 5000 | 83
P8D9H8Z6 | Envirotech Lighting | Envirotech Lighting | ENV-LRS-8H-5K | Indoor Luminaires | Linear Ambient | Direct Linear Ambient Luminaires | Premium | FALSE | [9 empty] | 42464 | Dimmable | Continuous Below 10 | No |  | 3 | 7700 | 115 | 67 | 20 | 0.997 | 5000 | 83
PV22WAPY | Envirotech Lighting | Envirotech Lighting | ENV-LVT-4H-5K | Indoor Luminaires | Linear Ambient | Direct Linear Ambient Luminaires | Premium | FALSE | [9 empty] | 42464 |  |  | No |  | 3.1 | 7137.08 | 128.78 | 55.42 | 20 | 0.994 | 5000 | 83
P2BWGY1B | Envirotech Lighting | Envirotech Lighting | ENV-LRS-8L-5K | Indoor Luminaires | Linear Ambient | Direct Linear Ambient Luminaires | Premium | FALSE | [9 empty] | 42464 |  |  | No |  | 3.1 | 4700 | 117 | 40 | 20 | 0.996 | 5000 | 83
PM2BVV5J | Envirotech Lighting | Envirotech Lighting | ENV-LRSRK-8L-5K | Indoor Luminaires | Linear Ambient | Direct Linear Ambient Luminaires | Premium | FALSE | [9 empty] | 42464 |  |  | No |  | 3 | 4600 | 115 | 40 | 20 | 0.996 | 5000 | 83
PFB3PGX2 | Envirotech Lighting | Envirotech Lighting | ENV-LVT-4L-5K | Indoor Luminaires | Linear Ambient | Direct Linear Ambient Luminaires | Premium | FALSE | [9 empty] | 42464 |  |  | No |  | 3.1 | 4977.14 | 125.24 | 40 | 20 | 0.997 | 5000 | 82.7
PQS8N8FY | Envirotech Lighting | Envirotech Lighting | ENV-LWR-4L-5K | Indoor Luminaires | Linear Ambient | Direct Linear Ambient Luminaires | Premium | FALSE | [9 empty] | 42464 |  |  | No |  | 3.1 | 4564.3 | 116.2 | 40 | 20 | 0.991 | 5000 | 82.6
PD14J5HH | Envirotech Lighting | Envirotech Lighting | ENV-LRS-4H-5K | Indoor Luminaires | Linear Ambient | Direct Linear Ambient Luminaires | Premium | FALSE | [9 empty] | 42464 | Dimmable | Continuous Below 10 | No |  | 3 | 4000 | 110 | 40 | 20 | 0.9 | 5000 | 80
PNNEEWZX | Envirotech Lighting | Envirotech Lighting | ENV-LRSRK-4H-4K | Indoor Luminaires | Linear Ambient | Direct Linear Ambient Luminaires | Premium | FALSE | [9 empty] | 42464 |  |  | No |  | 3 | 3647.87 | 112.07 | 32.55 | 20 | 0.997 | 4000 | 85.1
P9Q4BDEB | Envirotech Lighting | Envirotech Lighting | ENV-LRS-4L-4K | Indoor Luminaires | Linear Ambient | Direct Linear Ambient Luminaires | Premium | FALSE | [9 empty] | 42464 |  |  | No |  | 3.1 | 2530 | 113.71 | 22.25 | 20 | 0.997 | 4000 | 85.1
PNPYQPWM | Envirotech Lighting | Envirotech Lighting | ENV-LVT-4L-4K | Indoor Luminaires | Linear Ambient | Direct Linear Ambient Luminaires | Premium | FALSE | [9 empty] | 42464 |  |  | No |  | 3.1 | 4980.54 | 124.86 | 40 | 20 | 0.997 | 4000 | 84.2
PBC519ND | Envirotech Lighting | Envirotech Lighting | ENV-LVT-4H-4K | Indoor Luminaires | Linear Ambient | Direct Linear Ambient Luminaires | Premium | FALSE | [9 empty] | 42464 |  |  | No |  | 3.1 | 7198.44 | 128.77 | 55.9 | 20 | 0.994 | 4000 | 83.7
P5HQ7JG4 | Envirotech Lighting | Envirotech Lighting | ENV-LRSRK-4L-4K | Indoor Luminaires | Linear Ambient | Direct Linear Ambient Luminaires | Premium | FALSE | [9 empty] | 42464 | Dimmable | Continuous Below 10 | No |  | 3 | 2445.78 | 108.54 | 22.53 | 20 | 0.995 | 4000 | 83.6
PFDPQ1QH | Envirotech Lighting | Envirotech Lighting | ENV-LWR-4L-4K | Indoor Luminaires | Linear Ambient | Direct Linear Ambient Luminaires | Premium | FALSE | [9 empty] | 42464 |  |  | No |  | 3.1 | 4548.1 | 115.7 | 40 | 20 | 0.991 | 4000 | 83.4
PWU89SN4 | Envirotech Lighting | Envirotech Lighting | ENV-LRS-8H-4K | Indoor Luminaires | Linear Ambient | Direct Linear Ambient Luminaires | Premium | FALSE | [9 empty] | 42464 |  |  | No |  | 3 | 7650 | 114 | 67 | 20 | 0.997 | 4000 | 83
PJ57XV56 | Envirotech Lighting | Envirotech Lighting | ENV-LRSRK-8H-4K | Indoor Luminaires | Linear Ambient | Direct Linear Ambient Luminaires | Premium | FALSE | [9 empty] | 42464 |  |  | No |  | 3 | 7600 | 113.4 | 67 | 20 | 0.996 | 4000 | 83
PX4A6TNU | Envirotech Lighting | Envirotech Lighting | ENV-LRS-8L-4K | Indoor Luminaires | Linear Ambient | Direct Linear Ambient Luminaires | Premium | FALSE | [9 empty] | 42464 |  |  | No |  | 3.1 | 4600 | 115 | 40 | 20 | 0.996 | 4000 | 83
P6PRSDME | Envirotech Lighting | Envirotech Lighting | ENV-LRSRK-8L-4K | Indoor Luminaires | Linear Ambient | Direct Linear Ambient Luminaires | Premium | FALSE | [9 empty] | 42464 | Dimmable | Continuous Below 10 | No |  | 3 | 4500 | 112.5 | 40 | 20 | 0.996 | 4000 | 83
P4DJTC4A | Acuity Brands Lighting | Lithonia Lighting | GRD -XXX-XXFT-MSL4-ID1500LMF-0/100-XXXXXX-XXX-XXX-80CRI-35K-XXXXXXXXXXXXXX | Indoor Luminaires | Linear Ambient | Direct Linear Ambient Luminaires | Standard | TRUE | 4253.29 | 83.94 | 50.67 | 13.399 | 0.94162 | 3516 | 82.5 | 5 | 50000 | 42461 |  |  | Yes |  | 3.1 | 4129.2 | 81.49 | 50.67 | 13.4 | 0.9 | 3500 | 80
PHKGS7TU | Acuity Brands Lighting | Lithonia Lighting | GRD -XXX-XXFT-MSL4-ID1500LMF-80/20-XXXXXX-XXX-XXX-80CRI-27K-XXXXXXXXXXXXXX | Indoor Luminaires | Linear Ambient | Linear Ambient Luminaires w/ Indirect component | Premium | TRUE | 5740.98 | 112.37 | 51.09 | 13.399 | 0.94162 | 2755 | 81.7 | 5 | 50000 | 42461 |  |  | Yes |  | 3.1 | 5609.95 | 110.72 | 50.67 | 13.4 | 0.9 | 2700 | 80
P7ZRRGZZ | Acuity Brands Lighting | Lithonia Lighting | GRD -XXX-XXFT-MSL4-ID800LMF-0/100-XXXXXX-XXX-XXX-80CRI-27K-XXXXXXXXXXXXXX | Indoor Luminaires | Linear Ambient | Direct Linear Ambient Luminaires | Standard | TRUE | 2217.23 | 89.26 | 24.84 | 13.304 | 0.92044 | 2739 | 81.6 | 5 | 50000 | 42461 |  |  | Yes |  | 3.1 | 2177.8 | 87.64 | 24.85 | 13.4 | 0.9 | 2700 | 80
PTE4BCZ2 | Acuity Brands Lighting | Lithonia Lighting | GRD -XXX-XXFT-MSL8-ID1500LMF-80/20-XXXXXX-XXX-XXX-CRI80-50K-XXXXXXXXXXXXXX | Indoor Luminaires | Linear Ambient | Linear Ambient Luminaires w/ Indirect component | Premium | FALSE | [9 empty] | 42461 | Dimmable | Continuous Below 10 | Yes |  | 3.1 | 13340.52 | 131.64 | 101.34 | 13.4 | 0.9 | 5000 | 80
PCREFS2N | Acuity Brands Lighting | Lithonia Lighting | GRD -XXX-XXFT-MSL8-ID1300LMF-80/20-XXXXXX-XXX-XXX-CRI80-50K-XXXXXXXXXXXXXX | Indoor Luminaires | Linear Ambient | Linear Ambient Luminaires w/ Indirect component | Premium | FALSE | [9 empty] | 42461 | Dimmable | Continuous Below 10 | Yes |  | 3.1 | 11061.6 | 137.86 | 80.24 | 13.4 | 0.9 | 5000 | 80
PN77WFAV | Acuity Brands Lighting | Lithonia Lighting | GRD -XXX-XXFT-MSL8-ID1500LMF-20/80-XXXXXX-XXX-XXX-CRI80-50K-XXXXXXXXXXXXXX | Indoor Luminaires | Linear Ambient | Direct Linear Ambient Luminaires | Standard | FALSE | [9 empty] | 42461 | Dimmable | Continuous Below 10 | Yes |  | 3.1 | 10279.46 | 101.44 | 101.34 | 13.4 | 0.9 | 5000 | 80
PBQPW79A | Acuity Brands Lighting | Lithonia Lighting | GRD -XXX-XXFT-MSL8-ID1000LMF-80/20-XXXXXX-XXX-XXX-CRI80-50K-XXXXXXXXXXXXXX | Indoor Luminaires | Linear Ambient | Linear Ambient Luminaires w/ Indirect component | Premium | FALSE | [9 empty] | 42461 | Dimmable | Continuous Below 10 | Yes |  | 3.1 | 9211.46 | 143.04 | 64.4 | 13.4 | 0.9 | 5000 | 80
P3DHH6VN | Acuity Brands Lighting | Lithonia Lighting | GRD -XXX-XXFT-MSL8-ID1500LMF-0/100-XXXXXX-XXX-XXX-CRI80-50K-XXXXXXXXXXXXXX | Indoor Luminaires | Linear Ambient | Direct Linear Ambient Luminaires | Standard | FALSE | [9 empty] | 42461 | Dimmable | Continuous Below 10 | Yes |  | 3.1 | 9158.34 | 90.37 | 101.34 | 13.4 | 0.9 | 5000 | 80
P534A8A8 | Acuity Brands Lighting | Lithonia Lighting | GRD -XXX-XXFT-MSL8-ID1300LMF-20/80-XXXXXX-XXX-XXX-CRI80-50K-XXXXXXXXXXXXXX | Indoor Luminaires | Linear Ambient | Direct Linear Ambient Luminaires | Standard | FALSE | [9 empty] | 42461 | Dimmable | Continuous Below 10 | Yes |  | 3.1 | 8523.46 | 106.22 | 80.24 | 13.4 | 0.9 | 5000 | 80
P3VW27AA | Acuity Brands Lighting | Lithonia Lighting | GRD -XXX-XXFT-MSL8-ID1300LMF-0/100-XXXXXX-XXX-XXX-CRI80-50K-XXXXXXXXXXXXXX | Indoor Luminaires | Linear Ambient | Direct Linear Ambient Luminaires | Standard | FALSE | [9 empty] | 42461 | Dimmable | Continuous Below 10 | Yes |  | 3.1 | 7593.84 | 94.64 | 80.24 | 13.4 | 0.9 | 5000 | 80
P7MTBGKH | Acuity Brands Lighting | Lithonia Lighting | GRD -XXX-XXFT-MSL8-ID800LMF-80/20-XXXXXX-XXX-XXX-CRI80-50K-XXXXXXXXXXXXXX | Indoor Luminaires | Linear Ambient | Linear Ambient Luminaires w/ Indirect component | Premium | FALSE | [9 empty] | 42461 | Dimmable | Continuous Below 10 | Yes |  | 3.1 | 7543.76 | 151.79 | 49.7 | 13.4 | 0.9 | 5000 | 80
PQADWU7B | Acuity Brands Lighting | Lithonia Lighting | GRD -XXX-XXFT-MSL8-ID1000LMF-20/80-XXXXXX-XXX-XXX-CRI80-50K-XXXXXXXXXXXXXX | Indoor Luminaires | Linear Ambient | Direct Linear Ambient Luminaires | Standard | FALSE | [9 empty] | 42461 | Dimmable | Continuous Below 10 | Yes |  | 3.1 | 7097.84 | 110.22 | 64.4 | 13.4 | 0.9 | 5000 | 80
PWZZWABQ | Acuity Brands Lighting | Lithonia Lighting | GRD -XXX-XXFT-MSL4-ID1500LMF-80/20-XXXXXX-XXX-XXX-80CRI-50K-XXXXXXXXXXXXXX | Indoor Luminaires | Linear Ambient | Linear Ambient Luminaires w/ Indirect component | Premium | FALSE | [9 empty] | 42461 | Dimmable | Continuous Below 10 | Yes |  | 3.1 | 6670.26 | 131.64 | 50.67 | 13.4 | 0.9 | 5000 | 80
PU43V6RG | Acuity Brands Lighting | Lithonia Lighting | GRD -XXX-XXFT-MSL8-ID1000LMF-0/100-XXXXXX-XXX-XXX-CRI80-50K-XXXXXXXXXXXXXX | Indoor Luminaires | Linear Ambient | Direct Linear Ambient Luminaires | Standard | FALSE | [9 empty] | 42461 | Dimmable | Continuous Below 10 | Yes |  | 3.1 | 6323.72 | 98.19 | 64.4 | 13.4 | 0.9 | 5000 | 80
PU6V2GWJ | Acuity Brands Lighting | Lithonia Lighting | GRD -XXX-XXFT-MSL8-ID800LMF-20/80-XXXXXX-XXX-XXX-CRI80-50K-XXXXXXXXXXXXXX | Indoor Luminaires | Linear Ambient | Direct Linear Ambient Luminaires | Standard | FALSE | [9 empty] | 42461 | Dimmable | Continuous Below 10 | Yes |  | 3.1 | 5812.8 | 116.96 | 49.7 | 13.4 | 0.9 | 5000 | 80
PMWYC7DG | Acuity Brands Lighting | Lithonia Lighting | GRD -XXX-XXFT-MSL4-ID1300LMF-80/20-XXXXXX-XXX-XXX-80CRI-50K-XXXXXXXXXXXXXX | Indoor Luminaires | Linear Ambient | Linear Ambient Luminaires w/ Indirect component | Premium | FALSE | [9 empty] | 42461 | Dimmable | Continuous Below 10 | Yes |  | 3.1 | 5530.8 | 137.86 | 40.12 | 13.4 | 0.9 | 5000 | 80
PJC8W5YA | Acuity Brands Lighting | Lithonia Lighting | GRD -XXX-XXFT-MSL8-ID800LMF-0/100-XXXXXX-XXX-XXX-CRI80-50K-XXXXXXXXXXXXXX | Indoor Luminaires | Linear Ambient | Direct Linear Ambient Luminaires | Standard | FALSE | [9 empty] | 42461 | Dimmable | Continuous Below 10 | Yes |  | 3.1 | 5178.82 | 104.2 | 49.7 | 13.4 | 0.9 | 5000 | 80
P5EDXF2W | Acuity Brands Lighting | Lithonia Lighting | GRD -XXX-XXFT-MSL4-ID1500LMF-20/80-XXXXXX-XXX-XXX-80CRI-50K-XXXXXXXXXXXXXX | Indoor Luminaires | Linear Ambient | Direct Linear Ambient Luminaires | Standard | FALSE | [9 empty] | 42461 | Dimmable | Continuous Below 10 | Yes |  | 3.1 | 5139.73 | 101.44 | 50.67 | 13.4 | 0.9 | 5000 | 80
PW363J43 | Acuity Brands Lighting | Lithonia Lighting | GRD -XXX-XXFT-MSL4-ID1000LMF-80/20-XXXXXX-XXX-XXX-80CRI-50K-XXXXXXXXXXXXXX | Indoor Luminaires | Linear Ambient | Linear Ambient Luminaires w/ Indirect component | Premium | FALSE | [9 empty] | 42461 | Dimmable | Continuous Below 10 | Yes |  | 3.1 | 4605.73 | 143.04 | 32.2 | 13.4 | 0.9 | 5000 | 80
PG2U8J7R | Acuity Brands Lighting | Lithonia Lighting | GRD -XXX-XXFT-MSL4-ID1500LMF-0/100-XXXXXX-XXX-XXX-80CRI-50K-XXXXXXXXXXXXXX | Indoor Luminaires | Linear Ambient | Direct Linear Ambient Luminaires | Standard | FALSE | [9 empty] | 42461 | Dimmable | Continuous Below 10 | Yes |  | 3.1 | 4579.17 | 90.37 | 50.67 | 13.4 | 0.9 | 5000 | 80
PM9H89RY | Acuity Brands Lighting | Lithonia Lighting | GRD -XXX-XXFT-MSL4-ID1300LMF-20/80-XXXXXX-XXX-XXX-80CRI-50K-XXXXXXXXXXXXXX | Indoor Luminaires | Linear Ambient | Direct Linear Ambient Luminaires | Standard | FALSE | [9 empty] | 42461 | Dimmable | Continuous Below 10 | Yes |  | 3.1 | 4261.73 | 106.22 | 40.12 | 13.4 | 0.9 | 5000 | 80
PSR7UK4M | Acuity Brands Lighting | Lithonia Lighting | GRD -XXX-XXFT-MSL4-ID1300LMF-0/100-XXXXXX-XXX-XXX--80CRI-50K-XXXXXXXXXXXXXX | Indoor Luminaires | Linear Ambient | Direct Linear Ambient Luminaires | Standard | FALSE | [9 empty] | 42461 | Dimmable | Continuous Below 10 | Yes |  | 3.1 | 3796.92 | 94.64 | 40.12 | 13.4 | 0.9 | 5000 | 80
PZT3RBXD | Acuity Brands Lighting | Lithonia Lighting | GRD -XXX-XXFT-MSL4-ID800LMF-80/20-XXXXXX-XXX-XXX-80CRI-50K-XXXXXXXXXXXXXX | Indoor Luminaires | Linear Ambient | Linear Ambient Luminaires w/ Indirect component | Premium | FALSE | [9 empty] | 42461 | Dimmable | Continuous Below 10 | Yes |  | 3.1 | 3771.88 | 151.79 | 24.85 | 13.4 | 0.9 | 5000 | 80
PZN83V6X | Acuity Brands Lighting | Lithonia Lighting | GRD -XXX-XXFT-MSL4-ID1000LMF-20/80-XXXXXX-XXX-XXX-80CRI-50K-XXXXXXXXXXXXXX | Indoor Luminaires | Linear Ambient | Direct Linear Ambient Luminaires | Standard | FALSE | [9 empty] | 42461 | Dimmable | Continuous Below 10 | Yes |  | 3.1 | 3548.92 | 110.22 | 32.2 | 13.4 | 0.9 | 5000 | 80
PV492ZCX | Acuity Brands Lighting | Lithonia Lighting | GRD -XXX-XXFT-MSL4-ID1000LMF-0/100-XXXXXX-XXX-XXX-80CRI-50K-XXXXXXXXXXXXXX | Indoor Luminaires | Linear Ambient | Direct Linear Ambient Luminaires | Standard | FALSE | [9 empty] | 42461 | Dimmable | Continuous Below 10 | Yes |  | 3.1 | 3161.86 | 98.19 | 32.2 | 13.4 | 0.9 | 5000 | 80
PDANFQ2T | Acuity Brands Lighting | Lithonia Lighting | GRD -XXX-XXFT-MSL4-ID800LMF-20/80-XXXXXX-XXX-XXX-80CRI-50K-XXXXXXXXXXXXXX | Indoor Luminaires | Linear Ambient | Direct Linear Ambient Luminaires | Standard | FALSE | [9 empty] | 42461 | Dimmable | Continuous Below 10 | Yes |  | 3.1 | 2906.4 | 116.96 | 24.85 | 13.4 | 0.9 | 5000 | 80
PE99MFEV | Acuity Brands Lighting | Lithonia Lighting | GRD -XXX-XXFT-MSL4-ID800LMF-0/100-XXXXXX-XXX-XXX-80CRI-50K-XXXXXXXXXXXXXX | Indoor Luminaires | Linear Ambient | Direct Linear Ambient Luminaires | Standard | FALSE | [9 empty] | 42461 | Dimmable | Continuous Below 10 | Yes |  | 3.1 | 2589.41 | 104.2 | 24.85 | 13.4 | 0.9 | 5000 | 80
PWGYD7DQ | Acuity Brands Lighting | Lithonia Lighting | GRD -XXX-XXFT-MSL8-ID1500LMF-80/20-XXXXXX-XXX-XXX-CRI80-40K-XXXXXXXXXXXXXX | Indoor Luminaires | Linear Ambient | Linear Ambient Luminaires w/ Indirect component | Premium | FALSE | [9 empty] | 42461 | Dimmable | Continuous Below 10 | Yes |  | 3.1 | 12222.38 | 120.61 | 101.34 | 13.4 | 0.9 | 4000 | 80
PW266CZC | Acuity Brands Lighting | Lithonia Lighting | GRD -XXX-XXFT-MSL8-ID1300LMF-80/20-XXXXXX-XXX-XXX-CRI80-40K-XXXXXXXXXXXXXX | Indoor Luminaires | Linear Ambient | Linear Ambient Luminaires w/ Indirect component | Premium | FALSE | [9 empty] | 42461 | Dimmable | Continuous Below 10 | Yes |  | 3.1 | 10134.48 | 126.3 | 80.24 | 13.4 | 0.9 | 4000 | 80
PCRU57GK | Acuity Brands Lighting | Lithonia Lighting | GRD -XXX-XXFT-MSL8-ID1500LMF-20/80-XXXXXX-XXX-XXX-CRI80-40K-XXXXXXXXXXXXXX | Indoor Luminaires | Linear Ambient | Direct Linear Ambient Luminaires | Standard | FALSE | [9 empty] | 42461 | Dimmable | Continuous Below 10 | Yes |  | 3.1 | 9417.9 | 92.93 | 101.34 | 13.4 | 0.9 | 4000 | 80
PAA3B7Z7 | Acuity Brands Lighting | Lithonia Lighting | GRD -XXX-XXFT-MSL8-ID1000LMF-80/20-XXXXXX-XXX-XXX-CRI80-40K-XXXXXXXXXXXXXX | Indoor Luminaires | Linear Ambient | Linear Ambient Luminaires w/ Indirect component | Premium | FALSE | [9 empty] | 42461 | Dimmable | Continuous Below 10 | Yes |  | 3.1 | 8439.4 | 131.05 | 64.4 | 13.4 | 0.9 | 4000 | 80
PDZQNH35 | Acuity Brands Lighting | Lithonia Lighting | GRD -XXX-XXFT-MSL8-ID1500LMF-0/100-XXXXXX-XXX-XXX-CRI80-40K-XXXXXXXXXXXXXX | Indoor Luminaires | Linear Ambient | Direct Linear Ambient Luminaires | Standard | FALSE | [9 empty] | 42461 | Dimmable | Continuous Below 10 | Yes |  | 3.1 | 8390.72 | 82.8 | 101.34 | 13.4 | 0.9 | 4000 | 80
PYKKXJHH | Acuity Brands Lighting | Lithonia Lighting | GRD -XXX-XXFT-MSL8-ID1300LMF-20/80-XXXXXX-XXX-XXX-CRI80-40K-XXXXXXXXXXXXXX | Indoor Luminaires | Linear Ambient | Direct Linear Ambient Luminaires | Standard | FALSE | [9 empty] | 42461 | Dimmable | Continuous Below 10 | Yes |  | 3.1 | 7809.08 | 97.32 | 80.24 | 13.4 | 0.9 | 4000 | 80
PDMS2KQZ | Acuity Brands Lighting | Lithonia Lighting | GRD -XXX-XXFT-MSL8-ID1300LMF-0/100-XXXXXX-XXX-XXX-CRI80-40K-XXXXXXXXXXXXXX | Indoor Luminaires | Linear Ambient | Direct Linear Ambient Luminaires | Standard | FALSE | [9 empty] | 42461 | Dimmable | Continuous Below 10 | Yes |  | 3.1 | 6957.38 | 86.71 | 80.24 | 13.4 | 0.9 | 4000 | 80
PUSUPJ2B | Acuity Brands Lighting | Lithonia Lighting | GRD -XXX-XXFT-MSL8-ID800LMF-80/20-XXXXXX-XXX-XXX-CRI80-40K-XXXXXXXXXXXXXX | Indoor Luminaires | Linear Ambient | Linear Ambient Luminaires w/ Indirect component | Premium | FALSE | [9 empty] | 42461 | Dimmable | Continuous Below 10 | Yes |  | 3.1 | 6911.48 | 139.06 | 49.7 | 13.4 | 0.9 | 4000 | 80
PXSWN5N7 | Acuity Brands Lighting | Lithonia Lighting | GRD -XXX-XXFT-MSL8-ID1000LMF-20/80-XXXXXX-XXX-XXX-CRI80-40K-XXXXXXXXXXXXXX | Indoor Luminaires | Linear Ambient | Direct Linear Ambient Luminaires | Standard | FALSE | [9 empty] | 42461 | Dimmable | Continuous Below 10 | Yes |  | 3.1 | 6502.94 | 100.98 | 64.4 | 13.4 | 0.9 | 4000 | 80
PNGZUMPE | Acuity Brands Lighting | Lithonia Lighting | GRD -XXX-XXFT-MSL4-ID1500LMF-80/20-XXXXXX-XXX-XXX-80CRI-40K-XXXXXXXXXXXXXX | Indoor Luminaires | Linear Ambient | Linear Ambient Luminaires w/ Indirect component | Premium | FALSE | [9 empty] | 42461 | Dimmable | Continuous Below 10 | Yes |  | 3.1 | 6111.19 | 120.61 | 50.67 | 13.4 | 0.9 | 4000 | 80
PWB6JA9C | Acuity Brands Lighting | Lithonia Lighting | GRD -XXX-XXFT-MSL8-ID1000LMF-0/100-XXXXXX-XXX-XXX-CRI80-40K-XXXXXXXXXXXXXX | Indoor Luminaires | Linear Ambient | Direct Linear Ambient Luminaires | Standard | FALSE | [9 empty] | 42461 | Dimmable | Continuous Below 10 | Yes |  | 3.1 | 5793.68 | 89.96 | 64.4 | 13.4 | 0.9 | 4000 | 80
P7CFVJA2 | Acuity Brands Lighting | Lithonia Lighting | GRD -XXX-XXFT-MSL8-ID800LMF-20/80-XXXXXX-XXX-XXX-CRI80-40K-XXXXXXXXXXXXXX | Indoor Luminaires | Linear Ambient | Direct Linear Ambient Luminaires | Standard | FALSE | [9 empty] | 42461 | Dimmable | Continuous Below 10 | Yes |  | 3.1 | 5325.6 | 107.15 | 49.7 | 13.4 | 0.9 | 4000 | 80
P48F4AEQ | Acuity Brands Lighting | Lithonia Lighting | GRD -XXX-XXFT-MSL4-ID1300LMF-80/20-XXXXXX-XXX-XXX-80CRI-40K-XXXXXXXXXXXXXX | Indoor Luminaires | Linear Ambient | Linear Ambient Luminaires w/ Indirect component | Premium | FALSE | [9 empty] | 42461 | Dimmable | Continuous Below 10 | Yes |  | 3.1 | 5067.24 | 126.3 | 40.12 | 13.4 | 0.9 | 4000 | 80
PQNRY172 | Acuity Brands Lighting | Lithonia Lighting | GRD -XXX-XXFT-MSL8-ID800LMF-0/100-XXXXXX-XXX-XXX-CRI80-40K-XXXXXXXXXXXXXX | Indoor Luminaires | Linear Ambient | Direct Linear Ambient Luminaires | Standard | FALSE | [9 empty] | 42461 | Dimmable | Continuous Below 10 | Yes |  | 3.1 | 4744.76 | 95.47 | 49.7 | 13.4 | 0.9 | 4000 | 80
P8T2WAVD | Acuity Brands Lighting | Lithonia Lighting | GRD -XXX-XXFT-MSL4-ID1500LMF-20/80-XXXXXX-XXX-XXX-80CRI-40K-XXXXXXXXXXXXXX | Indoor Luminaires | Linear Ambient | Direct Linear Ambient Luminaires | Standard | FALSE | [9 empty] | 42461 | Dimmable | Continuous Below 10 | Yes |  | 3.1 | 4708.95 | 92.93 | 50.67 | 13.4 | 0.9 | 4000 | 80
PJ9ZQQ8A | Acuity Brands Lighting | Lithonia Lighting | GRD -XXX-XXFT-MSL4-ID1000LMF-80/20-XXXXXX-XXX-XXX-80CRI-40K-XXXXXXXXXXXXXX | Indoor Luminaires | Linear Ambient | Linear Ambient Luminaires w/ Indirect component | Premium | FALSE | [9 empty] | 42461 | Dimmable | Continuous Below 10 | Yes |  | 3.1 | 4219.7 | 131.05 | 32.2 | 13.4 | 0.9 | 4000 | 80
PV9XBQE5 | Acuity Brands Lighting | Lithonia Lighting | GRD -XXX-XXFT-MSL4-ID1500LMF-0/100-XXXXXX-XXX-XXX-80CRI-40K-XXXXXXXXXXXXXX | Indoor Luminaires | Linear Ambient | Direct Linear Ambient Luminaires | Standard | FALSE | [9 empty] | 42461 | Dimmable | Continuous Below 10 | Yes |  | 3.1 | 4195.36 | 82.8 | 50.67 | 13.4 | 0.9 | 4000 | 80
P5GPTMMD | Acuity Brands Lighting | Lithonia Lighting | GRD -XXX-XXFT-MSL4-ID1300LMF-20/80-XXXXXX-XXX-XXX-80CRI-40K-XXXXXXXXXXXXXX | Indoor Luminaires | Linear Ambient | Direct Linear Ambient Luminaires | Standard | FALSE | [9 empty] | 42461 | Dimmable | Continuous Below 10 | Yes |  | 3.1 | 3904.54 | 97.32 | 40.12 | 13.4 | 0.9 | 4000 | 80
PDETB7XY | Acuity Brands Lighting | Lithonia Lighting | GRD -XXX-XXFT-MSL4-ID1300LMF-0/100-XXXXXX-XXX-XXX-80CRI-40K-XXXXXXXXXXXXXX | Indoor Luminaires | Linear Ambient | Direct Linear Ambient Luminaires | Standard | FALSE | [9 empty] | 42461 | Dimmable | Continuous Below 10 | Yes |  | 3.1 | 3478.69 | 86.71 | 40.12 | 13.4 | 0.9 | 4000 | 80
PBW7GTEA | Acuity Brands Lighting | Lithonia Lighting | GRD -XXX-XXFT-MSL4-ID800LMF-80/20-XXXXXX-XXX-XXX-80CRI-40K-XXXXXXXXXXXXXX | Indoor Luminaires | Linear Ambient | Linear Ambient Luminaires w/ Indirect component | Premium | FALSE | [9 empty] | 42461 | Dimmable | Continuous Below 10 | Yes |  | 3.1 | 3455.74 | 139.06 | 24.85 | 13.4 | 0.9 | 4000 | 80
P6XMF834 | Acuity Brands Lighting | Lithonia Lighting | GRD -XXX-XXFT-MSL4-ID1000LMF-20/80-XXXXXX-XXX-XXX-80CRI-40K-XXXXXXXXXXXXXX | Indoor Luminaires | Linear Ambient | Direct Linear Ambient Luminaires | Standard | FALSE | [9 empty] | 42461 | Dimmable | Continuous Below 10 | Yes |  | 3.1 | 3251.47 | 100.98 | 32.2 | 13.4 | 0.9 | 4000 | 80
PC5K6ABK | Acuity Brands Lighting | Lithonia Lighting | GRD -XXX-XXFT-MSL4-ID1000LMF-0/100-XXXXXX-XXX-XXX-80CRI-40K-XXXXXXXXXXXXXX | Indoor Luminaires | Linear Ambient | Direct Linear Ambient Luminaires | Standard | FALSE | [9 empty] | 42461 | Dimmable | Continuous Below 10 | Yes |  | 3.1 | 2896.84 | 89.96 | 32.2 | 13.4 | 0.9 | 4000 | 80
PGT5DKBU | Acuity Brands Lighting | Lithonia Lighting | GRD -XXX-XXFT-MSL4-ID800LMF-20/80-XXXXXX-XXX-XXX-80CRI-40K-XXXXXXXXXXXXXX | Indoor Luminaires | Linear Ambient | Direct Linear Ambient Luminaires | Standard | FALSE | [9 empty] | 42461 | Dimmable | Continuous Below 10 | Yes |  | 3.1 | 2662.8 | 107.15 | 24.85 | 13.4 | 0.9 | 4000 | 80
PDS8VDQY | Acuity Brands Lighting | Lithonia Lighting | GRD -XXX-XXFT-MSL4-ID800LMF-0/100-XXXXXX-XXX-XXX-80CRI-40K-XXXXXXXXXXXXXX | Indoor Luminaires | Linear Ambient | Direct Linear Ambient Luminaires | Standard | FALSE | [9 empty] | 42461 | Dimmable | Continuous Below 10 | Yes |  | 3.1 | 2372.38 | 95.47 | 24.85 | 13.4 | 0.9 | 4000 | 80
P18ESQ5B | Acuity Brands Lighting | Lithonia Lighting | GRD -XXX-XXFT-MSL8-ID1500LMF-80/20-XXXXXX-XXX-XXX-CRI80-35K-XXXXXXXXXXXXXX | Indoor Luminaires | Linear Ambient | Linear Ambient Luminaires w/ Indirect component | Premium | FALSE | [9 empty] | 42461 | Dimmable | Continuous Below 10 | Yes |  | 3.1 | 12029.6 | 118.71 | 101.34 | 13.4 | 0.9 | 3500 | 80
P9A13ZDP | Acuity Brands Lighting | Lithonia Lighting | GRD -XXX-XXFT-MSL8-ID1300LMF-80/20-XXXXXX-XXX-XXX-CRI80-35K-XXXXXXXXXXXXXX | Indoor Luminaires | Linear Ambient | Linear Ambient Luminaires w/ Indirect component | Premium | FALSE | [9 empty] | 42461 | Dimmable | Continuous Below 10 | Yes |  | 3.1 | 9974.62 | 124.31 | 80.24 | 13.4 | 0.9 | 3500 | 80
PNNJCQET | Acuity Brands Lighting | Lithonia Lighting | GRD -XXX-XXFT-MSL8-ID1500LMF-20/80-XXXXXX-XXX-XXX-CRI80-35K-XXXXXXXXXXXXXX | Indoor Luminaires | Linear Ambient | Direct Linear Ambient Luminaires | Standard | FALSE | [9 empty] | 42461 | Dimmable | Continuous Below 10 | Yes |  | 3.1 | 9269.34 | 91.47 | 101.34 | 13.4 | 0.9 | 3500 | 80
P1HTA3AA | Acuity Brands Lighting | Lithonia Lighting | GRD -XXX-XXFT-MSL8-ID1000LMF-80/20-XXXXXX-XXX-XXX-CRI80--35K-XXXXXXXXXXXXXX | Indoor Luminaires | Linear Ambient | Linear Ambient Luminaires w/ Indirect component | Premium | FALSE | [9 empty] | 42461 | Dimmable | Continuous Below 10 | Yes |  | 3.1 | 8306.28 | 128.98 | 64.4 | 13.4 | 0.9 | 3500 | 80
PZXPTWZH | Acuity Brands Lighting | Lithonia Lighting | GRD -XXX-XXFT-MSL8-ID1500LMF-0/100-XXXXXX-XXX-XXX-CRI80-35K-XXXXXXXXXXXXXX | Indoor Luminaires | Linear Ambient | Direct Linear Ambient Luminaires | Standard | FALSE | [9 empty] | 42461 | Dimmable | Continuous Below 10 | Yes |  | 3.1 | 8258.4 | 81.49 | 101.34 | 13.4 | 0.9 | 3500 | 80
PNVVADM6 | Acuity Brands Lighting | Lithonia Lighting | GRD -XXX-XXFT-MSL8-ID1300LMF-20/80-XXXXXX-XXX-XXX-CRI80-35K-XXXXXXXXXXXXXX | Indoor Luminaires | Linear Ambient | Direct Linear Ambient Luminaires | Standard | FALSE | [9 empty] | 42461 | Dimmable | Continuous Below 10 | Yes |  | 3.1 | 7685.9 | 95.79 | 80.24 | 13.4 | 0.9 | 3500 | 80
PA68Q37Y | Acuity Brands Lighting | Lithonia Lighting | GRD -XXX-XXFT-MSL8-ID1300LMF-0/100-XXXXXX-XXX-XXX-CRI80-35K-XXXXXXXXXXXXXX | Indoor Luminaires | Linear Ambient | Direct Linear Ambient Luminaires | Standard | FALSE | [9 empty] | 42461 | Dimmable | Continuous Below 10 | Yes |  | 3.1 | 6847.64 | 85.34 | 80.24 | 13.4 | 0.9 | 3500 | 80
PNXZ17Z2 | Acuity Brands Lighting | Lithonia Lighting | GRD -XXX-XXFT-MSL8-ID800LMF-80/20-XXXXXX-XXX-XXX-CRI80-35K-XXXXXXXXXXXXXX | Indoor Luminaires | Linear Ambient | Linear Ambient Luminaires w/ Indirect component | Premium | FALSE | [9 empty] | 42461 | Dimmable | Continuous Below 10 | Yes |  | 3.1 | 6802.46 | 136.87 | 49.7 | 13.4 | 0.9 | 3500 | 80
PACVB6XF | Acuity Brands Lighting | Lithonia Lighting | GRD -XXX-XXFT-MSL8-ID1000LMF-20/80-XXXXXX-XXX-XXX-CRI80-35K-XXXXXXXXXXXXXX | Indoor Luminaires | Linear Ambient | Direct Linear Ambient Luminaires | Standard | FALSE | [9 empty] | 42461 | Dimmable | Continuous Below 10 | Yes |  | 3.1 | 6400.32 | 99.38 | 64.4 | 13.4 | 0.9 | 3500 | 80
PTYA7GFJ | Acuity Brands Lighting | Lithonia Lighting | GRD -XXX-XXFT-MSL4-ID1500LMF-80/20-XXXXXX-XXX-XXX-80CRI-35K-XXXXXXXXXXXXXX | Indoor Luminaires | Linear Ambient | Linear Ambient Luminaires w/ Indirect component | Premium | FALSE | [9 empty] | 42461 | Dimmable | Continuous Below 10 | Yes |  | 3.1 | 6014.8 | 118.71 | 50.67 | 13.4 | 0.9 | 3500 | 80
PYSZ5A1R | Acuity Brands Lighting | Lithonia Lighting | GRD -XXX-XXFT-MSL8-ID1000LMF-0/100-XXXXXX-XXX-XXX-CRI80-35K-XXXXXXXXXXXXXX | Indoor Luminaires | Linear Ambient | Direct Linear Ambient Luminaires | Standard | FALSE | [9 empty] | 42461 | Dimmable | Continuous Below 10 | Yes |  | 3.1 | 5702.3 | 88.55 | 64.4 | 13.4 | 0.9 | 3500 | 80
PN1M7E1K | Acuity Brands Lighting | Lithonia Lighting | GRD -XXX-XXFT-MSL8-ID800LMF-20/80-XXXXXX-XXX-XXX-CRI80--35K-XXXXXXXXXXXXXX | Indoor Luminaires | Linear Ambient | Direct Linear Ambient Luminaires | Standard | FALSE | [9 empty] | 42461 | Dimmable | Continuous Below 10 | Yes |  | 3.1 | 5241.6 | 105.46 | 49.7 | 13.4 | 0.9 | 3500 | 80
PS2SQAF1 | Acuity Brands Lighting | Lithonia Lighting | GRD -XXX-XXFT-MSL4-ID1300LMF-80/20-XXXXXX-XXX-XXX-80CRI-35K-XXXXXXXXXXXXXX | Indoor Luminaires | Linear Ambient | Linear Ambient Luminaires w/ Indirect component | Premium | FALSE | [9 empty] | 42461 | Dimmable | Continuous Below 10 | Yes |  | 3.1 | 4987.31 | 124.31 | 40.12 | 13.4 | 0.9 | 3500 | 80
P82D1EUA | Acuity Brands Lighting | Lithonia Lighting | GRD -XXX-XXFT-MSL8-ID800LMF-0/100-XXXXXX-XXX-XXX-CRI80-35K-XXXXXXXXXXXXXX | Indoor Luminaires | Linear Ambient | Direct Linear Ambient Luminaires | Standard | FALSE | [9 empty] | 42461 | Dimmable | Continuous Below 10 | Yes |  | 3.1 | 4669.92 | 93.96 | 49.7 | 13.4 | 0.9 | 3500 | 80
PXH68NZJ | Acuity Brands Lighting | Lithonia Lighting | GRD -XXX-XXFT-MSL4-ID1500LMF-20/80-XXXXXX-XXX-XXX-80CRI-35K-XXXXXXXXXXXXXX | Indoor Luminaires | Linear Ambient | Direct Linear Ambient Luminaires | Standard | FALSE | [9 empty] | 42461 | Dimmable | Continuous Below 10 | Yes |  | 3.1 | 4634.67 | 91.47 | 50.67 | 13.4 | 0.9 | 3500 | 80
PA5S6AV3 | Acuity Brands Lighting | Lithonia Lighting | GRD -XXX-XXFT-MSL4-ID1000LMF-80/20-XXXXXX-XXX-XXX-80CRI-35K-XXXXXXXXXXXXXX | Indoor Luminaires | Linear Ambient | Linear Ambient Luminaires w/ Indirect component | Premium | FALSE | [9 empty] | 42461 | Dimmable | Continuous Below 10 | Yes |  | 3.1 | 4153.14 | 128.98 | 32.2 | 13.4 | 0.9 | 3500 | 80
PT9FC63F | Acuity Brands Lighting | Lithonia Lighting | GRD -XXX-XXFT-MSL4-ID1300LMF-20/80-XXXXXX-XXX-XXX-80CRI-35K-XXXXXXXXXXXXXX | Indoor Luminaires | Linear Ambient | Direct Linear Ambient Luminaires | Standard | FALSE | [9 empty] | 42461 | Dimmable | Continuous Below 10 | Yes |  | 3.1 | 3842.95 | 95.79 | 40.12 | 13.4 | 0.9 | 3500 | 80
PHNT18Z9 | Acuity Brands Lighting | Lithonia Lighting | GRD -XXX-XXFT-MSL4-ID1300LMF-0/100-XXXXXX-XXX-XXX-80CRI-35K-XXXXXXXXXXXXXX | Indoor Luminaires | Linear Ambient | Direct Linear Ambient Luminaires | Standard | FALSE | [9 empty] | 42461 | Dimmable | Continuous Below 10 | Yes |  | 3.1 | 3423.82 | 85.34 | 40.12 | 13.4 | 0.9 | 3500 | 80
P9M5SU22 | Acuity Brands Lighting | Lithonia Lighting | GRD -XXX-XXFT-MSL4-ID800LMF-80/20-XXXXXX-XXX-XXX-80CRI-35K-XXXXXXXXXXXXXX | Indoor Luminaires | Linear Ambient | Linear Ambient Luminaires w/ Indirect component | Premium | FALSE | [9 empty] | 42461 | Dimmable | Continuous Below 10 | Yes |  | 3.1 | 3401.23 | 136.87 | 24.85 | 13.4 | 0.9 | 3500 | 80
PP4DJ3CC | Acuity Brands Lighting | Lithonia Lighting | GRD -XXX-XXFT-MSL4-ID1000LMF-20/80-XXXXXX-XXX-XXX-80CRI-35K-XXXXXXXXXXXXXX | Indoor Luminaires | Linear Ambient | Direct Linear Ambient Luminaires | Standard | FALSE | [9 empty] | 42461 | Dimmable | Continuous Below 10 | Yes |  | 3.1 | 3200.16 | 99.38 | 32.2 | 13.4 | 0.9 | 3500 | 80
PMS6YEK6 | Acuity Brands Lighting | Lithonia Lighting | GRD -XXX-XXFT-MSL4-ID1000LMF-0/100-XXXXXX-XXX-XXX-80CRI-35K-XXXXXXXXXXXXXX | Indoor Luminaires | Linear Ambient | Direct Linear Ambient Luminaires | Standard | FALSE | [9 empty] | 42461 | Dimmable | Continuous Below 10 | Yes |  | 3.1 | 2851.15 | 88.55 | 32.2 | 13.4 | 0.9 | 3500 | 80
PWAXRYV4 | Acuity Brands Lighting | Lithonia Lighting | GRD -XXX-XXFT-MSL4-ID800LMF-20/80-XXXXXX-XXX-XXX-80CRI-35K-XXXXXXXXXXXXXX | Indoor Luminaires | Linear Ambient | Direct Linear Ambient Luminaires | Standard | FALSE | [9 empty] | 42461 | Dimmable | Continuous Below 10 | Yes |  | 3.1 | 2620.8 | 105.46 | 24.85 | 13.4 | 0.9 | 3500 | 80
PRCZ9VN5 | Acuity Brands Lighting | Lithonia Lighting | GRD -XXX-XXFT-MSL4-ID800LMF-0/100-XXXXXX-XXX-XXX-80CRI-35K-XXXXXXXXXXXXXX | Indoor Luminaires | Linear Ambient | Direct Linear Ambient Luminaires | Standard | FALSE | [9 empty] | 42461 | Dimmable | Continuous Below 10 | Yes |  | 3.1 | 2334.96 | 93.96 | 24.85 | 13.4 | 0.9 | 3500 | 80
PKP7AZVQ | Acuity Brands Lighting | Lithonia Lighting | GRD -XXX-XXFT-MSL8-ID1500LMF-80/20-XXXXXX-XXX-XXX-CRI80-30K-XXXXXXXXXXXXXX | Indoor Luminaires | Linear Ambient | Linear Ambient Luminaires w/ Indirect component | Premium | FALSE | [9 empty] | 42461 | Dimmable | Continuous Below 10 | Yes |  | 3.1 | 11682.6 | 115.28 | 101.34 | 13.4 | 0.9 | 3000 | 80
PRGVG79R | Acuity Brands Lighting | Lithonia Lighting | GRD -XXX-XXFT-MSL8-ID1300LMF-80/20-XXXXXX-XXX-XXX-CRI80-30K-XXXXXXXXXXXXXX | Indoor Luminaires | Linear Ambient | Linear Ambient Luminaires w/ Indirect component | Premium | FALSE | [9 empty] | 42461 | Dimmable | Continuous Below 10 | Yes |  | 3.1 | 9686.9 | 120.72 | 80.24 | 13.4 | 0.9 | 3000 | 80
P2QBRHCK | Acuity Brands Lighting | Lithonia Lighting | GRD -XXX-XXFT-MSL8-ID1500LMF-20/80-XXXXXX-XXX-XXX-CRI80--30K-XXXXXXXXXXXXXX | Indoor Luminaires | Linear Ambient | Direct Linear Ambient Luminaires | Standard | FALSE | [9 empty] | 42461 | Dimmable | Continuous Below 10 | Yes |  | 3.1 | 9001.96 | 88.83 | 101.34 | 13.4 | 0.9 | 3000 | 80
P9NJ6DCT | Acuity Brands Lighting | Lithonia Lighting | GRD -XXX-XXFT-MSL8-ID1000LMF-80/20-XXXXXX-XXX-XXX-CRI80-30K-XXXXXXXXXXXXXX | Indoor Luminaires | Linear Ambient | Linear Ambient Luminaires w/ Indirect component | Premium | FALSE | [9 empty] | 42461 | Dimmable | Continuous Below 10 | Yes |  | 3.1 | 8066.68 | 125.26 | 64.4 | 13.4 | 0.9 | 3000 | 80
P75KFDSZ | Acuity Brands Lighting | Lithonia Lighting | GRD -XXX-XXFT-MSL8-ID1300LMF-20/80-XXXXXX-XXX-XXX-CRI80--30K-XXXXXXXXXXXXXX | Indoor Luminaires | Linear Ambient | Direct Linear Ambient Luminaires | Standard | FALSE | [9 empty] | 42461 | Dimmable | Continuous Below 10 | Yes |  | 3.1 | 7464.18 | 93.02 | 80.24 | 13.4 | 0.9 | 3000 | 80
PUUPSDH6 | Acuity Brands Lighting | Lithonia Lighting | GRD -XXX-XXFT-MSL8-ID800LMF-80/20-XXXXXX-XXX-XXX-CRI80-30K-XXXXXXXXXXXXXX | Indoor Luminaires | Linear Ambient | Linear Ambient Luminaires w/ Indirect component | Premium | FALSE | [9 empty] | 42461 | Dimmable | Continuous Below 10 | Yes |  | 3.1 | 6606.22 | 132.92 | 49.7 | 13.4 | 0.9 | 3000 | 80
PNCTAE5A | Acuity Brands Lighting | Lithonia Lighting | GRD -XXX-XXFT-MSL8-ID1000LMF-20/80-XXXXXX-XXX-XXX-CRI80-30K-XXXXXXXXXXXXXX | Indoor Luminaires | Linear Ambient | Direct Linear Ambient Luminaires | Standard | FALSE | [9 empty] | 42461 | Dimmable | Continuous Below 10 | Yes |  | 3.1 | 6215.74 | 96.52 | 64.4 | 13.4 | 0.9 | 3000 | 80
PJ4ZWNGV | Acuity Brands Lighting | Lithonia Lighting | GRD -XXX-XXFT-MSL4-ID1500LMF-80/20-XXXXXX-XXX-XXX-80CRI-30K-XXXXXXXXXXXXXX | Indoor Luminaires | Linear Ambient | Linear Ambient Luminaires w/ Indirect component | Premium | FALSE | [9 empty] | 42461 | Dimmable | Continuous Below 10 | Yes |  | 3.1 | 5841.3 | 115.28 | 50.67 | 13.4 | 0.9 | 3000 | 80
PRJ4YT9E | Acuity Brands Lighting | Lithonia Lighting | GRD -XXX-XXFT-MSL8-ID1000LMF-0/100-XXXXXX-XXX-XXX-CRI80-30K-XXXXXXXXXXXXXX | Indoor Luminaires | Linear Ambient | Direct Linear Ambient Luminaires | Standard | FALSE | [9 empty] | 42461 | Dimmable | Continuous Below 10 | Yes |  | 3.1 | 5537.82 | 85.99 | 64.4 | 13.4 | 0.9 | 3000 | 80
PW47KH3U | Acuity Brands Lighting | Lithonia Lighting | GRD -XXX-XXFT-MSL8-ID800LMF-20/80-XXXXXX-XXX-XXX-CRI80-30K-XXXXXXXXXXXXXX | Indoor Luminaires | Linear Ambient | Direct Linear Ambient Luminaires | Standard | FALSE | [9 empty] | 42461 | Dimmable | Continuous Below 10 | Yes |  | 3.1 | 5090.4 | 102.42 | 49.7 | 13.4 | 0.9 | 3000 | 80
P4XP5J79 | Acuity Brands Lighting | Lithonia Lighting | GRD -XXX-XXFT-MSL4-ID1300LMF-80/20-XXXXXX-XXX-XXX-80CRI-30K-XXXXXXXXXXXXXX | Indoor Luminaires | Linear Ambient | Linear Ambient Luminaires w/ Indirect component | Premium | FALSE | [9 empty] | 42461 | Dimmable | Continuous Below 10 | Yes |  | 3.1 | 4843.45 | 120.72 | 40.12 | 13.4 | 0.9 | 3000 | 80
PBW4GX5W | Acuity Brands Lighting | Lithonia Lighting | GRD -XXX-XXFT-MSL8-ID800LMF-0/100-XXXXXX-XXX-XXX-CRI80-30K-XXXXXXXXXXXXXX | Indoor Luminaires | Linear Ambient | Direct Linear Ambient Luminaires | Standard | FALSE | [9 empty] | 42461 | Dimmable | Continuous Below 10 | Yes |  | 3.1 | 4535.2 | 91.25 | 49.7 | 13.4 | 0.9 | 3000 | 80
PA13N33X | Acuity Brands Lighting | Lithonia Lighting | GRD -XXX-XXFT-MSL4-ID1500LMF-20/80-XXXXXX-XXX-XXX-80CRI-30K-XXXXXXXXXXXXXX | Indoor Luminaires | Linear Ambient | Direct Linear Ambient Luminaires | Standard | FALSE | [9 empty] | 42461 | Dimmable | Continuous Below 10 | Yes |  | 3.1 | 4500.98 | 88.83 | 50.67 | 13.4 | 0.9 | 3000 | 80
P6UGY65F | Acuity Brands Lighting | Lithonia Lighting | GRD -XXX-XXFT-MSL4-ID1000LMF-80/20-XXXXXX-XXX-XXX-80CRI-30K-XXXXXXXXXXXXXX | Indoor Luminaires | Linear Ambient | Linear Ambient Luminaires w/ Indirect component | Premium | FALSE | [9 empty] | 42461 | Dimmable | Continuous Below 10 | Yes |  | 3.1 | 4033.34 | 125.26 | 32.2 | 13.4 | 0.9 | 3000 | 80
P2K5XBN2 | Acuity Brands Lighting | Lithonia Lighting | GRD -XXX-XXFT-MSL4-ID1300LMF-20/80-XXXXXX-XXX-XXX-80CRI-30K-XXXXXXXXXXXXXX | Indoor Luminaires | Linear Ambient | Direct Linear Ambient Luminaires | Standard | FALSE | [9 empty] | 42461 | Dimmable | Continuous Below 10 | Yes |  | 3.1 | 3732.09 | 93.02 | 40.12 | 13.4 | 0.9 | 3000 | 80
P2BWJWTU | Acuity Brands Lighting | Lithonia Lighting | GRD -XXX-XXFT-MSL4-ID800LMF-80/20-XXXXXX-XXX-XXX-80CRI-30K-XXXXXXXXXXXXXX | Indoor Luminaires | Linear Ambient | Linear Ambient Luminaires w/ Indirect component | Premium | FALSE | [9 empty] | 42461 | Dimmable | Continuous Below 10 | Yes |  | 3.1 | 3303.11 | 132.92 | 24.85 | 13.4 | 0.9 | 3000 | 80
PZ92ZNER | Acuity Brands Lighting | Lithonia Lighting | GRD -XXX-XXFT-MSL4-ID1000LMF-20/80-XXXXXX-XXX-XXX-80CRI-30K-XXXXXXXXXXXXXX | Indoor Luminaires | Linear Ambient | Direct Linear Ambient Luminaires | Standard | FALSE | [9 empty] | 42461 | Dimmable | Continuous Below 10 | Yes |  | 3.1 | 3107.87 | 96.52 | 32.2 | 13.4 | 0.9 | 3000 | 80
PPTM1SXU | Acuity Brands Lighting | Lithonia Lighting | GRD -XXX-XXFT-MSL4-ID1000LMF-0/100-XXXXXX-XXX-XXX--80CRI-30K-XXXXXXXXXXXXXX | Indoor Luminaires | Linear Ambient | Direct Linear Ambient Luminaires | Standard | FALSE | [9 empty] | 42461 | Dimmable | Continuous Below 10 | Yes |  | 3.1 | 2768.91 | 85.99 | 32.2 | 13.4 | 0.9 | 3000 | 80
PDZ6953E | Acuity Brands Lighting | Lithonia Lighting | GRD -XXX-XXFT-MSL4-ID800LMF-20/80-XXXXXX-XXX-XXX-80CRI-30K-XXXXXXXXXXXXXX | Indoor Luminaires | Linear Ambient | Direct Linear Ambient Luminaires | Standard | FALSE | [9 empty] | 42461 | Dimmable | Continuous Below 10 | Yes |  | 3.1 | 2545.2 | 102.42 | 24.85 | 13.4 | 0.9 | 3000 | 80
PYCAYNUM | Acuity Brands Lighting | Lithonia Lighting | GRD -XXX-XXFT-MSL4-ID800LMF-0/100-XXXXXX-XXX-XXX-80CRI-30K-XXXXXXXXXXXXXX | Indoor Luminaires | Linear Ambient | Direct Linear Ambient Luminaires | Standard | FALSE | [9 empty] | 42461 | Dimmable | Continuous Below 10 | Yes |  | 3.1 | 2267.6 | 91.25 | 24.85 | 13.4 | 0.9 | 3000 | 80
PWXAVV4M | Acuity Brands Lighting | Lithonia Lighting | GRD -XXX-XXFT-MSL8-ID1500LMF-80/20-XXXXXX-XXX-XXX-CRI80-27K-XXXXXXXXXXXXXX | Indoor Luminaires | Linear Ambient | Linear Ambient Luminaires w/ Indirect component | Premium | FALSE | [9 empty] | 42461 | Dimmable | Continuous Below 10 | Yes |  | 3.1 | 11219.9 | 110.72 | 101.34 | 13.4 | 0.9 | 2700 | 80
P967XW1F | Acuity Brands Lighting | Lithonia Lighting | GRD -XXX-XXFT-MSL8-ID1300LMF-80/20-XXXXXX-XXX-XXX-CRI80-27K-XXXXXXXXXXXXXX | Indoor Luminaires | Linear Ambient | Linear Ambient Luminaires w/ Indirect component | Premium | FALSE | [9 empty] | 42461 | Dimmable | Continuous Below 10 | Yes |  | 3.1 | 9303.26 | 115.94 | 80.24 | 13.4 | 0.9 | 2700 | 80
PDB1TBDP | Acuity Brands Lighting | Lithonia Lighting | GRD -XXX-XXFT-MSL8-ID1500LMF-20/80-XXXXXX-XXX-XXX-CRI80-27K-XXXXXXXXXXXXXX | Indoor Luminaires | Linear Ambient | Direct Linear Ambient Luminaires | Standard | FALSE | [9 empty] | 42461 | Dimmable | Continuous Below 10 | Yes |  | 3.1 | 8645.44 | 85.31 | 101.34 | 13.4 | 0.9 | 2700 | 80
PACZDR5H | Acuity Brands Lighting | Lithonia Lighting | GRD -XXX-XXFT-MSL8-ID1000LMF-80/20-XXXXXX-XXX-XXX-CRI80-27K-XXXXXXXXXXXXXX | Indoor Luminaires | Linear Ambient | Linear Ambient Luminaires w/ Indirect component | Premium | FALSE | [9 empty] | 42461 | Dimmable | Continuous Below 10 | Yes |  | 3.1 | 7747.2 | 120.3 | 64.4 | 13.4 | 0.9 | 2700 | 80
PB7CTFM7 | Acuity Brands Lighting | Lithonia Lighting | GRD -XXX-XXFT-MSL8-ID1300LMF-20/80-XXXXXX-XXX-XXX-CRI80-27K-XXXXXXXXXXXXXX | Indoor Luminaires | Linear Ambient | Direct Linear Ambient Luminaires | Standard | FALSE | [9 empty] | 42461 | Dimmable | Continuous Below 10 | Yes |  | 3.1 | 7168.58 | 89.34 | 80.24 | 13.4 | 0.9 | 2700 | 80
PESXSKR4 | Acuity Brands Lighting | Lithonia Lighting | GRD -XXX-XXFT-MSL8-ID800LMF-80/20-XXXXXX-XXX-XXX-CRI80-27K-XXXXXXXXXXXXXX | Indoor Luminaires | Linear Ambient | Linear Ambient Luminaires w/ Indirect component | Premium | FALSE | [9 empty] | 42461 | Dimmable | Continuous Below 10 | Yes |  | 3.1 | 6344.6 | 127.66 | 49.7 | 13.4 | 0.9 | 2700 | 80
PXSWF6KW | Acuity Brands Lighting | Lithonia Lighting | GRD -XXX-XXFT-MSL8-ID1000LMF-20/80-XXXXXX-XXX-XXX-CRI80--27K-XXXXXXXXXXXXXX | Indoor Luminaires | Linear Ambient | Direct Linear Ambient Luminaires | Standard | FALSE | [9 empty] | 42461 | Dimmable | Continuous Below 10 | Yes |  | 3.1 | 5969.56 | 92.7 | 64.4 | 13.4 | 0.9 | 2700 | 80
P2ZN6P5R | Acuity Brands Lighting | Lithonia Lighting | GRD -XXX-XXFT-MSL8-ID1000LMF-0/100-XXXXXX-XXX-XXX-CRI80-27K-XXXXXXXXXXXXXX | Indoor Luminaires | Linear Ambient | Direct Linear Ambient Luminaires | Standard | FALSE | [9 empty] | 42461 | Dimmable | Continuous Below 10 | Yes |  | 3.1 | 5318.5 | 82.59 | 64.4 | 13.4 | 0.9 | 2700 | 80
PZXXDYJU | Acuity Brands Lighting | Lithonia Lighting | GRD -XXX-XXFT-MSL8-ID800LMF-20/80-XXXXXX-XXX-XXX-CRI80-27K-XXXXXXXXXXXXXX | Indoor Luminaires | Linear Ambient | Direct Linear Ambient Luminaires | Standard | FALSE | [9 empty] | 42461 | Dimmable | Continuous Below 10 | Yes |  | 3.1 | 4888.8 | 98.37 | 49.7 | 13.4 | 0.9 | 2700 | 80
PKFB3N1M | Acuity Brands Lighting | Lithonia Lighting | GRD -XXX-XXFT-MSL4-ID1300LMF-80/20-XXXXXX-XXX-XXX-80CRI-27K-XXXXXXXXXXXXXX | Indoor Luminaires | Linear Ambient | Linear Ambient Luminaires w/ Indirect component | Premium | FALSE | [9 empty] | 42461 | Dimmable | Continuous Below 10 | Yes |  | 3.1 | 4651.63 | 115.94 | 40.12 | 13.4 | 0.9 | 2700 | 80
P1JT4MF2 | Acuity Brands Lighting | Lithonia Lighting | GRD -XXX-XXFT-MSL8-ID800LMF-0/100-XXXXXX-XXX-XXX-CRI80--27K-XXXXXXXXXXXXXX | Indoor Luminaires | Linear Ambient | Direct Linear Ambient Luminaires | Standard | FALSE | [9 empty] | 42461 | Dimmable | Continuous Below 10 | Yes |  | 3.1 | 4355.6 | 87.64 | 49.7 | 13.4 | 0.9 | 2700 | 80
PG69MV7T | Acuity Brands Lighting | Lithonia Lighting | GRD -XXX-XXFT-MSL4-ID1500LMF-20/80-XXXXXX-XXX-XXX-80CRI-27K-XXXXXXXXXXXXXX | Indoor Luminaires | Linear Ambient | Direct Linear Ambient Luminaires | Standard | FALSE | [9 empty] | 42461 | Dimmable | Continuous Below 10 | Yes |  | 3.1 | 4322.72 | 85.31 | 50.67 | 13.4 | 0.9 | 2700 | 80
PWV22CDN | Acuity Brands Lighting | Lithonia Lighting | GRD -XXX-XXFT-MSL4-ID1000LMF-80/20-XXXXXX-XXX-XXX-80CRI-27K-XXXXXXXXXXXXXX | Indoor Luminaires | Linear Ambient | Linear Ambient Luminaires w/ Indirect component | Premium | FALSE | [9 empty] | 42461 | Dimmable | Continuous Below 10 | Yes |  | 3.1 | 3873.6 | 120.3 | 32.2 | 13.4 | 0.9 | 2700 | 80
PVBMYENJ | Acuity Brands Lighting | Lithonia Lighting | GRD -XXX-XXFT-MSL4-ID1300LMF-20/80-XXXXXX-XXX-XXX-80CRI-27K-XXXXXXXXXXXXXX | Indoor Luminaires | Linear Ambient | Direct Linear Ambient Luminaires | Standard | FALSE | [9 empty] | 42461 | Dimmable | Continuous Below 10 | Yes |  | 3.1 | 3584.29 | 89.34 | 40.12 | 13.4 | 0.9 | 2700 | 80
PTH8C3F9 | Acuity Brands Lighting | Lithonia Lighting | GRD -XXX-XXFT-MSL4-ID800LMF-80/20-XXXXXX-XXX-XXX-80CRI-27K-XXXXXXXXXXXXXX | Indoor Luminaires | Linear Ambient | Linear Ambient Luminaires w/ Indirect component | Premium | FALSE | [9 empty] | 42461 | Dimmable | Continuous Below 10 | Yes |  | 3.1 | 3172.3 | 127.66 | 24.85 | 13.4 | 0.9 | 2700 | 80
PZ6M6PG3 | Acuity Brands Lighting | Lithonia Lighting | GRD -XXX-XXFT-MSL4-ID1000LMF-20/80-XXXXXX-XXX-XXX-80CRI-27K-XXXXXXXXXXXXXX | Indoor Luminaires | Linear Ambient | Direct Linear Ambient Luminaires | Standard | FALSE | [9 empty] | 42461 | Dimmable | Continuous Below 10 | Yes |  | 3.1 | 2984.78 | 92.7 | 32.2 | 13.4 | 0.9 | 2700 | 80
PE28HG9D | Acuity Brands Lighting | Lithonia Lighting | GRD -XXX-XXFT-MSL4-ID1000LMF-0/100-XXXXXX-XXX-XXX-80CRI-27K-XXXXXXXXXXXXXX | Indoor Luminaires | Linear Ambient | Direct Linear Ambient Luminaires | Standard | FALSE | [9 empty] | 42461 | Dimmable | Continuous Below 10 | Yes |  | 3.1 | 2659.25 | 82.59 | 32.2 | 13.4 | 0.9 | 2700 | 80
P8VSASUY | Acuity Brands Lighting | Lithonia Lighting | GRD -XXX-XXFT-MSL4-ID800LMF-20/80-XXXXXX-XXX-XXX-80CRI-27K-XXXXXXXXXXXXXX | Indoor Luminaires | Linear Ambient | Direct Linear Ambient Luminaires | Standard | FALSE | [9 empty] | 42461 | Dimmable | Continuous Below 10 | Yes |  | 3.1 | 2444.4 | 98.37 | 24.85 | 13.4 | 0.9 | 2700 | 80
P63WPYM9 | SHENZHEN TOPBAND CO.LTD | TOPBAND | TPSLILN4DLA-30WSB (40) | Indoor Luminaires | Linear Ambient | Direct Linear Ambient Luminaires | Standard | TRUE | 3349 | 108.45 | 30.88 | 17.91 | 0.946 | 4053 | 83.7 | 5 | 50000 | 42460 |  |  | No |  | 3.1 | 3349 | 108.45 | 30.88 | 17.91 | 0.946 | 4000 | 83.7
PETQ4C3Q | SHENZHEN TOPBAND CO.LTD | TOPBAND | TPSLILN4DLA-40WSB (40) | Indoor Luminaires | Linear Ambient | Direct Linear Ambient Luminaires | Standard | TRUE | 4314.4 | 107.08 | 40.29 | 18.33 | 0.9308 | 4053 | 83.9 | 5 | 50000 | 42460 |  |  | No |  | 3.1 | 4314.4 | 107.08 | 40.29 | 18.33 | 0.9308 | 4000 | 83.9
P23U1VDD | Elite Lighting Co. | Oracle Lighting | 4-FPL2-LED-35K | Indoor Luminaires | Linear Ambient | Direct Linear Ambient Luminaires | Standard | TRUE | 2066.9 | 101.67 | 20.33 | 13.37 | 0.9085 | 3397 | 83.8 | 5 | 50000 | 42460 |  |  | No |  | 3 | 2073 | 103.49 | 20.03 | 13.37 | 0.9085 | 3500 | 83.8
PAKTSZ58 | Elite Lighting Co. | Oracle Lighting | 4-FPL2-LED-50K | Indoor Luminaires | Linear Ambient | Direct Linear Ambient Luminaires | Standard | FALSE | [9 empty] | 42460 |  |  | No |  | 3 | 2126 | 106.62 | 19.94 | 13.55 | 0.9096 | 5000 | 83.2
P8BN52BG | Elite Lighting Co. | Oracle Lighting | 4-FPL2-LED-40K | Indoor Luminaires | Linear Ambient | Direct Linear Ambient Luminaires | Standard | FALSE | [9 empty] | 42460 |  |  | No |  | 3 | 2109 | 104.82 | 20.12 | 13.06 | 0.9043 | 4000 | 82.9
P7U225TF | SHENZHEN TOPBAND CO.LTD | TOPBAND | TPSLILN4DLA-40WSB (50) | Indoor Luminaires | Linear Ambient | Direct Linear Ambient Luminaires | Standard | FALSE | [9 empty] | 42460 | Dimmable | Continuous Below 10 | No |  | 3.1 | 4392.8 | 108.81 | 40.37 | 18.13 | 0.9327 | 5000 | 85
PCG5ZT71 | SHENZHEN TOPBAND CO.LTD | TOPBAND | TPSLILN4DLA-30WSB (50) | Indoor Luminaires | Linear Ambient | Direct Linear Ambient Luminaires | Standard | FALSE | [9 empty] | 42460 | Dimmable | Continuous Below 10 | No |  | 3.1 | 3416.6 | 110.53 | 30.91 | 17.85 | 0.9465 | 5000 | 85
PHW8DZR9 | ASD Lighting Corp | ASD | ASD-LVP-4N3135MHE(-MS) | Indoor Luminaires | Linear Ambient | Direct Linear Ambient Luminaires | Standard | TRUE | 3950 | 129.8 | 30.4 | 17.7 | 0.914 | 3447 | 83 | 5 | 50000 | 42459 |  |  | No |  | 3.1 | 3410 | 110 | 31 | 20 | 0.914 | 3500 | 80
PA4C4XJP | ASD Lighting Corp | ASD | ASD-LVP-4N3150MHE(-MS) | Indoor Luminaires | Linear Ambient | Direct Linear Ambient Luminaires | Standard | FALSE | [9 empty] | 42459 | Not Dimmable | Not Dimmable | No |  | 3.1 | 3410 | 110 | 31 | 20 | 0.914 | 5000 | 80
P1AYJHUF | ASD Lighting Corp | ASD | ASD-LVP-4N3140MHE(-MS) | Indoor Luminaires | Linear Ambient | Direct Linear Ambient Luminaires | Standard | FALSE | [9 empty] | 42459 | Not Dimmable | Not Dimmable | No |  | 3.1 | 3410 | 110 | 31 | 20 | 0.914 | 4000 | 80
PJ8XB91P | Sunpark | SUNPARK | BH48DX-4000K | Indoor Luminaires | Linear Ambient | Direct Linear Ambient Luminaires | Standard | TRUE | 3487.76 | 105.08 | 33.19 | 5.9 | 0.959 | 4149 | 86.4 | 5 | 90000 | 42458 |  |  | No |  | 3.1 | 3487.76 | 105.08 | 33.19 | 5.9 | 0.959 | 4149 | 86.4
P1AE8AFY | Sunpark | SUNPARK | BH24DX-4000K | Indoor Luminaires | Linear Ambient | Direct Linear Ambient Luminaires | Standard | TRUE | 1876.68 | 116.28 | 16.14 | 12.4 | 0.955 | 4179 | 86.7 | 5 | 90000 | 42458 |  |  | No |  | 3.1 | 1876.68 | 116 | 16.1 | 10.1 | 0.993 | 4000 | 85
PHG7BV32 | Energy Solutions International | Energy Solutions International | K-18VX-N4NL-50-FR | Indoor Retrofit Kit | Linear Ambient | Retrofit Kits for Direct Linear Ambient Luminaires | Premium | FALSE | [9 empty] | 42458 |  |  | NotYetVerified |  | 3.1 | 5616 | 117 | 48 | 17.534 | 0.9291 | 5258 | 84.54
PXSNPHRY | Energy Solutions International | Energy Solutions International | K-18VX-N4NL-40-FR | Indoor Retrofit Kit | Linear Ambient | Retrofit Kits for Direct Linear Ambient Luminaires | Premium | FALSE | [9 empty] | 42458 |  |  | NotYetVerified |  | 3.1 | 5616 | 117 | 48 | 17.534 | 0.9291 | 4000 | 84.54
PK1UE9JZ | Energy Solutions International | Energy Solutions International | K-18VX-N4NL-35-FR | Indoor Retrofit Kit | Linear Ambient | Retrofit Kits for Direct Linear Ambient Luminaires | Premium | FALSE | [9 empty] | 42458 |  |  | NotYetVerified |  | 3.1 | 5616 | 117 | 48 | 17.534 | 0.9291 | 3530 | 84.54
PSNCY3WY | Sunpark | SUNPARK | BH48DX-5000K | Indoor Luminaires | Linear Ambient | Direct Linear Ambient Luminaires | Standard | FALSE | [9 empty] | 42458 |  |  | No |  | 3.1 | 3741.562 | 113.381 | 33 | 5.9 | 0.959 | 5252 | 86
P7KAKMF4 | Sunpark | SUNPARK | BH24DX-5000K | Indoor Luminaires | Linear Ambient | Direct Linear Ambient Luminaires | Standard | FALSE | [9 empty] | 42458 |  |  | No |  | 3.1 | 2005.03 | 125 | 16 | 10.1 | 0.993 | 5000 | 85
PK782VV2 | Energy Solutions International | Energy Solutions International | F-18VX-N4NL-50-FR | Indoor Luminaires | Linear Ambient | Direct Linear Ambient Luminaires | Premium | FALSE | [9 empty] | 42458 |  |  | NotYetVerified |  | 3 | 5616 | 117 | 48 | 17.534 | 0.9291 | 5258 | 84.54
PBERWAHB | Energy Solutions International | Energy Solutions International | F-18VX-N4NL-40-FR | Indoor Luminaires | Linear Ambient | Direct Linear Ambient Luminaires | Premium | FALSE | [9 empty] | 42458 | Dimmable | Continuous Below 10 | NotYetVerified |  | 3 | 5616 | 117 | 48 | 17.534 | 0.9291 | 4000 | 84.54
PYR2G88Z | Energy Solutions International | Energy Solutions International | F-18VX-N4NL-35-FR | Indoor Luminaires | Linear Ambient | Direct Linear Ambient Luminaires | Premium | FALSE | [9 empty] | 42458 |  |  | NotYetVerified |  | 3 | 5616 | 117 | 48 | 17.534 | 0.9291 | 3530 | 84.54
PUUAZ5US | Energy Solutions International | Energy Solutions International | F-14CR-L4H-35-FR | Indoor Luminaires | Linear Ambient | Direct Linear Ambient Luminaires | Premium | TRUE | 4458 | 118.7 | 37.552 | 6.0019 | 0.9975 | 3515 | 84.15 | 5 |  | 42457 |  |  | Yes |  | 3.1 | 4458 | 118.88 | 37.5 | 15.5 | 0.943 | 3515 | 84.2
PJ9JFS3E | Energy Solutions International | Energy Solutions International | F-18CR-L4VL-35-FR | Indoor Luminaires | Linear Ambient | Direct Linear Ambient Luminaires | Premium | TRUE | 3085 | 135.3 | 22.803 | 6.0019 | 0.9975 | 3515 | 84.15 | 5 |  | 42457 |  |  | Yes |  | 3.1 | 3085 | 135.31 | 22.8 | 15.5 | 0.943 | 3515 | 84.2
PBMYUWYB | Energy Solutions International | Energy Solutions International | F-14CR-L4L-50-FR | Indoor Luminaires | Linear Ambient | Direct Linear Ambient Luminaires | Premium | TRUE | 2395 | 130.3 | 18.385 | 8.6159 | 0.9427 | 5192 | 83.2 | 5 |  | 42457 |  |  | Yes |  | 3.1 | 2355 | 130.83 | 18 | 15.5 | 0.943 | 5192 | 83.2
PST7799Z | Green Image Tech | Green Image Tech | GX-436L-60 | Indoor Luminaires | Linear Ambient | Direct Linear Ambient Luminaires | Standard | TRUE | 5907.64 | 95.48 | 63.4 | 15.7 | 0.93 | 4398 | 86 | 5 | 50000 | 42457 |  |  | NotYetVerified |  | 3 | 5907 | 95.48 | 63.4 |  |  | 4500 | 86
P2USZFG3 | Green Image Tech | Green Image Tech | GD-SFX-30 | Indoor Luminaires | Linear Ambient | Direct Linear Ambient Luminaires | Standard | TRUE | 3355.264 | 130.402 | 25.73 | 22.35 | 0.908 | 2996 | 83 | 5 | 50000 | 42457 |  |  | No |  | 3.1 | 3355.264 | 130.402 | 25.73 | 22.35 | 0.982 | 3000 | 83
PRAT9XWZ | Energy Solutions International | Energy Solutions International | F-18CR-L4H-50-FR | Indoor Luminaires | Linear Ambient | Direct Linear Ambient Luminaires | Premium | FALSE | [9 empty] | 42457 |  |  | Yes |  | 3.1 | 8916 | 118.88 | 75 | 15.5 | 0.943 | 5192 | 83.2
P15WKR7S | Energy Solutions International | Energy Solutions International | F-18CR-L4S-50-FR | Indoor Luminaires | Linear Ambient | Direct Linear Ambient Luminaires | Premium | FALSE | [9 empty] | 42457 |  |  | Yes |  | 3.1 | 8432 | 120.46 | 70 | 15.5 | 0.943 | 5192 | 83.2
PE9P4GRH | Energy Solutions International | Energy Solutions International | F-18CR-L4M-50-FR | Indoor Luminaires | Linear Ambient | Direct Linear Ambient Luminaires | Premium | FALSE | [9 empty] | 42457 |  |  | Yes |  | 3.1 | 7205 | 124.22 | 58 | 15.5 | 0.943 | 5192 | 83.2
PFZDZF5A | Energy Solutions International | Energy Solutions International | F-18CR-L4N-50-FR | Indoor Luminaires | Linear Ambient | Direct Linear Ambient Luminaires | Premium | FALSE | [9 empty] | 42457 |  |  | Yes |  | 3.1 | 6114 | 127.38 | 48 | 15.5 | 0.943 | 5192 | 83.2
PWFPFWP1 | Energy Solutions International | Energy Solutions International | F-18CR-L4L-50-FR | Indoor Luminaires | Linear Ambient | Direct Linear Ambient Luminaires | Premium | FALSE | [9 empty] | 42457 |  |  | Yes |  | 3.1 | 4841 | 130.84 | 37 | 15.5 | 0.943 | 5192 | 83.2
PMYGZESX | Energy Solutions International | Energy Solutions International | F-14CR-L4H-50-FR | Indoor Luminaires | Linear Ambient | Direct Linear Ambient Luminaires | Premium | FALSE | [9 empty] | 42457 |  |  | Yes |  | 3.1 | 4458 | 118.88 | 37.5 | 15.5 | 0.943 | 5192 | 83.2
PME9Q7TG | Energy Solutions International | Energy Solutions International | F-14CR-L4S-50-FR | Indoor Luminaires | Linear Ambient | Direct Linear Ambient Luminaires | Premium | FALSE | [9 empty] | 42457 |  |  | Yes |  | 3.1 | 4095 | 120.44 | 34 | 15.5 | 0.943 | 5192 | 83.2
P4Z8685W | Energy Solutions International | Energy Solutions International | F-18CR-L4LL-50-FR | Indoor Luminaires | Linear Ambient | Direct Linear Ambient Luminaires | Premium | FALSE | [9 empty] | 42457 |  |  | Yes |  | 3.1 | 3867 | 133.34 | 29 | 15.5 | 0.943 | 5192 | 83.2
PTKGD2R7 | Energy Solutions International | Energy Solutions International | F-14CR-L4M-50-FR | Indoor Luminaires | Linear Ambient | Direct Linear Ambient Luminaires | Premium | FALSE | [9 empty] | 42457 |  |  | Yes |  | 3.1 | 3438 | 122.79 | 28 | 15.5 | 0.943 | 5192 | 83.2
PKVNSRA9 | Energy Solutions International | Energy Solutions International | F-18CR-L4VL-50-FR | Indoor Luminaires | Linear Ambient | Direct Linear Ambient Luminaires | Premium | FALSE | [9 empty] | 42457 |  |  | Yes |  | 3.1 | 3085 | 135.31 | 22.8 | 15.5 | 0.943 | 5192 | 83.2
PM4GC8ZD | Energy Solutions International | Energy Solutions International | F-14CR-L4N-50-FR | Indoor Luminaires | Linear Ambient | Direct Linear Ambient Luminaires | Premium | FALSE | [9 empty] | 42457 |  |  | Yes |  | 3.1 | 3009 | 125.38 | 24 | 15.5 | 0.943 | 5192 | 83.2
PD6PS7BK | Energy Solutions International | Energy Solutions International | F-18CR-L4H-40-FR | Indoor Luminaires | Linear Ambient | Direct Linear Ambient Luminaires | Premium | FALSE | [9 empty] | 42457 |  |  | Yes |  | 3.1 | 8916 | 118.88 | 75 | 15.5 | 0.943 | 4000 | 83.2
PMY6B5X9 | Energy Solutions International | Energy Solutions International | F-18CR-L4S-40-FR | Indoor Luminaires | Linear Ambient | Direct Linear Ambient Luminaires | Premium | FALSE | [9 empty] | 42457 |  |  | Yes |  | 3.1 | 8432 | 120.46 | 70 | 15.5 | 0.943 | 4000 | 83.2
PZWJ6DEB | Energy Solutions International | Energy Solutions International | F-18CR-L4M-40-FR | Indoor Luminaires | Linear Ambient | Direct Linear Ambient Luminaires | Premium | FALSE | [9 empty] | 42457 |  |  | Yes |  | 3.1 | 7205 | 124.22 | 58 | 15.5 | 0.943 | 4000 | 83.2
PMGCYXG2 | Energy Solutions International | Energy Solutions International | F-18CR-L4N-40-FR | Indoor Luminaires | Linear Ambient | Direct Linear Ambient Luminaires | Premium | FALSE | [9 empty] | 42457 |  |  | Yes |  | 3.1 | 6114 | 127.38 | 48 | 15.5 | 0.943 | 4000 | 83.2
PH9BAJVS | Energy Solutions International | Energy Solutions International | F-18CR-L4L-40-FR | Indoor Luminaires | Linear Ambient | Direct Linear Ambient Luminaires | Premium | FALSE | [9 empty] | 42457 |  |  | Yes |  | 3.1 | 4841 | 130.84 | 37 | 15.5 | 0.943 | 4000 | 83.2
PUANZ3GF | Energy Solutions International | Energy Solutions International | F-14CR-L4H-40-FR | Indoor Luminaires | Linear Ambient | Direct Linear Ambient Luminaires | Premium | FALSE | [9 empty] | 42457 |  |  | Yes |  | 3.1 | 4458 | 118.88 | 37.5 | 15.5 | 0.943 | 4000 | 83.2
P2JSSY4V | Energy Solutions International | Energy Solutions International | F-14CR-L4S-40-FR | Indoor Luminaires | Linear Ambient | Direct Linear Ambient Luminaires | Premium | FALSE | [9 empty] | 42457 |  |  | Yes |  | 3.1 | 4095 | 120.44 | 34 | 15.5 | 0.943 | 4000 | 83.2
P3EVDG6T | Energy Solutions International | Energy Solutions International | F-18CR-L4LL-40-FR | Indoor Luminaires | Linear Ambient | Direct Linear Ambient Luminaires | Premium | FALSE | [9 empty] | 42457 |  |  | Yes |  | 3.1 | 3867 | 133.34 | 29 | 15.5 | 0.943 | 4000 | 83.2
PQ6U22AD | Energy Solutions International | Energy Solutions International | F-14CR-L4M-40-FR | Indoor Luminaires | Linear Ambient | Direct Linear Ambient Luminaires | Premium | FALSE | [9 empty] | 42457 |  |  | Yes |  | 3.1 | 3438 | 122.79 | 28 | 15.5 | 0.943 | 4000 | 83.2
PPU65ZFR | Energy Solutions International | Energy Solutions International | F-18CR-L4VL-40-FR | Indoor Luminaires | Linear Ambient | Direct Linear Ambient Luminaires | Premium | FALSE | [9 empty] | 42457 |  |  | Yes |  | 3.1 | 3085 | 135.31 | 22.8 | 15.5 | 0.943 | 4000 | 83.2
PMZ99ZKK | Energy Solutions International | Energy Solutions International | F-14CR-L4N-40-FR | Indoor Luminaires | Linear Ambient | Direct Linear Ambient Luminaires | Premium | FALSE | [9 empty] | 42457 |  |  | Yes |  | 3.1 | 3009 | 125.38 | 24 | 15.5 | 0.943 | 4000 | 83.2
PJWZUNR2 | Energy Solutions International | Energy Solutions International | F-14CR-L4L-40-FR | Indoor Luminaires | Linear Ambient | Direct Linear Ambient Luminaires | Premium | FALSE | [9 empty] | 42457 |  |  | Yes |  | 3.1 | 2355 | 130.83 | 18 | 15.5 | 0.943 | 4000 | 83.2
P8ET32KY | Energy Solutions International | Energy Solutions International | F-18CR-L4H-35-FR | Indoor Luminaires | Linear Ambient | Direct Linear Ambient Luminaires | Premium | FALSE | [9 empty] | 42457 |  |  | Yes |  | 3.1 | 8916 | 118.88 | 75 | 15.5 | 0.943 | 3515 | 84.2
P3TEU3TG | Energy Solutions International | Energy Solutions International | F-18CR-L4S-35-FR | Indoor Luminaires | Linear Ambient | Direct Linear Ambient Luminaires | Premium | FALSE | [9 empty] | 42457 |  |  | Yes |  | 3.1 | 8432 | 120.46 | 70 | 15.5 | 0.943 | 3515 | 84.2
PQ9HRHF7 | Energy Solutions International | Energy Solutions International | F-18CR-L4M-35-FR | Indoor Luminaires | Linear Ambient | Direct Linear Ambient Luminaires | Premium | FALSE | [9 empty] | 42457 |  |  | Yes |  | 3.1 | 7205 | 124.22 | 58 | 15.5 | 0.943 | 3515 | 84.2
PTYUFSD5 | Energy Solutions International | Energy Solutions International | F-18CR-L4N-35-FR | Indoor Luminaires | Linear Ambient | Direct Linear Ambient Luminaires | Premium | FALSE | [9 empty] | 42457 |  |  | Yes |  | 3.1 | 6114 | 127.38 | 48 | 15.5 | 0.943 | 3515 | 84.2
P6KQAKFA | Energy Solutions International | Energy Solutions International | F-18CR-L4L-35-FR | Indoor Luminaires | Linear Ambient | Direct Linear Ambient Luminaires | Premium | FALSE | [9 empty] | 42457 |  |  | Yes |  | 3.1 | 4841 | 130.84 | 37 | 15.5 | 0.943 | 3515 | 84.2
P7NJT3ZH | Energy Solutions International | Energy Solutions International | F-14CR-L4S-35-FR | Indoor Luminaires | Linear Ambient | Direct Linear Ambient Luminaires | Premium | FALSE | [9 empty] | 42457 |  |  | Yes |  | 3.1 | 4095 | 120.44 | 34 | 15.5 | 0.943 | 3515 | 84.2
P1QE9977 | Energy Solutions International | Energy Solutions International | F-18CR-L4LL-35-FR | Indoor Luminaires | Linear Ambient | Direct Linear Ambient Luminaires | Premium | FALSE | [9 empty] | 42457 |  |  | Yes |  | 3.1 | 3867 | 133.34 | 29 | 15.5 | 0.943 | 3515 | 84.2
PG23KAWX | Energy Solutions International | Energy Solutions International | F-14CR-L4M-35-FR | Indoor Luminaires | Linear Ambient | Direct Linear Ambient Luminaires | Premium | FALSE | [9 empty] | 42457 |  |  | Yes |  | 3.1 | 3438 | 122.79 | 28 | 15.5 | 0.943 | 3515 | 84.2
PP9A8K2Y | Energy Solutions International | Energy Solutions International | F-14CR-L4N-35-FR | Indoor Luminaires | Linear Ambient | Direct Linear Ambient Luminaires | Premium | FALSE | [9 empty] | 42457 |  |  | Yes |  | 3.1 | 3009 | 125.38 | 24 | 15.5 | 0.943 | 3515 | 84.2
P867B8GM | Energy Solutions International | Energy Solutions International | F-14CR-L4L-35-FR | Indoor Luminaires | Linear Ambient | Direct Linear Ambient Luminaires | Premium | FALSE | [9 empty] | 42457 |  |  | Yes |  | 3.1 | 2355 | 130.83 | 18 | 15.5 | 0.943 | 3515 | 84.2
PH927PKG | Green Image Tech | Green Image Tech | GD-SFX-40 | Indoor Luminaires | Linear Ambient | Direct Linear Ambient Luminaires | Standard | FALSE | [9 empty] | 42457 | Not Dimmable | Not Dimmable | No |  | 3.1 | 3355.264 | 130.402 | 25.73 | 22.35 | 0.982 | 4000 | 83
P4T2E644 | National Energy&Light | NEL | GLF-4-42-HU-01-00 | Indoor Luminaires | Linear Ambient | Direct Linear Ambient Luminaires | Standard | TRUE | 3459.636 | 82.549 | 41.91 | 13.96 | 0.8905 | 3520 | 96.3 | 5 | 156000 | 42454 |  |  | No |  | 3 | 3570 | 85 | 42 | 15 | 0.9 | 3500 | 95
PCMHN8U2 | Lumenwerx ULC | Lumenwerx | VIA4RF-HLO-LED-80-750-35-5FT-UNV-D | Indoor Luminaires | Linear Ambient | Direct Linear Ambient Luminaires | Standard | FALSE | [9 empty] | 42454 | Dimmable | Continuous Below 10 | Yes |  | 3.1 | 3758 | 103.19 | 26.88 | 7 | 0.993 | 3581 | 83
PU47D7NQ | Lumenwerx ULC | Lumenwerx | VIA4RF-HLO-LED-80-750-35-6FT-UNV-D | Indoor Luminaires | Linear Ambient | Direct Linear Ambient Luminaires | Standard | FALSE | [9 empty] | 42454 | Dimmable | Continuous Below 10 | Yes |  | 3.1 | 4511 | 103.2 | 26.88 | 6.5 | 0.993 | 3581 | 83
PYWG277G | NINGBO TOP OPTOELECTRONIC TECHNOLOGY CO.LTD | DP | TOP8332-LED-U-4000K | Indoor Luminaires | Linear Ambient | Direct Linear Ambient Luminaires | Standard | TRUE | 6860.86 | 96.46 | 71.12 | 8.31 | 0.9764 | 4051 | 84 | 5 | 50000 | 42453 |  |  | No |  | 3.1 | 6840 | 95 | 72 | 20 | 0.9 | 4000 | 80
PDC4B3EU | EELP INC. | EELP LED Highbays | VT6-Z-52L-30K-QT | Indoor Luminaires | Linear Ambient | Direct Linear Ambient Luminaires | Standard | TRUE | 4603.67 | 89.57 | 51.4 | 20.7 | 0.958 | 3069 | 81 | 5 | 50000 | 42453 |  |  | No |  | 3.1 | 4600 | 88.46 | 52 | 10 | 0.95 | 3000 | 80
PSFFX3B7 | FUJI LITECH CO. LTD. | Fuji Litech Co. Ltd | FR-212S40-E40U | Indoor Luminaires | Linear Ambient | Direct Linear Ambient Luminaires | Standard | TRUE | 4094 | 100.1 | 40.83 | 15.3 | 0.944 | 4040 | 82.1 | 5 | 50000 | 42453 |  |  | No |  | 3.1 | 4094 | 100.26 | 40.83 | 15.3 | 0.944 | 4040 | 82.1
PPY571MV | US Green Lighting Inc. | US Green Lighting | L/LIN4FT/26/DU/840/K101 | Indoor Luminaires | Linear Ambient | Direct Linear Ambient Luminaires | Standard | TRUE | 3243.31 | 121.61 | 26.64 | 16.08 | 0.938 | 3990 | 85.1 | 5 | 50000 | 42453 |  |  | Yes |  | 3.1 | 3243.31 | 121.61 | 26.7 | 6.8 | 0.99 | 4000 | 80
PPJ916VD | Globalux Lighting | GlobaLux | LVTS-40-MV-840 | Indoor Luminaires | Linear Ambient | Direct Linear Ambient Luminaires | Standard | TRUE | 3893.71 | 97.25 | 40.04 | 12.66 | 0.907 | 3910 | 84.9 | 5 | 50000 | 42453 |  |  | No |  | 3 | 3500 | 87.5 | 40 | 25 | 0.9 | 4000 | 80
P6XBQHFJ | NINGBO TOP OPTOELECTRONIC TECHNOLOGY CO.LTD | DP | TOP8132-LED-U-4000K | Indoor Luminaires | Linear Ambient | Direct Linear Ambient Luminaires | Standard | TRUE | 2350.86 | 94 | 25.03 | 12.29 | 0.9021 | 4070 | 83.9 | 5 | 50000 | 42453 |  |  | No |  | 3.1 | 2300 | 95 | 26 | 20 | 0.9 | 4000 | 80
PDXSGWDW | Globalux Lighting | GlobaLux | LEW-5-40-MV-840 | Indoor Luminaires | Linear Ambient | Direct Linear Ambient Luminaires | Standard | TRUE | 3907.12 | 95.88 | 40.75 | 14.15 | 0.9 | 3914 | 84.2 | 5 | 50000 | 42453 |  |  | No |  | 3 | 3500 | 87.5 | 40 | 25 | 0.9 | 4000 | 80
PFQ37QRT | Globalux Lighting | GlobaLux | LCS-4-40-MV-840 | Indoor Luminaires | Linear Ambient | Direct Linear Ambient Luminaires | Standard | TRUE | 4153.35 | 106.33 | 39.06 | 14.28 | 0.894 | 4078 | 84 | 5 | 50000 | 42453 |  |  | No |  | 3.1 | 4100 | 102.5 | 40 | 25 | 0.9 | 4000 | 80
PJKZKQNA | Globalux Lighting | GlobaLux | LCS-4-40-MV-850 | Indoor Luminaires | Linear Ambient | Direct Linear Ambient Luminaires | Standard | FALSE | [9 empty] | 42453 |  |  | No |  | 3.1 | 4100 | 102.5 | 40 | 25 | 0.9 | 5000 | 80
PF4GT5PC | Globalux Lighting | GlobaLux | LEW-5-40-MV-850 | Indoor Luminaires | Linear Ambient | Direct Linear Ambient Luminaires | Standard | FALSE | [9 empty] | 42453 |  |  | No |  | 3 | 3500 | 87.5 | 40 | 25 | 0.9 | 5000 | 80
PAY77RN1 | Globalux Lighting | GlobaLux | LVTS-40-MV-850 | Indoor Luminaires | Linear Ambient | Direct Linear Ambient Luminaires | Standard | FALSE | [9 empty] | 42453 |  |  | No |  | 3 | 3500 | 87.5 | 40 | 25 | 0.9 | 5000 | 80
P3UTA372 | Globalux Lighting | GlobaLux | LCS-4-40-MV-845 | Indoor Luminaires | Linear Ambient | Direct Linear Ambient Luminaires | Standard | FALSE | [9 empty] | 42453 |  |  | No |  | 3.1 | 4100 | 102.5 | 40 | 25 | 0.9 | 4500 | 80
PZTFB131 | Globalux Lighting | GlobaLux | LVTS-40-MV-845 | Indoor Luminaires | Linear Ambient | Direct Linear Ambient Luminaires | Standard | FALSE | [9 empty] | 42453 |  |  | No |  | 3 | 3500 | 87.5 | 40 | 25 | 0.9 | 4500 | 80
PJUHK463 | Globalux Lighting | GlobaLux | LEW-5-40-MV-845 | Indoor Luminaires | Linear Ambient | Direct Linear Ambient Luminaires | Standard | FALSE | [9 empty] | 42453 |  |  | No |  | 3 | 3500 | 87.5 | 40 | 25 | 0.9 | 4500 | 80
PE9NY8CQ | Acuity Brands Lighting | Holophane | EVT412000LMPCLMDXXXXXGZ1050K90CRI | Indoor Luminaires | Linear Ambient | Direct Linear Ambient Luminaires | Standard | FALSE | [9 empty] | 42453 | Dimmable | Continuous Below 10 | NotYetVerified |  | 3 | 9561 | 87.81 | 108.88 | 18.73 | 0.918 | 5293 | 96.72
P2SZ11MN | Acuity Brands Lighting | Holophane | EVT412000LMPCLMDXXXXXGZ1050K80CRI | Indoor Luminaires | Linear Ambient | Direct Linear Ambient Luminaires | Standard | FALSE | [9 empty] | 42453 | Dimmable | Continuous Below 10 | NotYetVerified |  | 3 | 12280 | 112.76 | 108.9 | 18.73 | 0.918 | 5253 | 84.16
PPMFZKSH | Acuity Brands Lighting | Holophane | EVT412000LMFSTMDXXXXXGZ1050K80CRI | Indoor Luminaires | Linear Ambient | Direct Linear Ambient Luminaires | Standard | FALSE | [9 empty] | 42453 | Dimmable | Continuous Below 10 | NotYetVerified |  | 3 | 10542.05 | 96.8 | 108.9 | 18.73 | 0.918 | 5253 | 84.16
P4GGMWUF | Acuity Brands Lighting | Holophane | EVT412000LMFSTWDXXXXXGZ1050K80CRI | Indoor Luminaires | Linear Ambient | Direct Linear Ambient Luminaires | Standard | FALSE | [9 empty] | 42453 | Dimmable | Continuous Below 10 | NotYetVerified |  | 3 | 10417.84 | 95.66 | 108.9 | 18.73 | 0.918 | 5253 | 84.16
PNMG5C3U | Acuity Brands Lighting | Holophane | EVT412000LMPCLMDXXXXXGZ1040K90CRI | Indoor Luminaires | Linear Ambient | Direct Linear Ambient Luminaires | Standard | FALSE | [9 empty] | 42453 | Dimmable | Continuous Below 10 | NotYetVerified |  | 3 | 9259 | 85.04 | 108.88 | 18.73 | 0.918 | 4117 | 96.27
PZB7CZVD | Acuity Brands Lighting | Holophane | EVT412000LMPCLMDXXXXXGZ1040K80CRI | Indoor Luminaires | Linear Ambient | Direct Linear Ambient Luminaires | Standard | FALSE | [9 empty] | 42453 | Dimmable | Continuous Below 10 | NotYetVerified |  | 3 | 11270 | 105.3 | 107.03 | 18.73 | 0.918 | 4051 | 82.92
PQ9V43P5 | Acuity Brands Lighting | Holophane | EVT412000LMFSTMDXXXXXGZ1040K80CRI | Indoor Luminaires | Linear Ambient | Direct Linear Ambient Luminaires | Standard | FALSE | [9 empty] | 42453 | Dimmable | Continuous Below 10 | NotYetVerified |  | 3 | 9675 | 88.81 | 108.94 | 18.73 | 0.918 | 4010 | 84.69
PBXJW8KB | Acuity Brands Lighting | Holophane | EVT412000LMFSTWDXXXXXGZ1040K80CRI | Indoor Luminaires | Linear Ambient | Direct Linear Ambient Luminaires | Standard | FALSE | [9 empty] | 42453 | Dimmable | Continuous Below 10 | NotYetVerified |  | 3 | 9561 | 86.93 | 109.98 | 18.73 | 0.918 | 4005 | 84.95
PWEECMWQ | Acuity Brands Lighting | Holophane | EVT412000LMPCLMDXXXXXGZ1035K80CRI | Indoor Luminaires | Linear Ambient | Direct Linear Ambient Luminaires | Standard | FALSE | [9 empty] | 42453 | Dimmable | Continuous Below 10 | NotYetVerified |  | 3 | 11250 | 105.1 | 107.04 | 18.73 | 0.918 | 3485 | 83.56
PEUA7R4P | Acuity Brands Lighting | Holophane | EVT412000LMFSTMDXXXXXGZ1035K80CRI | Indoor Luminaires | Linear Ambient | Direct Linear Ambient Luminaires | Standard | FALSE | [9 empty] | 42453 | Dimmable | Continuous Below 10 | NotYetVerified |  | 3 | 9657.83 | 88.65 | 108.94 | 18.73 | 0.918 | 3485 | 83.56
PB3UG1CC | Acuity Brands Lighting | Holophane | EVT412000LMFSTWDXXXXXGZ1035K80CRI | Indoor Luminaires | Linear Ambient | Direct Linear Ambient Luminaires | Standard | FALSE | [9 empty] | 42453 | Dimmable | Continuous Below 10 | NotYetVerified |  | 3 | 9544.03 | 89.16 | 107.04 | 18.73 | 0.918 | 3485 | 83.56
PXGN6YXB | FUJI LITECH CO. LTD. | Fuji Litech Co. Ltd | FR-212S40-E50U | Indoor Luminaires | Linear Ambient | Direct Linear Ambient Luminaires | Standard | FALSE | [9 empty] | 42453 | Dimmable | Continuous Below 10 | No |  | 3.1 | 4485 | 108.38 | 41.38 | 15.3 | 0.944 | 4927 | 82.2
PWVBMXF6 | US Green Lighting Inc. | US Green Lighting | L/LIN4FT/26/DU/850/K101 | Indoor Luminaires | Linear Ambient | Direct Linear Ambient Luminaires | Standard | FALSE | [9 empty] | 42453 | Dimmable | Continuous Below 10 | Yes |  | 3.1 | 3344.54 | 128.64 | 26 | 6.8 | 0.99 | 5000 | 80
P8BZGVT3 | EELP INC. | EELP LED Highbays | VT6-Z-52L-50K-QT | Indoor Luminaires | Linear Ambient | Direct Linear Ambient Luminaires | Standard | FALSE | [9 empty] | 42453 | Not Dimmable | Not Dimmable | No |  | 3.1 | 4600 | 88.46 | 52 | 10 | 0.95 | 5000 | 80
PXPJUDVY | EELP INC. | EELP LED Highbays | VT6-Z-52L-45K-QT | Indoor Luminaires | Linear Ambient | Direct Linear Ambient Luminaires | Standard | FALSE | [9 empty] | 42453 | Not Dimmable | Not Dimmable | No |  | 3.1 | 4600 | 88.46 | 52 | 10 | 0.95 | 4500 | 80
PP938JJU | EELP INC. | EELP LED Highbays | VT6-Z-52L-40K-QT | Indoor Luminaires | Linear Ambient | Direct Linear Ambient Luminaires | Standard | FALSE | [9 empty] | 42453 | Not Dimmable | Not Dimmable | No |  | 3.1 | 4600 | 88.46 | 52 | 10 | 0.95 | 4000 | 80
PPCVNMTM | EELP INC. | EELP LED Highbays | VT6-Z-52L-35K-QT | Indoor Luminaires | Linear Ambient | Direct Linear Ambient Luminaires | Standard | FALSE | [9 empty] | 42453 | Not Dimmable | Not Dimmable | No |  | 3.1 | 4600 | 88.46 | 52 | 10 | 0.95 | 3500 | 80
PDZEWPN2 | NINGBO TOP OPTOELECTRONIC TECHNOLOGY CO.LTD | DP | TOP8332-LED-U-5000K | Indoor Luminaires | Linear Ambient | Direct Linear Ambient Luminaires | Standard | FALSE | [9 empty] | 42453 | Dimmable | Continuous Below 10 | No |  | 3.1 | 6840 | 95 | 72 | 20 | 0.9 | 5000 | 80
PDQ1C8PA | NINGBO TOP OPTOELECTRONIC TECHNOLOGY CO.LTD | DP | TOP8132-LED-U-5000K | Indoor Luminaires | Linear Ambient | Direct Linear Ambient Luminaires | Standard | FALSE | [9 empty] | 42453 | Dimmable | Continuous Below 10 | No |  | 3.1 | 2300 | 95 | 26 | 20 | 0.9 | 5000 | 80
P7TVF2WT | Finelite Inc. | Finelite | HP-6 R-4-HO-3500K (120V 277V) | Indoor Luminaires | Linear Ambient | Direct Linear Ambient Luminaires | Standard | TRUE | 3769 | 98.2 | 38.5 | 15.4 | 0.946 | 3501 | 84 | 5 | 50000 | 42452 |  |  | NotYetVerified |  | 3.1 | 3769 | 98.15 | 38.4 | 15.4 | 0.946 | 3500 | 84
P4TC2Y7Q | Amerlux | Amerlux LLC | GRUVM-EX-Z-PL-8-LED-3000-HW-120/277-8-IND-HILUME-ECO | Indoor Luminaires | Linear Ambient | Direct Linear Ambient Luminaires | Standard | TRUE | 5741 | 90.5 | 63.47 | 9.56 | 0.939 | 3060 | 82.3 | 10 | 50000 | 42452 |  |  | No |  | 3.1 | 5741 | 90.5 | 64 | 10 | 0.94 | 3060 | 82.3
P91AQXX3 | XtraLight Manufacturing Ltd. | XtraLight | LRSLED402036X5XDIMXXRFXXW | Indoor Luminaires | Linear Ambient | Direct Linear Ambient Luminaires | Standard | TRUE | 3776 | 110.1 | 34.54 | 7.34 | 0.932 | 5292 | 80.62 | 10 | 100000 | 42452 |  |  | No |  | 3.1 | 3776 | 110.1 | 34.3 | 6.38 | 0.9972 | 5292 | 80.62
PQFM388X | XtraLight Manufacturing Ltd. | XtraLight | LRSLED804067X5XUINXXRFXXW | Indoor Luminaires | Linear Ambient | Direct Linear Ambient Luminaires | Standard | FALSE | [9 empty] | 42452 |  |  | No |  | 3 | 7552 | 109.7037 | 68.84 | 6.38 | 0.998 | 5292 | 80.62
PATG5ZPZ | Finelite Inc. | Finelite | HP-6 R-12-HO-3500K (120V 277V) | Indoor Luminaires | Linear Ambient | Direct Linear Ambient Luminaires | Standard | FALSE | [9 empty] | 42452 |  |  | NotYetVerified |  | 3.1 | 11307 | 98.15 | 115.2 | 15.4 | 0.946 | 3500 | 84
P16SRXQP | Finelite Inc. | Finelite | HP-6 R-8-HO-3500K (120V 277V) | Indoor Luminaires | Linear Ambient | Direct Linear Ambient Luminaires | Standard | FALSE | [9 empty] | 42452 |  |  | NotYetVerified |  | 3.1 | 7538 | 98.15 | 76.8 | 15.4 | 0.946 | 3500 | 84
PZ6YQQWM | Amerlux | Amerlux LLC | GRUVM-EX-Z-PL-8-LED-4000-HW-120/277-8-MOR | Indoor Luminaires | Linear Ambient | Direct Linear Ambient Luminaires | Standard | FALSE | [9 empty] | 42452 | Dimmable | Continuous Below 10 | No |  | 3.1 | 6879 | 107.5 | 64 | 20 | 0.9 | 4008 | 83.3
PWJ18KGC | Amerlux | Amerlux LLC | GRUVM-EX-Z-PL-8-LED-4000-HW-120/277-8-IND | Indoor Luminaires | Linear Ambient | Direct Linear Ambient Luminaires | Standard | FALSE | [9 empty] | 42452 | Dimmable | Continuous Below 10 | No |  | 3.1 | 6879 | 107.5 | 64 | 20 | 0.9 | 4008 | 83.3
PTAZ9QKK | Amerlux | Amerlux LLC | GRUVM-EX-Z-PL-8-LED-4000-HW-120/277-8-EOR | Indoor Luminaires | Linear Ambient | Direct Linear Ambient Luminaires | Standard | FALSE | [9 empty] | 42452 | Dimmable | Continuous Below 10 | No |  | 3.1 | 6879 | 107.5 | 64 | 20 | 0.9 | 4008 | 83.3
P2Q4M48Y | Amerlux | Amerlux LLC | GRUVM-EX-Z-PL-8-LED-4000-HW-120/277-8-BOR | Indoor Luminaires | Linear Ambient | Direct Linear Ambient Luminaires | Standard | FALSE | [9 empty] | 42452 | Dimmable | Continuous Below 10 | No |  | 3.1 | 6879 | 107.5 | 64 | 20 | 0.9 | 4008 | 83.3
PZXS2W7K | Amerlux | Amerlux LLC | GRUVM-EX-Z-PL-8-LED-4000-HW-120/277-7-EOR | Indoor Luminaires | Linear Ambient | Direct Linear Ambient Luminaires | Standard | FALSE | [9 empty] | 42452 | Dimmable | Continuous Below 10 | No |  | 3.1 | 6019 | 107.5 | 56 | 20 | 0.9 | 4008 | 83.3
PP2MR7GB | Amerlux | Amerlux LLC | GRUVM-EX-Z-PL-8-LED-4000-HW-120/277-7-IND | Indoor Luminaires | Linear Ambient | Direct Linear Ambient Luminaires | Standard | FALSE | [9 empty] | 42452 | Dimmable | Continuous Below 10 | No |  | 3.1 | 6019 | 107.5 | 56 | 20 | 0.9 | 4008 | 83.3
PN7SBXQH | Amerlux | Amerlux LLC | GRUVM-EX-Z-PL-8-LED-4000-HW-120/277-7-BOR | Indoor Luminaires | Linear Ambient | Direct Linear Ambient Luminaires | Standard | FALSE | [9 empty] | 42452 | Dimmable | Continuous Below 10 | No |  | 3.1 | 6019 | 107.5 | 56 | 20 | 0.9 | 4008 | 83.3
PB6GE75M | Amerlux | Amerlux LLC | GRUVM-EX-Z-PL-8-LED-4000-HW-120/277-7-MOR | Indoor Luminaires | Linear Ambient | Direct Linear Ambient Luminaires | Standard | FALSE | [9 empty] | 42452 | Dimmable | Continuous Below 10 | No |  | 3.1 | 6019 | 107.5 | 56 | 20 | 0.9 | 4008 | 83.3
PRH9JEBM | Amerlux | Amerlux LLC | GRUVM-EX-Z-PL-8-LED-4000-HW-120/277-6-EOR | Indoor Luminaires | Linear Ambient | Direct Linear Ambient Luminaires | Standard | FALSE | [9 empty] | 42452 | Dimmable | Continuous Below 10 | No |  | 3.1 | 5159 | 107.5 | 48 | 20 | 0.9 | 4008 | 83.3
PCQG31R7 | Amerlux | Amerlux LLC | GRUVM-EX-Z-PL-8-LED-4000-HW-120/277-6-BOR | Indoor Luminaires | Linear Ambient | Direct Linear Ambient Luminaires | Standard | FALSE | [9 empty] | 42452 | Dimmable | Continuous Below 10 | No |  | 3.1 | 5159 | 107.5 | 48 | 20 | 0.9 | 4008 | 83.3
PA17V7C3 | Amerlux | Amerlux LLC | GRUVM-EX-Z-PL-8-LED-4000-HW-120/277-6-IND | Indoor Luminaires | Linear Ambient | Direct Linear Ambient Luminaires | Standard | FALSE | [9 empty] | 42452 | Dimmable | Continuous Below 10 | No |  | 3.1 | 5159 | 107.5 | 48 | 20 | 0.9 | 4008 | 83.3
P5GXKQ6P | Amerlux | Amerlux LLC | GRUVM-EX-Z-PL-8-LED-4000-HW-120/277-6-MOR | Indoor Luminaires | Linear Ambient | Direct Linear Ambient Luminaires | Standard | FALSE | [9 empty] | 42452 | Dimmable | Continuous Below 10 | No |  | 3.1 | 5159 | 107.5 | 48 | 20 | 0.9 | 4008 | 83.3
PNBZACES | Amerlux | Amerlux LLC | GRUVM-EX-Z-PL-8-LED-4000-HW-120/277-5-BOR | Indoor Luminaires | Linear Ambient | Direct Linear Ambient Luminaires | Standard | FALSE | [9 empty] | 42452 | Dimmable | Continuous Below 10 | No |  | 3.1 | 4298 | 107.5 | 40 | 20 | 0.9 | 4008 | 83.3
PKG2R6GR | Amerlux | Amerlux LLC | GRUVM-EX-Z-PL-8-LED-4000-HW-120/277-5-EOR | Indoor Luminaires | Linear Ambient | Direct Linear Ambient Luminaires | Standard | FALSE | [9 empty] | 42452 | Dimmable | Continuous Below 10 | No |  | 3.1 | 4298 | 107.5 | 40 | 20 | 0.9 | 4008 | 83.3
P5DE9JZT | Amerlux | Amerlux LLC | GRUVM-EX-Z-PL-8-LED-4000-HW-120/277-5-MOR | Indoor Luminaires | Linear Ambient | Direct Linear Ambient Luminaires | Standard | FALSE | [9 empty] | 42452 | Dimmable | Continuous Below 10 | No |  | 3.1 | 4298 | 107.5 | 40 | 20 | 0.9 | 4008 | 83.3
P1DBNQ4G | Amerlux | Amerlux LLC | GRUVM-EX-Z-PL-8-LED-4000-HW-120/277-5-IND | Indoor Luminaires | Linear Ambient | Direct Linear Ambient Luminaires | Standard | FALSE | [9 empty] | 42452 | Dimmable | Continuous Below 10 | No |  | 3.1 | 4298 | 107.5 | 40 | 20 | 0.9 | 4008 | 83.3
PTHYD4JE | Amerlux | Amerlux LLC | GRUVM-EX-Z-PL-5-LED-4000-HW-120/277-8-BOR | Indoor Luminaires | Linear Ambient | Direct Linear Ambient Luminaires | Standard | FALSE | [9 empty] | 42452 | Dimmable | Continuous Below 10 | No |  | 3.1 | 4174 | 104.4 | 40 | 20 | 0.9 | 4008 | 83.3
PNY463AY | Amerlux | Amerlux LLC | GRUVM-EX-Z-PL-5-LED-4000-HW-120/277-8-EOR | Indoor Luminaires | Linear Ambient | Direct Linear Ambient Luminaires | Standard | FALSE | [9 empty] | 42452 | Dimmable | Continuous Below 10 | No |  | 3.1 | 4174 | 104.4 | 40 | 20 | 0.9 | 4008 | 83.3
PA3296XU | Amerlux | Amerlux LLC | GRUVM-EX-Z-PL-5-LED-4000-HW-120/277-8-IND | Indoor Luminaires | Linear Ambient | Direct Linear Ambient Luminaires | Standard | FALSE | [9 empty] | 42452 | Dimmable | Continuous Below 10 | No |  | 3.1 | 4174 | 104.4 | 40 | 20 | 0.9 | 4008 | 83.3
P1BHRDKX | Amerlux | Amerlux LLC | GRUVM-EX-Z-PL-5-LED-4000-HW-120/277-8-MOR | Indoor Luminaires | Linear Ambient | Direct Linear Ambient Luminaires | Standard | FALSE | [9 empty] | 42452 | Dimmable | Continuous Below 10 | No |  | 3.1 | 4174 | 104.4 | 40 | 20 | 0.9 | 4008 | 83.3
PX7PPDTN | Amerlux | Amerlux LLC | GRUVM-EX-Z-PL-5-LED-4000-HW-120/277-7-MOR | Indoor Luminaires | Linear Ambient | Direct Linear Ambient Luminaires | Standard | FALSE | [9 empty] | 42452 | Dimmable | Continuous Below 10 | No |  | 3.1 | 3651 | 104.3 | 35 | 20 | 0.9 | 4008 | 83.3
PUH48DNB | Amerlux | Amerlux LLC | GRUVM-EX-Z-PL-5-LED-4000-HW-120/277-7-EOR | Indoor Luminaires | Linear Ambient | Direct Linear Ambient Luminaires | Standard | FALSE | [9 empty] | 42452 | Dimmable | Continuous Below 10 | No |  | 3.1 | 3651 | 104.3 | 35 | 20 | 0.9 | 4008 | 83.3
PCZFQ4PT | Amerlux | Amerlux LLC | GRUVM-EX-Z-PL-5-LED-4000-HW-120/277-7-IND | Indoor Luminaires | Linear Ambient | Direct Linear Ambient Luminaires | Standard | FALSE | [9 empty] | 42452 | Dimmable | Continuous Below 10 | No |  | 3.1 | 3651 | 104.3 | 35 | 20 | 0.9 | 4008 | 83.3
PB9JHHSA | Amerlux | Amerlux LLC | GRUVM-EX-Z-PL-5-LED-4000-HW-120/277-7-BOR | Indoor Luminaires | Linear Ambient | Direct Linear Ambient Luminaires | Standard | FALSE | [9 empty] | 42452 | Dimmable | Continuous Below 10 | No |  | 3.1 | 3651 | 104.3 | 35 | 20 | 0.9 | 4008 | 83.3
PXQ59XSG | Amerlux | Amerlux LLC | GRUVM-EX-Z-PL-8-LED-4000-HW-120/277-4-MOR | Indoor Luminaires | Linear Ambient | Direct Linear Ambient Luminaires | Standard | FALSE | [9 empty] | 42452 | Dimmable | Continuous Below 10 | No |  | 3.1 | 3440 | 107.5 | 32 | 20 | 0.9 | 4008 | 83.3
PVRC81VC | Amerlux | Amerlux LLC | GRUVM-EX-Z-PL-8-LED-4000-HW-120/277-4-IND | Indoor Luminaires | Linear Ambient | Direct Linear Ambient Luminaires | Standard | FALSE | [9 empty] | 42452 | Dimmable | Continuous Below 10 | No |  | 3.1 | 3440 | 107.5 | 32 | 20 | 0.9 | 4008 | 83.3
PHRRVGRN | Amerlux | Amerlux LLC | GRUVM-EX-Z-PL-8-LED-4000-HW-120/277-4-EOR | Indoor Luminaires | Linear Ambient | Direct Linear Ambient Luminaires | Standard | FALSE | [9 empty] | 42452 | Dimmable | Continuous Below 10 | No |  | 3.1 | 3440 | 107.5 | 32 | 20 | 0.9 | 4008 | 83.3
P9Q38RPP | Amerlux | Amerlux LLC | GRUVM-EX-Z-PL-8-LED-4000-HW-120/277-4-BOR | Indoor Luminaires | Linear Ambient | Direct Linear Ambient Luminaires | Standard | FALSE | [9 empty] | 42452 | Dimmable | Continuous Below 10 | No |  | 3.1 | 3440 | 107.5 | 32 | 20 | 0.9 | 4008 | 83.3
PU7Q5HAC | Amerlux | Amerlux LLC | GRUVM-EX-Z-PL-5-LED-4000-HW-120/277-6-EOR | Indoor Luminaires | Linear Ambient | Direct Linear Ambient Luminaires | Standard | FALSE | [9 empty] | 42452 | Dimmable | Continuous Below 10 | No |  | 3.1 | 3130 | 104.3 | 30 | 20 | 0.9 | 4008 | 83.3
PA44G3K6 | Amerlux | Amerlux LLC | GRUVM-EX-Z-PL-5-LED-4000-HW-120/277-6-IND | Indoor Luminaires | Linear Ambient | Direct Linear Ambient Luminaires | Standard | FALSE | [9 empty] | 42452 | Dimmable | Continuous Below 10 | No |  | 3.1 | 3130 | 104.3 | 30 | 20 | 0.9 | 4008 | 83.3
P9Z8MHCV | Amerlux | Amerlux LLC | GRUVM-EX-Z-PL-5-LED-4000-HW-120/277-6-MOR | Indoor Luminaires | Linear Ambient | Direct Linear Ambient Luminaires | Standard | FALSE | [9 empty] | 42452 | Dimmable | Continuous Below 10 | No |  | 3.1 | 3130 | 104.3 | 30 | 20 | 0.9 | 4008 | 83.3
P5XPEEUQ | Amerlux | Amerlux LLC | GRUVM-EX-Z-PL-5-LED-4000-HW-120/277-6-BOR | Indoor Luminaires | Linear Ambient | Direct Linear Ambient Luminaires | Standard | FALSE | [9 empty] | 42452 | Dimmable | Continuous Below 10 | No |  | 3.1 | 3130 | 104.3 | 30 | 20 | 0.9 | 4008 | 83.3
PFX49QHP | Amerlux | Amerlux LLC | GRUVM-EX-Z-PL-5-LED-4000-HW-120/277-5-MOR | Indoor Luminaires | Linear Ambient | Direct Linear Ambient Luminaires | Standard | FALSE | [9 empty] | 42452 | Dimmable | Continuous Below 10 | No |  | 3.1 | 2608 | 104.3 | 25 | 20 | 0.9 | 4008 | 83.3
PCRNUWMJ | Amerlux | Amerlux LLC | GRUVM-EX-Z-PL-5-LED-4000-HW-120/277-5-IND | Indoor Luminaires | Linear Ambient | Direct Linear Ambient Luminaires | Standard | FALSE | [9 empty] | 42452 | Dimmable | Continuous Below 10 | No |  | 3.1 | 2608 | 104.3 | 25 | 20 | 0.9 | 4008 | 83.3
P2A2JVP6 | Amerlux | Amerlux LLC | GRUVM-EX-Z-PL-5-LED-4000-HW-120/277-5-EOR | Indoor Luminaires | Linear Ambient | Direct Linear Ambient Luminaires | Standard | FALSE | [9 empty] | 42452 | Dimmable | Continuous Below 10 | No |  | 3.1 | 2608 | 104.3 | 25 | 20 | 0.9 | 4008 | 83.3
P2748CRB | Amerlux | Amerlux LLC | GRUVM-EX-Z-PL-5-LED-4000-HW-120/277-5-BOR | Indoor Luminaires | Linear Ambient | Direct Linear Ambient Luminaires | Standard | FALSE | [9 empty] | 42452 | Dimmable | Continuous Below 10 | No |  | 3.1 | 2608 | 104.3 | 25 | 20 | 0.9 | 4008 | 83.3
PWVQJ3AS | Amerlux | Amerlux LLC | GRUVM-EX-Z-PL-5-LED-4000-HW-120/277-4-EOR | Indoor Luminaires | Linear Ambient | Direct Linear Ambient Luminaires | Standard | FALSE | [9 empty] | 42452 | Dimmable | Continuous Below 10 | No |  | 3.1 | 2087 | 104.4 | 20 | 20 | 0.9 | 4008 | 83.3
PWU7YG91 | Amerlux | Amerlux LLC | GRUVM-EX-Z-PL-5-LED-4000-HW-120/277-4-BOR | Indoor Luminaires | Linear Ambient | Direct Linear Ambient Luminaires | Standard | FALSE | [9 empty] | 42452 | Dimmable | Continuous Below 10 | No |  | 3.1 | 2087 | 104.4 | 20 | 20 | 0.9 | 4008 | 83.3
PG4GG134 | Amerlux | Amerlux LLC | GRUVM-EX-Z-PL-5-LED-4000-HW-120/277-4-MOR | Indoor Luminaires | Linear Ambient | Direct Linear Ambient Luminaires | Standard | FALSE | [9 empty] | 42452 | Dimmable | Continuous Below 10 | No |  | 3.1 | 2087 | 104.4 | 20 | 20 | 0.9 | 4008 | 83.3
P3D5DQ15 | Amerlux | Amerlux LLC | GRUVM-EX-Z-PL-5-LED-4000-HW-120/277-4-IND | Indoor Luminaires | Linear Ambient | Direct Linear Ambient Luminaires | Standard | FALSE | [9 empty] | 42452 | Dimmable | Continuous Below 10 | No |  | 3.1 | 2087 | 104.4 | 20 | 20 | 0.9 | 4008 | 83.3
PWGBGAX6 | Amerlux | Amerlux LLC | GRUVM-EX-Z-PL-8-LED-4000-HW-120/277-8-MOR-HILUME-ECO | Indoor Luminaires | Linear Ambient | Direct Linear Ambient Luminaires | Standard | FALSE | [9 empty] | 42452 | Dimmable | Continuous Below 10 | No |  | 3.1 | 6562 | 102.5 | 64 | 10 | 0.94 | 4005 | 83.3
PUS676YS | Amerlux | Amerlux LLC | GRUVM-EX-Z-PL-8-LED-4000-HW-120/277-8-IND-HILUME-ECO | Indoor Luminaires | Linear Ambient | Direct Linear Ambient Luminaires | Standard | FALSE | [9 empty] | 42452 | Dimmable | Continuous Below 10 | No |  | 3.1 | 6562 | 102.5 | 64 | 10 | 0.94 | 4005 | 83.3
PBBRW7ZD | Amerlux | Amerlux LLC | GRUVM-EX-Z-PL-8-LED-4000-HW-120/277-8-EOR-HILUME-ECO | Indoor Luminaires | Linear Ambient | Direct Linear Ambient Luminaires | Standard | FALSE | [9 empty] | 42452 | Dimmable | Continuous Below 10 | No |  | 3.1 | 6562 | 102.5 | 64 | 10 | 0.94 | 4005 | 83.3
P9P2M858 | Amerlux | Amerlux LLC | GRUVM-EX-Z-PL-8-LED-4000-HW-120/277-8-BOR-HILUME-ECO | Indoor Luminaires | Linear Ambient | Direct Linear Ambient Luminaires | Standard | FALSE | [9 empty] | 42452 | Dimmable | Continuous Below 10 | No |  | 3.1 | 6562 | 102.5 | 64 | 10 | 0.94 | 4005 | 83.3
PKW6NH68 | Amerlux | Amerlux LLC | GRUVM-EX-Z-PL-8-LED-4000-HW-120/277-7-MOR-HILUME-ECO | Indoor Luminaires | Linear Ambient | Direct Linear Ambient Luminaires | Standard | FALSE | [9 empty] | 42452 | Dimmable | Continuous Below 10 | No |  | 3.1 | 5742 | 102.5 | 56 | 10 | 0.94 | 4005 | 83.3
PJJSVDGE | Amerlux | Amerlux LLC | GRUVM-EX-Z-PL-8-LED-4000-HW-120/277-7-EOR-HILUME-ECO | Indoor Luminaires | Linear Ambient | Direct Linear Ambient Luminaires | Standard | FALSE | [9 empty] | 42452 | Dimmable | Continuous Below 10 | No |  | 3.1 | 5742 | 102.5 | 56 | 10 | 0.94 | 4005 | 83.3
PGZMNRMG | Amerlux | Amerlux LLC | GRUVM-EX-Z-PL-8-LED-4000-HW-120/277-7-IND-HILUME-ECO | Indoor Luminaires | Linear Ambient | Direct Linear Ambient Luminaires | Standard | FALSE | [9 empty] | 42452 | Dimmable | Continuous Below 10 | No |  | 3.1 | 5742 | 102.5 | 56 | 10 | 0.94 | 4005 | 83.3
P3GTM8SW | Amerlux | Amerlux LLC | GRUVM-EX-Z-PL-8-LED-4000-HW-120/277-7-BOR-HILUME-ECO | Indoor Luminaires | Linear Ambient | Direct Linear Ambient Luminaires | Standard | FALSE | [9 empty] | 42452 | Dimmable | Continuous Below 10 | No |  | 3.1 | 5742 | 102.5 | 56 | 10 | 0.94 | 4005 | 83.3
PZJ4VMPD | Amerlux | Amerlux LLC | GRUVM-EX-Z-PL-8-LED-4000-HW-120/277-6-MOR-HILUME-ECO | Indoor Luminaires | Linear Ambient | Direct Linear Ambient Luminaires | Standard | FALSE | [9 empty] | 42452 | Dimmable | Continuous Below 10 | No |  | 3.1 | 4922 | 102.5 | 48 | 10 | 0.94 | 4005 | 83.3
PGW4QRFX | Amerlux | Amerlux LLC | GRUVM-EX-Z-PL-8-LED-4000-HW-120/277-6-BOR-HILUME-ECO | Indoor Luminaires | Linear Ambient | Direct Linear Ambient Luminaires | Standard | FALSE | [9 empty] | 42452 | Dimmable | Continuous Below 10 | No |  | 3.1 | 4922 | 102.5 | 48 | 10 | 0.94 | 4005 | 83.3
PBUTKZQ6 | Amerlux | Amerlux LLC | GRUVM-EX-Z-PL-8-LED-4000-HW-120/277-6-EOR-HILUME-ECO | Indoor Luminaires | Linear Ambient | Direct Linear Ambient Luminaires | Standard | FALSE | [9 empty] | 42452 | Dimmable | Continuous Below 10 | No |  | 3.1 | 4922 | 102.5 | 48 | 10 | 0.94 | 4005 | 83.3
P56F778C | Amerlux | Amerlux LLC | GRUVM-EX-Z-PL-8-LED-4000-HW-120/277-6-IND-HILUME-ECO | Indoor Luminaires | Linear Ambient | Direct Linear Ambient Luminaires | Standard | FALSE | [9 empty] | 42452 | Dimmable | Continuous Below 10 | No |  | 3.1 | 4922 | 102.5 | 48 | 10 | 0.94 | 4005 | 83.3
PTRR4RT7 | Amerlux | Amerlux LLC | GRUVM-EX-Z-PL-5-LED-4000-HW-120/277-8-IND-HILUME-ECO | Indoor Luminaires | Linear Ambient | Direct Linear Ambient Luminaires | Standard | FALSE | [9 empty] | 42452 | Dimmable | Continuous Below 10 | No |  | 3.1 | 4186 | 104.7 | 40 | 10 | 0.94 | 4005 | 83.3
PQWZ7JFA | Amerlux | Amerlux LLC | GRUVM-EX-Z-PL-5-LED-4000-HW-120/277-8-BOR-HILUME-ECO | Indoor Luminaires | Linear Ambient | Direct Linear Ambient Luminaires | Standard | FALSE | [9 empty] | 42452 | Dimmable | Continuous Below 10 | No |  | 3.1 | 4186 | 104.7 | 40 | 10 | 0.94 | 4005 | 83.3
PND235MF | Amerlux | Amerlux LLC | GRUVM-EX-Z-PL-5-LED-4000-HW-120/277-8-MOR-HILUME-ECO | Indoor Luminaires | Linear Ambient | Direct Linear Ambient Luminaires | Standard | FALSE | [9 empty] | 42452 | Dimmable | Continuous Below 10 | No |  | 3.1 | 4186 | 104.7 | 40 | 10 | 0.94 | 4005 | 83.3
P25FCJD8 | Amerlux | Amerlux LLC | GRUVM-EX-Z-PL-5-LED-4000-HW-120/277-8-EOR-HILUME-ECO | Indoor Luminaires | Linear Ambient | Direct Linear Ambient Luminaires | Standard | FALSE | [9 empty] | 42452 | Dimmable | Continuous Below 10 | No |  | 3.1 | 4186 | 104.7 | 40 | 10 | 0.94 | 4005 | 83.3
PRM5TS5C | Amerlux | Amerlux LLC | GRUVM-EX-Z-PL-8-LED-4000-HW-120/277-5-IND-HILUME-ECO | Indoor Luminaires | Linear Ambient | Direct Linear Ambient Luminaires | Standard | FALSE | [9 empty] | 42452 | Dimmable | Continuous Below 10 | No |  | 3.1 | 4101 | 102.5 | 40 | 10 | 0.94 | 4005 | 83.3
PQQU6DD7 | Amerlux | Amerlux LLC | GRUVM-EX-Z-PL-8-LED-4000-HW-120/277-5-EOR-HILUME-ECO | Indoor Luminaires | Linear Ambient | Direct Linear Ambient Luminaires | Standard | FALSE | [9 empty] | 42452 | Dimmable | Continuous Below 10 | No |  | 3.1 | 4101 | 102.5 | 40 | 10 | 0.94 | 4005 | 83.3
PJFN6M2Z | Amerlux | Amerlux LLC | GRUVM-EX-Z-PL-8-LED-4000-HW-120/277-5-BOR-HILUME-ECO | Indoor Luminaires | Linear Ambient | Direct Linear Ambient Luminaires | Standard | FALSE | [9 empty] | 42452 | Dimmable | Continuous Below 10 | No |  | 3.1 | 4101 | 102.5 | 40 | 10 | 0.94 | 4005 | 83.3
P7B1JSRN | Amerlux | Amerlux LLC | GRUVM-EX-Z-PL-8-LED-4000-HW-120/277-5-MOR-HILUME-ECO | Indoor Luminaires | Linear Ambient | Direct Linear Ambient Luminaires | Standard | FALSE | [9 empty] | 42452 | Dimmable | Continuous Below 10 | No |  | 3.1 | 4101 | 102.5 | 40 | 10 | 0.94 | 4005 | 83.3
PXYT4FF1 | Amerlux | Amerlux LLC | GRUVM-EX-Z-PL-5-LED-4000-HW-120/277-7-MOR-HILUME-ECO | Indoor Luminaires | Linear Ambient | Direct Linear Ambient Luminaires | Standard | FALSE | [9 empty] | 42452 | Dimmable | Continuous Below 10 | No |  | 3.1 | 3662 | 104.6 | 35 | 10 | 0.94 | 4005 | 83.3
PUT8H4YK | Amerlux | Amerlux LLC | GRUVM-EX-Z-PL-5-LED-4000-HW-120/277-7-BOR-HILUME-ECO | Indoor Luminaires | Linear Ambient | Direct Linear Ambient Luminaires | Standard | FALSE | [9 empty] | 42452 | Dimmable | Continuous Below 10 | No |  | 3.1 | 3662 | 104.6 | 35 | 10 | 0.94 | 4005 | 83.3
PT1T9MC7 | Amerlux | Amerlux LLC | GRUVM-EX-Z-PL-5-LED-4000-HW-120/277-7-IND-HILUME-ECO | Indoor Luminaires | Linear Ambient | Direct Linear Ambient Luminaires | Standard | FALSE | [9 empty] | 42452 | Dimmable | Continuous Below 10 | No |  | 3.1 | 3662 | 104.6 | 35 | 10 | 0.94 | 4005 | 83.3
PNRATTK2 | Amerlux | Amerlux LLC | GRUVM-EX-Z-PL-5-LED-4000-HW-120/277-7-EOR-HILUME-ECO | Indoor Luminaires | Linear Ambient | Direct Linear Ambient Luminaires | Standard | FALSE | [9 empty] | 42452 | Dimmable | Continuous Below 10 | No |  | 3.1 | 3662 | 104.6 | 35 | 10 | 0.94 | 4005 | 83.3
PR9T6BV6 | Amerlux | Amerlux LLC | GRUVM-EX-Z-PL-8-LED-4000-HW-120/277-4-IND-HILUME-ECO | Indoor Luminaires | Linear Ambient | Direct Linear Ambient Luminaires | Standard | FALSE | [9 empty] | 42452 | Dimmable | Continuous Below 10 | No |  | 3.1 | 3282 | 102.6 | 32 | 10 | 0.94 | 4005 | 83.3
PP1452U5 | Amerlux | Amerlux LLC | GRUVM-EX-Z-PL-8-LED-4000-HW-120/277-4-EOR-HILUME-ECO | Indoor Luminaires | Linear Ambient | Direct Linear Ambient Luminaires | Standard | FALSE | [9 empty] | 42452 | Dimmable | Continuous Below 10 | No |  | 3.1 | 3282 | 102.6 | 32 | 10 | 0.94 | 4005 | 83.3
PCSRCBWU | Amerlux | Amerlux LLC | GRUVM-EX-Z-PL-8-LED-4000-HW-120/277-4-MOR-HILUME-ECO | Indoor Luminaires | Linear Ambient | Direct Linear Ambient Luminaires | Standard | FALSE | [9 empty] | 42452 | Dimmable | Continuous Below 10 | No |  | 3.1 | 3282 | 102.6 | 32 | 10 | 0.94 | 4005 | 83.3
P8DXTWDZ | Amerlux | Amerlux LLC | GRUVM-EX-Z-PL-8-LED-4000-HW-120/277-4-BOR-HILUME-ECO | Indoor Luminaires | Linear Ambient | Direct Linear Ambient Luminaires | Standard | FALSE | [9 empty] | 42452 | Dimmable | Continuous Below 10 | No |  | 3.1 | 3282 | 102.6 | 32 | 10 | 0.94 | 4005 | 83.3
PURA9DZH | Amerlux | Amerlux LLC | GRUVM-EX-Z-PL-5-LED-4000-HW-120/277-6-IND-HILUME-ECO | Indoor Luminaires | Linear Ambient | Direct Linear Ambient Luminaires | Standard | FALSE | [9 empty] | 42452 | Dimmable | Continuous Below 10 | No |  | 3.1 | 3140 | 104.7 | 30 | 10 | 0.94 | 4005 | 83.3
PRZ3QFWE | Amerlux | Amerlux LLC | GRUVM-EX-Z-PL-5-LED-4000-HW-120/277-6-EOR-HILUME-ECO | Indoor Luminaires | Linear Ambient | Direct Linear Ambient Luminaires | Standard | FALSE | [9 empty] | 42452 | Dimmable | Continuous Below 10 | No |  | 3.1 | 3140 | 104.7 | 30 | 10 | 0.94 | 4005 | 83.3
P8EH2KE4 | Amerlux | Amerlux LLC | GRUVM-EX-Z-PL-5-LED-4000-HW-120/277-6-BOR-HILUME-ECO | Indoor Luminaires | Linear Ambient | Direct Linear Ambient Luminaires | Standard | FALSE | [9 empty] | 42452 | Dimmable | Continuous Below 10 | No |  | 3.1 | 3140 | 104.7 | 30 | 10 | 0.94 | 4005 | 83.3
P76HB5W6 | Amerlux | Amerlux LLC | GRUVM-EX-Z-PL-5-LED-4000-HW-120/277-6-MOR-HILUME-ECO | Indoor Luminaires | Linear Ambient | Direct Linear Ambient Luminaires | Standard | FALSE | [9 empty] | 42452 | Dimmable | Continuous Below 10 | No |  | 3.1 | 3140 | 104.7 | 30 | 10 | 0.94 | 4005 | 83.3
PW35SJB5 | Amerlux | Amerlux LLC | GRUVM-EX-Z-PL-5-LED-4000-HW-120/277-5-MOR-HILUME-ECO | Indoor Luminaires | Linear Ambient | Direct Linear Ambient Luminaires | Standard | FALSE | [9 empty] | 42452 | Dimmable | Continuous Below 10 | No |  | 3.1 | 2617 | 104.7 | 25 | 10 | 0.94 | 4005 | 83.3
PM92XWCK | Amerlux | Amerlux LLC | GRUVM-EX-Z-PL-5-LED-4000-HW-120/277-5-IND-HILUME-ECO | Indoor Luminaires | Linear Ambient | Direct Linear Ambient Luminaires | Standard | FALSE | [9 empty] | 42452 | Dimmable | Continuous Below 10 | No |  | 3.1 | 2617 | 104.7 | 25 | 10 | 0.94 | 4005 | 83.3
PFZHZY1X | Amerlux | Amerlux LLC | GRUVM-EX-Z-PL-5-LED-4000-HW-120/277-5-BOR-HILUME-ECO | Indoor Luminaires | Linear Ambient | Direct Linear Ambient Luminaires | Standard | FALSE | [9 empty] | 42452 | Dimmable | Continuous Below 10 | No |  | 3.1 | 2617 | 104.7 | 25 | 10 | 0.94 | 4005 | 83.3
PE5JFUA3 | Amerlux | Amerlux LLC | GRUVM-EX-Z-PL-5-LED-4000-HW-120/277-5-EOR-HILUME-ECO | Indoor Luminaires | Linear Ambient | Direct Linear Ambient Luminaires | Standard | FALSE | [9 empty] | 42452 | Dimmable | Continuous Below 10 | No |  | 3.1 | 2617 | 104.7 | 25 | 10 | 0.94 | 4005 | 83.3
PY4K9KMV | Amerlux | Amerlux LLC | GRUVM-EX-Z-PL-5-LED-4000-HW-120/277-4-IND-HILUME-ECO | Indoor Luminaires | Linear Ambient | Direct Linear Ambient Luminaires | Standard | FALSE | [9 empty] | 42452 | Dimmable | Continuous Below 10 | No |  | 3.1 | 2093 | 104.7 | 20 | 10 | 0.94 | 4005 | 83.3
PUGPCGPB | Amerlux | Amerlux LLC | GRUVM-EX-Z-PL-5-LED-4000-HW-120/277-4-EOR-HILUME-ECO | Indoor Luminaires | Linear Ambient | Direct Linear Ambient Luminaires | Standard | FALSE | [9 empty] | 42452 | Dimmable | Continuous Below 10 | No |  | 3.1 | 2093 | 104.7 | 20 | 10 | 0.94 | 4005 | 83.3
P6Q4BKMZ | Amerlux | Amerlux LLC | GRUVM-EX-Z-PL-5-LED-4000-HW-120/277-4-MOR-HILUME-ECO | Indoor Luminaires | Linear Ambient | Direct Linear Ambient Luminaires | Standard | FALSE | [9 empty] | 42452 | Dimmable | Continuous Below 10 | No |  | 3.1 | 2093 | 104.7 | 20 | 10 | 0.94 | 4005 | 83.3
P5V8VJA5 | Amerlux | Amerlux LLC | GRUVM-EX-Z-PL-5-LED-4000-HW-120/277-4-BOR-HILUME-ECO | Indoor Luminaires | Linear Ambient | Direct Linear Ambient Luminaires | Standard | FALSE | [9 empty] | 42452 | Dimmable | Continuous Below 10 | No |  | 3.1 | 2093 | 104.7 | 20 | 10 | 0.94 | 4005 | 83.3
PSTRGAYE | Amerlux | Amerlux LLC | GRUVM-EX-Z-PL-8-LED-3500-HW-120/277-8-BOR-HILUME-ECO | Indoor Luminaires | Linear Ambient | Direct Linear Ambient Luminaires | Standard | FALSE | [9 empty] | 42452 | Dimmable | Continuous Below 10 | No |  | 3.1 | 6152 | 96.1 | 64 | 10 | 0.94 | 3533 | 82.8
PMDRPWK2 | Amerlux | Amerlux LLC | GRUVM-EX-Z-PL-8-LED-3500-HW-120/277-8-MOR-HILUME-ECO | Indoor Luminaires | Linear Ambient | Direct Linear Ambient Luminaires | Standard | FALSE | [9 empty] | 42452 | Dimmable | Continuous Below 10 | No |  | 3.1 | 6152 | 96.1 | 64 | 10 | 0.94 | 3533 | 82.8
PHGS98TX | Amerlux | Amerlux LLC | GRUVM-EX-Z-PL-8-LED-3500-HW-120/277-8-IND-HILUME-ECO | Indoor Luminaires | Linear Ambient | Direct Linear Ambient Luminaires | Standard | FALSE | [9 empty] | 42452 | Dimmable | Continuous Below 10 | No |  | 3.1 | 6152 | 96.1 | 64 | 10 | 0.94 | 3533 | 82.8
P7DUYDDA | Amerlux | Amerlux LLC | GRUVM-EX-Z-PL-8-LED-3500-HW-120/277-8-EOR-HILUME-ECO | Indoor Luminaires | Linear Ambient | Direct Linear Ambient Luminaires | Standard | FALSE | [9 empty] | 42452 | Dimmable | Continuous Below 10 | No |  | 3.1 | 6152 | 96.1 | 64 | 10 | 0.94 | 3533 | 82.8
PZH8VTCS | Amerlux | Amerlux LLC | GRUVM-EX-Z-PL-8-LED-3500-HW-120/277-7-EOR-HILUME-ECO | Indoor Luminaires | Linear Ambient | Direct Linear Ambient Luminaires | Standard | FALSE | [9 empty] | 42452 | Dimmable | Continuous Below 10 | No |  | 3.1 | 5382 | 96.1 | 56 | 10 | 0.94 | 3533 | 82.8
PZ3VPYSB | Amerlux | Amerlux LLC | GRUVM-EX-Z-PL-8-LED-3500-HW-120/277-7-BOR-HILUME-ECO | Indoor Luminaires | Linear Ambient | Direct Linear Ambient Luminaires | Standard | FALSE | [9 empty] | 42452 | Dimmable | Continuous Below 10 | No |  | 3.1 | 5382 | 96.1 | 56 | 10 | 0.94 | 3533 | 82.8
P7ZGEHHU | Amerlux | Amerlux LLC | GRUVM-EX-Z-PL-8-LED-3500-HW-120/277-7-IND-HILUME-ECO | Indoor Luminaires | Linear Ambient | Direct Linear Ambient Luminaires | Standard | FALSE | [9 empty] | 42452 | Dimmable | Continuous Below 10 | No |  | 3.1 | 5382 | 96.1 | 56 | 10 | 0.94 | 3533 | 82.8
P3DD66XD | Amerlux | Amerlux LLC | GRUVM-EX-Z-PL-8-LED-3500-HW-120/277-7-MOR-HILUME-ECO | Indoor Luminaires | Linear Ambient | Direct Linear Ambient Luminaires | Standard | FALSE | [9 empty] | 42452 | Dimmable | Continuous Below 10 | No |  | 3.1 | 5382 | 96.1 | 56 | 10 | 0.94 | 3533 | 82.8
PH7M41JE | Amerlux | Amerlux LLC | GRUVM-EX-Z-PL-8-LED-3500-HW-120/277-6-BOR-HILUME-ECO | Indoor Luminaires | Linear Ambient | Direct Linear Ambient Luminaires | Standard | FALSE | [9 empty] | 42452 | Dimmable | Continuous Below 10 | No |  | 3.1 | 4614 | 96.1 | 48 | 10 | 0.94 | 3533 | 82.8
PDTZQGFH | Amerlux | Amerlux LLC | GRUVM-EX-Z-PL-8-LED-3500-HW-120/277-6-EOR-HILUME-ECO | Indoor Luminaires | Linear Ambient | Direct Linear Ambient Luminaires | Standard | FALSE | [9 empty] | 42452 | Dimmable | Continuous Below 10 | No |  | 3.1 | 4614 | 96.1 | 48 | 10 | 0.94 | 3533 | 82.8
PCBEMEKG | Amerlux | Amerlux LLC | GRUVM-EX-Z-PL-8-LED-3500-HW-120/277-6-MOR-HILUME-ECO | Indoor Luminaires | Linear Ambient | Direct Linear Ambient Luminaires | Standard | FALSE | [9 empty] | 42452 | Dimmable | Continuous Below 10 | No |  | 3.1 | 4614 | 96.1 | 48 | 10 | 0.94 | 3533 | 82.8
P58UJUP5 | Amerlux | Amerlux LLC | GRUVM-EX-Z-PL-8-LED-3500-HW-120/277-6-IND-HILUME-ECO | Indoor Luminaires | Linear Ambient | Direct Linear Ambient Luminaires | Standard | FALSE | [9 empty] | 42452 | Dimmable | Continuous Below 10 | No |  | 3.1 | 4614 | 96.1 | 48 | 10 | 0.94 | 3533 | 82.8
PVYES57P | Amerlux | Amerlux LLC | GRUVM-EX-Z-PL-5-LED-3500-HW-120/277-8-BOR-HILUME-ECO | Indoor Luminaires | Linear Ambient | Direct Linear Ambient Luminaires | Standard | FALSE | [9 empty] | 42452 | Dimmable | Continuous Below 10 | No |  | 3.1 | 3924 | 98.1 | 40 | 10 | 0.94 | 3533 | 82.8
PUSHQA79 | Amerlux | Amerlux LLC | GRUVM-EX-Z-PL-5-LED-3500-HW-120/277-8-IND-HILUME-ECO | Indoor Luminaires | Linear Ambient | Direct Linear Ambient Luminaires | Standard | FALSE | [9 empty] | 42452 | Dimmable | Continuous Below 10 | No |  | 3.1 | 3924 | 98.1 | 40 | 10 | 0.94 | 3533 | 82.8
PKDK6KBE | Amerlux | Amerlux LLC | GRUVM-EX-Z-PL-5-LED-3500-HW-120/277-8-EOR-HILUME-ECO | Indoor Luminaires | Linear Ambient | Direct Linear Ambient Luminaires | Standard | FALSE | [9 empty] | 42452 | Dimmable | Continuous Below 10 | No |  | 3.1 | 3924 | 98.1 | 40 | 10 | 0.94 | 3533 | 82.8
PGDDW531 | Amerlux | Amerlux LLC | GRUVM-EX-Z-PL-5-LED-3500-HW-120/277-8-MOR-HILUME-ECO | Indoor Luminaires | Linear Ambient | Direct Linear Ambient Luminaires | Standard | FALSE | [9 empty] | 42452 | Dimmable | Continuous Below 10 | No |  | 3.1 | 3924 | 98.1 | 40 | 10 | 0.94 | 3533 | 82.8
PQD4C1F9 | Amerlux | Amerlux LLC | GRUVM-EX-Z-PL-8-LED-3500-HW-120/277-5-MOR-HILUME-ECO | Indoor Luminaires | Linear Ambient | Direct Linear Ambient Luminaires | Standard | FALSE | [9 empty] | 42452 | Dimmable | Continuous Below 10 | No |  | 3.1 | 3845 | 96.1 | 40 | 10 | 0.94 | 3533 | 82.8
PAQYCKUQ | Amerlux | Amerlux LLC | GRUVM-EX-Z-PL-8-LED-3500-HW-120/277-5-BOR-HILUME-ECO | Indoor Luminaires | Linear Ambient | Direct Linear Ambient Luminaires | Standard | FALSE | [9 empty] | 42452 | Dimmable | Continuous Below 10 | No |  | 3.1 | 3845 | 96.1 | 40 | 10 | 0.94 | 3533 | 82.8
P7G6T4Y7 | Amerlux | Amerlux LLC | GRUVM-EX-Z-PL-8-LED-3500-HW-120/277-5-IND-HILUME-ECO | Indoor Luminaires | Linear Ambient | Direct Linear Ambient Luminaires | Standard | FALSE | [9 empty] | 42452 | Dimmable | Continuous Below 10 | No |  | 3.1 | 3845 | 96.1 | 40 | 10 | 0.94 | 3533 | 82.8
P688KPCF | Amerlux | Amerlux LLC | GRUVM-EX-Z-PL-8-LED-3500-HW-120/277-5-EOR-HILUME-ECO | Indoor Luminaires | Linear Ambient | Direct Linear Ambient Luminaires | Standard | FALSE | [9 empty] | 42452 | Dimmable | Continuous Below 10 | No |  | 3.1 | 3845 | 96.1 | 40 | 10 | 0.94 | 3533 | 82.8
PZANXXEP | Amerlux | Amerlux LLC | GRUVM-EX-Z-PL-5-LED-3500-HW-120/277-7-MOR-HILUME-ECO | Indoor Luminaires | Linear Ambient | Direct Linear Ambient Luminaires | Standard | FALSE | [9 empty] | 42452 | Dimmable | Continuous Below 10 | No |  | 3.1 | 3433 | 98.1 | 35 | 10 | 0.94 | 3533 | 82.8
PM1798WM | Amerlux | Amerlux LLC | GRUVM-EX-Z-PL-5-LED-3500-HW-120/277-7-IND-HILUME-ECO | Indoor Luminaires | Linear Ambient | Direct Linear Ambient Luminaires | Standard | FALSE | [9 empty] | 42452 | Dimmable | Continuous Below 10 | No |  | 3.1 | 3433 | 98.1 | 35 | 10 | 0.94 | 3533 | 82.8
PFRVR28K | Amerlux | Amerlux LLC | GRUVM-EX-Z-PL-5-LED-3500-HW-120/277-7-BOR-HILUME-ECO | Indoor Luminaires | Linear Ambient | Direct Linear Ambient Luminaires | Standard | FALSE | [9 empty] | 42452 | Dimmable | Continuous Below 10 | No |  | 3.1 | 3433 | 98.1 | 35 | 10 | 0.94 | 3533 | 82.8
P4UHRUKX | Amerlux | Amerlux LLC | GRUVM-EX-Z-PL-5-LED-3500-HW-120/277-7-EOR-HILUME-ECO | Indoor Luminaires | Linear Ambient | Direct Linear Ambient Luminaires | Standard | FALSE | [9 empty] | 42452 | Dimmable | Continuous Below 10 | No |  | 3.1 | 3433 | 98.1 | 35 | 10 | 0.94 | 3533 | 82.8
PZK6PN1W | Amerlux | Amerlux LLC | GRUVM-EX-Z-PL-8-LED-3500-HW-120/277-4-EOR-HILUME-ECO | Indoor Luminaires | Linear Ambient | Direct Linear Ambient Luminaires | Standard | FALSE | [9 empty] | 42452 | Dimmable | Continuous Below 10 | No |  | 3.1 | 3076 | 96.1 | 32 | 10 | 0.94 | 3533 | 82.8
PCCAG2TQ | Amerlux | Amerlux LLC | GRUVM-EX-Z-PL-8-LED-3500-HW-120/277-4-MOR-HILUME-ECO | Indoor Luminaires | Linear Ambient | Direct Linear Ambient Luminaires | Standard | FALSE | [9 empty] | 42452 | Dimmable | Continuous Below 10 | No |  | 3.1 | 3076 | 96.1 | 32 | 10 | 0.94 | 3533 | 82.8
P3R3CVFQ | Amerlux | Amerlux LLC | GRUVM-EX-Z-PL-8-LED-3500-HW-120/277-4-BOR-HILUME-ECO | Indoor Luminaires | Linear Ambient | Direct Linear Ambient Luminaires | Standard | FALSE | [9 empty] | 42452 | Dimmable | Continuous Below 10 | No |  | 3.1 | 3076 | 96.1 | 32 | 10 | 0.94 | 3533 | 82.8
P3JNQ52E | Amerlux | Amerlux LLC | GRUVM-EX-Z-PL-8-LED-3500-HW-120/277-4-IND-HILUME-ECO | Indoor Luminaires | Linear Ambient | Direct Linear Ambient Luminaires | Standard | FALSE | [9 empty] | 42452 | Dimmable | Continuous Below 10 | No |  | 3.1 | 3076 | 96.1 | 32 | 10 | 0.94 | 3533 | 82.8
PVN35ZWS | Amerlux | Amerlux LLC | GRUVM-EX-Z-PL-5-LED-3500-HW-120/277-6-EOR-HILUME-ECO | Indoor Luminaires | Linear Ambient | Direct Linear Ambient Luminaires | Standard | FALSE | [9 empty] | 42452 | Dimmable | Continuous Below 10 | No |  | 3.1 | 2944 | 98.1 | 30 | 10 | 0.94 | 3533 | 82.8
PQ8KXPF2 | Amerlux | Amerlux LLC | GRUVM-EX-Z-PL-5-LED-3500-HW-120/277-6-BOR-HILUME-ECO | Indoor Luminaires | Linear Ambient | Direct Linear Ambient Luminaires | Standard | FALSE | [9 empty] | 42452 | Dimmable | Continuous Below 10 | No |  | 3.1 | 2944 | 98.1 | 30 | 10 | 0.94 | 3533 | 82.8
PN171P6E | Amerlux | Amerlux LLC | GRUVM-EX-Z-PL-5-LED-3500-HW-120/277-6-MOR-HILUME-ECO | Indoor Luminaires | Linear Ambient | Direct Linear Ambient Luminaires | Standard | FALSE | [9 empty] | 42452 | Dimmable | Continuous Below 10 | No |  | 3.1 | 2944 | 98.1 | 30 | 10 | 0.94 | 3533 | 82.8
P3AF764W | Amerlux | Amerlux LLC | GRUVM-EX-Z-PL-5-LED-3500-HW-120/277-6-IND-HILUME-ECO | Indoor Luminaires | Linear Ambient | Direct Linear Ambient Luminaires | Standard | FALSE | [9 empty] | 42452 | Dimmable | Continuous Below 10 | No |  | 3.1 | 2944 | 98.1 | 30 | 10 | 0.94 | 3533 | 82.8
PSWPVTZF | Amerlux | Amerlux LLC | GRUVM-EX-Z-PL-5-LED-3500-HW-120/277-5-IND-HILUME-ECO | Indoor Luminaires | Linear Ambient | Direct Linear Ambient Luminaires | Standard | FALSE | [9 empty] | 42452 | Dimmable | Continuous Below 10 | No |  | 3.1 | 2453 | 98.1 | 25 | 10 | 0.94 | 3533 | 82.8
PP373KTF | Amerlux | Amerlux LLC | GRUVM-EX-Z-PL-5-LED-3500-HW-120/277-5-BOR-HILUME-ECO | Indoor Luminaires | Linear Ambient | Direct Linear Ambient Luminaires | Standard | FALSE | [9 empty] | 42452 | Dimmable | Continuous Below 10 | No |  | 3.1 | 2453 | 98.1 | 25 | 10 | 0.94 | 3533 | 82.8
PDC64JNW | Amerlux | Amerlux LLC | GRUVM-EX-Z-PL-5-LED-3500-HW-120/277-5-EOR-HILUME-ECO | Indoor Luminaires | Linear Ambient | Direct Linear Ambient Luminaires | Standard | FALSE | [9 empty] | 42452 | Dimmable | Continuous Below 10 | No |  | 3.1 | 2453 | 98.1 | 25 | 10 | 0.94 | 3533 | 82.8
P47UFFVT | Amerlux | Amerlux LLC | GRUVM-EX-Z-PL-5-LED-3500-HW-120/277-5-MOR-HILUME-ECO | Indoor Luminaires | Linear Ambient | Direct Linear Ambient Luminaires | Standard | FALSE | [9 empty] | 42452 | Dimmable | Continuous Below 10 | No |  | 3.1 | 2453 | 98.1 | 25 | 10 | 0.94 | 3533 | 82.8
PTK8FMB3 | Amerlux | Amerlux LLC | GRUVM-EX-Z-PL-5-LED-3500-HW-120/277-4-MOR-HILUME-ECO | Indoor Luminaires | Linear Ambient | Direct Linear Ambient Luminaires | Standard | FALSE | [9 empty] | 42452 | Dimmable | Continuous Below 10 | No |  | 3.1 | 1962 | 98.1 | 20 | 10 | 0.94 | 3533 | 82.8
PR2P1HY4 | Amerlux | Amerlux LLC | GRUVM-EX-Z-PL-5-LED-3500-HW-120/277-4-IND-HILUME-ECO | Indoor Luminaires | Linear Ambient | Direct Linear Ambient Luminaires | Standard | FALSE | [9 empty] | 42452 | Dimmable | Continuous Below 10 | No |  | 3.1 | 1962 | 98.1 | 20 | 10 | 0.94 | 3533 | 82.8
PNJBVKNH | Amerlux | Amerlux LLC | GRUVM-EX-Z-PL-5-LED-3500-HW-120/277-4-EOR-HILUME-ECO | Indoor Luminaires | Linear Ambient | Direct Linear Ambient Luminaires | Standard | FALSE | [9 empty] | 42452 | Dimmable | Continuous Below 10 | No |  | 3.1 | 1962 | 98.1 | 20 | 10 | 0.94 | 3533 | 82.8
PBAMH3QN | Amerlux | Amerlux LLC | GRUVM-EX-Z-PL-5-LED-3500-HW-120/277-4-BOR-HILUME-ECO | Indoor Luminaires | Linear Ambient | Direct Linear Ambient Luminaires | Standard | FALSE | [9 empty] | 42452 | Dimmable | Continuous Below 10 | No |  | 3.1 | 1962 | 98.1 | 20 | 10 | 0.94 | 3533 | 82.8
PW4D6BHR | Amerlux | Amerlux LLC | GRUVM-EX-Z-PL-8-LED-3500-HW-120/277-8-IND | Indoor Luminaires | Linear Ambient | Direct Linear Ambient Luminaires | Standard | FALSE | [9 empty] | 42452 | Dimmable | Continuous Below 10 | No |  | 3.1 | 6401 | 100 | 64 | 20 | 0.9 | 3530 | 82.7
PUZZFUEJ | Amerlux | Amerlux LLC | GRUVM-EX-Z-PL-8-LED-3500-HW-120/277-8-MOR | Indoor Luminaires | Linear Ambient | Direct Linear Ambient Luminaires | Standard | FALSE | [9 empty] | 42452 | Dimmable | Continuous Below 10 | No |  | 3.1 | 6401 | 100 | 64 | 20 | 0.9 | 3530 | 82.7
P3ZQ1N93 | Amerlux | Amerlux LLC | GRUVM-EX-Z-PL-8-LED-3500-HW-120/277-8-EOR | Indoor Luminaires | Linear Ambient | Direct Linear Ambient Luminaires | Standard | FALSE | [9 empty] | 42452 | Dimmable | Continuous Below 10 | No |  | 3.1 | 6401 | 100 | 64 | 20 | 0.9 | 3530 | 82.7
P2J2QECS | Amerlux | Amerlux LLC | GRUVM-EX-Z-PL-8-LED-3500-HW-120/277-8-BOR | Indoor Luminaires | Linear Ambient | Direct Linear Ambient Luminaires | Standard | FALSE | [9 empty] | 42452 | Dimmable | Continuous Below 10 | No |  | 3.1 | 6401 | 100 | 64 | 20 | 0.9 | 3530 | 82.7
PYDVA9X8 | Amerlux | Amerlux LLC | GRUVM-EX-Z-PL-8-LED-3500-HW-120/277-7-IND | Indoor Luminaires | Linear Ambient | Direct Linear Ambient Luminaires | Standard | FALSE | [9 empty] | 42452 | Dimmable | Continuous Below 10 | No |  | 3.1 | 5601 | 100 | 56 | 20 | 0.9 | 3530 | 82.7
PYAYHCET | Amerlux | Amerlux LLC | GRUVM-EX-Z-PL-8-LED-3500-HW-120/277-7-EOR | Indoor Luminaires | Linear Ambient | Direct Linear Ambient Luminaires | Standard | FALSE | [9 empty] | 42452 | Dimmable | Continuous Below 10 | No |  | 3.1 | 5601 | 100 | 56 | 20 | 0.9 | 3530 | 82.7
PAXN6A1F | Amerlux | Amerlux LLC | GRUVM-EX-Z-PL-8-LED-3500-HW-120/277-7-BOR | Indoor Luminaires | Linear Ambient | Direct Linear Ambient Luminaires | Standard | FALSE | [9 empty] | 42452 | Dimmable | Continuous Below 10 | No |  | 3.1 | 5601 | 100 | 56 | 20 | 0.9 | 3530 | 82.7
P2ZP5AHZ | Amerlux | Amerlux LLC | GRUVM-EX-Z-PL-8-LED-3500-HW-120/277-7-MOR | Indoor Luminaires | Linear Ambient | Direct Linear Ambient Luminaires | Standard | FALSE | [9 empty] | 42452 | Dimmable | Continuous Below 10 | No |  | 3.1 | 5601 | 100 | 56 | 20 | 0.9 | 3530 | 82.7
PXJ5GT5K | Amerlux | Amerlux LLC | GRUVM-EX-Z-PL-8-LED-3500-HW-120/277-6-IND | Indoor Luminaires | Linear Ambient | Direct Linear Ambient Luminaires | Standard | FALSE | [9 empty] | 42452 | Dimmable | Continuous Below 10 | No |  | 3.1 | 4800 | 100 | 48 | 20 | 0.9 | 3530 | 82.7
PRK6EVS8 | Amerlux | Amerlux LLC | GRUVM-EX-Z-PL-8-LED-3500-HW-120/277-6-EOR | Indoor Luminaires | Linear Ambient | Direct Linear Ambient Luminaires | Standard | FALSE | [9 empty] | 42452 | Dimmable | Continuous Below 10 | No |  | 3.1 | 4800 | 100 | 48 | 20 | 0.9 | 3530 | 82.7
PQ76UA5P | Amerlux | Amerlux LLC | GRUVM-EX-Z-PL-8-LED-3500-HW-120/277-6-MOR | Indoor Luminaires | Linear Ambient | Direct Linear Ambient Luminaires | Standard | FALSE | [9 empty] | 42452 | Dimmable | Continuous Below 10 | No |  | 3.1 | 4800 | 100 | 48 | 20 | 0.9 | 3530 | 82.7
P8447ZZA | Amerlux | Amerlux LLC | GRUVM-EX-Z-PL-8-LED-3500-HW-120/277-6-BOR | Indoor Luminaires | Linear Ambient | Direct Linear Ambient Luminaires | Standard | FALSE | [9 empty] | 42452 | Dimmable | Continuous Below 10 | No |  | 3.1 | 4800 | 100 | 48 | 20 | 0.9 | 3530 | 82.7
PZS2X3QJ | Amerlux | Amerlux LLC | GRUVM-EX-Z-PL-8-LED-3500-HW-120/277-5-EOR | Indoor Luminaires | Linear Ambient | Direct Linear Ambient Luminaires | Standard | FALSE | [9 empty] | 42452 | Dimmable | Continuous Below 10 | No |  | 3.1 | 4000 | 100 | 40 | 20 | 0.9 | 3530 | 82.7
PZQQ2H3M | Amerlux | Amerlux LLC | GRUVM-EX-Z-PL-8-LED-3500-HW-120/277-5-IND | Indoor Luminaires | Linear Ambient | Direct Linear Ambient Luminaires | Standard | FALSE | [9 empty] | 42452 | Dimmable | Continuous Below 10 | No |  | 3.1 | 4000 | 100 | 40 | 20 | 0.9 | 3530 | 82.7
P8D3VGZQ | Amerlux | Amerlux LLC | GRUVM-EX-Z-PL-8-LED-3500-HW-120/277-5-BOR | Indoor Luminaires | Linear Ambient | Direct Linear Ambient Luminaires | Standard | FALSE | [9 empty] | 42452 | Dimmable | Continuous Below 10 | No |  | 3.1 | 4000 | 100 | 40 | 20 | 0.9 | 3530 | 82.7
P6M4A5A3 | Amerlux | Amerlux LLC | GRUVM-EX-Z-PL-8-LED-3500-HW-120/277-5-MOR | Indoor Luminaires | Linear Ambient | Direct Linear Ambient Luminaires | Standard | FALSE | [9 empty] | 42452 | Dimmable | Continuous Below 10 | No |  | 3.1 | 4000 | 100 | 40 | 20 | 0.9 | 3530 | 82.7
PV9ZPEV1 | Amerlux | Amerlux LLC | GRUVM-EX-Z-PL-5-LED-3500-HW-120/277-8-EOR | Indoor Luminaires | Linear Ambient | Direct Linear Ambient Luminaires | Standard | FALSE | [9 empty] | 42452 | Dimmable | Continuous Below 10 | No |  | 3.1 | 3884 | 97.1 | 40 | 20 | 0.9 | 3530 | 82.7
PPU2EFQS | Amerlux | Amerlux LLC | GRUVM-EX-Z-PL-5-LED-3500-HW-120/277-8-IND | Indoor Luminaires | Linear Ambient | Direct Linear Ambient Luminaires | Standard | FALSE | [9 empty] | 42452 | Dimmable | Continuous Below 10 | No |  | 3.1 | 3884 | 97.1 | 40 | 20 | 0.9 | 3530 | 82.7
PAB3PBVZ | Amerlux | Amerlux LLC | GRUVM-EX-Z-PL-5-LED-3500-HW-120/277-8-MOR | Indoor Luminaires | Linear Ambient | Direct Linear Ambient Luminaires | Standard | FALSE | [9 empty] | 42452 | Dimmable | Continuous Below 10 | No |  | 3.1 | 3884 | 97.1 | 40 | 20 | 0.9 | 3530 | 82.7
P7R2HYX6 | Amerlux | Amerlux LLC | GRUVM-EX-Z-PL-5-LED-3500-HW-120/277-8-BOR | Indoor Luminaires | Linear Ambient | Direct Linear Ambient Luminaires | Standard | FALSE | [9 empty] | 42452 | Dimmable | Continuous Below 10 | No |  | 3.1 | 3884 | 97.1 | 40 | 20 | 0.9 | 3530 | 82.7
PHJMFGH3 | Amerlux | Amerlux LLC | GRUVM-EX-Z-PL-5-LED-3500-HW-120/277-7-EOR | Indoor Luminaires | Linear Ambient | Direct Linear Ambient Luminaires | Standard | FALSE | [9 empty] | 42452 | Dimmable | Continuous Below 10 | No |  | 3.1 | 3398 | 97.1 | 35 | 20 | 0.9 | 3530 | 82.7
PHDP3JHB | Amerlux | Amerlux LLC | GRUVM-EX-Z-PL-5-LED-3500-HW-120/277-7-BOR | Indoor Luminaires | Linear Ambient | Direct Linear Ambient Luminaires | Standard | FALSE | [9 empty] | 42452 | Dimmable | Continuous Below 10 | No |  | 3.1 | 3398 | 97.1 | 35 | 20 | 0.9 | 3530 | 82.7
PBYQE5PM | Amerlux | Amerlux LLC | GRUVM-EX-Z-PL-5-LED-3500-HW-120/277-7-MOR | Indoor Luminaires | Linear Ambient | Direct Linear Ambient Luminaires | Standard | FALSE | [9 empty] | 42452 | Dimmable | Continuous Below 10 | No |  | 3.1 | 3398 | 97.1 | 35 | 20 | 0.9 | 3530 | 82.7
P458ZJB1 | Amerlux | Amerlux LLC | GRUVM-EX-Z-PL-5-LED-3500-HW-120/277-7-IND | Indoor Luminaires | Linear Ambient | Direct Linear Ambient Luminaires | Standard | FALSE | [9 empty] | 42452 | Dimmable | Continuous Below 10 | No |  | 3.1 | 3398 | 97.1 | 35 | 20 | 0.9 | 3530 | 82.7
PYP1PFGC | Amerlux | Amerlux LLC | GRUVM-EX-Z-PL-8-LED-3500-HW-120/277-4-MOR | Indoor Luminaires | Linear Ambient | Direct Linear Ambient Luminaires | Standard | FALSE | [9 empty] | 42452 | Dimmable | Continuous Below 10 | No |  | 3.1 | 3201 | 100 | 32 | 20 | 0.9 | 3530 | 82.7
PKFURN7Z | Amerlux | Amerlux LLC | GRUVM-EX-Z-PL-8-LED-3500-HW-120/277-4-BOR | Indoor Luminaires | Linear Ambient | Direct Linear Ambient Luminaires | Standard | FALSE | [9 empty] | 42452 | Dimmable | Continuous Below 10 | No |  | 3.1 | 3201 | 100 | 32 | 20 | 0.9 | 3530 | 82.7
PG35TQKU | Amerlux | Amerlux LLC | GRUVM-EX-Z-PL-8-LED-3500-HW-120/277-4-IND | Indoor Luminaires | Linear Ambient | Direct Linear Ambient Luminaires | Standard | FALSE | [9 empty] | 42452 | Dimmable | Continuous Below 10 | No |  | 3.1 | 3201 | 100 | 32 | 20 | 0.9 | 3530 | 82.7
P3VPRCC6 | Amerlux | Amerlux LLC | GRUVM-EX-Z-PL-8-LED-3500-HW-120/277-4-EOR | Indoor Luminaires | Linear Ambient | Direct Linear Ambient Luminaires | Standard | FALSE | [9 empty] | 42452 | Dimmable | Continuous Below 10 | No |  | 3.1 | 3201 | 100 | 32 | 20 | 0.9 | 3530 | 82.7
PQPJZ83W | Amerlux | Amerlux LLC | GRUVM-EX-Z-PL-5-LED-3500-HW-120/277-6-BOR | Indoor Luminaires | Linear Ambient | Direct Linear Ambient Luminaires | Standard | FALSE | [9 empty] | 42452 | Dimmable | Continuous Below 10 | No |  | 3.1 | 2912 | 97.1 | 30 | 20 | 0.9 | 3530 | 82.7
PB3YAM17 | Amerlux | Amerlux LLC | GRUVM-EX-Z-PL-5-LED-3500-HW-120/277-6-EOR | Indoor Luminaires | Linear Ambient | Direct Linear Ambient Luminaires | Standard | FALSE | [9 empty] | 42452 | Dimmable | Continuous Below 10 | No |  | 3.1 | 2912 | 97.1 | 30 | 20 | 0.9 | 3530 | 82.7
P95BZ9X7 | Amerlux | Amerlux LLC | GRUVM-EX-Z-PL-5-LED-3500-HW-120/277-6-MOR | Indoor Luminaires | Linear Ambient | Direct Linear Ambient Luminaires | Standard | FALSE | [9 empty] | 42452 | Dimmable | Continuous Below 10 | No |  | 3.1 | 2912 | 97.1 | 30 | 20 | 0.9 | 3530 | 82.7
P1FBPUJK | Amerlux | Amerlux LLC | GRUVM-EX-Z-PL-5-LED-3500-HW-120/277-6-IND | Indoor Luminaires | Linear Ambient | Direct Linear Ambient Luminaires | Standard | FALSE | [9 empty] | 42452 | Dimmable | Continuous Below 10 | No |  | 3.1 | 2912 | 97.1 | 30 | 20 | 0.9 | 3530 | 82.7
PYD11HWG | Amerlux | Amerlux LLC | GRUVM-EX-Z-PL-5-LED-3500-HW-120/277-5-MOR | Indoor Luminaires | Linear Ambient | Direct Linear Ambient Luminaires | Standard | FALSE | [9 empty] | 42452 | Dimmable | Continuous Below 10 | No |  | 3.1 | 2427 | 97.1 | 25 | 20 | 0.9 | 3530 | 82.7
PRQP5N7A | Amerlux | Amerlux LLC | GRUVM-EX-Z-PL-5-LED-3500-HW-120/277-5-BOR | Indoor Luminaires | Linear Ambient | Direct Linear Ambient Luminaires | Standard | FALSE | [9 empty] | 42452 | Dimmable | Continuous Below 10 | No |  | 3.1 | 2427 | 97.1 | 25 | 20 | 0.9 | 3530 | 82.7
PH7RV5J9 | Amerlux | Amerlux LLC | GRUVM-EX-Z-PL-5-LED-3500-HW-120/277-5-EOR | Indoor Luminaires | Linear Ambient | Direct Linear Ambient Luminaires | Standard | FALSE | [9 empty] | 42452 | Dimmable | Continuous Below 10 | No |  | 3.1 | 2427 | 97.1 | 25 | 20 | 0.9 | 3530 | 82.7
PCC9BXJA | Amerlux | Amerlux LLC | GRUVM-EX-Z-PL-5-LED-3500-HW-120/277-5-IND | Indoor Luminaires | Linear Ambient | Direct Linear Ambient Luminaires | Standard | FALSE | [9 empty] | 42452 | Dimmable | Continuous Below 10 | No |  | 3.1 | 2427 | 97.1 | 25 | 20 | 0.9 | 3530 | 82.7
PX48UN82 | Amerlux | Amerlux LLC | GRUVM-EX-Z-PL-5-LED-3500-HW-120/277-4-IND | Indoor Luminaires | Linear Ambient | Direct Linear Ambient Luminaires | Standard | FALSE | [9 empty] | 42452 | Dimmable | Continuous Below 10 | No |  | 3.1 | 1942 | 97.1 | 20 | 20 | 0.9 | 3530 | 82.7
PVM63JCP | Amerlux | Amerlux LLC | GRUVM-EX-Z-PL-5-LED-3500-HW-120/277-4-MOR | Indoor Luminaires | Linear Ambient | Direct Linear Ambient Luminaires | Standard | FALSE | [9 empty] | 42452 | Dimmable | Continuous Below 10 | No |  | 3.1 | 1942 | 97.1 | 20 | 20 | 0.9 | 3530 | 82.7
PHB2MFV4 | Amerlux | Amerlux LLC | GRUVM-EX-Z-PL-5-LED-3500-HW-120/277-4-EOR | Indoor Luminaires | Linear Ambient | Direct Linear Ambient Luminaires | Standard | FALSE | [9 empty] | 42452 | Dimmable | Continuous Below 10 | No |  | 3.1 | 1942 | 97.1 | 20 | 20 | 0.9 | 3530 | 82.7
PEAHNRPB | Amerlux | Amerlux LLC | GRUVM-EX-Z-PL-5-LED-3500-HW-120/277-4-BOR | Indoor Luminaires | Linear Ambient | Direct Linear Ambient Luminaires | Standard | FALSE | [9 empty] | 42452 | Dimmable | Continuous Below 10 | No |  | 3.1 | 1942 | 97.1 | 20 | 20 | 0.9 | 3530 | 82.7
PZTZNZGX | Amerlux | Amerlux LLC | GRUVM-EX-Z-PL-8-LED-3000-HW-120/277-8-BOR-HILUME-ECO | Indoor Luminaires | Linear Ambient | Direct Linear Ambient Luminaires | Standard | FALSE | [9 empty] | 42452 | Dimmable | Continuous Below 10 | No |  | 3.1 | 5741 | 90.5 | 64 | 10 | 0.94 | 3060 | 82.3
PGZYJBSE | Amerlux | Amerlux LLC | GRUVM-EX-Z-PL-8-LED-3000-HW-120/277-8-MOR-HILUME-ECO | Indoor Luminaires | Linear Ambient | Direct Linear Ambient Luminaires | Standard | FALSE | [9 empty] | 42452 | Dimmable | Continuous Below 10 | No |  | 3.1 | 5741 | 90.5 | 64 | 10 | 0.94 | 3060 | 82.3
P13E245Z | Amerlux | Amerlux LLC | GRUVM-EX-Z-PL-8-LED-3000-HW-120/277-8-EOR-HILUME-ECO | Indoor Luminaires | Linear Ambient | Direct Linear Ambient Luminaires | Standard | FALSE | [9 empty] | 42452 | Dimmable | Continuous Below 10 | No |  | 3.1 | 5741 | 90.5 | 64 | 10 | 0.94 | 3060 | 82.3
PYN9KXFD | Amerlux | Amerlux LLC | GRUVM-EX-Z-PL-8-LED-3000-HW-120/277-7-MOR-HILUME-ECO | Indoor Luminaires | Linear Ambient | Direct Linear Ambient Luminaires | Standard | FALSE | [9 empty] | 42452 | Dimmable | Continuous Below 10 | No |  | 3.1 | 5023 | 90.5 | 56 | 10 | 0.94 | 3060 | 82.3
PCWNKTGH | Amerlux | Amerlux LLC | GRUVM-EX-Z-PL-8-LED-3000-HW-120/277-7-IND-HILUME-ECO | Indoor Luminaires | Linear Ambient | Direct Linear Ambient Luminaires | Standard | FALSE | [9 empty] | 42452 | Dimmable | Continuous Below 10 | No |  | 3.1 | 5023 | 90.5 | 56 | 10 | 0.94 | 3060 | 82.3
P5NVKZUP | Amerlux | Amerlux LLC | GRUVM-EX-Z-PL-8-LED-3000-HW-120/277-7-EOR-HILUME-ECO | Indoor Luminaires | Linear Ambient | Direct Linear Ambient Luminaires | Standard | FALSE | [9 empty] | 42452 | Dimmable | Continuous Below 10 | No |  | 3.1 | 5023 | 90.5 | 56 | 10 | 0.94 | 3060 | 82.3
P3HJUWEW | Amerlux | Amerlux LLC | GRUVM-EX-Z-PL-8-LED-3000-HW-120/277-7-BOR-HILUME-ECO | Indoor Luminaires | Linear Ambient | Direct Linear Ambient Luminaires | Standard | FALSE | [9 empty] | 42452 | Dimmable | Continuous Below 10 | No |  | 3.1 | 5023 | 90.5 | 56 | 10 | 0.94 | 3060 | 82.3
PV9QVEY9 | Amerlux | Amerlux LLC | GRUVM-EX-Z-PL-8-LED-3000-HW-120/277-6-EOR-HILUME-ECO | Indoor Luminaires | Linear Ambient | Direct Linear Ambient Luminaires | Standard | FALSE | [9 empty] | 42452 | Dimmable | Continuous Below 10 | No |  | 3.1 | 4306 | 90.5 | 48 | 10 | 0.94 | 3060 | 82.3
PCXXMEJ7 | Amerlux | Amerlux LLC | GRUVM-EX-Z-PL-8-LED-3000-HW-120/277-6-BOR-HILUME-ECO | Indoor Luminaires | Linear Ambient | Direct Linear Ambient Luminaires | Standard | FALSE | [9 empty] | 42452 | Dimmable | Continuous Below 10 | No |  | 3.1 | 4306 | 90.5 | 48 | 10 | 0.94 | 3060 | 82.3
P5TMHNUQ | Amerlux | Amerlux LLC | GRUVM-EX-Z-PL-8-LED-3000-HW-120/277-6-IND-HILUME-ECO | Indoor Luminaires | Linear Ambient | Direct Linear Ambient Luminaires | Standard | FALSE | [9 empty] | 42452 | Dimmable | Continuous Below 10 | No |  | 3.1 | 4306 | 90.5 | 48 | 10 | 0.94 | 3060 | 82.3
P3GDPS61 | Amerlux | Amerlux LLC | GRUVM-EX-Z-PL-8-LED-3000-HW-120/277-5-MOR-HILUME-ECO | Indoor Luminaires | Linear Ambient | Direct Linear Ambient Luminaires | Standard | FALSE | [9 empty] | 42452 | Dimmable | Continuous Below 10 | No |  | 3.1 | 4306 | 90.5 | 48 | 10 | 0.94 | 3060 | 82.3
PYWDM5Z2 | Amerlux | Amerlux LLC | GRUVM-EX-Z-PL-5-LED-3000-HW-120/277-8-IND-HILUME-ECO | Indoor Luminaires | Linear Ambient | Direct Linear Ambient Luminaires | Standard | FALSE | [9 empty] | 42452 | Dimmable | Continuous Below 10 | No |  | 3.1 | 3662 | 91.4 | 40 | 10 | 0.94 | 3060 | 82.3
PJ3AUPFV | Amerlux | Amerlux LLC | GRUVM-EX-Z-PL-5-LED-3000-HW-120/277-7-MOR-HILUME-ECO | Indoor Luminaires | Linear Ambient | Direct Linear Ambient Luminaires | Standard | FALSE | [9 empty] | 42452 | Dimmable | Continuous Below 10 | No |  | 3.1 | 3662 | 91.4 | 40 | 10 | 0.94 | 3060 | 82.3
P8DRW4J7 | Amerlux | Amerlux LLC | GRUVM-EX-Z-PL-5-LED-3000-HW-120/277-8-EOR-HILUME-ECO | Indoor Luminaires | Linear Ambient | Direct Linear Ambient Luminaires | Standard | FALSE | [9 empty] | 42452 | Dimmable | Continuous Below 10 | No |  | 3.1 | 3662 | 91.4 | 40 | 10 | 0.94 | 3060 | 82.3
P7WHYB8N | Amerlux | Amerlux LLC | GRUVM-EX-Z-PL-5-LED-3000-HW-120/277-8-BOR-HILUME-ECO | Indoor Luminaires | Linear Ambient | Direct Linear Ambient Luminaires | Standard | FALSE | [9 empty] | 42452 | Dimmable | Continuous Below 10 | No |  | 3.1 | 3662 | 91.4 | 40 | 10 | 0.94 | 3060 | 82.3
PUEPMAYB | Amerlux | Amerlux LLC | GRUVM-EX-Z-PL-8-LED-3000-HW-120/277-5-IND-HILUME-ECO | Indoor Luminaires | Linear Ambient | Direct Linear Ambient Luminaires | Standard | FALSE | [9 empty] | 42452 | Dimmable | Continuous Below 10 | No |  | 3.1 | 3588 | 90.5 | 40 | 10 | 0.94 | 3060 | 82.3
PRZDRRF9 | Amerlux | Amerlux LLC | GRUVM-EX-Z-PL-8-LED-3000-HW-120/277-5-BOR-HILUME-ECO | Indoor Luminaires | Linear Ambient | Direct Linear Ambient Luminaires | Standard | FALSE | [9 empty] | 42452 | Dimmable | Continuous Below 10 | No |  | 3.1 | 3588 | 90.5 | 40 | 10 | 0.94 | 3060 | 82.3
PEC3RB7B | Amerlux | Amerlux LLC | GRUVM-EX-Z-PL-8-LED-3000-HW-120/277-5-EOR-HILUME-ECO | Indoor Luminaires | Linear Ambient | Direct Linear Ambient Luminaires | Standard | FALSE | [9 empty] | 42452 | Dimmable | Continuous Below 10 | No |  | 3.1 | 3588 | 90.5 | 40 | 10 | 0.94 | 3060 | 82.3
PAESG9WU | Amerlux | Amerlux LLC | GRUVM-EX-Z-PL-8-LED-3000-HW-120/277-5-MOR-HILUME-ECO | Indoor Luminaires | Linear Ambient | Direct Linear Ambient Luminaires | Standard | FALSE | [9 empty] | 42452 | Dimmable | Continuous Below 10 | No |  | 3.1 | 3588 | 90.5 | 40 | 10 | 0.94 | 3060 | 82.3
PGBQF35B | Amerlux | Amerlux LLC | GRUVM-EX-Z-PL-5-LED-3000-HW-120/277-6-MOR-HILUME-ECO | Indoor Luminaires | Linear Ambient | Direct Linear Ambient Luminaires | Standard | FALSE | [9 empty] | 42452 | Dimmable | Continuous Below 10 | No |  | 3.1 | 3204 | 91.4 | 35 | 10 | 0.94 | 3060 | 82.3
PD7YYNV3 | Amerlux | Amerlux LLC | GRUVM-EX-Z-PL-5-LED-3000-HW-120/277-7-BOR-HILUME-ECO | Indoor Luminaires | Linear Ambient | Direct Linear Ambient Luminaires | Standard | FALSE | [9 empty] | 42452 | Dimmable | Continuous Below 10 | No |  | 3.1 | 3204 | 91.4 | 35 | 10 | 0.94 | 3060 | 82.3
P7NSVYUM | Amerlux | Amerlux LLC | GRUVM-EX-Z-PL-5-LED-3000-HW-120/277-7-EOR-HILUME-ECO | Indoor Luminaires | Linear Ambient | Direct Linear Ambient Luminaires | Standard | FALSE | [9 empty] | 42452 | Dimmable | Continuous Below 10 | No |  | 3.1 | 3204 | 91.4 | 35 | 10 | 0.94 | 3060 | 82.3
P1MD8W4J | Amerlux | Amerlux LLC | GRUVM-EX-Z-PL-5-LED-3000-HW-120/277-7-IND-HILUME-ECO | Indoor Luminaires | Linear Ambient | Direct Linear Ambient Luminaires | Standard | FALSE | [9 empty] | 42452 | Dimmable | Continuous Below 10 | No |  | 3.1 | 3204 | 91.4 | 35 | 10 | 0.94 | 3060 | 82.3
PYPXTCPF | Amerlux | Amerlux LLC | GRUVM-EX-Z-PL-8-LED-3000-HW-120/277-4-MOR-HILUME-ECO | Indoor Luminaires | Linear Ambient | Direct Linear Ambient Luminaires | Standard | FALSE | [9 empty] | 42452 | Dimmable | Continuous Below 10 | No |  | 3.1 | 2871 | 90.5 | 32 | 10 | 0.94 | 3060 | 82.3
PWMUE3EM | Amerlux | Amerlux LLC | GRUVM-EX-Z-PL-8-LED-3000-HW-120/277-4-BOR-HILUME-ECO | Indoor Luminaires | Linear Ambient | Direct Linear Ambient Luminaires | Standard | FALSE | [9 empty] | 42452 | Dimmable | Continuous Below 10 | No |  | 3.1 | 2871 | 90.5 | 32 | 10 | 0.94 | 3060 | 82.3
PPGQKKXW | Amerlux | Amerlux LLC | GRUVM-EX-Z-PL-8-LED-3000-HW-120/277-4-EOR-HILUME-ECO | Indoor Luminaires | Linear Ambient | Direct Linear Ambient Luminaires | Standard | FALSE | [9 empty] | 42452 | Dimmable | Continuous Below 10 | No |  | 3.1 | 2871 | 90.5 | 32 | 10 | 0.94 | 3060 | 82.3
P87S35Q5 | Amerlux | Amerlux LLC | GRUVM-EX-Z-PL-8-LED-3000-HW-120/277-4-IND-HILUME-ECO | Indoor Luminaires | Linear Ambient | Direct Linear Ambient Luminaires | Standard | FALSE | [9 empty] | 42452 | Dimmable | Continuous Below 10 | No |  | 3.1 | 2871 | 90.5 | 32 | 10 | 0.94 | 3060 | 82.3
PRSXFT42 | Amerlux | Amerlux LLC | GRUVM-EX-Z-PL-5-LED-3000-HW-120/277-6-EOR-HILUME-ECO | Indoor Luminaires | Linear Ambient | Direct Linear Ambient Luminaires | Standard | FALSE | [9 empty] | 42452 | Dimmable | Continuous Below 10 | No |  | 3.1 | 2747 | 91.4 | 30 | 10 | 0.94 | 3060 | 82.3
PHXBRQRE | Amerlux | Amerlux LLC | GRUVM-EX-Z-PL-5-LED-3000-HW-120/277-6-BOR-HILUME-ECO | Indoor Luminaires | Linear Ambient | Direct Linear Ambient Luminaires | Standard | FALSE | [9 empty] | 42452 | Dimmable | Continuous Below 10 | No |  | 3.1 | 2747 | 91.4 | 30 | 10 | 0.94 | 3060 | 82.3
PGD8ZC17 | Amerlux | Amerlux LLC | GRUVM-EX-Z-PL-5-LED-3000-HW-120/277-6-IND-HILUME-ECO | Indoor Luminaires | Linear Ambient | Direct Linear Ambient Luminaires | Standard | FALSE | [9 empty] | 42452 | Dimmable | Continuous Below 10 | No |  | 3.1 | 2747 | 91.4 | 30 | 10 | 0.94 | 3060 | 82.3
PDF753MY | Amerlux | Amerlux LLC | GRUVM-EX-Z-PL-5-LED-3000-HW-120/277-6-MOR-HILUME-ECO | Indoor Luminaires | Linear Ambient | Direct Linear Ambient Luminaires | Standard | FALSE | [9 empty] | 42452 | Dimmable | Continuous Below 10 | No |  | 3.1 | 2747 | 91.4 | 30 | 10 | 0.94 | 3060 | 82.3
PKNYWZ8N | Amerlux | Amerlux LLC | GRUVM-EX-Z-PL-5-LED-3000-HW-120/277-5-EOR-HILUME-ECO | Indoor Luminaires | Linear Ambient | Direct Linear Ambient Luminaires | Standard | FALSE | [9 empty] | 42452 | Dimmable | Continuous Below 10 | No |  | 3.1 | 2289 | 91.4 | 25 | 10 | 0.94 | 3060 | 82.3
PJ8CXD3C | Amerlux | Amerlux LLC | GRUVM-EX-Z-PL-5-LED-3000-HW-120/277-5-IND-HILUME-ECO | Indoor Luminaires | Linear Ambient | Direct Linear Ambient Luminaires | Standard | FALSE | [9 empty] | 42452 | Dimmable | Continuous Below 10 | No |  | 3.1 | 2289 | 91.4 | 25 | 10 | 0.94 | 3060 | 82.3
P71QMXH3 | Amerlux | Amerlux LLC | GRUVM-EX-Z-PL-5-LED-3000-HW-120/277-5-MOR-HILUME-ECO | Indoor Luminaires | Linear Ambient | Direct Linear Ambient Luminaires | Standard | FALSE | [9 empty] | 42452 | Dimmable | Continuous Below 10 | No |  | 3.1 | 2289 | 91.4 | 25 | 10 | 0.94 | 3060 | 82.3
P1YXYNBM | Amerlux | Amerlux LLC | GRUVM-EX-Z-PL-5-LED-3000-HW-120/277-5-BOR-HILUME-ECO | Indoor Luminaires | Linear Ambient | Direct Linear Ambient Luminaires | Standard | FALSE | [9 empty] | 42452 | Dimmable | Continuous Below 10 | No |  | 3.1 | 2289 | 91.4 | 25 | 10 | 0.94 | 3060 | 82.3
PUA67Y2K | Amerlux | Amerlux LLC | GRUVM-EX-Z-PL-5-LED-3000-HW-120/277-4-EOR-HILUME-ECO | Indoor Luminaires | Linear Ambient | Direct Linear Ambient Luminaires | Standard | FALSE | [9 empty] | 42452 | Dimmable | Continuous Below 10 | No |  | 3.1 | 1831 | 91.4 | 20 | 10 | 0.94 | 3060 | 82.3
PDQKHUA1 | Amerlux | Amerlux LLC | GRUVM-EX-Z-PL-5-LED-3000-HW-120/277-4-MOR-HILUME-ECO | Indoor Luminaires | Linear Ambient | Direct Linear Ambient Luminaires | Standard | FALSE | [9 empty] | 42452 | Dimmable | Continuous Below 10 | No |  | 3.1 | 1831 | 91.4 | 20 | 10 | 0.94 | 3060 | 82.3
PCWZZDG8 | Amerlux | Amerlux LLC | GRUVM-EX-Z-PL-5-LED-3000-HW-120/277-4-BOR-HILUME-ECO | Indoor Luminaires | Linear Ambient | Direct Linear Ambient Luminaires | Standard | FALSE | [9 empty] | 42452 | Dimmable | Continuous Below 10 | No |  | 3.1 | 1831 | 91.4 | 20 | 10 | 0.94 | 3060 | 82.3
P239RNU2 | Amerlux | Amerlux LLC | GRUVM-EX-Z-PL-5-LED-3000-HW-120/277-4-IND-HILUME-ECO | Indoor Luminaires | Linear Ambient | Direct Linear Ambient Luminaires | Standard | FALSE | [9 empty] | 42452 | Dimmable | Continuous Below 10 | No |  | 3.1 | 1831 | 91.4 | 20 | 10 | 0.94 | 3060 | 82.3
PSRAGH81 | Amerlux | Amerlux LLC | GRUVM-EX-Z-PL-8-LED-3000-HW-120/277-8-BOR | Indoor Luminaires | Linear Ambient | Direct Linear Ambient Luminaires | Standard | FALSE | [9 empty] | 42452 | Dimmable | Continuous Below 10 | No |  | 3.1 | 5923 | 92.6 | 64 | 20 | 0.9 | 3053 | 82.2
PBVSJDNE | Amerlux | Amerlux LLC | GRUVM-EX-Z-PL-8-LED-3000-HW-120/277-8-EOR | Indoor Luminaires | Linear Ambient | Direct Linear Ambient Luminaires | Standard | FALSE | [9 empty] | 42452 | Dimmable | Continuous Below 10 | No |  | 3.1 | 5923 | 92.6 | 64 | 20 | 0.9 | 3053 | 82.2
P96QEDXQ | Amerlux | Amerlux LLC | GRUVM-EX-Z-PL-8-LED-3000-HW-120/277-8-MOR | Indoor Luminaires | Linear Ambient | Direct Linear Ambient Luminaires | Standard | FALSE | [9 empty] | 42452 | Dimmable | Continuous Below 10 | No |  | 3.1 | 5923 | 92.6 | 64 | 20 | 0.9 | 3053 | 82.2
P41CXYJY | Amerlux | Amerlux LLC | GRUVM-EX-Z-PL-8-LED-3000-HW-120/277-8-IND | Indoor Luminaires | Linear Ambient | Direct Linear Ambient Luminaires | Standard | FALSE | [9 empty] | 42452 | Dimmable | Continuous Below 10 | No |  | 3.1 | 5923 | 92.6 | 64 | 20 | 0.9 | 3053 | 82.2
PT23Z3DJ | Amerlux | Amerlux LLC | GRUVM-EX-Z-PL-8-LED-3000-HW-120/277-7-MOR | Indoor Luminaires | Linear Ambient | Direct Linear Ambient Luminaires | Standard | FALSE | [9 empty] | 42452 | Dimmable | Continuous Below 10 | No |  | 3.1 | 5183 | 92.6 | 56 | 20 | 0.9 | 3053 | 82.2
PESCHMFM | Amerlux | Amerlux LLC | GRUVM-EX-Z-PL-8-LED-3000-HW-120/277-7-EOR | Indoor Luminaires | Linear Ambient | Direct Linear Ambient Luminaires | Standard | FALSE | [9 empty] | 42452 | Dimmable | Continuous Below 10 | No |  | 3.1 | 5183 | 92.6 | 56 | 20 | 0.9 | 3053 | 82.2
P7RGQUSW | Amerlux | Amerlux LLC | GRUVM-EX-Z-PL-8-LED-3000-HW-120/277-7-IND | Indoor Luminaires | Linear Ambient | Direct Linear Ambient Luminaires | Standard | FALSE | [9 empty] | 42452 | Dimmable | Continuous Below 10 | No |  | 3.1 | 5183 | 92.6 | 56 | 20 | 0.9 | 3053 | 82.2
P29BFNC2 | Amerlux | Amerlux LLC | GRUVM-EX-Z-PL-8-LED-3000-HW-120/277-7-BOR | Indoor Luminaires | Linear Ambient | Direct Linear Ambient Luminaires | Standard | FALSE | [9 empty] | 42452 | Dimmable | Continuous Below 10 | No |  | 3.1 | 5183 | 92.6 | 56 | 20 | 0.9 | 3053 | 82.2
PZUEU5CU | Amerlux | Amerlux LLC | GRUVM-EX-Z-PL-8-LED-3000-HW-120/277-6-EOR | Indoor Luminaires | Linear Ambient | Direct Linear Ambient Luminaires | Standard | FALSE | [9 empty] | 42452 | Dimmable | Continuous Below 10 | No |  | 3.1 | 4442 | 92.6 | 48 | 20 | 0.9 | 3053 | 82.2
PTKF563N | Amerlux | Amerlux LLC | GRUVM-EX-Z-PL-8-LED-3000-HW-120/277-6-IND | Indoor Luminaires | Linear Ambient | Direct Linear Ambient Luminaires | Standard | FALSE | [9 empty] | 42452 | Dimmable | Continuous Below 10 | No |  | 3.1 | 4442 | 92.6 | 48 | 20 | 0.9 | 3053 | 82.2
PMN2X1PW | Amerlux | Amerlux LLC | GRUVM-EX-Z-PL-8-LED-3000-HW-120/277-6-BOR | Indoor Luminaires | Linear Ambient | Direct Linear Ambient Luminaires | Standard | FALSE | [9 empty] | 42452 | Dimmable | Continuous Below 10 | No |  | 3.1 | 4442 | 92.6 | 48 | 20 | 0.9 | 3053 | 82.2
PKM1XM7S | Amerlux | Amerlux LLC | GRUVM-EX-Z-PL-8-LED-3000-HW-120/277-5-MOR | Indoor Luminaires | Linear Ambient | Direct Linear Ambient Luminaires | Standard | FALSE | [9 empty] | 42452 | Dimmable | Continuous Below 10 | No |  | 3.1 | 4442 | 92.6 | 48 | 20 | 0.9 | 3053 | 82.2
PGUY7G3J | Amerlux | Amerlux LLC | GRUVM-EX-Z-PL-8-LED-3000-HW-120/277-5-MOR | Indoor Luminaires | Linear Ambient | Direct Linear Ambient Luminaires | Standard | FALSE | [9 empty] | 42452 | Dimmable | Continuous Below 10 | No |  | 3.1 | 3701 | 92.6 | 40 | 20 | 0.9 | 3053 | 82.2
PEQ5MV28 | Amerlux | Amerlux LLC | GRUVM-EX-Z-PL-8-LED-3000-HW-120/277-5-EOR | Indoor Luminaires | Linear Ambient | Direct Linear Ambient Luminaires | Standard | FALSE | [9 empty] | 42452 | Dimmable | Continuous Below 10 | No |  | 3.1 | 3701 | 92.6 | 40 | 20 | 0.9 | 3053 | 82.2
P8EVAQJS | Amerlux | Amerlux LLC | GRUVM-EX-Z-PL-8-LED-3000-HW-120/277-5-BOR | Indoor Luminaires | Linear Ambient | Direct Linear Ambient Luminaires | Standard | FALSE | [9 empty] | 42452 | Dimmable | Continuous Below 10 | No |  | 3.1 | 3701 | 92.6 | 40 | 20 | 0.9 | 3053 | 82.2
P7ZBUUHH | Amerlux | Amerlux LLC | GRUVM-EX-Z-PL-8-LED-3000-HW-120/277-5-IND | Indoor Luminaires | Linear Ambient | Direct Linear Ambient Luminaires | Standard | FALSE | [9 empty] | 42452 | Dimmable | Continuous Below 10 | No |  | 3.1 | 3701 | 92.6 | 40 | 20 | 0.9 | 3053 | 82.2
PTW1RDVV | Amerlux | Amerlux LLC | GRUVM-EX-Z-PL-5-LED-3000-HW-120/277-8-IND | Indoor Luminaires | Linear Ambient | Direct Linear Ambient Luminaires | Standard | FALSE | [9 empty] | 42452 | Dimmable | Continuous Below 10 | No |  | 3.1 | 3594 | 90.8 | 40 | 20 | 0.9 | 3053 | 82.2
PKPY5FF7 | Amerlux | Amerlux LLC | GRUVM-EX-Z-PL-5-LED-3000-HW-120/277-8-BOR | Indoor Luminaires | Linear Ambient | Direct Linear Ambient Luminaires | Standard | FALSE | [9 empty] | 42452 | Dimmable | Continuous Below 10 | No |  | 3.1 | 3594 | 90.8 | 40 | 20 | 0.9 | 3053 | 82.2
PCRQ3MBR | Amerlux | Amerlux LLC | GRUVM-EX-Z-PL-5-LED-3000-HW-120/277-7-MOR | Indoor Luminaires | Linear Ambient | Direct Linear Ambient Luminaires | Standard | FALSE | [9 empty] | 42452 | Dimmable | Continuous Below 10 | No |  | 3.1 | 3594 | 90.8 | 40 | 20 | 0.9 | 3053 | 82.2
P14Y2HKE | Amerlux | Amerlux LLC | GRUVM-EX-Z-PL-5-LED-3000-HW-120/277-8-EOR | Indoor Luminaires | Linear Ambient | Direct Linear Ambient Luminaires | Standard | FALSE | [9 empty] | 42452 | Dimmable | Continuous Below 10 | No |  | 3.1 | 3594 | 90.8 | 40 | 20 | 0.9 | 3053 | 82.2
PKXJ7EZ5 | Amerlux | Amerlux LLC | GRUVM-EX-Z-PL-5-LED-3000-HW-120/277-7-EOR | Indoor Luminaires | Linear Ambient | Direct Linear Ambient Luminaires | Standard | FALSE | [9 empty] | 42452 | Dimmable | Continuous Below 10 | No |  | 3.1 | 3144 | 90.8 | 35 | 20 | 0.9 | 3053 | 82.2
PFSJYB37 | Amerlux | Amerlux LLC | GRUVM-EX-Z-PL-5-LED-3000-HW-120/277-7-IND | Indoor Luminaires | Linear Ambient | Direct Linear Ambient Luminaires | Standard | FALSE | [9 empty] | 42452 | Dimmable | Continuous Below 10 | No |  | 3.1 | 3144 | 90.8 | 35 | 20 | 0.9 | 3053 | 82.2
P65QS86U | Amerlux | Amerlux LLC | GRUVM-EX-Z-PL-5-LED-3000-HW-120/277-7-BOR | Indoor Luminaires | Linear Ambient | Direct Linear Ambient Luminaires | Standard | FALSE | [9 empty] | 42452 | Dimmable | Continuous Below 10 | No |  | 3.1 | 3144 | 90.8 | 35 | 20 | 0.9 | 3053 | 82.2
P35JF3XC | Amerlux | Amerlux LLC | GRUVM-EX-Z-PL-5-LED-3000-HW-120/277-6-MOR | Indoor Luminaires | Linear Ambient | Direct Linear Ambient Luminaires | Standard | FALSE | [9 empty] | 42452 | Dimmable | Continuous Below 10 | No |  | 3.1 | 3144 | 90.8 | 35 | 20 | 0.9 | 3053 | 82.2
PP67VQZX | Amerlux | Amerlux LLC | GRUVM-EX-Z-PL-8-LED-3000-HW-120/277-4-BOR | Indoor Luminaires | Linear Ambient | Direct Linear Ambient Luminaires | Standard | FALSE | [9 empty] | 42452 | Dimmable | Continuous Below 10 | No |  | 3.1 | 2962 | 92.6 | 32 | 20 | 0.9 | 3053 | 82.2
PF2VFFF8 | Amerlux | Amerlux LLC | GRUVM-EX-Z-PL-8-LED-3000-HW-120/277-4-EOR | Indoor Luminaires | Linear Ambient | Direct Linear Ambient Luminaires | Standard | FALSE | [9 empty] | 42452 | Dimmable | Continuous Below 10 | No |  | 3.1 | 2962 | 92.6 | 32 | 20 | 0.9 | 3053 | 82.2
PBQ34YRT | Amerlux | Amerlux LLC | GRUVM-EX-Z-PL-8-LED-3000-HW-120/277-4-MOR | Indoor Luminaires | Linear Ambient | Direct Linear Ambient Luminaires | Standard | FALSE | [9 empty] | 42452 | Dimmable | Continuous Below 10 | No |  | 3.1 | 2962 | 92.6 | 32 | 20 | 0.9 | 3053 | 82.2
PBNASG3E | Amerlux | Amerlux LLC | GRUVM-EX-Z-PL-8-LED-3000-HW-120/277-4-IND | Indoor Luminaires | Linear Ambient | Direct Linear Ambient Luminaires | Standard | FALSE | [9 empty] | 42452 | Dimmable | Continuous Below 10 | No |  | 3.1 | 2962 | 92.6 | 32 | 20 | 0.9 | 3053 | 82.2
PVQ7QTN5 | Amerlux | Amerlux LLC | GRUVM-EX-Z-PL-5-LED-3000-HW-120/277-6-MOR | Indoor Luminaires | Linear Ambient | Direct Linear Ambient Luminaires | Standard | FALSE | [9 empty] | 42452 | Dimmable | Continuous Below 10 | No |  | 3.1 | 2695 | 90.8 | 30 | 20 | 0.9 | 3053 | 82.2
PRTKPVD6 | Amerlux | Amerlux LLC | GRUVM-EX-Z-PL-5-LED-3000-HW-120/277-6-IND | Indoor Luminaires | Linear Ambient | Direct Linear Ambient Luminaires | Standard | FALSE | [9 empty] | 42452 | Dimmable | Continuous Below 10 | No |  | 3.1 | 2695 | 90.8 | 30 | 20 | 0.9 | 3053 | 82.2
PRQSUGRZ | Amerlux | Amerlux LLC | GRUVM-EX-Z-PL-5-LED-3000-HW-120/277-6-BOR | Indoor Luminaires | Linear Ambient | Direct Linear Ambient Luminaires | Standard | FALSE | [9 empty] | 42452 | Dimmable | Continuous Below 10 | No |  | 3.1 | 2695 | 90.8 | 30 | 20 | 0.9 | 3053 | 82.2
PBZ9Y7BV | Amerlux | Amerlux LLC | GRUVM-EX-Z-PL-5-LED-3000-HW-120/277-6-EOR | Indoor Luminaires | Linear Ambient | Direct Linear Ambient Luminaires | Standard | FALSE | [9 empty] | 42452 | Dimmable | Continuous Below 10 | No |  | 3.1 | 2695 | 90.8 | 30 | 20 | 0.9 | 3053 | 82.2
PZ6CTDFU | Amerlux | Amerlux LLC | GRUVM-EX-Z-PL-5-LED-3000-HW-120/277-5-MOR | Indoor Luminaires | Linear Ambient | Direct Linear Ambient Luminaires | Standard | FALSE | [9 empty] | 42452 | Dimmable | Continuous Below 10 | No |  | 3.1 | 2246 | 90.8 | 25 | 20 | 0.9 | 3053 | 82.2
PF794QEM | Amerlux | Amerlux LLC | GRUVM-EX-Z-PL-5-LED-3000-HW-120/277-5-IND | Indoor Luminaires | Linear Ambient | Direct Linear Ambient Luminaires | Standard | FALSE | [9 empty] | 42452 | Dimmable | Continuous Below 10 | No |  | 3.1 | 2246 | 90.8 | 25 | 20 | 0.9 | 3053 | 82.2
PCS26D49 | Amerlux | Amerlux LLC | GRUVM-EX-Z-PL-5-LED-3000-HW-120/277-5-BOR | Indoor Luminaires | Linear Ambient | Direct Linear Ambient Luminaires | Standard | FALSE | [9 empty] | 42452 | Dimmable | Continuous Below 10 | No |  | 3.1 | 2246 | 90.8 | 25 | 20 | 0.9 | 3053 | 82.2
P42GMGJE | Amerlux | Amerlux LLC | GRUVM-EX-Z-PL-5-LED-3000-HW-120/277-5-EOR | Indoor Luminaires | Linear Ambient | Direct Linear Ambient Luminaires | Standard | FALSE | [9 empty] | 42452 | Dimmable | Continuous Below 10 | No |  | 3.1 | 2246 | 90.8 | 25 | 20 | 0.9 | 3053 | 82.2
PZR9YJRX | Amerlux | Amerlux LLC | GRUVM-EX-Z-PL-5-LED-3000-HW-120/277-4-BOR | Indoor Luminaires | Linear Ambient | Direct Linear Ambient Luminaires | Standard | FALSE | [9 empty] | 42452 | Dimmable | Continuous Below 10 | No |  | 3.1 | 1797 | 90.8 | 20 | 20 | 0.9 | 3053 | 82.2
PUGYJAM3 | Amerlux | Amerlux LLC | GRUVM-EX-Z-PL-5-LED-3000-HW-120/277-4-IND | Indoor Luminaires | Linear Ambient | Direct Linear Ambient Luminaires | Standard | FALSE | [9 empty] | 42452 | Dimmable | Continuous Below 10 | No |  | 3.1 | 1797 | 90.8 | 20 | 20 | 0.9 | 3053 | 82.2
PSXEM9DM | Amerlux | Amerlux LLC | GRUVM-EX-Z-PL-5-LED-3000-HW-120/277-4-MOR | Indoor Luminaires | Linear Ambient | Direct Linear Ambient Luminaires | Standard | FALSE | [9 empty] | 42452 | Dimmable | Continuous Below 10 | No |  | 3.1 | 1797 | 90.8 | 20 | 20 | 0.9 | 3053 | 82.2
PRFY9N9H | Amerlux | Amerlux LLC | GRUVM-EX-Z-PL-5-LED-3000-HW-120/277-4-EOR | Indoor Luminaires | Linear Ambient | Direct Linear Ambient Luminaires | Standard | FALSE | [9 empty] | 42452 | Dimmable | Continuous Below 10 | No |  | 3.1 | 1797 | 90.8 | 20 | 20 | 0.9 | 3053 | 82.2
P7GBBKCJ | Bolim Inc. | Bolim | BLN4F36-4080E | Indoor Luminaires | Linear Ambient | Direct Linear Ambient Luminaires | Standard | TRUE | 4702.7 | 126.8 | 37.1 | 8.1 | 0.9409 | 3946 | 85 | 5 | 79000 | 42451 |  |  | No |  | 3.1 | 4702.7 | 126.8 | 37.1 | 6.7 | 0.9949 | 3946 | 85
PJG6E54X | Forest Lighting USA | Forest lighting | T5N230 | Indoor Luminaires | Linear Ambient | Direct Linear Ambient Luminaires | Standard | TRUE | 1135 | 89.8 | 12.91 | 13.93 | 0.8837 | 2932 | 82.1 | 5 | 50000 | 42451 |  |  | NotYetVerified |  | 3 | 1100 | 90 | 12 |  | 0.87 | 3000 | 80
P8HQF8QR | Forest Lighting USA | Forest lighting | T5N430 | Indoor Luminaires | Linear Ambient | Direct Linear Ambient Luminaires | Standard | TRUE | 1699.3 | 93.1 | 19.17 | 18.64 | 0.8797 | 2955 | 82.3 | 5 | 50000 | 42451 |  |  | NotYetVerified |  | 3 | 1735 | 93.1 | 19 |  | 0.9 | 3000 | 80
P5ZCB6FX | Forest Lighting USA | Forest lighting | T8N430 | Indoor Luminaires | Linear Ambient | Direct Linear Ambient Luminaires | Standard | TRUE | 1768 | 99.1 | 17.84 | 18.78 | 0.8772 | 2961 | 82.5 | 5 | 50000 | 42451 |  |  | NotYetVerified |  | 3 | 1760 | 99 |  |  |  | 3000 | 80
PR8JGSYS | Forest Lighting USA | Forest lighting | T8N230 | Indoor Luminaires | Linear Ambient | Direct Linear Ambient Luminaires | Standard | TRUE | 1116 | 94.7 | 12.09 | 14.72 | 0.8746 | 2903 | 81.8 | 5 | 50000 | 42451 |  |  | NotYetVerified |  | 3 | 1100 | 94 | 12 |  | 0.87 | 3000 | 80
P6K5U19R | Forest Lighting USA | Forest lighting | T5N330 | Indoor Luminaires | Linear Ambient | Direct Linear Ambient Luminaires | Standard | TRUE | 1308 | 90.1 | 14.6 | 14.6 | 0.8726 | 2940 | 82.4 | 5 | 50000 | 42451 |  |  | NotYetVerified |  | 3 | 1300 | 99 | 14 |  | 0.87 | 3000 | 80
P2XB8ZVV | Forest Lighting USA | Forest lighting | T8N450 | Indoor Luminaires | Linear Ambient | Direct Linear Ambient Luminaires | Standard | FALSE | [9 empty] | 42451 |  |  | NotYetVerified |  | 3 | 1900 | 100 | 19 | 20 | 0.87 | 5000 | 80
PC2D1NHR | Forest Lighting USA | Forest lighting | T5N450 | Indoor Luminaires | Linear Ambient | Direct Linear Ambient Luminaires | Standard | FALSE | [9 empty] | 42451 |  |  | NotYetVerified |  | 3 | 1800 | 100 | 19 |  | 0.9 | 5000 | 80
PPGB9VZD | Forest Lighting USA | Forest lighting | T5N350 | Indoor Luminaires | Linear Ambient | Direct Linear Ambient Luminaires | Standard | FALSE | [9 empty] | 42451 |  |  | NotYetVerified |  | 3 | 1400 | 100 | 14 |  | 0.87 | 5000 | 80
P6BYQPA6 | Forest Lighting USA | Forest lighting | T8N250 | Indoor Luminaires | Linear Ambient | Direct Linear Ambient Luminaires | Standard | FALSE | [9 empty] | 42451 |  |  | NotYetVerified |  | 3 | 1200 | 100 | 12 |  | 0.87 | 5000 | 80
PFJX1Y5H | Forest Lighting USA | Forest lighting | T5N250 | Indoor Luminaires | Linear Ambient | Direct Linear Ambient Luminaires | Standard | FALSE | [9 empty] | 42451 |  |  | NotYetVerified |  | 3 | 1100 | 100 | 12 |  | 0.87 | 5000 | 80
P9QW16HD | Forest Lighting USA | Forest lighting | T8N441 | Indoor Luminaires | Linear Ambient | Direct Linear Ambient Luminaires | Standard | FALSE | [9 empty] | 42451 |  |  | NotYetVerified |  | 3 | 1900 | 100 | 19 | 20 | 0.87 | 4000 | 80
PKH3NZ51 | Forest Lighting USA | Forest lighting | T5N441 | Indoor Luminaires | Linear Ambient | Direct Linear Ambient Luminaires | Standard | FALSE | [9 empty] | 42451 |  |  | NotYetVerified |  | 3 | 1800 | 100 | 19 |  | 0.9 | 4000 | 80
P133GFMB | Forest Lighting USA | Forest lighting | T5N341 | Indoor Luminaires | Linear Ambient | Direct Linear Ambient Luminaires | Standard | FALSE | [9 empty] | 42451 |  |  | NotYetVerified |  | 3 | 1400 | 100 | 14 |  | 0.87 | 4000 | 80
PRHFPTW2 | Forest Lighting USA | Forest lighting | T8N241 | Indoor Luminaires | Linear Ambient | Direct Linear Ambient Luminaires | Standard | FALSE | [9 empty] | 42451 |  |  | NotYetVerified |  | 3 | 1200 | 100 | 12 |  | 0.87 | 4000 | 80
P4WBK1ZT | Forest Lighting USA | Forest lighting | T5N241 | Indoor Luminaires | Linear Ambient | Direct Linear Ambient Luminaires | Standard | FALSE | [9 empty] | 42451 |  |  | NotYetVerified |  | 3 | 1100 | 100 | 12 |  | 0.87 | 4000 | 80
P4M84YX8 | Forest Lighting USA | Forest lighting | T8N435 | Indoor Luminaires | Linear Ambient | Direct Linear Ambient Luminaires | Standard | FALSE | [9 empty] | 42451 |  |  | NotYetVerified |  | 3 | 1900 | 100 | 19 | 20 | 0.87 | 3500 | 80
PCUKGAMK | Forest Lighting USA | Forest lighting | T5N335 | Indoor Luminaires | Linear Ambient | Direct Linear Ambient Luminaires | Standard | FALSE | [9 empty] | 42451 |  |  | NotYetVerified |  | 3 | 1300 | 100 | 14 |  | 0.87 | 3500 | 80
PNWDMDZK | Forest Lighting USA | Forest lighting | T5N235 | Indoor Luminaires | Linear Ambient | Direct Linear Ambient Luminaires | Standard | FALSE | [9 empty] | 42451 |  |  | NotYetVerified |  | 3 | 1100 | 90 | 12 |  | 0.87 | 3500 | 80
PN6XQG8G | Forest Lighting USA | Forest lighting | T8N235 | Indoor Luminaires | Linear Ambient | Direct Linear Ambient Luminaires | Standard | FALSE | [9 empty] | 42451 |  |  | NotYetVerified |  | 3 | 1100 | 94 | 12 |  | 0.87 | 3500 | 80
P4EGZKQK | Bolim Inc. | Bolim | BLN4F36-5080E | Indoor Luminaires | Linear Ambient | Direct Linear Ambient Luminaires | Standard | FALSE | [9 empty] | 42451 | Dimmable | Continuous Above 10 | No |  | 3.1 | 4423.65 | 119.56 | 37 | 6.8 | 0.995 | 5031 | 85.1
PGKGFA3A | Energy Planning Associates | Envirobrite | FVT42250 | Indoor Luminaires | Linear Ambient | Direct Linear Ambient Luminaires | Standard | TRUE | 2194 | 111.2 | 19.73 | 6.04 | 0.995 | 5258 | 83.9 | 5 | 50000 | 42450 |  |  | NotYetVerified |  | 3 | 2250 | 103.36 | 21.77 | 19.4 | 0.935 | 5000 | 84
PTAGCQ9D | Energy Planning Associates | Envirobrite | FVT42735 | Indoor Luminaires | Linear Ambient | Direct Linear Ambient Luminaires | Standard | TRUE | 2760 | 97.29 | 28.37 | 7.38 | 0.98 | 3525 | 85.1 | 5 | 50000 | 42450 |  |  | NotYetVerified |  | 3 | 2750 | 97.14 | 28.31 | 19.4 | 0.935 | 3500 | 84
PHEK3GHQ | P.Q.L. Inc. | Superior LifeÂ® | 51555 | Indoor Luminaires | Linear Ambient | Direct Linear Ambient Luminaires | Premium | TRUE | 7546 | 112.13 | 67.3 | 4.95 | 0.942 | 3146 | 83.2 | 5 | 50000 | 42450 |  |  | No |  | 3.1 | 7546.3 | 112 | 67.3 | 20 | 0.997 | 3000 | 83
PA195W8Y | Energy Planning Associates | Envirobrite | FVT42235 | Indoor Luminaires | Linear Ambient | Direct Linear Ambient Luminaires | Standard | TRUE | 2165 | 101.36 | 21.36 | 19.4 | 0.927 | 3518 | 84.9 | 5 | 50000 | 42450 |  |  | NotYetVerified |  | 3 | 2250 | 94.9 | 23.71 | 19.4 | 0.935 | 3500 | 84
PU3PRT73 | P.Q.L. Inc. | Superior LifeÂ® | 55163 | Indoor Luminaires | Linear Ambient | Direct Linear Ambient Luminaires | Premium | TRUE | 6837.4 | 123.99 | 55.14 | 5.29 | 0.9214 | 3083 | 82 | 5 | 50000 | 42450 |  |  | No |  | 3.1 | 6837.4 | 123.99 | 55.14 | 20 | 0.995 | 3000 | 82
PBWU8S3V | P.Q.L. Inc. | Superior LifeÂ® | 55157 | Indoor Luminaires | Linear Ambient | Direct Linear Ambient Luminaires | Premium | TRUE | 4670.9 | 119.24 | 39.17 | 5.18 | 0.9169 | 3094 | 82 | 5 | 50000 | 42450 |  |  | No |  | 3.1 | 4670.9 | 119.24 | 40 | 20 | 0.997 | 3000 | 82
PSRJX9KC | ETECH LED | ETech | SL-14-E3-54-35-100277-D | Indoor Luminaires | Linear Ambient | Linear Ambient Luminaires w/ Indirect component | Standard | TRUE | 4967.7 | 92.68 | 53.6 | 17.84 | 0.9094 | 3431 | 85.4 | 5 | 50000 | 42450 |  |  | No |  | 3 | 4967.7 | 92.68 | 53.6 | 17.84 | 0.9094 | 3431 | 85.4
P76QBRGC | Acuity Brands Lighting | SLOT 6 LED SERIES | S6LDMOD 4FT IND FLP 80CRI 35K 400LMF 120 IPS WHT | Indoor Luminaires | Linear Ambient | Direct Linear Ambient Luminaires | Standard | FALSE | [9 empty] | 42450 |  |  | No |  | 3 | 1833.88 | 105.61 | 17.36 | 3.85 | 0.9962 | 3500 | 82.8
PKSCZS8J | P.Q.L. Inc. | Superior LifeÂ® | 55138 | Indoor Luminaires | Linear Ambient | Direct Linear Ambient Luminaires | Premium | FALSE | [9 empty] | 42450 |  |  | No |  | 3.1 | 7700 | 115 | 67 | 20 | 0.997 | 5000 | 83
P47DP315 | P.Q.L. Inc. | Superior LifeÂ® | 55158 | Indoor Luminaires | Linear Ambient | Direct Linear Ambient Luminaires | Premium | FALSE | [9 empty] | 42450 |  |  | No |  | 3.1 | 7137.08 | 128.78 | 55.42 | 20 | 0.994 | 5000 | 83
PH2TURDG | P.Q.L. Inc. | Superior LifeÂ® | 55156 | Indoor Luminaires | Linear Ambient | Direct Linear Ambient Luminaires | Premium | FALSE | [9 empty] | 42450 |  |  | No |  | 3.1 | 4977.14 | 125.24 | 40 | 20 | 0.997 | 5000 | 82.7
PK9EPMGM | Mercury Lighting Products Co. Inc. | MERCURY LIGHTING | LW15-4-2100-50K-HTA-U30-UNI-XXXX | Indoor Luminaires | Linear Ambient | Direct Linear Ambient Luminaires | Standard | FALSE | [9 empty] | 42450 |  |  | Yes |  | 3 | 2189 | 98.6 | 22.2 | 8.86 | 0.929 | 5000 | 80
P4NZAHW6 | Mercury Lighting Products Co. Inc. | MERCURY LIGHTING | LW15-4-2100-40K-HTA-U30-UNI-XXXX | Indoor Luminaires | Linear Ambient | Direct Linear Ambient Luminaires | Standard | FALSE | [9 empty] | 42450 |  |  | Yes |  | 3 | 2121 | 95.54 | 22.2 | 8.86 | 0.929 | 4000 | 80
PRW88QBM | Mercury Lighting Products Co. Inc. | MERCURY LIGHTING | LW15-4-2100-35K-HTA-U30-UNI-XXXX | Indoor Luminaires | Linear Ambient | Direct Linear Ambient Luminaires | Standard | FALSE | [9 empty] | 42450 |  |  | Yes |  | 3 | 2052 | 92.43 | 22.2 | 8.86 | 0.929 | 3500 | 80
PG136EJV | Mercury Lighting Products Co. Inc. | MERCURY LIGHTING | LW15-4-2100-30K-HTA-U30-UNI-XXXX | Indoor Luminaires | Linear Ambient | Direct Linear Ambient Luminaires | Standard | FALSE | [9 empty] | 42450 |  |  | Yes |  | 3 | 2018 | 90.9 | 22.2 | 8.86 | 0.929 | 3000 | 80
PACVE55S | Energy Planning Associates | Envirobrite | FVT86050 | Indoor Luminaires | Linear Ambient | Direct Linear Ambient Luminaires | Standard | FALSE | [9 empty] | 42450 |  |  | NotYetVerified |  | 3 | 6000 | 109.53 | 54.78 | 19.4 | 0.935 | 5000 | 84
P434RTFS | Energy Planning Associates | Envirobrite | FVT85550 | Indoor Luminaires | Linear Ambient | Direct Linear Ambient Luminaires | Standard | FALSE | [9 empty] | 42450 |  |  | NotYetVerified |  | 3 | 5500 | 112.35 | 48.95 | 19.4 | 0.935 | 5000 | 84
PGBN438X | Energy Planning Associates | Envirobrite | FVT85050 | Indoor Luminaires | Linear Ambient | Direct Linear Ambient Luminaires | Standard | FALSE | [9 empty] | 42450 |  |  | NotYetVerified |  | 3 | 5000 | 114.84 | 43.54 | 19.4 | 0.935 | 5000 | 84
PKYW9SMF | Energy Planning Associates | Envirobrite | FVT43250 | Indoor Luminaires | Linear Ambient | Direct Linear Ambient Luminaires | Standard | FALSE | [9 empty] | 42450 |  |  | NotYetVerified |  | 3 | 3250 | 110.42 | 29.43 | 19.4 | 0.935 | 5000 | 84
PY5C2SQY | Energy Planning Associates | Envirobrite | FVT43050 | Indoor Luminaires | Linear Ambient | Direct Linear Ambient Luminaires | Standard | FALSE | [9 empty] | 42450 |  |  | NotYetVerified |  | 3 | 3000 | 112.04 | 26.78 | 19.4 | 0.935 | 5000 | 84
PXWA4TPB | Energy Planning Associates | Envirobrite | FVT83050 | Indoor Luminaires | Linear Ambient | Direct Linear Ambient Luminaires | Standard | FALSE | [9 empty] | 42450 |  |  | NotYetVerified |  | 3 | 3000 | 113.78 | 26.37 | 19.4 | 0.935 | 5000 | 84
PJ3228ZD | Energy Planning Associates | Envirobrite | FVT42750 | Indoor Luminaires | Linear Ambient | Direct Linear Ambient Luminaires | Standard | FALSE | [9 empty] | 42450 |  |  | NotYetVerified |  | 3 | 2750 | 105.52 | 26.06 | 19.4 | 0.935 | 5000 | 84
PY9WYYTR | Energy Planning Associates | Envirobrite | FVT42550 | Indoor Luminaires | Linear Ambient | Direct Linear Ambient Luminaires | Standard | FALSE | [9 empty] | 42450 |  |  | NotYetVerified |  | 3 | 2500 | 108.24 | 23.1 | 19.4 | 0.935 | 5000 | 84
P6TJW6AX | Energy Planning Associates | Envirobrite | FVT88050 | Indoor Luminaires | Linear Ambient | Direct Linear Ambient Luminaires | Standard | FALSE | [9 empty] | 42450 |  |  | NotYetVerified |  | 3 | 8000 | 107.52 | 74.4 | 14.1 | 0.927 | 5000 | 84
P3YD1TUT | Energy Planning Associates | Envirobrite | FVT87550 | Indoor Luminaires | Linear Ambient | Direct Linear Ambient Luminaires | Standard | FALSE | [9 empty] | 42450 |  |  | NotYetVerified |  | 3 | 7500 | 109.2 | 68.68 | 14.1 | 0.927 | 5000 | 84
PEB7BPA9 | Energy Planning Associates | Envirobrite | FVT87050 | Indoor Luminaires | Linear Ambient | Direct Linear Ambient Luminaires | Standard | FALSE | [9 empty] | 42450 |  |  | NotYetVerified |  | 3 | 7000 | 110.83 | 63.16 | 14.1 | 0.927 | 5000 | 84
PNWEUYN2 | Energy Planning Associates | Envirobrite | FVT86550 | Indoor Luminaires | Linear Ambient | Direct Linear Ambient Luminaires | Standard | FALSE | [9 empty] | 42450 |  |  | NotYetVerified |  | 3 | 6500 | 112.77 | 57.64 | 14.1 | 0.927 | 5000 | 84
PVJFZPMZ | Energy Planning Associates | Envirobrite | FVT84550 | Indoor Luminaires | Linear Ambient | Direct Linear Ambient Luminaires | Standard | FALSE | [9 empty] | 42450 |  |  | NotYetVerified |  | 3 | 4500 | 117.73 | 38.22 | 14.1 | 0.927 | 5000 | 84
PNGXNXVH | Energy Planning Associates | Envirobrite | FVT44050 | Indoor Luminaires | Linear Ambient | Direct Linear Ambient Luminaires | Standard | FALSE | [9 empty] | 42450 |  |  | NotYetVerified |  | 3 | 4000 | 107.23 | 37.3 | 14.1 | 0.927 | 5000 | 84
PMH7JZ3C | Energy Planning Associates | Envirobrite | FVT84050 | Indoor Luminaires | Linear Ambient | Direct Linear Ambient Luminaires | Standard | FALSE | [9 empty] | 42450 |  |  | NotYetVerified |  | 3 | 4000 | 109.02 | 36.69 | 14.1 | 0.927 | 5000 | 84
PPS955YF | Energy Planning Associates | Envirobrite | FVT43850 | Indoor Luminaires | Linear Ambient | Direct Linear Ambient Luminaires | Standard | FALSE | [9 empty] | 42450 |  |  | NotYetVerified |  | 3 | 3794 | 111.33 | 34.08 | 14.1 | 0.927 | 5000 | 84
P7K6NHAW | Energy Planning Associates | Envirobrite | FVT43750 | Indoor Luminaires | Linear Ambient | Direct Linear Ambient Luminaires | Standard | FALSE | [9 empty] | 42450 |  |  | NotYetVerified |  | 3 | 3750 | 109.2 | 34.34 | 14.1 | 0.927 | 5000 | 84
PE134RBG | Energy Planning Associates | Envirobrite | FVT43550 | Indoor Luminaires | Linear Ambient | Direct Linear Ambient Luminaires | Standard | FALSE | [9 empty] | 42450 |  |  | NotYetVerified |  | 3 | 3500 | 110.83 | 31.58 | 14.1 | 0.927 | 5000 | 84
P6Z3JPST | Energy Planning Associates | Envirobrite | FVT83550 | Indoor Luminaires | Linear Ambient | Direct Linear Ambient Luminaires | Standard | FALSE | [9 empty] | 42450 |  |  | NotYetVerified |  | 3 | 3500 | 112.28 | 31.17 | 14.1 | 0.927 | 5000 | 84
PG36WNBJ | Energy Planning Associates | Envirobrite | FVT86040 | Indoor Luminaires | Linear Ambient | Direct Linear Ambient Luminaires | Standard | FALSE | [9 empty] | 42450 |  |  | NotYetVerified |  | 3 | 6000 | 105.4 | 56.93 | 19.4 | 0.935 | 4000 | 84
P91UMSPB | Energy Planning Associates | Envirobrite | FVT85540 | Indoor Luminaires | Linear Ambient | Direct Linear Ambient Luminaires | Standard | FALSE | [9 empty] | 42450 |  |  | NotYetVerified |  | 3 | 5500 | 108.28 | 50.79 | 19.4 | 0.935 | 4000 | 84
PR69ZZQM | Energy Planning Associates | Envirobrite | FVT85040 | Indoor Luminaires | Linear Ambient | Direct Linear Ambient Luminaires | Standard | FALSE | [9 empty] | 42450 |  |  | NotYetVerified |  | 3 | 5000 | 110.94 | 45.07 | 19.4 | 0.935 | 4000 | 84
PTFRYM98 | Energy Planning Associates | Envirobrite | FVT43240 | Indoor Luminaires | Linear Ambient | Direct Linear Ambient Luminaires | Standard | FALSE | [9 empty] | 42450 |  |  | NotYetVerified |  | 3 | 3250 | 107.07 | 30.35 | 19.4 | 0.935 | 4000 | 84
PZPK2RAR | Energy Planning Associates | Envirobrite | FVT43040 | Indoor Luminaires | Linear Ambient | Direct Linear Ambient Luminaires | Standard | FALSE | [9 empty] | 42450 |  |  | NotYetVerified |  | 3 | 3000 | 108.72 | 27.59 | 19.4 | 0.935 | 4000 | 84
PNDKE4GH | Energy Planning Associates | Envirobrite | FVT83040 | Indoor Luminaires | Linear Ambient | Direct Linear Ambient Luminaires | Standard | FALSE | [9 empty] | 42450 |  |  | NotYetVerified |  | 3 | 3000 | 109.53 | 27.39 | 19.4 | 0.935 | 4000 | 84
PRCF3TDA | Energy Planning Associates | Envirobrite | FVT42740 | Indoor Luminaires | Linear Ambient | Direct Linear Ambient Luminaires | Standard | FALSE | [9 empty] | 42450 |  |  | NotYetVerified |  | 3 | 2750 | 101.92 | 26.98 | 19.4 | 0.935 | 4000 | 84
P1DW2R2S | Energy Planning Associates | Envirobrite | FVT42540 | Indoor Luminaires | Linear Ambient | Direct Linear Ambient Luminaires | Standard | FALSE | [9 empty] | 42450 |  |  | NotYetVerified |  | 3 | 2500 | 104.09 | 24.02 | 19.4 | 0.935 | 4000 | 84
P4398B2G | Energy Planning Associates | Envirobrite | FVT42240 | Indoor Luminaires | Linear Ambient | Direct Linear Ambient Luminaires | Standard | FALSE | [9 empty] | 42450 |  |  | NotYetVerified |  | 3 | 2250 | 99.17 | 22.69 | 19.4 | 0.935 | 4000 | 84
PVGTJM3Y | Energy Planning Associates | Envirobrite | FVT88040 | Indoor Luminaires | Linear Ambient | Direct Linear Ambient Luminaires | Standard | FALSE | [9 empty] | 42450 |  |  | NotYetVerified |  | 3 | 8000 | 103.68 | 77.16 | 14.1 | 0.927 | 4000 | 84
PSRVGS1G | Energy Planning Associates | Envirobrite | FVT87540 | Indoor Luminaires | Linear Ambient | Direct Linear Ambient Luminaires | Standard | FALSE | [9 empty] | 42450 |  |  | NotYetVerified |  | 3 | 7500 | 105.44 | 71.13 | 14.1 | 0.927 | 4000 | 84
P1JMXM9E | Energy Planning Associates | Envirobrite | FVT87040 | Indoor Luminaires | Linear Ambient | Direct Linear Ambient Luminaires | Standard | FALSE | [9 empty] | 42450 |  |  | NotYetVerified |  | 3 | 7000 | 107.19 | 65.31 | 14.1 | 0.927 | 4000 | 84
PHUNJ3FE | Energy Planning Associates | Envirobrite | FVT86540 | Indoor Luminaires | Linear Ambient | Direct Linear Ambient Luminaires | Standard | FALSE | [9 empty] | 42450 |  |  | NotYetVerified |  | 3 | 6500 | 109.09 | 59.58 | 14.1 | 0.927 | 4000 | 84
P7GVD6U9 | Energy Planning Associates | Envirobrite | FVT84540 | Indoor Luminaires | Linear Ambient | Direct Linear Ambient Luminaires | Standard | FALSE | [9 empty] | 42450 |  |  | NotYetVerified |  | 3 | 4500 | 113.48 | 39.65 | 14.1 | 0.927 | 4000 | 84
PVXTEGFM | Energy Planning Associates | Envirobrite | FVT84040 | Indoor Luminaires | Linear Ambient | Direct Linear Ambient Luminaires | Standard | FALSE | [9 empty] | 42450 |  |  | NotYetVerified |  | 3 | 4000 | 104.37 | 38.33 | 14.1 | 0.927 | 4000 | 84
P5GKD8J1 | Energy Planning Associates | Envirobrite | FVT44040 | Indoor Luminaires | Linear Ambient | Direct Linear Ambient Luminaires | Standard | FALSE | [9 empty] | 42450 |  |  | NotYetVerified |  | 3 | 4000 | 103.82 | 38.53 | 14.1 | 0.927 | 4000 | 84
PFR3ADSZ | Energy Planning Associates | Envirobrite | FVT43740 | Indoor Luminaires | Linear Ambient | Direct Linear Ambient Luminaires | Standard | FALSE | [9 empty] | 42450 |  |  | NotYetVerified |  | 3 | 3750 | 105.44 | 35.57 | 14.1 | 0.927 | 4000 | 84
PJNSHD8T | Energy Planning Associates | Envirobrite | FVT83540 | Indoor Luminaires | Linear Ambient | Direct Linear Ambient Luminaires | Standard | FALSE | [9 empty] | 42450 |  |  | NotYetVerified |  | 3 | 3500 | 108.03 | 32.4 | 14.1 | 0.927 | 4000 | 84
P739YRDJ | Energy Planning Associates | Envirobrite | FVT43540 | Indoor Luminaires | Linear Ambient | Direct Linear Ambient Luminaires | Standard | FALSE | [9 empty] | 42450 |  |  | NotYetVerified |  | 3 | 3500 | 107.36 | 32.6 | 14.1 | 0.927 | 4000 | 84
PKVQFDYP | Energy Planning Associates | Envirobrite | FVT86035 | Indoor Luminaires | Linear Ambient | Direct Linear Ambient Luminaires | Standard | FALSE | [9 empty] | 42450 |  |  | NotYetVerified |  | 3 | 6000 | 100.7 | 59.58 | 19.4 | 0.935 | 3500 | 84
PR8AMXM1 | Energy Planning Associates | Envirobrite | FVT85535 | Indoor Luminaires | Linear Ambient | Direct Linear Ambient Luminaires | Standard | FALSE | [9 empty] | 42450 |  |  | NotYetVerified |  | 3 | 5500 | 103.29 | 53.25 | 19.4 | 0.935 | 3500 | 84
PZ8D62GV | Energy Planning Associates | Envirobrite | FVT85035 | Indoor Luminaires | Linear Ambient | Direct Linear Ambient Luminaires | Standard | FALSE | [9 empty] | 42450 |  |  | NotYetVerified |  | 3 | 5000 | 106.13 | 47.11 | 19.4 | 0.935 | 3500 | 84
PGVWNSZX | Energy Planning Associates | Envirobrite | FVT43235 | Indoor Luminaires | Linear Ambient | Direct Linear Ambient Luminaires | Standard | FALSE | [9 empty] | 42450 |  |  | NotYetVerified |  | 3 | 3250 | 102.91 | 31.58 | 19.4 | 0.935 | 3500 | 84
PYPGWAZT | Energy Planning Associates | Envirobrite | FVT43035 | Indoor Luminaires | Linear Ambient | Direct Linear Ambient Luminaires | Standard | FALSE | [9 empty] | 42450 |  |  | NotYetVerified |  | 3 | 3000 | 104.84 | 28.62 | 19.4 | 0.935 | 3500 | 84
PQ7SGAV3 | Energy Planning Associates | Envirobrite | FVT83035 | Indoor Luminaires | Linear Ambient | Direct Linear Ambient Luminaires | Standard | FALSE | [9 empty] | 42450 |  |  | NotYetVerified |  | 3 | 3000 | 105.21 | 28.51 | 19.4 | 0.935 | 3500 | 84
PARGD598 | Energy Planning Associates | Envirobrite | FVT42535 | Indoor Luminaires | Linear Ambient | Direct Linear Ambient Luminaires | Standard | FALSE | [9 empty] | 42450 |  |  | NotYetVerified |  | 3 | 2500 | 99.44 | 25.14 | 19.4 | 0.935 | 3500 | 84
PJAXSG9H | Energy Planning Associates | Envirobrite | FVT88035 | Indoor Luminaires | Linear Ambient | Direct Linear Ambient Luminaires | Standard | FALSE | [9 empty] | 42450 |  |  | NotYetVerified |  | 3 | 8000 | 99.97 | 80.02 | 14.1 | 0.927 | 3500 | 84
PJTMU5EY | Energy Planning Associates | Envirobrite | FVT87535 | Indoor Luminaires | Linear Ambient | Direct Linear Ambient Luminaires | Standard | FALSE | [9 empty] | 42450 |  |  | NotYetVerified |  | 3 | 7500 | 101.64 | 73.79 | 14.1 | 0.927 | 3500 | 84
P7YZDM23 | Energy Planning Associates | Envirobrite | FVT87035 | Indoor Luminaires | Linear Ambient | Direct Linear Ambient Luminaires | Standard | FALSE | [9 empty] | 42450 |  |  | NotYetVerified |  | 3 | 7000 | 103.46 | 67.66 | 14.1 | 0.927 | 3500 | 84
PERPHBJN | Energy Planning Associates | Envirobrite | FVT86535 | Indoor Luminaires | Linear Ambient | Direct Linear Ambient Luminaires | Standard | FALSE | [9 empty] | 42450 |  |  | NotYetVerified |  | 3 | 6500 | 105.3 | 61.73 | 14.1 | 0.927 | 3500 | 84
P2371HZ1 | Energy Planning Associates | Envirobrite | FVT84535 | Indoor Luminaires | Linear Ambient | Direct Linear Ambient Luminaires | Standard | FALSE | [9 empty] | 42450 |  |  | NotYetVerified |  | 3 | 4500 | 108.99 | 41.29 | 14.1 | 0.927 | 3500 | 84
PCA8DCSZ | Energy Planning Associates | Envirobrite | FVT84035 | Indoor Luminaires | Linear Ambient | Direct Linear Ambient Luminaires | Standard | FALSE | [9 empty] | 42450 |  |  | NotYetVerified |  | 3 | 4000 | 100.1 | 39.96 | 14.1 | 0.927 | 3500 | 84
P83FAJ9K | Energy Planning Associates | Envirobrite | FVT44035 | Indoor Luminaires | Linear Ambient | Direct Linear Ambient Luminaires | Standard | FALSE | [9 empty] | 42450 |  |  | NotYetVerified |  | 3 | 4000 | 99.84 | 40.06 | 14.1 | 0.927 | 3500 | 84
PG4DEATN | Energy Planning Associates | Envirobrite | FVT43735 | Indoor Luminaires | Linear Ambient | Direct Linear Ambient Luminaires | Standard | FALSE | [9 empty] | 42450 |  |  | NotYetVerified |  | 3 | 3750 | 101.64 | 36.89 | 14.1 | 0.927 | 3500 | 84
PSYMRERW | Energy Planning Associates | Envirobrite | FVT43535 | Indoor Luminaires | Linear Ambient | Direct Linear Ambient Luminaires | Standard | FALSE | [9 empty] | 42450 |  |  | NotYetVerified |  | 3 | 3500 | 103.46 | 33.83 | 14.1 | 0.927 | 3500 | 84
PCWHK26A | Energy Planning Associates | Envirobrite | FVT83535 | Indoor Luminaires | Linear Ambient | Direct Linear Ambient Luminaires | Standard | FALSE | [9 empty] | 42450 |  |  | NotYetVerified |  | 3 | 3500 | 103.78 | 33.73 | 14.1 | 0.927 | 3500 | 84
PWG4WUX7 | ETECH LED | ETech | SL-14-E3-54-50-100277-D | Indoor Luminaires | Linear Ambient | Linear Ambient Luminaires w/ Indirect component | Standard | FALSE | [9 empty] | 42450 | Dimmable | Continuous Below 10 | No |  | 3 | 5458 | 101.37 | 53.84 | 16.46 | 0.9005 | 5000 | 85.1
PUWK6BEZ | ETECH LED | ETech | SL-14-E3-54-40-100277-D | Indoor Luminaires | Linear Ambient | Linear Ambient Luminaires w/ Indirect component | Standard | FALSE | [9 empty] | 42450 | Dimmable | Continuous Below 10 | No |  | 3 | 5384 | 99.96 | 53.86 | 16.03 | 0.9012 | 4000 | 84.5
PEFBR2FY | Tamlite Lighting | Tamlite Lighting | WLSLED4-10800D1L830-XX | Indoor Luminaires | Linear Ambient | Direct Linear Ambient Luminaires | Standard | TRUE | 10100 | 106.8 | 94.56 | 9.29 | 0.984 | 3159 | 83.7 | 5 | 50000 | 42447 |  |  | No |  | 3.1 | 10100 | 106.8 | 94.56 | 4.7 | 0.998 | 3159 | 83.7
PTTDWWBR | Tamlite Lighting | Tamlite Lighting | WLSLED4-6600D1L850-XX | Indoor Luminaires | Linear Ambient | Direct Linear Ambient Luminaires | Standard | TRUE | 6584 | 133.5 | 49.31 | 8.23 | 0.976 | 5155 | 82.9 | 5 | 50000 | 42447 |  |  | No |  | 3.1 | 6584 | 133.5 | 49.31 | 5.82 | 0.998 | 5155 | 82.9
P1QKH3RX | Tamlite Lighting | Tamlite Lighting | WLSLED4-4400D1S2L830-XX | Indoor Luminaires | Linear Ambient | Direct Linear Ambient Luminaires | Standard | TRUE | 4437 | 108.6 | 40.85 | 8.23 | 0.976 | 3179 | 83.8 | 5 | 50000 | 42447 |  |  | No |  | 3.1 | 4437 | 108.6 | 40.85 | 6.02 | 0.998 | 3179 | 83.8
PWAJG3JJ | Tamlite Lighting | Tamlite Lighting | WLSLED4-10800D1L850-XX | Indoor Luminaires | Linear Ambient | Direct Linear Ambient Luminaires | Standard | FALSE | [9 empty] | 42447 |  |  | No |  | 3.1 | 10800 | 135 | 80 | 5 | 0.998 | 5100 | 83
PETEE911 | Tamlite Lighting | Tamlite Lighting | WLSLED4-8800D1L850-XX | Indoor Luminaires | Linear Ambient | Direct Linear Ambient Luminaires | Standard | FALSE | [9 empty] | 42447 |  |  | No |  | 3.1 | 9000 | 130 | 69 | 5 | 0.998 | 5100 | 83
P9MVW6EP | Tamlite Lighting | Tamlite Lighting | WLSLED4-5280D1S2L850-XX | Indoor Luminaires | Linear Ambient | Direct Linear Ambient Luminaires | Standard | FALSE | [9 empty] | 42447 |  |  | No |  | 3.1 | 5400 | 128 | 42 | 5 | 0.998 | 5100 | 83
P5RSHJFC | Tamlite Lighting | Tamlite Lighting | WLSLED4-4400D1S2L850-XX | Indoor Luminaires | Linear Ambient | Direct Linear Ambient Luminaires | Standard | FALSE | [9 empty] | 42447 |  |  | No |  | 3.1 | 4600 | 121 | 38 | 5 | 0.998 | 5050 | 84
P5Z8YH3Q | Tamlite Lighting | Tamlite Lighting | WLSLED4-8800D1L840-XX | Indoor Luminaires | Linear Ambient | Direct Linear Ambient Luminaires | Standard | FALSE | [9 empty] | 42447 |  |  | No |  | 3.1 | 8963 | 127.4 | 70.34 | 5.01 | 0.998 | 4078 | 85
PJEQXMQ4 | Tamlite Lighting | Tamlite Lighting | WLSLED4-10800D1L840-XX | Indoor Luminaires | Linear Ambient | Direct Linear Ambient Luminaires | Standard | FALSE | [9 empty] | 42447 |  |  | No |  | 3.1 | 10600 | 129 | 82 | 5 | 0.998 | 4000 | 84
PZP3UJJH | Tamlite Lighting | Tamlite Lighting | WLSLED4-6600D1L840-XX | Indoor Luminaires | Linear Ambient | Direct Linear Ambient Luminaires | Standard | FALSE | [9 empty] | 42447 |  |  | No |  | 3.1 | 6600 | 120 | 55 | 5 | 0.998 | 4000 | 84
PET6AYC3 | Tamlite Lighting | Tamlite Lighting | WLSLED4-5280D1S2L840-XX | Indoor Luminaires | Linear Ambient | Direct Linear Ambient Luminaires | Standard | FALSE | [9 empty] | 42447 |  |  | No |  | 3.1 | 5280 | 120 | 44 | 5 | 0.998 | 4000 | 83
PTGPNWVM | Tamlite Lighting | Tamlite Lighting | WLSLED4-4400D1S2L840-XX | Indoor Luminaires | Linear Ambient | Direct Linear Ambient Luminaires | Standard | FALSE | [9 empty] | 42447 |  |  | No |  | 3.1 | 4500 | 115 | 38 | 5 | 0.998 | 4000 | 83
PFKQ28QF | Tamlite Lighting | Tamlite Lighting | WLSLED4-10800D1L835-XX | Indoor Luminaires | Linear Ambient | Direct Linear Ambient Luminaires | Standard | FALSE | [9 empty] | 42447 |  |  | No |  | 3.1 | 10400 | 115 | 90 | 5 | 0.998 | 3500 | 83
P27DNPHF | Tamlite Lighting | Tamlite Lighting | WLSLED4-8800D1L835-XX | Indoor Luminaires | Linear Ambient | Direct Linear Ambient Luminaires | Standard | FALSE | [9 empty] | 42447 |  |  | No |  | 3.1 | 8700 | 116 | 75 | 5 | 0.998 | 3500 | 83
PNU9WZBP | Tamlite Lighting | Tamlite Lighting | WLSLED4-6600D1L835-XX | Indoor Luminaires | Linear Ambient | Direct Linear Ambient Luminaires | Standard | FALSE | [9 empty] | 42447 |  |  | No |  | 3.1 | 6250 | 113 | 55 | 5 | 0.998 | 3500 | 83
PV8CNSZY | Tamlite Lighting | Tamlite Lighting | WLSLED4-5280D1S2L835-XX | Indoor Luminaires | Linear Ambient | Direct Linear Ambient Luminaires | Standard | FALSE | [9 empty] | 42447 |  |  | No |  | 3.1 | 5280 | 114.78 | 46 | 5 | 0.998 | 3500 | 83
P717RHGN | Tamlite Lighting | Tamlite Lighting | WLSLED4-4400D1S2L835-XX | Indoor Luminaires | Linear Ambient | Direct Linear Ambient Luminaires | Standard | FALSE | [9 empty] | 42447 |  |  | No |  | 3.1 | 4500 | 112.5 | 40 | 4.5 | 0.998 | 3500 | 83
PRTMGM8U | Tamlite Lighting | Tamlite Lighting | WLSLED4-6600D1L830-XX | Indoor Luminaires | Linear Ambient | Direct Linear Ambient Luminaires | Standard | FALSE | [9 empty] | 42447 |  |  | No |  | 3.1 | 6100 | 110 | 55 | 6 | 0.998 | 3179 | 83
P44T5185 | Tamlite Lighting | Tamlite Lighting | WLSLED4-5280D1S2L830-XX | Indoor Luminaires | Linear Ambient | Direct Linear Ambient Luminaires | Standard | FALSE | [9 empty] | 42447 |  |  | No |  | 3.1 | 5280 | 110 | 48 | 6 | 0.998 | 3179 | 83
PQFN4W5Y | Tamlite Lighting | Tamlite Lighting | WLSLED4-8800D1L830-XX | Indoor Luminaires | Linear Ambient | Direct Linear Ambient Luminaires | Standard | FALSE | [9 empty] | 42447 |  |  | No |  | 3.1 | 8800 | 110 | 80 | 5 | 0.998 | 3179 | 83
PAXSN9J6 | TechBrite LLC | TechBrite | S494SS1BC3C0000 | Indoor Luminaires | Linear Ambient | Direct Linear Ambient Luminaires | Standard | TRUE | 5692 | 96.8 | 58.79 | 6.14 | 0.985 | 3592 | 84.7 | 5 | 50000 | 42446 |  |  | No |  | 3.1 | 5692 | 95.6 | 59.53 | 6.14 | 0.985 | 3592 | 83.7
PEVJFDTJ | TechBrite LLC | TechBrite | S494SS1BC5C0000 | Indoor Luminaires | Linear Ambient | Direct Linear Ambient Luminaires | Standard | TRUE | 6029 | 101.3 | 59.53 | 7.78 | 0.968 | 5226 | 81.8 | 5 | 50000 | 42446 |  |  | No |  | 3.1 | 6029 | 101.3 | 59.53 | 6.14 | 0.985 | 5226 | 81.8
P26UJX5D | TechBrite LLC | TechBrite | S494SS1BC3A0000 | Indoor Luminaires | Linear Ambient | Direct Linear Ambient Luminaires | Standard | TRUE | 4231 | 114 | 37.2 | 7.78 | 0.968 | 3522 | 83.7 | 5 | 50000 | 42446 |  |  | No |  | 3.1 | 4231 | 113.7 | 37.2 | 7.78 | 0.968 | 3592 | 83.7
PJ6UB392 | TechBrite LLC | TechBrite | S494SS1BC5A0000 | Indoor Luminaires | Linear Ambient | Direct Linear Ambient Luminaires | Standard | FALSE | [9 empty] | 42446 |  |  | No |  | 3.1 | 4482 | 120.5 | 37.2 | 7.78 | 0.968 | 5226 | 81.8
P3927KBA | TechBrite LLC | TechBrite | S494SS1BC5B0000 | Indoor Luminaires | Linear Ambient | Direct Linear Ambient Luminaires | Standard | FALSE | [9 empty] | 42446 |  |  | No |  | 3.1 | 5299 | 108.1 | 49 | 6.91 | 0.98 | 5226 | 81.8
P2189S2W | TechBrite LLC | TechBrite | S494SS1BC4A0000 | Indoor Luminaires | Linear Ambient | Direct Linear Ambient Luminaires | Standard | FALSE | [9 empty] | 42446 |  |  | No |  | 3.1 | 4294 | 115.4 | 37.2 | 7.78 | 0.968 | 4000 | 83.2
P74ZR3K1 | TechBrite LLC | TechBrite | S494SS1BC4B0000 | Indoor Luminaires | Linear Ambient | Direct Linear Ambient Luminaires | Standard | FALSE | [9 empty] | 42446 |  |  | No |  | 3.1 | 5077 | 103.6 | 49 | 6.91 | 0.98 | 4000 | 83.2
P82X1SSD | TechBrite LLC | TechBrite | S494SS1BC4C0000 | Indoor Luminaires | Linear Ambient | Direct Linear Ambient Luminaires | Standard | FALSE | [9 empty] | 42446 |  |  | No |  | 3.1 | 5776 | 97 | 59.53 | 6.14 | 0.985 | 4000 | 83.2
PGVN64S4 | TechBrite LLC | TechBrite | S494SS1BC3B0000 | Indoor Luminaires | Linear Ambient | Direct Linear Ambient Luminaires | Standard | FALSE | [9 empty] | 42446 |  |  | No |  | 3.1 | 5003 | 102.1 | 49 | 6.91 | 0.98 | 3592 | 83.7
PSUE2XND | Green Efficiency Solutions | GEFFSO | G-Proof60wld-30D | Indoor Luminaires | Linear Ambient | Direct Linear Ambient Luminaires | Standard | TRUE | 6185.15 | 107.89 | 57.33 | 18.8 | 0.889 | 3059 | 84.5 | 5 | 50000 | 42445 |  |  | NotYetVerified |  | 3 | 6185.15 | 107.89 | 57.33 | 13.4 | 0.99 | 3059 | 85
PBF6VP37 | Green Efficiency Solutions | GEFFSO | G-Proof40wld-30D | Indoor Luminaires | Linear Ambient | Direct Linear Ambient Luminaires | Standard | TRUE | 4088.46 | 106.94 | 38.23 | 14 | 0.887 | 3063 | 84.6 | 5 | 50000 | 42445 |  |  | NotYetVerified |  | 3 | 4088.46 | 106.94 | 38.23 | 11.6 | 0.989 | 3063 | 85
PJEDCUYQ | Green Efficiency Solutions | GEFFSO | G-Proof40wld-50F | Indoor Luminaires | Linear Ambient | Direct Linear Ambient Luminaires | Standard | FALSE | [9 empty] | 42445 | Not Dimmable | Not Dimmable | NotYetVerified |  | 3 | 4400 | 110 | 40 | 11.6 | 0.989 | 5000 | 85
P4TY5TEM | Green Efficiency Solutions | GEFFSO | G-Proof60wld-50D | Indoor Luminaires | Linear Ambient | Direct Linear Ambient Luminaires | Standard | FALSE | [9 empty] | 42445 | Dimmable | Continuous Below 10 | NotYetVerified |  | 3 | 6600 | 110 | 60 | 13.4 | 0.99 | 5000 | 85
PDZ7MV31 | Green Efficiency Solutions | GEFFSO | G-Proof40wld-50D | Indoor Luminaires | Linear Ambient | Direct Linear Ambient Luminaires | Standard | FALSE | [9 empty] | 42445 | Dimmable | Continuous Below 10 | NotYetVerified |  | 3 | 4400 | 110 | 40 | 11.6 | 0.989 | 5000 | 85
P9M646J1 | Green Efficiency Solutions | GEFFSO | G-Proof40wld-45F | Indoor Luminaires | Linear Ambient | Direct Linear Ambient Luminaires | Standard | FALSE | [9 empty] | 42445 | Not Dimmable | Not Dimmable | NotYetVerified |  | 3 | 4400 | 110 | 40 | 11.6 | 0.989 | 4500 | 85
PGTJA23R | Green Efficiency Solutions | GEFFSO | G-Proof60wld-45D | Indoor Luminaires | Linear Ambient | Direct Linear Ambient Luminaires | Standard | FALSE | [9 empty] | 42445 | Dimmable | Continuous Below 10 | NotYetVerified |  | 3 | 6600 | 110 | 60 | 13.4 | 0.99 | 4500 | 85
P4FUYU6X | Green Efficiency Solutions | GEFFSO | G-Proof40wld-45D | Indoor Luminaires | Linear Ambient | Direct Linear Ambient Luminaires | Standard | FALSE | [9 empty] | 42445 | Dimmable | Continuous Below 10 | NotYetVerified |  | 3 | 4400 | 110 | 40 | 11.6 | 0.989 | 4500 | 85
P4SHUFMG | Green Efficiency Solutions | GEFFSO | G-Proof40wld-40F | Indoor Luminaires | Linear Ambient | Direct Linear Ambient Luminaires | Standard | FALSE | [9 empty] | 42445 | Not Dimmable | Not Dimmable | NotYetVerified |  | 3 | 4400 | 110 | 40 | 11.6 | 0.989 | 4000 | 85
PGY2QSUX | Green Efficiency Solutions | GEFFSO | G-Proof60wld-40D | Indoor Luminaires | Linear Ambient | Direct Linear Ambient Luminaires | Standard | FALSE | [9 empty] | 42445 | Dimmable | Continuous Below 10 | NotYetVerified |  | 3 | 6600 | 110 | 60 | 13.4 | 0.99 | 4000 | 85
PCA8HYY6 | Green Efficiency Solutions | GEFFSO | G-Proof40wld-40D | Indoor Luminaires | Linear Ambient | Direct Linear Ambient Luminaires | Standard | FALSE | [9 empty] | 42445 | Dimmable | Continuous Below 10 | NotYetVerified |  | 3 | 4400 | 110 | 40 | 11.6 | 0.989 | 4000 | 85
P19W1PGV | Green Efficiency Solutions | GEFFSO | G-Proof40wld-35F | Indoor Luminaires | Linear Ambient | Direct Linear Ambient Luminaires | Standard | FALSE | [9 empty] | 42445 | Not Dimmable | Not Dimmable | NotYetVerified |  | 3 | 4400 | 110 | 40 | 11.6 | 0.989 | 3500 | 85
PF78EZBK | Green Efficiency Solutions | GEFFSO | G-Proof60wld-35D | Indoor Luminaires | Linear Ambient | Direct Linear Ambient Luminaires | Standard | FALSE | [9 empty] | 42445 | Dimmable | Continuous Below 10 | NotYetVerified |  | 3 | 6600 | 110 | 60 | 13.4 | 0.99 | 3500 | 85
P48CRXMQ | Green Efficiency Solutions | GEFFSO | G-Proof40wld-35D | Indoor Luminaires | Linear Ambient | Direct Linear Ambient Luminaires | Standard | FALSE | [9 empty] | 42445 | Dimmable | Continuous Below 10 | NotYetVerified |  | 3 | 4400 | 110 | 40 | 11.6 | 0.989 | 3500 | 85
PXUQD6BT | Green Efficiency Solutions | GEFFSO | G-Proof40wld-30F | Indoor Luminaires | Linear Ambient | Direct Linear Ambient Luminaires | Standard | FALSE | [9 empty] | 42445 | Not Dimmable | Not Dimmable | NotYetVerified |  | 3 | 4088.46 | 106.94 | 38.23 | 11.6 | 0.989 | 3063 | 85
PKMCUJTS | Lumingen Technologies Ltd. | Lumingen | MAR-TP-0060 (3000K) | Indoor Luminaires | Linear Ambient | Direct Linear Ambient Luminaires | Standard | TRUE | 5577.48 | 97.83 | 57.01 | 10 | 0.927 | 3217 | 84.9 | 5 | 50000 | 42444 |  |  | NotYetVerified |  | 3 | 5400 | 97.83 | 60 | 10 | 0.996 | 3000 | 80
PF5W625F | Lumingen Technologies Ltd. | Lumingen | MAR-TP-0060 (5000K) | Indoor Luminaires | Linear Ambient | Direct Linear Ambient Luminaires | Standard | FALSE | [9 empty] | 42444 | Not Dimmable | Not Dimmable | NotYetVerified |  | 3 | 5400 | 97.83 | 60 | 10 | 0.996 | 5000 | 80
P3TQUJCE | Lumingen Technologies Ltd. | Lumingen | MAR-TP-0060 (4500K) | Indoor Luminaires | Linear Ambient | Direct Linear Ambient Luminaires | Standard | FALSE | [9 empty] | 42444 | Not Dimmable | Not Dimmable | NotYetVerified |  | 3 | 5400 | 97.83 | 60 | 10 | 0.996 | 4500 | 80
PW8NU7BE | Lumingen Technologies Ltd. | Lumingen | MAR-TP-0060 (4000K) | Indoor Luminaires | Linear Ambient | Direct Linear Ambient Luminaires | Standard | FALSE | [9 empty] | 42444 | Not Dimmable | Not Dimmable | NotYetVerified |  | 3 | 5400 | 97.83 | 60 | 10 | 0.996 | 4000 | 80
P4WG6376 | Lumingen Technologies Ltd. | Lumingen | MAR-TP-0060 (3500K) | Indoor Luminaires | Linear Ambient | Direct Linear Ambient Luminaires | Standard | FALSE | [9 empty] | 42444 | Not Dimmable | Not Dimmable | NotYetVerified |  | 3 | 5400 | 97.83 | 60 | 10 | 0.996 | 3500 | 80
PYFEXTT1 | Energy Efficient Lighting Co. Ltd. | Flex Stream | FS 4-40LED04-120M (4000 K) | Indoor Luminaires | Linear Ambient | Direct Linear Ambient Luminaires | Standard | TRUE | 4034 | 99 | 40.76 | 13.17 | 0.9685 | 3992 | 81.46 | 5 | 50000 | 42443 |  |  | No |  | 3.1 | 4034 | 99 | 40.76 | 13.17 | 0.9685 | 3992 | 81.46
PJ5U3NGS | SKYLER LED Lighting | SKYLER | SKT-JK-LL-40 | Indoor Luminaires | Linear Ambient | Direct Linear Ambient Luminaires | Standard | TRUE | 4155.023 | 102.39 | 40.58 | 15.52 | 0.901 | 2687 | 82.7 | 5 | 50000 | 42443 |  |  | Yes |  | 3.1 | 4000 | 100 | 40 | 19 | 0.9 | 2700 | 80
PE19BFTY | DLS Global Inc | DLS | DRL-T8-86/50-UNV-XX [Previously DRL-F8-80/50-UNV-DM] | Indoor Luminaires | Linear Ambient | Direct Linear Ambient Luminaires | Standard | FALSE | [9 empty] | 42443 |  |  | No |  | 3.1 | 8077.9 | 99 | 81.32 | 19.4 | 0.907 | 5000 | 82
P7W2P8S4 | DLS Global Inc | DLS | DRL-T8-86/40-UNV-XX [Previously DRL-T8-80/40-UNV-DM] | Indoor Luminaires | Linear Ambient | Direct Linear Ambient Luminaires | Standard | FALSE | [9 empty] | 42443 |  |  | No |  | 3.1 | 8332.5 | 102 | 81.32 | 19.4 | 0.907 | 4000 | 82
PUMYFCZ1 | DLS Global Inc | DLS | DRL-T8-86/35-UNV-XX [Previously DRL-T8-80/35-UNV-DM] | Indoor Luminaires | Linear Ambient | Direct Linear Ambient Luminaires | Standard | FALSE | [9 empty] | 42443 |  |  | No |  | 3.1 | 8459.8 | 104 | 81.32 | 19.4 | 0.907 | 3500 | 82
PXJAE5Q3 | Energy Efficient Lighting Co. Ltd. | Flex Stream | FS 4-40LED04-347 (4000K) | Indoor Luminaires | Linear Ambient | Direct Linear Ambient Luminaires | Standard | FALSE | [9 empty] | 42443 |  |  | No |  | 3.1 | 4130 | 99.2 | 41.63 | 9.43 | 0.9499 | 3993 | 81.53
PNFABE8T | Energy Efficient Lighting Co. Ltd. | Flex Stream | FS 8-80LED08-347 (4000 K) | Indoor Luminaires | Linear Ambient | Direct Linear Ambient Luminaires | Standard | FALSE | [9 empty] | 42443 |  |  | No |  | 3.1 | 8376.713 | 99.414 | 84.261 | 3.58 | 0.978 | 3993 | 81.53
P61CGYW3 | Energy Efficient Lighting Co. Ltd. | Flex Stream | FS 8-80LED08-120M (4000 K) | Indoor Luminaires | Linear Ambient | Direct Linear Ambient Luminaires | Standard | FALSE | [9 empty] | 42443 |  |  | No |  | 3.1 | 8182 | 99.17 | 82.5 | 5 | 0.9972 | 3993 | 81.495
P4CGDPWD | SKYLER LED Lighting | SKYLER | SKT-JK-LL-40-5K | Indoor Luminaires | Linear Ambient | Direct Linear Ambient Luminaires | Standard | FALSE | [9 empty] | 42443 | Dimmable | Continuous Below 10 | Yes |  | 3.1 | 4800 | 120 | 40 | 19 | 0.9 | 5000 | 80
PTGDCJ1K | SKYLER LED Lighting | SKYLER | SKT-JK-LL-40-4K | Indoor Luminaires | Linear Ambient | Direct Linear Ambient Luminaires | Standard | FALSE | [9 empty] | 42443 | Dimmable | Continuous Below 10 | Yes |  | 3.1 | 4400 | 110 | 40 | 19 | 0.9 | 4000 | 80
PV8TKMAQ | SKYLER LED Lighting | SKYLER | SKT-JK-LL-40-3K | Indoor Luminaires | Linear Ambient | Direct Linear Ambient Luminaires | Standard | FALSE | [9 empty] | 42443 | Dimmable | Continuous Below 10 | Yes |  | 3.1 | 4000 | 100 | 40 | 19 | 0.9 | 3000 | 80
P5SU9E1G | Luminance | Luminance | F9960-30(3000K) | Indoor Luminaires | Linear Ambient | Direct Linear Ambient Luminaires | Standard | TRUE | 4603.67 | 89.57 | 51.4 | 20.7 | 0.958 | 3069 | 81 | 5 | 50000 | 42440 |  |  | No |  | 3.1 | 4600 | 88.46 | 52 | 10 | 0.95 | 3000 | 80
PHK8EJ5Y | Luminance | Luminance | F9960-30(5000K) | Indoor Luminaires | Linear Ambient | Direct Linear Ambient Luminaires | Standard | FALSE | [9 empty] | 42440 |  |  | No |  | 3.1 | 4600 | 88.46 | 52 | 10 | 0.95 | 5000 | 80
PDTK5EXY | Luminance | Luminance | F9960-30(4500K) | Indoor Luminaires | Linear Ambient | Direct Linear Ambient Luminaires | Standard | FALSE | [9 empty] | 42440 |  |  | No |  | 3.1 | 4600 | 88.46 | 52 | 10 | 0.95 | 4500 | 80
PKRHM367 | Luminance | Luminance | F9960-30(4000K) | Indoor Luminaires | Linear Ambient | Direct Linear Ambient Luminaires | Standard | FALSE | [9 empty] | 42440 |  |  | No |  | 3.1 | 4600 | 88.46 | 52 | 10 | 0.95 | 4000 | 80
P4G847AC | Luminance | Luminance | F9960-30(3500K) | Indoor Luminaires | Linear Ambient | Direct Linear Ambient Luminaires | Standard | FALSE | [9 empty] | 42440 |  |  | No |  | 3.1 | 4600 | 88.46 | 52 | 10 | 0.95 | 3500 | 80
PTJ1TZTJ | Hubbell Lighting | Columbia Lighting | LPT8-50ML-EU | Indoor Luminaires | Linear Ambient | Direct Linear Ambient Luminaires | Standard | FALSE | [9 empty] | 42440 |  |  | NotYetVerified |  | 3 | 10658 | 100.9 | 105.6 | 16.7 | 0.953 | 5156 | 83.17
P5U56S2Y | Hubbell Lighting | Columbia Lighting | LPT8-50ML-ED1U | Indoor Luminaires | Linear Ambient | Direct Linear Ambient Luminaires | Standard | FALSE | [9 empty] | 42440 |  |  | NotYetVerified |  | 3 | 10658 | 100.9 | 105.6 | 16.7 | 0.953 | 5156 | 83.17
P4V3BSRN | Hubbell Lighting | Columbia Lighting | LPT8-50ML-EDU | Indoor Luminaires | Linear Ambient | Direct Linear Ambient Luminaires | Standard | FALSE | [9 empty] | 42440 |  |  | NotYetVerified |  | 3 | 10658 | 100.9 | 105.6 | 16.7 | 0.953 | 5156 | 83.17
P1KMD1NT | Hubbell Lighting | Columbia Lighting | LPT8-50VL-EU | Indoor Luminaires | Linear Ambient | Direct Linear Ambient Luminaires | Standard | FALSE | [9 empty] | 42440 |  |  | NotYetVerified |  | 3 | 20608 | 98.4 | 209.4 |  | 0.953 | 5000 | 83.17
PBC4ZUGC | Hubbell Lighting | Columbia Lighting | LPT8-50HL-EU | Indoor Luminaires | Linear Ambient | Direct Linear Ambient Luminaires | Standard | FALSE | [9 empty] | 42440 |  |  | NotYetVerified |  | 3 | 12758 | 101.5 | 125.6 |  | 0.953 | 5000 | 83.17
PQ1ZG5MS | Hubbell Lighting | Columbia Lighting | LPT8-50LW-EU | Indoor Luminaires | Linear Ambient | Direct Linear Ambient Luminaires | Standard | FALSE | [9 empty] | 42440 |  |  | NotYetVerified |  | 3 | 5372 | 106.1 | 50.6 |  | 0.953 | 5000 | 83.17
P1KQTF7X | Hubbell Lighting | Columbia Lighting | LPT8-50VL-ED1U | Indoor Luminaires | Linear Ambient | Direct Linear Ambient Luminaires | Standard | FALSE | [9 empty] | 42440 |  |  | NotYetVerified |  | 3 | 20608 | 98.4 | 209.4 |  | 0.953 | 5000 | 83.17
PC4P8CGV | Hubbell Lighting | Columbia Lighting | LPT8-50HL-ED1U | Indoor Luminaires | Linear Ambient | Direct Linear Ambient Luminaires | Standard | FALSE | [9 empty] | 42440 |  |  | NotYetVerified |  | 3 | 12758 | 101.5 | 125.6 |  | 0.953 | 5000 | 83.17
P1KEHVSB | Hubbell Lighting | Columbia Lighting | LPT8-50LW-ED1U | Indoor Luminaires | Linear Ambient | Direct Linear Ambient Luminaires | Standard | FALSE | [9 empty] | 42440 |  |  | NotYetVerified |  | 3 | 5372 | 106.1 | 50.6 |  | 0.953 | 5000 | 83.17
PNDSZ5V5 | Hubbell Lighting | Columbia Lighting | LPT8-50VL-EDU | Indoor Luminaires | Linear Ambient | Direct Linear Ambient Luminaires | Standard | FALSE | [9 empty] | 42440 |  |  | NotYetVerified |  | 3 | 20608 | 98.4 | 209.4 |  | 0.953 | 5000 | 83.17
PXHN9U6K | Hubbell Lighting | Columbia Lighting | LPT8-50HL-EDU | Indoor Luminaires | Linear Ambient | Direct Linear Ambient Luminaires | Standard | FALSE | [9 empty] | 42440 |  |  | NotYetVerified |  | 3 | 12758 | 101.5 | 125.6 |  | 0.953 | 5000 | 83.17
PNSBVBZP | Hubbell Lighting | Columbia Lighting | LPT8-50LW-EDU | Indoor Luminaires | Linear Ambient | Direct Linear Ambient Luminaires | Standard | FALSE | [9 empty] | 42440 |  |  | NotYetVerified |  | 3 | 5372 | 106.1 | 50.6 |  | 0.953 | 5000 | 83.17
PM7E6FJD | Hubbell Lighting | Columbia Lighting | LPT8-40LW-EU | Indoor Luminaires | Linear Ambient | Direct Linear Ambient Luminaires | Standard | FALSE | [9 empty] | 42440 |  |  | NotYetVerified |  | 3 | 5372 | 106.1 | 50.6 | 16.9 | 0.928 | 4000 | 84.46
P17PSWYT | Hubbell Lighting | Columbia Lighting | LPT8-40VL-EU | Indoor Luminaires | Linear Ambient | Direct Linear Ambient Luminaires | Standard | FALSE | [9 empty] | 42440 |  |  | NotYetVerified |  | 3 | 19158 | 91.3 | 209.8 |  | 0.928 | 4000 | 84.46
PJBH3A1R | Hubbell Lighting | Columbia Lighting | LPT8-40HL-EU | Indoor Luminaires | Linear Ambient | Direct Linear Ambient Luminaires | Standard | FALSE | [9 empty] | 42440 |  |  | NotYetVerified |  | 3 | 13012 | 104 | 125 |  | 0.93 | 4000 | 84.46
P2K6UF1H | Hubbell Lighting | Columbia Lighting | LPT8-40ML-EU | Indoor Luminaires | Linear Ambient | Direct Linear Ambient Luminaires | Standard | FALSE | [9 empty] | 42440 |  |  | NotYetVerified |  | 3 | 10116 | 96.3 | 105 |  | 0.928 | 4000 | 84.46
P5AE6SG3 | Hubbell Lighting | Columbia Lighting | LPT8-40LW-ED1U | Indoor Luminaires | Linear Ambient | Direct Linear Ambient Luminaires | Standard | FALSE | [9 empty] | 42440 |  |  | NotYetVerified |  | 3 | 5372 | 106.1 | 50.6 | 16.9 | 0.928 | 4000 | 84.46
PSHDYKB7 | Hubbell Lighting | Columbia Lighting | LPT8-40VL-ED1U | Indoor Luminaires | Linear Ambient | Direct Linear Ambient Luminaires | Standard | FALSE | [9 empty] | 42440 |  |  | NotYetVerified |  | 3 | 19158 | 91.3 | 209.8 |  | 0.928 | 4000 | 84.46
PQ3Q2BPT | Hubbell Lighting | Columbia Lighting | LPT8-40HL-ED1U | Indoor Luminaires | Linear Ambient | Direct Linear Ambient Luminaires | Standard | FALSE | [9 empty] | 42440 |  |  | NotYetVerified |  | 3 | 13012 | 104 | 125 |  | 0.93 | 4000 | 84.46
P2KGSAWD | Hubbell Lighting | Columbia Lighting | LPT8-40ML-ED1U | Indoor Luminaires | Linear Ambient | Direct Linear Ambient Luminaires | Standard | FALSE | [9 empty] | 42440 |  |  | NotYetVerified |  | 3 | 10116 | 96.3 | 105 |  | 0.928 | 4000 | 84.46
PZ7BNXA2 | Hubbell Lighting | Columbia Lighting | LPT8-40LW-EDU | Indoor Luminaires | Linear Ambient | Direct Linear Ambient Luminaires | Standard | FALSE | [9 empty] | 42440 |  |  | NotYetVerified |  | 3 | 5372 | 106.1 | 50.6 | 16.9 | 0.928 | 4000 | 84.46
PDD74RNC | Hubbell Lighting | Columbia Lighting | LPT8-40VL-EDU | Indoor Luminaires | Linear Ambient | Direct Linear Ambient Luminaires | Standard | FALSE | [9 empty] | 42440 |  |  | NotYetVerified |  | 3 | 19158 | 91.3 | 209.8 |  | 0.928 | 4000 | 84.46
P7PKRMK4 | Hubbell Lighting | Columbia Lighting | LPT8-40HL-EDU | Indoor Luminaires | Linear Ambient | Direct Linear Ambient Luminaires | Standard | FALSE | [9 empty] | 42440 |  |  | NotYetVerified |  | 3 | 13012 | 104 | 125 |  | 0.93 | 4000 | 84.46
PG4G9Z7V | Hubbell Lighting | Columbia Lighting | LPT8-40ML-EDU | Indoor Luminaires | Linear Ambient | Direct Linear Ambient Luminaires | Standard | FALSE | [9 empty] | 42440 |  |  | NotYetVerified |  | 3 | 10116 | 96.3 | 105 |  | 0.928 | 4000 | 84.46
PT6U7RGA | Hubbell Lighting | Columbia Lighting | LPT8-35HL-EU | Indoor Luminaires | Linear Ambient | Direct Linear Ambient Luminaires | Standard | FALSE | [9 empty] | 42440 |  |  | NotYetVerified |  | 3 | 12758 | 101.5 | 125.6 | 16.9 | 0.94 | 3500 | 84.46
PZ5PN3PZ | Hubbell Lighting | Columbia Lighting | LPT8-35LW-EU | Indoor Luminaires | Linear Ambient | Direct Linear Ambient Luminaires | Standard | FALSE | [9 empty] | 42440 |  |  | NotYetVerified |  | 3 | 5372 | 106.1 | 50.6 | 16.9 | 0.928 | 3500 | 84.46
PNHCA9QP | Hubbell Lighting | Columbia Lighting | LPT8-35VL-EU | Indoor Luminaires | Linear Ambient | Direct Linear Ambient Luminaires | Standard | FALSE | [9 empty] | 42440 |  |  | NotYetVerified |  | 3 | 19158 | 91.3 | 209.8 | 16.7 | 0.953 | 3500 | 84.46
PF89CMCP | Hubbell Lighting | Columbia Lighting | LPT8-35ML-EU | Indoor Luminaires | Linear Ambient | Direct Linear Ambient Luminaires | Standard | FALSE | [9 empty] | 42440 |  |  | NotYetVerified |  | 3 | 10116 | 96.3 | 105 | 16.5 | 0.95 | 3500 | 84.46
PC8WG46C | Hubbell Lighting | Columbia Lighting | LPT8-35HL-ED1U | Indoor Luminaires | Linear Ambient | Direct Linear Ambient Luminaires | Standard | FALSE | [9 empty] | 42440 |  |  | NotYetVerified |  | 3 | 12758 | 101.5 | 125.6 | 16.9 | 0.94 | 3500 | 84.46
PR2YH1U9 | Hubbell Lighting | Columbia Lighting | LPT8-35LW-ED1U | Indoor Luminaires | Linear Ambient | Direct Linear Ambient Luminaires | Standard | FALSE | [9 empty] | 42440 |  |  | NotYetVerified |  | 3 | 5372 | 106.1 | 50.6 | 16.9 | 0.928 | 3500 | 84.46
PGEN77U3 | Hubbell Lighting | Columbia Lighting | LPT8-35VL-ED1U | Indoor Luminaires | Linear Ambient | Direct Linear Ambient Luminaires | Standard | FALSE | [9 empty] | 42440 |  |  | NotYetVerified |  | 3 | 19158 | 91.3 | 209.8 | 16.7 | 0.953 | 3500 | 84.46
PBPQE1VU | Hubbell Lighting | Columbia Lighting | LPT8-35ML-ED1U | Indoor Luminaires | Linear Ambient | Direct Linear Ambient Luminaires | Standard | FALSE | [9 empty] | 42440 |  |  | NotYetVerified |  | 3 | 10116 | 96.3 | 105 | 16.5 | 0.95 | 3500 | 84.46
PJYUVN2U | Hubbell Lighting | Columbia Lighting | LPT8-35HL-EDU | Indoor Luminaires | Linear Ambient | Direct Linear Ambient Luminaires | Standard | FALSE | [9 empty] | 42440 |  |  | NotYetVerified |  | 3 | 12758 | 101.5 | 125.6 | 16.9 | 0.94 | 3500 | 84.46
P5RPHR4A | Hubbell Lighting | Columbia Lighting | LPT8-35LW-EDU | Indoor Luminaires | Linear Ambient | Direct Linear Ambient Luminaires | Standard | FALSE | [9 empty] | 42440 |  |  | NotYetVerified |  | 3 | 5372 | 106.1 | 50.6 | 16.9 | 0.928 | 3500 | 84.46
PAFVY3KQ | Hubbell Lighting | Columbia Lighting | LPT8-35VL-EDU | Indoor Luminaires | Linear Ambient | Direct Linear Ambient Luminaires | Standard | FALSE | [9 empty] | 42440 |  |  | NotYetVerified |  | 3 | 19158 | 91.3 | 209.8 | 16.7 | 0.953 | 3500 | 84.46
PSAW3Y3W | Hubbell Lighting | Columbia Lighting | LPT8-35ML-EDU | Indoor Luminaires | Linear Ambient | Direct Linear Ambient Luminaires | Standard | FALSE | [9 empty] | 42440 |  |  | NotYetVerified |  | 3 | 10116 | 96.3 | 105 | 16.5 | 0.95 | 3500 | 84.46
PB3DMTR1 | Eaton (formerly Cooper Lighting) | Metalux | 4SLWP4040ND-UNV | Indoor Luminaires | Linear Ambient | Direct Linear Ambient Luminaires | Standard | TRUE | 4570 | 95.6 | 47.82 | 11.3 | 0.99 | 4001 | 85.2 | 5 | 50000 | 42439 |  |  | No |  | 3.1
P1DAB59H | SteelCraft | SteelCraft | KDS14-4835LW-1 | Indoor Luminaires | Linear Ambient | Direct Linear Ambient Luminaires | Standard | TRUE | 5040.2 | 106.2 | 47.44 | 11.88 | 0.9449 | 3584 | 83.7 | 5 | 50000 | 42439 |  |  | No |  | 3.1 | 5040.2 | 106.2 | 47.4 | 6.76 | 0.9956 | 3584 | 83.7
PC7XMQ7V | SteelCraft | SteelCraft | KDS14-3735LW-1 | Indoor Luminaires | Linear Ambient | Direct Linear Ambient Luminaires | Standard | TRUE | 2990 | 104.7 | 28.57 | 18.15 | 0.9254 | 3600 | 83.6 | 5 | 50000 | 42439 |  |  | No |  | 3.1 | 2990.5 | 106.1 | 28.19 | 6.41 | 0.9949 | 3600 | 83.6
PKVG1VSE | SteelCraft | SteelCraft | KDS14-3750LW-1 | Indoor Luminaires | Linear Ambient | Direct Linear Ambient Luminaires | Standard | FALSE | [9 empty] | 42439 |  |  | No |  | 3.1 | 3050.5 | 108.7 | 28.07 | 6.43 | 0.9941 | 5043 | 83.7
PM5ZSHCJ | SteelCraft | SteelCraft | KDS14-4850LW-1 | Indoor Luminaires | Linear Ambient | Direct Linear Ambient Luminaires | Standard | FALSE | [9 empty] | 42439 |  |  | No |  | 3.1 | 5229.4 | 111.2 | 47.01 | 6.74 | 0.9959 | 4994 | 83.9
PDYRHN6J | SteelCraft | SteelCraft | KDS14-3740LW-1 | Indoor Luminaires | Linear Ambient | Direct Linear Ambient Luminaires | Standard | FALSE | [9 empty] | 42439 |  |  | No |  | 3.1 | 3010.48 | 106.96 | 28.15 | 6.42 | 0.9946 | 4080.52 | 83.6
PF1FA53G | SteelCraft | SteelCraft | KDS14-4840LW-1 | Indoor Luminaires | Linear Ambient | Direct Linear Ambient Luminaires | Standard | FALSE | [9 empty] | 42439 |  |  | No |  | 3.1 | 5103.2 | 107.87 | 47.27 | 6.75 | 0.9957 | 4053.53 | 83.77
PEC2SSCZ | RAB Lighting | RAB Lighting | GUS2-25YNW/D10 [Qualified at 120V Only] | Indoor Luminaires | Linear Ambient | Direct Linear Ambient Luminaires | Standard | TRUE | 2517 | 101.08 | 24.9 | 8.4 | 0.987 | 3571 | 86 | 5 | 100000 | 42438 |  |  | Yes |  | 3.1 | 2517 | 99.1 | 25.43 | 20.2 | 0.987 | 3571 | 86
PKJN9TZ1 | RAB Lighting | RAB Lighting | GUS2-25NW/D10 | Indoor Luminaires | Linear Ambient | Direct Linear Ambient Luminaires | Standard | FALSE | [9 empty] | 42438 |  |  | Yes |  | 3.1 | 2757 | 106.4 | 25.94 | 15.7 | 0.882 | 4009 | 84
PFJ1ZANH | RAB Lighting | RAB Lighting | GUS2-25YW/D10 | Indoor Luminaires | Linear Ambient | Direct Linear Ambient Luminaires | Standard | FALSE | [9 empty] | 42438 |  |  | Yes |  | 3.1 | 2666 | 103.7 | 25.674 | 14.4 | 0.883 | 3116 | 84
PUW9RFRD | Mercury Lighting Products Co. Inc. | MERCURY LIGHTING | LW15-4-3800-50K-HTA-U55-UNI-XXXX | Indoor Luminaires | Linear Ambient | Direct Linear Ambient Luminaires | Standard | FALSE | [9 empty] | 42438 |  |  | Yes |  | 3 | 3920 | 106.03 | 36.81 | 8.9 | 0.963 | 5000 | 80
PN92X26Q | Mercury Lighting Products Co. Inc. | MERCURY LIGHTING | LW15-2-2100-50K-HTA-U30-UNI-XXXX | Indoor Luminaires | Linear Ambient | Direct Linear Ambient Luminaires | Standard | FALSE | [9 empty] | 42438 |  |  | Yes |  | 3 | 2230 | 97.34 | 22.91 | 8.76 | 0.932 | 5000 | 80
PETU3AT5 | Mercury Lighting Products Co. Inc. | MERCURY LIGHTING | LW15-4-4500-50K-HTA-U55-UNI-XXXX | Indoor Luminaires | Linear Ambient | Direct Linear Ambient Luminaires | Standard | FALSE | [9 empty] | 42438 |  |  | Yes |  | 3 | 4686 | 105.14 | 44.57 | 8.74 | 0.97 | 5000 | 80
PPBQRS2C | Mercury Lighting Products Co. Inc. | MERCURY LIGHTING | LW15-4-5000-50K-HTA-U55-UNI-XXXX | Indoor Luminaires | Linear Ambient | Direct Linear Ambient Luminaires | Standard | FALSE | [9 empty] | 42438 |  |  | Yes |  | 3 | 5176 | 103.46 | 50.03 | 8.64 | 0.973 | 5000 | 80
P6TNW3FV | Mercury Lighting Products Co. Inc. | MERCURY LIGHTING | LW15-2-2300-50K-HTA-U30-UNI-XXXX | Indoor Luminaires | Linear Ambient | Direct Linear Ambient Luminaires | Standard | FALSE | [9 empty] | 42438 |  |  | Yes |  | 3 | 2423 | 97.62 | 24.82 | 8.52 | 0.94 | 5000 | 80
P6BE7VEA | Mercury Lighting Products Co. Inc. | MERCURY LIGHTING | LW15-2-2500-50K-HTA-U30-UNI-XXXX | Indoor Luminaires | Linear Ambient | Direct Linear Ambient Luminaires | Standard | FALSE | [9 empty] | 42438 |  |  | Yes |  | 3 | 2635 | 97.41 | 27.05 | 8.28 | 0.947 | 5000 | 80
P5KRRZJC | Mercury Lighting Products Co. Inc. | MERCURY LIGHTING | LW15-2-2700-50K-HTA-U30-UNI-XXXX | Indoor Luminaires | Linear Ambient | Direct Linear Ambient Luminaires | Standard | FALSE | [9 empty] | 42438 |  |  | Yes |  | 3 | 2682 | 97.31 | 27.56 | 8.23 | 0.948 | 5000 | 80
PTE776JV | Mercury Lighting Products Co. Inc. | MERCURY LIGHTING | LW15-4-3800-40K-HTA-U55-UNI-XXXX | Indoor Luminaires | Linear Ambient | Direct Linear Ambient Luminaires | Standard | FALSE | [9 empty] | 42438 |  |  | Yes |  | 3 | 3797 | 102.7 | 36.81 | 8.9 | 0.963 | 4000 | 80
PNT69J3W | Mercury Lighting Products Co. Inc. | MERCURY LIGHTING | LW15-2-2100-40K-HTA-U30-UNI-XXXX | Indoor Luminaires | Linear Ambient | Direct Linear Ambient Luminaires | Standard | FALSE | [9 empty] | 42438 |  |  | Yes |  | 3 | 2160 | 94.28 | 22.91 | 8.76 | 0.932 | 4000 | 80
PCH8B19N | Mercury Lighting Products Co. Inc. | MERCURY LIGHTING | LW15-4-4500-40K-HTA-U55-UNI-XXXX | Indoor Luminaires | Linear Ambient | Direct Linear Ambient Luminaires | Standard | FALSE | [9 empty] | 42438 |  |  | Yes |  | 3 | 4540 | 101.86 | 44.57 | 8.74 | 0.97 | 4000 | 80
PKBR8JTR | Mercury Lighting Products Co. Inc. | MERCURY LIGHTING | LW15-4-5000-40K-HTA-U55-UNI-XXXX | Indoor Luminaires | Linear Ambient | Direct Linear Ambient Luminaires | Standard | FALSE | [9 empty] | 42438 |  |  | Yes |  | 3 | 5014 | 100.22 | 50.03 | 8.64 | 0.973 | 4000 | 80
PBC1S5KJ | Mercury Lighting Products Co. Inc. | MERCURY LIGHTING | LW15-2-2300-40K-HTA-U30-UNI-XXXX | Indoor Luminaires | Linear Ambient | Direct Linear Ambient Luminaires | Standard | FALSE | [9 empty] | 42438 |  |  | Yes |  | 3 | 2347 | 94.56 | 24.82 | 8.52 | 0.94 | 4000 | 80
PMYCEMRK | Mercury Lighting Products Co. Inc. | MERCURY LIGHTING | LW15-2-2500-40K-HTA-U30-UNI-XXXX | Indoor Luminaires | Linear Ambient | Direct Linear Ambient Luminaires | Standard | FALSE | [9 empty] | 42438 |  |  | Yes |  | 3 | 2553 | 94.38 | 27.05 | 8.28 | 0.947 | 4000 | 80
PKTU7D8U | Mercury Lighting Products Co. Inc. | MERCURY LIGHTING | LW15-2-2700-40K-HTA-U30-UNI-XXXX | Indoor Luminaires | Linear Ambient | Direct Linear Ambient Luminaires | Standard | FALSE | [9 empty] | 42438 |  |  | Yes |  | 3 | 2598 | 94.27 | 27.56 | 8.23 | 0.948 | 4000 | 80
PJQM9CHV | Mercury Lighting Products Co. Inc. | MERCURY LIGHTING | LW15-4-3800-35K-HTA-U55-UNI-XXXX | Indoor Luminaires | Linear Ambient | Direct Linear Ambient Luminaires | Standard | FALSE | [9 empty] | 42438 |  |  | Yes |  | 3 | 3675 | 99.4 | 36.81 | 8.9 | 0.963 | 3500 | 80
PTUYWPA6 | Mercury Lighting Products Co. Inc. | MERCURY LIGHTING | LW15-2-2100-35K-HTA-U30-UNI-XXXX | Indoor Luminaires | Linear Ambient | Direct Linear Ambient Luminaires | Standard | FALSE | [9 empty] | 42438 |  |  | Yes |  | 3 | 2091 | 91.27 | 22.91 | 8.76 | 0.932 | 3500 | 80
PH56S8AB | Mercury Lighting Products Co. Inc. | MERCURY LIGHTING | LW15-4-4500-35K-HTA-U55-UNI-XXXX | Indoor Luminaires | Linear Ambient | Direct Linear Ambient Luminaires | Standard | FALSE | [9 empty] | 42438 |  |  | Yes |  | 3 | 4394 | 98.59 | 44.57 | 8.74 | 0.97 | 3500 | 80
PCE1HHHJ | Mercury Lighting Products Co. Inc. | MERCURY LIGHTING | LW15-4-5000-35K-HTA-U55-UNI-XXXX | Indoor Luminaires | Linear Ambient | Direct Linear Ambient Luminaires | Standard | FALSE | [9 empty] | 42438 |  |  | Yes |  | 3 | 4852 | 96.98 | 50.03 | 8.64 | 0.973 | 3500 | 80
PBGG7DRF | Mercury Lighting Products Co. Inc. | MERCURY LIGHTING | LW15-2-2300-35K-HTA-U30-UNI-XXXX | Indoor Luminaires | Linear Ambient | Direct Linear Ambient Luminaires | Standard | FALSE | [9 empty] | 42438 |  |  | Yes |  | 3 | 2271 | 91.5 | 24.82 | 8.52 | 0.94 | 3500 | 80
PA2H87GK | Mercury Lighting Products Co. Inc. | MERCURY LIGHTING | LW15-2-2500-35K-HTA-U30-UNI-XXXX | Indoor Luminaires | Linear Ambient | Direct Linear Ambient Luminaires | Standard | FALSE | [9 empty] | 42438 |  |  | Yes |  | 3 | 2470 | 91.31 | 27.05 | 8.28 | 0.947 | 3500 | 80
P2F7GPUB | Mercury Lighting Products Co. Inc. | MERCURY LIGHTING | LW15-2-2700-35K-HTA-U30-UNI-XXXX | Indoor Luminaires | Linear Ambient | Direct Linear Ambient Luminaires | Standard | FALSE | [9 empty] | 42438 |  |  | Yes |  | 3 | 2514 | 91.22 | 27.56 | 8.23 | 0.948 | 3500 | 80
PP7CM7WB | Mercury Lighting Products Co. Inc. | MERCURY LIGHTING | LW15-4-3800-30K-HTA-U55-UNI-XXXX | Indoor Luminaires | Linear Ambient | Direct Linear Ambient Luminaires | Standard | FALSE | [9 empty] | 42438 |  |  | Yes |  | 3 | 3613 | 97.73 | 36.81 | 8.9 | 0.963 | 3000 | 80
P78GZ23S | Mercury Lighting Products Co. Inc. | MERCURY LIGHTING | LW15-2-2100-30K-HTA-U30-UNI-XXXX | Indoor Luminaires | Linear Ambient | Direct Linear Ambient Luminaires | Standard | FALSE | [9 empty] | 42438 |  |  | Yes |  | 3 | 2056 | 89.74 | 22.91 | 8.76 | 0.932 | 3000 | 80
PGMFH49N | Mercury Lighting Products Co. Inc. | MERCURY LIGHTING | LW15-4-4500-30K-HTA-U55-UNI-XXXX | Indoor Luminaires | Linear Ambient | Direct Linear Ambient Luminaires | Standard | FALSE | [9 empty] | 42438 |  |  | Yes |  | 3 | 4320 | 96.93 | 44.57 | 8.74 | 0.97 | 3000 | 80
PKC51E7B | Mercury Lighting Products Co. Inc. | MERCURY LIGHTING | LW15-4-5000-30K-HTA-U55-UNI-XXXX | Indoor Luminaires | Linear Ambient | Direct Linear Ambient Luminaires | Standard | FALSE | [9 empty] | 42438 |  |  | Yes |  | 3 | 4772 | 95.38 | 50.03 | 8.64 | 0.973 | 3000 | 80
P6T6PQDZ | Mercury Lighting Products Co. Inc. | MERCURY LIGHTING | LW15-2-2300-30K-HTA-U30-UNI-XXXX | Indoor Luminaires | Linear Ambient | Direct Linear Ambient Luminaires | Standard | FALSE | [9 empty] | 42438 |  |  | Yes |  | 3 | 2234 | 90.01 | 24.82 | 8.52 | 0.94 | 3000 | 80
P9RB96CW | Mercury Lighting Products Co. Inc. | MERCURY LIGHTING | LW15-2-2500-30K-HTA-U30-UNI-XXXX | Indoor Luminaires | Linear Ambient | Direct Linear Ambient Luminaires | Standard | FALSE | [9 empty] | 42438 |  |  | Yes |  | 3 | 2429 | 89.8 | 27.05 | 8.28 | 0.947 | 3000 | 80
P9T3X7DC | Mercury Lighting Products Co. Inc. | MERCURY LIGHTING | LW15-2-2700-30K-HTA-U30-UNI-XXXX | Indoor Luminaires | Linear Ambient | Direct Linear Ambient Luminaires | Standard | FALSE | [9 empty] | 42438 |  |  | Yes |  | 3 | 2472 | 89.7 | 27.56 | 8.23 | 0.948 | 3000 | 80
PM2WZRPW | JIANGSU SHENGHUI OPTOELECTRONIC COLTD | SUNWEA | SH-TP04PCEU-31835MH | Indoor Luminaires | Linear Ambient | Direct Linear Ambient Luminaires | Standard | TRUE | 3950 | 129.8 | 30.4 | 17.7 | 0.914 | 3447 | 83 | 5 | 50000 | 42437 |  |  | No |  | 3.1 | 3410 | 110 | 31 | 20 | 0.914 | 3500 | 80
P7DMB37Z | Xeleum Lighting | Xeleum | XALF04-M40KUN | Indoor Luminaires | Linear Ambient | Direct Linear Ambient Luminaires | Standard | TRUE | 3622 | 85.3 | 42.44 | 17.79 | 0.895 | 4012 | 82 | 10 | 50000 | 42437 |  |  | Yes |  | 3.1 | 3622 | 85.4 | 42.4 | 14.9 | 0.988 | 4000 | 82
P8DQUNVB | Xeleum Lighting | Xeleum | XALF04-M50KUN | Indoor Luminaires | Linear Ambient | Direct Linear Ambient Luminaires | Standard | TRUE | 4499.8 | 107.7 | 41.79 | 18.65 | 0.892 | 5277 | 81.6 | 10 | 50000 | 42437 |  |  | Yes |  | 3.1 | 4500 | 107.7 | 41.79 | 15.4 | 0.987 | 5000 | 81.6
PDB7PQS4 | JIANGSU SHENGHUI OPTOELECTRONIC COLTD | SUNWEA | SH-TP04PCEU-31850MH | Indoor Luminaires | Linear Ambient | Direct Linear Ambient Luminaires | Standard | FALSE | [9 empty] | 42437 | Not Dimmable | Not Dimmable | No |  | 3.1 | 3410 | 110 | 31 | 20 | 0.914 | 5000 | 80
P98DGAJC | JIANGSU SHENGHUI OPTOELECTRONIC COLTD | SUNWEA | SH-TP04PCEU-31845MH | Indoor Luminaires | Linear Ambient | Direct Linear Ambient Luminaires | Standard | FALSE | [9 empty] | 42437 | Not Dimmable | Not Dimmable | No |  | 3.1 | 3410 | 110 | 31 | 20 | 0.914 | 4500 | 80
PZ2JFPWZ | JIANGSU SHENGHUI OPTOELECTRONIC COLTD | SUNWEA | SH-TP04PCEU-31840MH | Indoor Luminaires | Linear Ambient | Direct Linear Ambient Luminaires | Standard | FALSE | [9 empty] | 42437 | Not Dimmable | Not Dimmable | No |  | 3.1 | 3410 | 110 | 31 | 20 | 0.914 | 4000 | 80
P514ENNV | Hubbell Lighting | Alera | LCV-4-30VL-S-E | Indoor Luminaires | Linear Ambient | Linear Ambient Luminaires w/ Indirect component | Standard | TRUE | 6130 | 84.8 | 72.3 | 11.1 | 0.98 | 3139 | 84 | 5 | 100000 | 42436 |  |  | Yes |  | 3.1 | 6130 | 82.8 | 74 | 9.4 | 0.958 | 3121 | 84
PMM5QUGB | Hubbell Lighting | Alera | LCV-4-30ML-S-E | Indoor Luminaires | Linear Ambient | Linear Ambient Luminaires w/ Indirect component | Standard | TRUE | 4238 | 85.8 | 49.4 | 8.8 | 0.975 | 3138 | 84 | 5 | 100000 | 42436 |  |  | Yes |  | 3.1 | 4077 | 83.2 | 49 | 9.4 | 0.958 | 3121 | 84
PM9RJRYD | Sunpark | SUNPARK | 648STD1-4000K | Indoor Luminaires | Linear Ambient | Direct Linear Ambient Luminaires | Standard | TRUE | 5069.02 | 111.41 | 45.5 | 11 | 0.961 | 4103 | 86.2 | 5 | 90000 | 42436 |  |  | No |  | 3.1 | 5060 | 110 | 46 | 11 | 0.992 | 4000 | 86
PFUW71AC | Hubbell Lighting | Alera | LCV-4-40LW-PERF-E | Indoor Luminaires | Linear Ambient | Linear Ambient Luminaires w/ Indirect component | Standard | TRUE | 3408 | 107.2 | 31.8 | 9.6 | 0.958 | 4147 | 84 | 5 | 100000 | 42436 |  |  | Yes |  | 3.1 | 3408 | 106.5 | 32 | 9.6 | 0.958 | 4147 | 84
P4Z4GMHH | Hubbell Lighting | Alera | LCV-4-30LW-S-E | Indoor Luminaires | Linear Ambient | Linear Ambient Luminaires w/ Indirect component | Standard | TRUE | 3066 | 97 | 31.7 | 9.4 | 0.958 | 3132 | 84 | 5 | 100000 | 42436 |  |  | Yes |  | 3.1 | 2794 | 87.3 | 32 | 9.4 | 0.958 | 3121 | 84
PHN48Y98 | Sunpark | SUNPARK | 624STD1-4000K | Indoor Luminaires | Linear Ambient | Direct Linear Ambient Luminaires | Standard | TRUE | 2738.24 | 119.57 | 22.9 | 8.9 | 0.933 | 4052 | 85.7 | 5 | 90000 | 42436 |  |  | No |  | 3.1 | 2738 | 119 | 23 | 8.9 | 0.993 | 4000 | 85
P85EXUXH | JIANGSU SHENGHUI OPTOELECTRONIC COLTD | SUNWEA | SH-TP04PCEU-31835CH | Indoor Luminaires | Linear Ambient | Direct Linear Ambient Luminaires | Standard | TRUE | 3897 | 127.8 | 30.5 | 19.8 | 0.925 | 3473 | 84 | 5 | 50000 | 42436 |  |  | No |  | 3.1 | 3410 | 110 | 31 | 20 | 0.914 | 3500 | 80
P6CV48BM | Sunpark | SUNPARK | 648STD1-5000K | Indoor Luminaires | Linear Ambient | Direct Linear Ambient Luminaires | Standard | FALSE | [9 empty] | 42436 |  |  | No |  | 3.1 | 5068 | 110 | 46 | 10.9 | 0.993 | 5000 | 83
PJ23231V | Sunpark | SUNPARK | 624STD1-5000K | Indoor Luminaires | Linear Ambient | Direct Linear Ambient Luminaires | Standard | FALSE | [9 empty] | 42436 |  |  | No |  | 3.1 | 2744 | 120 | 23 | 7.8 | 0.994 | 5000 | 83
P4SVCW1Z | Hubbell Lighting | Alera | LCV-8-40VL-PERF-E | Indoor Luminaires | Linear Ambient | Linear Ambient Luminaires w/ Indirect component | Standard | FALSE | [9 empty] | 42436 |  |  | Yes |  | 3.1 | 14204 | 95.9 | 148 | 9.6 | 0.958 | 4147 | 84
PKCKEKEP | Hubbell Lighting | Alera | LCV-8-40VL-S-E | Indoor Luminaires | Linear Ambient | Linear Ambient Luminaires w/ Indirect component | Standard | FALSE | [9 empty] | 42436 |  |  | Yes |  | 3.1 | 13230 | 89.3 | 148 | 9.6 | 0.958 | 4147 | 84
P83WCBW9 | Hubbell Lighting | Alera | LCV-8-40HL-SQP-E | Indoor Luminaires | Linear Ambient | Linear Ambient Luminaires w/ Indirect component | Standard | FALSE | [9 empty] | 42436 |  |  | Yes |  | 3.1 | 11404 | 101.8 | 112 | 9.6 | 0.958 | 4147 | 84
PVM99FUS | Hubbell Lighting | Alera | LCV-8-40HL-PERF-E | Indoor Luminaires | Linear Ambient | Linear Ambient Luminaires w/ Indirect component | Standard | FALSE | [9 empty] | 42436 |  |  | Yes |  | 3.1 | 11020 | 98.4 | 112 | 9.6 | 0.958 | 4147 | 84
PUF37VPU | Hubbell Lighting | Alera | LCV-8-40ML-SQP-E | Indoor Luminaires | Linear Ambient | Linear Ambient Luminaires w/ Indirect component | Standard | FALSE | [9 empty] | 42436 |  |  | Yes |  | 3.1 | 10292 | 91.8 | 112 | 9.6 | 0.958 | 4147 | 84
PFW5QUQ5 | Hubbell Lighting | Alera | LCV-8-40ML-PERF-E | Indoor Luminaires | Linear Ambient | Linear Ambient Luminaires w/ Indirect component | Standard | FALSE | [9 empty] | 42436 |  |  | Yes |  | 3.1 | 9946 | 101.4 | 98 | 9.6 | 0.958 | 4147 | 84
PFWJ7JBJ | Hubbell Lighting | Alera | LCV-8-40HL-S-E | Indoor Luminaires | Linear Ambient | Linear Ambient Luminaires w/ Indirect component | Standard | FALSE | [9 empty] | 42436 |  |  | Yes |  | 3.1 | 9750 | 87 | 112 | 9.6 | 0.958 | 4147 | 84
P4977JP6 | Hubbell Lighting | Alera | LCV-8-40ML-S-E | Indoor Luminaires | Linear Ambient | Linear Ambient Luminaires w/ Indirect component | Standard | FALSE | [9 empty] | 42436 |  |  | Yes |  | 3.1 | 8800 | 89.7 | 98 | 9.6 | 0.958 | 4147 | 84
PCJWXU2B | Hubbell Lighting | Alera | LCV-4-40VL-SQP-E | Indoor Luminaires | Linear Ambient | Linear Ambient Luminaires w/ Indirect component | Standard | FALSE | [9 empty] | 42436 |  |  | Yes |  | 3.1 | 7738 | 104.5 | 74 | 9.6 | 0.958 | 4147 | 84
PFNB16DD | Hubbell Lighting | Alera | LCV-4-40VL-PERF-E | Indoor Luminaires | Linear Ambient | Linear Ambient Luminaires w/ Indirect component | Standard | FALSE | [9 empty] | 42436 |  |  | Yes |  | 3.1 | 7102 | 95.9 | 74 | 9.6 | 0.958 | 4147 | 84
PYQ11QU6 | Hubbell Lighting | Alera | LCV-8-40LW-SQP-E | Indoor Luminaires | Linear Ambient | Linear Ambient Luminaires w/ Indirect component | Standard | FALSE | [9 empty] | 42436 |  |  | Yes |  | 3.1 | 7054 | 110.2 | 64 | 9.6 | 0.958 | 4147 | 84
PHUAXAEB | Hubbell Lighting | Alera | LCV-8-40LW-PERF-E | Indoor Luminaires | Linear Ambient | Linear Ambient Luminaires w/ Indirect component | Standard | FALSE | [9 empty] | 42436 |  |  | Yes |  | 3.1 | 6816 | 106.5 | 64 | 9.6 | 0.958 | 4147 | 84
PN5RERTC | Hubbell Lighting | Alera | LCV-4-40VL-S-E | Indoor Luminaires | Linear Ambient | Linear Ambient Luminaires w/ Indirect component | Standard | FALSE | [9 empty] | 42436 |  |  | Yes |  | 3.1 | 6615 | 89.3 | 74 | 9.6 | 0.958 | 4147 | 84
P2Z2XVWF | Hubbell Lighting | Alera | LCV-8-40LW-S-E | Indoor Luminaires | Linear Ambient | Linear Ambient Luminaires w/ Indirect component | Standard | FALSE | [9 empty] | 42436 |  |  | Yes |  | 3.1 | 6030 | 94.2 | 64 | 9.6 | 0.958 | 4147 | 84
PWA9G6TB | Hubbell Lighting | Alera | LCV-4-40HL-SQP-E | Indoor Luminaires | Linear Ambient | Linear Ambient Luminaires w/ Indirect component | Standard | FALSE | [9 empty] | 42436 |  |  | Yes |  | 3.1 | 5702 | 101.8 | 56 | 9.6 | 0.958 | 4147 | 84
P9GU3ZNR | Hubbell Lighting | Alera | LCV-4-40HL-PERF-E | Indoor Luminaires | Linear Ambient | Linear Ambient Luminaires w/ Indirect component | Standard | FALSE | [9 empty] | 42436 |  |  | Yes |  | 3.1 | 5510 | 98.3 | 56 | 9.6 | 0.958 | 4147 | 84
PA2N6RNM | Hubbell Lighting | Alera | LCV-4-40ML-SQP-E | Indoor Luminaires | Linear Ambient | Linear Ambient Luminaires w/ Indirect component | Standard | FALSE | [9 empty] | 42436 |  |  | Yes |  | 3.1 | 5146 | 91.8 | 56 | 9.6 | 0.958 | 4147 | 84
PA36D7M6 | Hubbell Lighting | Alera | LCV-4-40ML-PERF-E | Indoor Luminaires | Linear Ambient | Linear Ambient Luminaires w/ Indirect component | Standard | FALSE | [9 empty] | 42436 |  |  | Yes |  | 3.1 | 4973 | 101.4 | 49 | 9.6 | 0.958 | 4147 | 84
PF161BUM | Hubbell Lighting | Alera | LCV-4-40HL-S-E | Indoor Luminaires | Linear Ambient | Linear Ambient Luminaires w/ Indirect component | Standard | FALSE | [9 empty] | 42436 |  |  | Yes |  | 3.1 | 4875 | 87 | 56 | 9.6 | 0.958 | 4147 | 84
PNPU4YSY | Hubbell Lighting | Alera | LCV-4-40ML-S-E | Indoor Luminaires | Linear Ambient | Linear Ambient Luminaires w/ Indirect component | Standard | FALSE | [9 empty] | 42436 |  |  | Yes |  | 3.1 | 4400 | 89.7 | 49 | 9.6 | 0.958 | 4147 | 84
PZK5PEPA | Hubbell Lighting | Alera | LCV-4-40LW-SQP-E | Indoor Luminaires | Linear Ambient | Linear Ambient Luminaires w/ Indirect component | Standard | FALSE | [9 empty] | 42436 |  |  | Yes |  | 3.1 | 3527 | 110.2 | 32 | 9.6 | 0.958 | 4147 | 84
P1J9QJFF | Hubbell Lighting | Alera | LCV-4-40LW-S-E | Indoor Luminaires | Linear Ambient | Linear Ambient Luminaires w/ Indirect component | Standard | FALSE | [9 empty] | 42436 |  |  | Yes |  | 3.1 | 3015 | 94.2 | 32 | 9.6 | 0.958 | 4147 | 84
PRR4R33Y | Hubbell Lighting | Alera | LCV-8-40VL-SQP-E | Indoor Luminaires | Linear Ambient | Linear Ambient Luminaires w/ Indirect component | Standard | FALSE | [9 empty] | 42436 |  |  | Yes |  | 3.1 | 15476 | 104.5 | 148 | 9.6 | 0.958 | 4147 | 84
P8ZA81ZF | Hubbell Lighting | Alera | LCV-8-40VL-SQP-ED | Indoor Luminaires | Linear Ambient | Linear Ambient Luminaires w/ Indirect component | Standard | FALSE | [9 empty] | 42436 |  |  | Yes |  | 3.1 | 15476 | 104.5 | 148 | 9.6 | 0.958 | 4147 | 84
P9V8JXMZ | Hubbell Lighting | Alera | LCV-8-40VL-PERF-ED | Indoor Luminaires | Linear Ambient | Linear Ambient Luminaires w/ Indirect component | Standard | FALSE | [9 empty] | 42436 |  |  | Yes |  | 3.1 | 14204 | 95.9 | 148 | 9.6 | 0.958 | 4147 | 84
P76CZNC9 | Hubbell Lighting | Alera | LCV-8-40VL-S-ED | Indoor Luminaires | Linear Ambient | Linear Ambient Luminaires w/ Indirect component | Standard | FALSE | [9 empty] | 42436 |  |  | Yes |  | 3.1 | 13230 | 89.3 | 148 | 9.6 | 0.958 | 4147 | 84
PVR7HF14 | Hubbell Lighting | Alera | LCV-8-40HL-SQP-ED | Indoor Luminaires | Linear Ambient | Linear Ambient Luminaires w/ Indirect component | Standard | FALSE | [9 empty] | 42436 |  |  | Yes |  | 3.1 | 11404 | 101.8 | 112 | 9.6 | 0.958 | 4147 | 84
PDAW75KM | Hubbell Lighting | Alera | LCV-8-40HL-PERF-ED | Indoor Luminaires | Linear Ambient | Linear Ambient Luminaires w/ Indirect component | Standard | FALSE | [9 empty] | 42436 |  |  | Yes |  | 3.1 | 11020 | 98.3 | 112 | 9.6 | 0.958 | 4147 | 84
P7VPBKFA | Hubbell Lighting | Alera | LCV-8-40ML-SQP-ED | Indoor Luminaires | Linear Ambient | Linear Ambient Luminaires w/ Indirect component | Standard | FALSE | [9 empty] | 42436 |  |  | Yes |  | 3.1 | 10292 | 91.8 | 112 | 9.6 | 0.958 | 4147 | 84
PMA51HV4 | Hubbell Lighting | Alera | LCV-8-40ML-PERF-ED | Indoor Luminaires | Linear Ambient | Linear Ambient Luminaires w/ Indirect component | Standard | FALSE | [9 empty] | 42436 |  |  | Yes |  | 3.1 | 9946 | 101.4 | 98 | 9.6 | 0.958 | 4147 | 84
P2YCGRFV | Hubbell Lighting | Alera | LCV-8-40HL-S-ED | Indoor Luminaires | Linear Ambient | Linear Ambient Luminaires w/ Indirect component | Standard | FALSE | [9 empty] | 42436 |  |  | Yes |  | 3.1 | 9750 | 87 | 112 | 9.6 | 0.958 | 4147 | 84
PSAED31D | Hubbell Lighting | Alera | LCV-8-40ML-S-ED | Indoor Luminaires | Linear Ambient | Linear Ambient Luminaires w/ Indirect component | Standard | FALSE | [9 empty] | 42436 |  |  | Yes |  | 3.1 | 8800 | 89.7 | 98 | 9.6 | 0.958 | 4147 | 84
PJTQYZRH | Hubbell Lighting | Alera | LCV-4-40VL-SQP-ED | Indoor Luminaires | Linear Ambient | Linear Ambient Luminaires w/ Indirect component | Standard | FALSE | [9 empty] | 42436 |  |  | Yes |  | 3.1 | 7738 | 104.5 | 74 | 9.6 | 0.958 | 4147 | 84
P6SN8RYT | Hubbell Lighting | Alera | LCV-4-40VL-PERF-ED | Indoor Luminaires | Linear Ambient | Linear Ambient Luminaires w/ Indirect component | Standard | FALSE | [9 empty] | 42436 |  |  | Yes |  | 3.1 | 7102 | 95.9 | 74 | 9.6 | 0.958 | 4147 | 84
PVPF3VW1 | Hubbell Lighting | Alera | LCV-8-40LW-SQP-ED | Indoor Luminaires | Linear Ambient | Linear Ambient Luminaires w/ Indirect component | Standard | FALSE | [9 empty] | 42436 |  |  | Yes |  | 3.1 | 7054 | 110.2 | 64 | 9.6 | 0.958 | 4147 | 84
P419PRH1 | Hubbell Lighting | Alera | LCV-8-40LW-PERF-ED | Indoor Luminaires | Linear Ambient | Linear Ambient Luminaires w/ Indirect component | Standard | FALSE | [9 empty] | 42436 |  |  | Yes |  | 3.1 | 6816 | 106.5 | 64 | 9.6 | 0.958 | 4147 | 84
PJE5V5ER | Hubbell Lighting | Alera | LCV-4-40VL-S-ED | Indoor Luminaires | Linear Ambient | Linear Ambient Luminaires w/ Indirect component | Standard | FALSE | [9 empty] | 42436 |  |  | Yes |  | 3.1 | 6615 | 89.3 | 74 | 9.6 | 0.958 | 4147 | 84
PEBHUA6B | Hubbell Lighting | Alera | LCV-8-40LW-S-ED | Indoor Luminaires | Linear Ambient | Linear Ambient Luminaires w/ Indirect component | Standard | FALSE | [9 empty] | 42436 |  |  | Yes |  | 3.1 | 6030 | 94.2 | 64 | 9.6 | 0.958 | 4147 | 84
PP5DMSHQ | Hubbell Lighting | Alera | LCV-4-40HL-SQP-ED | Indoor Luminaires | Linear Ambient | Linear Ambient Luminaires w/ Indirect component | Standard | FALSE | [9 empty] | 42436 |  |  | Yes |  | 3.1 | 5702 | 101.8 | 56 | 9.6 | 0.958 | 4147 | 84
PM7R78QD | Hubbell Lighting | Alera | LCV-4-40HL-PERF-ED | Indoor Luminaires | Linear Ambient | Linear Ambient Luminaires w/ Indirect component | Standard | FALSE | [9 empty] | 42436 |  |  | Yes |  | 3.1 | 5510 | 98.3 | 56 | 9.6 | 0.958 | 4147 | 84
P2GWBXST | Hubbell Lighting | Alera | LCV-4-40ML-SQP-ED | Indoor Luminaires | Linear Ambient | Linear Ambient Luminaires w/ Indirect component | Standard | FALSE | [9 empty] | 42436 |  |  | Yes |  | 3.1 | 5146 | 91.8 | 56 | 9.6 | 0.958 | 4147 | 84
P3XMDD1U | Hubbell Lighting | Alera | LCV-4-40ML-PERF-ED | Indoor Luminaires | Linear Ambient | Linear Ambient Luminaires w/ Indirect component | Standard | FALSE | [9 empty] | 42436 |  |  | Yes |  | 3.1 | 4973 | 101.4 | 49 | 9.6 | 0.958 | 4147 | 84
PE9NA9XA | Hubbell Lighting | Alera | LCV-4-40HL-S-ED | Indoor Luminaires | Linear Ambient | Linear Ambient Luminaires w/ Indirect component | Standard | FALSE | [9 empty] | 42436 |  |  | Yes |  | 3.1 | 4875 | 87 | 56 | 9.6 | 0.958 | 4147 | 84
P2NANGE4 | Hubbell Lighting | Alera | LCV-4-40ML-S-ED | Indoor Luminaires | Linear Ambient | Linear Ambient Luminaires w/ Indirect component | Standard | FALSE | [9 empty] | 42436 |  |  | Yes |  | 3.1 | 4400 | 89.7 | 49 | 9.6 | 0.958 | 4147 | 84
P5KBZFY1 | Hubbell Lighting | Alera | LCV-4-40LW-SQP-ED | Indoor Luminaires | Linear Ambient | Linear Ambient Luminaires w/ Indirect component | Standard | FALSE | [9 empty] | 42436 |  |  | Yes |  | 3.1 | 3527 | 110.2 | 32 | 9.6 | 0.958 | 4147 | 84
PMMBK5DS | Hubbell Lighting | Alera | LCV-4-40LW-PERF-ED | Indoor Luminaires | Linear Ambient | Linear Ambient Luminaires w/ Indirect component | Standard | FALSE | [9 empty] | 42436 |  |  | Yes |  | 3.1 | 3408 | 106.5 | 32 | 9.6 | 0.958 | 4147 | 84
PMB6MVV7 | Hubbell Lighting | Alera | LCV-4-40LW-S-ED | Indoor Luminaires | Linear Ambient | Linear Ambient Luminaires w/ Indirect component | Standard | FALSE | [9 empty] | 42436 |  |  | Yes |  | 3.1 | 3015 | 94.2 | 32 | 9.6 | 0.958 | 4147 | 84
PMAAR5JM | Hubbell Lighting | Alera | LCV-8-35VL-SQP-E | Indoor Luminaires | Linear Ambient | Linear Ambient Luminaires w/ Indirect component | Standard | FALSE | [9 empty] | 42436 |  |  | Yes |  | 3.1 | 14522 | 98.1 | 148 | 9.4 | 0.958 | 3529 | 85
PSAUMDC3 | Hubbell Lighting | Alera | LCV-8-35VL-PERF-E | Indoor Luminaires | Linear Ambient | Linear Ambient Luminaires w/ Indirect component | Standard | FALSE | [9 empty] | 42436 |  |  | Yes |  | 3.1 | 13328 | 90 | 148 | 9.4 | 0.958 | 3529 | 85
P4Y5HRK9 | Hubbell Lighting | Alera | LCV-8-35VL-S-E | Indoor Luminaires | Linear Ambient | Linear Ambient Luminaires w/ Indirect component | Standard | FALSE | [9 empty] | 42436 |  |  | Yes |  | 3.1 | 12416 | 83.8 | 148 | 9.4 | 0.958 | 3529 | 85
P52WSWFG | Hubbell Lighting | Alera | LCV-8-35HL-SQP-E | Indoor Luminaires | Linear Ambient | Linear Ambient Luminaires w/ Indirect component | Standard | FALSE | [9 empty] | 42436 |  |  | Yes |  | 3.1 | 10702 | 95.5 | 112 | 9.4 | 0.958 | 3529 | 85
PW8SJB96 | Hubbell Lighting | Alera | LCV-8-35HL-PERF-E | Indoor Luminaires | Linear Ambient | Linear Ambient Luminaires w/ Indirect component | Standard | FALSE | [9 empty] | 42436 |  |  | Yes |  | 3.1 | 10342 | 92.3 | 112 | 9.4 | 0.958 | 3529 | 85
P46K6DAS | Hubbell Lighting | Alera | LCV-8-35ML-SQP-E | Indoor Luminaires | Linear Ambient | Linear Ambient Luminaires w/ Indirect component | Standard | FALSE | [9 empty] | 42436 |  |  | Yes |  | 3.1 | 9658 | 98.5 | 98 | 9.4 | 0.958 | 3529 | 85
P4HARU6Z | Hubbell Lighting | Alera | LCV-8-35ML-PERF-E | Indoor Luminaires | Linear Ambient | Linear Ambient Luminaires w/ Indirect component | Standard | FALSE | [9 empty] | 42436 |  |  | Yes |  | 3.1 | 9332 | 95.2 | 98 | 9.4 | 0.958 | 3529 | 85
PKB7FBKU | Hubbell Lighting | Alera | LCV-8-35ML-S-E | Indoor Luminaires | Linear Ambient | Linear Ambient Luminaires w/ Indirect component | Standard | FALSE | [9 empty] | 42436 |  |  | Yes |  | 3.1 | 8258 | 84.2 | 98 | 9.4 | 0.958 | 3529 | 85
PY7S9P81 | Hubbell Lighting | Alera | LCV-4-35VL-SQP-E | Indoor Luminaires | Linear Ambient | Linear Ambient Luminaires w/ Indirect component | Standard | FALSE | [9 empty] | 42436 |  |  | Yes |  | 3.1 | 7261 | 98.1 | 74 | 9.4 | 0.958 | 3529 | 85
P2QKZPM3 | Hubbell Lighting | Alera | LCV-4-35VL-PERF-E | Indoor Luminaires | Linear Ambient | Linear Ambient Luminaires w/ Indirect component | Standard | FALSE | [9 empty] | 42436 |  |  | Yes |  | 3.1 | 6664 | 90 | 74 | 9.4 | 0.958 | 3529 | 85
P1V9TX9S | Hubbell Lighting | Alera | LCV-8-35LW-SQP-E | Indoor Luminaires | Linear Ambient | Linear Ambient Luminaires w/ Indirect component | Standard | FALSE | [9 empty] | 42436 |  |  | Yes |  | 3.1 | 6618 | 103.4 | 64 | 9.4 | 0.958 | 3529 | 85
PSWVRWA8 | Hubbell Lighting | Alera | LCV-8-35LW-PERF-E | Indoor Luminaires | Linear Ambient | Linear Ambient Luminaires w/ Indirect component | Standard | FALSE | [9 empty] | 42436 |  |  | Yes |  | 3.1 | 6396 | 99.9 | 64 | 9.4 | 0.958 | 3529 | 85
P17UEBJB | Hubbell Lighting | Alera | LCV-4-35VL-S-E | Indoor Luminaires | Linear Ambient | Linear Ambient Luminaires w/ Indirect component | Standard | FALSE | [9 empty] | 42436 |  |  | Yes |  | 3.1 | 6208 | 83.8 | 74 | 9.4 | 0.958 | 3529 | 85
PW5T61BQ | Hubbell Lighting | Alera | LCV-8-35LW-S-E | Indoor Luminaires | Linear Ambient | Linear Ambient Luminaires w/ Indirect component | Standard | FALSE | [9 empty] | 42436 |  |  | Yes |  | 3.1 | 5658 | 88.4 | 64 | 9.4 | 0.958 | 3529 | 85
P5M49UAD | Hubbell Lighting | Alera | LCV-4-35HL-SQP-E | Indoor Luminaires | Linear Ambient | Linear Ambient Luminaires w/ Indirect component | Standard | FALSE | [9 empty] | 42436 |  |  | Yes |  | 3.1 | 5351 | 95.5 | 56 | 9.4 | 0.958 | 3529 | 85
PPNKJ5H8 | Hubbell Lighting | Alera | LCV-4-35HL-PERF-E | Indoor Luminaires | Linear Ambient | Linear Ambient Luminaires w/ Indirect component | Standard | FALSE | [9 empty] | 42436 |  |  | Yes |  | 3.1 | 5171 | 92.3 | 56 | 9.4 | 0.958 | 3529 | 85
PT8KHBDS | Hubbell Lighting | Alera | LCV-4-35ML-SQP-E | Indoor Luminaires | Linear Ambient | Linear Ambient Luminaires w/ Indirect component | Standard | FALSE | [9 empty] | 42436 |  |  | Yes |  | 3.1 | 4829 | 98.5 | 49 | 9.4 | 0.958 | 3529 | 85
PJXTR479 | Hubbell Lighting | Alera | LCV-4-35ML-PERF-E | Indoor Luminaires | Linear Ambient | Linear Ambient Luminaires w/ Indirect component | Standard | FALSE | [9 empty] | 42436 |  |  | Yes |  | 3.1 | 4666 | 95.2 | 49 | 9.4 | 0.958 | 3529 | 85
P8EAE3FA | Hubbell Lighting | Alera | LCV-4-35ML-S-E | Indoor Luminaires | Linear Ambient | Linear Ambient Luminaires w/ Indirect component | Standard | FALSE | [9 empty] | 42436 |  |  | Yes |  | 3.1 | 4129 | 84.2 | 49 | 9.4 | 0.958 | 3529 | 85
P8A5DZXS | Hubbell Lighting | Alera | LCV-4-35LW-SQP-E | Indoor Luminaires | Linear Ambient | Linear Ambient Luminaires w/ Indirect component | Standard | FALSE | [9 empty] | 42436 |  |  | Yes |  | 3.1 | 3309 | 103.4 | 32 | 9.4 | 0.958 | 3529 | 85
P5FTV6WM | Hubbell Lighting | Alera | LCV-4-35LW-PERF-E | Indoor Luminaires | Linear Ambient | Linear Ambient Luminaires w/ Indirect component | Standard | FALSE | [9 empty] | 42436 |  |  | Yes |  | 3.1 | 3198 | 99.9 | 32 | 9.4 | 0.958 | 3529 | 85
P4NF8DGY | Hubbell Lighting | Alera | LCV-4-35LW-S-E | Indoor Luminaires | Linear Ambient | Linear Ambient Luminaires w/ Indirect component | Standard | FALSE | [9 empty] | 42436 |  |  | Yes |  | 3.1 | 2829 | 88.4 | 32 | 9.4 | 0.958 | 3529 | 85
P598UPDP | Hubbell Lighting | Alera | LCV-8-35VL-SQP-ED | Indoor Luminaires | Linear Ambient | Linear Ambient Luminaires w/ Indirect component | Standard | FALSE | [9 empty] | 42436 |  |  | Yes |  | 3.1 | 14522 | 98.1 | 148 | 9.4 | 0.958 | 3529 | 85
PQ7666JV | Hubbell Lighting | Alera | LCV-8-35VL-PERF-ED | Indoor Luminaires | Linear Ambient | Linear Ambient Luminaires w/ Indirect component | Standard | FALSE | [9 empty] | 42436 |  |  | Yes |  | 3.1 | 13328 | 90 | 148 | 9.4 | 0.958 | 3529 | 85
PHE9JQ26 | Hubbell Lighting | Alera | LCV-8-35VL-S-ED | Indoor Luminaires | Linear Ambient | Linear Ambient Luminaires w/ Indirect component | Standard | FALSE | [9 empty] | 42436 |  |  | Yes |  | 3.1 | 12416 | 83.8 | 148 | 9.4 | 0.958 | 3529 | 85
PP52SRPM | Hubbell Lighting | Alera | LCV-8-35HL-SQP-ED | Indoor Luminaires | Linear Ambient | Linear Ambient Luminaires w/ Indirect component | Standard | FALSE | [9 empty] | 42436 |  |  | Yes |  | 3.1 | 10702 | 95.5 | 112 | 9.4 | 0.958 | 3529 | 85
PA1XQ41M | Hubbell Lighting | Alera | LCV-8-35HL-PERF-ED | Indoor Luminaires | Linear Ambient | Linear Ambient Luminaires w/ Indirect component | Standard | FALSE | [9 empty] | 42436 |  |  | Yes |  | 3.1 | 10342 | 92.3 | 112 | 9.4 | 0.958 | 3529 | 85
PNKCNB6B | Hubbell Lighting | Alera | LCV-8-35ML-SQP-ED | Indoor Luminaires | Linear Ambient | Linear Ambient Luminaires w/ Indirect component | Standard | FALSE | [9 empty] | 42436 |  |  | Yes |  | 3.1 | 9658 | 98.5 | 98 | 9.4 | 0.958 | 3529 | 85
PY24QNYH | Hubbell Lighting | Alera | LCV-8-35ML-PERF-ED | Indoor Luminaires | Linear Ambient | Linear Ambient Luminaires w/ Indirect component | Standard | FALSE | [9 empty] | 42436 |  |  | Yes |  | 3.1 | 9332 | 95.2 | 98 | 9.4 | 0.958 | 3529 | 85
PYC1QJMG | Hubbell Lighting | Alera | LCV-8-35ML-S-ED | Indoor Luminaires | Linear Ambient | Linear Ambient Luminaires w/ Indirect component | Standard | FALSE | [9 empty] | 42436 |  |  | Yes |  | 3.1 | 8258 | 84.2 | 98 | 9.4 | 0.958 | 3529 | 85
PP2NBU7G | Hubbell Lighting | Alera | LCV-4-35VL-SQP-ED | Indoor Luminaires | Linear Ambient | Linear Ambient Luminaires w/ Indirect component | Standard | FALSE | [9 empty] | 42436 |  |  | Yes |  | 3.1 | 7261 | 98.1 | 74 | 9.4 | 0.958 | 3529 | 85
PNSVNRAD | Hubbell Lighting | Alera | LCV-4-35VL-PERF-ED | Indoor Luminaires | Linear Ambient | Linear Ambient Luminaires w/ Indirect component | Standard | FALSE | [9 empty] | 42436 |  |  | Yes |  | 3.1 | 6664 | 90 | 74 | 9.4 | 0.958 | 3529 | 85
P3RKJGS1 | Hubbell Lighting | Alera | LCV-8-35LW-SQP-ED | Indoor Luminaires | Linear Ambient | Linear Ambient Luminaires w/ Indirect component | Standard | FALSE | [9 empty] | 42436 |  |  | Yes |  | 3.1 | 6618 | 103.4 | 64 | 9.4 | 0.958 | 3529 | 85
PMSPVUB2 | Hubbell Lighting | Alera | LCV-8-35LW-PERF-ED | Indoor Luminaires | Linear Ambient | Linear Ambient Luminaires w/ Indirect component | Standard | FALSE | [9 empty] | 42436 |  |  | Yes |  | 3.1 | 6396 | 99.9 | 64 | 9.4 | 0.958 | 3529 | 85
PEHYTQV5 | Hubbell Lighting | Alera | LCV-4-35VL-S-ED | Indoor Luminaires | Linear Ambient | Linear Ambient Luminaires w/ Indirect component | Standard | FALSE | [9 empty] | 42436 |  |  | Yes |  | 3.1 | 6208 | 83.8 | 74 | 9.4 | 0.958 | 3529 | 85
PWR6EYHD | Hubbell Lighting | Alera | LCV-8-35LW-S-ED | Indoor Luminaires | Linear Ambient | Linear Ambient Luminaires w/ Indirect component | Standard | FALSE | [9 empty] | 42436 |  |  | Yes |  | 3.1 | 5658 | 88.4 | 64 | 9.4 | 0.958 | 3529 | 85
P44WJZAP | Hubbell Lighting | Alera | LCV-4-35HL-SQP-ED | Indoor Luminaires | Linear Ambient | Linear Ambient Luminaires w/ Indirect component | Standard | FALSE | [9 empty] | 42436 |  |  | Yes |  | 3.1 | 5351 | 95.5 | 56 | 9.4 | 0.958 | 3529 | 85
PJM27W19 | Hubbell Lighting | Alera | LCV-4-35HL-PERF-ED | Indoor Luminaires | Linear Ambient | Linear Ambient Luminaires w/ Indirect component | Standard | FALSE | [9 empty] | 42436 |  |  | Yes |  | 3.1 | 5171 | 92.3 | 56 | 9.4 | 0.958 | 3529 | 85
PYZWB7GH | Hubbell Lighting | Alera | LCV-4-35ML-SQP-ED | Indoor Luminaires | Linear Ambient | Linear Ambient Luminaires w/ Indirect component | Standard | FALSE | [9 empty] | 42436 |  |  | Yes |  | 3.1 | 4829 | 98.5 | 49 | 9.4 | 0.958 | 3529 | 85
PKF9JTU7 | Hubbell Lighting | Alera | LCV-4-35ML-PERF-ED | Indoor Luminaires | Linear Ambient | Linear Ambient Luminaires w/ Indirect component | Standard | FALSE | [9 empty] | 42436 |  |  | Yes |  | 3.1 | 4666 | 95.2 | 49 | 9.4 | 0.958 | 3529 | 85
P24WQ7G5 | Hubbell Lighting | Alera | LCV-4-35ML-S-ED | Indoor Luminaires | Linear Ambient | Linear Ambient Luminaires w/ Indirect component | Standard | FALSE | [9 empty] | 42436 |  |  | Yes |  | 3.1 | 4129 | 84.2 | 49 | 9.4 | 0.958 | 3529 | 85
PD3E7ZFZ | Hubbell Lighting | Alera | LCV-4-35LW-SQP-ED | Indoor Luminaires | Linear Ambient | Linear Ambient Luminaires w/ Indirect component | Standard | FALSE | [9 empty] | 42436 |  |  | Yes |  | 3.1 | 3309 | 103.4 | 32 | 9.4 | 0.958 | 3529 | 85
PPK8KVM2 | Hubbell Lighting | Alera | LCV-4-35LW-PERF-ED | Indoor Luminaires | Linear Ambient | Linear Ambient Luminaires w/ Indirect component | Standard | FALSE | [9 empty] | 42436 |  |  | Yes |  | 3.1 | 3198 | 99.9 | 32 | 9.4 | 0.958 | 3529 | 85
PXRYTM1Q | Hubbell Lighting | Alera | LCV-4-35LW-S-ED | Indoor Luminaires | Linear Ambient | Linear Ambient Luminaires w/ Indirect component | Standard | FALSE | [9 empty] | 42436 |  |  | Yes |  | 3.1 | 2829 | 88.4 | 32 | 9.4 | 0.958 | 3529 | 85
P2BETCQD | Hubbell Lighting | Alera | LCV-8-30VL-SQP-E | Indoor Luminaires | Linear Ambient | Linear Ambient Luminaires w/ Indirect component | Standard | FALSE | [9 empty] | 42436 |  |  | Yes |  | 3.1 | 14340 | 96.8 | 148 | 9.4 | 0.958 | 3121 | 84
P537P5CA | Hubbell Lighting | Alera | LCV-8-30VL-PERF-E | Indoor Luminaires | Linear Ambient | Linear Ambient Luminaires w/ Indirect component | Standard | FALSE | [9 empty] | 42436 |  |  | Yes |  | 3.1 | 13162 | 88.9 | 148 | 9.4 | 0.958 | 3121 | 84
PUNSUPJH | Hubbell Lighting | Alera | LCV-8-30VL-S-E | Indoor Luminaires | Linear Ambient | Linear Ambient Luminaires w/ Indirect component | Standard | FALSE | [9 empty] | 42436 |  |  | Yes |  | 3.1 | 12260 | 82.8 | 148 | 9.4 | 0.958 | 3121 | 84
P4DAY9NF | Hubbell Lighting | Alera | LCV-8-30HL-SQP-E | Indoor Luminaires | Linear Ambient | Linear Ambient Luminaires w/ Indirect component | Standard | FALSE | [9 empty] | 42436 |  |  | Yes |  | 3.1 | 10568 | 94.3 | 112 | 9.4 | 0.958 | 3121 | 84
PGDKSWEN | Hubbell Lighting | Alera | LCV-8-30HL-PERF-E | Indoor Luminaires | Linear Ambient | Linear Ambient Luminaires w/ Indirect component | Standard | FALSE | [9 empty] | 42436 |  |  | Yes |  | 3.1 | 10212 | 91.1 | 112 | 9.4 | 0.958 | 3121 | 84
PN8CDC2T | Hubbell Lighting | Alera | LCV-8-30ML-SQP-E | Indoor Luminaires | Linear Ambient | Linear Ambient Luminaires w/ Indirect component | Standard | FALSE | [9 empty] | 42436 |  |  | Yes |  | 3.1 | 9538 | 97.3 | 98 | 9.4 | 0.958 | 3121 | 84
P2CU69TS | Hubbell Lighting | Alera | LCV-8-30ML-PERF-E | Indoor Luminaires | Linear Ambient | Linear Ambient Luminaires w/ Indirect component | Standard | FALSE | [9 empty] | 42436 |  |  | Yes |  | 3.1 | 9216 | 94 | 98 | 9.4 | 0.958 | 3121 | 84
PJTPCC8C | Hubbell Lighting | Alera | LCV-8-30ML-S-E | Indoor Luminaires | Linear Ambient | Linear Ambient Luminaires w/ Indirect component | Standard | FALSE | [9 empty] | 42436 |  |  | Yes |  | 3.1 | 8154 | 83.2 | 98 | 9.4 | 0.958 | 3121 | 84
P7TJEZMQ | Hubbell Lighting | Alera | LCV-4-30VL-SQP-E | Indoor Luminaires | Linear Ambient | Linear Ambient Luminaires w/ Indirect component | Standard | FALSE | [9 empty] | 42436 |  |  | Yes |  | 3.1 | 7170 | 96.8 | 74 | 9.4 | 0.958 | 3121 | 84
PV4C296N | Hubbell Lighting | Alera | LCV-4-30VL-PERF-E | Indoor Luminaires | Linear Ambient | Linear Ambient Luminaires w/ Indirect component | Standard | FALSE | [9 empty] | 42436 |  |  | Yes |  | 3.1 | 6581 | 88.9 | 74 | 9.4 | 0.958 | 3121 | 84
PK6U3735 | Hubbell Lighting | Alera | LCV-8-30LW-SQP-E | Indoor Luminaires | Linear Ambient | Linear Ambient Luminaires w/ Indirect component | Standard | FALSE | [9 empty] | 42436 |  |  | Yes |  | 3.1 | 6536 | 102.1 | 64 | 9.4 | 0.958 | 3121 | 84
PS2VNB14 | Hubbell Lighting | Alera | LCV-8-30LW-PERF-E | Indoor Luminaires | Linear Ambient | Linear Ambient Luminaires w/ Indirect component | Standard | FALSE | [9 empty] | 42436 |  |  | Yes |  | 3.1 | 6316 | 98.6 | 64 | 9.4 | 0.958 | 3121 | 84
PACEXMMJ | Hubbell Lighting | Alera | LCV-8-30LW-S-E | Indoor Luminaires | Linear Ambient | Linear Ambient Luminaires w/ Indirect component | Standard | FALSE | [9 empty] | 42436 |  |  | Yes |  | 3.1 | 5588 | 87.3 | 64 | 9.4 | 0.958 | 3121 | 84
PWF7GEM5 | Hubbell Lighting | Alera | LCV-4-30HL-SQP-E | Indoor Luminaires | Linear Ambient | Linear Ambient Luminaires w/ Indirect component | Standard | FALSE | [9 empty] | 42436 |  |  | Yes |  | 3.1 | 5284 | 94.3 | 56 | 9.4 | 0.958 | 3121 | 84
PTSMB18Y | Hubbell Lighting | Alera | LCV-4-30HL-PERF-E | Indoor Luminaires | Linear Ambient | Linear Ambient Luminaires w/ Indirect component | Standard | FALSE | [9 empty] | 42436 |  |  | Yes |  | 3.1 | 5106 | 91.1 | 56 | 9.4 | 0.958 | 3121 | 84
PNNY51SY | Hubbell Lighting | Alera | LCV-4-30ML-SQP-E | Indoor Luminaires | Linear Ambient | Linear Ambient Luminaires w/ Indirect component | Standard | FALSE | [9 empty] | 42436 |  |  | Yes |  | 3.1 | 4769 | 97.3 | 49 | 9.4 | 0.958 | 3121 | 84
P4NW3QXQ | Hubbell Lighting | Alera | LCV-4-30ML-PERF-E | Indoor Luminaires | Linear Ambient | Linear Ambient Luminaires w/ Indirect component | Standard | FALSE | [9 empty] | 42436 |  |  | Yes |  | 3.1 | 4608 | 94 | 49 | 9.4 | 0.958 | 3121 | 84
P5ZAMHM6 | Hubbell Lighting | Alera | LCV-4-30LW-SQP-E | Indoor Luminaires | Linear Ambient | Linear Ambient Luminaires w/ Indirect component | Standard | FALSE | [9 empty] | 42436 |  |  | Yes |  | 3.1 | 3268 | 102.1 | 32 | 9.4 | 0.958 | 3121 | 84
PKQDC1PW | Hubbell Lighting | Alera | LCV-4-30LW-PERF-E | Indoor Luminaires | Linear Ambient | Linear Ambient Luminaires w/ Indirect component | Standard | FALSE | [9 empty] | 42436 |  |  | Yes |  | 3.1 | 3158 | 98.6 | 32 | 9.4 | 0.958 | 3121 | 84
P85VVE1V | Hubbell Lighting | Alera | LCV-8-30VL-SQP-ED | Indoor Luminaires | Linear Ambient | Linear Ambient Luminaires w/ Indirect component | Standard | FALSE | [9 empty] | 42436 |  |  | Yes |  | 3.1 | 14340 | 96.8 | 148 | 9.4 | 0.958 | 3121 | 84
PU3EQ5Z7 | Hubbell Lighting | Alera | LCV-8-30VL-PERF-ED | Indoor Luminaires | Linear Ambient | Linear Ambient Luminaires w/ Indirect component | Standard | FALSE | [9 empty] | 42436 |  |  | Yes |  | 3.1 | 13162 | 88.9 | 148 | 9.4 | 0.958 | 3121 | 84
PF5RP69G | Hubbell Lighting | Alera | LCV-8-30VL-S-ED | Indoor Luminaires | Linear Ambient | Linear Ambient Luminaires w/ Indirect component | Standard | FALSE | [9 empty] | 42436 |  |  | Yes |  | 3.1 | 12260 | 82.8 | 148 | 9.4 | 0.958 | 3121 | 84
PQ1BSVC9 | Hubbell Lighting | Alera | LCV-8-30HL-SQP-ED | Indoor Luminaires | Linear Ambient | Linear Ambient Luminaires w/ Indirect component | Standard | FALSE | [9 empty] | 42436 |  |  | Yes |  | 3.1 | 10568 | 94.3 | 112 | 9.4 | 0.958 | 3121 | 84
PYC9DMB5 | Hubbell Lighting | Alera | LCV-8-30HL-PERF-ED | Indoor Luminaires | Linear Ambient | Linear Ambient Luminaires w/ Indirect component | Standard | FALSE | [9 empty] | 42436 |  |  | Yes |  | 3.1 | 10212 | 91.1 | 112 | 9.4 | 0.958 | 3121 | 84
PYS554SH | Hubbell Lighting | Alera | LCV-8-30ML-SQP-ED | Indoor Luminaires | Linear Ambient | Linear Ambient Luminaires w/ Indirect component | Standard | FALSE | [9 empty] | 42436 |  |  | Yes |  | 3.1 | 9538 | 97.3 | 98 | 9.4 | 0.958 | 3121 | 84
PBSR53YZ | Hubbell Lighting | Alera | LCV-8-30ML-PERF-ED | Indoor Luminaires | Linear Ambient | Linear Ambient Luminaires w/ Indirect component | Standard | FALSE | [9 empty] | 42436 |  |  | Yes |  | 3.1 | 9216 | 94 | 98 | 9.4 | 0.958 | 3121 | 84
PAV5R1NU | Hubbell Lighting | Alera | LCV-8-30ML-S-ED | Indoor Luminaires | Linear Ambient | Linear Ambient Luminaires w/ Indirect component | Standard | FALSE | [9 empty] | 42436 |  |  | Yes |  | 3.1 | 8154 | 83.2 | 98 | 9.4 | 0.958 | 3121 | 84
PMA6JAJS | Hubbell Lighting | Alera | LCV-4-30VL-SQP-ED | Indoor Luminaires | Linear Ambient | Linear Ambient Luminaires w/ Indirect component | Standard | FALSE | [9 empty] | 42436 |  |  | Yes |  | 3.1 | 7170 | 96.8 | 74 | 9.4 | 0.958 | 3121 | 84
PKEEYCQG | Hubbell Lighting | Alera | LCV-4-30VL-PERF-ED | Indoor Luminaires | Linear Ambient | Linear Ambient Luminaires w/ Indirect component | Standard | FALSE | [9 empty] | 42436 |  |  | Yes |  | 3.1 | 6581 | 88.9 | 74 | 9.4 | 0.958 | 3121 | 84
PJ9RA6RR | Hubbell Lighting | Alera | LCV-8-30LW-SQP-ED | Indoor Luminaires | Linear Ambient | Linear Ambient Luminaires w/ Indirect component | Standard | FALSE | [9 empty] | 42436 |  |  | Yes |  | 3.1 | 6536 | 102.1 | 64 | 9.4 | 0.958 | 3121 | 84
PH65ARHW | Hubbell Lighting | Alera | LCV-8-30LW-PERF-ED | Indoor Luminaires | Linear Ambient | Linear Ambient Luminaires w/ Indirect component | Standard | FALSE | [9 empty] | 42436 |  |  | Yes |  | 3.1 | 6316 | 98.6 | 64 | 9.4 | 0.958 | 3121 | 84
PD5XJPZ1 | Hubbell Lighting | Alera | LCV-4-30VL-S-ED | Indoor Luminaires | Linear Ambient | Linear Ambient Luminaires w/ Indirect component | Standard | FALSE | [9 empty] | 42436 |  |  | Yes |  | 3.1 | 6130 | 82.8 | 74 | 9.4 | 0.958 | 3121 | 84
PSMS5XYA | Hubbell Lighting | Alera | LCV-8-30LW-S-ED | Indoor Luminaires | Linear Ambient | Linear Ambient Luminaires w/ Indirect component | Standard | FALSE | [9 empty] | 42436 |  |  | Yes |  | 3.1 | 5588 | 87.3 | 64 | 9.4 | 0.958 | 3121 | 84
PFQKUXKM | Hubbell Lighting | Alera | LCV-4-30HL-SQP-ED | Indoor Luminaires | Linear Ambient | Linear Ambient Luminaires w/ Indirect component | Standard | FALSE | [9 empty] | 42436 |  |  | Yes |  | 3.1 | 5284 | 94.3 | 56 | 9.4 | 0.958 | 3121 | 84
PMN5VNCA | Hubbell Lighting | Alera | LCV-4-30HL-PERF-ED | Indoor Luminaires | Linear Ambient | Linear Ambient Luminaires w/ Indirect component | Standard | FALSE | [9 empty] | 42436 |  |  | Yes |  | 3.1 | 5106 | 91.1 | 56 | 9.4 | 0.958 | 3121 | 84
PXFYFX2B | Hubbell Lighting | Alera | LCV-4-30ML-SQP-ED | Indoor Luminaires | Linear Ambient | Linear Ambient Luminaires w/ Indirect component | Standard | FALSE | [9 empty] | 42436 |  |  | Yes |  | 3.1 | 4769 | 97.3 | 49 | 9.4 | 0.958 | 3121 | 84
P5J2HWN9 | Hubbell Lighting | Alera | LCV-4-30ML-PERF-ED | Indoor Luminaires | Linear Ambient | Linear Ambient Luminaires w/ Indirect component | Standard | FALSE | [9 empty] | 42436 |  |  | Yes |  | 3.1 | 4608 | 94 | 49 | 9.4 | 0.958 | 3121 | 84
PXTVXU1S | Hubbell Lighting | Alera | LCV-4-30ML-S-ED | Indoor Luminaires | Linear Ambient | Linear Ambient Luminaires w/ Indirect component | Standard | FALSE | [9 empty] | 42436 |  |  | Yes |  | 3.1 | 4077 | 83.2 | 49 | 9.4 | 0.958 | 3121 | 84
PZBEJ8UD | Hubbell Lighting | Alera | LCV-4-30LW-SQP-ED | Indoor Luminaires | Linear Ambient | Linear Ambient Luminaires w/ Indirect component | Standard | FALSE | [9 empty] | 42436 |  |  | Yes |  | 3.1 | 3268 | 102.1 | 32 | 9.4 | 0.958 | 3121 | 84
PNZDX24T | Hubbell Lighting | Alera | LCV-4-30LW-PERF-ED | Indoor Luminaires | Linear Ambient | Linear Ambient Luminaires w/ Indirect component | Standard | FALSE | [9 empty] | 42436 |  |  | Yes |  | 3.1 | 3158 | 98.6 | 32 | 9.4 | 0.958 | 3121 | 84
PX53WBY5 | Hubbell Lighting | Alera | LCV-4-30LW-S-ED | Indoor Luminaires | Linear Ambient | Linear Ambient Luminaires w/ Indirect component | Standard | FALSE | [9 empty] | 42436 |  |  | Yes |  | 3.1 | 2794 | 87.3 | 32 | 9.4 | 0.958 | 3121 | 84
PEVBC5R3 | JIANGSU SHENGHUI OPTOELECTRONIC COLTD | SUNWEA | SH-TP04PCEU-31835CH | Indoor Luminaires | Linear Ambient | Direct Linear Ambient Luminaires | Standard | FALSE | [9 empty] | 42436 | Not Dimmable | Not Dimmable | No |  | 3.1 | 3410 | 110 | 31 | 20 | 0.914 | 5000 | 80
PNKSRJUE | JIANGSU SHENGHUI OPTOELECTRONIC COLTD | SUNWEA | SH-TP04PCEU-31845CH | Indoor Luminaires | Linear Ambient | Direct Linear Ambient Luminaires | Standard | FALSE | [9 empty] | 42436 | Not Dimmable | Not Dimmable | No |  | 3.1 | 3410 | 110 | 31 | 20 | 0.914 | 4500 | 80
P6DUR4Q3 | JIANGSU SHENGHUI OPTOELECTRONIC COLTD | SUNWEA | SH-TP04PCEU-31840CH | Indoor Luminaires | Linear Ambient | Direct Linear Ambient Luminaires | Standard | FALSE | [9 empty] | 42436 | Not Dimmable | Not Dimmable | No |  | 3.1 | 3410 | 110 | 31 | 20 | 0.914 | 4000 | 80
PYUV2BX3 | Zhongshan Luxmode Industrial Co. LTD | Luxmode | LO080-40K | Indoor Luminaires | Linear Ambient | Direct Linear Ambient Luminaires | Standard | TRUE | 3487.76 | 105.08 | 33.19 | 5.9 | 0.959 | 4149 | 86.4 | 5 | 90000 | 42434 |  |  | No |  | 3.1 | 3487.76 | 105.08 | 33.19 | 5.9 | 0.959 | 4149 | 86.4
P19XU99R | Zhongshan Luxmode Industrial Co. LTD | Luxmode | LO085-40K | Indoor Luminaires | Linear Ambient | Direct Linear Ambient Luminaires | Standard | TRUE | 1876.68 | 116.28 | 16.14 | 12.4 | 0.955 | 4179 | 86.7 | 5 | 90000 | 42434 |  |  | No |  | 3.1 | 1876.68 | 116 | 16.1 | 10.1 | 0.993 | 4000 | 85
P88H555X | Zhongshan Luxmode Industrial Co. LTD | Luxmode | LO080-50K | Indoor Luminaires | Linear Ambient | Direct Linear Ambient Luminaires | Standard | FALSE | [9 empty] | 42434 |  |  | No |  | 3.1 | 3741.562 | 113.381 | 33 | 5.9 | 0.959 | 5252 | 86
PRK8PVFQ | Zhongshan Luxmode Industrial Co. LTD | Luxmode | LO085-50K | Indoor Luminaires | Linear Ambient | Direct Linear Ambient Luminaires | Standard | FALSE | [9 empty] | 42434 |  |  | No |  | 3.1 | 2005.03 | 125 | 16 | 10.1 | 0.993 | 5000 | 85
PE1SVHDN | Monmouth Lighting Corp | Monmouth Lighting | LED-W775-4-045L-35K | Indoor Luminaires | Linear Ambient | Direct Linear Ambient Luminaires | Standard | TRUE | 4416.4 | 92.3 | 47.89 | 12.15 | 0.9476 | 3593 | 83.7 | 5 | 50000 | 42432 |  |  | NotYetVerified |  | 3 | 4420.7 | 92.3 | 47.89 | 6.82 | 0.9956 | 3593 | 83.7
PJ55CANN | Monmouth Lighting Corp | Monmouth Lighting | LED-W775-2-025L-35K | Indoor Luminaires | Linear Ambient | Direct Linear Ambient Luminaires | Standard | TRUE | 2539.2 | 87.5 | 29.02 | 18.28 | 0.9257 | 3609 | 83.6 | 5 | 50000 | 42432 |  |  | NotYetVerified |  | 3 | 2541.6 | 88.9 | 29 | 6.21 | 0.9944 | 3609 | 83.6
PMVXF7WS | DLS Global Inc | DLS | DRL-T4-43/50-UNV-XX [Previously DRL-T4-40/50-UNV-DM] | Indoor Luminaires | Linear Ambient | Direct Linear Ambient Luminaires | Standard | TRUE | 4410 | 105 | 41.82 | 20 | 0.906 | 5230 | 83.1 | 5 | 50000 | 42432 |  |  | No |  | 3.1 | 4410 | 105 | 41.82 | 20 | 0.906 | 5000 | 83.1
PNW22PU9 | Magniflood Inc. | Tetris Linear | ML-Trt-Lnr1-24- 20w-UV-30k | Indoor Luminaires | Linear Ambient | Direct Linear Ambient Luminaires | Standard | TRUE | 1927.16 | 91.86 | 20.98 | 12.67 | 0.8835 | 3122 | 83.4 | 5 | 50000 | 42432 |  |  | No |  | 3.1 | 1428.18 | 101 | 14.14 | 10.32 | 0.989 | 3136 | 83.3
P2GGAPXR | Magniflood Inc. | Tetris Linear | ML-Trt-Lnr3-48- 40w-UV-30k | Indoor Luminaires | Linear Ambient | Direct Linear Ambient Luminaires | Standard | TRUE | 3896.58 | 97.66 | 39.9 | 12.33 | 0.8828 | 3123 | 83.9 | 5 | 50000 | 42432 |  |  | No |  | 3.1 | 3896.58 | 97.66 | 39.9 | 12.33 | 0.994 | 3123 | 83.9
PG6GNEQ4 | Magniflood Inc. | Tetris Linear | ML-Trt-Lnr1-48- 40w-UV-30k | Indoor Luminaires | Linear Ambient | Direct Linear Ambient Luminaires | Standard | TRUE | 3852.07 | 96.42 | 39.95 | 12.62 | 0.8823 | 3132 | 83.4 | 5 | 50000 | 42432 |  |  | No |  | 3.1 | 3852.07 | 96.42 | 39.95 | 12.62 | 0.993 | 3132 | 83.4
PCHSR4TW | Magniflood Inc. | Tetris Linear | ML-Trt-Lnr1-48- 30w-UV-30k | Indoor Luminaires | Linear Ambient | Direct Linear Ambient Luminaires | Standard | TRUE | 2850.04 | 99.17 | 28.74 | 10.48 | 0.8805 | 3142 | 83.4 | 5 | 50000 | 42432 |  |  | No |  | 3.1 | 2850.04 | 99.17 | 28.74 | 10.06 | 0.99 | 3142 | 83.4
PQGK8RRN | Magniflood Inc. | Tetris Linear | ML-Trt-Lnr2-48- 40w-UV-30k | Indoor Luminaires | Linear Ambient | Direct Linear Ambient Luminaires | Standard | TRUE | 2850.19 | 101.29 | 28.14 | 15.75 | 0.8796 | 3165 | 84.4 | 5 | 50000 | 42432 |  |  | No |  | 3.1 | 2850.19 | 101.29 | 28.14 | 15.75 | 0.988 | 3165 | 84.4
PA6PSJ1M | Magniflood Inc. | Tetris Linear | ML-Trt-Lnr2-48- 40w-UV-30k | Indoor Luminaires | Linear Ambient | Direct Linear Ambient Luminaires | Standard | TRUE | 3892.57 | 97.68 | 39.85 | 12.5 | 0.8793 | 3136 | 84.3 | 5 | 50000 | 42432 |  |  | No |  | 3.1 | 3892.57 | 97.68 | 39.85 | 12.5 | 0.993 | 3136 | 84.3
P7RSDEDS | Magniflood Inc. | Tetris Linear | ML-Trt-Lnr2-24- 15w-UV-30k | Indoor Luminaires | Linear Ambient | Direct Linear Ambient Luminaires | Standard | TRUE | 1426.28 | 100.77 | 14.15 | 11.12 | 0.8788 | 3151 | 84.2 | 5 | 50000 | 42432 |  |  | No |  | 3.1 | 1426.28 | 100.77 | 14.15 | 10.02 | 0.989 | 3151 | 84.2
P95WHQQ4 | Magniflood Inc. | Tetris Linear | ML-Trt-Lnr1-24- 5w-UV-30k | Indoor Luminaires | Linear Ambient | Direct Linear Ambient Luminaires | Standard | TRUE | 1428.18 | 101 | 14.14 | 10.98 | 0.8785 | 3136 | 83.3 | 5 | 50000 | 42432 |  |  | No |  | 3.1 | 1428.18 | 101 | 14.14 | 10.32 | 0.989 | 3136 | 83.3
P5QS9KH4 | Magniflood Inc. | Tetris Linear | ML-Trt-Lnr3-48- 30w-UV-35k | Indoor Luminaires | Linear Ambient | Direct Linear Ambient Luminaires | Standard | TRUE | 2850.13 | 100.78 | 28.28 | 15.76 | 0.8761 | 3148 | 84 | 5 | 50000 | 42432 |  |  | No |  | 3.1 | 2850.13 | 100.78 | 28.28 | 15.76 | 0.989 | 3148 | 84
P7H8U139 | Magniflood Inc. | Tetris Linear | ML-Trt-Lnr3-24- 20w-UV-30k | Indoor Luminaires | Linear Ambient | Direct Linear Ambient Luminaires | Standard | TRUE | 1955.2 | 98.25 | 19.9 | 12.5 | 0.8761 | 3113 | 83.7 | 5 | 50000 | 42432 |  |  | No |  | 3.1 | 1955.21 | 98.25 | 19.9 | 12.5 | 0.992 | 3113 | 83.7
PKZJTRHE | Magniflood Inc. | Tetris Linear | ML-Trt-Lnr3-24- 15w-UV-30k | Indoor Luminaires | Linear Ambient | Direct Linear Ambient Luminaires | Standard | TRUE | 1426.04 | 98.76 | 14.44 | 15.58 | 0.8748 | 3149 | 83.9 | 5 | 50000 | 42432 |  |  | No |  | 3.1 | 1426.04 | 98.76 | 14.44 | 15.58 | 0.99 | 3149 | 83.9
PB6K41SK | Magniflood Inc. | Tetris Linear | ML-Trt-Lnr2-24- 20w-UV-30k | Indoor Luminaires | Linear Ambient | Direct Linear Ambient Luminaires | Standard | TRUE | 1960.52 | 96.44 | 20.33 | 13.22 | 0.8732 | 3124 | 84.2 | 5 | 50000 | 42432 |  |  | No |  | 3.1 | 1960.52 | 96.44 | 20.33 | 13.22 | 0.991 | 3124 | 84.2
PR58BZC4 | DLS Global Inc | DLS | DRL-T4-43/40-UNV-XX [Previously DRL-T4-40/40-UNV-DM] | Indoor Luminaires | Linear Ambient | Direct Linear Ambient Luminaires | Standard | FALSE | [9 empty] | 42432 |  |  | No |  | 3.1 | 4549 | 100.9 | 45.09 | 20 | 0.906 | 4000 | 83
P5V7T5NV | DLS Global Inc | DLS | DRL-T4-43/35-UNV-XX [Previously DRL-T4-40/35-UNV-DM] | Indoor Luminaires | Linear Ambient | Direct Linear Ambient Luminaires | Standard | FALSE | [9 empty] | 42432 |  |  | No |  | 3.1 | 4618.5 | 102.4 | 45.09 | 20 | 0.906 | 3500 | 83
PEC1J6FB | DLS Global Inc | DLS | DRL-T4-43/30-UNV-XX [Previously DRL-T4-40/30-UNV-DM] | Indoor Luminaires | Linear Ambient | Direct Linear Ambient Luminaires | Standard | FALSE | [9 empty] | 42432 |  |  | No |  | 3.1 | 4688 | 118 | 39.81 | 20 | 0.906 | 3000 | 83
PDM9EHWJ | DLS Global Inc | DLS | DRL-T8-86/30-UNV-XX [Previously DRL-T8-80/30-UNV-DM] | Indoor Luminaires | Linear Ambient | Direct Linear Ambient Luminaires | Standard | FALSE | [9 empty] | 42432 |  |  | No |  | 3.1 | 8587 | 105.6 | 81.32 | 19.4 | 0.907 | 3000 | 82
P7WWDV4V | Magniflood Inc. | Tetris Linear | ML-Trt-Lnr3-24- 15w-UV-50k | Indoor Luminaires | Linear Ambient | Direct Linear Ambient Luminaires | Standard | FALSE | [9 empty] | 42432 |  |  | No |  | 3.1 | 1456.9 | 102.45 | 14.22 | 15.58 | 0.989 | 5300 | 83.6
PYYVZ7P5 | Magniflood Inc. | Tetris Linear | ML-Trt-Lnr2-48- 40w-UV-50k | Indoor Luminaires | Linear Ambient | Direct Linear Ambient Luminaires | Standard | FALSE | [9 empty] | 42432 |  |  | No |  | 3.1 | 3998.56 | 101.15 | 39.53 | 12.5 | 0.992 | 5274 | 84
PZNX5BZA | Magniflood Inc. | Tetris Linear | ML-Trt-Lnr2-48- 40w-UV-50k | Indoor Luminaires | Linear Ambient | Direct Linear Ambient Luminaires | Standard | FALSE | [9 empty] | 42432 |  |  | No |  | 3.1 | 2885.11 | 101.16 | 28.52 | 15.75 | 0.99 | 5272 | 83.7
PXBFFXV3 | Magniflood Inc. | Tetris Linear | ML-Trt-Lnr1-24- 20w-UV-50k | Indoor Luminaires | Linear Ambient | Direct Linear Ambient Luminaires | Standard | FALSE | [9 empty] | 42432 |  |  | No |  | 3.1 | 1473.28 | 102.81 | 14.33 | 10.32 | 0.99 | 5272 | 83.1
P1EFM96W | Magniflood Inc. | Tetris Linear | ML-Trt-Lnr1-24-15w-UV-50k | Indoor Luminaires | Linear Ambient | Direct Linear Ambient Luminaires | Standard | FALSE | [9 empty] | 42432 |  |  | No |  | 3.1 | 1473.28 | 102.81 | 14.33 | 10.32 | 0.99 | 5272 | 83.1
PGGECQGY | Magniflood Inc. | Tetris Linear | ML-Trt-Lnr3-48- 30w-UV-50k | Indoor Luminaires | Linear Ambient | Direct Linear Ambient Luminaires | Standard | FALSE | [9 empty] | 42432 |  |  | No |  | 3.1 | 2895.93 | 101.72 | 28.47 | 15.76 | 0.99 | 5226 | 83.4
P3B23UZX | Magniflood Inc. | Tetris Linear | ML-Trt-Lnr3-48- 40w-UV-50k | Indoor Luminaires | Linear Ambient | Direct Linear Ambient Luminaires | Standard | FALSE | [9 empty] | 42432 |  |  | No |  | 3.1 | 3974.11 | 99.65 | 39.88 | 12.33 | 0.993 | 5218 | 83.4
PVC1KJGT | Magniflood Inc. | Tetris Linear | ML-Trt-Lnr2-24- 20w-UV-50k | Indoor Luminaires | Linear Ambient | Direct Linear Ambient Luminaires | Standard | FALSE | [9 empty] | 42432 |  |  | No |  | 3.1 | 2035.97 | 97.46 | 20.89 | 13.22 | 0.992 | 5216 | 83.5
P3CY6EU6 | Magniflood Inc. | Tetris Linear | ML-Trt-Lnr1-48- 30w-UV-50k | Indoor Luminaires | Linear Ambient | Direct Linear Ambient Luminaires | Standard | FALSE | [9 empty] | 42432 |  |  | No |  | 3.1 | 2915.19 | 103.82 | 28.08 | 10.06 | 0.99 | 5216 | 83
P4CPQ1SM | Magniflood Inc. | Tetris Linear | ML-Trt-Lnr2-24- 15w-UV-50k | Indoor Luminaires | Linear Ambient | Direct Linear Ambient Luminaires | Standard | FALSE | [9 empty] | 42432 |  |  | No |  | 3.1 | 1462.47 | 103.06 | 14.19 | 10.02 | 0.99 | 5210 | 83.4
P32YMA6R | Magniflood Inc. | Tetris Linear | ML-Trt-Lnr1-48- 40w-UV-50k | Indoor Luminaires | Linear Ambient | Direct Linear Ambient Luminaires | Standard | FALSE | [9 empty] | 42432 |  |  | No |  | 3.1 | 3925.76 | 98.34 | 39.92 | 12.62 | 0.994 | 5180 | 82.6
PR1XQKH2 | Magniflood Inc. | Tetris Linear | ML-Trt-Lnr3-24- 20w-UV-50k | Indoor Luminaires | Linear Ambient | Direct Linear Ambient Luminaires | Standard | FALSE | [9 empty] | 42432 |  |  | No |  | 3.1 | 2093.62 | 105.53 | 19.84 | 12.5 | 0.994 | 5160 | 83.1
PTPHY475 | Magniflood Inc. | Tetris Linear | ML-Trt-Lnr2-48- 40w-UV-45k | Indoor Luminaires | Linear Ambient | Direct Linear Ambient Luminaires | Standard | FALSE | [9 empty] | 42432 |  |  | No |  | 3.1 | 2850.19 | 101.29 | 28.14 | 15.75 | 0.988 | 4500 | 84.4
P3CJXTTR | Magniflood Inc. | Tetris Linear | ML-Trt-Lnr2-48- 40w-UV-45k | Indoor Luminaires | Linear Ambient | Direct Linear Ambient Luminaires | Standard | FALSE | [9 empty] | 42432 |  |  | No |  | 3.1 | 3892.57 | 97.68 | 39.85 | 12.5 | 0.993 | 4500 | 84.3
PSN6WCYN | Magniflood Inc. | Tetris Linear | ML-Trt-Lnr2-24- 20w-UV-45k | Indoor Luminaires | Linear Ambient | Direct Linear Ambient Luminaires | Standard | FALSE | [9 empty] | 42432 |  |  | No |  | 3.1 | 1960.52 | 96.44 | 20.33 | 13.22 | 0.991 | 4500 | 84.2
P38DGUA4 | Magniflood Inc. | Tetris Linear | ML-Trt-Lnr2-24- 15w-UV-45k | Indoor Luminaires | Linear Ambient | Direct Linear Ambient Luminaires | Standard | FALSE | [9 empty] | 42432 |  |  | No |  | 3.1 | 1426.28 | 100.77 | 14.15 | 10.02 | 0.989 | 4500 | 84.2
P4EMNNDU | Magniflood Inc. | Tetris Linear | ML-Trt-Lnr3-48- 30w-UV-40k | Indoor Luminaires | Linear Ambient | Direct Linear Ambient Luminaires | Standard | FALSE | [9 empty] | 42432 |  |  | No |  | 3.1 | 2850.13 | 100.78 | 28.28 | 15.76 | 0.989 | 4500 | 84
P4D51H5Z | Magniflood Inc. | Tetris Linear | ML-Trt-Lnr3-24- 15w-UV-45k | Indoor Luminaires | Linear Ambient | Direct Linear Ambient Luminaires | Standard | FALSE | [9 empty] | 42432 |  |  | No |  | 3.1 | 1426.04 | 98.76 | 14.44 | 15.58 | 0.99 | 4500 | 83.9
PJEX7EK8 | Magniflood Inc. | Tetris Linear | ML-Trt-Lnr3-48- 40w-UV-45k | Indoor Luminaires | Linear Ambient | Direct Linear Ambient Luminaires | Standard | FALSE | [9 empty] | 42432 |  |  | No |  | 3.1 | 3896.58 | 97.66 | 39.9 | 12.33 | 0.994 | 4500 | 83.9
PWQ3HPQ5 | Magniflood Inc. | Tetris Linear | ML-Trt-Lnr3-24- 20w-UV-45k | Indoor Luminaires | Linear Ambient | Direct Linear Ambient Luminaires | Standard | FALSE | [9 empty] | 42432 |  |  | No |  | 3.1 | 1955.21 | 98.25 | 19.9 | 12.5 | 0.992 | 4500 | 83.7
PSCJH763 | Magniflood Inc. | Tetris Linear | ML-Trt-Lnr1-48- 40w-UV-45k | Indoor Luminaires | Linear Ambient | Direct Linear Ambient Luminaires | Standard | FALSE | [9 empty] | 42432 |  |  | No |  | 3.1 | 3852.07 | 96.42 | 39.95 | 12.62 | 0.993 | 4500 | 83.4
PD2QGVW1 | Magniflood Inc. | Tetris Linear | ML-Trt-Lnr1-48- 30w-UV-45k | Indoor Luminaires | Linear Ambient | Direct Linear Ambient Luminaires | Standard | FALSE | [9 empty] | 42432 |  |  | No |  | 3.1 | 2850.04 | 99.17 | 28.74 | 10.06 | 0.99 | 4500 | 83.4
PQS9MG9N | Magniflood Inc. | Tetris Linear | ML-Trt-Lnr1-24- 20w-UV-45k | Indoor Luminaires | Linear Ambient | Direct Linear Ambient Luminaires | Standard | FALSE | [9 empty] | 42432 |  |  | No |  | 3.1 | 1428.18 | 101 | 14.14 | 10.32 | 0.989 | 4500 | 83.3
P8QDHDG5 | Magniflood Inc. | Tetris Linear | ML-Trt-Lnr1-24-15w-UV-45k | Indoor Luminaires | Linear Ambient | Direct Linear Ambient Luminaires | Standard | FALSE | [9 empty] | 42432 |  |  | No |  | 3.1 | 1428.18 | 101 | 14.14 | 10.32 | 0.989 | 4500 | 83.3
P6GC23GU | Magniflood Inc. | Tetris Linear | ML-Trt-Lnr2-48- 40w-UV-40k | Indoor Luminaires | Linear Ambient | Direct Linear Ambient Luminaires | Standard | FALSE | [9 empty] | 42432 |  |  | No |  | 3.1 | 2850.19 | 101.29 | 28.14 | 15.75 | 0.988 | 4000 | 84.4
P6XTSA97 | Magniflood Inc. | Tetris Linear | ML-Trt-Lnr2-48- 40w-UV-40k | Indoor Luminaires | Linear Ambient | Direct Linear Ambient Luminaires | Standard | FALSE | [9 empty] | 42432 |  |  | No |  | 3.1 | 3892.57 | 97.68 | 39.85 | 12.5 | 0.993 | 4000 | 84.3
PRGGM8ZD | Magniflood Inc. | Tetris Linear | ML-Trt-Lnr2-24- 20w-UV-40k | Indoor Luminaires | Linear Ambient | Direct Linear Ambient Luminaires | Standard | FALSE | [9 empty] | 42432 |  |  | No |  | 3.1 | 1960.52 | 96.44 | 20.33 | 13.22 | 0.991 | 4000 | 84.2
PVKSEZ71 | Magniflood Inc. | Tetris Linear | ML-Trt-Lnr2-24- 15w-UV-40k | Indoor Luminaires | Linear Ambient | Direct Linear Ambient Luminaires | Standard | FALSE | [9 empty] | 42432 |  |  | No |  | 3.1 | 1426.28 | 100.77 | 14.15 | 10.02 | 0.989 | 4000 | 84.2
PP87JFEM | Magniflood Inc. | Tetris Linear | ML-Trt-Lnr3-48- 30w-UV-45k | Indoor Luminaires | Linear Ambient | Direct Linear Ambient Luminaires | Standard | FALSE | [9 empty] | 42432 |  |  | No |  | 3.1 | 2850.13 | 100.78 | 28.28 | 15.76 | 0.989 | 4000 | 84
PZDPB1CH | Magniflood Inc. | Tetris Linear | ML-Trt-Lnr3-24- 15w-UV-40k | Indoor Luminaires | Linear Ambient | Direct Linear Ambient Luminaires | Standard | FALSE | [9 empty] | 42432 |  |  | No |  | 3.1 | 1426.04 | 98.76 | 14.44 | 15.58 | 0.99 | 4000 | 83.9
P21FEDRB | Magniflood Inc. | Tetris Linear | ML-Trt-Lnr3-48- 40w-UV-40k | Indoor Luminaires | Linear Ambient | Direct Linear Ambient Luminaires | Standard | FALSE | [9 empty] | 42432 |  |  | No |  | 3.1 | 3896.58 | 97.66 | 39.9 | 12.33 | 0.994 | 4000 | 83.9
PUGYGKXR | Magniflood Inc. | Tetris Linear | ML-Trt-Lnr3-24- 20w-UV-40k | Indoor Luminaires | Linear Ambient | Direct Linear Ambient Luminaires | Standard | FALSE | [9 empty] | 42432 |  |  | No |  | 3.1 | 1955.21 | 98.25 | 19.9 | 12.5 | 0.992 | 4000 | 83.7
PHTNP958 | Magniflood Inc. | Tetris Linear | ML-Trt-Lnr1-48- 40w-UV-40k | Indoor Luminaires | Linear Ambient | Direct Linear Ambient Luminaires | Standard | FALSE | [9 empty] | 42432 |  |  | No |  | 3.1 | 3852.07 | 96.42 | 39.95 | 12.62 | 0.993 | 4000 | 83.4
PY3Y4HV8 | Magniflood Inc. | Tetris Linear | ML-Trt-Lnr1-48- 30w-UV-40k | Indoor Luminaires | Linear Ambient | Direct Linear Ambient Luminaires | Standard | FALSE | [9 empty] | 42432 |  |  | No |  | 3.1 | 2850.04 | 99.17 | 28.74 | 10.06 | 0.99 | 4000 | 83.4
PEYAJ5PT | Magniflood Inc. | Tetris Linear | ML-Trt-Lnr1-24-15w-UV-40k | Indoor Luminaires | Linear Ambient | Direct Linear Ambient Luminaires | Standard | FALSE | [9 empty] | 42432 |  |  | No |  | 3.1 | 1428.18 | 101 | 14.14 | 10.32 | 0.989 | 4000 | 83.3
P8RPXFXB | Magniflood Inc. | Tetris Linear | ML-Trt-Lnr1-24- 20w-UV-40k | Indoor Luminaires | Linear Ambient | Direct Linear Ambient Luminaires | Standard | FALSE | [9 empty] | 42432 |  |  | No |  | 3.1 | 1428.18 | 101 | 14.14 | 10.32 | 0.989 | 4000 | 83.3
PFAKQ2WP | Magniflood Inc. | Tetris Linear | ML-Trt-Lnr2-48- 40w-UV-35k | Indoor Luminaires | Linear Ambient | Direct Linear Ambient Luminaires | Standard | FALSE | [9 empty] | 42432 |  |  | No |  | 3.1 | 2850.19 | 101.29 | 28.14 | 15.75 | 0.988 | 3500 | 84.4
PNWFMB8Z | Magniflood Inc. | Tetris Linear | ML-Trt-Lnr2-48- 40w-UV-35k | Indoor Luminaires | Linear Ambient | Direct Linear Ambient Luminaires | Standard | FALSE | [9 empty] | 42432 |  |  | No |  | 3.1 | 3892.57 | 97.68 | 39.85 | 12.5 | 0.993 | 3500 | 84.3
PQ3C7DJG | Magniflood Inc. | Tetris Linear | ML-Trt-Lnr2-24- 20w-UV-35k | Indoor Luminaires | Linear Ambient | Direct Linear Ambient Luminaires | Standard | FALSE | [9 empty] | 42432 |  |  | No |  | 3.1 | 1960.52 | 96.44 | 20.33 | 13.22 | 0.991 | 3500 | 84.2
PGXREA2U | Magniflood Inc. | Tetris Linear | ML-Trt-Lnr2-24- 15w-UV-35k | Indoor Luminaires | Linear Ambient | Direct Linear Ambient Luminaires | Standard | FALSE | [9 empty] | 42432 |  |  | No |  | 3.1 | 1426.28 | 100.77 | 14.15 | 10.02 | 0.989 | 3500 | 84.2
PFAF4G1P | Magniflood Inc. | Tetris Linear | ML-Trt-Lnr3-48- 30w-UV-30k | Indoor Luminaires | Linear Ambient | Direct Linear Ambient Luminaires | Standard | FALSE | [9 empty] | 42432 |  |  | No |  | 3.1 | 2850.13 | 100.78 | 28.28 | 15.76 | 0.989 | 3500 | 84
P3CN29E4 | Magniflood Inc. | Tetris Linear | ML-Trt-Lnr3-24- 15w-UV-35k | Indoor Luminaires | Linear Ambient | Direct Linear Ambient Luminaires | Standard | FALSE | [9 empty] | 42432 |  |  | No |  | 3.1 | 1426.04 | 98.76 | 14.44 | 15.58 | 0.99 | 3500 | 83.9
PQWPFZSB | Magniflood Inc. | Tetris Linear | ML-Trt-Lnr3-48- 40w-UV-35k | Indoor Luminaires | Linear Ambient | Direct Linear Ambient Luminaires | Standard | FALSE | [9 empty] | 42432 |  |  | No |  | 3.1 | 3896.58 | 97.66 | 39.9 | 12.33 | 0.994 | 3500 | 83.9
P975UPX8 | Magniflood Inc. | Tetris Linear | ML-Trt-Lnr3-24- 20w-UV-35k | Indoor Luminaires | Linear Ambient | Direct Linear Ambient Luminaires | Standard | FALSE | [9 empty] | 42432 |  |  | No |  | 3.1 | 1955.21 | 98.25 | 19.9 | 12.5 | 0.992 | 3500 | 83.7
PWV21QW8 | Magniflood Inc. | Tetris Linear | ML-Trt-Lnr1-48- 40w-UV-35k | Indoor Luminaires | Linear Ambient | Direct Linear Ambient Luminaires | Standard | FALSE | [9 empty] | 42432 |  |  | No |  | 3.1 | 3852.07 | 96.42 | 39.95 | 12.62 | 0.993 | 3500 | 83.4
PW5QVSU2 | Magniflood Inc. | Tetris Linear | ML-Trt-Lnr1-48- 30w-UV-35k | Indoor Luminaires | Linear Ambient | Direct Linear Ambient Luminaires | Standard | FALSE | [9 empty] | 42432 |  |  | No |  | 3.1 | 2850.04 | 99.17 | 28.74 | 10.06 | 0.99 | 3500 | 83.4
PN4H4T1M | Magniflood Inc. | Tetris Linear | ML-Trt-Lnr1-24- 20w-UV-35k | Indoor Luminaires | Linear Ambient | Direct Linear Ambient Luminaires | Standard | FALSE | [9 empty] | 42432 |  |  | No |  | 3.1 | 1428.18 | 101 | 14.14 | 10.32 | 0.989 | 3500 | 83.3
PD2HSFTG | Magniflood Inc. | Tetris Linear | ML-Trt-Lnr1-24-15w-UV-35k | Indoor Luminaires | Linear Ambient | Direct Linear Ambient Luminaires | Standard | FALSE | [9 empty] | 42432 |  |  | No |  | 3.1 | 1428.18 | 101 | 14.14 | 10.32 | 0.989 | 3500 | 83.3
PNCYSD5C | Monmouth Lighting Corp | Monmouth Lighting | LED-W775-2-025L-50K | Indoor Luminaires | Linear Ambient | Direct Linear Ambient Luminaires | Standard | FALSE | [9 empty] | 42432 | Dimmable | Continuous Below 10 | NotYetVerified |  | 3 | 2667.6 | 93.4 | 29 | 6.21 | 0.9944 | 5290 | 84.4
PTE9P1AW | Monmouth Lighting Corp | Monmouth Lighting | LED-W775-4-045L-50K | Indoor Luminaires | Linear Ambient | Direct Linear Ambient Luminaires | Standard | FALSE | [9 empty] | 42432 | Dimmable | Continuous Below 10 | NotYetVerified |  | 3 | 4639.8 | 97 | 47.81 | 6.77 | 0.9956 | 5272 | 84.6
P8DUN9DG | Monmouth Lighting Corp | Monmouth Lighting | LED-W775-2-025L-40K | Indoor Luminaires | Linear Ambient | Direct Linear Ambient Luminaires | Standard | FALSE | [9 empty] | 42432 | Dimmable | Continuous Below 10 | NotYetVerified |  | 3 | 2583.6 | 90.4 | 29 | 6.21 | 0.9944 | 4169 | 83.9
P8BFG44J | Monmouth Lighting Corp | Monmouth Lighting | LED-W775-4-045L-40K | Indoor Luminaires | Linear Ambient | Direct Linear Ambient Luminaires | Standard | FALSE | [9 empty] | 42432 | Dimmable | Continuous Below 10 | NotYetVerified |  | 3 | 4493.66 | 93.8852 | 47.8634 | 6.77 | 0.9956 | 4152.107 | 83.9997
P3N2NWG71 | Architectural Lighting Works | Architectural Lighting Works | NV3.5S-2-MED-3500K-0/10v/10-LENS-XX-120 | Indoor Luminaires | Linear Ambient | Direct Linear Ambient Luminaires | Standard | TRUE | 1608 | 86 | 18.72 | 5.56 | 0.982 | 3445 | 84.5 | 5 |  | 42431 |  |  | No |  | 3.1 | 1615 | 86.1 | 18.75 | 5.56 | 0.982 | 3445 | 84.5
P3F4XFSX | Unlimited Lighting Inc | ATTAIN LED | AT-44-15-30K [Qualified at 120V Only] | Indoor Luminaires | Linear Ambient | Direct Linear Ambient Luminaires | Standard | TRUE | 1613.309 | 105.1 | 15.35 | 17.63 | 0.981 | 3013 | 84.1 | 5 | 50000 | 42430 |  |  | No |  | 3.1 | 1500 | 100 | 15 | 20 | 0.9 | 3000 | 80
PKPU8MBC | Unlimited Lighting Inc | ATTAIN LED | AT-21-09-30K [Qualified at 120V Only] | Indoor Luminaires | Linear Ambient | Direct Linear Ambient Luminaires | Standard | TRUE | 927.297 | 103.609 | 8.95 | 18.16 | 0.98 | 2947 | 83.3 | 5 | 50000 | 42430 |  |  | No |  | 3.1 | 900 | 100 | 9 | 20 | 0.9 | 3000 | 80
P49AGRE9 | Unlimited Lighting Inc | ATTAIN LED | AT-11-05-30K [Qualified at 120V Only] | Indoor Luminaires | Linear Ambient | Direct Linear Ambient Luminaires | Standard | TRUE | 516.677 | 103.75 | 4.98 | 19.45 | 0.979 | 2922 | 83.1 | 5 | 50000 | 42430 |  |  | No |  | 3.1 | 500 | 100 | 5 | 20 | 0.9 | 3000 | 80
PFWRQUYJ | Unlimited Lighting Inc | ATTAIN LED | AT-33-12-30K [Qualified at 120V Only] | Indoor Luminaires | Linear Ambient | Direct Linear Ambient Luminaires | Standard | TRUE | 1222.34 | 106.29 | 11.5 | 19.79 | 0.977 | 3021 | 84.2 | 5 | 50000 | 42430 |  |  | No |  | 3.1 | 1200 | 100 | 12 | 20 | 0.9 | 3000 | 80
PT872QGT | Unlimited Lighting Inc | ATTAIN LED | AT-56-18-30K [Qualified at 120V Only] | Indoor Luminaires | Linear Ambient | Direct Linear Ambient Luminaires | Standard | TRUE | 1921.7 | 105 | 18.3 | 18.61 | 0.9479 | 3020 | 83.8 | 5 | 50000 | 42430 |  |  | No |  | 3.1 | 1800 | 100 | 18 | 20 | 0.9 | 3000 | 80
PWYFGGHU | Industrial Lighting Products | Industrial Lighting Products | FZ2A-29WLED-UNIV-50-FRAL-XXXXX [Excludes SD480 and WC] | Indoor Luminaires | Linear Ambient | Direct Linear Ambient Luminaires | Premium | TRUE | 3478 | 120 | 29.1 | 15.3 | 0.935 | 5291 | 85.2 | 5 | 50000 | 42430 |  |  | Yes |  | 3.1 | 3478 | 119.5 | 29.1 | 15.3 | 0.935 | 5000 | 80
PRUY3E1S | Industrial Lighting Products | Industrial Lighting Products | FZ2A-29WLED-UNIV-30-FRAL-XXXXX [Excludes SD480 and WC] | Indoor Luminaires | Linear Ambient | Direct Linear Ambient Luminaires | Premium | TRUE | 3373 | 116 | 29.06 | 15.3 | 0.935 | 3096 | 83.3 | 5 | 50000 | 42430 |  |  | Yes |  | 3.1 | 3373 | 116.1 | 29.06 | 15.3 | 0.935 | 3000 | 80
PC9JSXY3 | Industrial Lighting Products | Industrial Lighting Products | FZ2A-16WLED-UNIV-30-FRAL-XXXXX [Excludes SD480 and WC] | Indoor Luminaires | Linear Ambient | Direct Linear Ambient Luminaires | Premium | TRUE | 1943 | 119 | 16.37 | 15.3 | 0.935 | 3078 | 83.6 | 5 | 50000 | 42430 |  |  | Yes |  | 3.1 | 1943 | 118.7 | 16.37 | 15.3 | 0.935 | 3000 | 80
PPTGF437 | Unlimited Lighting Inc | ATTAIN LED | AT-56-18-50K [Qualified at 120V Only] | Indoor Luminaires | Linear Ambient | Direct Linear Ambient Luminaires | Standard | FALSE | [9 empty] | 42430 |  |  | No |  | 3.1 | 1800 | 100 | 18 | 20 | 0.9 | 5000 | 80
PZRRGGXB | Unlimited Lighting Inc | ATTAIN LED | AT-44-15-50K [Qualified at 120V Only] | Indoor Luminaires | Linear Ambient | Direct Linear Ambient Luminaires | Standard | FALSE | [9 empty] | 42430 |  |  | No |  | 3.1 | 1500 | 100 | 15 | 20 | 0.9 | 5000 | 80
PX589361 | Unlimited Lighting Inc | ATTAIN LED | AT-33-12-50K [Qualified at 120V Only] | Indoor Luminaires | Linear Ambient | Direct Linear Ambient Luminaires | Standard | FALSE | [9 empty] | 42430 |  |  | No |  | 3.1 | 1200 | 100 | 12 | 20 | 0.9 | 5000 | 80
P1D5XV7T | Unlimited Lighting Inc | ATTAIN LED | AT-21-09-50K [Qualified at 120V Only] | Indoor Luminaires | Linear Ambient | Direct Linear Ambient Luminaires | Standard | FALSE | [9 empty] | 42430 |  |  | No |  | 3.1 | 900 | 100 | 9 | 20 | 0.9 | 5000 | 80
PJKKB12Y | Unlimited Lighting Inc | ATTAIN LED | AT-11-05-50K [Qualified at 120V Only] | Indoor Luminaires | Linear Ambient | Direct Linear Ambient Luminaires | Standard | FALSE | [9 empty] | 42430 |  |  | No |  | 3.1 | 500 | 100 | 5 | 20 | 0.9 | 5000 | 80
PHMY1JTR | Unlimited Lighting Inc | ATTAIN LED | AT-56-18-45K [Qualified at 120V Only] | Indoor Luminaires | Linear Ambient | Direct Linear Ambient Luminaires | Standard | FALSE | [9 empty] | 42430 |  |  | No |  | 3.1 | 1800 | 100 | 18 | 20 | 0.9 | 4500 | 80
PK7T8RHE | Unlimited Lighting Inc | ATTAIN LED | AT-44-15-45K [Qualified at 120V Only] | Indoor Luminaires | Linear Ambient | Direct Linear Ambient Luminaires | Standard | FALSE | [9 empty] | 42430 |  |  | No |  | 3.1 | 1500 | 100 | 15 | 20 | 0.9 | 4500 | 80
PYMT7VHB | Unlimited Lighting Inc | ATTAIN LED | AT-33-12-45K [Qualified at 120V Only] | Indoor Luminaires | Linear Ambient | Direct Linear Ambient Luminaires | Standard | FALSE | [9 empty] | 42430 |  |  | No |  | 3.1 | 1200 | 100 | 12 | 20 | 0.9 | 4500 | 80
PQZHQQR5 | Unlimited Lighting Inc | ATTAIN LED | AT-21-09-45K [Qualified at 120V Only] | Indoor Luminaires | Linear Ambient | Direct Linear Ambient Luminaires | Standard | FALSE | [9 empty] | 42430 |  |  | No |  | 3.1 | 900 | 100 | 9 | 20 | 0.9 | 4500 | 80
PBUK9AZT | Unlimited Lighting Inc | ATTAIN LED | AT-11-05-45K [Qualified at 120V Only] | Indoor Luminaires | Linear Ambient | Direct Linear Ambient Luminaires | Standard | FALSE | [9 empty] | 42430 |  |  | No |  | 3.1 | 500 | 100 | 5 | 20 | 0.9 | 4500 | 80
P25N2HHS | Unlimited Lighting Inc | ATTAIN LED | AT-56-18-40K [Qualified at 120V Only] | Indoor Luminaires | Linear Ambient | Direct Linear Ambient Luminaires | Standard | FALSE | [9 empty] | 42430 |  |  | No |  | 3.1 | 1800 | 100 | 18 | 20 | 0.9 | 4000 | 80
PQCCXAYS | Unlimited Lighting Inc | ATTAIN LED | AT-44-15-40K [Qualified at 120V Only] | Indoor Luminaires | Linear Ambient | Direct Linear Ambient Luminaires | Standard | FALSE | [9 empty] | 42430 |  |  | No |  | 3.1 | 1500 | 100 | 15 | 20 | 0.9 | 4000 | 80
P5Y3U775 | Unlimited Lighting Inc | ATTAIN LED | AT-33-12-40K [Qualified at 120V Only] | Indoor Luminaires | Linear Ambient | Direct Linear Ambient Luminaires | Standard | FALSE | [9 empty] | 42430 |  |  | No |  | 3.1 | 1200 | 100 | 12 | 20 | 0.9 | 4000 | 80
P6QWJF52 | Unlimited Lighting Inc | ATTAIN LED | AT-21-09-40K [Qualified at 120V Only] | Indoor Luminaires | Linear Ambient | Direct Linear Ambient Luminaires | Standard | FALSE | [9 empty] | 42430 |  |  | No |  | 3.1 | 900 | 100 | 9 | 20 | 0.9 | 4000 | 80
P4UFP2W2 | Unlimited Lighting Inc | ATTAIN LED | AT-11-05-40K [Qualified at 120V Only] | Indoor Luminaires | Linear Ambient | Direct Linear Ambient Luminaires | Standard | FALSE | [9 empty] | 42430 |  |  | No |  | 3.1 | 500 | 100 | 5 | 20 | 0.9 | 4000 | 80
PSUTG2FH | Unlimited Lighting Inc | ATTAIN LED | AT-56-18-35K [Qualified at 120V Only] | Indoor Luminaires | Linear Ambient | Direct Linear Ambient Luminaires | Standard | FALSE | [9 empty] | 42430 |  |  | No |  | 3.1 | 1800 | 100 | 18 | 20 | 0.9 | 3500 | 80
PE49QPS5 | Unlimited Lighting Inc | ATTAIN LED | AT-44-15-35K [Qualified at 120V Only] | Indoor Luminaires | Linear Ambient | Direct Linear Ambient Luminaires | Standard | FALSE | [9 empty] | 42430 |  |  | No |  | 3.1 | 1500 | 100 | 15 | 20 | 0.9 | 3500 | 80
P3UPRACN | Unlimited Lighting Inc | ATTAIN LED | AT-33-12-35K [Qualified at 120V Only] | Indoor Luminaires | Linear Ambient | Direct Linear Ambient Luminaires | Standard | FALSE | [9 empty] | 42430 |  |  | No |  | 3.1 | 1200 | 100 | 12 | 20 | 0.9 | 3500 | 80
P221WVZQ | Unlimited Lighting Inc | ATTAIN LED | AT-21-09-35K [Qualified at 120V Only] | Indoor Luminaires | Linear Ambient | Direct Linear Ambient Luminaires | Standard | FALSE | [9 empty] | 42430 |  |  | No |  | 3.1 | 900 | 100 | 9 | 20 | 0.9 | 3500 | 80
PDAP7PMW | Unlimited Lighting Inc | ATTAIN LED | AT-11-05-35K [Qualified at 120V Only] | Indoor Luminaires | Linear Ambient | Direct Linear Ambient Luminaires | Standard | FALSE | [9 empty] | 42430 |  |  | No |  | 3.1 | 500 | 100 | 5 | 20 | 0.9 | 3500 | 80
PUJ9YJRR | Industrial Lighting Products | Industrial Lighting Products | FZ2A-16WLED-UNIV-50-FRAL-XXXXX [Excludes SD480 and WC] | Indoor Luminaires | Linear Ambient | Direct Linear Ambient Luminaires | Premium | FALSE | [9 empty] | 42430 |  |  | Yes |  | 3.1 | 2001 | 122.2 | 16.37 | 15.3 | 0.935 | 5000 | 80
PXEQPPGP | Industrial Lighting Products | Industrial Lighting Products | FZ2A-29WLED-UNIV-40-FRAL-XXXXX [Excludes SD480 and WC] | Indoor Luminaires | Linear Ambient | Direct Linear Ambient Luminaires | Premium | FALSE | [9 empty] | 42430 |  |  | Yes |  | 3.1 | 3440 | 118.4 | 29.06 | 15.3 | 0.935 | 4000 | 80
P5145DP8 | Industrial Lighting Products | Industrial Lighting Products | FZ2A-16WLED-UNIV-40-FRAL-XXXXX [Excludes SD480 and WC] | Indoor Luminaires | Linear Ambient | Direct Linear Ambient Luminaires | Premium | FALSE | [9 empty] | 42430 |  |  | Yes |  | 3.1 | 1981 | 121 | 16.37 | 15.3 | 0.935 | 4000 | 80
P76HCMY9 | Industrial Lighting Products | Industrial Lighting Products | FZ2A-29WLED-UNIV-35-FRAL-XXXXX [Excludes SD480 and WC] | Indoor Luminaires | Linear Ambient | Direct Linear Ambient Luminaires | Premium | FALSE | [9 empty] | 42430 |  |  | Yes |  | 3.1 | 3406 | 117.2 | 29.06 | 15.3 | 0.935 | 3500 | 80
PTA331GV | Industrial Lighting Products | Industrial Lighting Products | FZ2A-16WLED-UNIV-35-FRAL-XXXXX [Excludes SD480 and WC] | Indoor Luminaires | Linear Ambient | Direct Linear Ambient Luminaires | Premium | FALSE | [9 empty] | 42430 |  |  | Yes |  | 3.1 | 1962 | 119.9 | 16.37 | 15.3 | 0.935 | 3500 | 80
P14ZXFEH | Shenzhen Syhdee Co.Ltd. | SYHDEE | SYH-DT1238N(3000K) | Indoor Luminaires | Linear Ambient | Direct Linear Ambient Luminaires | Standard | TRUE | 3892.18 | 106.61 | 36.51 | 20.2 | 0.9 | 2949 | 80.1 | 5 | 50000 | 42429 |  |  | No |  | 3 | 3890 | 106.5753 | 36.5 | 20.2 | 0.9 | 3000 | 80
P2DX5GS4 | Shenzhen Syhdee Co.Ltd. | SYHDEE | SYH-DT1238N(5000K) | Indoor Luminaires | Linear Ambient | Direct Linear Ambient Luminaires | Standard | FALSE | [9 empty] | 42429 |  |  | No |  | 3 | 4240 | 114.2857 | 37.1 | 20.2 | 0.9 | 5000 | 80
PNBQBTE8 | Shenzhen Syhdee Co.Ltd. | SYHDEE | SYH-DT1238N(4500K) | Indoor Luminaires | Linear Ambient | Direct Linear Ambient Luminaires | Standard | FALSE | [9 empty] | 42429 |  |  | No |  | 3 | 4150 | 113.6986 | 36.5 | 20.2 | 0.9 | 4500 | 80
P5NEFFUH | Shenzhen Syhdee Co.Ltd. | SYHDEE | SYH-DT1238N(4000K) | Indoor Luminaires | Linear Ambient | Direct Linear Ambient Luminaires | Standard | FALSE | [9 empty] | 42429 |  |  | No |  | 3 | 4080 | 113.0194 | 36.1 | 20.2 | 0.9 | 4000 | 80
P7XK2KTQ | Shenzhen Syhdee Co.Ltd. | SYHDEE | SYH-DT1238N(3500K) | Indoor Luminaires | Linear Ambient | Direct Linear Ambient Luminaires | Standard | FALSE | [9 empty] | 42429 |  |  | No |  | 3 | 3990 | 109.3151 | 36.5 | 20.2 | 0.9 | 3500 | 80
PB3QVTWT | ASD Lighting Corp | ASD | ASD-LVP2SM-4N3150HE(-MS) | Indoor Luminaires | Linear Ambient | Direct Linear Ambient Luminaires | Standard | TRUE | 3774.7 | 121 | 31.2 | 18.15 | 0.908 | 5182 | 84.8 | 5 | 50000 | 42426 |  |  | No |  | 3.1 | 3700 | 120 | 31 | 20 | 0.9 | 5000 | 80
P2YV9GUA | ASD Lighting Corp | ASD | ASD-LVP2SM-4N3135HE(-MS) | Indoor Luminaires | Linear Ambient | Direct Linear Ambient Luminaires | Standard | TRUE | 3452.2 | 115.6 | 29.86 | 18.15 | 0.908 | 3439 | 83 | 5 | 50000 | 42426 |  |  | No |  | 3.1 | 3500 | 115 | 31 | 20 | 0.9 | 3500 | 80
P5SCH27R | ASD Lighting Corp | ASD | ASD-LVP2SM-8N6050HE(-MS) | Indoor Luminaires | Linear Ambient | Direct Linear Ambient Luminaires | Standard | FALSE | [9 empty] | 42426 | Not Dimmable | Not Dimmable | No |  | 3.1 | 7400 | 120 | 60 | 20 | 0.9 | 5000 | 80
P6JPSKU5 | ASD Lighting Corp | ASD | ASD-LVP2SM-8N6040HE(-MS) | Indoor Luminaires | Linear Ambient | Direct Linear Ambient Luminaires | Standard | FALSE | [9 empty] | 42426 | Not Dimmable | Not Dimmable | No |  | 3.1 | 7200 | 117 | 60 | 20 | 0.9 | 4000 | 80
P6JY71CP | ASD Lighting Corp | ASD | ASD-LVP2SM-4N3140HE(-MS) | Indoor Luminaires | Linear Ambient | Direct Linear Ambient Luminaires | Standard | FALSE | [9 empty] | 42426 | Not Dimmable | Not Dimmable | No |  | 3.1 | 3600 | 117 | 31 | 20 | 0.9 | 4000 | 80
PJ98M22E | ASD Lighting Corp | ASD | ASD-LVP2SM-8N6035HE(-MS) | Indoor Luminaires | Linear Ambient | Direct Linear Ambient Luminaires | Standard | FALSE | [9 empty] | 42426 | Not Dimmable | Not Dimmable | No |  | 3.1 | 7000 | 115 | 60 | 20 | 0.9 | 3500 | 80
PZS9W3CC | LED Trail | LED Trail | 32460 (3000K) | Indoor Luminaires | Linear Ambient | Direct Linear Ambient Luminaires | Standard | TRUE | 5577.48 | 97.83 | 57.01 | 10 | 0.927 | 3217 | 84.9 | 5 | 50000 | 42424 |  |  | NotYetVerified |  | 3 | 5400 | 97.83 | 60 | 10 | 0.927 | 3000 | 80
P29GXSJX | LED Trail | LED Trail | 32340 (3000K) | Indoor Luminaires | Linear Ambient | Direct Linear Ambient Luminaires | Standard | TRUE | 3708.72 | 95.88 | 38.76 | 5.84 | 0.916 | 3202 | 84.9 | 5 | 50000 | 42424 |  |  | NotYetVerified |  | 3 | 3500 |  | 40 | 10 | 0.916 | 3000 | 80
PK16EQ75 | LED Trail | LED Trail | 32230 (3000K) | Indoor Luminaires | Linear Ambient | Direct Linear Ambient Luminaires | Standard | TRUE | 2598.17 | 86.87 | 29.91 | 11.41 | 0.915 | 3024 | 81.3 | 5 | 50000 | 42424 |  |  | NotYetVerified |  | 3 | 2700 | 90 | 30 | 10 | 0.915 | 3000 | 80
PYGUQ69S | LED Trail | LED Trail | 32580 (3000K) | Indoor Luminaires | Linear Ambient | Direct Linear Ambient Luminaires | Standard | TRUE | 7473.81 | 96.25 | 77.65 | 5.46 | 0.915 | 3197 | 84.9 | 5 | 50000 | 42424 |  |  | NotYetVerified |  | 3 | 7000 | 87.5 | 80 | 10 | 0.915 | 3000 | 80
PNWYS67Y | LED Trail | LED Trail | 32230 (5000K) | Indoor Luminaires | Linear Ambient | Direct Linear Ambient Luminaires | Standard | FALSE | [9 empty] | 42424 |  |  | NotYetVerified | Product de-listed on 3/25/2016 re-listed on 9/6/2016 due to update | 3 | 30000 | 100 | 30 | 10 | 0.915 | 5000 | 80
P217GC12 | LED Trail | LED Trail | 32580 (5000K) | Indoor Luminaires | Linear Ambient | Direct Linear Ambient Luminaires | Standard | FALSE | [9 empty] | 42424 |  |  | NotYetVerified | Product de-listed on 3/25/2016 re-listed on 9/6/2016 due to update | 3 | 7000 | 87.5 | 80 | 10 | 0.915 | 5000 | 80
P3KEKTGR | LED Trail | LED Trail | 32460 (5000K) | Indoor Luminaires | Linear Ambient | Direct Linear Ambient Luminaires | Standard | FALSE | [9 empty] | 42424 |  |  | NotYetVerified |  | 3 | 5400 | 97.83 | 60 | 10 | 0.927 | 5000 | 80
P9CCBGJ6 | LED Trail | LED Trail | 32340 (5000K) | Indoor Luminaires | Linear Ambient | Direct Linear Ambient Luminaires | Standard | FALSE | [9 empty] | 42424 |  |  | NotYetVerified | Product de-listed on 3/25/2016 re-listed on 9/6/2016 due to update | 3 | 3500 | 87.5 | 40 | 10 | 0.916 | 5000 | 80
PQBVAC5N | LED Trail | LED Trail | 32580 (4500K) | Indoor Luminaires | Linear Ambient | Direct Linear Ambient Luminaires | Standard | FALSE | [9 empty] | 42424 |  |  | NotYetVerified | Product de-listed on 3/25/2016 re-listed on 9/6/2016 due to update | 3 | 7000 | 87.5 | 80 | 10 | 0.915 | 4500 | 80
PTC7B39G | LED Trail | LED Trail | 32460 (4500K) | Indoor Luminaires | Linear Ambient | Direct Linear Ambient Luminaires | Standard | FALSE | [9 empty] | 42424 |  |  | NotYetVerified |  | 3 | 5400 | 97.83 | 60 | 10 | 0.927 | 4500 | 80
PYRD1RSX | LED Trail | LED Trail | 32340 (4500K) | Indoor Luminaires | Linear Ambient | Direct Linear Ambient Luminaires | Standard | FALSE | [9 empty] | 42424 |  |  | NotYetVerified | Product de-listed on 3/25/2016 re-listed on 9/6/2016 due to update | 3 | 3500 | 87.5 | 40 | 10 | 0.916 | 4500 | 80
PJCQAZSP | LED Trail | LED Trail | 32230 (4500K) | Indoor Luminaires | Linear Ambient | Direct Linear Ambient Luminaires | Standard | FALSE | [9 empty] | 42424 |  |  | NotYetVerified | Product de-listed on 3/25/2016 re-listed on 9/6/2016 due to update | 3 | 2700 | 90 | 30 | 10 | 0.915 | 4500 | 80
PW1MJX2G | LED Trail | LED Trail | 32580 (4000K) | Indoor Luminaires | Linear Ambient | Direct Linear Ambient Luminaires | Standard | FALSE | [9 empty] | 42424 |  |  | NotYetVerified | Product de-listed on 3/25/2016 re-listed on 9/6/2016 due to update | 3 | 7000 | 87.5 | 80 | 10 | 0.915 | 4000 | 80
PQSMZ7XD | LED Trail | LED Trail | 32460 (4000K) | Indoor Luminaires | Linear Ambient | Direct Linear Ambient Luminaires | Standard | FALSE | [9 empty] | 42424 |  |  | NotYetVerified |  | 3 | 5400 | 97.83 | 60 | 10 | 0.927 | 4000 | 80
PFFFFG9B | LED Trail | LED Trail | 32340 (4000K) | Indoor Luminaires | Linear Ambient | Direct Linear Ambient Luminaires | Standard | FALSE | [9 empty] | 42424 |  |  | NotYetVerified | Product de-listed on 3/25/2016 re-listed on 9/6/2016 due to update | 3 | 3500 | 87.5 | 40 | 10 | 0.916 | 4000 | 80
PYYZXDCZ | LED Trail | LED Trail | 32230 (4000K) | Indoor Luminaires | Linear Ambient | Direct Linear Ambient Luminaires | Standard | FALSE | [9 empty] | 42424 |  |  | NotYetVerified | Product de-listed on 3/25/2016 re-listed on 9/6/2016 due to update | 3 | 2700 | 90 | 30 | 10 | 0.915 | 4000 | 80
PPJT2GRU | LED Trail | LED Trail | 32580 (3500K) | Indoor Luminaires | Linear Ambient | Direct Linear Ambient Luminaires | Standard | FALSE | [9 empty] | 42424 |  |  | NotYetVerified | Product de-listed on 3/25/2016 re-listed on 9/6/2016 due to update | 3 | 7000 | 87.5 | 80 | 10 | 0.915 | 3500 | 80
PFC5GZJF | LED Trail | LED Trail | 32460 (3500K) | Indoor Luminaires | Linear Ambient | Direct Linear Ambient Luminaires | Standard | FALSE | [9 empty] | 42424 |  |  | NotYetVerified |  | 3 | 5400 | 97.83 | 60 | 10 | 0.927 | 3500 | 80
PF6NFS2D | LED Trail | LED Trail | 32340 (3500K) | Indoor Luminaires | Linear Ambient | Direct Linear Ambient Luminaires | Standard | FALSE | [9 empty] | 42424 |  |  | NotYetVerified | Product de-listed on 3/25/2016 re-listed on 9/6/2016 due to update | 3 | 3500 | 87.5 | 40 | 10 | 0.916 | 3500 | 80
P9V1U8D7 | LED Trail | LED Trail | 32230 (3500K) | Indoor Luminaires | Linear Ambient | Direct Linear Ambient Luminaires | Standard | FALSE | [9 empty] | 42424 |  |  | NotYetVerified | Product de-listed on 3/25/2016 re-listed on 9/6/2016 due to update | 3 | 2700 | 90 | 30 | 10 | 0.915 | 3500 | 80
PQ11NZTB | Ensol Energy Management Solutions Inc. | ENSOL LED | ENS-T5SL2400-60W(3000K) | Indoor Luminaires | Linear Ambient | Direct Linear Ambient Luminaires | Standard | TRUE | 6408.47 | 110.19 | 58.16 | 5.91 | 0.943 | 2975 | 81.2 | 5 | 50000 | 42422 |  |  | No |  | 3.1 | 5100 | 85 | 60 | 10 | 0.9 | 3000 | 80
P1FXYCZS | Ensol Energy Management Solutions Inc. | ENSOL LED | ENS-T5SL900-25W(3000K) | Indoor Luminaires | Linear Ambient | Direct Linear Ambient Luminaires | Standard | TRUE | 2673.75 | 111.04 | 24.08 | 5.93 | 0.92 | 2981 | 81.3 | 5 | 50000 | 42422 |  |  | No |  | 3.1 | 2100 | 84 | 25 | 10 | 0.9 | 3000 | 80
PKW66GXG | Ensol Energy Management Solutions Inc. | ENSOL LED | ENS-SF90L1200-40W(3000K) | Indoor Luminaires | Linear Ambient | Direct Linear Ambient Luminaires | Standard | TRUE | 3776.83 | 97.02 | 38.93 | 5.5 | 0.911 | 2914 | 83.3 | 5 | 50000 | 42422 |  |  | No |  | 3.1 | 3600 | 90 | 40 | 10 | 0.9 | 3000 | 80
PD9HRSJB | Guangzhou Ledia Lighting Technology Company Limited | LEDIA | LD-PD-D030-30C | Indoor Luminaires | Linear Ambient | Direct Linear Ambient Luminaires | Standard | TRUE | 3338.79 | 109.38 | 30.52 | 20.2 | 0.903 | 2991 | 82.9 | 5 | 50000 | 42422 |  |  | No |  | 3.1 | 3100 | 100 | 30 | 20.2 | 0.903 | 3000 | 80
PT3KAPDP | Guangzhou Ledia Lighting Technology Company Limited | LEDIA | LD-PD-D030-30Y | Indoor Luminaires | Linear Ambient | Direct Linear Ambient Luminaires | Standard | TRUE | 3258.83 | 106.91 | 30.54 | 20.2 | 0.903 | 2986 | 83.4 | 5 | 50000 | 42422 |  |  | No |  | 3.1 | 3000 | 100 | 30 | 20.2 | 0.903 | 3000 | 80
PKA8SR4M | Guangzhou Ledia Lighting Technology Company Limited | LEDIA | LD-PD-D040-30C | Indoor Luminaires | Linear Ambient | Direct Linear Ambient Luminaires | Standard | TRUE | 4727.77 | 126.12 | 37.49 | 16.5 | 0.896 | 2980 | 83 | 5 | 50000 | 42422 |  |  | No |  | 3.1 | 4400 | 110 | 40 | 16.5 | 0.896 | 3000 | 80
PMH4EVPR | Guangzhou Ledia Lighting Technology Company Limited | LEDIA | LD-PD-D040-30Y | Indoor Luminaires | Linear Ambient | Direct Linear Ambient Luminaires | Standard | TRUE | 4163.44 | 111.25 | 37.42 | 16.4 | 0.896 | 2976 | 83.4 | 5 | 50000 | 42422 |  |  | No |  | 3.1 | 4000 | 100 | 40 | 16.4 | 0.896 | 3000 | 80
PZF1KVNQ | Guangzhou Ledia Lighting Technology Company Limited | LEDIA | LD-PD-D036-30C | Indoor Luminaires | Linear Ambient | Direct Linear Ambient Luminaires | Standard | TRUE | 4214.26 | 123.9 | 34.01 | 18 | 0.881 | 2984 | 82.9 | 5 | 50000 | 42422 |  |  | No |  | 3.1 | 3960 | 110 | 36 | 18 | 0.881 | 3000 | 80
PZFY41UV | Guangzhou Ledia Lighting Technology Company Limited | LEDIA | LD-PD-D036-30Y | Indoor Luminaires | Linear Ambient | Direct Linear Ambient Luminaires | Standard | TRUE | 3724.74 | 109.55 | 34 | 18 | 0.881 | 2981 | 83.3 | 5 | 50000 | 42422 |  |  | No |  | 3.1 | 3600 | 100 | 36 | 18 | 0.881 | 3000 | 80
PMEA3K7P | Ensol Energy Management Solutions Inc. | ENSOL LED | ENS-T5SL2400-60W(5000K) | Indoor Luminaires | Linear Ambient | Direct Linear Ambient Luminaires | Standard | FALSE | [9 empty] | 42422 |  |  | No |  | 3.1 | 5100 | 85 | 60 | 10 | 0.9 | 5000 | 80
PP4GJ16Q | Ensol Energy Management Solutions Inc. | ENSOL LED | ENS-SF90L1200-40W(5000K) | Indoor Luminaires | Linear Ambient | Direct Linear Ambient Luminaires | Standard | FALSE | [9 empty] | 42422 |  |  | No |  | 3.1 | 3600 | 90 | 40 | 10 | 0.9 | 5000 | 80
PP35JCDR | Ensol Energy Management Solutions Inc. | ENSOL LED | ENS-T5SL900-25W(5000K) | Indoor Luminaires | Linear Ambient | Direct Linear Ambient Luminaires | Standard | FALSE | [9 empty] | 42422 |  |  | No |  | 3.1 | 2100 | 84 | 25 | 10 | 0.9 | 5000 | 80
P4646MB2 | Ensol Energy Management Solutions Inc. | ENSOL LED | ENS-T5SL2400-60W(4500K) | Indoor Luminaires | Linear Ambient | Direct Linear Ambient Luminaires | Standard | FALSE | [9 empty] | 42422 |  |  | No |  | 3.1 | 5100 | 85 | 60 | 10 | 0.9 | 4500 | 80
P57SNRKY | Ensol Energy Management Solutions Inc. | ENSOL LED | ENS-SF90L1200-40W(4500K) | Indoor Luminaires | Linear Ambient | Direct Linear Ambient Luminaires | Standard | FALSE | [9 empty] | 42422 |  |  | No |  | 3.1 | 3600 | 90 | 40 | 10 | 0.9 | 4500 | 80
PGN15FPQ | Ensol Energy Management Solutions Inc. | ENSOL LED | ENS-T5SL900-25W(4500K) | Indoor Luminaires | Linear Ambient | Direct Linear Ambient Luminaires | Standard | FALSE | [9 empty] | 42422 |  |  | No |  | 3.1 | 2100 | 84 | 25 | 10 | 0.9 | 4500 | 80
P1TA3TAU | Ensol Energy Management Solutions Inc. | ENSOL LED | ENS-T5SL2400-60W(4000K) | Indoor Luminaires | Linear Ambient | Direct Linear Ambient Luminaires | Standard | FALSE | [9 empty] | 42422 |  |  | No |  | 3.1 | 5100 | 85 | 60 | 10 | 0.9 | 4000 | 80
PK4SVC6V | Ensol Energy Management Solutions Inc. | ENSOL LED | ENS-SF90L1200-40W(4000K) | Indoor Luminaires | Linear Ambient | Direct Linear Ambient Luminaires | Standard | FALSE | [9 empty] | 42422 |  |  | No |  | 3.1 | 3600 | 90 | 40 | 10 | 0.9 | 4000 | 80
P3BNHVZY | Ensol Energy Management Solutions Inc. | ENSOL LED | ENS-T5SL900-25W(4000K) | Indoor Luminaires | Linear Ambient | Direct Linear Ambient Luminaires | Standard | FALSE | [9 empty] | 42422 |  |  | No |  | 3.1 | 2100 | 84 | 25 | 10 | 0.9 | 4000 | 80
P9T5AVXJ | Ensol Energy Management Solutions Inc. | ENSOL LED | ENS-T5SL2400-60W(3500K) | Indoor Luminaires | Linear Ambient | Direct Linear Ambient Luminaires | Standard | FALSE | [9 empty] | 42422 |  |  | No |  | 3.1 | 5100 | 85 | 60 | 10 | 0.9 | 3500 | 80
P465W2EX | Ensol Energy Management Solutions Inc. | ENSOL LED | ENS-SF90L1200-40W(3500K) | Indoor Luminaires | Linear Ambient | Direct Linear Ambient Luminaires | Standard | FALSE | [9 empty] | 42422 |  |  | No |  | 3.1 | 3600 | 90 | 40 | 10 | 0.9 | 3500 | 80
PEE9J6QN | Ensol Energy Management Solutions Inc. | ENSOL LED | ENS-T5SL900-25W(3500K) | Indoor Luminaires | Linear Ambient | Direct Linear Ambient Luminaires | Standard | FALSE | [9 empty] | 42422 |  |  | No |  | 3.1 | 2100 | 84 | 25 | 10 | 0.9 | 3500 | 80
PGYFGU6Q | Guangzhou Ledia Lighting Technology Company Limited | LEDIA | LD-PD-D030-50C | Indoor Luminaires | Linear Ambient | Direct Linear Ambient Luminaires | Standard | FALSE | [9 empty] | 42422 |  |  | No |  | 3.1 | 3100 | 100 | 30 | 20.2 | 0.903 | 5000 | 80
P5C8UQ1G | Guangzhou Ledia Lighting Technology Company Limited | LEDIA | LD-PD-D030-50Y | Indoor Luminaires | Linear Ambient | Direct Linear Ambient Luminaires | Standard | FALSE | [9 empty] | 42422 |  |  | No |  | 3.1 | 3000 | 100 | 30 | 20.2 | 0.903 | 5000 | 80
PTK2HM6Y | Guangzhou Ledia Lighting Technology Company Limited | LEDIA | LD-PD-D036-50C | Indoor Luminaires | Linear Ambient | Direct Linear Ambient Luminaires | Standard | FALSE | [9 empty] | 42422 |  |  | No |  | 3.1 | 3960 | 110 | 36 | 18 | 0.881 | 5000 | 80
P5HR69GS | Guangzhou Ledia Lighting Technology Company Limited | LEDIA | LD-PD-D036-50Y | Indoor Luminaires | Linear Ambient | Direct Linear Ambient Luminaires | Standard | FALSE | [9 empty] | 42422 |  |  | No |  | 3.1 | 3600 | 100 | 36 | 18 | 0.881 | 5000 | 80
PPM5ASV5 | Guangzhou Ledia Lighting Technology Company Limited | LEDIA | LD-PD-D040-50C | Indoor Luminaires | Linear Ambient | Direct Linear Ambient Luminaires | Standard | FALSE | [9 empty] | 42422 |  |  | No |  | 3.1 | 4400 | 110 | 40 | 16.5 | 0.896 | 5000 | 80
PRYJ6UX5 | Guangzhou Ledia Lighting Technology Company Limited | LEDIA | LD-PD-D040-50Y | Indoor Luminaires | Linear Ambient | Direct Linear Ambient Luminaires | Standard | FALSE | [9 empty] | 42422 |  |  | No |  | 3.1 | 4000 | 100 | 40 | 16.4 | 0.896 | 5000 | 80
PJMDPUM2 | Guangzhou Ledia Lighting Technology Company Limited | LEDIA | LD-PD-D030-45C | Indoor Luminaires | Linear Ambient | Direct Linear Ambient Luminaires | Standard | FALSE | [9 empty] | 42422 |  |  | No |  | 3.1 | 3100 | 100 | 30 | 20.2 | 0.903 | 4500 | 80