## QPL
DESIGNLIGHTS CONSORTIUM (DLC) |  |  |  | Language/Langue:
QUALIFED PRODUCTS LIST (QPL) |  |  |  | English
**This list is for the use of sponsors of the DesignLights Consortium (DLC) in operation of their commercial lighting programs. The QPL is updated regularly. Please refer to the date last updated, below, and check www.designlights.org to ensure you are using the most current version.
NOTES: (1) White rows represent product models that actual test reports were evaluated. Gray rows represent the corresponding family models, of a particular model number, which test reports were not evaluated. (2) "X" in the model number represents wildcard characters for multiple product variations. In these cases, all variations are considered approved. This is done to save space on the QPL.
Last Updated: | 2017-03-31 | By: www.designlights.org
DLC Product Code | Manufacturer Name | Brand Name | Model Number | Category | General Application | Primary Use | Classification | Parent Product | Tested Light Output (lm) | Tested Efficacy (lm/W) | Tested Wattage (W) | Tested Total Harmonic Distortion (THD) | Tested Power Factor | Tested CCT (K) | Tested CRI | Warranty (years) | Rated Lifetime (hours) | Date Qualified | Dimming Status | Dimming Type | Has Intergated Controls | Notes | Technical Requirements Version Number | Reported Light Output (lm) | Reported Luminaire Efficacy (lm/W) | Reported Wattage (W) | Reported Total Harmonic Distortion (THD) | Reported Power Factor | Reported CCT (K) | Reported CRI
P87NW9RU | Philips Gardco | G3 | G3-aa-5-16L-1000-CW-G2 | Outdoor Luminaires | Mid Output | Parking Garage Luminaires | Standard | TRUE | 5854 | 103.1 | 56.77 | 10.6 | 0.957 | 5615 | 74.8 | 5 | 50000 | 42825 |  |  | Yes |  | 4.1 | 5770 | 101.3 | 56.96 | 9.52 | 0.99 | 5615 | 74.8
PCFPR984 | Philips Gardco | G3 | G3-aa-5-16L-400-WW-G2 [120-240V & 480V] | Outdoor Luminaires | Low Output | Parking Garage Luminaires | Standard | TRUE | 2500 | 102.9 | 24.3 | 15.7 | 0.9 | 3017 | 71.7 | 5 | 50000 | 42825 |  |  | Yes |  | 4.1 | 2490 | 102.09 | 24.39 | 19.5 | 0.97 | 3017 | 71.7
P2PRHWSD | Philips Gardco | G3 | G3-aa-1R-32L-800-CW-G2 | Outdoor Luminaires | Mid Output | Parking Garage Luminaires | Standard | FALSE | [9 empty] | 42825 |  |  | Yes |  | 4.1 | 9855.14 | 115.54 | 85.3 | 20 | 0.9 | 5700 | 70
PRMSBYX9 | Philips Gardco | G3 | G3-aa-5-32L-800-CW-G2 | Outdoor Luminaires | Mid Output | Parking Garage Luminaires | Standard | FALSE | [9 empty] | 42825 |  |  | Yes |  | 4.1 | 9608.64 | 112.65 | 85.3 | 20 | 0.9 | 5700 | 70
PUTF5DZU | Philips Gardco | G3 | G3-aa-3-32L-600-CW-G2 | Outdoor Luminaires | Mid Output | Parking Garage Luminaires | Standard | FALSE | [9 empty] | 42825 |  |  | Yes |  | 4.1 | 8073.12 | 127.14 | 63.5 | 20 | 0.9 | 5700 | 70
PU3G8JF9 | Philips Gardco | G3 | G3-aa-1R-32L-600-CW-G2 | Outdoor Luminaires | Mid Output | Parking Garage Luminaires | Standard | FALSE | [9 empty] | 42825 |  |  | Yes |  | 4.1 | 7757.96 | 122.17 | 63.5 | 20 | 0.9 | 5700 | 70
PB5XWEAN | Philips Gardco | G3 | G3-aa-5-32L-600-CW-G2 | Outdoor Luminaires | Mid Output | Parking Garage Luminaires | Standard | FALSE | [9 empty] | 42825 |  |  | Yes |  | 4.1 | 7563.91 | 119.12 | 63.5 | 20 | 0.9 | 5700 | 70
PVZ1EVDN | Philips Gardco | G3 | G3-aa-3-16L-1000-CW-G2 | Outdoor Luminaires | Mid Output | Parking Garage Luminaires | Standard | FALSE | [9 empty] | 42825 |  |  | Yes |  | 4.1 | 6099.74 | 107.01 | 57 | 20 | 0.9 | 5700 | 70
P2TPN9MH | Philips Gardco | G3 | G3-aa-1R-16L-1000-CW-G2 | Outdoor Luminaires | Mid Output | Parking Garage Luminaires | Standard | FALSE | [9 empty] | 42825 |  |  | Yes |  | 4.1 | 5861.61 | 102.84 | 57 | 20 | 0.9 | 5700 | 70
PW6WD556 | Philips Gardco | G3 | G3-aa-3-16L-700-CW-G2 | Outdoor Luminaires | Low Output | Parking Garage Luminaires | Standard | FALSE | [9 empty] | 42825 |  |  | Yes |  | 4.1 | 4588.46 | 127.46 | 36 | 20 | 0.9 | 5700 | 70
P5JXTRW3 | Philips Gardco | G3 | G3-aa-1R-16L-700-CW-G2 | Outdoor Luminaires | Low Output | Parking Garage Luminaires | Standard | FALSE | [9 empty] | 42825 |  |  | Yes |  | 4.1 | 4409.33 | 122.48 | 36 | 20 | 0.9 | 5700 | 70
P45AGT1Z | Philips Gardco | G3 | G3-aa-5-16L-700-CW-G2 | Outdoor Luminaires | Low Output | Parking Garage Luminaires | Standard | FALSE | [9 empty] | 42825 |  |  | Yes |  | 4.1 | 4299.04 | 119.42 | 36 | 20 | 0.9 | 5700 | 70
PMJZHRY5 | Philips Gardco | G3 | G3-aa-3-16L-400-CW-G2 [120-240V & 480V] | Outdoor Luminaires | Low Output | Parking Garage Luminaires | Standard | FALSE | [9 empty] | 42825 |  |  | Yes |  | 4.1 | 2840.87 | 115.48 | 24.6 | 20 | 0.9 | 5700 | 70
PQ6742D5 | Philips Gardco | G3 | G3-aa-1R-16L-400-CW-G2 [120-240V & 480V] | Outdoor Luminaires | Low Output | Parking Garage Luminaires | Standard | FALSE | [9 empty] | 42825 |  |  | Yes |  | 4.1 | 2729.97 | 110.97 | 24.6 | 20 | 0.9 | 5700 | 70
P8QMNKWR | Philips Gardco | G3 | G3-aa-5-16L-400-CW-G2 [120-240V & 480V] | Outdoor Luminaires | Low Output | Parking Garage Luminaires | Standard | FALSE | [9 empty] | 42825 |  |  | Yes |  | 4.1 | 2661.69 | 108.2 | 24.6 | 20 | 0.9 | 5700 | 70
PV7NYNS5 | Philips Gardco | G3 | G3-aa-3-32L-1000-CW-G2 | Outdoor Luminaires | High Output | Parking Garage Luminaires | Standard | FALSE | [9 empty] | 42825 |  |  | Yes |  | 4.1 | 12135.41 | 113.95 | 106.5 | 20 | 0.9 | 5700 | 70
PXHBMWYS | Philips Gardco | G3 | G3-aa-1R-32L-1000-CW-G2 | Outdoor Luminaires | High Output | Parking Garage Luminaires | Standard | FALSE | [9 empty] | 42825 |  |  | Yes |  | 4.1 | 11661.67 | 109.5 | 106.5 | 20 | 0.9 | 5700 | 70
PQVA3CU8 | Philips Gardco | G3 | G3-aa-5-32L-1000-CW-G2 | Outdoor Luminaires | High Output | Parking Garage Luminaires | Standard | FALSE | [9 empty] | 42825 |  |  | Yes |  | 4.1 | 11369.98 | 106.76 | 106.5 | 20 | 0.9 | 5700 | 70
PNM467W1 | Philips Gardco | G3 | G3-aa-3-32L-800-CW-G2 | Outdoor Luminaires | High Output | Parking Garage Luminaires | Standard | FALSE | [9 empty] | 42825 |  |  | Yes |  | 4.1 | 10255.5 | 120.23 | 85.3 | 20 | 0.9 | 5700 | 70
PW2JX3RN | Philips Gardco | G3 | G3-aa-5-32L-800-NW-G2 | Outdoor Luminaires | Mid Output | Parking Garage Luminaires | Standard | FALSE | [9 empty] | 42825 |  |  | Yes |  | 4.1 | 9765 | 114.48 | 85.3 | 20 | 0.9 | 4000 | 70
P9XN8723 | Philips Gardco | G3 | G3-aa-3-32L-600-NW-G2 | Outdoor Luminaires | Mid Output | Parking Garage Luminaires | Standard | FALSE | [9 empty] | 42825 |  |  | Yes |  | 4.1 | 8204.5 | 129.2 | 63.5 | 20 | 0.9 | 4000 | 70
P856NDYA | Philips Gardco | G3 | G3-aa-1R-32L-600-NW-G2 | Outdoor Luminaires | Mid Output | Parking Garage Luminaires | Standard | FALSE | [9 empty] | 42825 |  |  | Yes |  | 4.1 | 7884.2 | 124.16 | 63.5 | 20 | 0.9 | 4000 | 70
PNRG6MHK | Philips Gardco | G3 | G3-aa-5-32L-600-NW-G2 | Outdoor Luminaires | Mid Output | Parking Garage Luminaires | Standard | FALSE | [9 empty] | 42825 |  |  | Yes |  | 4.1 | 7687 | 121.06 | 63.5 | 20 | 0.9 | 4000 | 70
PXWV9JK9 | Philips Gardco | G3 | G3-aa-3-16L-1000-NW-G2 | Outdoor Luminaires | Mid Output | Parking Garage Luminaires | Standard | FALSE | [9 empty] | 42825 |  |  | Yes |  | 4.1 | 6199 | 108.95 | 56.9 | 20 | 0.9 | 4000 | 70
PFAUZE9B | Philips Gardco | G3 | G3-aa-1R-16L-1000-NW-G2 | Outdoor Luminaires | Mid Output | Parking Garage Luminaires | Standard | FALSE | [9 empty] | 42825 |  |  | Yes |  | 4.1 | 5957 | 104.88 | 56.8 | 20 | 0.9 | 4000 | 70
P6ZAZ1PA | Philips Gardco | G3 | G3-aa-5-16L-1000-NW-G2 | Outdoor Luminaires | Mid Output | Parking Garage Luminaires | Standard | FALSE | [9 empty] | 42825 |  |  | Yes |  | 4.1 | 5808 | 101.89 | 57 | 20 | 0.9 | 4000 | 70
P4ER3C2Y | Philips Gardco | G3 | G3-aa-3-16L-700-NW-G2 | Outdoor Luminaires | Low Output | Parking Garage Luminaires | Standard | FALSE | [9 empty] | 42825 |  |  | Yes |  | 4.1 | 4663.13 | 129.53 | 36 | 20 | 0.9 | 4000 | 70
PNHEVPNP | Philips Gardco | G3 | G3-aa-1R-16L-700-NW-G2 | Outdoor Luminaires | Low Output | Parking Garage Luminaires | Standard | FALSE | [9 empty] | 42825 |  |  | Yes |  | 4.1 | 4481.08 | 124.47 | 36 | 20 | 0.9 | 4000 | 70
PW26A1PD | Philips Gardco | G3 | G3-aa-5-16L-700-NW-G2 | Outdoor Luminaires | Low Output | Parking Garage Luminaires | Standard | FALSE | [9 empty] | 42825 |  |  | Yes |  | 4.1 | 4369 | 121.36 | 36 | 20 | 0.9 | 4000 | 70
PP4NSW62 | Philips Gardco | G3 | G3-aa-3-16L-400-NW-G2 [120-240V & 480V] | Outdoor Luminaires | Low Output | Parking Garage Luminaires | Standard | FALSE | [9 empty] | 42825 |  |  | Yes |  | 4.1 | 2887.1 | 117.36 | 24.6 | 20 | 0.9 | 4000 | 70
PX44ZZYS | Philips Gardco | G3 | G3-aa-1R-16L-400-NW-G2 [120-240V & 480V] | Outdoor Luminaires | Low Output | Parking Garage Luminaires | Standard | FALSE | [9 empty] | 42825 |  |  | Yes |  | 4.1 | 2774.39 | 112.78 | 24.6 | 20 | 0.9 | 4000 | 70
PBC3SKTV | Philips Gardco | G3 | G3-aa-5-16L-400-NW-G2 [120-240V & 480V] | Outdoor Luminaires | Low Output | Parking Garage Luminaires | Standard | FALSE | [9 empty] | 42825 |  |  | Yes |  | 4.1 | 2705 | 109.96 | 24.6 | 20 | 0.9 | 4000 | 70
PX4PZNT3 | Philips Gardco | G3 | G3-aa-3-32L-1000-NW-G2 | Outdoor Luminaires | High Output | Parking Garage Luminaires | Standard | FALSE | [9 empty] | 42825 |  |  | Yes |  | 4.1 | 12332.89 | 115.8 | 106.5 | 20 | 0.9 | 4000 | 70
P4UHGCMQ | Philips Gardco | G3 | G3-aa-1R-32L-1000-NW-G2 | Outdoor Luminaires | High Output | Parking Garage Luminaires | Standard | FALSE | [9 empty] | 42825 |  |  | Yes |  | 4.1 | 11851.44 | 111.28 | 106.5 | 20 | 0.9 | 4000 | 70
PD84E4YN | Philips Gardco | G3 | G3-aa-5-32L-1000-NW-G2 | Outdoor Luminaires | High Output | Parking Garage Luminaires | Standard | FALSE | [9 empty] | 42825 |  |  | Yes |  | 4.1 | 11555 | 108.5 | 106.5 | 20 | 0.9 | 4000 | 70
P2GV61Y9 | Philips Gardco | G3 | G3-aa-3-32L-800-NW-G2 | Outdoor Luminaires | High Output | Parking Garage Luminaires | Standard | FALSE | [9 empty] | 42825 |  |  | Yes |  | 4.1 | 10422.39 | 122.19 | 85.3 | 20 | 0.9 | 4000 | 70
P3FK72GN | Philips Gardco | G3 | G3-aa-1R-32L-800-NW-G2 | Outdoor Luminaires | High Output | Parking Garage Luminaires | Standard | FALSE | [9 empty] | 42825 |  |  | Yes |  | 4.1 | 10015.51 | 117.42 | 85.3 | 20 | 0.9 | 4000 | 70
PUF4Y3PF | Philips Gardco | G3 | G3-aa-3-32L-800-WW-G2 | Outdoor Luminaires | Mid Output | Parking Garage Luminaires | Standard | FALSE | [9 empty] | 42825 |  |  | Yes |  | 4.1 | 9116 | 106.87 | 85.3 | 20 | 0.9 | 3000 | 70
PCRQHSU1 | Philips Gardco | G3 | G3-aa-1R-32L-800-WW-G2 | Outdoor Luminaires | Mid Output | Parking Garage Luminaires | Standard | FALSE | [9 empty] | 42825 |  |  | Yes |  | 4.1 | 8760.13 | 102.7 | 85.3 | 20 | 0.9 | 3000 | 70
P6GK5DYD | Philips Gardco | G3 | G3-aa-5-32L-800-WW-G2 | Outdoor Luminaires | Mid Output | Parking Garage Luminaires | Standard | FALSE | [9 empty] | 42825 |  |  | Yes |  | 4.1 | 8541.01 | 100.13 | 85.3 | 20 | 0.9 | 3000 | 70
PPE5Q6GU | Philips Gardco | G3 | G3-aa-3-32L-600-WW-G2 | Outdoor Luminaires | Mid Output | Parking Garage Luminaires | Standard | FALSE | [9 empty] | 42825 |  |  | Yes |  | 4.1 | 7176.11 | 113.01 | 63.5 | 20 | 0.9 | 3000 | 70
P6NH1Z1T | Philips Gardco | G3 | G3-aa-1R-32L-600-WW-G2 | Outdoor Luminaires | Mid Output | Parking Garage Luminaires | Standard | FALSE | [9 empty] | 42825 |  |  | Yes |  | 4.1 | 6895.96 | 108.6 | 63.5 | 20 | 0.9 | 3000 | 70
PCZ5T85D | Philips Gardco | G3 | G3-aa-5-32L-600-WW-G2 | Outdoor Luminaires | Mid Output | Parking Garage Luminaires | Standard | FALSE | [9 empty] | 42825 |  |  | Yes |  | 4.1 | 6723.48 | 105.88 | 63.5 | 20 | 0.9 | 3000 | 70
PX4SJHFN | Philips Gardco | G3 | G3-aa-3-16L-700-WW-G2 | Outdoor Luminaires | Low Output | Parking Garage Luminaires | Standard | FALSE | [9 empty] | 42825 |  |  | Yes |  | 4.1 | 4078.63 | 113.3 | 36 | 20 | 0.9 | 3000 | 70
PXM9T5QR | Philips Gardco | G3 | G3-aa-1R-16L-700-WW-G2 | Outdoor Luminaires | Low Output | Parking Garage Luminaires | Standard | FALSE | [9 empty] | 42825 |  |  | Yes |  | 4.1 | 3919.4 | 108.87 | 36 | 20 | 0.9 | 3000 | 70
PP9MNFW6 | Philips Gardco | G3 | G3-aa-5-16L-700-WW-G2 | Outdoor Luminaires | Low Output | Parking Garage Luminaires | Standard | FALSE | [9 empty] | 42825 |  |  | Yes |  | 4.1 | 3821.37 | 106.15 | 36 | 20 | 0.9 | 3000 | 70
PJMAPX2R | Philips Gardco | G3 | G3-aa-3-16L-400-WW-G2 [120-240V & 480V] | Outdoor Luminaires | Low Output | Parking Garage Luminaires | Standard | FALSE | [9 empty] | 42825 |  |  | Yes |  | 4.1 | 2525.22 | 102.65 | 24.6 | 20 | 0.9 | 3000 | 70
P8CV5JZE | Philips Gardco | G3 | G3-aa-1R-16L-400-WW-G2 [120-240V & 480V] | Outdoor Luminaires | Low Output | Parking Garage Luminaires | Standard | FALSE | [9 empty] | 42825 |  |  | Yes |  | 4.1 | 2426.64 | 98.64 | 24.6 | 20 | 0.9 | 3000 | 70
P9BKGQW9 | Amerillum Brands | Alumen8E | E-CF11L40T25ACU | Outdoor Luminaires | Low Output | Specialty: Canopy Lighting | Standard | TRUE | 2610 | 108.6 | 24.2 | 9.91 | 0.977 | 4134 | 84.5 | 5 | 50000 | 42824 |  |  | No |  | 4.1 | 2610 | 104.4 | 25 | 16.3 | 0.93 | 4000 | 84.9
PSHS1GZ1 | Amerillum Brands | Alumen8E | E-CF11L40T12ACU | Outdoor Luminaires | Low Output | Specialty: Canopy Lighting | Standard | TRUE | 1360 | 113.5 | 11.98 | 16.3 | 0.932 | 4097 | 85 | 5 | 50000 | 42824 |  |  | No |  | 4.1 | 1360 | 113.33 | 12 | 16.3 | 0.93 | 4000 | 84.9
PTSAWEKY | Amerillum Brands | Alumen8E | E-CF11L40T22ACU | Outdoor Luminaires | Low Output | Specialty: Canopy Lighting | Standard | FALSE | [9 empty] | 42824 |  |  | No |  | 4.1 | 2321.54 | 105.52 | 22 | 16.3 | 0.93 | 4000 | 84.9
PHTK7RHZ | Amerillum Brands | Alumen8E | E-CF11L40T20ACU | Outdoor Luminaires | Low Output | Specialty: Canopy Lighting | Standard | FALSE | [9 empty] | 42824 |  |  | No |  | 4.1 | 2129.23 | 106.46 | 20 | 16.3 | 0.93 | 4000 | 84.9
PUH4S4K6 | Amerillum Brands | Alumen8E | E-CF11L40T17ACU | Outdoor Luminaires | Low Output | Specialty: Canopy Lighting | Standard | FALSE | [9 empty] | 42824 |  |  | No |  | 4.1 | 1840.77 | 108.28 | 17 | 16.3 | 0.93 | 4000 | 84.9
PGRHCEJT | Amerillum Brands | Alumen8E | E-CF11L40T15ACU | Outdoor Luminaires | Low Output | Specialty: Canopy Lighting | Standard | FALSE | [9 empty] | 42824 |  |  | No |  | 4.1 | 1648.46 | 109.9 | 15 | 16.3 | 0.93 | 4000 | 84.9
PA2EHZJ1 | V-TAC USA CORP. | V-TAC | VT-CPC-40W-830 | Outdoor Luminaires | Low Output | Parking Garage Luminaires | Standard | TRUE | 3855.2 | 94.56 | 40.77 | 14.87 | 0.92 | 3028 | 70.5 | 5 | 50000 | 42824 |  |  | No |  | 4.1 | 3885.1 | 95.29 | 40.77 | 14.87 | 0.92 | 3000 | 70.5
PX959GED | V-TAC USA CORP. | V-TAC | VT-CPC-60W-840 | Outdoor Luminaires | Mid Output | Parking Garage Luminaires | Standard | TRUE | 5859.6 | 99.53 | 58.87 | 18.96 | 0.9089 | 4107 | 73.7 | 5 | 50000 | 42824 |  |  | No |  | 4.1 | 5908 | 100.44 | 58.82 | 18.96 | 0.91 | 4000 | 73.7
P6JWBQDK | V-TAC USA CORP. | V-TAC | VT-CPC-60W-850 | Outdoor Luminaires | Mid Output | Parking Garage Luminaires | Standard | FALSE | [9 empty] | 42824 |  |  | No |  | 4.1 | 6055.7 | 102.92 | 58.83 | 18.96 | 0.91 | 5000 | 73.7
PFFYWVRH | V-TAC USA CORP. | V-TAC | VT-CPC-40W-850 | Outdoor Luminaires | Low Output | Parking Garage Luminaires | Standard | FALSE | [9 empty] | 42824 |  |  | No |  | 4.1 | 4302.6 | 107.38 | 40.07 | 14.87 | 0.92 | 5000 | 70.5
PBYXVBEE | V-TAC USA CORP. | V-TAC | VT-CPC-60W-845 | Outdoor Luminaires | Mid Output | Parking Garage Luminaires | Standard | FALSE | [9 empty] | 42824 |  |  | No |  | 4.1 | 5981.3 | 101.67 | 58.83 | 18.96 | 0.91 | 4500 | 73.7
P1K3HN9S | V-TAC USA CORP. | V-TAC | VT-CPC-40W-845 | Outdoor Luminaires | Low Output | Parking Garage Luminaires | Standard | FALSE | [9 empty] | 42824 |  |  | No |  | 4.1 | 4198.2 | 104.77 | 40.07 | 14.87 | 0.92 | 4500 | 70.5
PY5NS7BG | V-TAC USA CORP. | V-TAC | VT-CPC-40W-840 | Outdoor Luminaires | Low Output | Parking Garage Luminaires | Standard | FALSE | [9 empty] | 42824 |  |  | No |  | 4.1 | 4093.9 | 102.17 | 40.07 | 14.87 | 0.92 | 4000 | 70.5
P5RPU75A | V-TAC USA CORP. | V-TAC | VT-CPC-40W-835 | Outdoor Luminaires | Low Output | Parking Garage Luminaires | Standard | FALSE | [9 empty] | 42824 |  |  | No |  | 4.1 | 3989.5 | 99.56 | 40.07 | 14.87 | 0.92 | 3500 | 70.5
PJPD8N6C | Bravoled Lighting Manufacturing Co. Ltd. | Bravoled | BL-CNPA-50W-277-30 | Outdoor Luminaires | Mid Output | Parking Garage Luminaires | Standard | TRUE | 5231.48 | 110.86 | 47.19 | 14.6 | 0.912 | 2978 | 83.7 | 5 | 50000 | 42823 |  |  | No |  | 4.1 | 5231.4 | 110.8 | 47.1 | 14.6 | 0.91 | 2978 | 83.7
PPJMU9DE | Bravoled Lighting Manufacturing Co. Ltd. | Bravoled | BL-CNPA-50W-277-50 | Outdoor Luminaires | Mid Output | Parking Garage Luminaires | Standard | FALSE | [9 empty] | 42823 |  |  | No |  | 4.1 | 5617 | 114.5 | 49 | 15 | 0.92 | 5140 | 85.8
PD7ZECJK | Bravoled Lighting Manufacturing Co. Ltd. | Bravoled | BL-CNPA-50W-277-45 | Outdoor Luminaires | Mid Output | Parking Garage Luminaires | Standard | FALSE | [9 empty] | 42823 |  |  | No |  | 4.1 | 5231.4 | 110.8 | 47.1 | 14.6 | 0.91 | 4500 | 83.7
PQSKV7JS | Bravoled Lighting Manufacturing Co. Ltd. | Bravoled | BL-CNPA-50W-277-40 | Outdoor Luminaires | Mid Output | Parking Garage Luminaires | Standard | FALSE | [9 empty] | 42823 |  |  | No |  | 4.1 | 5231.4 | 110.8 | 47.1 | 14.6 | 0.91 | 4000 | 83.7
P497KRUW | Bravoled Lighting Manufacturing Co. Ltd. | Bravoled | BL-CNPA-50W-277-35 | Outdoor Luminaires | Mid Output | Parking Garage Luminaires | Standard | FALSE | [9 empty] | 42823 |  |  | No |  | 4.1 | 5231.4 | 110.8 | 47.1 | 14.6 | 0.91 | 3500 | 83.7
PJ1V7HN5 | SNC OPTO ELECTRONIC CO LTD. | SNC LED | SNC-SCP2-100WAAA1 4000K | Outdoor Luminaires | High Output | Parking Garage Luminaires | Standard | TRUE | 11363 | 114.37 | 99.35 | 14.61 | 0.9641 | 3919 | 74.4 | 5 | 50000 | 42823 |  |  | No |  | 4.1 | 11363 | 114.37 | 99.35 | 14.61 | 0.96 | 4000 | 74.4
PTKGRT4R | SNC OPTO ELECTRONIC CO LTD. | SNC LED | SNC-SCP2-75WAAA1 4000K | Outdoor Luminaires | Mid Output | Parking Garage Luminaires | Standard | TRUE | 8436.7 | 113.43 | 74.38 | 13.42 | 0.9326 | 3936 | 74.5 | 5 | 50000 | 42823 |  |  | No |  | 4.1 | 8436.7 | 113.43 | 74.38 | 13.42 | 0.93 | 4000 | 74.5
PTCAFE1W | SNC OPTO ELECTRONIC CO LTD. | SNC LED | SNC-SCP2-100WAAA1 5700K | Outdoor Luminaires | High Output | Parking Garage Luminaires | Standard | FALSE | [9 empty] | 42823 |  |  | No |  | 4.1 | 11689 | 117.34 | 99.62 | 15.61 | 0.95 | 5700 | 75.1
PFD5APHF | SNC OPTO ELECTRONIC CO LTD. | SNC LED | SNC-SCP2-75WAAA1 5700K | Outdoor Luminaires | Mid Output | Parking Garage Luminaires | Standard | FALSE | [9 empty] | 42823 |  |  | No |  | 4.1 | 8768 | 116.35 | 75.36 | 14.57 | 0.93 | 5700 | 75.1
PG1ZGAT7 | SNC OPTO ELECTRONIC CO LTD. | SNC LED | SNC-SCP2-75WAAA1 5000K | Outdoor Luminaires | Mid Output | Parking Garage Luminaires | Standard | FALSE | [9 empty] | 42823 |  |  | No |  | 4.1 | 8602 | 114.9 | 74.87 | 13.42 | 0.93 | 5000 | 74.5
PN2Z74Z3 | SNC OPTO ELECTRONIC CO LTD. | SNC LED | SNC-SCP2-100WAAA1 5000K | Outdoor Luminaires | High Output | Parking Garage Luminaires | Standard | FALSE | [9 empty] | 42823 |  |  | No |  | 4.1 | 11526 | 115.86 | 99.49 | 14.61 | 0.96 | 5000 | 74.4
P25KS8B3 | Ampco Lighting Ltd | Ampco | LPGC-1260-4-MVD | Outdoor Luminaires | Mid Output | Parking Garage Luminaires | Standard | TRUE | 5620.16 | 97.59 | 57.59 | 8.88 | 0.949 | 4087 | 83.5 | 5 | 50000 | 42823 |  |  | No |  | 4.1 | 5700 | 95 | 60 | 20 | 0.9 | 4000 | 80
P3B5EMQA | Ampco Lighting Ltd | Ampco | LPGC-0840-4-MVD | Outdoor Luminaires | Low Output | Parking Garage Luminaires | Standard | TRUE | 3415.38 | 92.66 | 36.86 | 14.46 | 0.932 | 4094 | 84.1 | 5 | 50000 | 42823 |  |  | No |  | 4.1 | 3600 | 90 | 40 | 20 | 0.9 | 4000 | 80
P7K4CMKU | Bravoled Lighting Manufacturing Co. Ltd. | Bravoled | BL-CNPB-75W-277-30 | Outdoor Luminaires | Mid Output | Parking Garage Luminaires | Standard | TRUE | 8200.3 | 114.53 | 71.59 | 17.5 | 0.917 | 2991 | 83.3 | 5 | 50000 | 42822 |  |  | No |  | 4.1 | 8343.96 | 116.55 | 71.59 | 17.5 | 0.92 | 2991 | 83.3
P9RA3QVT | Bravoled Lighting Manufacturing Co. Ltd. | Bravoled | BL-CNPB-50W-277-30 | Outdoor Luminaires | Mid Output | Parking Garage Luminaires | Standard | TRUE | 5558.05 | 114.86 | 48.72 | 15.7 | 0.914 | 3002 | 83.3 | 5 | 50000 | 42822 |  |  | No |  | 4.1 | 5691.13 | 116.81 | 48.72 | 15.7 | 0.91 | 3002 | 83.3
P7AZ6B53 | Bravoled Lighting Manufacturing Co. Ltd. | Bravoled | BL-CNPB-75W-277-50 | Outdoor Luminaires | Mid Output | Parking Garage Luminaires | Standard | FALSE | [9 empty] | 42822 |  |  | No |  | 4.1 | 8891.47 | 121.44 | 73.22 | 17.9 | 0.92 | 5156 | 85.8
PUDP3M6G | Bravoled Lighting Manufacturing Co. Ltd. | Bravoled | BL-CNPB-50W-277-50 | Outdoor Luminaires | Mid Output | Parking Garage Luminaires | Standard | FALSE | [9 empty] | 42822 |  |  | No |  | 4.1 | 5761.62 | 119.09 | 48.38 | 16.3 | 0.92 | 5112 | 85.6
P8ZYFDD6 | Bravoled Lighting Manufacturing Co. Ltd. | Bravoled | BL-CNPB-75W-277-45 | Outdoor Luminaires | Mid Output | Parking Garage Luminaires | Standard | FALSE | [9 empty] | 42822 |  |  | No |  | 4.1 | 8343.96 | 116.55 | 71.59 | 17.5 | 0.92 | 4500 | 83.3
PWE6HFXA | Bravoled Lighting Manufacturing Co. Ltd. | Bravoled | BL-CNPB-50W-277-45 | Outdoor Luminaires | Mid Output | Parking Garage Luminaires | Standard | FALSE | [9 empty] | 42822 |  |  | No |  | 4.1 | 5691.13 | 116.81 | 48.72 | 15.7 | 0.91 | 4500 | 83.3
PFSN2XC4 | Bravoled Lighting Manufacturing Co. Ltd. | Bravoled | BL-CNPB-75W-277-40 | Outdoor Luminaires | Mid Output | Parking Garage Luminaires | Standard | FALSE | [9 empty] | 42822 |  |  | No |  | 4.1 | 8343.96 | 116.55 | 71.59 | 17.5 | 0.92 | 4000 | 83.3
PJKY14D8 | Bravoled Lighting Manufacturing Co. Ltd. | Bravoled | BL-CNPB-50W-277-40 | Outdoor Luminaires | Mid Output | Parking Garage Luminaires | Standard | FALSE | [9 empty] | 42822 |  |  | No |  | 4.1 | 5691.13 | 116.81 | 48.72 | 15.7 | 0.91 | 4000 | 83.3
P7U4K5FZ | Bravoled Lighting Manufacturing Co. Ltd. | Bravoled | BL-CNPB-75W-277-35 | Outdoor Luminaires | Mid Output | Parking Garage Luminaires | Standard | FALSE | [9 empty] | 42822 |  |  | No |  | 4.1 | 8343.96 | 116.55 | 71.59 | 17.5 | 0.92 | 3500 | 83.3
PAG3GA82 | Bravoled Lighting Manufacturing Co. Ltd. | Bravoled | BL-CNPB-50W-277-35 | Outdoor Luminaires | Mid Output | Parking Garage Luminaires | Standard | FALSE | [9 empty] | 42822 |  |  | No |  | 4.1 | 5691.13 | 116.81 | 48.72 | 15.7 | 0.91 | 3500 | 83.3
PCM4J63F | Texas Fluorescents | Texas Fluorescents | CIT48LFRF32W4100LPGDMVxxx50K | Outdoor Luminaires | Low Output | Parking Garage Luminaires | Premium | TRUE | 4091.8 | 126.6 | 32.33 | 8.3 | 0.966 | 5266 | 82 | 5 | 50000 | 42821 |  |  | Yes |  | 4.1 | 4091.8 | 126.6 | 32.33 | 6.7 | 1 | 5266 | 82
P5KU4VCU | Eaton (formerly Cooper Lighting) | Metalux | QDCAST1B-[BLANK MSP/L12 MSP/DIM-L12] | Outdoor Luminaires | Mid Output | Parking Garage Luminaires | Standard | TRUE | 5123.1 | 94.3 | 54.3 | 9.1705 | 0.978 | 4031 | 67.1 | 5 | 50000 | 42816 |  |  | Yes |  | 4.1 | 5062 | 93.2 | 54.3 | 7.08 | 1 | 4000 | 70
PWBTEAY8 | Tamlite Lighting |  | TLG453K-UNV-XX | Outdoor Luminaires | Low Output | Parking Garage Luminaires | Standard | TRUE | 4394 | 100.05 | 43.92 | 8.15 | 0.9705 | 3080 | 74.9 | 5 | 50000 | 42816 |  |  | Yes |  | 4.1 | 4394 | 100.05 | 43.92 | 8.15 | 0.97 | 3000 | 74.9
PV74AUP3 | Tamlite Lighting |  | TLG853K-UNV-XX | Outdoor Luminaires | Mid Output | Parking Garage Luminaires | Standard | TRUE | 8203.1 | 98.33 | 83.42 | 11.48 | 0.9667 | 3077 | 74.8 | 5 | 50000 | 42816 |  |  | Yes |  | 4.1 | 8203.1 | 98.33 | 83.42 | 11.48 | 0.97 | 3000 | 74.8
P6MVZ8M4 | Tamlite Lighting |  | TLG853K-UN4-XX | Outdoor Luminaires | Mid Output | Parking Garage Luminaires | Standard | TRUE | 8179.4 | 97.02 | 84.31 | 13.73 | 0.9548 | 3079 | 74.8 | 5 | 50000 | 42816 |  |  | Yes |  | 4.1 | 8179.4 | 97.02 | 84.31 | 13.73 | 0.95 | 3000 | 74.8
PCP8Y3VD | Tamlite Lighting |  | TLG453K-UN4-XX | Outdoor Luminaires | Low Output | Parking Garage Luminaires | Standard | TRUE | 3658.1 | 107.15 | 34.14 | 9.89 | 0.9304 | 3082 | 75.1 | 5 | 50000 | 42816 |  |  | Yes |  | 4.1 | 3674.6 | 107.82 | 34.08 | 9.89 | 0.93 | 3000 | 75.1
PRW4CXYQ | Tamlite Lighting |  | TLG855K-UN4-XX | Outdoor Luminaires | Mid Output | Parking Garage Luminaires | Standard | FALSE | [9 empty] | 42816 |  |  | Yes |  | 4.1 | 8369 | 98.71 | 84.78 | 13.83 | 0.96 | 5000 | 79.3
PWBPAZ3H | Tamlite Lighting |  | TLG855K-UNV-XX | Outdoor Luminaires | Mid Output | Parking Garage Luminaires | Standard | FALSE | [9 empty] | 42816 |  |  | Yes |  | 4.1 | 8390 | 100.08 | 83.83 | 11.52 | 0.89 | 5000 | 79.3
P3C88M9M | Tamlite Lighting |  | TLG455K-UN4-XX | Outdoor Luminaires | Low Output | Parking Garage Luminaires | Standard | FALSE | [9 empty] | 42816 |  |  | Yes |  | 4.1 | 3754 | 110.09 | 34.1 | 9.93 | 0.93 | 5000 | 77.4
PRCMV6G7 | Tamlite Lighting |  | TLG455K-UNV-XX | Outdoor Luminaires | Low Output | Parking Garage Luminaires | Standard | FALSE | [9 empty] | 42816 |  |  | Yes |  | 4.1 | 4515 | 102.54 | 44.03 | 8.23 | 0.97 | 5000 | 77.4
PSKW4US3 | Tamlite Lighting |  | TLG854K-UN4-XX | Outdoor Luminaires | Mid Output | Parking Garage Luminaires | Standard | FALSE | [9 empty] | 42816 |  |  | Yes |  | 4.1 | 8325 | 98.33 | 84.66 | 13.6 | 0.96 | 4000 | 77.9
P8VFZZX6 | Tamlite Lighting |  | TLG854K-UNV-XX | Outdoor Luminaires | Mid Output | Parking Garage Luminaires | Standard | FALSE | [9 empty] | 42816 |  |  | Yes |  | 4.1 | 8331 | 99.47 | 83.75 | 11.49 | 0.89 | 4000 | 77.8
PK7XC8BX | Tamlite Lighting |  | TLG454K-UNV-XX | Outdoor Luminaires | Low Output | Parking Garage Luminaires | Standard | FALSE | [9 empty] | 42816 |  |  | Yes |  | 4.1 | 4473 | 101.77 | 43.95 | 8.38 | 0.97 | 4000 | 77.8
PMU7Q84V | Tamlite Lighting |  | TLG454K-UN4-XX | Outdoor Luminaires | Low Output | Parking Garage Luminaires | Standard | FALSE | [9 empty] | 42816 |  |  | Yes |  | 4.1 | 3699 | 108.5 | 34.09 | 9.92 | 0.93 | 4000 | 77.3
P8K4B61W | Open Platform Systems LLC | NA | PRK-080W | Outdoor Luminaires | Mid Output | Parking Garage Luminaires | Premium | TRUE | 9457 | 119.3 | 79.29 | 9.19 | 0.952 | 4948 | 70 | 5 | 50000 | 42814 | Dimmable | Continuous Below 10 | No |  | 4.1 | 9457 | 119.3 | 79.29 | 5.46 | 1 | 4948 | 70
PVEFW8CY | Open Platform Systems LLC | NA | PRK-060W | Outdoor Luminaires | Mid Output | Parking Garage Luminaires | Premium | TRUE | 6916 | 115.3 | 59.96 | 10.45 | 0.924 | 4983 | 70.4 | 5 | 50000 | 42814 | Dimmable | Continuous Below 10 | No |  | 4.1 | 6916 | 115.3 | 59.96 | 6.23 | 1 | 4983 | 70.4
PRHP9VS1 | Visionaire Lighting | PG | PGR-1-T3-16LC-7-3K-[UNV]-[LPM CM PM12 PM24 PM36] | Outdoor Luminaires | Low Output | Parking Garage Luminaires | Standard | FALSE | [9 empty] | 42811 |  |  | Yes |  | 4.1 | 4180 | 114.52 | 36.5 | 8.51 | 0.97 | 3000 | 70
P6CWJ34Z | Visionaire Lighting | PG | PGR-1-T3-16LC-7-3K-[UNV]-[LPM CM PM12 PM24 PM36] | Outdoor Luminaires | Low Output | Parking Garage Luminaires | Standard | FALSE | [9 empty] | 42811 |  |  | Yes |  | 4.1 | 4180 | 114.52 | 36.5 | 8.51 | 0.97 | 3000 | 70
PD7XVPGY | Visionaire Lighting | PG | PGR-1-T3-16LC-7-3K-UNV-[LPM CM PM12 PM24 PM36]-DIM | Outdoor Luminaires | Low Output | Parking Garage Luminaires | Standard | FALSE | [9 empty] | 42811 |  |  | Yes |  | 4.1 | 4180 | 114.52 | 36.5 | 8.51 | 0.97 | 3000 | 70
P748MZQX | Open Platform Systems LLC | NA | GAR-060W | Outdoor Luminaires | Mid Output | Parking Garage Luminaires | Standard | TRUE | 6448 | 106.4 | 60.59 | 9.53 | 0.929 | 4930 | 70.2 | 5 | 50000 | 42809 |  |  | No |  | 4.1 | 6448 | 106.4 | 60.59 | 5.57 | 1 | 4930 | 70.2
PJPE3DK8 | SimplyLEDs | CLG | CLG-040W | Outdoor Luminaires | Low Output | Parking Garage Luminaires | Standard | TRUE | 4779 | 118.3 | 40.39 | 10.86 | 0.933 | 4915 | 70.1 | 5 | 50000 | 42809 | Dimmable | Continuous Below 10 | No |  | 4.1 | 4779 | 118.3 | 40.39 | 7.16 | 0.99 | 4915 | 70.1
PNDMCK5C | SLP Lighting | Citadel | CT2-LED-2L4-PG-35-U | Outdoor Luminaires | Mid Output | Parking Garage Luminaires | Standard | TRUE | 7784 | 112.4 | 69.23 | 9.2 | 0.9918 | 3542 | 82.99 | 5 | 50000 | 42804 | Dimmable | Continuous Below 10 | NotYetVerified |  | 4.1 | 7700 | 108 | 71 | 20 | 0.9 | 3500 | 83
PY73GUMG | SLP Lighting | Citadel | CT2-LED-2L4-PG-50-U | Outdoor Luminaires | Mid Output | Parking Garage Luminaires | Standard | FALSE | [9 empty] | 42804 | Dimmable | Continuous Below 10 | NotYetVerified |  | 4.1 | 7900 | 111 | 71 | 20 | 0.9 | 5000 | 85
P864FE5T | SLP Lighting | Citadel | CT2-LED-2L4-PG-40-U | Outdoor Luminaires | Mid Output | Parking Garage Luminaires | Standard | FALSE | [9 empty] | 42804 | Dimmable | Continuous Below 10 | NotYetVerified |  | 4.1 | 7800 | 110 | 71 | 20 | 0.9 | 4000 | 84
PP1S9CTZ | NLS Lighting | National Lighting Solution | GRD-T5-28L-53mA-40K-UNV-xx-yyy | Outdoor Luminaires | Low Output | Parking Garage Luminaires | Standard | TRUE | 4291 | 92 | 46.65 | 14 | 0.99 | 3901 | 73 | 5 | 50000 | 42801 |  |  | Yes |  | 4.1 | 4291 | 92 | 46.65 | 13 | 0.99 | 4000 | 73
PAWJC6M7 | NLS Lighting | National Lighting Solution | GRD-T5-28L-53-50K-UNV-xx-yyy | Outdoor Luminaires | Low Output | Parking Garage Luminaires | Standard | FALSE | [9 empty] | 42801 |  |  | Yes |  | 4.1 | 4319.5 | 92 | 47.16 | 13 | 0.99 | 5000 | 74
PX8BFVEX | S LITE CO. LTD. | S LITE | DL396HE-HV-0854-70-30K-BF-00-00-Optional include[WHBKDBSLXX]-00-Optional include[PMSPSMS]-00-Optional include[CMPS]-NC-IVT | Outdoor Luminaires | Mid Output | Parking Garage Luminaires | Standard | TRUE | 8179.4 | 97.02 | 84.31 | 13.73 | 0.9548 | 3079 | 74.8 | 5 | 50000 | 42800 | Dimmable | Continuous Above 10 | Yes |  | 4.1 | 8179.4 | 97.02 | 84.31 | 13.73 | 0.95 | 3000 | 74.8
PM2FN93A | S LITE CO. LTD. | S LITE | DL396HE-HV-0854-70-50K-BF-00-00-Optional include[WHBKDBSLXX]-00-Optional include[PMSPSMS]-00-Optional include[CMPS]-NC-IVT | Outdoor Luminaires | Mid Output | Parking Garage Luminaires | Standard | FALSE | [9 empty] | 42800 | Dimmable | Continuous Above 10 | Yes |  | 4.1 | 8369 | 98.71 | 84.78 | 13.83 | 0.96 | 5000 | 79.3
PPDTYZ64 | S LITE CO. LTD. | S LITE | DL396HE-HV-0854-70-45K-BF-00-00-Optional include[WHBKDBSLXX]-00-Optional include[PMSPSMS]-00-Optional include[CMPS]-NC-IVT | Outdoor Luminaires | Mid Output | Parking Garage Luminaires | Standard | FALSE | [9 empty] | 42800 | Dimmable | Continuous Above 10 | Yes |  | 4.1 | 8347 | 98.52 | 84.72 | 13.6 | 0.96 | 4500 | 77.9
PM7RZ5XS | S LITE CO. LTD. | S LITE | DL396HE-HV-0854-70-40K-BF-00-00-Optional include[WHBKDBSLXX]-00-Optional include[PMSPSMS]-00-Optional include[CMPS]-NC-IVT | Outdoor Luminaires | Mid Output | Parking Garage Luminaires | Standard | FALSE | [9 empty] | 42800 | Dimmable | Continuous Above 10 | Yes |  | 4.1 | 8325 | 98.33 | 84.66 | 13.6 | 0.96 | 4000 | 77.9
PRAH6Q91 | S LITE CO. LTD. | S LITE | DL396HE-HV-0854-70-35K-BF-00-00-Optional include[WHBKDBSLXX]-00-Optional include[PMSPSMS]-00-Optional include[CMPS]-NC-IVT | Outdoor Luminaires | Mid Output | Parking Garage Luminaires | Standard | FALSE | [9 empty] | 42800 | Dimmable | Continuous Above 10 | Yes |  | 4.1 | 8252 | 97.68 | 84.49 | 13.73 | 0.95 | 3500 | 74.8
PQWJT5EC | S LITE CO. LTD. | S LITE | DL397AE-UNV-0424-70-30K-BF-00-00-Optional include[WHBKDBSLXX]-00-Optional include[PMSPSMS]-00-Optional include[CMPS]-NC-IVT | Outdoor Luminaires | Low Output | Parking Garage Luminaires | Standard | TRUE | 4394 | 100.05 | 43.92 | 8.15 | 0.9705 | 3080 | 74.9 | 5 | 50000 | 42800 | Dimmable | Continuous Above 10 | Yes |  | 4.1 | 4394 | 100.05 | 43.92 | 8.15 | 0.97 | 3000 | 74.9
PC73GD5U | S LITE CO. LTD. | S LITE | DL397AE-UNV-0424-70-50K-BF-00-00-Optional include[WHBKDBSLXX]-00-Optional include[PMSPSMS]-00-Optional include[CMPS]-NC-IVT | Outdoor Luminaires | Low Output | Parking Garage Luminaires | Standard | FALSE | [9 empty] | 42800 | Dimmable | Continuous Above 10 | Yes |  | 4.1 | 4515 | 102.54 | 44.03 | 8.23 | 0.97 | 5000 | 77.4
P8GE9FRF | S LITE CO. LTD. | S LITE | DL397AE-UNV-0424-70-45K-BF-00-00-Optional include[WHBKDBSLXX]-00-Optional include[PMSPSMS]-00-Optional include[CMPS]-NC-IVT | Outdoor Luminaires | Low Output | Parking Garage Luminaires | Standard | FALSE | [9 empty] | 42800 | Dimmable | Continuous Above 10 | Yes |  | 4.1 | 4494 | 102.16 | 43.99 | 8.38 | 0.97 | 4500 | 77.8
PX39HVZ4 | S LITE CO. LTD. | S LITE | DL397AE-UNV-0424-70-40K-BF-00-00-Optional include[WHBKDBSLXX]-00-Optional include[PMSPSMS]-00-Optional include[CMPS]-NC-IVT | Outdoor Luminaires | Low Output | Parking Garage Luminaires | Standard | FALSE | [9 empty] | 42800 | Dimmable | Continuous Above 10 | Yes |  | 4.1 | 4473 | 101.77 | 43.95 | 8.38 | 0.97 | 4000 | 77.8
P6JUPR5M | S LITE CO. LTD. | S LITE | DL397AE-UNV-0424-70-35K-BF-00-00-Optional include[WHBKDBSLXX]-00-Optional include[PMSPSMS]-00-Optional include[CMPS]-NC-IVT | Outdoor Luminaires | Low Output | Parking Garage Luminaires | Standard | FALSE | [9 empty] | 42800 | Dimmable | Continuous Above 10 | Yes |  | 4.1 | 4434 | 100.91 | 43.94 | 8.15 | 0.97 | 3500 | 74.9
PNY22NR2 | S LITE CO. LTD. | S LITE | DL397HE-HV-0354-70-30K-BF-00-00-Optional include[WHBKDBSLXX]-00-Optional include[PMSPSMS]-00-Optional include[CMPS]-NC-IVT | Outdoor Luminaires | Low Output | Parking Garage Luminaires | Standard | TRUE | 3658.1 | 107.15 | 34.14 | 9.89 | 0.9304 | 3082 | 75.1 | 5 | 50000 | 42800 | Dimmable | Continuous Above 10 | Yes |  | 4.1 | 3674.6 | 107.82 | 34.08 | 9.89 | 0.93 | 3000 | 75.1
PPD7ZKVS | S LITE CO. LTD. | S LITE | DL397HE-HV-0354-70-50K-BF-00-00-Optional include[WHBKDBSLXX]-00-Optional include[PMSPSMS]-00-Optional include[CMPS]-NC-IVT | Outdoor Luminaires | Low Output | Parking Garage Luminaires | Standard | FALSE | [9 empty] | 42800 | Dimmable | Continuous Above 10 | Yes |  | 4.1 | 3754 | 110.09 | 34.1 | 9.93 | 0.93 | 5000 | 77.4
PUZUWNJM | S LITE CO. LTD. | S LITE | DL397HE-HV-0354-70-45K-BF-00-00-Optional include[WHBKDBSLXX]-00-Optional include[PMSPSMS]-00-Optional include[CMPS]-NC-IVT | Outdoor Luminaires | Low Output | Parking Garage Luminaires | Standard | FALSE | [9 empty] | 42800 | Dimmable | Continuous Above 10 | Yes |  | 4.1 | 3727 | 109.3 | 34.1 | 9.92 | 0.93 | 4500 | 77.3
P8HGUA1G | S LITE CO. LTD. | S LITE | DL397HE-HV-0354-70-40K-BF-00-00-Optional include[WHBKDBSLXX]-00-Optional include[PMSPSMS]-00-Optional include[CMPS]-NC-IVT | Outdoor Luminaires | Low Output | Parking Garage Luminaires | Standard | FALSE | [9 empty] | 42800 | Dimmable | Continuous Above 10 | Yes |  | 4.1 | 3699 | 108.5 | 34.09 | 9.92 | 0.93 | 4000 | 77.3
PVG5SSYM | S LITE CO. LTD. | S LITE | DL397HE-HV-0354-70-35K-BF-00-00-Optional include[WHBKDBSLXX]-00-Optional include[PMSPSMS]-00-Optional include[CMPS]-NC-IVT | Outdoor Luminaires | Low Output | Parking Garage Luminaires | Standard | FALSE | [9 empty] | 42800 | Dimmable | Continuous Above 10 | Yes |  | 4.1 | 3687 | 108.16 | 34.09 | 9.89 | 0.93 | 3500 | 75.1
P4X4WSSR | S LITE CO. LTD. | S LITE | DL396AE-UNV-0854-70-30K-BF-00-00-Optional include[WHBKDBSLXX]-00-Optional include[PMSPSMS]-00-Optional include[CMPS]-NC-IVT | Outdoor Luminaires | Mid Output | Parking Garage Luminaires | Standard | TRUE | 8203.1 | 98.33 | 83.42 | 11.48 | 0.9667 | 3077 | 74.8 | 5 | 50000 | 42800 | Dimmable | Continuous Above 10 | Yes |  | 4.1 | 8203.1 | 98.33 | 83.42 | 11.48 | 0.97 | 3000 | 74.8
PK59UJM7 | S LITE CO. LTD. | S LITE | DL396AE-UNV-0854-70-50K-BF-00-00-Optional include[WHBKDBSLXX]-00-Optional include[PMSPSMS]-00-Optional include[CMPS]-NC-IVT | Outdoor Luminaires | Mid Output | Parking Garage Luminaires | Standard | FALSE | [9 empty] | 42800 | Dimmable | Continuous Above 10 | Yes |  | 4.1 | 8390 | 100.08 | 83.83 | 11.52 | 0.89 | 5000 | 79.3
PXDDB5EF | S LITE CO. LTD. | S LITE | DL396AE-UNV-0854-70-45K-BF-00-00-Optional include[WHBKDBSLXX]-00-Optional include[PMSPSMS]-00-Optional include[CMPS]-NC-IVT | Outdoor Luminaires | Mid Output | Parking Garage Luminaires | Standard | FALSE | [9 empty] | 42800 | Dimmable | Continuous Above 10 | Yes |  | 4.1 | 8361 | 99.78 | 83.79 | 11.49 | 0.89 | 4500 | 77.8
P5CNA6M7 | S LITE CO. LTD. | S LITE | DL396AE-UNV-0854-70-40K-BF-00-00-Optional include[WHBKDBSLXX]-00-Optional include[PMSPSMS]-00-Optional include[CMPS]-NC-IVT | Outdoor Luminaires | Mid Output | Parking Garage Luminaires | Standard | FALSE | [9 empty] | 42800 | Dimmable | Continuous Above 10 | Yes |  | 4.1 | 8331 | 99.47 | 83.75 | 11.49 | 0.89 | 4000 | 77.8
PWJDR9WS | S LITE CO. LTD. | S LITE | DL396AE-UNV-0854-70-35K-BF-00-00-Optional include[WHBKDBSLXX]-00-Optional include[PMSPSMS]-00-Optional include[CMPS]-NC-IVT | Outdoor Luminaires | Mid Output | Parking Garage Luminaires | Standard | FALSE | [9 empty] | 42800 | Dimmable | Continuous Above 10 | Yes |  | 4.1 | 8267 | 98.91 | 83.59 | 11.48 | 0.97 | 3500 | 74.8
P987A1PT | Venture Lighting International | Venture Lighting International | CPB-03C-25WDA-xxAC01 | Outdoor Luminaires | Low Output | Parking Garage Luminaires | Premium | FALSE | [9 empty] | 42800 | Dimmable | Continuous Below 10 | Yes |  | 4.1 | 2533 | 123 | 20.67 | 16 | 0.89 | 4874 | 72
PPQDJTSJ | Venture Lighting International | Venture Lighting International | CPB-03C-80WDA-xxAC01 | Outdoor Luminaires | Mid Output | Parking Garage Luminaires | Premium | FALSE | [9 empty] | 42800 | Dimmable | Continuous Below 10 | Yes |  | 4.1 | 8589 | 128 | 67.1 | 15 | 0.93 | 4858 | 71
PUTSR5FP | Venture Lighting International | Venture Lighting International | CPB-03C-60WDA-xxAC01 | Outdoor Luminaires | Mid Output | Parking Garage Luminaires | Premium | FALSE | [9 empty] | 42800 | Dimmable | Continuous Below 10 | Yes |  | 4.1 | 6168 | 123 | 50.03 | 15 | 0.91 | 4838 | 72
PTVFP4KV | Venture Lighting International | Venture Lighting International | CPB-03C-45WDA-xxAC01 | Outdoor Luminaires | Low Output | Parking Garage Luminaires | Premium | FALSE | [9 empty] | 42800 | Dimmable | Continuous Below 10 | Yes |  | 4.1 | 4601 | 126 | 36.43 | 14 | 0.93 | 4808 | 73
P2UYDWYD | Venture Lighting International | Venture Lighting International | CPB-03N-25WDA-xxAC01 | Outdoor Luminaires | Low Output | Parking Garage Luminaires | Premium | FALSE | [9 empty] | 42800 | Dimmable | Continuous Below 10 | Yes |  | 4.1 | 2543 | 124 | 20.53 | 17 | 0.88 | 3878 | 72
PHCFCPPH | Venture Lighting International | Venture Lighting International | CPB-03N-45WDA-xxAC01 | Outdoor Luminaires | Low Output | Parking Garage Luminaires | Premium | FALSE | [9 empty] | 42800 | Dimmable | Continuous Below 10 | Yes |  | 4.1 | 4582 | 126 | 36.24 | 14 | 0.93 | 3874 | 72
PN6JVT97 | Venture Lighting International | Venture Lighting International | CPB-03N-60WDA-xxAC01 | Outdoor Luminaires | Mid Output | Parking Garage Luminaires | Premium | FALSE | [9 empty] | 42800 | Dimmable | Continuous Below 10 | Yes |  | 4.1 | 6306 | 125 | 50.28 | 15 | 0.92 | 3870 | 72
PVH1HHHY | Venture Lighting International | Venture Lighting International | CPB-03N-80WDA-xxAC01 | Outdoor Luminaires | Mid Output | Parking Garage Luminaires | Premium | FALSE | [9 empty] | 42800 | Dimmable | Continuous Below 10 | Yes |  | 4.1 | 8466 | 126 | 67.38 | 15 | 0.92 | 3844 | 72
PTRUTK9P | Visionaire Lighting | BOW | BOW-2-T4-64LC-7-5K-[UNV 5 8]-[SMB PM12 PM24 PM36]-DIM | Outdoor Luminaires | High Output | Parking Garage Luminaires | Standard | TRUE | 16570 | 118.3 | 140.1 | 11 | 0.969 | 5031 | 72.1 | 5 | 50000 | 42797 |  |  | Yes |  | 4.1 | 16570 | 118.36 | 140 | 10.5 | 0.97 | 5000 | 70
PX7KSVSP | Visionaire Lighting | BOW | BOW-1-T4-32LC-10-4K-[UNV 5 8]-[SMB PM12 PM24 PM36]-DIM | Outdoor Luminaires | High Output | Parking Garage Luminaires | Standard | TRUE | 10920 | 99.1 | 110.2 | 10.4 | 0.949 | 4004 | 72.7 | 5 | 50000 | 42797 |  |  | Yes |  | 4.1 | 10920 | 99.27 | 110 | 10.4 | 0.92 | 4000 | 70
P36EMKBH | Visionaire Lighting | BOW | BOW-1-T4-32LC-3-4K-[UNV 5 8]-[SMB PM12 PM24 PM36]-DIM | Outdoor Luminaires | Low Output | Parking Garage Luminaires | Standard | TRUE | 4422 | 124.5 | 35.52 | 9.75 | 0.935 | 3997 | 72.9 | 5 | 50000 | 42797 |  |  | Yes |  | 4.1 | 4422 | 122.83 | 36 | 9.75 | 0.94 | 4000 | 70
PBM4URBQ | Visionaire Lighting | BOW | BOW-2-T1-64LC-3-5K-[UNV 5 8]-[SMB PM12 PM24 PM36] | Outdoor Luminaires | Mid Output | Parking Garage Luminaires | Standard | FALSE | [9 empty] | 42797 |  |  | Yes |  | 4.1 | 10093.71 | 136.4 | 74 | 17.1 | 0.89 | 5000 | 70
PM31ZGZ2 | Visionaire Lighting | BOW | BOW-2-T5W-64LC-3-5K-[UNV 5 8]-[SMB PM12 PM24 PM36] | Outdoor Luminaires | Mid Output | Parking Garage Luminaires | Standard | FALSE | [9 empty] | 42797 |  |  | Yes |  | 4.1 | 9738.06 | 131.6 | 74 | 17.1 | 0.89 | 5000 | 70
PJPRVV5J | Visionaire Lighting | BOW | BOW-2-T3-64LC-3-5K-[UNV 5 8]-[SMB PM12 PM24 PM36] | Outdoor Luminaires | Mid Output | Parking Garage Luminaires | Standard | FALSE | [9 empty] | 42797 |  |  | Yes |  | 4.1 | 9555.16 | 129.12 | 74 | 17.1 | 0.89 | 5000 | 70
PD1HR84Q | Visionaire Lighting | BOW | BOW-2-T2-64LC-3-5K-[UNV 5 8]-[SMB PM12 PM24 PM36] | Outdoor Luminaires | Mid Output | Parking Garage Luminaires | Standard | FALSE | [9 empty] | 42797 |  |  | Yes |  | 4.1 | 9538.22 | 128.89 | 74 | 17.1 | 0.89 | 5000 | 70
PC4S4C74 | Visionaire Lighting | BOW | BOW-2-T4-64LC-3-5K-[UNV 5 8]-[SMB PM12 PM24 PM36] | Outdoor Luminaires | Mid Output | Parking Garage Luminaires | Standard | FALSE | [9 empty] | 42797 |  |  | Yes |  | 4.1 | 9136.84 | 123.47 | 74 | 17.1 | 0.89 | 5000 | 70
PSHR3BGW | Visionaire Lighting | BOW | BOW-2-T5-64LC-3-5K-[UNV 5 8]-[SMB PM12 PM24 PM36] | Outdoor Luminaires | High Output | Parking Garage Luminaires | Standard | FALSE | [9 empty] | 42797 |  |  | Yes |  | 4.1 | 10036.13 | 135.62 | 74 | 17.1 | 0.89 | 5000 | 70
PUQ4JTBC | Visionaire Lighting | BOW | BOW-1-T1-32LC-5-5K-[UNV 5 8]-[SMB PM12 PM24 PM36] | Outdoor Luminaires | Mid Output | Parking Garage Luminaires | Standard | FALSE | [9 empty] | 42797 |  |  | Yes |  | 4.1 | 7270.26 | 127.55 | 57 | 15.12 | 0.93 | 5000 | 70
P5SGYDE8 | Visionaire Lighting | BOW | BOW-1-T5-32LC-5-5K-[UNV 5 8]-[SMB PM12 PM24 PM36] | Outdoor Luminaires | Mid Output | Parking Garage Luminaires | Standard | FALSE | [9 empty] | 42797 |  |  | Yes |  | 4.1 | 7228.79 | 126.82 | 57 | 15.12 | 0.93 | 5000 | 70
PQFDSZUW | Visionaire Lighting | BOW | BOW-1-T5W-32LC-5-5K-[UNV 5 8]-[SMB PM12 PM24 PM36] | Outdoor Luminaires | Mid Output | Parking Garage Luminaires | Standard | FALSE | [9 empty] | 42797 |  |  | Yes |  | 4.1 | 7014.1 | 123.05 | 57 | 15.12 | 0.93 | 5000 | 70
P7WG2988 | Visionaire Lighting | BOW | BOW-1-T3-32LC-5-5K-[UNV 5 8]-[SMB PM12 PM24 PM36] | Outdoor Luminaires | Mid Output | Parking Garage Luminaires | Standard | FALSE | [9 empty] | 42797 |  |  | Yes |  | 4.1 | 6882.35 | 120.74 | 57 | 15.12 | 0.93 | 5000 | 70
P1FSXYT1 | Visionaire Lighting | BOW | BOW-1-T2-32LC-5-5K-[UNV 5 8]-[SMB PM12 PM24 PM36] | Outdoor Luminaires | Mid Output | Parking Garage Luminaires | Standard | FALSE | [9 empty] | 42797 |  |  | Yes |  | 4.1 | 6870.16 | 120.53 | 57 | 15.12 | 0.93 | 5000 | 70
P69G5PVB | Visionaire Lighting | BOW | BOW-1-T4-32LC-5-5K-[UNV 5 8]-[SMB PM12 PM24 PM36] | Outdoor Luminaires | Mid Output | Parking Garage Luminaires | Standard | FALSE | [9 empty] | 42797 |  |  | Yes |  | 4.1 | 6581.05 | 115.46 | 57 | 15.12 | 0.93 | 5000 | 70
P8C13VEP | Visionaire Lighting | BOW | BOW-2-T1-64LC-5-5K-[UNV 5 8]-[SMB PM12 PM24 PM36] | Outdoor Luminaires | High Output | Parking Garage Luminaires | Standard | FALSE | [9 empty] | 42797 |  |  | Yes |  | 4.1 | 14604.49 | 135.23 | 108 | 13.8 | 0.95 | 5000 | 70
PNPXXNDA | Visionaire Lighting | BOW | BOW-2-T5-64LC-5-5K-[UNV 5 8]-[SMB PM12 PM24 PM36] | Outdoor Luminaires | High Output | Parking Garage Luminaires | Standard | FALSE | [9 empty] | 42797 |  |  | Yes |  | 4.1 | 14521.17 | 134.46 | 108 | 13.8 | 0.95 | 5000 | 70
PBK31V15 | Visionaire Lighting | BOW | BOW-2-T5W-64LC-5-5K-[UNV 5 8]-[SMB PM12 PM24 PM36] | Outdoor Luminaires | High Output | Parking Garage Luminaires | Standard | FALSE | [9 empty] | 42797 |  |  | Yes |  | 4.1 | 14089.9 | 130.46 | 108 | 13.8 | 0.95 | 5000 | 70
PAJV8GS7 | Visionaire Lighting | BOW | BOW-2-T3-64LC-5-5K-[UNV 5 8]-[SMB PM12 PM24 PM36] | Outdoor Luminaires | High Output | Parking Garage Luminaires | Standard | FALSE | [9 empty] | 42797 |  |  | Yes |  | 4.1 | 13825.25 | 128.01 | 108 | 13.8 | 0.95 | 5000 | 70
P4BRGHZZ | Visionaire Lighting | BOW | BOW-2-T2-64LC-5-5K-[UNV 5 8]-[SMB PM12 PM24 PM36] | Outdoor Luminaires | High Output | Parking Garage Luminaires | Standard | FALSE | [9 empty] | 42797 |  |  | Yes |  | 4.1 | 13800.75 | 127.78 | 108 | 13.8 | 0.95 | 5000 | 70
PHE2C8GZ | Visionaire Lighting | BOW | BOW-2-T4-64LC-5-5K-[UNV 5 8]-[SMB PM12 PM24 PM36] | Outdoor Luminaires | High Output | Parking Garage Luminaires | Standard | FALSE | [9 empty] | 42797 |  |  | Yes |  | 4.1 | 13220 | 122.41 | 108 | 13.8 | 0.95 | 5000 | 70
P9QAQGH7 | Visionaire Lighting | BOW | BOW-1-T1-32LC-7-5K-[UNV 5 8]-[SMB PM12 PM24 PM36] | Outdoor Luminaires | Mid Output | Parking Garage Luminaires | Standard | FALSE | [9 empty] | 42797 |  |  | Yes |  | 4.1 | 9251.79 | 125.02 | 74 | 11.66 | 0.97 | 5000 | 70
P3914FT1 | Visionaire Lighting | BOW | BOW-1-T5-32LC-7-5K-[UNV 5 8]-[SMB PM12 PM24 PM36] | Outdoor Luminaires | Mid Output | Parking Garage Luminaires | Standard | FALSE | [9 empty] | 42797 |  |  | Yes |  | 4.1 | 9199.02 | 124.31 | 74 | 11.66 | 0.97 | 5000 | 70
PMXPAGU4 | Visionaire Lighting | BOW | BOW-1-T5W-32LC-7-5K-[UNV 5 8]-[SMB PM12 PM24 PM36] | Outdoor Luminaires | Mid Output | Parking Garage Luminaires | Standard | FALSE | [9 empty] | 42797 |  |  | Yes |  | 4.1 | 8925.81 | 120.62 | 74 | 11.66 | 0.97 | 5000 | 70
P6SD253K | Visionaire Lighting | BOW | BOW-1-T3-32LC-7-5K-[UNV 5 8]-[SMB PM12 PM24 PM36] | Outdoor Luminaires | Mid Output | Parking Garage Luminaires | Standard | FALSE | [9 empty] | 42797 |  |  | Yes |  | 4.1 | 8758.16 | 118.35 | 74 | 11.66 | 0.97 | 5000 | 70
PXX1G2EC | Visionaire Lighting | BOW | BOW-1-T2-32LC-7-5K-[UNV 5 8]-[SMB PM12 PM24 PM36] | Outdoor Luminaires | Mid Output | Parking Garage Luminaires | Standard | FALSE | [9 empty] | 42797 |  |  | Yes |  | 4.1 | 8742.64 | 118.14 | 74 | 11.66 | 0.97 | 5000 | 70
P775UFMR | Visionaire Lighting | BOW | BOW-1-T4-32LC-7-5K-[UNV 5 8]-[SMB PM12 PM24 PM36] | Outdoor Luminaires | Mid Output | Parking Garage Luminaires | Standard | FALSE | [9 empty] | 42797 |  |  | Yes |  | 4.1 | 8374.74 | 113.17 | 74 | 11.66 | 0.97 | 5000 | 70
PYUMEBVM | Visionaire Lighting | BOW | BOW-2-T1-64LC-7-5K-[UNV 5 8]-[SMB PM12 PM24 PM36] | Outdoor Luminaires | High Output | Parking Garage Luminaires | Standard | FALSE | [9 empty] | 42797 |  |  | Yes |  | 4.1 | 18248.92 | 130.35 | 140 | 10.5 | 0.97 | 5000 | 70
PQNT9MZK | Visionaire Lighting | BOW | BOW-2-T5-64LC-7-5K-[UNV 5 8]-[SMB PM12 PM24 PM36] | Outdoor Luminaires | High Output | Parking Garage Luminaires | Standard | FALSE | [9 empty] | 42797 |  |  | Yes |  | 4.1 | 18144.82 | 129.61 | 140 | 10.5 | 0.97 | 5000 | 70
PRG72XGZ | Visionaire Lighting | BOW | BOW-2-T5W-64LC-7-5K-[UNV 5 8]-[SMB PM12 PM24 PM36] | Outdoor Luminaires | High Output | Parking Garage Luminaires | Standard | FALSE | [9 empty] | 42797 |  |  | Yes |  | 4.1 | 17605.92 | 125.76 | 140 | 10.5 | 0.97 | 5000 | 70
P6UHF2NE | Visionaire Lighting | BOW | BOW-2-T3-64LC-7-5K-[UNV 5 8]-[SMB PM12 PM24 PM36] | Outdoor Luminaires | High Output | Parking Garage Luminaires | Standard | FALSE | [9 empty] | 42797 |  |  | Yes |  | 4.1 | 17275.24 | 123.39 | 140 | 10.5 | 0.97 | 5000 | 70
PMV7M9NF | Visionaire Lighting | BOW | BOW-2-T2-64LC-7-5K-[UNV 5 8]-[SMB PM12 PM24 PM36] | Outdoor Luminaires | High Output | Parking Garage Luminaires | Standard | FALSE | [9 empty] | 42797 |  |  | Yes |  | 4.1 | 17244.62 | 123.18 | 140 | 10.5 | 0.97 | 5000 | 70
PYEPK1VP | Visionaire Lighting | BOW | BOW-2-T4-64LC-7-5K-[UNV 5 8]-[SMB PM12 PM24 PM36] | Outdoor Luminaires | High Output | Parking Garage Luminaires | Standard | FALSE | [9 empty] | 42797 |  |  | Yes |  | 4.1 | 16570 | 118.36 | 140 | 10.5 | 0.97 | 5000 | 70
P1MRRNA1 | Visionaire Lighting | BOW | BOW-1-T1-32LC-10-5K-[UNV 5 8]-[SMB PM12 PM24 PM36] | Outdoor Luminaires | High Output | Parking Garage Luminaires | Standard | FALSE | [9 empty] | 42797 |  |  | Yes |  | 4.1 | 12698.54 | 115.44 | 110 | 10.4 | 0.92 | 5000 | 70
PSET4CSW | Visionaire Lighting | BOW | BOW-1-T5-32LC-10-5K-[UNV 5 8]-[SMB PM12 PM24 PM36] | Outdoor Luminaires | High Output | Parking Garage Luminaires | Standard | FALSE | [9 empty] | 42797 |  |  | Yes |  | 4.1 | 12626.1 | 114.78 | 110 | 10.4 | 0.92 | 5000 | 70
PMKHDRMP | Visionaire Lighting | BOW | BOW-1-T5W-32LC-10-5K-[UNV 5 8]-[SMB PM12 PM24 PM36] | Outdoor Luminaires | High Output | Parking Garage Luminaires | Standard | FALSE | [9 empty] | 42797 |  |  | Yes |  | 4.1 | 12251.11 | 111.37 | 110 | 10.4 | 0.92 | 5000 | 70
PZRWSYFD | Visionaire Lighting | BOW | BOW-1-T3-32LC-10-5K-[UNV 5 8]-[SMB PM12 PM24 PM36] | Outdoor Luminaires | High Output | Parking Garage Luminaires | Standard | FALSE | [9 empty] | 42797 |  |  | Yes |  | 4.1 | 12021 | 109.28 | 110 | 10.4 | 0.92 | 5000 | 70
PXAX3H7F | Visionaire Lighting | BOW | BOW-1-T2-32LC-10-5K-[UNV 5 8]-[SMB PM12 PM24 PM36] | Outdoor Luminaires | High Output | Parking Garage Luminaires | Standard | FALSE | [9 empty] | 42797 |  |  | Yes |  | 4.1 | 11999.7 | 109.09 | 110 | 10.4 | 0.92 | 5000 | 70
P73DTER4 | Visionaire Lighting | BOW | BOW-1-T4-32LC-10-5K-[UNV 5 8]-[SMB PM12 PM24 PM36] | Outdoor Luminaires | High Output | Parking Garage Luminaires | Standard | FALSE | [9 empty] | 42797 |  |  | Yes |  | 4.1 | 11494.74 | 104.5 | 110 | 10.4 | 0.92 | 5000 | 70
PJ1MBZQ3 | Visionaire Lighting | BOW | BOW-1-T1-32LC-3-5K-[UNV 5 8]-[SMB PM12 PM24 PM36] | Outdoor Luminaires | Mid Output | Parking Garage Luminaires | Standard | FALSE | [9 empty] | 42797 |  |  | Yes |  | 4.1 | 5142.21 | 142.84 | 36 | 9.75 | 0.94 | 5000 | 70
PSUM5SUT | Visionaire Lighting | BOW | BOW-1-T5-32LC-3-5K-[UNV 5 8]-[SMB PM12 PM24 PM36] | Outdoor Luminaires | Mid Output | Parking Garage Luminaires | Standard | FALSE | [9 empty] | 42797 |  |  | Yes |  | 4.1 | 5112.88 | 142.02 | 36 | 9.75 | 0.94 | 5000 | 70
PBD9EZM8 | Visionaire Lighting | BOW | BOW-1-T5W-32LC-3-5K-[UNV 5 8]-[SMB PM12 PM24 PM36] | Outdoor Luminaires | Low Output | Parking Garage Luminaires | Standard | FALSE | [9 empty] | 42797 |  |  | Yes |  | 4.1 | 4961.03 | 137.81 | 36 | 9.75 | 0.94 | 5000 | 70
PNWPJX9B | Visionaire Lighting | BOW | BOW-1-T3-32LC-3-5K-[UNV 5 8]-[SMB PM12 PM24 PM36] | Outdoor Luminaires | Low Output | Parking Garage Luminaires | Standard | FALSE | [9 empty] | 42797 |  |  | Yes |  | 4.1 | 4867.85 | 135.22 | 36 | 9.75 | 0.94 | 5000 | 70
PN56DRGZ | Visionaire Lighting | BOW | BOW-1-T2-32LC-3-5K-[UNV 5 8]-[SMB PM12 PM24 PM36] | Outdoor Luminaires | Low Output | Parking Garage Luminaires | Standard | FALSE | [9 empty] | 42797 |  |  | Yes |  | 4.1 | 4859.22 | 134.98 | 36 | 9.75 | 0.94 | 5000 | 70
PV4KKM7R | Visionaire Lighting | BOW | BOW-1-T4-32LC-3-5K-[UNV 5 8]-[SMB PM12 PM24 PM36] | Outdoor Luminaires | Low Output | Parking Garage Luminaires | Standard | FALSE | [9 empty] | 42797 |  |  | Yes |  | 4.1 | 4654.74 | 129.3 | 36 | 9.75 | 0.94 | 5000 | 70
PJ6C3AER | Visionaire Lighting | BOW | BOW-2-T1-64LC-3-5K-[UNV 5 8]-[SMB PM12 PM24 PM36]-DIM | Outdoor Luminaires | Mid Output | Parking Garage Luminaires | Standard | FALSE | [9 empty] | 42797 |  |  | Yes |  | 4.1 | 10093.71 | 136.4 | 74 | 17.1 | 0.89 | 5000 | 70
P1GKRCWZ | Visionaire Lighting | BOW | BOW-2-T5W-64LC-3-5K-[UNV 5 8]-[SMB PM12 PM24 PM36]-DIM | Outdoor Luminaires | Mid Output | Parking Garage Luminaires | Standard | FALSE | [9 empty] | 42797 |  |  | Yes |  | 4.1 | 9738.06 | 131.6 | 74 | 17.1 | 0.89 | 5000 | 70
PFB1HBYM | Visionaire Lighting | BOW | BOW-2-T3-64LC-3-5K-[UNV 5 8]-[SMB PM12 PM24 PM36]-DIM | Outdoor Luminaires | Mid Output | Parking Garage Luminaires | Standard | FALSE | [9 empty] | 42797 |  |  | Yes |  | 4.1 | 9555.16 | 129.12 | 74 | 17.1 | 0.89 | 5000 | 70
P9HU4YX8 | Visionaire Lighting | BOW | BOW-2-T2-64LC-3-5K-[UNV 5 8]-[SMB PM12 PM24 PM36]-DIM | Outdoor Luminaires | Mid Output | Parking Garage Luminaires | Standard | FALSE | [9 empty] | 42797 |  |  | Yes |  | 4.1 | 9538.22 | 128.89 | 74 | 17.1 | 0.89 | 5000 | 70
PXXGXSTY | Visionaire Lighting | BOW | BOW-2-T4-64LC-3-5K-[UNV 5 8]-[SMB PM12 PM24 PM36]-DIM | Outdoor Luminaires | Mid Output | Parking Garage Luminaires | Standard | FALSE | [9 empty] | 42797 |  |  | Yes |  | 4.1 | 9136.84 | 123.47 | 74 | 17.1 | 0.89 | 5000 | 70
PXV323JQ | Visionaire Lighting | BOW | BOW-2-T5-64LC-3-5K-[UNV 5 8]-[SMB PM12 PM24 PM36]-DIM | Outdoor Luminaires | High Output | Parking Garage Luminaires | Standard | FALSE | [9 empty] | 42797 |  |  | Yes |  | 4.1 | 10036.13 | 135.62 | 74 | 17.1 | 0.89 | 5000 | 70
PETVJKPW | Visionaire Lighting | BOW | BOW-1-T1-32LC-5-5K-[UNV 5 8]-[SMB PM12 PM24 PM36]-DIM | Outdoor Luminaires | Mid Output | Parking Garage Luminaires | Standard | FALSE | [9 empty] | 42797 |  |  | Yes |  | 4.1 | 7270.26 | 127.55 | 57 | 15.12 | 0.93 | 5000 | 70
PGXWZWMC | Visionaire Lighting | BOW | BOW-1-T5-32LC-5-5K-[UNV 5 8]-[SMB PM12 PM24 PM36]-DIM | Outdoor Luminaires | Mid Output | Parking Garage Luminaires | Standard | FALSE | [9 empty] | 42797 |  |  | Yes |  | 4.1 | 7228.79 | 126.82 | 57 | 15.12 | 0.93 | 5000 | 70
P16KD9U9 | Visionaire Lighting | BOW | BOW-1-T5W-32LC-5-5K-[UNV 5 8]-[SMB PM12 PM24 PM36]-DIM | Outdoor Luminaires | Mid Output | Parking Garage Luminaires | Standard | FALSE | [9 empty] | 42797 |  |  | Yes |  | 4.1 | 7014.1 | 123.05 | 57 | 15.12 | 0.93 | 5000 | 70
PZDRP1W5 | Visionaire Lighting | BOW | BOW-1-T3-32LC-5-5K-[UNV 5 8]-[SMB PM12 PM24 PM36]-DIM | Outdoor Luminaires | Mid Output | Parking Garage Luminaires | Standard | FALSE | [9 empty] | 42797 |  |  | Yes |  | 4.1 | 6882.35 | 120.74 | 57 | 15.12 | 0.93 | 5000 | 70
P18A1SF3 | Visionaire Lighting | BOW | BOW-1-T2-32LC-5-5K-[UNV 5 8]-[SMB PM12 PM24 PM36]-DIM | Outdoor Luminaires | Mid Output | Parking Garage Luminaires | Standard | FALSE | [9 empty] | 42797 |  |  | Yes |  | 4.1 | 6870.16 | 120.53 | 57 | 15.12 | 0.93 | 5000 | 70
PTNWTXUV | Visionaire Lighting | BOW | BOW-1-T4-32LC-5-5K-[UNV 5 8]-[SMB PM12 PM24 PM36]-DIM | Outdoor Luminaires | Mid Output | Parking Garage Luminaires | Standard | FALSE | [9 empty] | 42797 |  |  | Yes |  | 4.1 | 6581.05 | 115.46 | 57 | 15.12 | 0.93 | 5000 | 70
PDTVZ6H8 | Visionaire Lighting | BOW | BOW-2-T1-64LC-5-5K-[UNV 5 8]-[SMB PM12 PM24 PM36]-DIM | Outdoor Luminaires | High Output | Parking Garage Luminaires | Standard | FALSE | [9 empty] | 42797 |  |  | Yes |  | 4.1 | 14604.49 | 135.23 | 108 | 13.8 | 0.95 | 5000 | 70
PGD1J327 | Visionaire Lighting | BOW | BOW-2-T5-64LC-5-5K-[UNV 5 8]-[SMB PM12 PM24 PM36]-DIM | Outdoor Luminaires | High Output | Parking Garage Luminaires | Standard | FALSE | [9 empty] | 42797 |  |  | Yes |  | 4.1 | 14521.17 | 134.46 | 108 | 13.8 | 0.95 | 5000 | 70
PNN18Z8E | Visionaire Lighting | BOW | BOW-2-T5W-64LC-5-5K-[UNV 5 8]-[SMB PM12 PM24 PM36]-DIM | Outdoor Luminaires | High Output | Parking Garage Luminaires | Standard | FALSE | [9 empty] | 42797 |  |  | Yes |  | 4.1 | 14089.9 | 130.46 | 108 | 13.8 | 0.95 | 5000 | 70
PZF5NP5Y | Visionaire Lighting | BOW | BOW-2-T3-64LC-5-5K-[UNV 5 8]-[SMB PM12 PM24 PM36]-DIM | Outdoor Luminaires | High Output | Parking Garage Luminaires | Standard | FALSE | [9 empty] | 42797 |  |  | Yes |  | 4.1 | 13825.25 | 128.01 | 108 | 13.8 | 0.95 | 5000 | 70
PV29BHP4 | Visionaire Lighting | BOW | BOW-2-T2-64LC-5-5K-[UNV 5 8]-[SMB PM12 PM24 PM36]-DIM | Outdoor Luminaires | High Output | Parking Garage Luminaires | Standard | FALSE | [9 empty] | 42797 |  |  | Yes |  | 4.1 | 13800.75 | 127.78 | 108 | 13.8 | 0.95 | 5000 | 70
PK39DSPY | Visionaire Lighting | BOW | BOW-2-T4-64LC-5-5K-[UNV 5 8]-[SMB PM12 PM24 PM36]-DIM | Outdoor Luminaires | High Output | Parking Garage Luminaires | Standard | FALSE | [9 empty] | 42797 |  |  | Yes |  | 4.1 | 13220 | 122.41 | 108 | 13.8 | 0.95 | 5000 | 70
PM4U8SQH | Visionaire Lighting | BOW | BOW-1-T1-32LC-7-5K-[UNV 5 8]-[SMB PM12 PM24 PM36]-DIM | Outdoor Luminaires | Mid Output | Parking Garage Luminaires | Standard | FALSE | [9 empty] | 42797 |  |  | Yes |  | 4.1 | 9251.79 | 125.02 | 74 | 11.66 | 0.97 | 5000 | 70
PKU5WKEC | Visionaire Lighting | BOW | BOW-1-T5-32LC-7-5K-[UNV 5 8]-[SMB PM12 PM24 PM36]-DIM | Outdoor Luminaires | Mid Output | Parking Garage Luminaires | Standard | FALSE | [9 empty] | 42797 |  |  | Yes |  | 4.1 | 9199.02 | 124.31 | 74 | 11.66 | 0.97 | 5000 | 70
PQQNDE7Y | Visionaire Lighting | BOW | BOW-1-T5W-32LC-7-5K-[UNV 5 8]-[SMB PM12 PM24 PM36]-DIM | Outdoor Luminaires | Mid Output | Parking Garage Luminaires | Standard | FALSE | [9 empty] | 42797 |  |  | Yes |  | 4.1 | 8925.81 | 120.62 | 74 | 11.66 | 0.97 | 5000 | 70
PPEESKQA | Visionaire Lighting | BOW | BOW-1-T3-32LC-7-5K-[UNV 5 8]-[SMB PM12 PM24 PM36]-DIM | Outdoor Luminaires | Mid Output | Parking Garage Luminaires | Standard | FALSE | [9 empty] | 42797 |  |  | Yes |  | 4.1 | 8758.16 | 118.35 | 74 | 11.66 | 0.97 | 5000 | 70
P1YW4UWN | Visionaire Lighting | BOW | BOW-1-T2-32LC-7-5K-[UNV 5 8]-[SMB PM12 PM24 PM36]-DIM | Outdoor Luminaires | Mid Output | Parking Garage Luminaires | Standard | FALSE | [9 empty] | 42797 |  |  | Yes |  | 4.1 | 8742.64 | 118.14 | 74 | 11.66 | 0.97 | 5000 | 70
PA2MWWGB | Visionaire Lighting | BOW | BOW-1-T4-32LC-7-5K-[UNV 5 8]-[SMB PM12 PM24 PM36]-DIM | Outdoor Luminaires | Mid Output | Parking Garage Luminaires | Standard | FALSE | [9 empty] | 42797 |  |  | Yes |  | 4.1 | 8374.74 | 113.17 | 74 | 11.66 | 0.97 | 5000 | 70
P3M9QAB4 | Visionaire Lighting | BOW | BOW-2-T1-64LC-7-5K-[UNV 5 8]-[SMB PM12 PM24 PM36]-DIM | Outdoor Luminaires | High Output | Parking Garage Luminaires | Standard | FALSE | [9 empty] | 42797 |  |  | Yes |  | 4.1 | 18248.92 | 130.35 | 140 | 10.5 | 0.97 | 5000 | 70
PFEDREP1 | Visionaire Lighting | BOW | BOW-2-T5-64LC-7-5K-[UNV 5 8]-[SMB PM12 PM24 PM36]-DIM | Outdoor Luminaires | High Output | Parking Garage Luminaires | Standard | FALSE | [9 empty] | 42797 |  |  | Yes |  | 4.1 | 18144.82 | 129.61 | 140 | 10.5 | 0.97 | 5000 | 70
P7S1T64R | Visionaire Lighting | BOW | BOW-2-T5W-64LC-7-5K-[UNV 5 8]-[SMB PM12 PM24 PM36]-DIM | Outdoor Luminaires | High Output | Parking Garage Luminaires | Standard | FALSE | [9 empty] | 42797 |  |  | Yes |  | 4.1 | 17605.92 | 125.76 | 140 | 10.5 | 0.97 | 5000 | 70
P3EJ4FPH | Visionaire Lighting | BOW | BOW-2-T3-64LC-7-5K-[UNV 5 8]-[SMB PM12 PM24 PM36]-DIM | Outdoor Luminaires | High Output | Parking Garage Luminaires | Standard | FALSE | [9 empty] | 42797 |  |  | Yes |  | 4.1 | 17275.24 | 123.39 | 140 | 10.5 | 0.97 | 5000 | 70
PFDWR8HD | Visionaire Lighting | BOW | BOW-2-T2-64LC-7-5K-[UNV 5 8]-[SMB PM12 PM24 PM36]-DIM | Outdoor Luminaires | High Output | Parking Garage Luminaires | Standard | FALSE | [9 empty] | 42797 |  |  | Yes |  | 4.1 | 17244.62 | 123.18 | 140 | 10.5 | 0.97 | 5000 | 70
PM55X91F | Visionaire Lighting | BOW | BOW-1-T1-32LC-10-5K-[UNV 5 8]-[SMB PM12 PM24 PM36]-DIM | Outdoor Luminaires | High Output | Parking Garage Luminaires | Standard | FALSE | [9 empty] | 42797 |  |  | Yes |  | 4.1 | 12698.54 | 115.44 | 110 | 10.4 | 0.92 | 5000 | 70
PQ18RGE4 | Visionaire Lighting | BOW | BOW-1-T5-32LC-10-5K-[UNV 5 8]-[SMB PM12 PM24 PM36]-DIM | Outdoor Luminaires | High Output | Parking Garage Luminaires | Standard | FALSE | [9 empty] | 42797 |  |  | Yes |  | 4.1 | 12626.1 | 114.78 | 110 | 10.4 | 0.92 | 5000 | 70
PX56R3MT | Visionaire Lighting | BOW | BOW-1-T5W-32LC-10-5K-[UNV 5 8]-[SMB PM12 PM24 PM36]-DIM | Outdoor Luminaires | High Output | Parking Garage Luminaires | Standard | FALSE | [9 empty] | 42797 |  |  | Yes |  | 4.1 | 12251.11 | 111.37 | 110 | 10.4 | 0.92 | 5000 | 70
PMKT1A1Y | Visionaire Lighting | BOW | BOW-1-T3-32LC-10-5K-[UNV 5 8]-[SMB PM12 PM24 PM36]-DIM | Outdoor Luminaires | High Output | Parking Garage Luminaires | Standard | FALSE | [9 empty] | 42797 |  |  | Yes |  | 4.1 | 12021 | 109.28 | 110 | 10.4 | 0.92 | 5000 | 70
PDV5DFY5 | Visionaire Lighting | BOW | BOW-1-T2-32LC-10-5K-[UNV 5 8]-[SMB PM12 PM24 PM36]-DIM | Outdoor Luminaires | High Output | Parking Garage Luminaires | Standard | FALSE | [9 empty] | 42797 |  |  | Yes |  | 4.1 | 11999.7 | 109.09 | 110 | 10.4 | 0.92 | 5000 | 70
PWMX64UA | Visionaire Lighting | BOW | BOW-1-T4-32LC-10-5K-[UNV 5 8]-[SMB PM12 PM24 PM36]-DIM | Outdoor Luminaires | High Output | Parking Garage Luminaires | Standard | FALSE | [9 empty] | 42797 |  |  | Yes |  | 4.1 | 11494.74 | 104.5 | 110 | 10.4 | 0.92 | 5000 | 70
PR2Y4RUS | Visionaire Lighting | BOW | BOW-1-T1-32LC-3-5K-[UNV 5 8]-[SMB PM12 PM24 PM36]-DIM | Outdoor Luminaires | Mid Output | Parking Garage Luminaires | Standard | FALSE | [9 empty] | 42797 |  |  | Yes |  | 4.1 | 5142.21 | 142.84 | 36 | 9.75 | 0.94 | 5000 | 70
PW32U1QD | Visionaire Lighting | BOW | BOW-1-T5-32LC-3-5K-[UNV 5 8]-[SMB PM12 PM24 PM36]-DIM | Outdoor Luminaires | Mid Output | Parking Garage Luminaires | Standard | FALSE | [9 empty] | 42797 |  |  | Yes |  | 4.1 | 5112.88 | 142.02 | 36 | 9.75 | 0.94 | 5000 | 70
PJWT43ZU | Visionaire Lighting | BOW | BOW-1-T5W-32LC-3-5K-[UNV 5 8]-[SMB PM12 PM24 PM36]-DIM | Outdoor Luminaires | Low Output | Parking Garage Luminaires | Standard | FALSE | [9 empty] | 42797 |  |  | Yes |  | 4.1 | 4961.03 | 137.81 | 36 | 9.75 | 0.94 | 5000 | 70
PH9M6RHP | Visionaire Lighting | BOW | BOW-1-T3-32LC-3-5K-[UNV 5 8]-[SMB PM12 PM24 PM36]-DIM | Outdoor Luminaires | Low Output | Parking Garage Luminaires | Standard | FALSE | [9 empty] | 42797 |  |  | Yes |  | 4.1 | 4867.85 | 135.22 | 36 | 9.75 | 0.94 | 5000 | 70
P36FJSCN | Visionaire Lighting | BOW | BOW-1-T2-32LC-3-5K-[UNV 5 8]-[SMB PM12 PM24 PM36]-DIM | Outdoor Luminaires | Low Output | Parking Garage Luminaires | Standard | FALSE | [9 empty] | 42797 |  |  | Yes |  | 4.1 | 4859.22 | 134.98 | 36 | 9.75 | 0.94 | 5000 | 70
PMA8F9GH | Visionaire Lighting | BOW | BOW-1-T4-32LC-3-5K-[UNV 5 8]-[SMB PM12 PM24 PM36]-DIM | Outdoor Luminaires | Low Output | Parking Garage Luminaires | Standard | FALSE | [9 empty] | 42797 |  |  | Yes |  | 4.1 | 4654.74 | 129.3 | 36 | 9.75 | 0.94 | 5000 | 70
PHXDN82V | Visionaire Lighting | BOW | BOW-2-T1-64LC-3-4K-[UNV 5 8]-[SMB PM12 PM24 PM36] | Outdoor Luminaires | Mid Output | Parking Garage Luminaires | Standard | FALSE | [9 empty] | 42797 |  |  | Yes |  | 4.1 | 9589.03 | 129.58 | 74 | 17.1 | 0.89 | 4000 | 70
PUS1U5DX | Visionaire Lighting | BOW | BOW-2-T5-64LC-3-4K-[UNV 5 8]-[SMB PM12 PM24 PM36] | Outdoor Luminaires | Mid Output | Parking Garage Luminaires | Standard | FALSE | [9 empty] | 42797 |  |  | Yes |  | 4.1 | 9534.32 | 128.84 | 74 | 17.1 | 0.89 | 4000 | 70
P6GTN4SJ | Visionaire Lighting | BOW | BOW-2-T5W-64LC-3-4K-[UNV 5 8]-[SMB PM12 PM24 PM36] | Outdoor Luminaires | Mid Output | Parking Garage Luminaires | Standard | FALSE | [9 empty] | 42797 |  |  | Yes |  | 4.1 | 9251.16 | 125.02 | 74 | 17.1 | 0.89 | 4000 | 70
P4TV5KZ1 | Visionaire Lighting | BOW | BOW-2-T3-64LC-3-4K-[UNV 5 8]-[SMB PM12 PM24 PM36] | Outdoor Luminaires | Mid Output | Parking Garage Luminaires | Standard | FALSE | [9 empty] | 42797 |  |  | Yes |  | 4.1 | 9077.4 | 122.67 | 74 | 17.1 | 0.89 | 4000 | 70
P41V7VU1 | Visionaire Lighting | BOW | BOW-2-T2-64LC-3-4K-[UNV 5 8]-[SMB PM12 PM24 PM36] | Outdoor Luminaires | Mid Output | Parking Garage Luminaires | Standard | FALSE | [9 empty] | 42797 |  |  | Yes |  | 4.1 | 9061.31 | 122.45 | 74 | 17.1 | 0.89 | 4000 | 70
PKVWF7X3 | Visionaire Lighting | BOW | BOW-2-T4-64LC-3-4K-[UNV 5 8]-[SMB PM12 PM24 PM36] | Outdoor Luminaires | Mid Output | Parking Garage Luminaires | Standard | FALSE | [9 empty] | 42797 |  |  | Yes |  | 4.1 | 8680 | 117.3 | 74 | 17.1 | 0.89 | 4000 | 70
PPAJ3R34 | Visionaire Lighting | BOW | BOW-1-T1-32LC-5-4K-[UNV 5 8]-[SMB PM12 PM24 PM36] | Outdoor Luminaires | Mid Output | Parking Garage Luminaires | Standard | FALSE | [9 empty] | 42797 |  |  | Yes |  | 4.1 | 6906.75 | 121.17 | 57 | 15.12 | 0.93 | 4000 | 70
PJ4518M2 | Visionaire Lighting | BOW | BOW-1-T5-32LC-5-4K-[UNV 5 8]-[SMB PM12 PM24 PM36] | Outdoor Luminaires | Mid Output | Parking Garage Luminaires | Standard | FALSE | [9 empty] | 42797 |  |  | Yes |  | 4.1 | 6867.35 | 120.48 | 57 | 15.12 | 0.93 | 4000 | 70
PQE7HNS1 | Visionaire Lighting | BOW | BOW-1-T5W-32LC-5-4K-[UNV 5 8]-[SMB PM12 PM24 PM36] | Outdoor Luminaires | Mid Output | Parking Garage Luminaires | Standard | FALSE | [9 empty] | 42797 |  |  | Yes |  | 4.1 | 6663.39 | 116.9 | 57 | 15.12 | 0.93 | 4000 | 70
PZ9M6J1N | Visionaire Lighting | BOW | BOW-1-T3-32LC-5-4K-[UNV 5 8]-[SMB PM12 PM24 PM36] | Outdoor Luminaires | Mid Output | Parking Garage Luminaires | Standard | FALSE | [9 empty] | 42797 |  |  | Yes |  | 4.1 | 6538.24 | 114.71 | 57 | 15.12 | 0.93 | 4000 | 70
PCXAHUB2 | Visionaire Lighting | BOW | BOW-1-T2-32LC-5-4K-[UNV 5 8]-[SMB PM12 PM24 PM36] | Outdoor Luminaires | Mid Output | Parking Garage Luminaires | Standard | FALSE | [9 empty] | 42797 |  |  | Yes |  | 4.1 | 6526.65 | 114.5 | 57 | 15.12 | 0.93 | 4000 | 70
PU6XK8RZ | Visionaire Lighting | BOW | BOW-1-T4-32LC-5-4K-[UNV 5 8]-[SMB PM12 PM24 PM36] | Outdoor Luminaires | Mid Output | Parking Garage Luminaires | Standard | FALSE | [9 empty] | 42797 |  |  | Yes |  | 4.1 | 6252 | 109.68 | 57 | 15.12 | 0.93 | 4000 | 70
P7MMJ44T | Visionaire Lighting | BOW | BOW-2-T1-64LC-5-4K-[UNV 5 8]-[SMB PM12 PM24 PM36] | Outdoor Luminaires | High Output | Parking Garage Luminaires | Standard | FALSE | [9 empty] | 42797 |  |  | Yes |  | 4.1 | 13874.26 | 128.47 | 108 | 13.8 | 0.95 | 4000 | 70
P8973EWP | Visionaire Lighting | BOW | BOW-2-T5-64LC-5-4K-[UNV 5 8]-[SMB PM12 PM24 PM36] | Outdoor Luminaires | High Output | Parking Garage Luminaires | Standard | FALSE | [9 empty] | 42797 |  |  | Yes |  | 4.1 | 13795.11 | 127.73 | 108 | 13.8 | 0.95 | 4000 | 70
P3YWZ4C7 | Visionaire Lighting | BOW | BOW-2-T5W-64LC-5-4K-[UNV 5 8]-[SMB PM12 PM24 PM36] | Outdoor Luminaires | High Output | Parking Garage Luminaires | Standard | FALSE | [9 empty] | 42797 |  |  | Yes |  | 4.1 | 13385.4 | 123.94 | 108 | 13.8 | 0.95 | 4000 | 70
P7SR8U2K | Visionaire Lighting | BOW | BOW-2-T3-64LC-5-4K-[UNV 5 8]-[SMB PM12 PM24 PM36] | Outdoor Luminaires | High Output | Parking Garage Luminaires | Standard | FALSE | [9 empty] | 42797 |  |  | Yes |  | 4.1 | 13133.99 | 121.61 | 108 | 13.8 | 0.95 | 4000 | 70
PZVSWCZT | Visionaire Lighting | BOW | BOW-2-T2-64LC-5-4K-[UNV 5 8]-[SMB PM12 PM24 PM36] | Outdoor Luminaires | High Output | Parking Garage Luminaires | Standard | FALSE | [9 empty] | 42797 |  |  | Yes |  | 4.1 | 13110.71 | 121.4 | 108 | 13.8 | 0.95 | 4000 | 70
PYNR5AJ2 | Visionaire Lighting | BOW | BOW-2-T4-64LC-5-4K-[UNV 5 8]-[SMB PM12 PM24 PM36] | Outdoor Luminaires | High Output | Parking Garage Luminaires | Standard | FALSE | [9 empty] | 42797 |  |  | Yes |  | 4.1 | 12559 | 116.29 | 108 | 13.8 | 0.95 | 4000 | 70
PGQ462E3 | Visionaire Lighting | BOW | BOW-1-T1-32LC-7-4K-[UNV 5 8]-[SMB PM12 PM24 PM36] | Outdoor Luminaires | Mid Output | Parking Garage Luminaires | Standard | FALSE | [9 empty] | 42797 |  |  | Yes |  | 4.1 | 8789.2 | 118.77 | 74 | 11.66 | 0.97 | 4000 | 70
P43NS3PG | Visionaire Lighting | BOW | BOW-1-T5-32LC-7-4K-[UNV 5 8]-[SMB PM12 PM24 PM36] | Outdoor Luminaires | Mid Output | Parking Garage Luminaires | Standard | FALSE | [9 empty] | 42797 |  |  | Yes |  | 4.1 | 8739.07 | 118.1 | 74 | 11.66 | 0.97 | 4000 | 70
P6MYRQ1S | Visionaire Lighting | BOW | BOW-1-T5W-32LC-7-4K-[UNV 5 8]-[SMB PM12 PM24 PM36] | Outdoor Luminaires | Mid Output | Parking Garage Luminaires | Standard | FALSE | [9 empty] | 42797 |  |  | Yes |  | 4.1 | 8479.52 | 114.59 | 74 | 11.66 | 0.97 | 4000 | 70
PPC95PV1 | Visionaire Lighting | BOW | BOW-1-T3-32LC-7-4K-[UNV 5 8]-[SMB PM12 PM24 PM36] | Outdoor Luminaires | Mid Output | Parking Garage Luminaires | Standard | FALSE | [9 empty] | 42797 |  |  | Yes |  | 4.1 | 8320.25 | 112.44 | 74 | 11.66 | 0.97 | 4000 | 70
PP29HR8A | Visionaire Lighting | BOW | BOW-1-T2-32LC-7-4K-[UNV 5 8]-[SMB PM12 PM24 PM36] | Outdoor Luminaires | Mid Output | Parking Garage Luminaires | Standard | FALSE | [9 empty] | 42797 |  |  | Yes |  | 4.1 | 8305.5 | 112.24 | 74 | 11.66 | 0.97 | 4000 | 70
P5R7ETQJ | Visionaire Lighting | BOW | BOW-1-T4-32LC-7-4K-[UNV 5 8]-[SMB PM12 PM24 PM36] | Outdoor Luminaires | Mid Output | Parking Garage Luminaires | Standard | FALSE | [9 empty] | 42797 |  |  | Yes |  | 4.1 | 7956 | 107.51 | 74 | 11.66 | 0.97 | 4000 | 70
P2BV7XET | Visionaire Lighting | BOW | BOW-2-T1-64LC-7-4K-[UNV 5 8]-[SMB PM12 PM24 PM36] | Outdoor Luminaires | High Output | Parking Garage Luminaires | Standard | FALSE | [9 empty] | 42797 |  |  | Yes |  | 4.1 | 17336.47 | 122.09 | 142 | 10.5 | 0.97 | 4000 | 70
P683B5H3 | Visionaire Lighting | BOW | BOW-2-T5-64LC-7-4K-[UNV 5 8]-[SMB PM12 PM24 PM36] | Outdoor Luminaires | High Output | Parking Garage Luminaires | Standard | FALSE | [9 empty] | 42797 |  |  | Yes |  | 4.1 | 17237.58 | 121.39 | 142 | 10.5 | 0.97 | 4000 | 70
P9H725VB | Visionaire Lighting | BOW | BOW-2-T5W-64LC-7-4K-[UNV 5 8]-[SMB PM12 PM24 PM36] | Outdoor Luminaires | High Output | Parking Garage Luminaires | Standard | FALSE | [9 empty] | 42797 |  |  | Yes |  | 4.1 | 16725.63 | 117.79 | 142 | 10.5 | 0.97 | 4000 | 70
PR4WJBQS | Visionaire Lighting | BOW | BOW-2-T3-64LC-7-4K-[UNV 5 8]-[SMB PM12 PM24 PM36] | Outdoor Luminaires | High Output | Parking Garage Luminaires | Standard | FALSE | [9 empty] | 42797 |  |  | Yes |  | 4.1 | 16411.47 | 115.57 | 142 | 10.5 | 0.97 | 4000 | 70
PTAD7736 | Visionaire Lighting | BOW | BOW-2-T2-64LC-7-4K-[UNV 5 8]-[SMB PM12 PM24 PM36] | Outdoor Luminaires | High Output | Parking Garage Luminaires | Standard | FALSE | [9 empty] | 42797 |  |  | Yes |  | 4.1 | 16382.39 | 115.37 | 142 | 10.5 | 0.97 | 4000 | 70
P7PURDE9 | Visionaire Lighting | BOW | BOW-2-T4-64LC-7-4K-[UNV 5 8]-[SMB PM12 PM24 PM36] | Outdoor Luminaires | High Output | Parking Garage Luminaires | Standard | FALSE | [9 empty] | 42797 |  |  | Yes |  | 4.1 | 15693 | 110.51 | 142 | 10.5 | 0.97 | 4000 | 70
P3J562F9 | Visionaire Lighting | BOW | BOW-1-T1-32LC-10-4K-[UNV 5 8]-[SMB PM12 PM24 PM36] | Outdoor Luminaires | High Output | Parking Garage Luminaires | Standard | FALSE | [9 empty] | 42797 |  |  | Yes |  | 4.1 | 12063.61 | 109.67 | 110 | 10.4 | 0.92 | 4000 | 70
PUA2M7DF | Visionaire Lighting | BOW | BOW-1-T5-32LC-10-4K-[UNV 5 8]-[SMB PM12 PM24 PM36] | Outdoor Luminaires | High Output | Parking Garage Luminaires | Standard | FALSE | [9 empty] | 42797 |  |  | Yes |  | 4.1 | 11994.8 | 109.04 | 110 | 10.4 | 0.92 | 4000 | 70
PFJANAYA | Visionaire Lighting | BOW | BOW-1-T5W-32LC-10-4K-[UNV 5 8]-[SMB PM12 PM24 PM36] | Outdoor Luminaires | High Output | Parking Garage Luminaires | Standard | FALSE | [9 empty] | 42797 |  |  | Yes |  | 4.1 | 11638.55 | 105.81 | 110 | 10.4 | 0.92 | 4000 | 70
PZATB69P | Visionaire Lighting | BOW | BOW-1-T3-32LC-10-4K-[UNV 5 8]-[SMB PM12 PM24 PM36] | Outdoor Luminaires | High Output | Parking Garage Luminaires | Standard | FALSE | [9 empty] | 42797 |  |  | Yes |  | 4.1 | 11419.95 | 103.82 | 110 | 10.4 | 0.92 | 4000 | 70
PSYTEQH7 | Visionaire Lighting | BOW | BOW-1-T2-32LC-10-4K-[UNV 5 8]-[SMB PM12 PM24 PM36] | Outdoor Luminaires | High Output | Parking Garage Luminaires | Standard | FALSE | [9 empty] | 42797 |  |  | Yes |  | 4.1 | 11399.71 | 103.63 | 110 | 10.4 | 0.92 | 4000 | 70
P55TTDTS | Visionaire Lighting | BOW | BOW-1-T4-32LC-10-4K-[UNV 5 8]-[SMB PM12 PM24 PM36] | Outdoor Luminaires | High Output | Parking Garage Luminaires | Standard | FALSE | [9 empty] | 42797 |  |  | Yes |  | 4.1 | 10920 | 99.27 | 110 | 10.4 | 0.92 | 4000 | 70
PC8CYNKW | Visionaire Lighting | BOW | BOW-1-T1-32LC-3-4K-[UNV 5 8]-[SMB PM12 PM24 PM36] | Outdoor Luminaires | Low Output | Parking Garage Luminaires | Standard | FALSE | [9 empty] | 42797 |  |  | Yes |  | 4.1 | 4885.1 | 135.7 | 36 | 9.75 | 0.94 | 4000 | 70
PZWU7GHS | Visionaire Lighting | BOW | BOW-1-T5-32LC-3-4K-[UNV 5 8]-[SMB PM12 PM24 PM36] | Outdoor Luminaires | Low Output | Parking Garage Luminaires | Standard | FALSE | [9 empty] | 42797 |  |  | Yes |  | 4.1 | 4857.23 | 134.92 | 36 | 9.75 | 0.94 | 4000 | 70
PHS5TJDJ | Visionaire Lighting | BOW | BOW-1-T5W-32LC-3-4K-[UNV 5 8]-[SMB PM12 PM24 PM36] | Outdoor Luminaires | Low Output | Parking Garage Luminaires | Standard | FALSE | [9 empty] | 42797 |  |  | Yes |  | 4.1 | 4712.97 | 130.92 | 36 | 9.75 | 0.94 | 4000 | 70
PCPQ6MX8 | Visionaire Lighting | BOW | BOW-1-T3-32LC-3-4K-[UNV 5 8]-[SMB PM12 PM24 PM36] | Outdoor Luminaires | Low Output | Parking Garage Luminaires | Standard | FALSE | [9 empty] | 42797 |  |  | Yes |  | 4.1 | 4624.45 | 128.46 | 36 | 9.75 | 0.94 | 4000 | 70
PVK7J1UM | Visionaire Lighting | BOW | BOW-1-T2-32LC-3-4K-[UNV 5 8]-[SMB PM12 PM24 PM36] | Outdoor Luminaires | Low Output | Parking Garage Luminaires | Standard | FALSE | [9 empty] | 42797 |  |  | Yes |  | 4.1 | 4616.26 | 128.23 | 36 | 9.75 | 0.94 | 4000 | 70
P75PDE1Y | Visionaire Lighting | BOW | BOW-1-T4-32LC-3-4K-[UNV 5 8]-[SMB PM12 PM24 PM36] | Outdoor Luminaires | Low Output | Parking Garage Luminaires | Standard | FALSE | [9 empty] | 42797 |  |  | Yes |  | 4.1 | 4422 | 122.83 | 36 | 9.75 | 0.94 | 4000 | 70
PRYKJP8Z | Visionaire Lighting | BOW | BOW-2-T1-64LC-3-4K-[UNV 5 8]-[SMB PM12 PM24 PM36]-DIM | Outdoor Luminaires | Mid Output | Parking Garage Luminaires | Standard | FALSE | [9 empty] | 42797 |  |  | Yes |  | 4.1 | 9589.03 | 129.58 | 74 | 17.1 | 0.89 | 4000 | 70
P239YCHK | Visionaire Lighting | BOW | BOW-2-T5-64LC-3-4K-[UNV 5 8]-[SMB PM12 PM24 PM36]-DIM | Outdoor Luminaires | Mid Output | Parking Garage Luminaires | Standard | FALSE | [9 empty] | 42797 |  |  | Yes |  | 4.1 | 9534.32 | 128.84 | 74 | 17.1 | 0.89 | 4000 | 70
P5KHFWDU | Visionaire Lighting | BOW | BOW-2-T5W-64LC-3-4K-[UNV 5 8]-[SMB PM12 PM24 PM36]-DIM | Outdoor Luminaires | Mid Output | Parking Garage Luminaires | Standard | FALSE | [9 empty] | 42797 |  |  | Yes |  | 4.1 | 9251.16 | 125.02 | 74 | 17.1 | 0.89 | 4000 | 70
PQUX1BEZ | Visionaire Lighting | BOW | BOW-2-T3-64LC-3-4K-[UNV 5 8]-[SMB PM12 PM24 PM36]-DIM | Outdoor Luminaires | Mid Output | Parking Garage Luminaires | Standard | FALSE | [9 empty] | 42797 |  |  | Yes |  | 4.1 | 9077.4 | 122.67 | 74 | 17.1 | 0.89 | 4000 | 70
PW1KZ5NX | Visionaire Lighting | BOW | BOW-2-T2-64LC-3-4K-[UNV 5 8]-[SMB PM12 PM24 PM36]-DIM | Outdoor Luminaires | Mid Output | Parking Garage Luminaires | Standard | FALSE | [9 empty] | 42797 |  |  | Yes |  | 4.1 | 9061.31 | 122.45 | 74 | 17.1 | 0.89 | 4000 | 70
PYKCPYQ8 | Visionaire Lighting | BOW | BOW-2-T4-64LC-3-4K-[UNV 5 8]-[SMB PM12 PM24 PM36]-DIM | Outdoor Luminaires | Mid Output | Parking Garage Luminaires | Standard | FALSE | [9 empty] | 42797 |  |  | Yes |  | 4.1 | 8680 | 117.3 | 74 | 17.1 | 0.89 | 4000 | 70
PD26BJHU | Visionaire Lighting | BOW | BOW-1-T1-32LC-5-4K-[UNV 5 8]-[SMB PM12 PM24 PM36]-DIM | Outdoor Luminaires | Mid Output | Parking Garage Luminaires | Standard | FALSE | [9 empty] | 42797 |  |  | Yes |  | 4.1 | 6906.75 | 121.17 | 57 | 15.12 | 0.93 | 4000 | 70
P42MDXPA | Visionaire Lighting | BOW | BOW-1-T5-32LC-5-4K-[UNV 5 8]-[SMB PM12 PM24 PM36]-DIM | Outdoor Luminaires | Mid Output | Parking Garage Luminaires | Standard | FALSE | [9 empty] | 42797 |  |  | Yes |  | 4.1 | 6867.35 | 120.48 | 57 | 15.12 | 0.93 | 4000 | 70
PR3N2YEQ | Visionaire Lighting | BOW | BOW-1-T5W-32LC-5-4K-[UNV 5 8]-[SMB PM12 PM24 PM36]-DIM | Outdoor Luminaires | Mid Output | Parking Garage Luminaires | Standard | FALSE | [9 empty] | 42797 |  |  | Yes |  | 4.1 | 6663.39 | 116.9 | 57 | 15.12 | 0.93 | 4000 | 70
P516F5EH | Visionaire Lighting | BOW | BOW-1-T3-32LC-5-4K-[UNV 5 8]-[SMB PM12 PM24 PM36]-DIM | Outdoor Luminaires | Mid Output | Parking Garage Luminaires | Standard | FALSE | [9 empty] | 42797 |  |  | Yes |  | 4.1 | 6538.24 | 114.71 | 57 | 15.12 | 0.93 | 4000 | 70
P2HJNHQU | Visionaire Lighting | BOW | BOW-1-T2-32LC-5-4K-[UNV 5 8]-[SMB PM12 PM24 PM36]-DIM | Outdoor Luminaires | Mid Output | Parking Garage Luminaires | Standard | FALSE | [9 empty] | 42797 |  |  | Yes |  | 4.1 | 6526.65 | 114.5 | 57 | 15.12 | 0.93 | 4000 | 70
PB7NQ21D | Visionaire Lighting | BOW | BOW-1-T4-32LC-5-4K-[UNV 5 8]-[SMB PM12 PM24 PM36]-DIM | Outdoor Luminaires | Mid Output | Parking Garage Luminaires | Standard | FALSE | [9 empty] | 42797 |  |  | Yes |  | 4.1 | 6252 | 109.68 | 57 | 15.12 | 0.93 | 4000 | 70
PSXKGM95 | Visionaire Lighting | BOW | BOW-2-T1-64LC-5-4K-[UNV 5 8]-[SMB PM12 PM24 PM36]-DIM | Outdoor Luminaires | High Output | Parking Garage Luminaires | Standard | FALSE | [9 empty] | 42797 |  |  | Yes |  | 4.1 | 13874.26 | 128.47 | 108 | 13.8 | 0.95 | 4000 | 70
PF3CKB57 | Visionaire Lighting | BOW | BOW-2-T5-64LC-5-4K-[UNV 5 8]-[SMB PM12 PM24 PM36]-DIM | Outdoor Luminaires | High Output | Parking Garage Luminaires | Standard | FALSE | [9 empty] | 42797 |  |  | Yes |  | 4.1 | 13795.11 | 127.73 | 108 | 13.8 | 0.95 | 4000 | 70
P6MU3QBV | Visionaire Lighting | BOW | BOW-2-T5W-64LC-5-4K-[UNV 5 8]-[SMB PM12 PM24 PM36]-DIM | Outdoor Luminaires | High Output | Parking Garage Luminaires | Standard | FALSE | [9 empty] | 42797 |  |  | Yes |  | 4.1 | 13385.4 | 123.94 | 108 | 13.8 | 0.95 | 4000 | 70
PJS7NQD6 | Visionaire Lighting | BOW | BOW-2-T3-64LC-5-4K-[UNV 5 8]-[SMB PM12 PM24 PM36]-DIM | Outdoor Luminaires | High Output | Parking Garage Luminaires | Standard | FALSE | [9 empty] | 42797 |  |  | Yes |  | 4.1 | 13133.99 | 121.61 | 108 | 13.8 | 0.95 | 4000 | 70
PHQXUX4B | Visionaire Lighting | BOW | BOW-2-T2-64LC-5-4K-[UNV 5 8]-[SMB PM12 PM24 PM36]-DIM | Outdoor Luminaires | High Output | Parking Garage Luminaires | Standard | FALSE | [9 empty] | 42797 |  |  | Yes |  | 4.1 | 13110.71 | 121.4 | 108 | 13.8 | 0.95 | 4000 | 70
PVEMR2GH | Visionaire Lighting | BOW | BOW-2-T4-64LC-5-4K-[UNV 5 8]-[SMB PM12 PM24 PM36]-DIM | Outdoor Luminaires | High Output | Parking Garage Luminaires | Standard | FALSE | [9 empty] | 42797 |  |  | Yes |  | 4.1 | 12559 | 116.29 | 108 | 13.8 | 0.95 | 4000 | 70
P323WZ4F | Visionaire Lighting | BOW | BOW-1-T1-32LC-7-4K-[UNV 5 8]-[SMB PM12 PM24 PM36]-DIM | Outdoor Luminaires | Mid Output | Parking Garage Luminaires | Standard | FALSE | [9 empty] | 42797 |  |  | Yes |  | 4.1 | 8789.2 | 118.77 | 74 | 11.66 | 0.97 | 4000 | 70
PRF6QAYX | Visionaire Lighting | BOW | BOW-1-T5-32LC-7-4K-[UNV 5 8]-[SMB PM12 PM24 PM36]-DIM | Outdoor Luminaires | Mid Output | Parking Garage Luminaires | Standard | FALSE | [9 empty] | 42797 |  |  | Yes |  | 4.1 | 8739.07 | 118.1 | 74 | 11.66 | 0.97 | 4000 | 70
P1E2XECV | Visionaire Lighting | BOW | BOW-1-T5W-32LC-7-4K-[UNV 5 8]-[SMB PM12 PM24 PM36]-DIM | Outdoor Luminaires | Mid Output | Parking Garage Luminaires | Standard | FALSE | [9 empty] | 42797 |  |  | Yes |  | 4.1 | 8479.52 | 114.59 | 74 | 11.66 | 0.97 | 4000 | 70
PTYPXR3T | Visionaire Lighting | BOW | BOW-1-T3-32LC-7-4K-[UNV 5 8]-[SMB PM12 PM24 PM36]-DIM | Outdoor Luminaires | Mid Output | Parking Garage Luminaires | Standard | FALSE | [9 empty] | 42797 |  |  | Yes |  | 4.1 | 8320.25 | 112.44 | 74 | 11.66 | 0.97 | 4000 | 70
PXRBBF5V | Visionaire Lighting | BOW | BOW-1-T2-32LC-7-4K-[UNV 5 8]-[SMB PM12 PM24 PM36]-DIM | Outdoor Luminaires | Mid Output | Parking Garage Luminaires | Standard | FALSE | [9 empty] | 42797 |  |  | Yes |  | 4.1 | 8305.5 | 112.24 | 74 | 11.66 | 0.97 | 4000 | 70
PATBMVTU | Visionaire Lighting | BOW | BOW-1-T4-32LC-7-4K-[UNV 5 8]-[SMB PM12 PM24 PM36]-DIM | Outdoor Luminaires | Mid Output | Parking Garage Luminaires | Standard | FALSE | [9 empty] | 42797 |  |  | Yes |  | 4.1 | 7956 | 107.51 | 74 | 11.66 | 0.97 | 4000 | 70
PM9AVEFU | Visionaire Lighting | BOW | BOW-2-T1-64LC-7-4K-[UNV 5 8]-[SMB PM12 PM24 PM36]-DIM | Outdoor Luminaires | High Output | Parking Garage Luminaires | Standard | FALSE | [9 empty] | 42797 |  |  | Yes |  | 4.1 | 17336.47 | 122.09 | 142 | 10.5 | 0.97 | 4000 | 70
P3C57X6M | Visionaire Lighting | BOW | BOW-2-T5-64LC-7-4K-[UNV 5 8]-[SMB PM12 PM24 PM36]-DIM | Outdoor Luminaires | High Output | Parking Garage Luminaires | Standard | FALSE | [9 empty] | 42797 |  |  | Yes |  | 4.1 | 17237.58 | 121.39 | 142 | 10.5 | 0.97 | 4000 | 70
PXXS3BXQ | Visionaire Lighting | BOW | BOW-2-T5W-64LC-7-4K-[UNV 5 8]-[SMB PM12 PM24 PM36]-DIM | Outdoor Luminaires | High Output | Parking Garage Luminaires | Standard | FALSE | [9 empty] | 42797 |  |  | Yes |  | 4.1 | 16725.63 | 117.79 | 142 | 10.5 | 0.97 | 4000 | 70
PCF2SNPA | Visionaire Lighting | BOW | BOW-2-T3-64LC-7-4K-[UNV 5 8]-[SMB PM12 PM24 PM36]-DIM | Outdoor Luminaires | High Output | Parking Garage Luminaires | Standard | FALSE | [9 empty] | 42797 |  |  | Yes |  | 4.1 | 16411.47 | 115.57 | 142 | 10.5 | 0.97 | 4000 | 70
PE3C2XD5 | Visionaire Lighting | BOW | BOW-2-T2-64LC-7-4K-[UNV 5 8]-[SMB PM12 PM24 PM36]-DIM | Outdoor Luminaires | High Output | Parking Garage Luminaires | Standard | FALSE | [9 empty] | 42797 |  |  | Yes |  | 4.1 | 16382.39 | 115.37 | 142 | 10.5 | 0.97 | 4000 | 70
P8XUXEFT | Visionaire Lighting | BOW | BOW-2-T4-64LC-7-4K-[UNV 5 8]-[SMB PM12 PM24 PM36]-DIM | Outdoor Luminaires | High Output | Parking Garage Luminaires | Standard | FALSE | [9 empty] | 42797 |  |  | Yes |  | 4.1 | 15693 | 110.51 | 142 | 10.5 | 0.97 | 4000 | 70
P7B4UQV5 | Visionaire Lighting | BOW | BOW-1-T1-32LC-10-4K-[UNV 5 8]-[SMB PM12 PM24 PM36]-DIM | Outdoor Luminaires | High Output | Parking Garage Luminaires | Standard | FALSE | [9 empty] | 42797 |  |  | Yes |  | 4.1 | 12063.61 | 109.67 | 110 | 10.4 | 0.92 | 4000 | 70
PRRKHM56 | Visionaire Lighting | BOW | BOW-1-T5-32LC-10-4K-[UNV 5 8]-[SMB PM12 PM24 PM36]-DIM | Outdoor Luminaires | High Output | Parking Garage Luminaires | Standard | FALSE | [9 empty] | 42797 |  |  | Yes |  | 4.1 | 11994.8 | 109.04 | 110 | 10.4 | 0.92 | 4000 | 70
P98X5A3Q | Visionaire Lighting | BOW | BOW-1-T5W-32LC-10-4K-[UNV 5 8]-[SMB PM12 PM24 PM36]-DIM | Outdoor Luminaires | High Output | Parking Garage Luminaires | Standard | FALSE | [9 empty] | 42797 |  |  | Yes |  | 4.1 | 11638.55 | 105.81 | 110 | 10.4 | 0.92 | 4000 | 70
PRJE3STC | Visionaire Lighting | BOW | BOW-1-T3-32LC-10-4K-[UNV 5 8]-[SMB PM12 PM24 PM36]-DIM | Outdoor Luminaires | High Output | Parking Garage Luminaires | Standard | FALSE | [9 empty] | 42797 |  |  | Yes |  | 4.1 | 11419.95 | 103.82 | 110 | 10.4 | 0.92 | 4000 | 70
PNCETD21 | Visionaire Lighting | BOW | BOW-1-T2-32LC-10-4K-[UNV 5 8]-[SMB PM12 PM24 PM36]-DIM | Outdoor Luminaires | High Output | Parking Garage Luminaires | Standard | FALSE | [9 empty] | 42797 |  |  | Yes |  | 4.1 | 11399.71 | 103.63 | 110 | 10.4 | 0.92 | 4000 | 70
PF3BWCTY | Visionaire Lighting | BOW | BOW-1-T1-32LC-3-4K-[UNV 5 8]-[SMB PM12 PM24 PM36]-DIM | Outdoor Luminaires | Low Output | Parking Garage Luminaires | Standard | FALSE | [9 empty] | 42797 |  |  | Yes |  | 4.1 | 4885.1 | 135.7 | 36 | 9.75 | 0.94 | 4000 | 70
PSJAXPNR | Visionaire Lighting | BOW | BOW-1-T5-32LC-3-4K-[UNV 5 8]-[SMB PM12 PM24 PM36]-DIM | Outdoor Luminaires | Low Output | Parking Garage Luminaires | Standard | FALSE | [9 empty] | 42797 |  |  | Yes |  | 4.1 | 4857.23 | 134.92 | 36 | 9.75 | 0.94 | 4000 | 70
P66B99X4 | Visionaire Lighting | BOW | BOW-1-T5W-32LC-3-4K-[UNV 5 8]-[SMB PM12 PM24 PM36]-DIM | Outdoor Luminaires | Low Output | Parking Garage Luminaires | Standard | FALSE | [9 empty] | 42797 |  |  | Yes |  | 4.1 | 4712.97 | 130.92 | 36 | 9.75 | 0.94 | 4000 | 70
PRT9K6FF | Visionaire Lighting | BOW | BOW-1-T3-32LC-3-4K-[UNV 5 8]-[SMB PM12 PM24 PM36]-DIM | Outdoor Luminaires | Low Output | Parking Garage Luminaires | Standard | FALSE | [9 empty] | 42797 |  |  | Yes |  | 4.1 | 4624.45 | 128.46 | 36 | 9.75 | 0.94 | 4000 | 70
PDKSKVHX | Visionaire Lighting | BOW | BOW-1-T2-32LC-3-4K-[UNV 5 8]-[SMB PM12 PM24 PM36]-DIM | Outdoor Luminaires | Low Output | Parking Garage Luminaires | Standard | FALSE | [9 empty] | 42797 |  |  | Yes |  | 4.1 | 4616.26 | 128.23 | 36 | 9.75 | 0.94 | 4000 | 70
P52HR9DH | Energy Efficient Lighting Co. Ltd. | Energy Efficient Lighting | LPCL-75LED-40K-120M-D | Outdoor Luminaires | Mid Output | Parking Garage Luminaires | Premium | TRUE | 8232.2 | 116.38 | 70.66 | 9.22 | 0.9564 | 3995 | 84.8 | 5 | 50000 | 42796 |  |  | Yes |  | 4.1 | 8223.2 | 116.38 | 70.66 | 9.22 | 0.96 | 4000 | 84.8
P2FHVQTV | Energy Efficient Lighting Co. Ltd. | Energy Efficient Lighting | LPCL-45LED-40K-120M-D | Outdoor Luminaires | Mid Output | Parking Garage Luminaires | Premium | TRUE | 5095.5 | 114.56 | 44.48 | 13.29 | 0.9479 | 4021 | 84.8 | 5 | 50000 | 42796 |  |  | Yes |  | 4.1 | 5095.5 | 114.56 | 44.48 | 13.29 | 0.95 | 4000 | 84.8
P9DHZD9Q | Energy Efficient Lighting Co. Ltd. | Energy Efficient Lighting | LPCL-45LED-50K-120M | Outdoor Luminaires | Mid Output | Parking Garage Luminaires | Premium | FALSE | [9 empty] | 42796 |  |  | Yes |  | 4.1 | 5210 | 117.28 | 44.42 | 13.44 | 0.94 | 5000 | 73.3
P19REAKY | Energy Efficient Lighting Co. Ltd. | Energy Efficient Lighting | LPCL-75LED-50K-120M | Outdoor Luminaires | Mid Output | Parking Garage Luminaires | Premium | FALSE | [9 empty] | 42796 |  |  | Yes |  | 4.1 | 8929 | 125.14 | 71.35 | 9.17 | 0.96 | 5000 | 72.8
PUQ2TK38 | Energy Efficient Lighting Co. Ltd. | Energy Efficient Lighting | LPCL-45LED-50K-120M-D | Outdoor Luminaires | Mid Output | Parking Garage Luminaires | Premium | FALSE | [9 empty] | 42796 |  |  | Yes |  | 4.1 | 5210 | 117.28 | 44.42 | 13.44 | 0.94 | 5000 | 73.3
P91AJMQX | Energy Efficient Lighting Co. Ltd. | Energy Efficient Lighting | LPCL-75LED-50K-120M-D | Outdoor Luminaires | Mid Output | Parking Garage Luminaires | Premium | FALSE | [9 empty] | 42796 |  |  | Yes |  | 4.1 | 8929 | 125.14 | 71.35 | 9.17 | 0.96 | 5000 | 72.8
PBNXYX9U | Energy Efficient Lighting Co. Ltd. | Energy Efficient Lighting | LPCL-45LED-40K-120M | Outdoor Luminaires | Mid Output | Parking Garage Luminaires | Premium | FALSE | [9 empty] | 42796 |  |  | Yes |  | 4.1 | 5095.5 | 114.56 | 44.48 | 13.29 | 0.95 | 4000 | 84.8
PNNRTVCE | Energy Efficient Lighting Co. Ltd. | Energy Efficient Lighting | LPCL-75LED-40K-120M | Outdoor Luminaires | Mid Output | Parking Garage Luminaires | Premium | FALSE | [9 empty] | 42796 |  |  | Yes |  | 4.1 | 8223.2 | 116.38 | 70.66 | 9.22 | 0.96 | 4000 | 84.8
PXWH2V64 | Shenzhen Vanplex Optoelectronics Co. Ltd | VANPLEX | VPL-CPA-70WAN-30K | Outdoor Luminaires | Mid Output | Parking Garage Luminaires | Standard | TRUE | 7386.7 | 104.98 | 70.36 | 11.97 | 0.9691 | 3085 | 73.1 | 5 | 50000 | 42790 | Not Dimmable | Not Dimmable | No |  | 4.1 | 7386.7 | 104.98 | 70.36 | 11.97 | 0.97 | 3000 | 73.1
PVRTBUWK | Shenzhen Vanplex Optoelectronics Co. Ltd | VANPLEX | VPL-CPA-70WAN-HV-30K | Outdoor Luminaires | Mid Output | Parking Garage Luminaires | Standard | TRUE | 7149.5 | 102.78 | 69.56 | 12.91 | 0.9472 | 3218 | 72.8 | 5 | 50000 | 42790 | Not Dimmable | Not Dimmable | No |  | 4.1 | 7189.9 | 104.01 | 69.13 | 12.91 | 0.95 | 3000 | 72.8
PTRN1PXJ | Shenzhen Vanplex Optoelectronics Co. Ltd | VANPLEX | VPL-CPA-45WAN-30K | Outdoor Luminaires | Mid Output | Parking Garage Luminaires | Standard | TRUE | 4793.9 | 107.03 | 44.79 | 17.32 | 0.9384 | 3214 | 72.8 | 5 | 50000 | 42790 | Not Dimmable | Not Dimmable | No |  | 4.1 | 4793.9 | 107.03 | 44.79 | 17.32 | 0.94 | 3000 | 72.8
PJTGC7GT | Shenzhen Vanplex Optoelectronics Co. Ltd | VANPLEX | VPL-CPA-45WAN-HV-30K | Outdoor Luminaires | Mid Output | Parking Garage Luminaires | Standard | TRUE | 4594.7 | 100.43 | 45.75 | 16.15 | 0.9053 | 3200 | 73 | 5 | 50000 | 42790 | Not Dimmable | Not Dimmable | No |  | 4.1 | 4575.9 | 103.01 | 44.42 | 16.15 | 0.91 | 3000 | 73
PKVSJQ1V | Shenzhen Vanplex Optoelectronics Co. Ltd | VANPLEX | VPL-CPA-45WAN-57K | Outdoor Luminaires | Mid Output | Parking Garage Luminaires | Standard | FALSE | [9 empty] | 42790 | Not Dimmable | Not Dimmable | No |  | 4.1 | 5053 | 111.59 | 45.28 | 17.86 | 0.94 | 5700 | 75.7
PK8Q8HEP | Shenzhen Vanplex Optoelectronics Co. Ltd | VANPLEX | VPL-CPA-70WAN-57K | Outdoor Luminaires | Mid Output | Parking Garage Luminaires | Standard | FALSE | [9 empty] | 42790 | Not Dimmable | Not Dimmable | No |  | 4.1 | 7709 | 108.71 | 70.91 | 12.84 | 0.96 | 5700 | 75.6
PWNBRWM9 | Shenzhen Vanplex Optoelectronics Co. Ltd | VANPLEX | VPL-CPA-45WAN-HV-57K | Outdoor Luminaires | Mid Output | Parking Garage Luminaires | Standard | FALSE | [9 empty] | 42790 | Not Dimmable | Not Dimmable | No |  | 4.1 | 4845 | 107.38 | 45.12 | 16.96 | 0.9 | 5700 | 75.5
PXTHZ246 | Shenzhen Vanplex Optoelectronics Co. Ltd | VANPLEX | VPL-CPA-70WAN-HV-57K | Outdoor Luminaires | Mid Output | Parking Garage Luminaires | Standard | FALSE | [9 empty] | 42790 | Not Dimmable | Not Dimmable | No |  | 4.1 | 7582 | 108.59 | 69.82 | 13.75 | 0.94 | 5700 | 75.5
PENCM5KH | Shenzhen Vanplex Optoelectronics Co. Ltd | VANPLEX | VPL-CPA-45WAD-57K | Outdoor Luminaires | Mid Output | Parking Garage Luminaires | Standard | FALSE | [9 empty] | 42790 | Dimmable | Continuous Below 10 | No |  | 4.1 | 5053 | 111.59 | 45.28 | 17.86 | 0.94 | 5700 | 75.7
PANPJ2GX | Shenzhen Vanplex Optoelectronics Co. Ltd | VANPLEX | VPL-CPA-70WAD-57K | Outdoor Luminaires | Mid Output | Parking Garage Luminaires | Standard | FALSE | [9 empty] | 42790 | Dimmable | Continuous Below 10 | No |  | 4.1 | 7709 | 108.71 | 70.91 | 12.84 | 0.96 | 5700 | 75.6
PP9GGH6K | Shenzhen Vanplex Optoelectronics Co. Ltd | VANPLEX | VPL-CPA-45WAD-HV-57K | Outdoor Luminaires | Mid Output | Parking Garage Luminaires | Standard | FALSE | [9 empty] | 42790 | Dimmable | Continuous Below 10 | No |  | 4.1 | 4845 | 107.38 | 45.12 | 16.96 | 0.9 | 5700 | 75.5
PSU26FRD | Shenzhen Vanplex Optoelectronics Co. Ltd | VANPLEX | VPL-CPA-70WAD-HV-57K | Outdoor Luminaires | Mid Output | Parking Garage Luminaires | Standard | FALSE | [9 empty] | 42790 | Dimmable | Continuous Below 10 | No |  | 4.1 | 7582 | 108.59 | 69.82 | 13.75 | 0.94 | 5700 | 75.5
PYXWU8JF | Shenzhen Vanplex Optoelectronics Co. Ltd | VANPLEX | VPL-CPA-70WAN-50K | Outdoor Luminaires | Mid Output | Parking Garage Luminaires | Standard | FALSE | [9 empty] | 42790 | Not Dimmable | Not Dimmable | No |  | 4.1 | 7645 | 108.23 | 70.64 | 11.97 | 0.97 | 5000 | 73.1
PZ8EK59V | Shenzhen Vanplex Optoelectronics Co. Ltd | VANPLEX | VPL-CPA-45WAN-HV-50K | Outdoor Luminaires | Mid Output | Parking Garage Luminaires | Standard | FALSE | [9 empty] | 42790 | Not Dimmable | Not Dimmable | No |  | 4.1 | 4791 | 107.02 | 44.77 | 16.15 | 0.91 | 5000 | 73
PWBAPXUB | Shenzhen Vanplex Optoelectronics Co. Ltd | VANPLEX | VPL-CPA-45WAN-50K | Outdoor Luminaires | Mid Output | Parking Garage Luminaires | Standard | FALSE | [9 empty] | 42790 | Not Dimmable | Not Dimmable | No |  | 4.1 | 5001 | 111.05 | 45.04 | 17.32 | 0.94 | 5000 | 72.8
P2C3R6GX | Shenzhen Vanplex Optoelectronics Co. Ltd | VANPLEX | VPL-CPA-70WAN-HV-50K | Outdoor Luminaires | Mid Output | Parking Garage Luminaires | Standard | FALSE | [9 empty] | 42790 | Not Dimmable | Not Dimmable | No |  | 4.1 | 7504 | 108 | 69.48 | 12.91 | 0.95 | 5000 | 72.8
P1721VGQ | Shenzhen Vanplex Optoelectronics Co. Ltd | VANPLEX | VPL-CPA-70WAD-50K | Outdoor Luminaires | Mid Output | Parking Garage Luminaires | Standard | FALSE | [9 empty] | 42790 | Dimmable | Continuous Below 10 | No |  | 4.1 | 7645 | 108.23 | 70.64 | 11.97 | 0.97 | 5000 | 73.1
P3P4TNRY | Shenzhen Vanplex Optoelectronics Co. Ltd | VANPLEX | VPL-CPA-45WAD-HV-50K | Outdoor Luminaires | Mid Output | Parking Garage Luminaires | Standard | FALSE | [9 empty] | 42790 | Dimmable | Continuous Below 10 | No |  | 4.1 | 4791 | 107.02 | 44.77 | 16.15 | 0.91 | 5000 | 73
PSR2241H | Shenzhen Vanplex Optoelectronics Co. Ltd | VANPLEX | VPL-CPA-45WAD-50K | Outdoor Luminaires | Mid Output | Parking Garage Luminaires | Standard | FALSE | [9 empty] | 42790 | Dimmable | Continuous Below 10 | No |  | 4.1 | 5001 | 111.05 | 45.04 | 17.32 | 0.94 | 5000 | 72.8
PHMK2VRF | Shenzhen Vanplex Optoelectronics Co. Ltd | VANPLEX | VPL-CPA-70WAD-HV-50K | Outdoor Luminaires | Mid Output | Parking Garage Luminaires | Standard | FALSE | [9 empty] | 42790 | Dimmable | Continuous Below 10 | No |  | 4.1 | 7504 | 108 | 69.48 | 12.91 | 0.95 | 5000 | 72.8
PDWDJTYZ | Shenzhen Vanplex Optoelectronics Co. Ltd | VANPLEX | VPL-CPA-70WAN-45K | Outdoor Luminaires | Mid Output | Parking Garage Luminaires | Standard | FALSE | [9 empty] | 42790 | Not Dimmable | Not Dimmable | No |  | 4.1 | 7580 | 107.31 | 70.64 | 11.97 | 0.97 | 4500 | 73.1
PS9RJ5JW | Shenzhen Vanplex Optoelectronics Co. Ltd | VANPLEX | VPL-CPA-45WAN-HV-45K | Outdoor Luminaires | Mid Output | Parking Garage Luminaires | Standard | FALSE | [9 empty] | 42790 | Not Dimmable | Not Dimmable | No |  | 4.1 | 4737 | 105.82 | 44.77 | 16.15 | 0.91 | 4500 | 73
PFAGNVC5 | Shenzhen Vanplex Optoelectronics Co. Ltd | VANPLEX | VPL-CPA-45WAN-45K | Outdoor Luminaires | Mid Output | Parking Garage Luminaires | Standard | FALSE | [9 empty] | 42790 | Not Dimmable | Not Dimmable | No |  | 4.1 | 4949 | 109.9 | 45.04 | 17.32 | 0.94 | 4500 | 72.8
PENJMTE9 | Shenzhen Vanplex Optoelectronics Co. Ltd | VANPLEX | VPL-CPA-70WAN-HV-45K | Outdoor Luminaires | Mid Output | Parking Garage Luminaires | Standard | FALSE | [9 empty] | 42790 | Not Dimmable | Not Dimmable | No |  | 4.1 | 7425 | 106.88 | 69.48 | 12.91 | 0.95 | 4500 | 72.8
PHDAKJND | Shenzhen Vanplex Optoelectronics Co. Ltd | VANPLEX | VPL-CPA-70WAD-45K | Outdoor Luminaires | Mid Output | Parking Garage Luminaires | Standard | FALSE | [9 empty] | 42790 | Dimmable | Continuous Below 10 | No |  | 4.1 | 7580 | 107.31 | 70.64 | 11.97 | 0.97 | 4500 | 73.1
PVUAY4UE | Shenzhen Vanplex Optoelectronics Co. Ltd | VANPLEX | VPL-CPA-45WAD-HV-45K | Outdoor Luminaires | Mid Output | Parking Garage Luminaires | Standard | FALSE | [9 empty] | 42790 | Dimmable | Continuous Below 10 | No |  | 4.1 | 4737 | 105.82 | 44.77 | 16.15 | 0.91 | 4500 | 73
P3R8333Y | Shenzhen Vanplex Optoelectronics Co. Ltd | VANPLEX | VPL-CPA-45WAD-45K | Outdoor Luminaires | Mid Output | Parking Garage Luminaires | Standard | FALSE | [9 empty] | 42790 | Dimmable | Continuous Below 10 | No |  | 4.1 | 4949 | 109.9 | 45.04 | 17.32 | 0.94 | 4500 | 72.8
P4DVDN45 | Shenzhen Vanplex Optoelectronics Co. Ltd | VANPLEX | VPL-CPA-70WAD-HV-45K | Outdoor Luminaires | Mid Output | Parking Garage Luminaires | Standard | FALSE | [9 empty] | 42790 | Dimmable | Continuous Below 10 | No |  | 4.1 | 7425 | 106.88 | 69.48 | 12.91 | 0.95 | 4500 | 72.8
PQYM19ZV | Shenzhen Vanplex Optoelectronics Co. Ltd | VANPLEX | VPL-CPA-70WAN-40K | Outdoor Luminaires | Mid Output | Parking Garage Luminaires | Standard | FALSE | [9 empty] | 42790 | Not Dimmable | Not Dimmable | No |  | 4.1 | 7516 | 106.4 | 70.64 | 11.97 | 0.97 | 4000 | 73.1
P1EQJEZQ | Shenzhen Vanplex Optoelectronics Co. Ltd | VANPLEX | VPL-CPA-45WAN-HV-40K | Outdoor Luminaires | Mid Output | Parking Garage Luminaires | Standard | FALSE | [9 empty] | 42790 | Not Dimmable | Not Dimmable | No |  | 4.1 | 4684 | 104.61 | 44.77 | 16.15 | 0.91 | 4000 | 73
P8B8AFUM | Shenzhen Vanplex Optoelectronics Co. Ltd | VANPLEX | VPL-CPA-45WAN-40K | Outdoor Luminaires | Mid Output | Parking Garage Luminaires | Standard | FALSE | [9 empty] | 42790 | Not Dimmable | Not Dimmable | No |  | 4.1 | 4898 | 108.75 | 45.04 | 17.32 | 0.94 | 4000 | 72.8
PS1V9TPM | Shenzhen Vanplex Optoelectronics Co. Ltd | VANPLEX | VPL-CPA-70WAN-HV-40K | Outdoor Luminaires | Mid Output | Parking Garage Luminaires | Standard | FALSE | [9 empty] | 42790 | Not Dimmable | Not Dimmable | No |  | 4.1 | 7347 | 105.75 | 69.48 | 12.91 | 0.95 | 4000 | 72.8
PADSBHD4 | Shenzhen Vanplex Optoelectronics Co. Ltd | VANPLEX | VPL-CPA-70WAD-40K | Outdoor Luminaires | Mid Output | Parking Garage Luminaires | Standard | FALSE | [9 empty] | 42790 | Dimmable | Continuous Below 10 | No |  | 4.1 | 7516 | 106.4 | 70.64 | 11.97 | 0.97 | 4000 | 73.1
PU14B76U | Shenzhen Vanplex Optoelectronics Co. Ltd | VANPLEX | VPL-CPA-45WAD-HV-40K | Outdoor Luminaires | Mid Output | Parking Garage Luminaires | Standard | FALSE | [9 empty] | 42790 | Dimmable | Continuous Below 10 | No |  | 4.1 | 4684 | 104.61 | 44.77 | 16.15 | 0.91 | 4000 | 73
PQFP4UQE | Shenzhen Vanplex Optoelectronics Co. Ltd | VANPLEX | VPL-CPA-45WAD-40K | Outdoor Luminaires | Mid Output | Parking Garage Luminaires | Standard | FALSE | [9 empty] | 42790 | Dimmable | Continuous Below 10 | No |  | 4.1 | 4898 | 108.75 | 45.04 | 17.32 | 0.94 | 4000 | 72.8
PDJ1BRKC | Shenzhen Vanplex Optoelectronics Co. Ltd | VANPLEX | VPL-CPA-70WAD-HV-40K | Outdoor Luminaires | Mid Output | Parking Garage Luminaires | Standard | FALSE | [9 empty] | 42790 | Dimmable | Continuous Below 10 | No |  | 4.1 | 7347 | 105.75 | 69.48 | 12.91 | 0.95 | 4000 | 72.8
PT5ZVHUT | Shenzhen Vanplex Optoelectronics Co. Ltd | VANPLEX | VPL-CPA-70WAN-35K | Outdoor Luminaires | Mid Output | Parking Garage Luminaires | Standard | FALSE | [9 empty] | 42790 | Not Dimmable | Not Dimmable | No |  | 4.1 | 7451 | 105.49 | 70.64 | 11.97 | 0.97 | 3500 | 73.1
PHTYKT3E | Shenzhen Vanplex Optoelectronics Co. Ltd | VANPLEX | VPL-CPA-45WAN-HV-35K | Outdoor Luminaires | Mid Output | Parking Garage Luminaires | Standard | FALSE | [9 empty] | 42790 | Not Dimmable | Not Dimmable | No |  | 4.1 | 4630 | 103.41 | 44.77 | 16.15 | 0.91 | 3500 | 73
P15RNRM4 | Shenzhen Vanplex Optoelectronics Co. Ltd | VANPLEX | VPL-CPA-45WAN-35K | Outdoor Luminaires | Mid Output | Parking Garage Luminaires | Standard | FALSE | [9 empty] | 42790 | Not Dimmable | Not Dimmable | No |  | 4.1 | 4846 | 107.6 | 45.04 | 17.32 | 0.94 | 3500 | 72.8
P477AAUR | Shenzhen Vanplex Optoelectronics Co. Ltd | VANPLEX | VPL-CPA-70WAN-HV-35K | Outdoor Luminaires | Mid Output | Parking Garage Luminaires | Standard | FALSE | [9 empty] | 42790 | Not Dimmable | Not Dimmable | No |  | 4.1 | 7268 | 104.62 | 69.48 | 12.91 | 0.95 | 3500 | 72.8
PBBEA6ZU | Shenzhen Vanplex Optoelectronics Co. Ltd | VANPLEX | VPL-CPA-70WAD-35K | Outdoor Luminaires | Mid Output | Parking Garage Luminaires | Standard | FALSE | [9 empty] | 42790 | Dimmable | Continuous Below 10 | No |  | 4.1 | 7451 | 105.49 | 70.64 | 11.97 | 0.97 | 3500 | 73.1
PPNWA2Z2 | Shenzhen Vanplex Optoelectronics Co. Ltd | VANPLEX | VPL-CPA-45WAD-HV-35K | Outdoor Luminaires | Mid Output | Parking Garage Luminaires | Standard | FALSE | [9 empty] | 42790 | Dimmable | Continuous Below 10 | No |  | 4.1 | 4630 | 103.41 | 44.77 | 16.15 | 0.91 | 3500 | 73
PPGCNZ7N | Shenzhen Vanplex Optoelectronics Co. Ltd | VANPLEX | VPL-CPA-45WAD-35K | Outdoor Luminaires | Mid Output | Parking Garage Luminaires | Standard | FALSE | [9 empty] | 42790 | Dimmable | Continuous Below 10 | No |  | 4.1 | 4846 | 107.6 | 45.04 | 17.32 | 0.94 | 3500 | 72.8
PX4JH4KR | Shenzhen Vanplex Optoelectronics Co. Ltd | VANPLEX | VPL-CPA-70WAD-HV-35K | Outdoor Luminaires | Mid Output | Parking Garage Luminaires | Standard | FALSE | [9 empty] | 42790 | Dimmable | Continuous Below 10 | No |  | 4.1 | 7268 | 104.62 | 69.48 | 12.91 | 0.95 | 3500 | 72.8
PYV25J6T | Shenzhen Vanplex Optoelectronics Co. Ltd | VANPLEX | VPL-CPA-70WAD-30K | Outdoor Luminaires | Mid Output | Parking Garage Luminaires | Standard | FALSE | [9 empty] | 42790 | Dimmable | Continuous Below 10 | No |  | 4.1 | 7386.7 | 104.98 | 70.36 | 11.97 | 0.97 | 3000 | 73.1
P3WSBXB1 | Shenzhen Vanplex Optoelectronics Co. Ltd | VANPLEX | VPL-CPA-45WAD-HV-30K | Outdoor Luminaires | Mid Output | Parking Garage Luminaires | Standard | FALSE | [9 empty] | 42790 | Dimmable | Continuous Below 10 | No |  | 4.1 | 4575.9 | 103.01 | 44.42 | 16.15 | 0.91 | 3000 | 73
P764JHGV | Shenzhen Vanplex Optoelectronics Co. Ltd | VANPLEX | VPL-CPA-45WAD-30K | Outdoor Luminaires | Mid Output | Parking Garage Luminaires | Standard | FALSE | [9 empty] | 42790 | Dimmable | Continuous Below 10 | No |  | 4.1 | 4793.9 | 107.03 | 44.79 | 17.32 | 0.94 | 3000 | 72.8
P951UX8U | Shenzhen Vanplex Optoelectronics Co. Ltd | VANPLEX | VPL-CPA-70WAD-HV-30K | Outdoor Luminaires | Mid Output | Parking Garage Luminaires | Standard | FALSE | [9 empty] | 42790 | Dimmable | Continuous Below 10 | No |  | 4.1 | 7189.9 | 104.01 | 69.13 | 12.91 | 0.95 | 3000 | 72.8
PCXJT6UB | ESL Vision LLC | ESL Vision | ESL-CP-65W-240 | Outdoor Luminaires | Mid Output | Parking Garage Luminaires | Standard | TRUE | 6458 | 101.1 | 63.88 | 11.32 | 0.9239 | 3917 | 75 | 5 | 50000 | 42789 | Dimmable | Continuous Above 10 | No | Updated 12/2/2016 | 4.1 | 6500 | 100 | 65 | 11.32 | 0.9 | 4000 | 70
PNAAN3J4 | ESL Vision LLC | ESL Vision | ESL-CP-45W-240-ND | Outdoor Luminaires | Low Output | Parking Garage Luminaires | Standard | TRUE | 4101.1 | 90.19 | 45.47 | 18.62 | 0.9132 | 3958 | 73.5 | 5 | 50000 | 42789 | Not Dimmable | Not Dimmable | Yes |  | 4.1 | 4100 | 91 | 45 | 14 | 0.9 | 4000 | 70
P3ZBR8K1 | ESL Vision LLC | ESL Vision | ESL-CP-45W-250 | Outdoor Luminaires | Low Output | Parking Garage Luminaires | Standard | FALSE | [9 empty] | 42789 | Dimmable | Continuous Below 10 | Yes |  | 4.1 | 4200 | 93 | 45 | 14 | 0.9 | 5000 | 70
P1JGPPXA | ESL Vision LLC | ESL Vision | ESL-CP-65W-250 | Outdoor Luminaires | Mid Output | Parking Garage Luminaires | Standard | FALSE | [9 empty] | 42789 | Dimmable | Continuous Above 10 | No | Updated 12/2/2016 | 4.1 | 6600 | 101 | 65 | 11.32 | 0.9 | 5000 | 70
PCU7C7GS | ESL Vision LLC | ESL Vision | ESL-CP-45W-240 | Outdoor Luminaires | Low Output | Parking Garage Luminaires | Standard | FALSE | [9 empty] | 42789 | Dimmable | Continuous Below 10 | Yes |  | 4.1 | 4100 | 91 | 45 | 14 | 0.9 | 4000 | 70
PB39YAGZ | DONGGUAN THAILIGHT SEMICONDUCTOR LIGHTING CO.LTD. | Thailight | TLCLC454CLZZ-P (Blank M) | Outdoor Luminaires | Low Output | Parking Garage Luminaires | Standard | TRUE | 4366.5 | 95.71 | 45.62 | 11.59 | 0.9294 | 4051 | 82.4 | 5 | 50000 | 42789 | Dimmable | Continuous Below 10 | Yes |  | 4.1 | 4367.7 | 96.25 | 45.38 | 11.59 | 0.93 | 4000 | 82.4
PXNQ6812 | DONGGUAN THAILIGHT SEMICONDUCTOR LIGHTING CO.LTD. | Thailight | TLCLC456CLZZ-P (Blank M) | Outdoor Luminaires | Low Output | Parking Garage Luminaires | Standard | FALSE | [9 empty] | 42789 | Dimmable | Continuous Below 10 | Yes |  | 4.1 | 4586 | 100.59 | 45.59 | 11.61 | 0.93 | 5700 | 82.6
PH9FUK9W | DONGGUAN THAILIGHT SEMICONDUCTOR LIGHTING CO.LTD. | Thailight | TLCLC455CLZZ-P (Blank M) | Outdoor Luminaires | Low Output | Parking Garage Luminaires | Standard | FALSE | [9 empty] | 42789 | Dimmable | Continuous Below 10 | Yes |  | 4.1 | 4476.85 | 98.42 | 45.49 | 11.59 | 0.93 | 5000 | 82.4
PYYMSM8F | Venture Lighting International | Venture Lighting International | CPA-03C-25WDA-XXAC01 | Outdoor Luminaires | Low Output | Parking Garage Luminaires | Premium | TRUE | 2533 | 123 | 20.67 | 16 | 0.89 | 4847 | 72 | 5 | 50000 | 42788 | Dimmable | Continuous Below 10 | No |  | 4.1 | 2533 | 123 | 20.67 | 16 | 0.89 | 4874 | 72
PS78PM8Z | Venture Lighting International | Venture Lighting International | CPA-03N-25WDA-XXAC01 | Outdoor Luminaires | Low Output | Parking Garage Luminaires | Premium | TRUE | 2543 | 124 | 20.53 | 17 | 0.88 | 3878 | 72 | 5 | 50000 | 42788 | Dimmable | Continuous Below 10 | No |  | 4.1 | 2543 | 124 | 20.53 | 17 | 0.88 | 3878 | 72
P7RZAYMU | Venture Lighting International | Venture Lighting International | CPA-03C-80WDA-XXAC01 | Outdoor Luminaires | Mid Output | Parking Garage Luminaires | Premium | FALSE | [9 empty] | 42788 | Dimmable | Continuous Below 10 | No |  | 4.1 | 8589 | 128 | 67.1 | 15 | 0.93 | 4858 | 71
P5EYMQ95 | Venture Lighting International | Venture Lighting International | CPA-03C-60WDA-XXAC01 | Outdoor Luminaires | Mid Output | Parking Garage Luminaires | Premium | FALSE | [9 empty] | 42788 | Dimmable | Continuous Below 10 | No |  | 4.1 | 6168 | 123 | 50.03 | 15 | 0.91 | 4838 | 72
P8UJK6TK | Venture Lighting International | Venture Lighting International | CPA-03C-45WDA-XXAC01 | Outdoor Luminaires | Low Output | Parking Garage Luminaires | Premium | FALSE | [9 empty] | 42788 | Dimmable | Continuous Below 10 | No |  | 4.1 | 4601 | 126 | 36.43 | 14 | 0.93 | 4808 | 73
P43DFNE7 | Venture Lighting International | Venture Lighting International | CPA-03N-45WDA-XXAC01 | Outdoor Luminaires | Low Output | Parking Garage Luminaires | Premium | FALSE | [9 empty] | 42788 | Dimmable | Continuous Below 10 | No |  | 4.1 | 4582 | 126 | 36.24 | 14 | 0.93 | 3874 | 72
PFM4NZDS | Venture Lighting International | Venture Lighting International | CPA-03N-60WDA-XXAC01 | Outdoor Luminaires | Mid Output | Parking Garage Luminaires | Premium | FALSE | [9 empty] | 42788 | Dimmable | Continuous Below 10 | No |  | 4.1 | 6306 | 125 | 50.28 | 15 | 0.92 | 3870 | 72
P7124D1N | Venture Lighting International | Venture Lighting International | CPA-03N-80WDA-XXAC01 | Outdoor Luminaires | Mid Output | Parking Garage Luminaires | Premium | FALSE | [9 empty] | 42788 | Dimmable | Continuous Below 10 | No |  | 4.1 | 8466 | 126 | 67.38 | 15 | 0.92 | 3844 | 72
PR8NT39J | Visionaire Lighting | PG | PG[AS]-1-T5-16LC-5-5K-[UNV]-[LPM CM PM12 PM24 PM36] | Outdoor Luminaires | Low Output | Parking Garage Luminaires | Standard | FALSE | [9 empty] | 42779 | Not Dimmable | Not Dimmable | Yes |  | 4.1 | 3474.33 | 133.63 | 26 | 15 | 0.94 | 5000 | 70
PHTWDQJP | Visionaire Lighting | PG | PG[AS]-1-T1-16LC-5-5K-[UNV]-[LPM CM PM12 PM24 PM36] | Outdoor Luminaires | Low Output | Parking Garage Luminaires | Standard | FALSE | [9 empty] | 42779 | Not Dimmable | Not Dimmable | Yes |  | 4.1 | 3432.73 | 132.03 | 26 | 15 | 0.94 | 5000 | 70
P51JVT4V | Visionaire Lighting | PG | PG[AS]-1-T2-16LC-5-5K-[UNV]-[LPM CM PM12 PM24 PM36] | Outdoor Luminaires | Low Output | Parking Garage Luminaires | Standard | FALSE | [9 empty] | 42779 | Not Dimmable | Not Dimmable | Yes |  | 4.1 | 3176.2 | 122.16 | 26 | 15 | 0.94 | 5000 | 70
PK4YK3BX | Visionaire Lighting | PG | PG[AS]-1-T3-16LC-5-5K-[UNV]-[LPM CM PM12 PM24 PM36] | Outdoor Luminaires | Low Output | Parking Garage Luminaires | Standard | FALSE | [9 empty] | 42779 | Not Dimmable | Not Dimmable | Yes |  | 4.1 | 3163.88 | 121.69 | 26 | 15 | 0.94 | 5000 | 70
P99FCA8T | Visionaire Lighting | PG | PG[AS]-1-T5W-16LC-5-5K-[UNV]-[LPM CM PM12 PM24 PM36] | Outdoor Luminaires | Low Output | Parking Garage Luminaires | Standard | FALSE | [9 empty] | 42779 | Not Dimmable | Not Dimmable | Yes |  | 4.1 | 3137.68 | 120.68 | 26 | 15 | 0.94 | 5000 | 70
P4KAFVT6 | Visionaire Lighting | PG | PG[AS]-1-T4-16LC-5-5K-[UNV]-[LPM CM PM12 PM24 PM36] | Outdoor Luminaires | Low Output | Parking Garage Luminaires | Standard | FALSE | [9 empty] | 42779 | Not Dimmable | Not Dimmable | Yes |  | 4.1 | 3100.71 | 119.26 | 26 | 15 | 0.94 | 5000 | 70
PYPEKH5B | Visionaire Lighting | PG | PG[AS]-1-T4-48LC-7-5K-[UNV 5 8]-[LPM CM PM12 PM24 PM36] | Outdoor Luminaires | High Output | Parking Garage Luminaires | Standard | FALSE | [9 empty] | 42779 | Not Dimmable | Not Dimmable | Yes |  | 4.1 | 12437.55 | 115.16 | 108 | 15 | 0.93 | 5000 | 70
PFBVJKT3 | Visionaire Lighting | PG | PG[AS]-1-T5-48LC-7-5K-[UNV 5 8]-[LPM CM PM12 PM24 PM36] | Outdoor Luminaires | High Output | Parking Garage Luminaires | Standard | FALSE | [9 empty] | 42779 | Not Dimmable | Not Dimmable | Yes |  | 4.1 | 12382.63 | 114.65 | 108 | 15 | 0.93 | 5000 | 70
P8GGACGB | Visionaire Lighting | PG | PG[AS]-1-T1-48LC-7-5K-[UNV 5 8]-[LPM CM PM12 PM24 PM36] | Outdoor Luminaires | High Output | Parking Garage Luminaires | Standard | FALSE | [9 empty] | 42779 | Not Dimmable | Not Dimmable | Yes |  | 4.1 | 12234.37 | 113.28 | 108 | 15 | 0.93 | 5000 | 70
P2V6K69V | Visionaire Lighting | PG | PG[AS]-1-T2-48LC-7-5K-[UNV 5 8]-[LPM CM PM12 PM24 PM36] | Outdoor Luminaires | High Output | Parking Garage Luminaires | Standard | FALSE | [9 empty] | 42779 | Not Dimmable | Not Dimmable | Yes |  | 4.1 | 11320.09 | 104.82 | 108 | 15 | 0.93 | 5000 | 70
PT1S6G7K | Visionaire Lighting | PG | PG[AS]-1-T3-48LC-7-5K-[UNV 5 8]-[LPM CM PM12 PM24 PM36] | Outdoor Luminaires | High Output | Parking Garage Luminaires | Standard | FALSE | [9 empty] | 42779 | Not Dimmable | Not Dimmable | Yes |  | 4.1 | 11276.16 | 104.41 | 108 | 15 | 0.93 | 5000 | 70
P6D5U8XW | Visionaire Lighting | PG | PG[AS]-1-T5W-48LC-7-5K-[UNV 5 8]-[LPM CM PM12 PM24 PM36] | Outdoor Luminaires | High Output | Parking Garage Luminaires | Standard | FALSE | [9 empty] | 42779 | Not Dimmable | Not Dimmable | Yes |  | 4.1 | 11182.81 | 103.54 | 108 | 15 | 0.93 | 5000 | 70
P8A5AZF7 | Visionaire Lighting | PG | PG[AS]-1-T5-16LC-3-5K-[UNV]-[LPM CM PM12 PM24 PM36] | Outdoor Luminaires | Low Output | Parking Garage Luminaires | Standard | FALSE | [9 empty] | 42779 | Not Dimmable | Not Dimmable | Yes |  | 4.1 | 2430.79 | 135.04 | 18 | 11 | 0.97 | 5000 | 70
P4EJ9P8X | Visionaire Lighting | PG | PG[AS]-1-T1-16LC-3-5K-[UNV]-[LPM CM PM12 PM24 PM36] | Outdoor Luminaires | Low Output | Parking Garage Luminaires | Standard | FALSE | [9 empty] | 42779 | Not Dimmable | Not Dimmable | Yes |  | 4.1 | 2401.69 | 133.43 | 18 | 11 | 0.97 | 5000 | 70
P83GU5X9 | Visionaire Lighting | PG | PG[AS]-1-T2-16LC-3-5K-[UNV]-[LPM CM PM12 PM24 PM36] | Outdoor Luminaires | Low Output | Parking Garage Luminaires | Standard | FALSE | [9 empty] | 42779 | Not Dimmable | Not Dimmable | Yes |  | 4.1 | 2222.21 | 123.46 | 18 | 11 | 0.97 | 5000 | 70
PPW7U9VD | Visionaire Lighting | PG | PG[AS]-1-T3-16LC-3-5K-[UNV]-[LPM CM PM12 PM24 PM36] | Outdoor Luminaires | Low Output | Parking Garage Luminaires | Standard | FALSE | [9 empty] | 42779 | Not Dimmable | Not Dimmable | Yes |  | 4.1 | 2213.58 | 122.98 | 18 | 11 | 0.97 | 5000 | 70
PK4KXSU6 | Visionaire Lighting | PG | PG[AS]-1-T5W-16LC-3-5K-[UNV]-[LPM CM PM12 PM24 PM36] | Outdoor Luminaires | Low Output | Parking Garage Luminaires | Standard | FALSE | [9 empty] | 42779 | Not Dimmable | Not Dimmable | Yes |  | 4.1 | 2195.26 | 121.96 | 18 | 11 | 0.97 | 5000 | 70
P1139TDU | Visionaire Lighting | PG | PG[AS]-1-T4-16LC-3-5K-[UNV]-[LPM CM PM12 PM24 PM36] | Outdoor Luminaires | Low Output | Parking Garage Luminaires | Standard | FALSE | [9 empty] | 42779 | Not Dimmable | Not Dimmable | Yes |  | 4.1 | 2169.39 | 120.52 | 18 | 11 | 0.97 | 5000 | 70
P61VSF4Q | Visionaire Lighting | PG | PG[AS]-1-T5-32LC-5-5K-[UNV 5 8]-[LPM CM PM12 PM24 PM36] | Outdoor Luminaires | Mid Output | Parking Garage Luminaires | Standard | FALSE | [9 empty] | 42779 | Not Dimmable | Not Dimmable | Yes |  | 4.1 | 7040.17 | 135.39 | 52 | 10 | 0.93 | 5000 | 70
PPYPMHVN | Visionaire Lighting | PG | PG[AS]-1-T1-32LC-5-5K-[UNV 5 8]-[LPM CM PM12 PM24 PM36] | Outdoor Luminaires | Mid Output | Parking Garage Luminaires | Standard | FALSE | [9 empty] | 42779 | Not Dimmable | Not Dimmable | Yes |  | 4.1 | 6955.87 | 133.77 | 52 | 10 | 0.93 | 5000 | 70
PHU9W83K | Visionaire Lighting | PG | PG[AS]-1-T2-32LC-5-5K-[UNV 5 8]-[LPM CM PM12 PM24 PM36] | Outdoor Luminaires | Mid Output | Parking Garage Luminaires | Standard | FALSE | [9 empty] | 42779 | Not Dimmable | Not Dimmable | Yes |  | 4.1 | 6436.05 | 123.77 | 52 | 10 | 0.93 | 5000 | 70
PV1QEABN | Visionaire Lighting | PG | PG[AS]-1-T3-32LC-5-5K-[UNV 5 8]-[LPM CM PM12 PM24 PM36] | Outdoor Luminaires | Mid Output | Parking Garage Luminaires | Standard | FALSE | [9 empty] | 42779 | Not Dimmable | Not Dimmable | Yes |  | 4.1 | 6411.08 | 123.29 | 52 | 10 | 0.93 | 5000 | 70
PAWNUQYS | Visionaire Lighting | PG | PG[AS]-1-T5W-32LC-5-5K-[UNV 5 8]-[LPM CM PM12 PM24 PM36] | Outdoor Luminaires | Mid Output | Parking Garage Luminaires | Standard | FALSE | [9 empty] | 42779 | Not Dimmable | Not Dimmable | Yes |  | 4.1 | 6358 | 122.27 | 52 | 10 | 0.93 | 5000 | 70
P6HYFNV7 | Visionaire Lighting | PG | PG[AS]-1-T4-32LC-5-5K-[UNV 5 8]-[LPM CM PM12 PM24 PM36] | Outdoor Luminaires | Mid Output | Parking Garage Luminaires | Standard | FALSE | [9 empty] | 42779 | Not Dimmable | Not Dimmable | Yes |  | 4.1 | 6283.07 | 120.83 | 52 | 10 | 0.93 | 5000 | 70
PWUB1ZSP | Visionaire Lighting | PG | PG[AS]-1-T2-48LC-5-5K-[UNV 5 8]-[LPM CM PM12 PM24 PM36] | Outdoor Luminaires | Mid Output | Parking Garage Luminaires | Standard | FALSE | [9 empty] | 42779 | Not Dimmable | Not Dimmable | Yes |  | 4.1 | 9700.08 | 121.25 | 80 | 9 | 0.98 | 5000 | 70
PM14C5BK | Visionaire Lighting | PG | PG[AS]-1-T5W-48LC-5-5K-[UNV 5 8]-[LPM CM PM12 PM24 PM36] | Outdoor Luminaires | Mid Output | Parking Garage Luminaires | Standard | FALSE | [9 empty] | 42779 | Not Dimmable | Not Dimmable | Yes |  | 4.1 | 9582.45 | 119.78 | 80 | 9 | 0.98 | 5000 | 70
PSEDUCRE | Visionaire Lighting | PG | PG[AS]-1-T4-48LC-5-5K-[UNV 5 8]-[LPM CM PM12 PM24 PM36] | Outdoor Luminaires | Mid Output | Parking Garage Luminaires | Standard | FALSE | [9 empty] | 42779 | Not Dimmable | Not Dimmable | Yes |  | 4.1 | 9469.52 | 118.37 | 80 | 9 | 0.98 | 5000 | 70
PMUXRPPE | Visionaire Lighting | PG | PG[AS]-1-T5-16LC-7-5K-[UNV]-[LPM CM PM12 PM24 PM36] | Outdoor Luminaires | Low Output | Parking Garage Luminaires | Standard | FALSE | [9 empty] | 42779 | Not Dimmable | Not Dimmable | Yes |  | 4.1 | 4564.14 | 123.36 | 37 | 9 | 0.97 | 5000 | 70
P1DDJDTD | Visionaire Lighting | PG | PG[AS]-1-T1-16LC-7-5K-[UNV]-[LPM CM PM12 PM24 PM36] | Outdoor Luminaires | Low Output | Parking Garage Luminaires | Standard | FALSE | [9 empty] | 42779 | Not Dimmable | Not Dimmable | Yes |  | 4.1 | 4509.49 | 121.88 | 37 | 9 | 0.97 | 5000 | 70
PE6WHHAC | Visionaire Lighting | PG | PG[AS]-1-T2-16LC-7-5K-[UNV]-[LPM CM PM12 PM24 PM36] | Outdoor Luminaires | Low Output | Parking Garage Luminaires | Standard | FALSE | [9 empty] | 42779 | Not Dimmable | Not Dimmable | Yes |  | 4.1 | 4172.5 | 112.77 | 37 | 9 | 0.97 | 5000 | 70
P981VW9P | Visionaire Lighting | PG | PG[AS]-1-T3-16LC-7-5K-[UNV]-[LPM CM PM12 PM24 PM36] | Outdoor Luminaires | Low Output | Parking Garage Luminaires | Standard | FALSE | [9 empty] | 42779 | Not Dimmable | Not Dimmable | Yes |  | 4.1 | 4156.3 | 112.33 | 37 | 9 | 0.97 | 5000 | 70
PWNKRBES | Visionaire Lighting | PG | PG[AS]-1-T5W-16LC-7-5K-[UNV]-[LPM CM PM12 PM24 PM36] | Outdoor Luminaires | Low Output | Parking Garage Luminaires | Standard | FALSE | [9 empty] | 42779 | Not Dimmable | Not Dimmable | Yes |  | 4.1 | 4121.9 | 111.4 | 37 | 9 | 0.97 | 5000 | 70
P3MPP7D5 | Visionaire Lighting | PG | PG[AS]-1-T4-16LC-7-5K-[UNV]-[LPM CM PM12 PM24 PM36] | Outdoor Luminaires | Low Output | Parking Garage Luminaires | Standard | FALSE | [9 empty] | 42779 | Not Dimmable | Not Dimmable | Yes |  | 4.1 | 4073.32 | 110.09 | 37 | 9 | 0.97 | 5000 | 70
PKK7S9D5 | Visionaire Lighting | PG | PG[AS]-1-T5-48LC-5-5K-[UNV 5 8]-[LPM CM PM12 PM24 PM36] | Outdoor Luminaires | High Output | Parking Garage Luminaires | Standard | FALSE | [9 empty] | 42779 | Not Dimmable | Not Dimmable | Yes |  | 4.1 | 10610.57 | 132.63 | 80 | 9 | 0.98 | 5000 | 70
PVQXAZX5 | Visionaire Lighting | PG | PG[AS]-1-T1-48LC-5-5K-[UNV 5 8]-[LPM CM PM12 PM24 PM36] | Outdoor Luminaires | High Output | Parking Garage Luminaires | Standard | FALSE | [9 empty] | 42779 | Not Dimmable | Not Dimmable | Yes |  | 4.1 | 10483.52 | 131.04 | 80 | 9 | 0.98 | 5000 | 70
P2DJMZ4F | Visionaire Lighting | PG | PG[AS]-1-T3-48LC-5-5K-[UNV 5 8]-[LPM CM PM12 PM24 PM36] | Outdoor Luminaires | High Output | Parking Garage Luminaires | Standard | FALSE | [9 empty] | 42779 | Not Dimmable | Not Dimmable | Yes |  | 4.1 | 9662.44 | 120.78 | 80 | 9 | 0.98 | 5000 | 70
PT5HE37W | Visionaire Lighting | PG | PG[AS]-1-T5-48LC-3-5K-[UNV 5 8]-[LPM CM PM12 PM24 PM36] | Outdoor Luminaires | Mid Output | Parking Garage Luminaires | Standard | FALSE | [9 empty] | 42779 | Not Dimmable | Not Dimmable | Yes |  | 4.1 | 7690.22 | 147.89 | 52 | 8 | 0.96 | 5000 | 70
PQ717WD9 | Visionaire Lighting | PG | PG[AS]-1-T1-48LC-3-5K-[UNV 5 8]-[LPM CM PM12 PM24 PM36] | Outdoor Luminaires | Mid Output | Parking Garage Luminaires | Standard | FALSE | [9 empty] | 42779 | Not Dimmable | Not Dimmable | Yes |  | 4.1 | 7598.14 | 146.12 | 52 | 8 | 0.96 | 5000 | 70
P7XD62BX | Visionaire Lighting | PG | PG[AS]-1-T2-48LC-3-5K-[UNV 5 8]-[LPM CM PM12 PM24 PM36] | Outdoor Luminaires | Mid Output | Parking Garage Luminaires | Standard | FALSE | [9 empty] | 42779 | Not Dimmable | Not Dimmable | Yes |  | 4.1 | 7030.32 | 135.2 | 52 | 8 | 0.96 | 5000 | 70
PJ4SNBK5 | Visionaire Lighting | PG | PG[AS]-1-T3-48LC-3-5K-[UNV 5 8]-[LPM CM PM12 PM24 PM36] | Outdoor Luminaires | Mid Output | Parking Garage Luminaires | Standard | FALSE | [9 empty] | 42779 | Not Dimmable | Not Dimmable | Yes |  | 4.1 | 7003.04 | 134.67 | 52 | 8 | 0.96 | 5000 | 70
PP2ECR6T | Visionaire Lighting | PG | PG[AS]-1-T5W-48LC-3-5K-[UNV 5 8]-[LPM CM PM12 PM24 PM36] | Outdoor Luminaires | Mid Output | Parking Garage Luminaires | Standard | FALSE | [9 empty] | 42779 | Not Dimmable | Not Dimmable | Yes |  | 4.1 | 6945.07 | 133.56 | 52 | 8 | 0.96 | 5000 | 70
PTNHN6DK | Visionaire Lighting | PG | PG[AS]-1-T4-48LC-3-5K-[UNV 5 8]-[LPM CM PM12 PM24 PM36] | Outdoor Luminaires | Mid Output | Parking Garage Luminaires | Standard | FALSE | [9 empty] | 42779 | Not Dimmable | Not Dimmable | Yes |  | 4.1 | 6863.22 | 131.98 | 52 | 8 | 0.96 | 5000 | 70
PQ4CTN96 | Visionaire Lighting | PG | PG[AS]-1-T5-32LC-3-5K-[UNV]-[LPM CM PM12 PM24 PM36] | Outdoor Luminaires | Mid Output | Parking Garage Luminaires | Standard | FALSE | [9 empty] | 42779 | Not Dimmable | Not Dimmable | Yes |  | 4.1 | 5081.47 | 145.18 | 35 | 8 | 0.93 | 5000 | 70
PX8JXB3U | Visionaire Lighting | PG | PG[AS]-1-T1-32LC-3-5K-[UNV]-[LPM CM PM12 PM24 PM36] | Outdoor Luminaires | Low Output | Parking Garage Luminaires | Standard | FALSE | [9 empty] | 42779 | Not Dimmable | Not Dimmable | Yes |  | 4.1 | 5020.63 | 143.45 | 35 | 8 | 0.93 | 5000 | 70
PN9KZE49 | Visionaire Lighting | PG | PG[AS]-1-T2-32LC-3-5K-[UNV]-[LPM CM PM12 PM24 PM36] | Outdoor Luminaires | Low Output | Parking Garage Luminaires | Standard | FALSE | [9 empty] | 42779 | Not Dimmable | Not Dimmable | Yes |  | 4.1 | 4645.43 | 132.73 | 35 | 8 | 0.93 | 5000 | 70
PB3QTM3K | Visionaire Lighting | PG | PG[AS]-1-T3-32LC-3-5K-[UNV]-[LPM CM PM12 PM24 PM36] | Outdoor Luminaires | Low Output | Parking Garage Luminaires | Standard | FALSE | [9 empty] | 42779 | Not Dimmable | Not Dimmable | Yes |  | 4.1 | 4627.41 | 132.21 | 35 | 8 | 0.93 | 5000 | 70
PBDTPBAM | Visionaire Lighting | PG | PG[AS]-1-T5W-32LC-3-5K-[UNV]-[LPM CM PM12 PM24 PM36] | Outdoor Luminaires | Low Output | Parking Garage Luminaires | Standard | FALSE | [9 empty] | 42779 | Not Dimmable | Not Dimmable | Yes |  | 4.1 | 4589.1 | 131.12 | 35 | 8 | 0.93 | 5000 | 70
P3Y9WA4F | Visionaire Lighting | PG | PG[AS]-1-T4-32LC-3-5K-[UNV]-[LPM CM PM12 PM24 PM36] | Outdoor Luminaires | Low Output | Parking Garage Luminaires | Standard | FALSE | [9 empty] | 42779 | Not Dimmable | Not Dimmable | Yes |  | 4.1 | 4535.02 | 129.57 | 35 | 8 | 0.93 | 5000 | 70
P78QF34C | Visionaire Lighting | PG | PG[AS]-1-T5-32LC-7-5K-[UNV 5 8]-[LPM CM PM12 PM24 PM36] | Outdoor Luminaires | Mid Output | Parking Garage Luminaires | Standard | FALSE | [9 empty] | 42779 | Not Dimmable | Not Dimmable | Yes |  | 4.1 | 8830.55 | 124.37 | 71 | 7 | 0.99 | 5000 | 70
P7DQ1B3J | Visionaire Lighting | PG | PG[AS]-1-T1-32LC-7-5K-[UNV 5 8]-[LPM CM PM12 PM24 PM36] | Outdoor Luminaires | Mid Output | Parking Garage Luminaires | Standard | FALSE | [9 empty] | 42779 | Not Dimmable | Not Dimmable | Yes |  | 4.1 | 8724.82 | 122.88 | 71 | 7 | 0.99 | 5000 | 70
PPDTGU4D | Visionaire Lighting | PG | PG[AS]-1-T2-32LC-7-5K-[UNV 5 8]-[LPM CM PM12 PM24 PM36] | Outdoor Luminaires | Mid Output | Parking Garage Luminaires | Standard | FALSE | [9 empty] | 42779 | Not Dimmable | Not Dimmable | Yes |  | 4.1 | 8072.81 | 113.7 | 71 | 7 | 0.99 | 5000 | 70
PWPNHGPX | Visionaire Lighting | PG | PG[AS]-1-T3-32LC-7-5K-[UNV 5 8]-[LPM CM PM12 PM24 PM36] | Outdoor Luminaires | Mid Output | Parking Garage Luminaires | Standard | FALSE | [9 empty] | 42779 | Not Dimmable | Not Dimmable | Yes |  | 4.1 | 8041.48 | 113.26 | 71 | 7 | 0.99 | 5000 | 70
PF6VHZYW | Visionaire Lighting | PG | PG[AS]-1-T5W-32LC-7-5K-[UNV 5 8]-[LPM CM PM12 PM24 PM36] | Outdoor Luminaires | Mid Output | Parking Garage Luminaires | Standard | FALSE | [9 empty] | 42779 | Not Dimmable | Not Dimmable | Yes |  | 4.1 | 7974.91 | 112.32 | 71 | 7 | 0.99 | 5000 | 70
P7HWXP51 | Visionaire Lighting | PG | PG[AS]-1-T4-32LC-7-5K-[UNV 5 8]-[LPM CM PM12 PM24 PM36] | Outdoor Luminaires | Mid Output | Parking Garage Luminaires | Standard | FALSE | [9 empty] | 42779 | Not Dimmable | Not Dimmable | Yes |  | 4.1 | 7880.93 | 111 | 71 | 7 | 0.99 | 5000 | 70
PPWYQTZ9 | Visionaire Lighting | PG | PG[AS]-1-T1-16LC-5-5K-[UNV]-[LPM CM PM12 PM24 PM36]-[DIM] | Outdoor Luminaires | Low Output | Parking Garage Luminaires | Standard | FALSE | [9 empty] | 42779 | Dimmable | Continuous Below 10 | Yes |  | 4.1 | 3432.73 | 132.03 | 26 | 15 | 0.94 | 5000 | 70
PZ6DCH33 | Visionaire Lighting | PG | PG[AS]-1-T1-48LC-7-5K-[UNV 5 8]-[LPM CM PM12 PM24 PM36]-[DIM] | Outdoor Luminaires | High Output | Parking Garage Luminaires | Standard | FALSE | [9 empty] | 42779 | Dimmable | Continuous Below 10 | Yes |  | 4.1 | 12234.37 | 113.28 | 108 | 15 | 0.93 | 5000 | 70
P5ZQ5EQU | Visionaire Lighting | PG | PG[AS]-1-T1-16LC-3-5K-[UNV]-[LPM CM PM12 PM24 PM36]-[DIM] | Outdoor Luminaires | Low Output | Parking Garage Luminaires | Standard | FALSE | [9 empty] | 42779 | Dimmable | Continuous Below 10 | Yes |  | 4.1 | 2401.69 | 133.43 | 18 | 11 | 0.97 | 5000 | 70
P2M9TH6W | Visionaire Lighting | PG | PG[AS]-1-T1-32LC-5-5K-[UNV 5 8]-[LPM CM PM12 PM24 PM36]-[DIM] | Outdoor Luminaires | Mid Output | Parking Garage Luminaires | Standard | FALSE | [9 empty] | 42779 | Dimmable | Continuous Below 10 | Yes |  | 4.1 | 6955.87 | 133.77 | 52 | 10 | 0.93 | 5000 | 70
PSJKGY16 | Visionaire Lighting | PG | PG[AS]-1-T1-16LC-7-5K-[UNV]-[LPM CM PM12 PM24 PM36]-[DIM] | Outdoor Luminaires | Low Output | Parking Garage Luminaires | Standard | FALSE | [9 empty] | 42779 | Dimmable | Continuous Below 10 | Yes |  | 4.1 | 4509.49 | 121.88 | 37 | 9 | 0.97 | 5000 | 70
P6SP22ZE | Visionaire Lighting | PG | PG[AS]-1-T1-48LC-5-5K-[UNV 5 8]-[LPM CM PM12 PM24 PM36]-[DIM] | Outdoor Luminaires | High Output | Parking Garage Luminaires | Standard | FALSE | [9 empty] | 42779 | Dimmable | Continuous Below 10 | Yes |  | 4.1 | 10483.52 | 131.04 | 80 | 9 | 0.98 | 5000 | 70
P6DUSKQR | Visionaire Lighting | PG | PG[AS]-1-T1-48LC-3-5K-[UNV 5 8]-[LPM CM PM12 PM24 PM36]-[DIM] | Outdoor Luminaires | Mid Output | Parking Garage Luminaires | Standard | FALSE | [9 empty] | 42779 | Dimmable | Continuous Below 10 | Yes |  | 4.1 | 7598.14 | 146.12 | 52 | 8 | 0.96 | 5000 | 70
PP99KZ2M | Visionaire Lighting | PG | PG[AS]-1-T1-32LC-3-5K-[UNV]-[LPM CM PM12 PM24 PM36]-[DIM] | Outdoor Luminaires | Low Output | Parking Garage Luminaires | Standard | FALSE | [9 empty] | 42779 | Dimmable | Continuous Below 10 | Yes |  | 4.1 | 5020.63 | 143.45 | 35 | 8 | 0.93 | 5000 | 70
PNGSUFKK | Visionaire Lighting | PG | PG[AS]-1-T1-32LC-7-5K-[UNV 5 8]-[LPM CM PM12 PM24 PM36]-[DIM] | Outdoor Luminaires | Mid Output | Parking Garage Luminaires | Standard | FALSE | [9 empty] | 42779 | Dimmable | Continuous Below 10 | Yes |  | 4.1 | 8724.82 | 122.88 | 71 | 7 | 0.99 | 5000 | 70
PH8XWSF4 | Visionaire Lighting | PG | PG[AS]-1-T4-48LC-7-4K-[UNV 5 8]-[LPM CM PM12 PM24 PM36] | Outdoor Luminaires | Mid Output | Parking Garage Luminaires | Standard | FALSE | [9 empty] | 42779 | Not Dimmable | Not Dimmable | Yes |  | 4.1 | 10830 | 100.28 | 108 | 15 | 0.93 | 4000 | 70
PQ35YDE2 | Visionaire Lighting | PG | PG[AS]-1-T5-16LC-5-4K-[UNV]-[LPM CM PM12 PM24 PM36] | Outdoor Luminaires | Low Output | Parking Garage Luminaires | Standard | FALSE | [9 empty] | 42779 | Not Dimmable | Not Dimmable | Yes |  | 4.1 | 3404.84 | 130.96 | 26 | 15 | 0.94 | 4000 | 70
P9D1TGNT | Visionaire Lighting | PG | PG[AS]-1-T1-16LC-5-4K-[UNV]-[LPM CM PM12 PM24 PM36] | Outdoor Luminaires | Low Output | Parking Garage Luminaires | Standard | FALSE | [9 empty] | 42779 | Not Dimmable | Not Dimmable | Yes |  | 4.1 | 3364.08 | 129.39 | 26 | 15 | 0.94 | 4000 | 70
PJ7MYXU7 | Visionaire Lighting | PG | PG[AS]-1-T2-16LC-5-4K-[UNV]-[LPM CM PM12 PM24 PM36] | Outdoor Luminaires | Low Output | Parking Garage Luminaires | Standard | FALSE | [9 empty] | 42779 | Not Dimmable | Not Dimmable | Yes |  | 4.1 | 3112.68 | 119.72 | 26 | 15 | 0.94 | 4000 | 70
PGZ9QFZF | Visionaire Lighting | PG | PG[AS]-1-T3-16LC-5-4K-[UNV]-[LPM CM PM12 PM24 PM36] | Outdoor Luminaires | Low Output | Parking Garage Luminaires | Standard | FALSE | [9 empty] | 42779 | Not Dimmable | Not Dimmable | Yes |  | 4.1 | 3100.6 | 119.25 | 26 | 15 | 0.94 | 4000 | 70
PDMDQZ8F | Visionaire Lighting | PG | PG[AS]-1-T5W-16LC-5-4K-[UNV]-[LPM CM PM12 PM24 PM36] | Outdoor Luminaires | Low Output | Parking Garage Luminaires | Standard | FALSE | [9 empty] | 42779 | Not Dimmable | Not Dimmable | Yes |  | 4.1 | 3074.93 | 118.27 | 26 | 15 | 0.94 | 4000 | 70
PHCCKGYK | Visionaire Lighting | PG | PG[AS]-1-T4-16LC-5-4K-[UNV]-[LPM CM PM12 PM24 PM36] | Outdoor Luminaires | Low Output | Parking Garage Luminaires | Standard | FALSE | [9 empty] | 42779 | Not Dimmable | Not Dimmable | Yes |  | 4.1 | 3038.69 | 116.87 | 26 | 15 | 0.94 | 4000 | 70
PWRSFN2H | Visionaire Lighting | PG | PG[AS]-1-T5-48LC-7-4K-[UNV 5 8]-[LPM CM PM12 PM24 PM36] | Outdoor Luminaires | High Output | Parking Garage Luminaires | Standard | FALSE | [9 empty] | 42779 | Not Dimmable | Not Dimmable | Yes |  | 4.1 | 12134.98 | 112.36 | 108 | 15 | 0.93 | 4000 | 70
PY6DWTKA | Visionaire Lighting | PG | PG[AS]-1-T1-48LC-7-4K-[UNV 5 8]-[LPM CM PM12 PM24 PM36] | Outdoor Luminaires | High Output | Parking Garage Luminaires | Standard | FALSE | [9 empty] | 42779 | Not Dimmable | Not Dimmable | Yes |  | 4.1 | 11989.68 | 111.02 | 108 | 15 | 0.93 | 4000 | 70
PZ4MV8W5 | Visionaire Lighting | PG | PG[AS]-1-T2-48LC-7-4K-[UNV 5 8]-[LPM CM PM12 PM24 PM36] | Outdoor Luminaires | High Output | Parking Garage Luminaires | Standard | FALSE | [9 empty] | 42779 | Not Dimmable | Not Dimmable | Yes |  | 4.1 | 11093.69 | 102.72 | 108 | 15 | 0.93 | 4000 | 70
PXBF8945 | Visionaire Lighting | PG | PG[AS]-1-T3-48LC-7-4K-[UNV 5 8]-[LPM CM PM12 PM24 PM36] | Outdoor Luminaires | High Output | Parking Garage Luminaires | Standard | FALSE | [9 empty] | 42779 | Not Dimmable | Not Dimmable | Yes |  | 4.1 | 11050.64 | 102.32 | 108 | 15 | 0.93 | 4000 | 70
PF3MV15G | Visionaire Lighting | PG | PG[AS]-1-T5W-48LC-7-4K-[UNV 5 8]-[LPM CM PM12 PM24 PM36] | Outdoor Luminaires | High Output | Parking Garage Luminaires | Standard | FALSE | [9 empty] | 42779 | Not Dimmable | Not Dimmable | Yes |  | 4.1 | 10959.15 | 101.47 | 108 | 15 | 0.93 | 4000 | 70
P24YYSXP | Visionaire Lighting | PG | PG[AS]-1-T5-16LC-3-4K-[UNV]-[LPM CM PM12 PM24 PM36] | Outdoor Luminaires | Low Output | Parking Garage Luminaires | Standard | FALSE | [9 empty] | 42779 | Not Dimmable | Not Dimmable | Yes |  | 4.1 | 2382.18 | 132.34 | 18 | 11 | 0.97 | 4000 | 70
P8QBZ98X | Visionaire Lighting | PG | PG[AS]-1-T1-16LC-3-4K-[UNV]-[LPM CM PM12 PM24 PM36] | Outdoor Luminaires | Low Output | Parking Garage Luminaires | Standard | FALSE | [9 empty] | 42779 | Not Dimmable | Not Dimmable | Yes |  | 4.1 | 2353.65 | 130.76 | 18 | 11 | 0.97 | 4000 | 70
P4TKZW4C | Visionaire Lighting | PG | PG[AS]-1-T2-16LC-3-4K-[UNV]-[LPM CM PM12 PM24 PM36] | Outdoor Luminaires | Low Output | Parking Garage Luminaires | Standard | FALSE | [9 empty] | 42779 | Not Dimmable | Not Dimmable | Yes |  | 4.1 | 2177.76 | 120.99 | 18 | 11 | 0.97 | 4000 | 70
PBSPWJDT | Visionaire Lighting | PG | PG[AS]-1-T3-16LC-3-4K-[UNV]-[LPM CM PM12 PM24 PM36] | Outdoor Luminaires | Low Output | Parking Garage Luminaires | Standard | FALSE | [9 empty] | 42779 | Not Dimmable | Not Dimmable | Yes |  | 4.1 | 2169.31 | 120.52 | 18 | 11 | 0.97 | 4000 | 70
P8YR337C | Visionaire Lighting | PG | PG[AS]-1-T5W-16LC-3-4K-[UNV]-[LPM CM PM12 PM24 PM36] | Outdoor Luminaires | Low Output | Parking Garage Luminaires | Standard | FALSE | [9 empty] | 42779 | Not Dimmable | Not Dimmable | Yes |  | 4.1 | 2151.35 | 119.52 | 18 | 11 | 0.97 | 4000 | 70
PRGBQCCM | Visionaire Lighting | PG | PG[AS]-1-T4-16LC-3-4K-[UNV]-[LPM CM PM12 PM24 PM36] | Outdoor Luminaires | Low Output | Parking Garage Luminaires | Standard | FALSE | [9 empty] | 42779 | Not Dimmable | Not Dimmable | Yes |  | 4.1 | 2126 | 118.11 | 18 | 11 | 0.97 | 4000 | 70
P3TWEU2C | Visionaire Lighting | PG | PG[AS]-1-T5-32LC-5-4K-[UNV 5 8]-[LPM CM PM12 PM24 PM36] | Outdoor Luminaires | Mid Output | Parking Garage Luminaires | Standard | FALSE | [9 empty] | 42779 | Not Dimmable | Not Dimmable | Yes |  | 4.1 | 6899.36 | 132.68 | 52 | 10 | 0.93 | 4000 | 70
P2CM23XV | Visionaire Lighting | PG | PG[AS]-1-T1-32LC-5-4K-[UNV 5 8]-[LPM CM PM12 PM24 PM36] | Outdoor Luminaires | Mid Output | Parking Garage Luminaires | Standard | FALSE | [9 empty] | 42779 | Not Dimmable | Not Dimmable | Yes |  | 4.1 | 6816.75 | 131.09 | 52 | 10 | 0.93 | 4000 | 70
P9W1PEYQ | Visionaire Lighting | PG | PG[AS]-1-T2-32LC-5-4K-[UNV 5 8]-[LPM CM PM12 PM24 PM36] | Outdoor Luminaires | Mid Output | Parking Garage Luminaires | Standard | FALSE | [9 empty] | 42779 | Not Dimmable | Not Dimmable | Yes |  | 4.1 | 6307.33 | 121.29 | 52 | 10 | 0.93 | 4000 | 70
PRMNAAU9 | Visionaire Lighting | PG | PG[AS]-1-T3-32LC-5-4K-[UNV 5 8]-[LPM CM PM12 PM24 PM36] | Outdoor Luminaires | Mid Output | Parking Garage Luminaires | Standard | FALSE | [9 empty] | 42779 | Not Dimmable | Not Dimmable | Yes |  | 4.1 | 6282.86 | 120.82 | 52 | 10 | 0.93 | 4000 | 70
P28A1MSH | Visionaire Lighting | PG | PG[AS]-1-T5W-32LC-5-4K-[UNV 5 8]-[LPM CM PM12 PM24 PM36] | Outdoor Luminaires | Mid Output | Parking Garage Luminaires | Standard | FALSE | [9 empty] | 42779 | Not Dimmable | Not Dimmable | Yes |  | 4.1 | 6230.84 | 119.82 | 52 | 10 | 0.93 | 4000 | 70
PG1QFAQ3 | Visionaire Lighting | PG | PG[AS]-1-T4-32LC-5-4K-[UNV 5 8]-[LPM CM PM12 PM24 PM36] | Outdoor Luminaires | Mid Output | Parking Garage Luminaires | Standard | FALSE | [9 empty] | 42779 | Not Dimmable | Not Dimmable | Yes |  | 4.1 | 6157.41 | 118.41 | 52 | 10 | 0.93 | 4000 | 70
PGKAZX4Z | Visionaire Lighting | PG | PG[AS]-1-T1-48LC-5-4K-[UNV 5 8]-[LPM CM PM12 PM24 PM36] | Outdoor Luminaires | Mid Output | Parking Garage Luminaires | Standard | FALSE | [9 empty] | 42779 | Not Dimmable | Not Dimmable | Yes |  | 4.1 | 10273.85 | 128.42 | 80 | 9 | 0.98 | 4000 | 70
PK3H4CA7 | Visionaire Lighting | PG | PG[AS]-1-T2-48LC-5-4K-[UNV 5 8]-[LPM CM PM12 PM24 PM36] | Outdoor Luminaires | Mid Output | Parking Garage Luminaires | Standard | FALSE | [9 empty] | 42779 | Not Dimmable | Not Dimmable | Yes |  | 4.1 | 9506.08 | 118.83 | 80 | 9 | 0.98 | 4000 | 70
PNZYUB49 | Visionaire Lighting | PG | PG[AS]-1-T3-48LC-5-4K-[UNV 5 8]-[LPM CM PM12 PM24 PM36] | Outdoor Luminaires | Mid Output | Parking Garage Luminaires | Standard | FALSE | [9 empty] | 42779 | Not Dimmable | Not Dimmable | Yes |  | 4.1 | 9469.19 | 118.36 | 80 | 9 | 0.98 | 4000 | 70
PWF852Z6 | Visionaire Lighting | PG | PG[AS]-1-T5W-48LC-5-4K-[UNV 5 8]-[LPM CM PM12 PM24 PM36] | Outdoor Luminaires | Mid Output | Parking Garage Luminaires | Standard | FALSE | [9 empty] | 42779 | Not Dimmable | Not Dimmable | Yes |  | 4.1 | 9390.8 | 117.39 | 80 | 9 | 0.98 | 4000 | 70
PWBRWA8X | Visionaire Lighting | PG | PG[AS]-1-T4-48LC-5-4K-[UNV 5 8]-[LPM CM PM12 PM24 PM36] | Outdoor Luminaires | Mid Output | Parking Garage Luminaires | Standard | FALSE | [9 empty] | 42779 | Not Dimmable | Not Dimmable | Yes |  | 4.1 | 9280.13 | 116 | 80 | 9 | 0.98 | 4000 | 70
PC8XUX4H | Visionaire Lighting | PG | PG[AS]-1-T5-16LC-7-4K-[UNV]-[LPM CM PM12 PM24 PM36] | Outdoor Luminaires | Low Output | Parking Garage Luminaires | Standard | FALSE | [9 empty] | 42779 | Not Dimmable | Not Dimmable | Yes |  | 4.1 | 4472.86 | 120.89 | 37 | 9 | 0.97 | 4000 | 70
P5DFBDUY | Visionaire Lighting | PG | PG[AS]-1-T1-16LC-7-4K-[UNV]-[LPM CM PM12 PM24 PM36] | Outdoor Luminaires | Low Output | Parking Garage Luminaires | Standard | FALSE | [9 empty] | 42779 | Not Dimmable | Not Dimmable | Yes |  | 4.1 | 4419.3 | 119.44 | 37 | 9 | 0.97 | 4000 | 70
P18ENS97 | Visionaire Lighting | PG | PG[AS]-1-T2-16LC-7-4K-[UNV]-[LPM CM PM12 PM24 PM36] | Outdoor Luminaires | Low Output | Parking Garage Luminaires | Standard | FALSE | [9 empty] | 42779 | Not Dimmable | Not Dimmable | Yes |  | 4.1 | 4089.05 | 110.51 | 37 | 9 | 0.97 | 4000 | 70
PJCWMCMX | Visionaire Lighting | PG | PG[AS]-1-T3-16LC-7-4K-[UNV]-[LPM CM PM12 PM24 PM36] | Outdoor Luminaires | Low Output | Parking Garage Luminaires | Standard | FALSE | [9 empty] | 42779 | Not Dimmable | Not Dimmable | Yes |  | 4.1 | 4073.18 | 110.09 | 37 | 9 | 0.97 | 4000 | 70
P2AB7M31 | Visionaire Lighting | PG | PG[AS]-1-T5W-16LC-7-4K-[UNV]-[LPM CM PM12 PM24 PM36] | Outdoor Luminaires | Low Output | Parking Garage Luminaires | Standard | FALSE | [9 empty] | 42779 | Not Dimmable | Not Dimmable | Yes |  | 4.1 | 4039.46 | 109.17 | 37 | 9 | 0.97 | 4000 | 70
PMBWX552 | Visionaire Lighting | PG | PG[AS]-1-T4-16LC-7-4K-[UNV]-[LPM CM PM12 PM24 PM36] | Outdoor Luminaires | Low Output | Parking Garage Luminaires | Standard | FALSE | [9 empty] | 42779 | Not Dimmable | Not Dimmable | Yes |  | 4.1 | 3991.85 | 107.89 | 37 | 9 | 0.97 | 4000 | 70
PVXRC6WQ | Visionaire Lighting | PG | PG[AS]-1-T5-48LC-5-4K-[UNV 5 8]-[LPM CM PM12 PM24 PM36] | Outdoor Luminaires | High Output | Parking Garage Luminaires | Standard | FALSE | [9 empty] | 42779 | Not Dimmable | Not Dimmable | Yes |  | 4.1 | 10398.36 | 129.98 | 80 | 9 | 0.98 | 4000 | 70
PDVDDGFV | Visionaire Lighting | PG | PG[AS]-1-T5-48LC-3-4K-[UNV 5 8]-[LPM CM PM12 PM24 PM36] | Outdoor Luminaires | Mid Output | Parking Garage Luminaires | Standard | FALSE | [9 empty] | 42779 | Not Dimmable | Not Dimmable | Yes |  | 4.1 | 7536.41 | 144.93 | 52 | 8 | 0.96 | 4000 | 70
PJG326RA | Visionaire Lighting | PG | PG[AS]-1-T1-48LC-3-4K-[UNV 5 8]-[LPM CM PM12 PM24 PM36] | Outdoor Luminaires | Mid Output | Parking Garage Luminaires | Standard | FALSE | [9 empty] | 42779 | Not Dimmable | Not Dimmable | Yes |  | 4.1 | 7446.17 | 143.2 | 52 | 8 | 0.96 | 4000 | 70
PWAAMGHV | Visionaire Lighting | PG | PG[AS]-1-T2-48LC-3-4K-[UNV 5 8]-[LPM CM PM12 PM24 PM36] | Outdoor Luminaires | Mid Output | Parking Garage Luminaires | Standard | FALSE | [9 empty] | 42779 | Not Dimmable | Not Dimmable | Yes |  | 4.1 | 6889.72 | 132.49 | 52 | 8 | 0.96 | 4000 | 70
P3GEVTAY | Visionaire Lighting | PG | PG[AS]-1-T3-48LC-3-4K-[UNV 5 8]-[LPM CM PM12 PM24 PM36] | Outdoor Luminaires | Mid Output | Parking Garage Luminaires | Standard | FALSE | [9 empty] | 42779 | Not Dimmable | Not Dimmable | Yes |  | 4.1 | 6862.98 | 131.98 | 52 | 8 | 0.96 | 4000 | 70
PUPU87S4 | Visionaire Lighting | PG | PG[AS]-1-T5W-48LC-3-4K-[UNV 5 8]-[LPM CM PM12 PM24 PM36] | Outdoor Luminaires | Mid Output | Parking Garage Luminaires | Standard | FALSE | [9 empty] | 42779 | Not Dimmable | Not Dimmable | Yes |  | 4.1 | 6806.16 | 130.89 | 52 | 8 | 0.96 | 4000 | 70
P6PY681D | Visionaire Lighting | PG | PG[AS]-1-T4-48LC-3-4K-[UNV 5 8]-[LPM CM PM12 PM24 PM36] | Outdoor Luminaires | Mid Output | Parking Garage Luminaires | Standard | FALSE | [9 empty] | 42779 | Not Dimmable | Not Dimmable | Yes |  | 4.1 | 6725.95 | 129.35 | 52 | 8 | 0.96 | 4000 | 70
PJSC3CTM | Visionaire Lighting | PG | PG[AS]-1-T5-32LC-3-4K-[UNV]-[LPM CM PM12 PM24 PM36] | Outdoor Luminaires | Low Output | Parking Garage Luminaires | Standard | FALSE | [9 empty] | 42779 | Not Dimmable | Not Dimmable | Yes |  | 4.1 | 4979.84 | 142.28 | 35 | 8 | 0.93 | 4000 | 70
PMTTCYJ4 | Visionaire Lighting | PG | PG[AS]-1-T1-32LC-3-4K-[UNV]-[LPM CM PM12 PM24 PM36] | Outdoor Luminaires | Low Output | Parking Garage Luminaires | Standard | FALSE | [9 empty] | 42779 | Not Dimmable | Not Dimmable | Yes |  | 4.1 | 4920.22 | 140.58 | 35 | 8 | 0.93 | 4000 | 70
PME76V9C | Visionaire Lighting | PG | PG[AS]-1-T2-32LC-3-4K-[UNV]-[LPM CM PM12 PM24 PM36] | Outdoor Luminaires | Low Output | Parking Garage Luminaires | Standard | FALSE | [9 empty] | 42779 | Not Dimmable | Not Dimmable | Yes |  | 4.1 | 4552.52 | 130.07 | 35 | 8 | 0.93 | 4000 | 70
PDUU5YPW | Visionaire Lighting | PG | PG[AS]-1-T3-32LC-3-4K-[UNV]-[LPM CM PM12 PM24 PM36] | Outdoor Luminaires | Low Output | Parking Garage Luminaires | Standard | FALSE | [9 empty] | 42779 | Not Dimmable | Not Dimmable | Yes |  | 4.1 | 4534.86 | 129.57 | 35 | 8 | 0.93 | 4000 | 70
PAX7M3Q5 | Visionaire Lighting | PG | PG[AS]-1-T5W-32LC-3-4K-[UNV]-[LPM CM PM12 PM24 PM36] | Outdoor Luminaires | Low Output | Parking Garage Luminaires | Standard | FALSE | [9 empty] | 42779 | Not Dimmable | Not Dimmable | Yes |  | 4.1 | 4497.32 | 128.49 | 35 | 8 | 0.93 | 4000 | 70
P9WZMVSV | Visionaire Lighting | PG | PG[AS]-1-T4-32LC-3-4K-[UNV]-[LPM CM PM12 PM24 PM36] | Outdoor Luminaires | Low Output | Parking Garage Luminaires | Standard | FALSE | [9 empty] | 42779 | Not Dimmable | Not Dimmable | Yes |  | 4.1 | 4444.32 | 126.98 | 35 | 8 | 0.93 | 4000 | 70
PSM1Z3H2 | Visionaire Lighting | PG | PG[AS]-1-T5-32LC-7-4K-[UNV 5 8]-[LPM CM PM12 PM24 PM36] | Outdoor Luminaires | Mid Output | Parking Garage Luminaires | Standard | FALSE | [9 empty] | 42779 | Not Dimmable | Not Dimmable | Yes |  | 4.1 | 8653.94 | 121.89 | 71 | 7 | 0.99 | 4000 | 70
PZZJHYQN | Visionaire Lighting | PG | PG[AS]-1-T1-32LC-7-4K-[UNV 5 8]-[LPM CM PM12 PM24 PM36] | Outdoor Luminaires | Mid Output | Parking Garage Luminaires | Standard | FALSE | [9 empty] | 42779 | Not Dimmable | Not Dimmable | Yes |  | 4.1 | 8550.33 | 120.43 | 71 | 7 | 0.99 | 4000 | 70
PV4ZJ6ED | Visionaire Lighting | PG | PG[AS]-1-T2-32LC-7-4K-[UNV 5 8]-[LPM CM PM12 PM24 PM36] | Outdoor Luminaires | Mid Output | Parking Garage Luminaires | Standard | FALSE | [9 empty] | 42779 | Not Dimmable | Not Dimmable | Yes |  | 4.1 | 7911.35 | 111.43 | 71 | 7 | 0.99 | 4000 | 70
P4QXN4WD | Visionaire Lighting | PG | PG[AS]-1-T3-32LC-7-4K-[UNV 5 8]-[LPM CM PM12 PM24 PM36] | Outdoor Luminaires | Mid Output | Parking Garage Luminaires | Standard | FALSE | [9 empty] | 42779 | Not Dimmable | Not Dimmable | Yes |  | 4.1 | 7880.65 | 111 | 71 | 7 | 0.99 | 4000 | 70
PZB221XM | Visionaire Lighting | PG | PG[AS]-1-T5W-32LC-7-4K-[UNV 5 8]-[LPM CM PM12 PM24 PM36] | Outdoor Luminaires | Mid Output | Parking Garage Luminaires | Standard | FALSE | [9 empty] | 42779 | Not Dimmable | Not Dimmable | Yes |  | 4.1 | 7815.41 | 110.08 | 71 | 7 | 0.99 | 4000 | 70
PH8WBZ7R | Visionaire Lighting | PG | PG[AS]-1-T4-32LC-7-4K-[UNV 5 8]-[LPM CM PM12 PM24 PM36] | Outdoor Luminaires | Mid Output | Parking Garage Luminaires | Standard | FALSE | [9 empty] | 42779 | Not Dimmable | Not Dimmable | Yes |  | 4.1 | 7723.31 | 108.78 | 71 | 7 | 0.99 | 4000 | 70
PWRRSABK | Visionaire Lighting | PG | PG[AS]-1-T1-16LC-5-4K-[UNV]-[LPM CM PM12 PM24 PM36]-[DIM] | Outdoor Luminaires | Low Output | Parking Garage Luminaires | Standard | FALSE | [9 empty] | 42779 | Dimmable | Continuous Below 10 | Yes |  | 4.1 | 3364.08 | 129.39 | 26 | 15 | 0.94 | 4000 | 70
P6WCT4WK | Visionaire Lighting | PG | PG[AS]-1-T1-48LC-7-4K-[UNV 5 8]-[LPM CM PM12 PM24 PM36]-[DIM] | Outdoor Luminaires | High Output | Parking Garage Luminaires | Standard | FALSE | [9 empty] | 42779 | Dimmable | Continuous Below 10 | Yes |  | 4.1 | 11989.68 | 111.02 | 108 | 15 | 0.93 | 4000 | 70
P9F9AWKV | Visionaire Lighting | PG | PG[AS]-1-T1-16LC-3-4K-[UNV]-[LPM CM PM12 PM24 PM36]-[DIM] | Outdoor Luminaires | Low Output | Parking Garage Luminaires | Standard | FALSE | [9 empty] | 42779 | Dimmable | Continuous Below 10 | Yes |  | 4.1 | 2353.65 | 130.76 | 18 | 11 | 0.97 | 4000 | 70
PDR4GBN3 | Visionaire Lighting | PG | PG[AS]-1-T1-32LC-5-4K-[UNV 5 8]-[LPM CM PM12 PM24 PM36]-[DIM] | Outdoor Luminaires | Mid Output | Parking Garage Luminaires | Standard | FALSE | [9 empty] | 42779 | Dimmable | Continuous Below 10 | Yes |  | 4.1 | 6816.75 | 131.09 | 52 | 10 | 0.93 | 4000 | 70
PHRCFJ52 | Visionaire Lighting | PG | PG[AS]-1-T1-48LC-5-4K-[UNV 5 8]-[LPM CM PM12 PM24 PM36]-[DIM] | Outdoor Luminaires | Mid Output | Parking Garage Luminaires | Standard | FALSE | [9 empty] | 42779 | Dimmable | Continuous Below 10 | Yes |  | 4.1 | 10273.85 | 128.42 | 80 | 9 | 0.98 | 4000 | 70
PY6F69TH | Visionaire Lighting | PG | PG[AS]-1-T1-16LC-7-4K-[UNV]-[LPM CM PM12 PM24 PM36]-[DIM] | Outdoor Luminaires | Low Output | Parking Garage Luminaires | Standard | FALSE | [9 empty] | 42779 | Dimmable | Continuous Below 10 | Yes |  | 4.1 | 4419.3 | 119.44 | 37 | 9 | 0.97 | 4000 | 70
P58P2AVP | Visionaire Lighting | PG | PG[AS]-1-T1-48LC-3-4K-[UNV 5 8]-[LPM CM PM12 PM24 PM36]-[DIM] | Outdoor Luminaires | Mid Output | Parking Garage Luminaires | Standard | FALSE | [9 empty] | 42779 | Dimmable | Continuous Below 10 | Yes |  | 4.1 | 7446.17 | 143.2 | 52 | 8 | 0.96 | 4000 | 70
PAWD8YXQ | Visionaire Lighting | PG | PG[AS]-1-T1-32LC-3-4K-[UNV]-[LPM CM PM12 PM24 PM36]-[DIM] | Outdoor Luminaires | Low Output | Parking Garage Luminaires | Standard | FALSE | [9 empty] | 42779 | Dimmable | Continuous Below 10 | Yes |  | 4.1 | 4920.22 | 140.58 | 35 | 8 | 0.93 | 4000 | 70
PNAXDY68 | Visionaire Lighting | PG | PG[AS]-1-T1-32LC-7-4K-[UNV 5 8]-[LPM CM PM12 PM24 PM36]-[DIM] | Outdoor Luminaires | Mid Output | Parking Garage Luminaires | Standard | FALSE | [9 empty] | 42779 | Dimmable | Continuous Below 10 | Yes |  | 4.1 | 8550.33 | 120.43 | 71 | 7 | 0.99 | 4000 | 70
PU6A9VJB | Cree Inc. | E-Conolight CSA Series | E-CSA07A-W40* | Outdoor Luminaires | Mid Output | Parking Garage Luminaires | Standard | TRUE | 8083.4 | 110.69 | 73.03 | 14.7 | 0.9217 | 3842 | 74.4 | 5 | 50000 | 42773 | Not Dimmable | Not Dimmable | No |  | 4.1 | 7900 | 106.8 | 74 | 20 | 0.9 | 4000 | 70
PUES2R68 | Cree Inc. | E-Conolight CSA Series | E-CSA02A-W40* | Outdoor Luminaires | Low Output | Parking Garage Luminaires | Standard | TRUE | 2631.2 | 91.23 | 28.84 | 15.5 | 0.9139 | 3789 | 83.4 | 5 | 50000 | 42773 | Not Dimmable | Not Dimmable | No |  | 4.1 | 2600 | 92.9 | 28 | 20 | 0.9 | 4000 | 70
PPY14GPD | Cree Inc. | E-Conolight CSA Series | E-CSA07A-W50* | Outdoor Luminaires | Mid Output | Parking Garage Luminaires | Standard | FALSE | [9 empty] | 42773 | Not Dimmable | Not Dimmable | No |  | 4.1 | 7900 | 106.8 | 74 | 20 | 0.9 | 5000 | 70
PBHSGJ6D | Cree Inc. | E-Conolight CSA Series | E-CSA07A-W50* | Outdoor Luminaires | Mid Output | Specialty: Canopy Lighting | Standard | FALSE | [9 empty] | 42773 | Not Dimmable | Not Dimmable | No |  | 4.1 | 7900 | 106.8 | 74 | 20 | 0.9 | 5000 | 70
P3RAUH7J | Cree Inc. | E-Conolight CSA Series | E-CSA04A-W50* | Outdoor Luminaires | Low Output | Specialty: Canopy Lighting | Standard | FALSE | [9 empty] | 42773 | Not Dimmable | Not Dimmable | No |  | 4.1 | 4900 | 111.4 | 44 | 20 | 0.9 | 5000 | 70
P39SNZEK | Cree Inc. | E-Conolight CSA Series | E-CSA04A-W50* | Outdoor Luminaires | Low Output | Parking Garage Luminaires | Standard | FALSE | [9 empty] | 42773 | Not Dimmable | Not Dimmable | No |  | 4.1 | 4900 | 111.4 | 44 | 20 | 0.9 | 5000 | 70
PJWV1SMY | Cree Inc. | E-Conolight CSA Series | E-CSA02A-W50* | Outdoor Luminaires | Low Output | Specialty: Canopy Lighting | Standard | FALSE | [9 empty] | 42773 | Not Dimmable | Not Dimmable | No |  | 4.1 | 2750 | 98.2 | 28 | 20 | 0.9 | 5000 | 70
P8VHK64T | Cree Inc. | E-Conolight CSA Series | E-CSA02A-W50* | Outdoor Luminaires | Low Output | Parking Garage Luminaires | Standard | FALSE | [9 empty] | 42773 | Not Dimmable | Not Dimmable | No |  | 4.1 | 2600 | 92.9 | 28 | 20 | 0.9 | 5000 | 70
PKAH6NUC | Cree Inc. | E-Conolight CSA Series | E-CSA07A-W40* | Outdoor Luminaires | Mid Output | Specialty: Canopy Lighting | Standard | FALSE | [9 empty] | 42773 | Not Dimmable | Not Dimmable | No |  | 4.1 | 7900 | 106.8 | 74 | 20 | 0.9 | 4000 | 70
PGVNJJB3 | Cree Inc. | E-Conolight CSA Series | E-CSA04A-W40* | Outdoor Luminaires | Low Output | Specialty: Canopy Lighting | Standard | FALSE | [9 empty] | 42773 | Not Dimmable | Not Dimmable | No |  | 4.1 | 4900 | 111.4 | 44 | 20 | 0.9 | 4000 | 70
P7GUUCWE | Cree Inc. | E-Conolight CSA Series | E-CSA04A-W40* | Outdoor Luminaires | Low Output | Parking Garage Luminaires | Standard | FALSE | [9 empty] | 42773 | Not Dimmable | Not Dimmable | No |  | 4.1 | 4900 | 111.4 | 44 | 20 | 0.9 | 4000 | 70
P7KSWWT4 | Cree Inc. | E-Conolight CSA Series | E-CSA02A-W40* | Outdoor Luminaires | Low Output | Specialty: Canopy Lighting | Standard | FALSE | [9 empty] | 42773 | Not Dimmable | Not Dimmable | No |  | 4.1 | 2750 | 98.2 | 28 | 20 | 0.9 | 4000 | 70
P2JXHXVM | ATG Electronics Corp. | ATG Electronics Corp. | VP4FT4K-CD | Outdoor Luminaires | Low Output | Parking Garage Luminaires | Premium | TRUE | 4689.3 | 117.85 | 39.79 | 13.52 | 0.9547 | 4002 | 86 | 5 |  | 42768 | Dimmable | Continuous Below 10 | No |  | 4.1 | 4700 | 118 | 40 | 15 | 0.95 | 4000 | 86
PQR16KA2 | ATG Electronics Corp. | ATG Electronics Corp. | VP4FT5K-CD | Outdoor Luminaires | Low Output | Parking Garage Luminaires | Premium | FALSE | [9 empty] | 42768 | Dimmable | Continuous Below 10 | No |  | 4.1 | 4800 | 120 | 40 | 15 | 0.95 | 5000 | 86
PGKDWNNQ | Zhejiang Qixing Qinghe Electronic Technology Co.Ltd. | QHL | QHFCL001A50W30K | Outdoor Luminaires | Mid Output | Parking Garage Luminaires | Premium | TRUE | 6290.56 | 123.98 | 50.74 | 16.13 | 0.9584 | 3065 | 85.9 | 5 | 50000 | 42767 |  |  | No |  | 4.1 | 6323 | 126 | 50 | 16.13 | 0.96 | 3000 | 84
PPVYE9J3 | Zhejiang Qixing Qinghe Electronic Technology Co.Ltd. | QHL | QHFCL001A80W30K | Outdoor Luminaires | Mid Output | Parking Garage Luminaires | Premium | TRUE | 9790.2 | 116.97 | 83.7 | 14.07 | 0.958 | 3073 | 83.6 | 5 | 50000 | 42767 |  |  | No |  | 4.1 | 9790 | 122 | 80 | 14.07 | 0.96 | 3000 | 84
PSD63YA7 | Zhejiang Qixing Qinghe Electronic Technology Co.Ltd. | QHL | QHFCL001A50W57K | Outdoor Luminaires | Mid Output | Parking Garage Luminaires | Premium | FALSE | [9 empty] | 42767 |  |  | No |  | 4.1 | 6699 | 134 | 50 | 16.13 | 0.96 | 5700 | 86
PBXM4G3G | Zhejiang Qixing Qinghe Electronic Technology Co.Ltd. | QHL | QHFCL001A80W57K | Outdoor Luminaires | Mid Output | Parking Garage Luminaires | Premium | FALSE | [9 empty] | 42767 |  |  | No |  | 4.1 | 10350 | 129 | 80 | 14.07 | 0.96 | 5700 | 86
P9TWA9MB | Zhejiang Qixing Qinghe Electronic Technology Co.Ltd. | QHL | QHFCL001A50W50K | Outdoor Luminaires | Mid Output | Parking Garage Luminaires | Premium | FALSE | [9 empty] | 42767 |  |  | No |  | 4.1 | 6323 | 126 | 50 | 16.13 | 0.96 | 5000 | 84
PAQ6QP4B | Zhejiang Qixing Qinghe Electronic Technology Co.Ltd. | QHL | QHFCL001A80W50K | Outdoor Luminaires | Mid Output | Parking Garage Luminaires | Premium | FALSE | [9 empty] | 42767 |  |  | No |  | 4.1 | 9790 | 122 | 80 | 14.07 | 0.96 | 5000 | 84
P4FA1UMH | Zhejiang Qixing Qinghe Electronic Technology Co.Ltd. | QHL | QHFCL001A50W45K | Outdoor Luminaires | Mid Output | Parking Garage Luminaires | Premium | FALSE | [9 empty] | 42767 |  |  | No |  | 4.1 | 6323 | 126 | 50 | 16.13 | 0.96 | 4500 | 84
PDVH3HTF | Zhejiang Qixing Qinghe Electronic Technology Co.Ltd. | QHL | QHFCL001A80W45K | Outdoor Luminaires | Mid Output | Parking Garage Luminaires | Premium | FALSE | [9 empty] | 42767 |  |  | No |  | 4.1 | 9790 | 122 | 80 | 14.07 | 0.96 | 4500 | 84
PN22X22N | Zhejiang Qixing Qinghe Electronic Technology Co.Ltd. | QHL | QHFCL001A50W40K | Outdoor Luminaires | Mid Output | Parking Garage Luminaires | Premium | FALSE | [9 empty] | 42767 |  |  | No |  | 4.1 | 6323 | 126 | 50 | 16.13 | 0.96 | 4000 | 84
PV8V31QG | Zhejiang Qixing Qinghe Electronic Technology Co.Ltd. | QHL | QHFCL001A80W40K | Outdoor Luminaires | Mid Output | Parking Garage Luminaires | Premium | FALSE | [9 empty] | 42767 |  |  | No |  | 4.1 | 9790 | 122 | 80 | 14.07 | 0.96 | 4000 | 84
P9TZDKAR | Zhejiang Qixing Qinghe Electronic Technology Co.Ltd. | QHL | QHFCL001A50W35K | Outdoor Luminaires | Mid Output | Parking Garage Luminaires | Premium | FALSE | [9 empty] | 42767 |  |  | No |  | 4.1 | 6323 | 126 | 50 | 16.13 | 0.96 | 3500 | 84
P2GHHV43 | Zhejiang Qixing Qinghe Electronic Technology Co.Ltd. | QHL | QHFCL001A80W35K | Outdoor Luminaires | Mid Output | Parking Garage Luminaires | Premium | FALSE | [9 empty] | 42767 |  |  | No |  | 4.1 | 9790 | 122 | 80 | 14.07 | 0.96 | 3500 | 84
PE2525BY | SimplyLEDs | ANELLO | CLG-080W | Outdoor Luminaires | Mid Output | Parking Garage Luminaires | Premium | TRUE | 9457 | 119.3 | 79.29 | 9.19 | 0.952 | 4948 | 70 | 5 | 50000 | 42767 | Dimmable | Continuous Below 10 | No |  | 4.1 | 9457 | 119.3 | 79.29 | 5.46 | 1 | 4948 | 70
PQETRUBT | SimplyLEDs | ANELLO | CLG-060W | Outdoor Luminaires | Mid Output | Parking Garage Luminaires | Premium | TRUE | 6916 | 115.3 | 59.96 | 10.45 | 0.924 | 4983 | 70.4 | 5 | 50000 | 42765 | Dimmable | Continuous Below 10 | No |  | 4.1 | 6916 | 115.3 | 59.96 | 6.23 | 1 | 4983 | 70.4
PPJDQ3FE | SimplyLEDs | GRG | GRG-060W | Outdoor Luminaires | Mid Output | Parking Garage Luminaires | Standard | TRUE | 6448 | 106.4 | 60.59 | 9.53 | 0.929 | 4930 | 70.2 | 5 | 50000 | 42763 | Dimmable | Continuous Below 10 | No |  | 4.1 | 6448 | 106.4 | 60.59 | 5.57 | 1 | 4930 | 70.2
PYUJ9E44 | SimplyLEDs | GRG | GRG-040W | Outdoor Luminaires | Low Output | Parking Garage Luminaires | Premium | TRUE | 4429 | 108.7 | 40.7 | 11.76 | 0.928 | 4918 | 70 | 5 | 50000 | 42763 | Dimmable | Continuous Below 10 | No |  | 4.1 | 4429 | 108.7 | 40.74 | 6.79 | 0.99 | 4918 | 70
PHUJZ77D | WISDOM OPTOELECTRONICS TECHNOLOGY CO.LIMITED | WISDOM | WSD-CP65W27-40K-Z-* | Outdoor Luminaires | Mid Output | Parking Garage Luminaires | Standard | TRUE | 7909.5 | 113.03 | 69.98 | 18.15 | 0.9109 | 4060 | 83.3 | 5 | 50000 | 42761 |  |  | Yes |  | 4.1 | 8000 | 123 | 65 | 18 | 0.95 | 4000 | 80
PGAVWUXG | WISDOM OPTOELECTRONICS TECHNOLOGY CO.LIMITED | WISDOM | WSD-CP65W27-50K-Z-* | Outdoor Luminaires | Mid Output | Parking Garage Luminaires | Standard | FALSE | [9 empty] | 42761 |  |  | Yes |  | 4.1 | 8000 | 123 | 65 | 18 | 0.95 | 5000 | 80
PAFAH726 | WISDOM OPTOELECTRONICS TECHNOLOGY CO.LIMITED | WISDOM | WSD-CP45W27-40K-Z-* | Outdoor Luminaires | Mid Output | Parking Garage Luminaires | Standard | TRUE | 5139.3 | 115.58 | 44.47 | 16.62 | 0.9397 | 4026 | 83.5 | 5 | 50000 | 42761 |  |  | Yes |  | 4.1 | 5300 | 118 | 45 | 17 | 0.95 | 4000 | 80
P2N22568 | WISDOM OPTOELECTRONICS TECHNOLOGY CO.LIMITED | WISDOM | WSD-CP45W27-50K-Z-* | Outdoor Luminaires | Mid Output | Parking Garage Luminaires | Standard | FALSE | [9 empty] | 42761 |  |  | Yes |  | 4.1 | 5300 | 118 | 45 | 17 | 0.95 | 5000 | 80
P8HD3TKS | Ampco Lighting Ltd | Ampco | LPGC-1260-5-MVD | Outdoor Luminaires | Mid Output | Parking Garage Luminaires | Standard | TRUE | 5854.75 | 95.59 | 61.25 | 8.55 | 0.952 | 5191 | 86.6 | 5 | 50000 | 42761 | Dimmable | Continuous Below 10 | No |  | 4.1 | 5900 | 98 | 60 | 10 | 0.9 | 5000 | 80
PGAKGY51 | Xiamen Holly Lite Co. Ltd. | Holly Lite | MA01-X-040-25XX-STP | Outdoor Luminaires | Low Output | Parking Garage Luminaires | Standard | FALSE | [9 empty] | 42759 |  |  | No | Updated family ID from SSSATQ | 4.1 | 4452.39 | 104.79 | 42.49 | 20 | 0.99 | 4826 | 70
P55Z3K5U | Xiamen Holly Lite Co. Ltd. | Holly Lite | MA01-X-040-25XX-NON | Outdoor Luminaires | Low Output | Parking Garage Luminaires | Standard | TRUE | 4444.1 | 104.49 | 42.53 | 7.1 | 0.98 | 4826 | 72.3 | 5 | 50000 | 42759 |  |  | No | Updated family ID from SSSATQ | 4.1 | 4452.39 | 104.79 | 42.49 | 20 | 0.99 | 4826 | 70
PAVUP1ES | Xiamen Holly Lite Co. Ltd. | Holly Lite | MA01-X-040-25XX-CTN | Outdoor Luminaires | Low Output | Parking Garage Luminaires | Standard | FALSE | [9 empty] | 42759 |  |  | No | Updated family ID from SSSATQ | 4.1 | 4452.39 | 104.79 | 42.49 | 20 | 0.99 | 4826 | 70
P3JZE89N | Ampco Lighting Ltd | Ampco | LPGC-0840-5-MVD | Outdoor Luminaires | Low Output | Parking Garage Luminaires | Standard | TRUE | 3564.39 | 93.11 | 38.28 | 13.94 | 0.936 | 5023 | 86.9 | 5 | 50000 | 42759 | Dimmable | Continuous Below 10 | No |  | 4.1 | 3560 | 89 | 40 | 10 | 0.9 | 5000 | 80
P3WPNX1S | LEDVANCE LLC (formerly OSRAM SYLVANIA INC) | SYLVANIA | GARAG1A/035UNVD740/G5/SV/D | Outdoor Luminaires | Low Output | Parking Garage Luminaires | Premium | TRUE | 4263.92 | 123 | 34.65 | 15 | 0.93 | 3798 | 71 | 5 | 50000 | 42754 | Dimmable | Continuous Below 10 | Yes |  | 4.1 | 4263.92 | 123.06 | 34.65 | 15 | 0.93 | 3798 | 71
P1C2BD45 | LEDVANCE LLC (formerly OSRAM SYLVANIA INC) | SYLVANIA | GARAG1A/035UNVD740/G5/SV | Outdoor Luminaires | Low Output | Parking Garage Luminaires | Premium | TRUE | 4263.92 | 123 | 34.65 | 15 | 0.93 | 3798 | 71 | 5 | 50000 | 42754 | Dimmable | Continuous Below 10 | Yes |  | 4.1 | 4263.92 | 123.06 | 34.65 | 15 | 0.93 | 3798 | 71
PCD7ZE5Y | LEDVANCE LLC (formerly OSRAM SYLVANIA INC) | SYLVANIA | GARAG1A/055UNVD750/G5/SV/D | Outdoor Luminaires | Mid Output | Parking Garage Luminaires | Premium | TRUE | 6272.35 | 118 | 53.19 | 14 | 0.92 | 5004 | 78 | 5 | 50000 | 42754 | Dimmable | Continuous Below 10 | Yes |  | 4.1 | 6272.35 | 117.92 | 53.19 | 14 | 0.92 | 5004 | 78
PBNNJGE3 | LEDVANCE LLC (formerly OSRAM SYLVANIA INC) | SYLVANIA | GARAG1A/055UNVD750/G5/SV | Outdoor Luminaires | Mid Output | Parking Garage Luminaires | Premium | TRUE | 6272.35 | 118 | 53.19 | 14 | 0.92 | 5004 | 78 | 5 | 50000 | 42754 | Dimmable | Continuous Below 10 | Yes |  | 4.1 | 6272.35 | 117.92 | 53.19 | 14 | 0.92 | 5004 | 78
PUMXMH72 | LEDVANCE LLC (formerly OSRAM SYLVANIA INC) | SYLVANIA | GARAG1A/035UNVD750/G5/SV | Outdoor Luminaires | Low Output | Parking Garage Luminaires | Premium | FALSE | [9 empty] | 42754 | Dimmable | Continuous Below 10 | Yes |  | 4.1 | 4272.43 | 118.98 | 35.91 | 14 | 0.94 | 5048 | 78
PBU3B7ES | LEDVANCE LLC (formerly OSRAM SYLVANIA INC) | SYLVANIA | GARAG1A/035UNVD750/G5/SV/D | Outdoor Luminaires | Low Output | Parking Garage Luminaires | Premium | FALSE | [9 empty] | 42754 | Dimmable | Continuous Below 10 | Yes |  | 4.1 | 4272.43 | 118.98 | 35.91 | 14 | 0.94 | 5048 | 78
PP7YMNTN | LEDVANCE LLC (formerly OSRAM SYLVANIA INC) | SYLVANIA | GARAG1A/055UNVD740/G5/SV | Outdoor Luminaires | Mid Output | Parking Garage Luminaires | Premium | FALSE | [9 empty] | 42754 | Dimmable | Continuous Below 10 | Yes |  | 4.1 | 6288.49 | 119.2 | 52.76 | 14 | 0.93 | 3929 | 72
P4JG8K1P | LEDVANCE LLC (formerly OSRAM SYLVANIA INC) | SYLVANIA | GARAG1A/055UNVD740/G5/SV/D | Outdoor Luminaires | Mid Output | Parking Garage Luminaires | Premium | FALSE | [9 empty] | 42754 | Dimmable | Continuous Below 10 | Yes |  | 4.1 | 6288.49 | 119.2 | 52.76 | 14 | 0.93 | 3929 | 72
PFZFB272 | Texas Fluorescents | Fleco | CPY10L65W6500LMV40K | Outdoor Luminaires | Mid Output | Parking Garage Luminaires | Standard | TRUE | 6458 | 101.1 | 63.88 | 11.32 | 0.9239 | 3917 | 75 | 5 | 50000 | 42752 |  |  | No | Updated 12/2/2016 | 4 | 6500 | 100 | 65 | 11.32 | 0.9 | 4000 | 70
PES4C7SB | Texas Fluorescents | Fleco | CPY10L45W4100LMV40K | Outdoor Luminaires | Low Output | Parking Garage Luminaires | Standard | TRUE | 4101.1 | 90.19 | 45.47 | 18.62 | 0.9132 | 3958 | 73.5 | 5 | 50000 | 42752 |  |  | Yes |  | 3.1 | 4100 | 91 | 45 | 14 | 0.9 | 4000 | 70
PCNXZSGW | Texas Fluorescents | Fleco | CPY10L45W4200LMV50K | Outdoor Luminaires | Low Output | Parking Garage Luminaires | Standard | FALSE | [9 empty] | 42752 |  |  | Yes |  | 3.1 | 4200 | 93 | 45 | 14 | 0.9 | 5000 | 70
PTV38JNH | Texas Fluorescents | Fleco | CPY10L65W6600LMV50K | Outdoor Luminaires | Mid Output | Parking Garage Luminaires | Standard | FALSE | [9 empty] | 42752 |  |  | No | Updated 12/2/2016 | 4 | 6600 | 101 | 65 | 11.32 | 0.9 | 5000 | 70
P9THA2EB | Hubbell Lighting | KIM LIGHTING | PGL71NE35-60L3K | Outdoor Luminaires | Mid Output | Parking Garage Luminaires | Standard | TRUE | 7537.8 | 112 | 67.54 | 4 | 0.95 | 3019 | 75 | 5 | 50000 | 42744 | Dimmable | Continuous Below 10 | Yes |  | 4.1 | 7537 | 112 | 67 | 20 | 0.9 | 3000 | 75
PVX8WT2B | Led Connection | LED Commercial Fixtures | LC-CNPY-90 [120-277V only] | Outdoor Luminaires | Mid Output | Parking Garage Luminaires | Standard | TRUE | 7039.9 | 78.41 | 89.78 | 21 | 0.938 | 5198 | 65.5 | 5 | 50000 | 42744 | Not Yet Verified | Not Yet Verified | NotYetVerified |  | 3 | 7040 | 78 | 90 |  | 0.9 | 5500 | 65
PJNMQ2GH | Led Connection | LED Commercial Fixtures | LC-CNPY-120 [120-277V only] | Outdoor Luminaires | Mid Output | Parking Garage Luminaires | Standard | TRUE | 8911.4 | 80.65 | 110.5 | 13 | 0.934 | 5717 | 68.2 | 5 | 50000 | 42744 | Not Yet Verified | Not Yet Verified | NotYetVerified |  | 3 | 10200 | 85 | 120 |  | 0.9 | 5500 | 75
PYM4J98V | Led Connection | LED Commercial Fixtures | LC-CNPY-60 [120-277V only] | Outdoor Luminaires | Low Output | Parking Garage Luminaires | Standard | TRUE | 4737.9 | 79.12 | 59.88 | 16.2 | 0.926 | 5644 | 68.2 | 5 | 50000 | 42744 | Not Yet Verified | Not Yet Verified | NotYetVerified |  | 3 | 4738 | 78.97 | 60 |  | 0.9 | 5500 | 68
PJ8XJ11P | Led Connection | LED Commercial Fixtures | LC-CNPY-58-L-40X1-[P M BLANK] [120-277V only] | Outdoor Luminaires | Mid Output | Parking Garage Luminaires | Premium | TRUE | 5540.5 | 107.88 | 51.36 | 13.47 | 0.9103 | 4038 | 74.1 | 6 | 50000 | 42744 | Not Dimmable | Not Dimmable | Yes |  | 3.1 | 5540.5 | 107.88 | 51.36 | 13.47 | 0.9106 | 4000 | 74.1
P3GYS9C5 | Led Connection | LED Commercial Fixtures | LC-CNPY-43-PW [120-277V only] | Outdoor Luminaires | Low Output | Parking Garage Luminaires | Standard | TRUE | 3819.6 | 95.96 | 39.8 | 15.49 | 0.9057 | 4058 | 75.7 | 5 | 50000 | 42744 | Not Dimmable | Not Dimmable | NotYetVerified |  | 3 | 3819.6 | 95.96 | 39.8 | 15.49 | 0.9057 | 4100 | 75.7
PU94DVV7 | Led Connection | LED Commercial Fixtures | LC-CNPY-40-L-40X1-[P M BLANK] [120-277V only] | Outdoor Luminaires | Low Output | Parking Garage Luminaires | Premium | TRUE | 4320.5 | 105.92 | 40.79 | 13.29 | 0.9012 | 3899 | 74 | 6 | 50000 | 42744 | Not Dimmable | Not Dimmable | Yes |  | 3.1 | 4320.5 | 105.92 | 40.79 | 13.29 | 0.9012 | 4000 | 74
P2KZH1SA | Led Connection | LED Commercial Fixtures | LC-CNPY-58-L-55X1-[P M BLANK] [120-277V only] | Outdoor Luminaires | Mid Output | Parking Garage Luminaires | Premium | FALSE | [9 empty] | 42744 | Not Dimmable | Not Dimmable | Yes |  | 3.1 | 5724 | 111.6 | 51.29 | 13.79 | 0.9113 | 5500 | 77.6
PU15SK4F | Led Connection | LED Commercial Fixtures | LC-CNPY-40-L-55X1-[P M BLANK] [120-277V only] | Outdoor Luminaires | Low Output | Parking Garage Luminaires | Premium | FALSE | [9 empty] | 42744 | Not Dimmable | Not Dimmable | Yes |  | 3.1 | 4431 | 107.98 | 41.04 | 13.61 | 0.9034 | 5500 | 77.5
PR1CAQWN | Led Connection | LED Commercial Fixtures | LC-CNPY-43 [120-277V only] | Outdoor Luminaires | Low Output | Parking Garage Luminaires | Standard | FALSE | [9 empty] | 42744 | Not Dimmable | Not Dimmable | NotYetVerified |  | 3 | 4062 | 99.86 | 40.68 | 14.43 | 0.9128 | 5500 | 71.8
PN6SUWMS | Led Connection | LED Commercial Fixtures | LC-CNPY-58-L-55X1-[P D M BLANK] [120-277V only] | Outdoor Luminaires | Mid Output | Parking Garage Luminaires | Premium | FALSE | [9 empty] | 42744 | Dimmable | Continuous Below 10 | Yes |  | 3.1 | 5724 | 111.6 | 51.29 | 13.79 | 0.9113 | 5500 | 77.6
PNJR8UA9 | Led Connection | LED Commercial Fixtures | LC-CNPY-40-L-55X1-[P D M BLANK] [120-277V only] | Outdoor Luminaires | Low Output | Parking Garage Luminaires | Premium | FALSE | [9 empty] | 42744 | Dimmable | Continuous Below 10 | Yes |  | 3.1 | 4431 | 107.98 | 41.04 | 13.61 | 0.9034 | 5500 | 77.5
P97VRAPY | Led Connection | LED Commercial Fixtures | LC-CNPY-58-L-50X1-[P M BLANK] [120-277V only] | Outdoor Luminaires | Mid Output | Parking Garage Luminaires | Premium | FALSE | [9 empty] | 42744 | Not Dimmable | Not Dimmable | Yes |  | 3.1 | 5540.5 | 107.88 | 51.36 | 13.47 | 0.9106 | 5000 | 74.1
PVAB84YH | Led Connection | LED Commercial Fixtures | LC-CNPY-40-L-50X1-[P M BLANK] [120-277V only] | Outdoor Luminaires | Low Output | Parking Garage Luminaires | Premium | FALSE | [9 empty] | 42744 | Not Dimmable | Not Dimmable | Yes |  | 3.1 | 4320.5 | 105.92 | 40.79 | 13.29 | 0.9012 | 5000 | 74
PVFQSJRN | Led Connection | LED Commercial Fixtures | LC-CNPY-58-L-50X1-[P D M BLANK] [120-277V only] | Outdoor Luminaires | Mid Output | Parking Garage Luminaires | Premium | FALSE | [9 empty] | 42744 | Dimmable | Continuous Below 10 | Yes |  | 3.1 | 5540.5 | 107.88 | 51.36 | 13.47 | 0.9106 | 5000 | 74.1
P68V2CCY | Led Connection | LED Commercial Fixtures | LC-CNPY-40-L-50X1-[P D M BLANK] [120-277V only] | Outdoor Luminaires | Low Output | Parking Garage Luminaires | Premium | FALSE | [9 empty] | 42744 | Dimmable | Continuous Below 10 | Yes |  | 3.1 | 4320.5 | 105.92 | 40.79 | 13.29 | 0.9012 | 5000 | 74
P9PPNV4H | Led Connection | LED Commercial Fixtures | LC-CNPY-58-L-45X1-[P M BLANK] [120-277V only] | Outdoor Luminaires | Mid Output | Parking Garage Luminaires | Premium | FALSE | [9 empty] | 42744 | Not Dimmable | Not Dimmable | Yes |  | 3.1 | 5540.5 | 107.88 | 51.36 | 13.47 | 0.9106 | 4500 | 74.1
P12AB1Z8 | Led Connection | LED Commercial Fixtures | LC-CNPY-40-L-45X1-[P M BLANK] [120-277V only] | Outdoor Luminaires | Low Output | Parking Garage Luminaires | Premium | FALSE | [9 empty] | 42744 | Not Dimmable | Not Dimmable | Yes |  | 3.1 | 4320.5 | 105.92 | 40.79 | 13.29 | 0.9012 | 4500 | 74
PBSEW6R6 | Led Connection | LED Commercial Fixtures | LC-CNPY-58-L-45X1-[P D M BLANK] [120-277V only] | Outdoor Luminaires | Mid Output | Parking Garage Luminaires | Premium | FALSE | [9 empty] | 42744 | Dimmable | Continuous Below 10 | Yes |  | 3.1 | 5540.5 | 107.88 | 51.36 | 13.47 | 0.9106 | 4500 | 74.1
PMAEPNX4 | Led Connection | LED Commercial Fixtures | LC-CNPY-40-L-45X1-[P D M BLANK] [120-277V only] | Outdoor Luminaires | Low Output | Parking Garage Luminaires | Premium | FALSE | [9 empty] | 42744 | Dimmable | Continuous Below 10 | Yes |  | 3.1 | 4320.5 | 105.92 | 40.79 | 13.29 | 0.9012 | 4500 | 74
PTFZ4DEC | Led Connection | LED Commercial Fixtures | LC-CNPY-58-L-40X1-[P D M BLANK] [120-277V only] | Outdoor Luminaires | Mid Output | Parking Garage Luminaires | Premium | FALSE | [9 empty] | 42744 | Dimmable | Continuous Below 10 | Yes |  | 3.1 | 5540.5 | 107.88 | 51.36 | 13.47 | 0.9106 | 4000 | 74.1
PN2WXPDE | Led Connection | LED Commercial Fixtures | LC-CNPY-40-L-40X1-[P D M BLANK] [120-277V only] | Outdoor Luminaires | Low Output | Parking Garage Luminaires | Premium | FALSE | [9 empty] | 42744 | Dimmable | Continuous Below 10 | Yes |  | 3.1 | 4320.5 | 105.92 | 40.79 | 13.29 | 0.9012 | 4000 | 74
PR2UWZQ6 | Infinilux Corporation | Infinilux | OS2GXX45-03 (4000K)[blank-HT1] | Outdoor Luminaires | Low Output | Parking Garage Luminaires | Premium | TRUE | 4263.92 | 123 | 34.65 | 15 | 0.93 | 3798 | 71 | 5 | 50000 | 42739 | Dimmable | Continuous Below 10 | Yes |  | 4.1 | 4263.92 | 123.06 | 34.65 | 15 | 0.93 | 3798 | 71
P8NHBUEA | Infinilux Corporation | Infinilux | OS2GXX60-03 (5000K)[blank-HT1] | Outdoor Luminaires | Mid Output | Parking Garage Luminaires | Premium | TRUE | 6272.35 | 118 | 53.19 | 14 | 0.92 | 5004 | 78 | 5 | 50000 | 42739 | Dimmable | Continuous Below 10 | Yes |  | 4.1 | 6272.35 | 117.92 | 53.19 | 14 | 0.92 | 5004 | 78
PVXD7ANH | Infinilux Corporation | Infinilux | OS2GXX45-03 (5000K)[blank-HT1] | Outdoor Luminaires | Low Output | Parking Garage Luminaires | Premium | FALSE | [9 empty] | 42739 | Dimmable | Continuous Below 10 | Yes |  | 4.1 | 4272.43 | 118.98 | 35.91 | 14 | 0.94 | 5048 | 78
P9UMVW25 | Infinilux Corporation | Infinilux | GS1GXX45-03 (5000K)[blank-HT1] | Outdoor Luminaires | Low Output | Parking Garage Luminaires | Premium | FALSE | [9 empty] | 42739 | Dimmable | Continuous Below 10 | Yes |  | 4.1 | 4272.43 | 118.98 | 35.91 | 14 | 0.94 | 5048 | 78
PPSW1S8U | Infinilux Corporation | Infinilux | GS1GXX60-03 (5000K)[blank-HT1] | Outdoor Luminaires | Mid Output | Parking Garage Luminaires | Premium | FALSE | [9 empty] | 42739 | Dimmable | Continuous Below 10 | Yes |  | 4.1 | 6272.35 | 117.92 | 53.19 | 14 | 0.92 | 5004 | 78
PWWYABF4 | Infinilux Corporation | Infinilux | OS2GXX60-03 (4000K)[blank-HT1] | Outdoor Luminaires | Mid Output | Parking Garage Luminaires | Premium | FALSE | [9 empty] | 42739 | Dimmable | Continuous Below 10 | Yes |  | 4.1 | 6288.49 | 119.2 | 52.76 | 14 | 0.93 | 3929 | 72
PD1KGHN5 | Infinilux Corporation | Infinilux | GS1GXX60-03 (4000K)[blank-HT1] | Outdoor Luminaires | Mid Output | Parking Garage Luminaires | Premium | FALSE | [9 empty] | 42739 | Dimmable | Continuous Below 10 | Yes |  | 4.1 | 6288.49 | 119.2 | 52.76 | 14 | 0.93 | 3929 | 72
PQF8M2A9 | Infinilux Corporation | Infinilux | GS1GXX45-03 (4000K)[blank-HT1] | Outdoor Luminaires | Low Output | Parking Garage Luminaires | Premium | FALSE | [9 empty] | 42739 | Dimmable | Continuous Below 10 | Yes |  | 4.1 | 4263.92 | 123.06 | 34.65 | 15 | 0.93 | 3798 | 71
PFZKVV94 | Pozeen LED LTD | Pozeen | CPLP75HU40K10D[PSMSPM] | Outdoor Luminaires | Mid Output | Parking Garage Luminaires | Premium | TRUE | 8232.2 | 116.38 | 70.66 | 9.22 | 0.9564 | 3995 | 84.8 | 5 | 50000 | 42739 | Dimmable | Continuous Below 10 | Yes |  | 4.1 | 8223.2 | 116.38 | 70.66 | 9.22 | 0.96 | 4000 | 84.8
PE1Q64SZ | Pozeen LED LTD | Pozeen | CPLP75HU50K[PSMSPM] | Outdoor Luminaires | Mid Output | Parking Garage Luminaires | Premium | FALSE | [9 empty] | 42739 | Not Dimmable | Not Dimmable | Yes |  | 4.1 | 8929 | 125.14 | 71.35 | 9.17 | 0.96 | 5000 | 72.8
P8S2HZZE | Pozeen LED LTD | Pozeen | CPLP75HU50K10D[PSMSPM] | Outdoor Luminaires | Mid Output | Parking Garage Luminaires | Premium | FALSE | [9 empty] | 42739 | Dimmable | Continuous Below 10 | Yes |  | 4.1 | 8929 | 125.14 | 71.35 | 9.17 | 0.96 | 5000 | 72.8
PRQ52XQU | Pozeen LED LTD | Pozeen | CPLP75HU45K[PSMSPM] | Outdoor Luminaires | Mid Output | Parking Garage Luminaires | Premium | FALSE | [9 empty] | 42739 | Not Dimmable | Not Dimmable | Yes |  | 4.1 | 8576.1 | 121.37 | 70.66 | 9.22 | 0.96 | 4500 | 84.8
PJBR6JH4 | Pozeen LED LTD | Pozeen | CPLP75HU45K10D[PSMSPM] | Outdoor Luminaires | Mid Output | Parking Garage Luminaires | Premium | FALSE | [9 empty] | 42739 | Dimmable | Continuous Below 10 | Yes |  | 4.1 | 8576.1 | 121.37 | 70.66 | 9.22 | 0.96 | 4500 | 84.8
PSGAYSGD | Pozeen LED LTD | Pozeen | CPLP75HU40K[PSMSPM] | Outdoor Luminaires | Mid Output | Parking Garage Luminaires | Premium | FALSE | [9 empty] | 42739 | Not Dimmable | Not Dimmable | Yes |  | 4.1 | 8223.2 | 116.38 | 70.66 | 9.22 | 0.96 | 4000 | 84.8
PPS4D3BQ | SKYLER LED Lighting | SKYLER | SKT-MT-CP-65-4K-D | Outdoor Luminaires | Mid Output | Parking Garage Luminaires | Standard | TRUE | 6458 | 101.1 | 63.88 | 11.32 | 0.9239 | 3917 | 75 | 5 |  | 42734 | Dimmable | Continuous Above 10 | No | Updated 12/2/2016 | 4 | 6500 | 100 | 65 | 11.32 | 0.9 | 4000 | 70
PJ5BZJ2Y | SKYLER LED Lighting | SKYLER | SKT-MT-CP-45-4K-ND | Outdoor Luminaires | Low Output | Parking Garage Luminaires | Standard | TRUE | 4101.1 | 90.19 | 45.47 | 18.62 | 0.9132 | 3958 | 73.5 | 5 | 50000 | 42734 | Not Dimmable | Not Dimmable | Yes |  | 3.1 | 4100 | 91 | 45 | 14 | 0.9 | 4000 | 70
P3BHJRH6 | SKYLER LED Lighting | SKYLER | SKT-MT-CP-45-5K-ND | Outdoor Luminaires | Low Output | Parking Garage Luminaires | Standard | FALSE | [9 empty] | 42734 | Not Dimmable | Not Dimmable | Yes |  | 3.1 | 4200 | 93 | 45 | 14 | 0.9 | 5000 | 70
PYBQM4N2 | SKYLER LED Lighting | SKYLER | SKT-MT-CP-65-5K-ND | Outdoor Luminaires | Mid Output | Parking Garage Luminaires | Standard | FALSE | [9 empty] | 42734 | Not Dimmable | Not Dimmable | No | Updated 12/2/2016 | 4 | 6600 | 101 | 65 | 11.32 | 0.9 | 5000 | 70
PFYA4S3U | SKYLER LED Lighting | SKYLER | SKT-MT-CP-45-5K-D | Outdoor Luminaires | Low Output | Parking Garage Luminaires | Standard | FALSE | [9 empty] | 42734 | Dimmable | Continuous Below 10 | Yes |  | 3.1 | 4200 | 93 | 45 | 14 | 0.9 | 5000 | 70
PHERW7KR | SKYLER LED Lighting | SKYLER | SKT-MT-CP-65-5K-D | Outdoor Luminaires | Mid Output | Parking Garage Luminaires | Standard | FALSE | [9 empty] | 42734 | Dimmable | Continuous Above 10 | No | Updated 12/2/2016 | 4 | 6600 | 101 | 65 | 11.32 | 0.9 | 5000 | 70
PJ63J1YV | SKYLER LED Lighting | SKYLER | SKT-MT-CP-45-4K-D | Outdoor Luminaires | Low Output | Parking Garage Luminaires | Standard | FALSE | [9 empty] | 42734 | Dimmable | Continuous Below 10 | Yes |  | 3.1 | 4100 | 91 | 45 | 14 | 0.9 | 4000 | 70
PAWXC3SQ | SIMKAR Corporation | PK Lume | PK41L30480-Optional include [WHBKDBSLXX]-Optional include [OS PS OSPS] | Outdoor Luminaires | Low Output | Parking Garage Luminaires | Premium | TRUE | 4183.2 | 113.43 | 36.88 | 7.86 | 0.9507 | 3042 | 74.3 | 5 |  | 42732 |  |  | Yes |  | 4 | 4183.2 | 113.43 | 36.88 | 7.86 | 0.95 | 3000 | 74.3
P7DZ47BA | SIMKAR Corporation | PK Lume | PK41L30U1-Optional include [WHBKDBSLXX]-Optional include [OS PS OSPS] | Outdoor Luminaires | Low Output | Parking Garage Luminaires | Premium | TRUE | 3933.8 | 112.23 | 35.05 | 10.25 | 0.931 | 3050 | 74.4 | 5 |  | 42732 |  |  | Yes |  | 4 | 3933.8 | 112.23 | 35.05 | 10.25 | 0.93 | 3000 | 74.4
PJ5A7RWE | SIMKAR Corporation | PK Lume | PK41L50U1-Optional include [WHBKDBSLXX]-Optional include [OS PS OSPS] | Outdoor Luminaires | Low Output | Parking Garage Luminaires | Premium | FALSE | [9 empty] | 42732 |  |  | Yes |  | 4 | 4051 | 113.89 | 35.57 | 10.62 | 0.93 | 5000 | 77.8
PTPC2Q6C | SIMKAR Corporation | PK Lume | PK41L50480-Optional include [WHBKDBSLXX]-Optional include [OS PS OSPS] | Outdoor Luminaires | Low Output | Parking Garage Luminaires | Premium | FALSE | [9 empty] | 42732 |  |  | Yes |  | 4 | 4309 | 115.58 | 37.28 | 7.95 | 0.95 | 5000 | 77.8
P9BZ88NB | SIMKAR Corporation | PK Lume | PK41L45U1-Optional include [WHBKDBSLXX]-Optional include [OS PS OSPS] | Outdoor Luminaires | Low Output | Parking Garage Luminaires | Premium | FALSE | [9 empty] | 42732 |  |  | Yes |  | 4 | 4022 | 113.9 | 35.31 | 10.25 | 0.93 | 4500 | 74.4
PVXWN5UC | SIMKAR Corporation | PK Lume | PK41L45480-Optional include [WHBKDBSLXX]-Optional include [OS PS OSPS] | Outdoor Luminaires | Low Output | Parking Garage Luminaires | Premium | FALSE | [9 empty] | 42732 |  |  | Yes |  | 4 | 4278 | 115.36 | 37.08 | 7.86 | 0.95 | 4500 | 74.3
P2GRW1CR | SIMKAR Corporation | PK Lume | PK41L40U1-Optional include [WHBKDBSLXX]-Optional include [OS PS OSPS] | Outdoor Luminaires | Low Output | Parking Garage Luminaires | Premium | FALSE | [9 empty] | 42732 |  |  | Yes |  | 4 | 3992 | 113.07 | 35.31 | 10.25 | 0.93 | 4000 | 74.4
PB1YZXSF | SIMKAR Corporation | PK Lume | PK41L40480-Optional include [WHBKDBSLXX]-Optional include [OS PS OSPS] | Outdoor Luminaires | Low Output | Parking Garage Luminaires | Premium | FALSE | [9 empty] | 42732 |  |  | Yes |  | 4 | 4246 | 114.51 | 37.08 | 7.86 | 0.95 | 4000 | 74.3
PQEXSCZG | SIMKAR Corporation | PK Lume | PK41L35U1-Optional include [WHBKDBSLXX]-Optional include [OS PS OSPS] | Outdoor Luminaires | Low Output | Parking Garage Luminaires | Premium | FALSE | [9 empty] | 42732 |  |  | Yes |  | 4 | 3963 | 112.24 | 35.31 | 10.25 | 0.93 | 3500 | 74.4
PUY83NNZ | SIMKAR Corporation | PK Lume | PK41L35480-Optional include [WHBKDBSLXX]-Optional include [OS PS OSPS] | Outdoor Luminaires | Low Output | Parking Garage Luminaires | Premium | FALSE | [9 empty] | 42732 |  |  | Yes |  | 4 | 4215 | 113.66 | 37.08 | 7.86 | 0.95 | 3500 | 74.3
PKC3FHRE | QSSI | QSSI | VN55QF1X48U5K* | Outdoor Luminaires | Mid Output | Parking Garage Luminaires | Standard | TRUE | 5486.52 | 98.62 | 55.63 | 8.07 | 0.9648 | 5047 | 81.79 | 5 | 50000 | 42720 | Dimmable | Continuous Below 10 | No |  | 4 | 5591 | 100.5 | 55.63 | 20 | 0.99 | 5000 | 81.79
P1GACQSP | Pozeen LED LTD | Pozeen | CPLP45HU40K10D[PSMSPM] | Outdoor Luminaires | Mid Output | Parking Garage Luminaires | Premium | TRUE | 5095.5 | 114.56 | 44.48 | 13.29 | 0.9479 | 4021 | 84.8 | 5 | 50000 | 42720 | Dimmable | Continuous Below 10 | Yes |  | 4 | 5095.5 | 114.56 | 44.48 | 13.29 | 0.95 | 4000 | 84.8
PKXGJ748 | Pozeen LED LTD | Pozeen | CPLP45HU50K[PSMSPM] | Outdoor Luminaires | Mid Output | Parking Garage Luminaires | Premium | FALSE | [9 empty] | 42720 | Not Dimmable | Not Dimmable | Yes |  | 4 | 5210 | 117.28 | 44.42 | 13.44 | 0.94 | 5000 | 73.3
PJCJZZHS | Pozeen LED LTD | Pozeen | CPLP45HU50K10D[PSMSPM] | Outdoor Luminaires | Mid Output | Parking Garage Luminaires | Premium | FALSE | [9 empty] | 42720 | Dimmable | Continuous Below 10 | Yes |  | 4 | 5210 | 117.28 | 44.42 | 13.44 | 0.94 | 5000 | 73.3
PXZV4YKH | Pozeen LED LTD | Pozeen | CPLP45HU45K[PSMSPM] | Outdoor Luminaires | Mid Output | Parking Garage Luminaires | Premium | FALSE | [9 empty] | 42720 | Not Dimmable | Not Dimmable | Yes |  | 4 | 5152.8 | 115.84 | 44.48 | 13.29 | 0.95 | 4500 | 84.8
PX92QB6P | Pozeen LED LTD | Pozeen | CPLP45HU45K10D[PSMSPM] | Outdoor Luminaires | Mid Output | Parking Garage Luminaires | Premium | FALSE | [9 empty] | 42720 | Dimmable | Continuous Below 10 | Yes |  | 4 | 5152.8 | 115.84 | 44.48 | 13.29 | 0.95 | 4500 | 84.8
PH3JSCXX | Pozeen LED LTD | Pozeen | CPLP45HU40K[PSMSPM] | Outdoor Luminaires | Mid Output | Parking Garage Luminaires | Premium | FALSE | [9 empty] | 42720 | Not Dimmable | Not Dimmable | Yes |  | 4 | 5095.5 | 114.56 | 44.48 | 13.29 | 0.95 | 4000 | 84.8
PRX53Q9C | Turolight Inc. | Turolight | SSL-CP1/65W/40/UNV/##/+/D | Outdoor Luminaires | Mid Output | Parking Garage Luminaires | Standard | TRUE | 6458 | 101.1 | 63.88 | 11.32 | 0.9239 | 3917 | 75 | 5 | 50000 | 42712 |  |  | No | Updated 12/2/2016 | 4 | 6500 | 100 | 65 | 11.32 | 0.9 | 4000 | 70
PM7GXZ56 | Turolight Inc. | Turolight | SSL-CP1/65W/50/347/##/+/D | Outdoor Luminaires | Mid Output | Parking Garage Luminaires | Standard | FALSE | [9 empty] | 42712 |  |  | No | Updated 12/2/2016 | 4 | 6700 | 103 | 65 | 16.62 | 0.9 | 5000 | 70
PDWCQNM4 | Turolight Inc. | Turolight | SSL-CP1/65W/50/UNV/##/+/D | Outdoor Luminaires | Mid Output | Parking Garage Luminaires | Standard | FALSE | [9 empty] | 42712 |  |  | No | Updated 12/2/2016 | 4 | 6600 | 101 | 65 | 11.32 | 0.9 | 5000 | 70
PFNG662P | Brigade Holdings Inc. | Brigade | BHICK60W001(4000K) | Outdoor Luminaires | Mid Output | Parking Garage Luminaires | Standard | TRUE | 5859.6 | 99.53 | 58.87 | 18.96 | 0.9089 | 4107 | 73.7 | 5 | 50000 | 42709 |  |  | No |  | 4 | 5908 | 100.44 | 58.82 | 18.96 | 0.91 | 4000 | 73.7
PTG2U3KA | Brigade Holdings Inc. | Brigade | BHICK60W001(5700K) | Outdoor Luminaires | Mid Output | Parking Garage Luminaires | Standard | FALSE | [9 empty] | 42709 |  |  | No |  | 4 | 6128 | 104.15 | 58.84 | 18.92 | 0.91 | 5700 | 73.8
PA12E1CH | Brigade Holdings Inc. | Brigade | BHICK60W001(5000K) | Outdoor Luminaires | Mid Output | Parking Garage Luminaires | Standard | FALSE | [9 empty] | 42709 |  |  | No |  | 4 | 6055.7 | 102.92 | 58.83 | 18.96 | 0.91 | 5000 | 73.7
PN4XVEKM | Brigade Holdings Inc. | Brigade | BHICK60W001(4500K) | Outdoor Luminaires | Mid Output | Parking Garage Luminaires | Standard | FALSE | [9 empty] | 42709 |  |  | No |  | 4 | 5981.3 | 101.67 | 58.83 | 18.96 | 0.91 | 4500 | 73.7
PB5BD184 | Cree Inc. | Cree IG Series | IG-NM-5S-J-30K-xx-xx-xxx | Outdoor Luminaires | Mid Output | Parking Garage Luminaires | Standard | TRUE | 6923.4 | 105.89 | 65.69 | 11.84 | 0.962 | 3036 | 82 | 5 | 50000 | 42702 |  |  | No |  | 4 | 6930 | 105 | 66 | 15 | 0.9 | 3000 | 80
PTZX8HCP | Cree Inc. | Cree IG Series | IG-NM-5S-A-30K-xx-xx-xxx | Outdoor Luminaires | Low Output | Parking Garage Luminaires | Standard | TRUE | 3380.5 | 106.94 | 31.79 | 14.04 | 0.945 | 3043 | 82 | 5 | 50000 | 42702 |  |  | Yes |  | 4 | 3430 | 103.9 | 33 | 15 | 0.9 | 3000 | 80
PNBPZGKX | Cree Inc. | Cree IG Series | IG-NM-5S-J-30K-xx-xx-PML | Outdoor Luminaires | Mid Output | Parking Garage Luminaires | Standard | FALSE | [9 empty] | 42702 |  |  | Yes |  | 3 | 6930 | 105 | 66 | 15 | 0.9 | 3000 | 80
P3AXWEB2 | Cree Inc. | Cree IG Series | IG-NM-5S-A-30K-xx-xx-PML | Outdoor Luminaires | Low Output | Parking Garage Luminaires | Standard | FALSE | [9 empty] | 42702 |  |  | Yes |  | 3 | 3430 | 103.9 | 33 | 15 | 0.9 | 3000 | 80
PRMQF5C9 | Infinilux Corporation | Infinilux | CLSGXX25-03 (5000K) | Outdoor Luminaires | Low Output | Parking Garage Luminaires | Premium | TRUE | 2533 | 123 | 20.67 | 16 | 0.89 | 4847 | 72 | 5 | 50000 | 42695 |  |  | No |  | 4 | 2533 | 123 | 20.67 | 16 | 0.89 | 4874 | 72
PQ28EDNE | Infinilux Corporation | Infinilux | CLSGXX25-03 (4000K) | Outdoor Luminaires | Low Output | Parking Garage Luminaires | Premium | TRUE | 2543 | 124 | 20.53 | 17 | 0.88 | 3878 | 72 | 5 | 50000 | 42695 |  |  | No |  | 4 | 2543 | 124 | 20.53 | 17 | 0.88 | 3878 | 72
P8FZ8XQQ | Infinilux Corporation | Infinilux | CRSGXX25-03 (5000K)-C01 | Outdoor Luminaires | Low Output | Parking Garage Luminaires | Premium | FALSE | [9 empty] | 42695 |  |  | Yes |  | 4 | 2533 | 123 | 20.67 | 16 | 0.89 | 4874 | 72
PWA6G8UC | Infinilux Corporation | Infinilux | CFSGXX25-03 (5000K) | Outdoor Luminaires | Low Output | Parking Garage Luminaires | Premium | FALSE | [9 empty] | 42695 |  |  | No |  | 4 | 2533 | 123 | 20.67 | 16 | 0.89 | 4874 | 72
PJ11XJGT | Infinilux Corporation | Infinilux | CLRGXX25-03 (5000K) | Outdoor Luminaires | Low Output | Parking Garage Luminaires | Premium | FALSE | [9 empty] | 42695 |  |  | No |  | 4 | 2533 | 123 | 20.67 | 16 | 0.89 | 4874 | 72
PG4NT12M | Infinilux Corporation | Infinilux | CRSGXX80-03 (5000K)-C01 | Outdoor Luminaires | Mid Output | Parking Garage Luminaires | Premium | FALSE | [9 empty] | 42695 |  |  | Yes |  | 4 | 8589 | 128 | 67.1 | 15 | 0.93 | 4858 | 71
PD9V2S2T | Infinilux Corporation | Infinilux | CLSGXX80-03 (5000K) | Outdoor Luminaires | Mid Output | Parking Garage Luminaires | Premium | FALSE | [9 empty] | 42695 |  |  | No |  | 4 | 8589 | 128 | 67.1 | 15 | 0.93 | 4858 | 71
PCS24KF8 | Infinilux Corporation | Infinilux | CFSGXX80-03 (5000K) | Outdoor Luminaires | Mid Output | Parking Garage Luminaires | Premium | FALSE | [9 empty] | 42695 |  |  | No |  | 4 | 8589 | 128 | 67.1 | 15 | 0.93 | 4858 | 71
P8EWAVHC | Infinilux Corporation | Infinilux | CLRGXX80-03 (5000K) | Outdoor Luminaires | Mid Output | Parking Garage Luminaires | Premium | FALSE | [9 empty] | 42695 |  |  | No |  | 4 | 8589 | 128 | 67.1 | 15 | 0.93 | 4858 | 71
PXWD1D4X | Infinilux Corporation | Infinilux | CRSGXX60-03 (5000K)-C01 | Outdoor Luminaires | Mid Output | Parking Garage Luminaires | Premium | FALSE | [9 empty] | 42695 |  |  | Yes |  | 4 | 6168 | 123 | 50.03 | 15 | 0.91 | 4838 | 72
PPZN9GPN | Infinilux Corporation | Infinilux | CLRGXX60-03 (5000K) | Outdoor Luminaires | Mid Output | Parking Garage Luminaires | Premium | FALSE | [9 empty] | 42695 |  |  | No |  | 4 | 6168 | 123 | 50.03 | 15 | 0.91 | 4838 | 72
P9UMMZVX | Infinilux Corporation | Infinilux | CLSGXX60-03 (5000K) | Outdoor Luminaires | Mid Output | Parking Garage Luminaires | Premium | FALSE | [9 empty] | 42695 |  |  | No |  | 4 | 6168 | 123 | 50.03 | 15 | 0.91 | 4838 | 72
P676MKFR | Infinilux Corporation | Infinilux | CFSGXX60-03 (5000K) | Outdoor Luminaires | Mid Output | Parking Garage Luminaires | Premium | FALSE | [9 empty] | 42695 |  |  | No |  | 4 | 6168 | 123 | 50.03 | 15 | 0.91 | 4838 | 72
PY89Q9S6 | Infinilux Corporation | Infinilux | CRSGXX45-03 (5000K)-C01 | Outdoor Luminaires | Low Output | Parking Garage Luminaires | Premium | FALSE | [9 empty] | 42695 |  |  | Yes |  | 4 | 4601 | 126 | 36.43 | 14 | 0.93 | 4808 | 73
P8Q4TXSE | Infinilux Corporation | Infinilux | CLRGXX45-03 (5000K) | Outdoor Luminaires | Low Output | Parking Garage Luminaires | Premium | FALSE | [9 empty] | 42695 |  |  | No |  | 4 | 4601 | 126 | 36.43 | 14 | 0.93 | 4808 | 73
P713TFX3 | Infinilux Corporation | Infinilux | CLSGXX45-03 (5000K) | Outdoor Luminaires | Low Output | Parking Garage Luminaires | Premium | FALSE | [9 empty] | 42695 |  |  | No |  | 4 | 4601 | 126 | 36.43 | 14 | 0.93 | 4808 | 73
P33E4YTD | Infinilux Corporation | Infinilux | CFSGXX45-03 (5000K) | Outdoor Luminaires | Low Output | Parking Garage Luminaires | Premium | FALSE | [9 empty] | 42695 |  |  | No |  | 4 | 4601 | 126 | 36.43 | 14 | 0.93 | 4808 | 73
P9KJGVCX | Infinilux Corporation | Infinilux | CRSGXX25-03 (4000K)-C01 | Outdoor Luminaires | Low Output | Parking Garage Luminaires | Premium | FALSE | [9 empty] | 42695 |  |  | Yes |  | 4 | 2543 | 124 | 20.53 | 17 | 0.88 | 3878 | 72
PAFX81NH | Infinilux Corporation | Infinilux | CLRGXX25-03 (4000K) | Outdoor Luminaires | Low Output | Parking Garage Luminaires | Premium | FALSE | [9 empty] | 42695 |  |  | No |  | 4 | 2543 | 124 | 20.53 | 17 | 0.88 | 3878 | 72
P13QD6CF | Infinilux Corporation | Infinilux | CFSGXX25-03 (4000K) | Outdoor Luminaires | Low Output | Parking Garage Luminaires | Premium | FALSE | [9 empty] | 42695 |  |  | No |  | 4 | 2543 | 124 | 20.53 | 17 | 0.88 | 3878 | 72
PDJ7R2RF | Infinilux Corporation | Infinilux | CRSGXX45-03 (4000K)-C01 | Outdoor Luminaires | Low Output | Parking Garage Luminaires | Premium | FALSE | [9 empty] | 42695 |  |  | Yes |  | 4 | 4582 | 126 | 36.24 | 14 | 0.93 | 3874 | 72
PTBM25B3 | Infinilux Corporation | Infinilux | CLSGXX45-03 (4000K) | Outdoor Luminaires | Low Output | Parking Garage Luminaires | Premium | FALSE | [9 empty] | 42695 |  |  | No |  | 4 | 4582 | 126 | 36.24 | 14 | 0.93 | 3874 | 72
PSAQESFK | Infinilux Corporation | Infinilux | CLRGXX45-03 (4000K) | Outdoor Luminaires | Low Output | Parking Garage Luminaires | Premium | FALSE | [9 empty] | 42695 |  |  | No |  | 4 | 4582 | 126 | 36.24 | 14 | 0.93 | 3874 | 72
PMBEJ286 | Infinilux Corporation | Infinilux | CFSGXX45-03 (4000K) | Outdoor Luminaires | Low Output | Parking Garage Luminaires | Premium | FALSE | [9 empty] | 42695 |  |  | No |  | 4 | 4582 | 126 | 36.24 | 14 | 0.93 | 3874 | 72
PW8Y11Z6 | Infinilux Corporation | Infinilux | CRSGXX60-03 (4000K)-C01 | Outdoor Luminaires | Mid Output | Parking Garage Luminaires | Premium | FALSE | [9 empty] | 42695 |  |  | Yes |  | 4 | 6306 | 125 | 50.28 | 15 | 0.92 | 3870 | 72
PHBZRH42 | Infinilux Corporation | Infinilux | CLSGXX60-03 (4000K) | Outdoor Luminaires | Mid Output | Parking Garage Luminaires | Premium | FALSE | [9 empty] | 42695 |  |  | No |  | 4 | 6306 | 125 | 50.28 | 15 | 0.92 | 3870 | 72
PCDZ1CH9 | Infinilux Corporation | Infinilux | CLRGXX60-03 (4000K) | Outdoor Luminaires | Mid Output | Parking Garage Luminaires | Premium | FALSE | [9 empty] | 42695 |  |  | No |  | 4 | 6306 | 125 | 50.28 | 15 | 0.92 | 3870 | 72
P9CZSA7Y | Infinilux Corporation | Infinilux | CFSGXX60-03 (4000K) | Outdoor Luminaires | Mid Output | Parking Garage Luminaires | Premium | FALSE | [9 empty] | 42695 |  |  | No |  | 4 | 6306 | 125 | 50.28 | 15 | 0.92 | 3870 | 72
P8S6WDG8 | Infinilux Corporation | Infinilux | CRSGXX80-03 (4000K)-C01 | Outdoor Luminaires | Mid Output | Parking Garage Luminaires | Premium | FALSE | [9 empty] | 42695 |  |  | Yes |  | 4 | 8466 | 126 | 67.38 | 15 | 0.92 | 3844 | 72
PWEG4HUX | Infinilux Corporation | Infinilux | CFSGXX80-03 (4000K) | Outdoor Luminaires | Mid Output | Parking Garage Luminaires | Premium | FALSE | [9 empty] | 42695 |  |  | No |  | 4 | 8466 | 126 | 67.38 | 15 | 0.92 | 3844 | 72
PW3NYXAM | Infinilux Corporation | Infinilux | CLSGXX80-03 (4000K) | Outdoor Luminaires | Mid Output | Parking Garage Luminaires | Premium | FALSE | [9 empty] | 42695 |  |  | No |  | 4 | 8466 | 126 | 67.38 | 15 | 0.92 | 3844 | 72
PBXBP33W | Infinilux Corporation | Infinilux | CLRGXX80-03 (4000K) | Outdoor Luminaires | Mid Output | Parking Garage Luminaires | Premium | FALSE | [9 empty] | 42695 |  |  | No |  | 4 | 8466 | 126 | 67.38 | 15 | 0.92 | 3844 | 72
PS2AX1AS | Aleddra Inc. | Aleddra | AHB-W040-30K | Outdoor Luminaires | Low Output | Parking Garage Luminaires | Standard | TRUE | 3698.4 | 94.55 | 39.12 | 16.48 | 0.9551 | 3206 | 85.6 | 5 | 50000 | 42691 |  |  | No |  | 3.1 | 3730.3 | 95.26 | 39.16 | 16.48 | 0.9551 | 3000 | 85.6
PUS7351D | Aleddra Inc. | Aleddra | AHB-W060-30K | Outdoor Luminaires | Mid Output | Parking Garage Luminaires | Standard | TRUE | 6180.5 | 106.62 | 57.97 | 15.99 | 0.9051 | 3035 | 83.3 | 5 | 50000 | 42691 |  |  | No |  | 3.1 | 6348.1 | 108.22 | 58.66 | 15.99 | 0.9051 | 3000 | 83.3
P8VCR9NX | Aleddra Inc. | Aleddra | AHB-W040-50K | Outdoor Luminaires | Low Output | Parking Garage Luminaires | Standard | FALSE | [9 empty] | 42691 | Not Dimmable | Not Dimmable | No |  | 3.1 | 3950 | 99.9 | 39.54 | 16.48 | 0.9514 | 5000 | 72.8
P4G3DW4U | Aleddra Inc. | Aleddra | AHB-W060-50K | Outdoor Luminaires | Mid Output | Parking Garage Luminaires | Standard | FALSE | [9 empty] | 42691 | Not Dimmable | Not Dimmable | No |  | 3.1 | 6532 | 111.81 | 58.42 | 15.72 | 0.9033 | 5000 | 72.6
PHVCUS9J | Aleddra Inc. | Aleddra | AHB-W040-40K | Outdoor Luminaires | Low Output | Parking Garage Luminaires | Standard | FALSE | [9 empty] | 42691 | Not Dimmable | Not Dimmable | No |  | 3.1 | 3840.2 | 97.59 | 39.35 | 16.48 | 0.9551 | 4000 | 85.6
PDR97F9D | Aleddra Inc. | Aleddra | AHB-W060-40K | Outdoor Luminaires | Mid Output | Parking Garage Luminaires | Standard | FALSE | [9 empty] | 42691 | Not Dimmable | Not Dimmable | No |  | 3.1 | 6440.1 | 110.01 | 58.54 | 15.99 | 0.9051 | 4000 | 83.3
P3T4KWHD | Aleddra Inc. | Aleddra | AHB-W040-35K | Outdoor Luminaires | Low Output | Parking Garage Luminaires | Standard | FALSE | [9 empty] | 42691 | Not Dimmable | Not Dimmable | No |  | 3.1 | 3785.2 | 96.19 | 39.35 | 16.48 | 0.9551 | 3500 | 85.6
PT4R9P34 | Aleddra Inc. | Aleddra | AHB-W060-35K | Outdoor Luminaires | Mid Output | Parking Garage Luminaires | Standard | FALSE | [9 empty] | 42691 | Not Dimmable | Not Dimmable | No |  | 3.1 | 6394.1 | 109.23 | 58.54 | 15.99 | 0.9051 | 3500 | 83.3
PR5KNNJK | P.Q.L. Inc. | Superior LifeÂ® | 83232 | Outdoor Luminaires | Mid Output | Parking Garage Luminaires | Standard | TRUE | 6458 | 101.1 | 63.88 | 11.32 | 0.9239 | 3917 | 75 | 5 | 50000 | 42685 |  |  | No |  | 4 | 6500 | 100 | 65 | 11.32 | 0.9 | 4000 | 70
P3BHMHX9 | P.Q.L. Inc. | Superior LifeÂ® | 83233 | Outdoor Luminaires | Mid Output | Parking Garage Luminaires | Standard | FALSE | [9 empty] | 42685 |  |  | No |  | 4 | 6600 | 101 | 65 | 11.32 | 0.9 | 5000 | 70
P1PT2CGX | MaxLite Inc | MaxLite | CPR55AUTP50[000400] | Outdoor Retrofit Kit | Low Output | Retrofit Kits for Parking Garage Luminaires | Standard | TRUE | 4999.3 | 96.63 | 51.74 | 14.659 | 0.9536 | 5572 | 84.9 | 5 | 50000 | 42684 |  |  | Yes |  | 4 | 4999.3 | 96.63 | 51.74 | 9.29 | 0.98 | 5000 | 84.9
PE8SG4SW | MaxLite Inc | MaxLite | CPR25AUTP50[000400] | Outdoor Retrofit Kit | Low Output | Retrofit Kits for Parking Garage Luminaires | Premium | TRUE | 2401.1 | 99.68 | 24.09 | 13.12 | 0.9509 | 5209 | 84.1 | 5 | 50000 | 42684 |  |  | Yes |  | 4 | 2401 | 99.68 | 24.09 | 8.92 | 0.99 | 5000 | 84.1
PFCUUUXQ | MaxLite Inc | MaxLite | CPR40AUTP50[000400] | Outdoor Retrofit Kit | Low Output | Retrofit Kits for Parking Garage Luminaires | Premium | FALSE | [9 empty] | 42684 |  |  | Yes |  | 4 | 4019.2 | 105.5 | 38.1 | 9.6 | 0.99 | 5000 | 84.5
P6CQVM6E | Energy Solutions International | ESI | K-14PL-F4V-50-FR | Outdoor Retrofit Kit | Mid Output | Retrofit Kits for Parking Garage Luminaires | Premium | FALSE | [9 empty] | 42681 |  |  | Yes | Retrofits CT2-HV5-2L4 housing. | 4 | 9769 | 121.35 | 80.5 | 15.11 | 0.95 | 5220 | 84.49
PT9VGTJE | Energy Solutions International | ESI | K-14PL-F4H-50-FR | Outdoor Retrofit Kit | Mid Output | Retrofit Kits for Parking Garage Luminaires | Premium | FALSE | [9 empty] | 42681 |  |  | Yes | Retrofits CT2-HV5-2L4 housing. | 4 | 7658 | 128.71 | 59.5 | 15.11 | 0.95 | 5220 | 84.49
PT5AC5Y9 | Energy Solutions International | ESI | K-14PL-F4M-50-FR | Outdoor Retrofit Kit | Mid Output | Retrofit Kits for Parking Garage Luminaires | Premium | FALSE | [9 empty] | 42681 |  |  | Yes | Retrofits CT2-HV5-2L4 housing. | 4 | 6416 | 128.58 | 49.9 | 15.11 | 0.95 | 5220 | 84.49
PDJ6PTJD | Energy Solutions International | ESI | K-14PL-F4N-50-FR | Outdoor Retrofit Kit | Mid Output | Retrofit Kits for Parking Garage Luminaires | Premium | FALSE | [9 empty] | 42681 |  |  | Yes | Retrofits CT2-HV5-2L4 housing. | 4 | 5175 | 128.73 | 40.2 | 15.11 | 0.95 | 5220 | 84.49
PQQEYZDG | Energy Solutions International | ESI | K-12PL-F2H-50-FR | Outdoor Retrofit Kit | Low Output | Retrofit Kits for Parking Garage Luminaires | Premium | FALSE | [9 empty] | 42681 |  |  | Yes | Retrofits CT2-HV5-2L2 housing. | 4 | 4844 | 121.4 | 39.9 | 15.11 | 0.95 | 5220 | 84.49
PKFNSEZF | Energy Solutions International | ESI | K-12PL-F2N-50-FR | Outdoor Retrofit Kit | Low Output | Retrofit Kits for Parking Garage Luminaires | Premium | FALSE | [9 empty] | 42681 |  |  | Yes | Retrofits CT2-HV5-2L2 housing. | 4 | 3829 | 128.49 | 29.8 | 15.11 | 0.95 | 5220 | 84.49
PN6YRJRA | Energy Solutions International | ESI | K-14PL-F4L-50-FR | Outdoor Retrofit Kit | Low Output | Retrofit Kits for Parking Garage Luminaires | Premium | FALSE | [9 empty] | 42681 |  |  | Yes | Retrofits CT2-HV5-2L4 housing. | 4 | 3629 | 128.69 | 28.2 | 15.11 | 0.95 | 5220 | 84.49
P1VTC3MM | Energy Solutions International | ESI | K-12PL-F2L-50-FR | Outdoor Retrofit Kit | Low Output | Retrofit Kits for Parking Garage Luminaires | Premium | FALSE | [9 empty] | 42681 |  |  | Yes | Retrofits CT2-HV5-2L2 housing. | 4 | 2495 | 128.61 | 19.4 | 15.11 | 0.95 | 5220 | 84.49
PP5KXVDC | Energy Solutions International | ESI | K-14PL-F4V-40-FR | Outdoor Retrofit Kit | Mid Output | Retrofit Kits for Parking Garage Luminaires | Premium | FALSE | [9 empty] | 42681 |  |  | Yes | Retrofits CT2-HV5-2L4 housing. | 4 | 9769 | 121.35 | 80.5 | 15.11 | 0.95 | 4000 | 83.99
PFHJG4D3 | Energy Solutions International | ESI | K-14PL-F4H-40-FR | Outdoor Retrofit Kit | Mid Output | Retrofit Kits for Parking Garage Luminaires | Premium | FALSE | [9 empty] | 42681 |  |  | Yes | Retrofits CT2-HV5-2L4 housing. | 4 | 7658 | 128.71 | 59.5 | 15.11 | 0.95 | 4000 | 83.99
PKCM4ZRK | Energy Solutions International | ESI | K-14PL-F4M-40-FR | Outdoor Retrofit Kit | Mid Output | Retrofit Kits for Parking Garage Luminaires | Premium | FALSE | [9 empty] | 42681 |  |  | Yes | Retrofits CT2-HV5-2L4 housing. | 4 | 6416 | 128.58 | 49.9 | 15.11 | 0.95 | 4000 | 83.99
PRJSX9ED | Energy Solutions International | ESI | K-14PL-F4N-40-FR | Outdoor Retrofit Kit | Mid Output | Retrofit Kits for Parking Garage Luminaires | Premium | FALSE | [9 empty] | 42681 |  |  | Yes | Retrofits CT2-HV5-2L4 housing. | 4 | 5175 | 128.73 | 40.2 | 15.11 | 0.95 | 4000 | 83.99
PQP1CRQE | Energy Solutions International | ESI | K-12PL-F2H-40-FR | Outdoor Retrofit Kit | Low Output | Retrofit Kits for Parking Garage Luminaires | Premium | FALSE | [9 empty] | 42681 |  |  | Yes | Retrofits CT2-HV5-2L2 housing. | 4 | 4844 | 121.4 | 39.9 | 15.11 | 0.95 | 4000 | 83.99
PX1GAU3X | Energy Solutions International | ESI | K-12PL-F2N-40-FR | Outdoor Retrofit Kit | Low Output | Retrofit Kits for Parking Garage Luminaires | Premium | FALSE | [9 empty] | 42681 |  |  | Yes | Retrofits CT2-HV5-2L2 housing. | 4 | 3829 | 128.49 | 29.8 | 15.11 | 0.95 | 4000 | 83.99
PQJWNTGQ | Energy Solutions International | ESI | K-14PL-F4L-40-FR | Outdoor Retrofit Kit | Low Output | Retrofit Kits for Parking Garage Luminaires | Premium | FALSE | [9 empty] | 42681 |  |  | Yes | Retrofits CT2-HV5-2L2 housing. | 4 | 3629 | 128.69 | 28.2 | 15.11 | 0.95 | 4000 | 83.99
PUYBSG7T | Energy Solutions International | ESI | K-12PL-F2L-40-FR | Outdoor Retrofit Kit | Low Output | Retrofit Kits for Parking Garage Luminaires | Premium | FALSE | [9 empty] | 42681 |  |  | Yes | Retrofits CT2-HV5-2L2 housing. | 4 | 2495 | 128.61 | 19.4 | 15.11 | 0.95 | 4000 | 83.99
PGE3KZ4V | Energy Solutions International | ESI | K-14PL-F4V-35-FR | Outdoor Retrofit Kit | Mid Output | Retrofit Kits for Parking Garage Luminaires | Premium | FALSE | [9 empty] | 42681 |  |  | Yes | Retrofits CT2-HV5-2L4 housing. | 4 | 9769 | 121.35 | 80.5 | 15.11 | 0.95 | 3559 | 82.97
PDHQRJAM | Energy Solutions International | ESI | K-14PL-F4H-35-FR | Outdoor Retrofit Kit | Mid Output | Retrofit Kits for Parking Garage Luminaires | Premium | FALSE | [9 empty] | 42681 |  |  | Yes | Retrofits CT2-HV5-2L4 housing. | 4 | 7658 | 128.71 | 59.5 | 15.11 | 0.95 | 3559 | 82.97
PGET65NH | Energy Solutions International | ESI | K-14PL-F4M-35-FR | Outdoor Retrofit Kit | Mid Output | Retrofit Kits for Parking Garage Luminaires | Premium | FALSE | [9 empty] | 42681 |  |  | Yes | Retrofits CT2-HV5-2L4 housing. | 4 | 6416 | 128.58 | 49.9 | 15.11 | 0.95 | 3559 | 82.97
P9XSRB5S | Energy Solutions International | ESI | K-14PL-F4N-35-FR | Outdoor Retrofit Kit | Mid Output | Retrofit Kits for Parking Garage Luminaires | Premium | FALSE | [9 empty] | 42681 |  |  | Yes | Retrofits CT2-HV5-2L2 housing. | 4 | 5175 | 128.73 | 40.2 | 15.11 | 0.95 | 3559 | 82.97
PJW4GJJG | Energy Solutions International | ESI | K-12PL-F2H-35-FR | Outdoor Retrofit Kit | Low Output | Retrofit Kits for Parking Garage Luminaires | Premium | FALSE | [9 empty] | 42681 |  |  | Yes | Retrofits CT2-HV5-2L2 housing. | 4 | 4844 | 121.4 | 39.9 | 15.11 | 0.95 | 3559 | 82.97
PUV5WMJS | Energy Solutions International | ESI | K-12PL-F2N-35-FR | Outdoor Retrofit Kit | Low Output | Retrofit Kits for Parking Garage Luminaires | Premium | FALSE | [9 empty] | 42681 |  |  | Yes | Retrofits CT2-HV5-2L2 housing. | 4 | 3829 | 128.49 | 29.8 | 15.11 | 0.95 | 3559 | 82.97
PDFRSF33 | Energy Solutions International | ESI | K-14PL-F4L-35-FR | Outdoor Retrofit Kit | Low Output | Retrofit Kits for Parking Garage Luminaires | Premium | FALSE | [9 empty] | 42681 |  |  | Yes | Retrofits CT2-HV5-2L2 housing. | 4 | 3629 | 128.69 | 28.2 | 15.11 | 0.95 | 3559 | 82.97
PAM3YGRM | Energy Solutions International | ESI | K-12PL-F2L-35-FR | Outdoor Retrofit Kit | Low Output | Retrofit Kits for Parking Garage Luminaires | Premium | FALSE | [9 empty] | 42681 |  |  | Yes | Retrofits CT2-HV5-2L2 housing. | 4 | 2495 | 128.61 | 19.4 | 15.11 | 0.95 | 3559 | 82.97
PDPWH7ME | Eaton (formerly Cooper Lighting) | Top Tier | TT-C3-LED-E1-RW-LWR-LW | Outdoor Luminaires | Low Output | Parking Garage Luminaires | Standard | TRUE | 4533.7 | 95.4 | 47.5 | 6.64 | 0.9995 | 3784 | 71.3 | 5 | 60000 | 42678 |  |  | Yes | Updated on 11/11/2016 | 4 | 4533.7 | 95.4 | 47.5 | 6.64 | 1 | 4000 | 70
PNG2G562 | Eaton (formerly Cooper Lighting) | Top Tier | TT-C3-LED-E1-RW-SG-MS/DIM | Outdoor Luminaires | Low Output | Parking Garage Luminaires | Standard | TRUE | 4607.4 | 97.8 | 47.1 | 6.59 | 0.9995 | 3784 | 71.3 | 5 | 60000 | 42678 |  |  | Yes | Updated on 11/11/2016 | 4 | 4607.4 | 97.8 | 47.1 | 6.59 | 1 | 4000 | 70
PGJMBW4A | Eaton (formerly Cooper Lighting) | Top Tier | TT-C3-LED-E1-RW-CG-LWR-LW | Outdoor Luminaires | Low Output | Parking Garage Luminaires | Standard | TRUE | 4272 | 89.9 | 47.5 | 6.64 | 0.9994 | 3784 | 71.3 | 5 | 60000 | 42678 |  |  | Yes | Updated on 11/11/2016 | 4 | 4272 | 89.9 | 47.5 | 6.64 | 1 | 4000 | 70
PQV4D8NZ | Eaton (formerly Cooper Lighting) | Top Tier | TT-C4-LED-E1-WQ-7060 | Outdoor Luminaires | Mid Output | Parking Garage Luminaires | Standard | TRUE | 6732.1 | 111.8 | 60.2 | 7.63 | 0.9991 | 5542 | 73 | 5 | 60000 | 42678 |  |  | Yes | Updated on 11/11/2016 | 4 | 6732.1 | 111.8 | 60.2 | 7.63 | 1 | 5700 | 70
PNVHHV89 | Eaton (formerly Cooper Lighting) | Top Tier | TT-C1-LED-E1-RW-CG-LWR-LW-7060 | Outdoor Luminaires | Low Output | Parking Garage Luminaires | Standard | TRUE | 2727.2 | 95.4 | 28.6 | 5.33 | 0.9988 | 5542 | 73 | 5 | 60000 | 42678 |  |  | Yes | Updated on 11/11/2016 | 4 | 2727.2 | 95.4 | 28.6 | 5.33 | 1 | 5700 | 70
PQ9FKJWD | Eaton (formerly Cooper Lighting) | Top Tier | TT-C3-LED-E1-WQ-7050 | Outdoor Luminaires | Mid Output | Parking Garage Luminaires | Standard | TRUE | 5477.6 | 117 | 46.8 | 6.52 | 0.9968 | 5542 | 73 | 5 | 60000 | 42678 |  |  | Yes | Updated on 11/11/2016 | 4 | 5477.6 | 117 | 46.8 | 6.52 | 1 | 5000 | 70
PHRTEJ2Q | RENOVA Lighting Systems Inc. | Renova | PGC-9S-65W-UNV-C40-X-C-X-X | Outdoor Luminaires | Mid Output | Parking Garage Luminaires | Standard | TRUE | 6458 | 101.1 | 63.88 | 11.32 | 0.9239 | 3917 | 75 | 5 | 50000 | 42678 |  |  | No |  | 4 | 6500 | 100 | 65 | 11.32 | 0.9 | 4000 | 70
PDFP2D4F | RENOVA Lighting Systems Inc. | Renova | PGC-9S-45W-UNV-C40-X-C-X | Outdoor Luminaires | Low Output | Parking Garage Luminaires | Standard | TRUE | 4101.1 | 90.19 | 45.47 | 18.62 | 0.9132 | 3958 | 73.5 | 5 | 50000 | 42678 |  |  | Yes |  | 3.1 | 4100 | 91 | 45 | 14 | 0.9 | 4000 | 70
PDWGKJ32 | RENOVA Lighting Systems Inc. | Renova | PGC-9S-45W-UNV-C50-X-C-X | Outdoor Luminaires | Low Output | Parking Garage Luminaires | Standard | FALSE | [9 empty] | 42678 |  |  | Yes |  | 3.1 | 4200 | 93 | 45 | 14 | 0.9 | 5000 | 70
PBVAA6K3 | RENOVA Lighting Systems Inc. | Renova | PGC-9S-45W-UNV-C50-X-C-X-X | Outdoor Luminaires | Low Output | Parking Garage Luminaires | Standard | FALSE | [9 empty] | 42678 |  |  | Yes |  | 3.1 | 4200 | 93 | 45 | 14 | 0.9 | 5000 | 70
PB21DQAR | RENOVA Lighting Systems Inc. | Renova | PGC-9S-65W-UNV-C50-X-C-X-X | Outdoor Luminaires | Mid Output | Parking Garage Luminaires | Standard | FALSE | [9 empty] | 42678 |  |  | No |  | 4 | 6600 | 101 | 65 | 11.32 | 0.9 | 5000 | 70
P1YDK9HT | RENOVA Lighting Systems Inc. | Renova | PGC-9S-45W-UNV-C40-X-C-X-X | Outdoor Luminaires | Low Output | Parking Garage Luminaires | Standard | FALSE | [9 empty] | 42678 |  |  | Yes |  | 3.1 | 4100 | 91 | 45 | 14 | 0.9 | 4000 | 70
PAQXU93R | Eaton (formerly Cooper Lighting) | Top Tier | TT-C2-LED-[Voltage include E1480]-MQ-[ALL Mounting]-[All Color]-7060-Blank-Blank-[Options include 30LXHATRIBPICPDIM] | Outdoor Luminaires | Low Output | Parking Garage Luminaires | Standard | FALSE | [9 empty] | 42678 |  |  | Yes | Updated on 11/11/2016 | 3 | 4069.7 | 105.29 | 38.57 | 18.18 | 0.97 | 5700 | 70
PCUSMCKP | Eaton (formerly Cooper Lighting) | Top Tier | TT-C2-LED-[Voltage include E1480]-WQ-[ALL Mounting]-[All Color]-7060-Blank-Blank-[Options include 30LXHATRIBPICPDIM] | Outdoor Luminaires | Low Output | Parking Garage Luminaires | Standard | FALSE | [9 empty] | 42678 |  |  | Yes | Updated on 11/11/2016 | 3 | 3873 | 100.54 | 38.57 | 18.18 | 0.97 | 5700 | 70
P9JVTW5U | Eaton (formerly Cooper Lighting) | Top Tier | TT-C1-LED-[Voltage include E1347480]-WQ-[ALL Mounting]-[All Color]-7060-Blank-Blank-[Options include 30LXHATRIBPICPDIM] | Outdoor Luminaires | Low Output | Parking Garage Luminaires | Standard | FALSE | [9 empty] | 42678 |  |  | Yes | Updated on 11/11/2016 | 3 | 3191.23 | 100.27 | 31.87 | 16.02 | 0.95 | 5700 | 70
P94AAVE4 | Eaton (formerly Cooper Lighting) | Top Tier | TT-C4-LED-[120]-MQ-[ALL Mounting]-[All Color]-7060-5LTD-Blank-[Options include 30LXHATRIBPICPDIM] | Outdoor Luminaires | Mid Output | Parking Garage Luminaires | Standard | FALSE | [9 empty] | 42678 |  |  | Yes | Updated on 11/11/2016 | 3 | 7287.2 | 112.98 | 64.5 | 14 | 0.95 | 5700 | 70
PBAJ7CBA | Eaton (formerly Cooper Lighting) | Top Tier | TT-C4-LED-[120]-WQ-[ALL Mounting]-[All Color]-7060-5LTD-Blank-[Options include 30LXHATRIBPICPDIM] | Outdoor Luminaires | Mid Output | Parking Garage Luminaires | Standard | FALSE | [9 empty] | 42678 |  |  | Yes | Updated on 11/11/2016 | 3 | 6732.1 | 104.37 | 64.5 | 14 | 0.95 | 5700 | 70
P83PH4A1 | Eaton (formerly Cooper Lighting) | Top Tier | TT-C4-LED-[120]-MQ-[ALL Mounting]-[All Color]-7060-5LTD-CG-[Options include 30LXHATRIBPICPDIM] | Outdoor Luminaires | Mid Output | Parking Garage Luminaires | Standard | FALSE | [9 empty] | 42678 |  |  | Yes | Updated on 11/11/2016 | 3 | 6468.3 | 100.28 | 64.5 | 14 | 0.95 | 5700 | 70
PJRSJRF1 | Eaton (formerly Cooper Lighting) | Top Tier | TT-C4-LED-[120]-WQ-[ALL Mounting]-[All Color]-7060-5LTD-CG-[Options include 30LXHATRIBPICPDIM] | Outdoor Luminaires | Mid Output | Parking Garage Luminaires | Standard | FALSE | [9 empty] | 42678 |  |  | Yes | Updated on 11/11/2016 | 3 | 6440.8 | 99.86 | 64.5 | 14 | 0.95 | 5700 | 70
PJ6FZ29W | Eaton (formerly Cooper Lighting) | Top Tier | TT-C4-LED-[120]-WQ-[ALL Mounting]-[All Color]-7060-5LTD-SG-[Options include 30LXHATRIBPICPDIM] | Outdoor Luminaires | Mid Output | Parking Garage Luminaires | Standard | FALSE | [9 empty] | 42678 |  |  | Yes | Updated on 11/11/2016 | 3 | 6366.1 | 98.7 | 64.5 | 14 | 0.95 | 5700 | 70
PC9EQV97 | Eaton (formerly Cooper Lighting) | Top Tier | TT-C1-LED-[120]-MQ-[ALL Mounting]-[All Color]-7060-5LTD-Blank-[Options include 30LXHATRIBPICPDIM] | Outdoor Luminaires | Low Output | Parking Garage Luminaires | Standard | FALSE | [9 empty] | 42678 |  |  | Yes | Updated on 11/11/2016 | 3 | 3631.3 | 124.36 | 29.2 | 9.8 | 0.95 | 5700 | 70
PHQCQDHE | Eaton (formerly Cooper Lighting) | Top Tier | TT-C1-LED-[120]-WQ-[ALL Mounting]-[All Color]-7060-5LTD-Blank-[Options include 30LXHATRIBPICPDIM] | Outdoor Luminaires | Low Output | Parking Garage Luminaires | Standard | FALSE | [9 empty] | 42678 |  |  | Yes | Updated on 11/11/2016 | 3 | 3354.7 | 114.89 | 29.2 | 9.8 | 0.95 | 5700 | 70
PYP1Z3B5 | Eaton (formerly Cooper Lighting) | Top Tier | TT-C1-LED-[120]-MQ-[ALL Mounting]-[All Color]-7060-5LTD-CG-[Options include 30LXHATRIBPICPDIM] | Outdoor Luminaires | Low Output | Parking Garage Luminaires | Standard | FALSE | [9 empty] | 42678 |  |  | Yes | Updated on 11/11/2016 | 3 | 3223.2 | 110.38 | 29.2 | 9.8 | 0.95 | 5700 | 70
P4CMM41A | Eaton (formerly Cooper Lighting) | Top Tier | TT-C1-LED-[120]-MQ-[ALL Mounting]-[All Color]-7060-5LTD-CG-[Options include 30LXHATRIBPICPDIM] | Outdoor Luminaires | Low Output | Parking Garage Luminaires | Standard | FALSE | [9 empty] | 42678 |  |  | Yes | Updated on 11/11/2016 | 3 | 3223.2 | 110.38 | 29.2 | 9.8 | 0.95 | 5700 | 70
P1986AY6 | Eaton (formerly Cooper Lighting) | Top Tier | TT-C1-LED-[Voltage include E1347480]-WQ-[ALL Mounting]-[All Color]-7060-5LTD-CG-[Options include 30LXHATRIBPICPDIM] | Outdoor Luminaires | Low Output | Parking Garage Luminaires | Standard | FALSE | [9 empty] | 42678 |  |  | Yes | Updated on 11/11/2016 | 3 | 3209.5 | 109.92 | 29.2 | 9.8 | 0.95 | 5700 | 70
PKU4SVPH | Eaton (formerly Cooper Lighting) | Top Tier | TT-C1-LED-[120]-WQ-[ALL Mounting]-[All Color]-7060-5LTD-SG-[Options include 30LXHATRIBPICPDIM] | Outdoor Luminaires | Low Output | Parking Garage Luminaires | Standard | FALSE | [9 empty] | 42678 |  |  | Yes | Updated on 11/11/2016 | 3 | 3172.3 | 108.64 | 29.2 | 9.8 | 0.95 | 5700 | 70
PCQ6BBK8 | Eaton (formerly Cooper Lighting) | Top Tier | TT-C1-LED-[Voltage include E1347480]-RW-[ALL Mounting]-[All Color]-7060-5LTD-Blank-[Options include 30LXHATRIBPICPDIM] | Outdoor Luminaires | Low Output | Parking Garage Luminaires | Standard | FALSE | [9 empty] | 42678 |  |  | Yes | Updated on 11/11/2016 | 3 | 2948.7 | 100.98 | 29.2 | 9.8 | 0.95 | 5700 | 70
PCUHHB6Y | Eaton (formerly Cooper Lighting) | Top Tier | TT-C1-LED-[120]-RW-[ALL Mounting]-[All Color]-7060-5LTD-CG-[Options include 30LXHATRIBPICPDIM] | Outdoor Luminaires | Low Output | Parking Garage Luminaires | Standard | FALSE | [9 empty] | 42678 |  |  | Yes | Updated on 11/11/2016 | 3 | 2837 | 97.16 | 29.2 | 9.8 | 0.95 | 5700 | 70
PBXZMW2V | Eaton (formerly Cooper Lighting) | Top Tier | TT-C3-LED-[120]-MQ-[ALL Mounting]-[All Color]-7060-Blank-Blank-[Options include 30LXHATRIBPICPDIM] | Outdoor Luminaires | Mid Output | Parking Garage Luminaires | Standard | FALSE | [9 empty] | 42678 |  |  | Yes | Updated on 11/11/2016 | 3 | 5794.7 | 117.3 | 49.4 | 9.4 | 0.97 | 5700 | 70
PN27F5ZH | Eaton (formerly Cooper Lighting) | Top Tier | TT-C3-LED-[120]-WQ-[ALL Mounting]-[All Color]-7060-5LTD-Blank-[Options include 30LXHATRIBPICPDIM] | Outdoor Luminaires | Mid Output | Parking Garage Luminaires | Standard | FALSE | [9 empty] | 42678 |  |  | Yes | Updated on 11/11/2016 | 3 | 5353.3 | 108.37 | 49.4 | 9.4 | 0.97 | 5700 | 70
PSH9TVBQ | Eaton (formerly Cooper Lighting) | Top Tier | TT-C3-LED-[120]-MQ-[ALL Mounting]-[All Color]-7060-Blank-CG-[Options include 30LXHATRIBPICPDIM] | Outdoor Luminaires | Mid Output | Parking Garage Luminaires | Standard | FALSE | [9 empty] | 42678 |  |  | Yes | Updated on 11/11/2016 | 3 | 5143.5 | 104.12 | 49.4 | 9.4 | 0.97 | 5700 | 70
PJV8BDNP | Eaton (formerly Cooper Lighting) | Top Tier | TT-C3-LED-[120]-WQ-[ALL Mounting]-[All Color]-7060-5LTD-CG-[Options include 30LXHATRIBPICPDIM] | Outdoor Luminaires | Mid Output | Parking Garage Luminaires | Standard | FALSE | [9 empty] | 42678 |  |  | Yes | Updated on 11/11/2016 | 3 | 5121.6 | 103.68 | 49.4 | 9.4 | 0.97 | 5700 | 70
P4ANPGEW | Eaton (formerly Cooper Lighting) | Top Tier | TT-C3-LED-[120]-WQ-[ALL Mounting]-[All Color]-7060-5LTD-SG-[Options include 30LXHATRIBPICPDIM] | Outdoor Luminaires | Mid Output | Parking Garage Luminaires | Standard | FALSE | [9 empty] | 42678 |  |  | Yes | Updated on 11/11/2016 | 3 | 5062.3 | 102.48 | 49.4 | 9.4 | 0.97 | 5700 | 70
PSGYM6SB | Eaton (formerly Cooper Lighting) | Top Tier | TT-C3-LED-[120]-RW-[ALL Mounting]-[All Color]-7060-5LTD-Blank-[Options include 30LXHATRIBPICPDIM] | Outdoor Luminaires | Low Output | Parking Garage Luminaires | Standard | FALSE | [9 empty] | 42678 |  |  | Yes | Updated on 11/11/2016 | 3 | 4705.5 | 95.25 | 49.4 | 9.4 | 0.97 | 5700 | 70
PQPAFAC1 | Eaton (formerly Cooper Lighting) | Top Tier | TT-C3-LED-[120]-RW-[ALL Mounting]-[All Color]-7060-5LTD-CG-[Options include 30LXHATRIBPICPDIM] | Outdoor Luminaires | Low Output | Parking Garage Luminaires | Standard | FALSE | [9 empty] | 42678 |  |  | Yes | Updated on 11/11/2016 | 3 | 4527.2 | 91.64 | 49.4 | 9.4 | 0.97 | 5700 | 70
PMXWU9AU | Eaton (formerly Cooper Lighting) | Top Tier | TT-C5-LED-[120]-MQ-[ALL Mounting]-[All Color]-7060-5LTD-Blank-[Options include 30LXHATRIBPICPDIM] | Outdoor Luminaires | Mid Output | Parking Garage Luminaires | Standard | FALSE | [9 empty] | 42678 |  |  | Yes | Updated on 11/11/2016 | 3 | 8969.1 | 106.39 | 84.3 | 8.9 | 0.97 | 5700 | 70
PAUG9ACC | Eaton (formerly Cooper Lighting) | Top Tier | TT-C5-LED-[120]-WQ-[ALL Mounting]-[All Color]-7060-5LTD-Blank-[Options include 30LXHATRIBPICPDIM] | Outdoor Luminaires | Mid Output | Parking Garage Luminaires | Standard | FALSE | [9 empty] | 42678 |  |  | Yes | Updated on 11/11/2016 | 3 | 8285.9 | 98.29 | 84.3 | 8.9 | 0.97 | 5700 | 70
PJSGYKB8 | Eaton (formerly Cooper Lighting) | Top Tier | TT-C2-LED-[120]-MQ-[ALL Mounting]-[All Color]-7060-5LTD-Blank-[Options include 30LXHATRIBPICPDIM] | Outdoor Luminaires | Low Output | Parking Garage Luminaires | Standard | FALSE | [9 empty] | 42678 |  |  | Yes | Updated on 11/11/2016 | 3 | 4407.1 | 122.42 | 36 | 8.4 | 0.96 | 5700 | 70
PH6GU373 | Eaton (formerly Cooper Lighting) | Top Tier | TT-C2-LED-[120]-WQ-[ALL Mounting]-[All Color]-7060-5LTD-Black-[Options include 30LXHATRIBPICPDIM] | Outdoor Luminaires | Low Output | Parking Garage Luminaires | Standard | FALSE | [9 empty] | 42678 |  |  | Yes | Updated on 11/11/2016 | 3 | 4071.4 | 113.09 | 36 | 8.4 | 0.96 | 5700 | 70
PGUC21MG | Eaton (formerly Cooper Lighting) | Top Tier | TT-C2-LED-[120]-MQ-[[blank] DPM]-[ALL COLORS]-[7060 30L TR X 5LTD CG MS/DIM-L08 MS/DIM-L20] | Outdoor Luminaires | Low Output | Parking Garage Luminaires | Standard | FALSE | [9 empty] | 42678 |  |  | Yes | Updated on 11/11/2016 | 3 | 3911.8 | 108.66 | 36 | 8.4 | 0.96 | 5700 | 70
PHYM5V9R | Eaton (formerly Cooper Lighting) | Top Tier | TT-C2-LED-[120]-WQ-[ALL Mounting]-[All Color]-7060-5LTD-CG-[Options include 30LXHATRIBPICPDIM] | Outdoor Luminaires | Low Output | Parking Garage Luminaires | Standard | FALSE | [9 empty] | 42678 |  |  | Yes | Updated on 11/11/2016 | 3 | 3895.2 | 108.2 | 36 | 8.4 | 0.96 | 5700 | 70
P9R2NP7T | Eaton (formerly Cooper Lighting) | Top Tier | TT-C2-LED-[120]-WQ-[ALL Mounting]-[All Color]-7060-5LTD-SG-[Options include 30LXHATRIBPICPDIM] | Outdoor Luminaires | Low Output | Parking Garage Luminaires | Standard | FALSE | [9 empty] | 42678 |  |  | Yes | Updated on 11/11/2016 | 3 | 3850 | 106.95 | 36 | 8.4 | 0.96 | 5700 | 70
PE5VKHYK | Eaton (formerly Cooper Lighting) | Top Tier | TT-C2-LED-[120]-RW-[ALL Mounting]-[All Color]-7060-5LTD-Blank-[Options include 30LXHATRIBPICPDIM] | Outdoor Luminaires | Low Output | Parking Garage Luminaires | Standard | FALSE | [9 empty] | 42678 |  |  | Yes | Updated on 11/11/2016 | 3 | 3578.7 | 99.41 | 36 | 8.4 | 0.96 | 5700 | 70
P52YHUNM | Eaton (formerly Cooper Lighting) | Top Tier | TT-C2-LED-[120]-RW-[ALL Mounting]-[All Color]-7060-5LTD-CG-[Options include 30LXHATRIBPICPDIM] | Outdoor Luminaires | Low Output | Parking Garage Luminaires | Standard | FALSE | [9 empty] | 42678 |  |  | Yes | Updated on 11/11/2016 | 3 | 3443.1 | 95.64 | 36 | 8.4 | 0.96 | 5700 | 70
PNS942R3 | Eaton (formerly Cooper Lighting) | Top Tier | TT-C4-LED-[Voltage include E1347480]-MQ-[ALL Mounting]-[All Color]-7060-Blank-Blank-[Options include 30LXHATRIBPICPDIM] | Outdoor Luminaires | Mid Output | Parking Garage Luminaires | Standard | FALSE | [9 empty] | 42678 |  |  | Yes | Updated on 11/11/2016 | 3 | 7124.5 | 118.35 | 60.2 | 7.89 | 1 | 5700 | 70
PBZN2QZG | Eaton (formerly Cooper Lighting) | Top Tier | TT-C4-LED-[Voltage include E1347480]-MQ-[ALL Mounting]-[All Color]-7060-Blank-CG-[Options include 30LXHATRIBPICPDIM] | Outdoor Luminaires | Mid Output | Parking Garage Luminaires | Standard | FALSE | [9 empty] | 42678 |  |  | Yes | Updated on 11/11/2016 | 3 | 6323.9 | 105.05 | 60.2 | 7.89 | 1 | 5700 | 70
PB92AQT5 | Eaton (formerly Cooper Lighting) | Top Tier | TT-C4-LED-[Voltage include E1347480]-WQ-[ALL Mounting]-[All Color]-7060-Blank-CG-[Options include 30LXHATRIBPICPDIM] | Outdoor Luminaires | Mid Output | Parking Garage Luminaires | Standard | FALSE | [9 empty] | 42678 |  |  | Yes | Updated on 11/11/2016 | 3 | 6149.1 | 102.14 | 60.2 | 7.89 | 1 | 5700 | 70
PQKPKSB9 | Eaton (formerly Cooper Lighting) | Top Tier | TT-C4-LED-[Voltage include E1347]-WQ-[ALL Mounting]-[All Color]-7060-Blank-SG-[Options include 30LXHATRIBPICPDIM] | Outdoor Luminaires | Mid Output | Parking Garage Luminaires | Standard | FALSE | [9 empty] | 42678 |  |  | Yes | Updated on 11/11/2016 | 3 | 6053.4 | 100.56 | 60.2 | 7.89 | 1 | 5700 | 70
PA2Z6CP4 | Eaton (formerly Cooper Lighting) | Top Tier | TT-C4-LED-[E1]-RW-[ALL Mounting]-[All Color]-7060-Blank-Blank-[Options include 30LXHATRIBPICPDIM] | Outdoor Luminaires | Mid Output | Parking Garage Luminaires | Standard | FALSE | [9 empty] | 42678 |  |  | Yes | Updated on 11/11/2016 | 3 | 5917.4 | 98.3 | 60.2 | 7.89 | 1 | 5700 | 70
PCMPEUTX | Eaton (formerly Cooper Lighting) | Top Tier | TT-C4-LED-[Voltage include E1347480]-WQ-[ALL Mounting]-[All Color]-7060-Blank-Blank-[Options include 30LXHATRIBPICPDIM] | Outdoor Luminaires | Mid Output | Parking Garage Luminaires | Standard | FALSE | [9 empty] | 42678 |  |  | Yes | Updated on 11/11/2016 | 3 | 5898.3 | 97.98 | 60.2 | 7.89 | 1 | 5700 | 70
PEX8B2BM | Eaton (formerly Cooper Lighting) | Top Tier | TT-C5-LED-[Voltage include E1347480]-MQ-[ALL Mounting]-[All Color]-7060-Blank-Blank-[Options include 30LXHATRIBPICPDIM] | Outdoor Luminaires | Mid Output | Parking Garage Luminaires | Standard | FALSE | [9 empty] | 42678 |  |  | Yes | Updated on 11/11/2016 | 3 | 9335.75 | 117.58 | 79.4 | 6.87 | 1 | 5700 | 70
P8JWVEJA | Eaton (formerly Cooper Lighting) | Top Tier | TT-C5-LED-[Voltage include E1347480]-MQ-[ALL Mounting]-[All Color]-7060-Blank-CG-[Options include 30LXHATRIBPICPDIM] | Outdoor Luminaires | Mid Output | Parking Garage Luminaires | Standard | FALSE | [9 empty] | 42678 |  |  | Yes | Updated on 11/11/2016 | 3 | 8193.1 | 103.19 | 79.4 | 6.87 | 1 | 5700 | 70
PP59RG5P | Eaton (formerly Cooper Lighting) | Top Tier | TT-C5-LED-[Voltage include E1347]-WQ-[ALL Mounting]-[All Color]-7060-Blank-CG-[Options include 30LXHATRIBPICPDIM] | Outdoor Luminaires | Mid Output | Parking Garage Luminaires | Standard | FALSE | [9 empty] | 42678 |  |  | Yes | Updated on 11/11/2016 | 3 | 8062.4 | 101.55 | 79.4 | 6.87 | 1 | 5700 | 70
P5GG7YTE | Eaton (formerly Cooper Lighting) | Top Tier | TT-C5-LED-[E1]-WQ-[ALL Mounting]-[All Color]-7060-Blank-SG-[Options include 30LXHATRIBPICPDIM] | Outdoor Luminaires | Mid Output | Parking Garage Luminaires | Standard | FALSE | [9 empty] | 42678 |  |  | Yes | Updated on 11/11/2016 | 3 | 7977.67 | 100.47 | 79.4 | 6.87 | 1 | 5700 | 70
PK7QA3T7 | Eaton (formerly Cooper Lighting) | Top Tier | TT-C5-LED-[E1]-RW-[ALL Mounting]-[All Color]-7060-Blank-Blank-[Options include 30LXHATRIBPICPDIM] | Outdoor Luminaires | Mid Output | Parking Garage Luminaires | Standard | FALSE | [9 empty] | 42678 |  |  | Yes | Updated on 11/11/2016 | 3 | 7666.5 | 96.56 | 79.4 | 6.87 | 1 | 5700 | 70
PV1EX5SM | Eaton (formerly Cooper Lighting) | Top Tier | TT-C5-LED-[Voltage include E1347480]-WQ-[ALL Mounting]-[All Color]-7060-Blank-Blank-[Options include 30LXHATRIBPICPDIM] | Outdoor Luminaires | Mid Output | Parking Garage Luminaires | Standard | FALSE | [9 empty] | 42678 |  |  | Yes | Updated on 11/11/2016 | 3 | 7641.7 | 96.24 | 79.4 | 6.87 | 1 | 5700 | 70
PJUC6K1W | Eaton (formerly Cooper Lighting) | Top Tier | TT-C6-LED-[Voltage include E1347480]-MQ-[ALL Mounting]-[All Color]-7060-Blank-Blank-[Options include 30LXHATRIBPICPDIM] | Outdoor Luminaires | High Output | Parking Garage Luminaires | Standard | FALSE | [9 empty] | 42678 |  |  | Yes | Updated on 11/11/2016 | 3 | 11934.45 | 109.49 | 109 | 6.51 | 1 | 5700 | 70
PART6RV4 | Eaton (formerly Cooper Lighting) | Top Tier | TT-C6-LED-[Voltage include E1347]-WQ-[ALL Mounting]-[All Color]-7060-Blank-Blank-[Options include 30LXHATRIBPICPDIM] | Outdoor Luminaires | High Output | Parking Garage Luminaires | Standard | FALSE | [9 empty] | 42678 |  |  | Yes | Updated on 11/11/2016 | 3 | 11149.8 | 102.29 | 109 | 6.51 | 1 | 5700 | 70
PE27JKYG | Eaton (formerly Cooper Lighting) | Top Tier | TT-C3-LED-[E1]-MQ-[ALL Mounting]-[All Color]-7060-Blank-CG-[Options include 30LXHATRIBPICPDIM] | Outdoor Luminaires | Mid Output | Parking Garage Luminaires | Standard | FALSE | [9 empty] | 42678 |  |  | Yes | Updated on 11/11/2016 | 3 | 5086.1 | 107.76 | 47.2 | 6.47 | 1 | 5700 | 70
PWZ1DNRA | Eaton (formerly Cooper Lighting) | Top Tier | TT-C3-LED-[Voltage include E1 347]-WQ-[ALL Mounting]-[All Color]-7060-Blank-CG-[Options include 30LXHATRIBPICPDIM] | Outdoor Luminaires | Mid Output | Parking Garage Luminaires | Standard | FALSE | [9 empty] | 42678 |  |  | Yes | Updated on 11/11/2016 | 3 | 5064.45 | 107.3 | 47.2 | 6.47 | 1 | 5700 | 70
PVJ6QX41 | Eaton (formerly Cooper Lighting) | Top Tier | TT-C3-LED-[Voltage include E1 347 480]-WQ-[ALL Mounting]-[All Color]-7060-Blank-SG-[Options include 30LXHATRIBPICPDIM] | Outdoor Luminaires | Low Output | Parking Garage Luminaires | Standard | FALSE | [9 empty] | 42678 |  |  | Yes | Updated on 11/11/2016 | 3 | 4870.2 | 103.18 | 47.2 | 6.47 | 1 | 5700 | 70
P66PR5ZH | Eaton (formerly Cooper Lighting) | Top Tier | TT-C3-LED-[Voltage include E1347480]-WQ-[ALL Mounting]-[All Color]-7060-Blank-Blank-[Options include 30LXHATRIBPICPDIM] | Outdoor Luminaires | Low Output | Parking Garage Luminaires | Standard | FALSE | [9 empty] | 42678 |  |  | Yes | Updated on 11/11/2016 | 3 | 4690.2 | 99.37 | 47.2 | 6.47 | 1 | 5700 | 70
P6BHJ4QU | Eaton (formerly Cooper Lighting) | Top Tier | TT-C3-LED-[Voltage include E1347480]-MQ-[ALL Mounting]-[All Color]-7060-Blank-Blank-[Options include 30LXHATRIBPICPDIM] | Outdoor Luminaires | Low Output | Parking Garage Luminaires | Standard | FALSE | [9 empty] | 42678 |  |  | Yes | Updated on 11/11/2016 | 3 | 4593.2 | 97.31 | 47.2 | 6.47 | 1 | 5700 | 70
PR9URRZ8 | Eaton (formerly Cooper Lighting) | Top Tier | TT-C3-LED-[E1]-RW-[ALL Mounting]-[All Color]-7060-Blank-Blank-[Options include 30LXHATRIBPICPDIM] | Outdoor Luminaires | Low Output | Parking Garage Luminaires | Standard | FALSE | [9 empty] | 42678 |  |  | Yes | Updated on 11/11/2016 | 3 | 4552.2 | 96.23 | 47.3 | 6.47 | 1 | 5700 | 70
PR76NSDA | Eaton (formerly Cooper Lighting) | Top Tier | TT-C3-LED-[E1]-RW-[ALL Mounting]-[All Color]-7060-Blank-CG-[Options include 30LXHATRIBPICPDIM] | Outdoor Luminaires | Low Output | Parking Garage Luminaires | Standard | FALSE | [9 empty] | 42678 |  |  | Yes | Updated on 11/11/2016 | 3 | 4527.2 | 95.11 | 47.6 | 6.47 | 1 | 5700 | 70
P6DX47ZJ | Eaton (formerly Cooper Lighting) | Top Tier | TT-C1-LED-[120]-DL-[ALL Mounting]-[All Color]-7060-5LTD-Black-[Options include 30LXHATRIBPICPDIM] | Outdoor Luminaires | Low Output | Parking Garage Luminaires | Standard | FALSE | [9 empty] | 42678 |  |  | Yes | Updated on 11/11/2016 | 3 | 3180.5 | 98.16 | 32.4 | 5.45 | 0.99 | 5700 | 70
P4V7CFQV | Eaton (formerly Cooper Lighting) | Top Tier | TT-C1-LED-[120]-DL-[ALL Mounting]-[All Color]-7060-5LTD-CG-[Options include 30LXHATRIBPICPDIM] | Outdoor Luminaires | Low Output | Parking Garage Luminaires | Standard | FALSE | [9 empty] | 42678 |  |  | Yes | Updated on 11/11/2016 | 3 | 3073.1 | 94.85 | 32.4 | 5.45 | 0.99 | 5700 | 70
P3BA7M5G | Eaton (formerly Cooper Lighting) | Top Tier | TT-C2-LED-[E1]-DL-[ALL Mounting]-[All Color]-7060-[Driver include 5LTD or Blank]-Blank-[Options include 30LXHATRIBPICPDIM] | Outdoor Luminaires | Low Output | Parking Garage Luminaires | Standard | FALSE | [9 empty] | 42678 |  |  | Yes | Updated on 11/11/2016 | 3 | 3829.1 | 94.91 | 40.35 | 5.33 | 0.99 | 5700 | 70
PB9EEQ4F | Eaton (formerly Cooper Lighting) | Top Tier | TT-C2-LED-[E1]-DL-[ALL Mounting]-[All Color]-7060-[Driver include 5LTD or Blank]-CG-[Options include 30LXHATRIBPICPDIM] | Outdoor Luminaires | Low Output | Parking Garage Luminaires | Standard | FALSE | [9 empty] | 42678 |  |  | Yes | Updated on 11/11/2016 | 3 | 3699.8 | 91.71 | 40.35 | 5.33 | 0.99 | 5700 | 70
P1WHYX89 | Eaton (formerly Cooper Lighting) | Top Tier | TT-C3-LED-[E1]-DL-[ALL Mounting]-[All Color]-7060-5LTD-Blank-[Options include 30LXHATRIBPICPDIM] | Outdoor Luminaires | Mid Output | Parking Garage Luminaires | Standard | FALSE | [9 empty] | 42678 |  |  | Yes | Updated on 11/11/2016 | 3 | 5412.4 | 98.77 | 54.8 | 5.24 | 0.99 | 5700 | 70
P7TCC86M | Eaton (formerly Cooper Lighting) | Top Tier | TT-C3-LED-[E1]-DL-[ALL Mounting]-[All Color]-7060-5LTD-CG-[Options include 30LXHATRIBPICPDIM] | Outdoor Luminaires | Mid Output | Parking Garage Luminaires | Standard | FALSE | [9 empty] | 42678 |  |  | Yes | Updated on 11/11/2016 | 3 | 5229.7 | 95.43 | 54.8 | 5.24 | 0.99 | 5700 | 70
P1UN295M | Eaton (formerly Cooper Lighting) | Top Tier | TT-C2-LED-[E1]-MQ-[ALL Mounting]-[All Color]-7060-Blank-Blank-[Options include 30LXHATRIBPICPDIM] | Outdoor Luminaires | Low Output | Parking Garage Luminaires | Standard | FALSE | [9 empty] | 42678 |  |  | Yes | Updated on 11/11/2016 | 3 | 4357.9 | 125.95 | 34.6 | 5.05 | 1 | 5700 | 70
PCDH8B24 | Eaton (formerly Cooper Lighting) | Top Tier | TT-C2-LED-[E1]-WQ-[ALL Mounting]-[All Color]-7060-Blank-Blank-[Options include 30LXHATRIBPICPDIM] | Outdoor Luminaires | Low Output | Parking Garage Luminaires | Standard | FALSE | [9 empty] | 42678 |  |  | Yes | Updated on 11/11/2016 | 3 | 4071.4 | 117.67 | 34.6 | 5.05 | 1 | 5700 | 70
P83RRT4V | Eaton (formerly Cooper Lighting) | Top Tier | TT-C2-LED-[Voltage include E1480]-MQ-[ALL Mounting]-[All Color]-7060-Blank-CG-[Options include 30LXHATRIBPICPDIM] | Outdoor Luminaires | Low Output | Parking Garage Luminaires | Standard | FALSE | [9 empty] | 42678 |  |  | Yes | Updated on 11/11/2016 | 3 | 3885.6 | 112.3 | 34.6 | 5.05 | 1 | 5700 | 70
P55H5KF2 | Eaton (formerly Cooper Lighting) | Top Tier | TT-C2-LED-[Voltage include E1480]-WQ-[ALL Mounting]-[All Color]-7060-Blank-CG-[Options include 30LXHATRIBPICPDIM] | Outdoor Luminaires | Low Output | Parking Garage Luminaires | Standard | FALSE | [9 empty] | 42678 |  |  | Yes | Updated on 11/11/2016 | 3 | 3807.4 | 110.04 | 34.6 | 5.05 | 1 | 5700 | 70
PU3ENBB2 | Eaton (formerly Cooper Lighting) | Top Tier | TT-C2-LED-[Voltage include E1480]-WQ-[ALL Mounting]-[All Color]-7060-Blank-SG-[Options include 30LXHATRIBPICPDIM] | Outdoor Luminaires | Low Output | Parking Garage Luminaires | Standard | FALSE | [9 empty] | 42678 |  |  | Yes | Updated on 11/11/2016 | 3 | 3723.93 | 107.63 | 34.6 | 5.05 | 1 | 5700 | 70
PHEJHRK3 | Eaton (formerly Cooper Lighting) | Top Tier | TT-C1-LED-[E1]-MQ-[ALL Mounting]-[All Color]-7060-Blank-Blank-[Options include 30LXHATRIBPICPDIM] | Outdoor Luminaires | Low Output | Parking Garage Luminaires | Standard | FALSE | [9 empty] | 42678 |  |  | Yes | Updated on 11/11/2016 | 3 | 3590.8 | 125.56 | 28.6 | 5.05 | 1 | 5700 | 70
P73G4VMU | Eaton (formerly Cooper Lighting) | Top Tier | TT-C2-LED-[E1]-RW-[ALL Mounting]-[All Color]-7060-Blank-Blank-[Options include 30LXHATRIBPICPDIM] | Outdoor Luminaires | Low Output | Parking Garage Luminaires | Standard | FALSE | [9 empty] | 42678 |  |  | Yes | Updated on 11/11/2016 | 3 | 3462.1 | 100.06 | 34.6 | 5.05 | 1 | 5700 | 70
PWQX3R6E | Eaton (formerly Cooper Lighting) | Top Tier | TT-C1-LED-[E1]-WQ-[ALL Mounting]-[All Color]-7060-Blank-Blank-[Options include 30LXHATRIBPICPDIM] | Outdoor Luminaires | Low Output | Parking Garage Luminaires | Standard | FALSE | [9 empty] | 42678 |  |  | Yes | Updated on 11/11/2016 | 3 | 3354.7 | 117.3 | 28.6 | 5.05 | 1 | 5700 | 70
PSY2XB75 | Eaton (formerly Cooper Lighting) | Top Tier | TT-C2-LED-[E1]-RW-[ALL Mounting]-[All Color]-7060-Blank-CG-[Options include 30LXHATRIBPICPDIM] | Outdoor Luminaires | Low Output | Parking Garage Luminaires | Standard | FALSE | [9 empty] | 42678 |  |  | Yes | Updated on 11/11/2016 | 3 | 3285.03 | 94.94 | 34.6 | 5.05 | 1 | 5700 | 70
PRSCA834 | Eaton (formerly Cooper Lighting) | Top Tier | TT-C1-LED-[Voltage include E1347480]-MQ-[ALL Mounting]-[All Color]-7060-Blank-Blank-[Options include 30LXHATRIBPICPDIM] | Outdoor Luminaires | Low Output | Parking Garage Luminaires | Standard | FALSE | [9 empty] | 42678 |  |  | Yes | Updated on 11/11/2016 | 3 | 3201.63 | 111.94 | 28.6 | 5.05 | 1 | 5700 | 70
P1Y3SKG6 | Eaton (formerly Cooper Lighting) | Top Tier | TT-C1-LED-[Voltage include E1347480]-WQ-[ALL Mounting]-[All Color]-7060-Blank-CG-[Options include 30LXHATRIBPICPDIM] | Outdoor Luminaires | Low Output | Parking Garage Luminaires | Standard | FALSE | [9 empty] | 42678 |  |  | Yes | Updated on 11/11/2016 | 3 | 3137.2 | 109.69 | 28.6 | 5.05 | 1 | 5700 | 70
PJ1565ED | Eaton (formerly Cooper Lighting) | Top Tier | TT-C1-LED-[Voltage include E1347480]-MQ-[ALL Mounting]-[All Color]-7060-Blank-CG-[Options include 30LXHATRIBPICPDIM] | Outdoor Luminaires | Low Output | Parking Garage Luminaires | Standard | FALSE | [9 empty] | 42678 |  |  | Yes | Updated on 11/11/2016 | 3 | 3125.03 | 109.27 | 28.6 | 5.05 | 1 | 5700 | 70
PCG9HS9H | Eaton (formerly Cooper Lighting) | Top Tier | TT-C1-LED-[Voltage include E1347480]-WQ-[ALL Mounting]-[All Color]-7060-5LTD-SG-[Options include 30LXHATRIBPICPDIM] | Outdoor Luminaires | Low Output | Parking Garage Luminaires | Standard | FALSE | [9 empty] | 42678 |  |  | Yes | Updated on 11/11/2016 | 3 | 3068.43 | 107.29 | 28.6 | 5.05 | 1 | 5700 | 70
P35PW63A | Eaton (formerly Cooper Lighting) | Top Tier | TT-C1-LED-[Voltage include E1347480]-MQ-[ALL Mounting]-[All Color]-7060-Blank-Blank-[Options include 30LXHATRIBPICPDIM] | Outdoor Luminaires | Low Output | Parking Garage Luminaires | Standard | FALSE | [9 empty] | 42678 |  |  | Yes | Updated on 11/11/2016 | 3 | 3048.4 | 106.59 | 28.6 | 5.05 | 1 | 5700 | 70
PASM2PDB | Eaton (formerly Cooper Lighting) | Top Tier | TT-C1-LED-[Voltage include E1347480]-MQ-[ALL Mounting]-[All Color]-7060-Blank-Blank-[Options include 30LXHATRIBPICPDIM] | Outdoor Luminaires | Low Output | Parking Garage Luminaires | Standard | FALSE | [9 empty] | 42678 |  |  | Yes | Updated on 11/11/2016 | 3 | 2878.4 | 100.64 | 28.6 | 5.05 | 1 | 5700 | 70
PW7C7TBC | Eaton (formerly Cooper Lighting) | Top Tier | TT-C1-LED-[Voltage include E1347480]-RW-[ALL Mounting]-[All Color]-7060-Blank-Blank-[Options include 30LXHATRIBPICPDIM] | Outdoor Luminaires | Low Output | Parking Garage Luminaires | Standard | FALSE | [9 empty] | 42678 |  |  | Yes | Updated on 11/11/2016 | 3 | 2852.65 | 99.75 | 28.6 | 5.05 | 1 | 5700 | 70
PQQ7XZA7 | Eaton (formerly Cooper Lighting) | Top Tier | TT-C1-LED-[Voltage include E1347480]-RW-[ALL Mounting]-[All Color]-7060-Blank-CG-[Options include 30LXHATRIBPICPDIM(MS/DIM-L08 MS/DIM-L20)] | Outdoor Luminaires | Low Output | Parking Garage Luminaires | Standard | FALSE | [9 empty] | 42678 |  |  | Yes | Updated on 11/11/2016 | 3 | 2837 | 99.2 | 28.6 | 5.05 | 1 | 5700 | 70
PAKMSATG | Eaton (formerly Cooper Lighting) | Top Tier | TT-C1-LED-[E1]-DL-[ALL Mounting]-[All Color]-7060-Blank-Blank-[Options include 30LXHATRIBPICPDIM] | Outdoor Luminaires | Low Output | Parking Garage Luminaires | Standard | FALSE | [9 empty] | 42678 |  |  | Yes | Updated on 11/11/2016 | 3 | 3106.2 | 94.71 | 32.8 | 4.88 | 1 | 5700 | 70
PYM9HWY8 | Eaton (formerly Cooper Lighting) | Top Tier | TT-C1-LED-[E1]-DL-[ALL Mounting]-[All Color]-7060-Blank-CG-[Options include 30LXHATRIBPICPDIM] | Outdoor Luminaires | Low Output | Parking Garage Luminaires | Standard | FALSE | [9 empty] | 42678 |  |  | Yes | Updated on 11/11/2016 | 3 | 3073.1 | 93.69 | 32.8 | 4.88 | 1 | 5700 | 70
PC8V3QAC | Eaton (formerly Cooper Lighting) | Top Tier | TT-C2-LED-[480]-WQ-[ALL Mounting]-[All Color]-7050-Blank-CG-[Options include 30LXHATRIBPICPDIM] | Outdoor Luminaires | Low Output | Parking Garage Luminaires | Standard | FALSE | [9 empty] | 42678 |  |  | Yes | Updated on 11/11/2016 | 3 | 4119.4 | 101.57 | 40.56 | 24.75 | 0.96 | 5000 | 70
PUDUMWQ3 | Eaton (formerly Cooper Lighting) | Top Tier | TT-C2-LED-[480]-WQ-[ALL Mounting]-[All Color]-7050-Blank-CG-[Options include 30LXHATRIBPICPDIM] | Outdoor Luminaires | Low Output | Parking Garage Luminaires | Standard | FALSE | [9 empty] | 42678 |  |  | Yes | Updated on 11/11/2016 | 3 | 3985.6 | 98.27 | 40.56 | 24.75 | 0.96 | 5000 | 70
P1GWADDM | Eaton (formerly Cooper Lighting) | Top Tier | TT-C2-LED-[Voltage include E1480]-MQ-[ALL Mounting]-[All Color]-7050-Blank-Blank-[Options include 30LXHATRIBPICPDIM] | Outdoor Luminaires | Low Output | Parking Garage Luminaires | Standard | FALSE | [9 empty] | 42678 |  |  | Yes | Updated on 11/11/2016 | 3 | 4164.13 | 107.73 | 38.57 | 18.18 | 0.97 | 5000 | 70
PHNY3SNF | Eaton (formerly Cooper Lighting) | Top Tier | TT-C2-LED-[Voltage include E1480]-MQ-[ALL Mounting]-[All Color]-7050-Blank-CG-[Options include 30LXHATRIBPICPDIM] | Outdoor Luminaires | Low Output | Parking Garage Luminaires | Standard | FALSE | [9 empty] | 42678 |  |  | Yes | Updated on 11/11/2016 | 3 | 3975.73 | 103.57 | 38.57 | 18.18 | 0.97 | 5000 | 70
P4M2DX22 | Eaton (formerly Cooper Lighting) | Top Tier | TT-C2-LED-[Voltage include E1480]-WQ-[ALL Mounting]-[All Color]-7050-Blank-Blank-[Options include 30LXHATRIBPICPDIM] | Outdoor Luminaires | Low Output | Parking Garage Luminaires | Standard | FALSE | [9 empty] | 42678 |  |  | Yes | Updated on 11/11/2016 | 3 | 3962.9 | 102.87 | 38.57 | 18.18 | 0.97 | 5000 | 70
PWHFHXAM | Eaton (formerly Cooper Lighting) | Top Tier | TT-C1-LED-[Voltage include E1347480]-WQ-[ALL Mounting]-[All Color]-7050-Blank-Blank-[Options include 30LXHATRIBPICPDIM] | Outdoor Luminaires | Low Output | Parking Garage Luminaires | Standard | FALSE | [9 empty] | 42678 |  |  | Yes | Updated on 11/11/2016 | 3 | 3265.33 | 102.6 | 31.87 | 16.02 | 0.95 | 5000 | 70
PT1NNZT4 | Eaton (formerly Cooper Lighting) | Top Tier | TT-C4-LED-[120]-MQ-[ALL Mounting]-[All Color]-7050-5LTD-Blank-[Options include 30LXHATRIBPICPDIM] | Outdoor Luminaires | Mid Output | Parking Garage Luminaires | Standard | FALSE | [9 empty] | 42678 |  |  | Yes | Updated on 11/11/2016 | 3 | 7342.7 | 113.84 | 64.5 | 14 | 0.95 | 5000 | 70
P6GHKVW1 | Eaton (formerly Cooper Lighting) | Top Tier | TT-C4-LED-[120]-WQ-[ALL Mounting]-[All Color]-7050-5LTD-Blank-[Options include 30LXHATRIBPICPDIM] | Outdoor Luminaires | Mid Output | Parking Garage Luminaires | Standard | FALSE | [9 empty] | 42678 |  |  | Yes | Updated on 11/11/2016 | 3 | 6783.4 | 105.17 | 64.5 | 14 | 0.95 | 5000 | 70
PGNZC389 | Eaton (formerly Cooper Lighting) | Top Tier | TT-C4-LED-[120]-MQ-[ALL Mounting]-[All Color]-7050-5LTD-CG-[Options include 30LXHATRIBPICPDIM] | Outdoor Luminaires | Mid Output | Parking Garage Luminaires | Standard | FALSE | [9 empty] | 42678 |  |  | Yes | Updated on 11/11/2016 | 3 | 6517.5 | 101.05 | 64.5 | 14 | 0.95 | 5000 | 70
PR256PM8 | Eaton (formerly Cooper Lighting) | Top Tier | TT-C4-LED-[120]-WQ-[ALL Mounting]-[All Color]-7050-5LTD-CG-[Options include 30LXHATRIBPICPDIM] | Outdoor Luminaires | Mid Output | Parking Garage Luminaires | Standard | FALSE | [9 empty] | 42678 |  |  | Yes | Updated on 11/11/2016 | 3 | 6489.8 | 100.62 | 64.5 | 14 | 0.95 | 5000 | 70
PXRD8GSS | Eaton (formerly Cooper Lighting) | Top Tier | TT-C4-LED-[120]-WQ-[ALL Mounting]-[All Color]-7050-5LTD-SG-[Options include 30LXHATRIBPICPDIM] | Outdoor Luminaires | Mid Output | Parking Garage Luminaires | Standard | FALSE | [9 empty] | 42678 |  |  | Yes | Updated on 11/11/2016 | 3 | 6414.6 | 99.45 | 64.5 | 14 | 0.95 | 5000 | 70
PRZFU9XX | Eaton (formerly Cooper Lighting) | Top Tier | TT-C2-LED-[Voltage include E1480]-WQ-[ALL Mounting]-[All Color]-7050-Blank-CG-[Options include 30LXHATRIBPICPDIM] | Outdoor Luminaires | Low Output | Parking Garage Luminaires | Standard | FALSE | [9 empty] | 42678 |  |  | Yes | Updated on 11/11/2016 | 3 | 3895.77 | 106.95 | 36.59 | 11.62 | 0.98 | 5000 | 70
PNYJXCB6 | Eaton (formerly Cooper Lighting) | Top Tier | TT-C1-LED-[Voltage include E1347480]-WQ-[ALL Mounting]-[All Color]-7050-Blank-CG-[Options include 30LXHATRIBPICPDIM] | Outdoor Luminaires | Low Output | Parking Garage Luminaires | Standard | FALSE | [9 empty] | 42678 |  |  | Yes | Updated on 11/11/2016 | 3 | 3210 | 106.64 | 30.23 | 10.53 | 0.97 | 5000 | 70
PUFS4XZG | Eaton (formerly Cooper Lighting) | Top Tier | TT-C1-LED-[120]-MQ-[ALL Mounting]-[All Color]-7050-5LTD-Blank-[Options include 30LXHATRIBPICPDIM] | Outdoor Luminaires | Low Output | Parking Garage Luminaires | Standard | FALSE | [9 empty] | 42678 |  |  | Yes | Updated on 11/11/2016 | 3 | 3715.6 | 127.25 | 29.2 | 9.8 | 0.95 | 5000 | 70
PXF5R61B | Eaton (formerly Cooper Lighting) | Top Tier | TT-C1-LED-[120]-WQ-[ALL Mounting]-[All Color]-7050-5LTD-Blank-[Options include 30LXHATRIBPICPDIM] | Outdoor Luminaires | Low Output | Parking Garage Luminaires | Standard | FALSE | [9 empty] | 42678 |  |  | Yes | Updated on 11/11/2016 | 3 | 3432.6 | 117.55 | 29.2 | 9.8 | 0.95 | 5000 | 70
PVN4CCE8 | Eaton (formerly Cooper Lighting) | Top Tier | TT-C1-LED-[120]-MQ-[ALL Mounting]-[All Color]-7050-5LTD-CG-[Options include 30LXHATRIBPICPDIM] | Outdoor Luminaires | Low Output | Parking Garage Luminaires | Standard | FALSE | [9 empty] | 42678 |  |  | Yes | Updated on 11/11/2016 | 3 | 3298 | 112.95 | 29.2 | 9.8 | 0.95 | 5000 | 70
PD322RGY | Eaton (formerly Cooper Lighting) | Top Tier | TT-C1-LED-[120]-MQ-[ALL Mounting]-[All Color]-7050-5LTD-CG-[Options include 30LXHATRIBPICPDIM] | Outdoor Luminaires | Low Output | Parking Garage Luminaires | Standard | FALSE | [9 empty] | 42678 |  |  | Yes | Updated on 11/11/2016 | 3 | 3298 | 112.95 | 29.2 | 9.8 | 0.95 | 5000 | 70
PGPFQHXU | Eaton (formerly Cooper Lighting) | Top Tier | TT-C1-LED-[120]-WQ-[ALL Mounting]-[All Color]-7050-5LTD-CG-[Options include 30LXHATRIBPICPDIM] | Outdoor Luminaires | Low Output | Parking Garage Luminaires | Standard | FALSE | [9 empty] | 42678 |  |  | Yes | Updated on 11/11/2016 | 3 | 3284 | 112.47 | 29.2 | 9.8 | 0.95 | 5000 | 70
PCNBZ6NC | Eaton (formerly Cooper Lighting) | Top Tier | TT-C1-LED-[120]-WQ-[ALL Mounting]-[All Color]-7050-5LTD-SG-[Options include 30LXHATRIBPICPDIM] | Outdoor Luminaires | Low Output | Parking Garage Luminaires | Standard | FALSE | [9 empty] | 42678 |  |  | Yes | Updated on 11/11/2016 | 3 | 3246 | 111.16 | 29.2 | 9.8 | 0.95 | 5000 | 70
PT2G2JVV | Eaton (formerly Cooper Lighting) | Top Tier | TT-C1-LED-[120]-RW-[ALL Mounting]-[All Color]-7050-5LTD-Blank-[Options include 30LXHATRIBPICPDIM] | Outdoor Luminaires | Low Output | Parking Garage Luminaires | Standard | FALSE | [9 empty] | 42678 |  |  | Yes | Updated on 11/11/2016 | 3 | 3017.2 | 103.33 | 29.2 | 9.8 | 0.95 | 5000 | 70
P1P66NC2 | Eaton (formerly Cooper Lighting) | Top Tier | TT-C1-LED-[120]-RW-[ALL Mounting]-[All Color]-7050-5LTD-CG-[Options include 30LXHATRIBPICPDIM] | Outdoor Luminaires | Low Output | Parking Garage Luminaires | Standard | FALSE | [9 empty] | 42678 |  |  | Yes | Updated on 11/11/2016 | 3 | 2902.9 | 99.41 | 29.2 | 9.8 | 0.95 | 5000 | 70
P13GJABQ | Eaton (formerly Cooper Lighting) | Top Tier | TT-C3-LED-[120]-MQ-[ALL Mounting]-[All Color]-7050-5LTD-Blank-[Options include 30LXHATRIBPICPDIM] | Outdoor Luminaires | Mid Output | Parking Garage Luminaires | Standard | FALSE | [9 empty] | 42678 |  |  | Yes | Updated on 11/11/2016 | 3 | 5929.2 | 120.02 | 49.4 | 9.4 | 0.97 | 5000 | 70
P84N83VZ | Eaton (formerly Cooper Lighting) | Top Tier | TT-C3-LED-[120]-WQ-[ALL Mounting]-[All Color]-7050-5LTD-Blank-[Options include 30LXHATRIBPICPDIM] | Outdoor Luminaires | Mid Output | Parking Garage Luminaires | Standard | FALSE | [9 empty] | 42678 |  |  | Yes | Updated on 11/11/2016 | 3 | 5477.6 | 110.88 | 49.4 | 9.4 | 0.97 | 5000 | 70
PQYUHK3X | Eaton (formerly Cooper Lighting) | Top Tier | TT-C3-LED-[120]-MQ-[ALL Mounting]-[All Color]-7050-5LTD-CG-[Options include 30LXHATRIBPICPDIM] | Outdoor Luminaires | Mid Output | Parking Garage Luminaires | Standard | FALSE | [9 empty] | 42678 |  |  | Yes | Updated on 11/11/2016 | 3 | 5262.8 | 106.54 | 49.4 | 9.4 | 0.97 | 5000 | 70
PYD3MX3N | Eaton (formerly Cooper Lighting) | Top Tier | TT-C3-LED-[120]-WQ-[ALL Mounting]-[All Color]-7050-5LTD-CG-[Options include 30LXHATRIBPICPDIM] | Outdoor Luminaires | Mid Output | Parking Garage Luminaires | Standard | FALSE | [9 empty] | 42678 |  |  | Yes | Updated on 11/11/2016 | 3 | 5240.5 | 106.08 | 49.4 | 9.4 | 0.97 | 5000 | 70
PC81XGGE | Eaton (formerly Cooper Lighting) | Top Tier | TT-C3-LED-[120]-WQ-[ALL Mounting]-[All Color]-7050-5LTD-SG-[Options include 30LXHATRIBPICPDIM] | Outdoor Luminaires | Mid Output | Parking Garage Luminaires | Standard | FALSE | [9 empty] | 42678 |  |  | Yes | Updated on 11/11/2016 | 3 | 5179.7 | 104.85 | 49.4 | 9.4 | 0.97 | 5000 | 70
PEFN2QCV | Eaton (formerly Cooper Lighting) | Top Tier | TT-C3-LED-[120]-RW-[ALL Mounting]-[All Color]-7050-5LTD-Blank-[Options include 30LXHATRIBPICPDIM] | Outdoor Luminaires | Low Output | Parking Garage Luminaires | Standard | FALSE | [9 empty] | 42678 |  |  | Yes | Updated on 11/11/2016 | 3 | 4814.7 | 97.46 | 49.4 | 9.4 | 0.97 | 5000 | 70
PDMWK71U | Eaton (formerly Cooper Lighting) | Top Tier | TT-C3-LED-[120]-RW-[ALL Mounting]-[All Color]-7050-5LTD-CG-[Options include 30LXHATRIBPICPDIM] | Outdoor Luminaires | Low Output | Parking Garage Luminaires | Standard | FALSE | [9 empty] | 42678 |  |  | Yes | Updated on 11/11/2016 | 3 | 4632.3 | 93.77 | 49.4 | 9.4 | 0.97 | 5000 | 70
PV9PEEDF | Eaton (formerly Cooper Lighting) | Top Tier | TT-C5-LED-[120]-MQ-[ALL Mounting]-[All Color]-7050-5LTD-Blank-[Options include 30LXHATRIBPICPDIM] | Outdoor Luminaires | Mid Output | Parking Garage Luminaires | Standard | FALSE | [9 empty] | 42678 |  |  | Yes | Updated on 11/11/2016 | 3 | 9037.3 | 107.2 | 84.3 | 8.9 | 0.97 | 5000 | 70
PG76VVFJ | Eaton (formerly Cooper Lighting) | Top Tier | TT-C5-LED-[120]-WQ-[ALL Mounting]-[All Color]-7050-5LTD-Blank-[Options include 30LXHATRIBPICPDIM] | Outdoor Luminaires | Mid Output | Parking Garage Luminaires | Standard | FALSE | [9 empty] | 42678 |  |  | Yes | Updated on 11/11/2016 | 3 | 8348.9 | 99.04 | 84.3 | 8.9 | 0.97 | 5000 | 70
PKV75P3B | Eaton (formerly Cooper Lighting) | Top Tier | TT-C2-LED-[120]-MQ-[ALL Mounting]-[All Color]-7050-5LTD-Blank-[Options include 30LXHATRIBPICPDIM] | Outdoor Luminaires | Low Output | Parking Garage Luminaires | Standard | FALSE | [9 empty] | 42678 |  |  | Yes | Updated on 11/11/2016 | 3 | 4509.4 | 125.26 | 36 | 8.4 | 0.96 | 5000 | 70
PMBPY3ZX | Eaton (formerly Cooper Lighting) | Top Tier | TT-C2-LED-[120]-WQ-[ALL Mounting]-[All Color]-7050-5LTD-Blank-[Options include 30LXHATRIBPICPDIM] | Outdoor Luminaires | Low Output | Parking Garage Luminaires | Standard | FALSE | [9 empty] | 42678 |  |  | Yes | Updated on 11/11/2016 | 3 | 4165.9 | 115.72 | 36 | 8.4 | 0.96 | 5000 | 70
PQE3V7VH | Eaton (formerly Cooper Lighting) | Top Tier | TT-C2-LED-[120]-MQ-[ALL Mounting]-[All Color]-7050-5LTD-CG-[Options include 30LXHATRIBPICPDIM] | Outdoor Luminaires | Low Output | Parking Garage Luminaires | Standard | FALSE | [9 empty] | 42678 |  |  | Yes | Updated on 11/11/2016 | 3 | 4002.6 | 111.18 | 36 | 8.4 | 0.96 | 5000 | 70
PPHY5ZZ9 | Eaton (formerly Cooper Lighting) | Top Tier | TT-C2-LED-[120]-WQ-[ALL Mounting]-[All Color]-7050-5LTD-CG-[Options include 30LXHATRIBPICPDIM] | Outdoor Luminaires | Low Output | Parking Garage Luminaires | Standard | FALSE | [9 empty] | 42678 |  |  | Yes | Updated on 11/11/2016 | 3 | 3985.6 | 110.71 | 36 | 8.4 | 0.96 | 5000 | 70
PGE89EQW | Eaton (formerly Cooper Lighting) | Top Tier | TT-C2-LED-[120]-WQ-[ALL Mounting]-[All Color]-7050-5LTD-SG-[Options include 30LXHATRIBPICPDIM] | Outdoor Luminaires | Low Output | Parking Garage Luminaires | Standard | FALSE | [9 empty] | 42678 |  |  | Yes | Updated on 11/11/2016 | 3 | 3939.4 | 109.43 | 36 | 8.4 | 0.96 | 5000 | 70
PTUS7847 | Eaton (formerly Cooper Lighting) | Top Tier | TT-C2-LED-[120]-RW-[ALL Mounting]-[All Color]-7050-5LTD-Blank-[Options include 30LXHATRIBPICPDIM] | Outdoor Luminaires | Low Output | Parking Garage Luminaires | Standard | FALSE | [9 empty] | 42678 |  |  | Yes | Updated on 11/11/2016 | 3 | 3661.7 | 101.71 | 36 | 8.4 | 0.96 | 5000 | 70
P18S5MC8 | Eaton (formerly Cooper Lighting) | Top Tier | TT-C2-LED-[120]-RW-[ALL Mounting]-[All Color]-7050-5LTD-CG-[Options include 30LXHATRIBPICPDIM] | Outdoor Luminaires | Low Output | Parking Garage Luminaires | Standard | FALSE | [9 empty] | 42678 |  |  | Yes | Updated on 11/11/2016 | 3 | 3523 | 97.86 | 36 | 8.4 | 0.96 | 5000 | 70
P2V4J4D3 | Eaton (formerly Cooper Lighting) | Top Tier | TT-C4-LED-[Voltage include E1347480]-MQ-[ALL Mounting]-[All Color]-7050-Blank-Blank-[Options include 30LXHATRIBPICPDIM] | Outdoor Luminaires | Mid Output | Parking Garage Luminaires | Standard | FALSE | [9 empty] | 42678 |  |  | Yes | Updated on 11/11/2016 | 3 | 7178.7 | 118.46 | 60.6 | 7.89 | 1 | 5000 | 70
P2JW6UM5 | Eaton (formerly Cooper Lighting) | Top Tier | TT-C4-LED-[Voltage include E1347480]-MQ-[ALL Mounting]-[All Color]-7050-Blank-CG-[Options include 30LXHATRIBPICPDIM] | Outdoor Luminaires | Mid Output | Parking Garage Luminaires | Standard | FALSE | [9 empty] | 42678 |  |  | Yes | Updated on 11/11/2016 | 3 | 6372 | 105.15 | 60.6 | 7.89 | 1 | 5000 | 70
P5PDU2HV | Eaton (formerly Cooper Lighting) | Top Tier | TT-C4-LED-[ALL VOLTAGES]-WQ-[ALL MOUNTING]-[ALL COLORS]-[7050 30L HA TR X IBP ICP CG MS/DIM-L08 MS/DIM-L20] | Outdoor Luminaires | Mid Output | Parking Garage Luminaires | Standard | FALSE | [9 empty] | 42678 |  |  | Yes | Updated on 11/11/2016 | 3 | 6195.9 | 102.24 | 60.6 | 7.89 | 1 | 5000 | 70
PSGRC51N | Eaton (formerly Cooper Lighting) | Top Tier | TT-C4-LED-[Voltage include E1347480]-WQ-[ALL Mounting]-[All Color]-7050-Blank-SG-[Options include 30LXHATRIBPICPDIM] | Outdoor Luminaires | Mid Output | Parking Garage Luminaires | Standard | FALSE | [9 empty] | 42678 |  |  | Yes | Updated on 11/11/2016 | 3 | 6099.45 | 100.65 | 60.6 | 7.89 | 1 | 5000 | 70
P3D58Q6E | Eaton (formerly Cooper Lighting) | Top Tier | TT-C4-LED-[E1]-RW-[ALL Mounting]-[All Color]-7050-Blank-Blank-[Options include 30LXHATRIBPICPDIM] | Outdoor Luminaires | Mid Output | Parking Garage Luminaires | Standard | FALSE | [9 empty] | 42678 |  |  | Yes | Updated on 11/11/2016 | 3 | 5962.4 | 98.39 | 60.6 | 7.89 | 1 | 5000 | 70
PQSXA69N | Eaton (formerly Cooper Lighting) | Top Tier | TT-C4-LED-[Voltage include E1347480]-WQ-[ALL Mounting]-[All Color]-7050-Blank-Blank-[Options include 30LXHATRIBPICPDIM] | Outdoor Luminaires | Mid Output | Parking Garage Luminaires | Standard | FALSE | [9 empty] | 42678 |  |  | Yes | Updated on 11/11/2016 | 3 | 5943.1 | 98.07 | 60.6 | 7.89 | 1 | 5000 | 70
PAEUV198 | Eaton (formerly Cooper Lighting) | Top Tier | TT-C5-LED-[Voltage include E1347480]-MQ-[ALL Mounting]-[All Color]-7050-Blank-Blank-[Options include 30LXHATRIBPICPDIM] | Outdoor Luminaires | Mid Output | Parking Garage Luminaires | Standard | FALSE | [9 empty] | 42678 |  |  | Yes | Updated on 11/11/2016 | 3 | 9406.8 | 118.48 | 79.4 | 6.87 | 1 | 5000 | 70
PB1EFBGM | Eaton (formerly Cooper Lighting) | Top Tier | TT-C5-LED-[Voltage include E1347480]-MQ-[ALL Mounting]-[All Color]-7050-Blank-CG-[Options include 30LXHATRIBPICPDIM] | Outdoor Luminaires | Mid Output | Parking Garage Luminaires | Standard | FALSE | [9 empty] | 42678 |  |  | Yes | Updated on 11/11/2016 | 3 | 8255.4 | 103.97 | 79.4 | 6.87 | 1 | 5000 | 70
PH1U6ETD | Eaton (formerly Cooper Lighting) | Top Tier | TT-C5-LED-[Voltage include E1347480]-WQ-[ALL Mounting]-[All Color]-7050-Blank-CG-[Options include 30LXHATRIBPICPDIM] | Outdoor Luminaires | Mid Output | Parking Garage Luminaires | Standard | FALSE | [9 empty] | 42678 |  |  | Yes | Updated on 11/11/2016 | 3 | 8123.8 | 102.32 | 79.4 | 6.87 | 1 | 5000 | 70
PS3HB2AX | Eaton (formerly Cooper Lighting) | Top Tier | TT-C5-LED-[Voltage include E1347]-WQ-[ALL Mounting]-[All Color]-7050-Blank-SG-[Options include 30LXHATRIBPICPDIM] | Outdoor Luminaires | Mid Output | Parking Garage Luminaires | Standard | FALSE | [9 empty] | 42678 |  |  | Yes | Updated on 11/11/2016 | 3 | 7902.3 | 99.53 | 79.4 | 6.87 | 1 | 5000 | 70
PRWYUG2S | Eaton (formerly Cooper Lighting) | Top Tier | TT-C5-LED-[E1]-RW-[ALL Mounting]-[All Color]-7050-Blank-Blank-[Options include 30LXHATRIBPICPDIM] | Outdoor Luminaires | Mid Output | Parking Garage Luminaires | Standard | FALSE | [9 empty] | 42678 |  |  | Yes | Updated on 11/11/2016 | 3 | 7724.8 | 97.29 | 79.4 | 6.87 | 1 | 5000 | 70
PFU8XPSJ | Eaton (formerly Cooper Lighting) | Top Tier | TT-C5-LED-[Voltage include E1347480]-WQ-[ALL Mounting]-[All Color]-7050-Blank-Blank-[Options include 30LXHATRIBPICPDIM] | Outdoor Luminaires | Mid Output | Parking Garage Luminaires | Standard | FALSE | [9 empty] | 42678 |  |  | Yes | Updated on 11/11/2016 | 3 | 7699.8 | 96.97 | 79.4 | 6.87 | 1 | 5000 | 70
PKZ7346M | Eaton (formerly Cooper Lighting) | Top Tier | TT-C6-LED-[Voltage include E1347480]-MQ-[ALL Mounting]-[All Color]-7050-Blank-Blank-[Options include 30LXHATRIBPICPDIM] | Outdoor Luminaires | High Output | Parking Garage Luminaires | Standard | FALSE | [9 empty] | 42678 |  |  | Yes | Updated on 11/11/2016 | 3 | 12025.25 | 110.33 | 109 | 6.51 | 1 | 5000 | 70
P5AK3VKS | Eaton (formerly Cooper Lighting) | Top Tier | TT-C6-LED-[Voltage include E1347480]-WQ-[ALL Mounting]-[All Color]-7050-Blank-Blank-[Options include 30LXHATRIBPICPDIM] | Outdoor Luminaires | High Output | Parking Garage Luminaires | Standard | FALSE | [9 empty] | 42678 |  |  | Yes | Updated on 11/11/2016 | 3 | 10983.9 | 100.77 | 109 | 6.51 | 1 | 5000 | 70
PRRXNXYJ | Eaton (formerly Cooper Lighting) | Top Tier | TT-C3-LED-[E1]-MQ-[ALL Mounting]-[All Color]-7050-5Blank-Blank-[Options include 30LXHATRIBPICPDIM] | Outdoor Luminaires | Mid Output | Parking Garage Luminaires | Standard | FALSE | [9 empty] | 42678 |  |  | Yes | Updated on 11/11/2016 | 3 | 5863 | 125.28 | 46.8 | 6.47 | 1 | 5000 | 70
PDVCG5D1 | Eaton (formerly Cooper Lighting) | Top Tier | TT-C3-LED-[Voltage include E1347480]-WQ-[ALL Mounting]-[All Color]-7050-Blank-Blank-[Options include 30LXHATRIBPICPDIM] | Outdoor Luminaires | Mid Output | Parking Garage Luminaires | Standard | FALSE | [9 empty] | 42678 |  |  | Yes | Updated on 11/11/2016 | 3 | 5416.45 | 115.74 | 46.8 | 6.47 | 1 | 5000 | 70
PJW3FHJJ | Eaton (formerly Cooper Lighting) | Top Tier | TT-C3-LED-[Voltage include E1347480]-MQ-[ALL Mounting]-[All Color]-7050-Blank-CG-[Options include 30LXHATRIBPICPDIM] | Outdoor Luminaires | Mid Output | Parking Garage Luminaires | Standard | FALSE | [9 empty] | 42678 |  |  | Yes | Updated on 11/11/2016 | 3 | 5268.65 | 112.58 | 46.8 | 6.47 | 1 | 5000 | 70
PJH5P5JV | Eaton (formerly Cooper Lighting) | Top Tier | TT-C3-LED-[Voltage include E1347480]-WQ-[ALL Mounting]-[All Color]-7050-Blank-CG-[Options include 30LXHATRIBPICPDIM] | Outdoor Luminaires | Mid Output | Parking Garage Luminaires | Standard | FALSE | [9 empty] | 42678 |  |  | Yes | Updated on 11/11/2016 | 3 | 5240.5 | 111.98 | 46.8 | 6.47 | 1 | 5000 | 70
PATKWHJ9 | Eaton (formerly Cooper Lighting) | Top Tier | TT-C3-LED-[Voltage include E1347]-WQ-[ALL Mounting]-[All Color]-7050-Blank-SG-[Options include 30LXHATRIBPICPDIM] | Outdoor Luminaires | Low Output | Parking Garage Luminaires | Standard | FALSE | [9 empty] | 42678 |  |  | Yes | Updated on 11/11/2016 | 3 | 4925.3 | 105.24 | 46.8 | 6.47 | 1 | 5000 | 70
P8XGYUSK | Eaton (formerly Cooper Lighting) | Top Tier | TT-C3-LED-[Voltage include E1 347 480]-MQ-[ALL Mounting]-[All Color]-7050-Blank-Blank-[Options include 30LXHATRIBPICPDIM] | Outdoor Luminaires | Low Output | Parking Garage Luminaires | Standard | FALSE | [9 empty] | 42678 |  |  | Yes | Updated on 11/11/2016 | 3 | 4922.6 | 105.18 | 46.8 | 6.47 | 1 | 5000 | 70
PM27FXGJ | Eaton (formerly Cooper Lighting) | Top Tier | TT-C3-LED-[E1]-RW-[ALL Mounting]-[All Color]-7050-Blank-Blank-[Options include 30LXHATRIBPICPDIM] | Outdoor Luminaires | Low Output | Parking Garage Luminaires | Standard | FALSE | [9 empty] | 42678 |  |  | Yes | Updated on 11/11/2016 | 3 | 4657.85 | 98.46 | 47.3 | 6.47 | 1 | 5000 | 70
PXVAVTUB | Eaton (formerly Cooper Lighting) | Top Tier | TT-C3-LED-[E1]-RW-[ALL Mounting]-[All Color]-7050-Blank-CG-[Options include 30LXHATRIBPICPDIM] | Outdoor Luminaires | Low Output | Parking Garage Luminaires | Standard | FALSE | [9 empty] | 42678 |  |  | Yes | Updated on 11/11/2016 | 3 | 4632.3 | 97.32 | 47.6 | 6.47 | 1 | 5000 | 70
PADPHUQW | Eaton (formerly Cooper Lighting) | Top Tier | TT-C3-LED-[E1]-RW-[ALL Mounting]-[All Color]-7050-Blank-SG-[Options include 30LXHATRIBPICPDIM] | Outdoor Luminaires | Low Output | Parking Garage Luminaires | Standard | FALSE | [9 empty] | 42678 |  |  | Yes | Updated on 11/11/2016 | 3 | 4459.45 | 94.27 | 47.3 | 6.47 | 1 | 5000 | 70
PUFYPTXN | Eaton (formerly Cooper Lighting) | Top Tier | TT-C1-LED-[120]-DL-[ALL Mounting]-[All Color]-7050-5LTD-Blank-[Options include 30LXHATRIBPICPDIM] | Outdoor Luminaires | Low Output | Parking Garage Luminaires | Standard | FALSE | [9 empty] | 42678 |  |  | Yes | Updated on 11/11/2016 | 3 | 3204.7 | 98.91 | 32.4 | 5.45 | 0.99 | 5000 | 70
PHMFHJVQ | Eaton (formerly Cooper Lighting) | Top Tier | TT-C1-LED-[120]-DL-[ALL Mounting]-[All Color]-7050-5LTD-CG-[Options include 30LXHATRIBPICPDIM] | Outdoor Luminaires | Low Output | Parking Garage Luminaires | Standard | FALSE | [9 empty] | 42678 |  |  | Yes | Updated on 11/11/2016 | 3 | 3096.5 | 95.57 | 32.4 | 5.45 | 0.99 | 5000 | 70
PTKXV2QB | Eaton (formerly Cooper Lighting) | Top Tier | TT-C2-LED-[E1]-DL-[ALL Mounting]-[All Color]-7050-[Driver include 5LTD or Blank]-CG-[Options include 30LXHATRIBPICPDIM] | Outdoor Luminaires | Low Output | Parking Garage Luminaires | Standard | FALSE | [9 empty] | 42678 |  |  | Yes | Updated on 11/11/2016 | 3 | 3728 | 92.4 | 40.35 | 5.33 | 0.99 | 5000 | 70
PGA3P3PA | Eaton (formerly Cooper Lighting) | Top Tier | TT-C2-LED-[E1]-DL-[ALL Mounting]-[All Color]-7050-[Driver include 5LTD or Blank]-Blank-[Options include 30LXHATRIBPICPDIM] | Outdoor Luminaires | Low Output | Parking Garage Luminaires | Standard | FALSE | [9 empty] | 42678 |  |  | Yes | Updated on 11/11/2016 | 3 | 3780.92 | 95.98 | 39.47 | 5.27 | 0.99 | 5000 | 70
PH3WNZEY | Eaton (formerly Cooper Lighting) | Top Tier | TT-C3-LED-[120]-DL-[ALL Mounting]-[All Color]-7050-5LTD-Blank-[Options include 30LXHATRIBPICPDIM] | Outdoor Luminaires | Mid Output | Parking Garage Luminaires | Standard | FALSE | [9 empty] | 42678 |  |  | Yes | Updated on 11/11/2016 | 3 | 5453.6 | 99.52 | 54.8 | 5.24 | 0.99 | 5000 | 70
P16M2T8J | Eaton (formerly Cooper Lighting) | Top Tier | TT-C3-LED-[120]-DL-[ALL Mounting]-[All Color]-7050-5LTD-CG-[Options include 30LXHATRIBPICPDIM] | Outdoor Luminaires | Mid Output | Parking Garage Luminaires | Standard | FALSE | [9 empty] | 42678 |  |  | Yes | Updated on 11/11/2016 | 3 | 5269.4 | 96.16 | 54.8 | 5.24 | 0.99 | 5000 | 70
P9WERBHT | Eaton (formerly Cooper Lighting) | Top Tier | TT-C2-LED-[120-277]-MQ-[ALL MOUNTING]-[ALL COLORS]-[7050 30L HA TR X IBP ICP MS/DIM-L08 MS/DIM-L20] | Outdoor Luminaires | Low Output | Parking Garage Luminaires | Standard | FALSE | [9 empty] | 42678 |  |  | Yes | Updated on 11/11/2016 | 3 | 4509.4 | 130.33 | 34.6 | 5.05 | 1 | 5000 | 70
P2RGWXJQ | Eaton (formerly Cooper Lighting) | Top Tier | TT-C2-LED-[E1]-MQ-[ALL Mounting]-[All Color]-7050-Blank-CG-[Options include 30LXHATRIBPICPDIM] | Outdoor Luminaires | Low Output | Parking Garage Luminaires | Standard | FALSE | [9 empty] | 42678 |  |  | Yes | Updated on 11/11/2016 | 3 | 4011.4 | 115.94 | 34.6 | 5.05 | 1 | 5000 | 70
PR7ST76F | Eaton (formerly Cooper Lighting) | Top Tier | TT-C2-LED-[Voltage include E1480]-WQ-[ALL Mounting]-[All Color]-7050-Blank-SG-[Options include 30LXHATRIBPICPDIM] | Outdoor Luminaires | Low Output | Parking Garage Luminaires | Standard | FALSE | [9 empty] | 42678 |  |  | Yes | Updated on 11/11/2016 | 3 | 3810.37 | 110.12 | 34.6 | 5.05 | 1 | 5000 | 70
PY1GYZ85 | Eaton (formerly Cooper Lighting) | Top Tier | TT-C1-LED-[E1]-MQ-[ALL Mounting]-[All Color]-7050-Blank-Blank-[Options include 30LXHATRIBPICPDIM] | Outdoor Luminaires | Low Output | Parking Garage Luminaires | Standard | FALSE | [9 empty] | 42678 |  |  | Yes | Updated on 11/11/2016 | 3 | 3674.15 | 128.47 | 28.6 | 5.05 | 1 | 5000 | 70
P8RQ8B3X | Eaton (formerly Cooper Lighting) | Top Tier | TT-C2-LED-[Voltage include E1480]-RW-[ALL Mounting]-[All Color]-7050-Blank-Blank-[Options include 30LXHATRIBPICPDIM] | Outdoor Luminaires | Low Output | Parking Garage Luminaires | Standard | FALSE | [9 empty] | 42678 |  |  | Yes | Updated on 11/11/2016 | 3 | 3542.4 | 102.38 | 34.6 | 5.05 | 1 | 5000 | 70
PW65Z6AX | Eaton (formerly Cooper Lighting) | Top Tier | TT-C1-LED-[E1]-WQ-[ALL Mounting]-[All Color]-7050-Blank-Blank-[Options include 30LXHATRIBPICPDIM] | Outdoor Luminaires | Low Output | Parking Garage Luminaires | Standard | FALSE | [9 empty] | 42678 |  |  | Yes | Updated on 11/11/2016 | 3 | 3394.3 | 118.68 | 28.6 | 5.05 | 1 | 5000 | 70
P69QM961 | Eaton (formerly Cooper Lighting) | Top Tier | TT-C2-LED-[E1]-RW-[ALL Mounting]-[All Color]-7050-Blank-CG-[Options include 30LXHATRIBPICPDIM] | Outdoor Luminaires | Low Output | Parking Garage Luminaires | Standard | FALSE | [9 empty] | 42678 |  |  | Yes | Updated on 11/11/2016 | 3 | 3361.27 | 97.15 | 34.6 | 5.05 | 1 | 5000 | 70
PNRNUX3W | Eaton (formerly Cooper Lighting) | Top Tier | TT-C1-LED-[E1]-MQ-[ALL Mounting]-[All Color]-7050-Blank-CG-[Options include 30LXHATRIBPICPDIM] | Outdoor Luminaires | Low Output | Parking Garage Luminaires | Standard | FALSE | [9 empty] | 42678 |  |  | Yes | Updated on 11/11/2016 | 3 | 3301.65 | 115.45 | 28.6 | 5.05 | 1 | 5000 | 70
PBS5RY3J | Eaton (formerly Cooper Lighting) | Top Tier | TT-C1-LED-[Voltage include E1347480]-MQ-[ALL Mounting]-[All Color]-7050-Blank-CG-[Options include 30LXHATRIBPICPDIM] | Outdoor Luminaires | Low Output | Parking Garage Luminaires | Standard | FALSE | [9 empty] | 42678 |  |  | Yes | Updated on 11/11/2016 | 3 | 3224.4 | 112.74 | 28.6 | 5.05 | 1 | 5000 | 70
P55RZTWU | Eaton (formerly Cooper Lighting) | Top Tier | TT-C1-LED-[Voltage include E1347480]-WQ-[ALL Mounting]-[All Color]-7050-Blank-SG-[Options include 30LXHATRIBPICPDIM] | Outdoor Luminaires | Low Output | Parking Garage Luminaires | Standard | FALSE | [9 empty] | 42678 |  |  | Yes | Updated on 11/11/2016 | 3 | 3139.67 | 109.78 | 28.6 | 5.05 | 1 | 5000 | 70
PDRRAM9W | Eaton (formerly Cooper Lighting) | Top Tier | TT-C1-LED-[Voltage include E1347480]-RW-[ALL Mounting]-[All Color]-7050-Blank-Blank-[Options include 30LXHATRIBPICPDIM] | Outdoor Luminaires | Low Output | Parking Garage Luminaires | Standard | FALSE | [9 empty] | 42678 |  |  | Yes | Updated on 11/11/2016 | 3 | 3125.03 | 109.27 | 28.6 | 5.05 | 1 | 5000 | 70
PSVW1M8B | Eaton (formerly Cooper Lighting) | Top Tier | TT-C1-LED-[Voltage include E1347480]-MQ-[ALL Mounting]-[All Color]-7050-Blank-Blank[Options include 30LXHATRIBPICPDIM] | Outdoor Luminaires | Low Output | Parking Garage Luminaires | Standard | FALSE | [9 empty] | 42678 |  |  | Yes | Updated on 11/11/2016 | 3 | 2999.2 | 104.87 | 28.6 | 5.05 | 1 | 5000 | 70
PKGBCAAJ | Eaton (formerly Cooper Lighting) | Top Tier | TT-C1-LED-[Voltage include E1347480]-MQ-[ALL Mounting]-[All Color]-7050-Blank-Blank-[Options include 30LXHATRIBPICPDIM] | Outdoor Luminaires | Low Output | Parking Garage Luminaires | Standard | FALSE | [9 empty] | 42678 |  |  | Yes | Updated on 11/11/2016 | 3 | 2945.2 | 102.98 | 28.6 | 5.05 | 1 | 5000 | 70
PU83UGWC | Eaton (formerly Cooper Lighting) | Top Tier | TT-C1-LED-[E1]-RW-[ALL Mounting]-[All Color]-7050-Blank-CG-[Options include 30LXHATRIBPIcpDIM] | Outdoor Luminaires | Low Output | Parking Garage Luminaires | Standard | FALSE | [9 empty] | 42678 |  |  | Yes | Updated on 11/11/2016 | 3 | 2902.9 | 101.5 | 28.6 | 5.05 | 1 | 5000 | 70
P59KUWNA | Eaton (formerly Cooper Lighting) | Top Tier | TT-C1-LED-[E1]-DL-[ALL Mounting]-[All Color]-7050-Blank-Blank-[Options include 30LXHATRIBPICPDIM] | Outdoor Luminaires | Low Output | Parking Garage Luminaires | Standard | FALSE | [9 empty] | 42678 |  |  | Yes | Updated on 11/11/2016 | 3 | 3129.85 | 95.42 | 32.8 | 4.88 | 1 | 5000 | 70
PVHT3VN8 | Eaton (formerly Cooper Lighting) | Top Tier | TT-C1-LED-[E1]-DL-[ALL Mounting]-[All Color]-7050-Blank-CG-[Options include 30LXHATRIBPICPDIM] | Outdoor Luminaires | Low Output | Parking Garage Luminaires | Standard | FALSE | [9 empty] | 42678 |  |  | Yes | Updated on 11/11/2016 | 3 | 3096.5 | 94.41 | 32.8 | 4.88 | 1 | 5000 | 70
PA3SCDGW | Eaton (formerly Cooper Lighting) | Top Tier | TT-C2-LED-[480]-MQ-[ALL Mounting]-[All Color]-Blank-CG-[Options include 30LXHATRIBPICPDIM] | Outdoor Luminaires | Low Output | Parking Garage Luminaires | Standard | FALSE | [9 empty] | 42678 |  |  | Yes | Updated on 11/11/2016 | 3 | 4196.67 | 103.47 | 40.56 | 24.75 | 0.96 | 4000 | 70
PN6B355N | Eaton (formerly Cooper Lighting) | Top Tier | TT-C2-LED-[480]-WQ-[ALL Mounting]-[All Color]-Blank-CG-[Options include 30LXHATRIBPICPDIM] | Outdoor Luminaires | Low Output | Parking Garage Luminaires | Standard | FALSE | [9 empty] | 42678 |  |  | Yes | Updated on 11/11/2016 | 3 | 4112.2 | 101.39 | 40.56 | 24.75 | 0.96 | 4000 | 70
PGDYY1MN | Eaton (formerly Cooper Lighting) | Top Tier | TT-C1-LED-[347480]-WQ-[ALL Mounting]-[All Color]-Blank-CG-[Options include 30LXHATRIBPICPDIM] | Outdoor Luminaires | Low Output | Parking Garage Luminaires | Standard | FALSE | [9 empty] | 42678 |  |  | Yes | Updated on 11/11/2016 | 3 | 3388.37 | 101.15 | 33.5 | 21.5 | 0.93 | 4000 | 70
PZGMDTAW | Eaton (formerly Cooper Lighting) | Top Tier | TT-C2-LED-[Voltage include E1480]-WQ-[ALL Mounting]-[All Color]-Blank-Blank-[Options include 30LXHATRIBPICPDIM] | Outdoor Luminaires | Low Output | Parking Garage Luminaires | Standard | FALSE | [9 empty] | 42678 |  |  | Yes | Updated on 11/11/2016 | 3 | 4183.07 | 108.59 | 38.57 | 18.18 | 0.97 | 4000 | 70
P8HCWV2X | Eaton (formerly Cooper Lighting) | Top Tier | TT-C2-LED-[Voltage include E1480]-WQ-[ALL Mounting]-[All Color]-Blank-SG-[Options include 30LXHATRIBPICPDIM] | Outdoor Luminaires | Low Output | Parking Garage Luminaires | Standard | FALSE | [9 empty] | 42678 |  |  | Yes | Updated on 11/11/2016 | 3 | 4022.1 | 104.61 | 38.57 | 18.18 | 0.97 | 4000 | 70
PY7GCXR9 | Eaton (formerly Cooper Lighting) | Top Tier | TT-C1-LED-[Voltage include E1347480]-WQ-[ALL Mounting]-[All Color]-Blank-Blank-[Options include 30LXHATRIBPICPDIM] | Outdoor Luminaires | Low Output | Parking Garage Luminaires | Standard | FALSE | [9 empty] | 42678 |  |  | Yes | Updated on 11/11/2016 | 3 | 3446.73 | 108.3 | 31.87 | 16.02 | 0.95 | 4000 | 70
P6MEU6NC | Eaton (formerly Cooper Lighting) | Top Tier | TT-C1-LED-[Voltage include E1347480]-WQ-[ALL Mounting]-[All Color]-Blank-SG-[Options include 30LXHATRIBPICPDIM] | Outdoor Luminaires | Low Output | Parking Garage Luminaires | Standard | FALSE | [9 empty] | 42678 |  |  | Yes | Updated on 11/11/2016 | 3 | 3314.1 | 104.33 | 31.87 | 16.02 | 0.95 | 4000 | 70
PDQVCAMF | Eaton (formerly Cooper Lighting) | Top Tier | TT-C4-LED-[Voltage include 347480]-MQ-[ALL Mounting]-[All Color]-Blank-Blank-[Options include 30LXHATRIBPICPDIM] | Outdoor Luminaires | Mid Output | Parking Garage Luminaires | Standard | FALSE | [9 empty] | 42678 |  |  | Yes | Updated on 11/11/2016 | 3 | 7330.05 | 108.92 | 67.3 | 15 | 0.99 | 4000 | 70
P6GEWMR4 | Eaton (formerly Cooper Lighting) | Top Tier | TT-C2-LED-[Voltage include E1480]-MQ-[ALL Mounting]-[All Color]-Blank-Blank-[Options include 30LXHATRIBPICPDIM] | Outdoor Luminaires | Low Output | Parking Garage Luminaires | Standard | FALSE | [9 empty] | 42678 |  |  | Yes | Updated on 11/11/2016 | 3 | 4213.25 | 111.89 | 37.58 | 14.9 | 0.98 | 4000 | 70
PWU4QBDM | Eaton (formerly Cooper Lighting) | Top Tier | TT-C4-LED-[120]-MQ-[ALL Mounting]-[All Color]-5LTD-Blank-[Options include 30LXHATRIBPICPDIM] | Outdoor Luminaires | Mid Output | Parking Garage Luminaires | Standard | FALSE | [9 empty] | 42678 |  |  | Yes | Updated on 11/11/2016 | 3 | 7412.8 | 114.93 | 64.5 | 14 | 0.95 | 4000 | 70
PVBPBNYW | Eaton (formerly Cooper Lighting) | Top Tier | TT-C4-LED-[120]-WQ-[ALL Mounting]-[All Color]-5LTD-Blank-[Options include 30LXHATRIBPICPDIM] | Outdoor Luminaires | Mid Output | Parking Garage Luminaires | Standard | FALSE | [9 empty] | 42678 |  |  | Yes | Updated on 11/11/2016 | 3 | 6848.2 | 106.17 | 64.5 | 14 | 0.95 | 4000 | 70
PRYEAB1P | Eaton (formerly Cooper Lighting) | Top Tier | TT-C4-LED-[120]-MQ-[ALL Mounting]-[All Color]-5LTD-CG-[Options include 30LXHATRIBPICPDIM] | Outdoor Luminaires | Mid Output | Parking Garage Luminaires | Standard | FALSE | [9 empty] | 42678 |  |  | Yes | Updated on 11/11/2016 | 3 | 6579.7 | 102.01 | 64.5 | 14 | 0.95 | 4000 | 70
PYXPB531 | Eaton (formerly Cooper Lighting) | Top Tier | TT-C4-LED-[120]-WQ-[ALL Mounting]-[All Color]-5LTD-CG-[Options include 30LXHATRIBPICPDIM] | Outdoor Luminaires | Mid Output | Parking Garage Luminaires | Standard | FALSE | [9 empty] | 42678 |  |  | Yes | Updated on 11/11/2016 | 3 | 6551.8 | 101.58 | 64.5 | 14 | 0.95 | 4000 | 70
P5S1ABSK | Eaton (formerly Cooper Lighting) | Top Tier | TT-C4-LED-[120]-WQ-[ALL Mounting]-[All Color]-5LTD-SG-[Options include 30LXHATRIBPICPDIM] | Outdoor Luminaires | Mid Output | Parking Garage Luminaires | Standard | FALSE | [9 empty] | 42678 |  |  | Yes | Updated on 11/11/2016 | 3 | 6475.8 | 100.4 | 64.5 | 14 | 0.95 | 4000 | 70
PYM75D87 | Eaton (formerly Cooper Lighting) | Top Tier | TT-C1-LED-[120]-MQ-[ALL Mounting]-[All Color]-5LTD-Blank-[Options include 30LXHATRIBPICPDIM] | Outdoor Luminaires | Low Output | Parking Garage Luminaires | Standard | FALSE | [9 empty] | 42678 |  |  | Yes | Updated on 11/11/2016 | 3 | 3922.1 | 134.32 | 29.2 | 9.8 | 0.95 | 4000 | 70
PRJSMK1J | Eaton (formerly Cooper Lighting) | Top Tier | TT-C1-LED-[120]-WQ-[ALL Mounting]-[All Color]-5LTD-Blank-[Options include 30LXHATRIBPICPDIM] | Outdoor Luminaires | Low Output | Parking Garage Luminaires | Standard | FALSE | [9 empty] | 42678 |  |  | Yes | Updated on 11/11/2016 | 3 | 3623.3 | 124.09 | 29.2 | 9.8 | 0.95 | 4000 | 70
P192FN48 | Eaton (formerly Cooper Lighting) | Top Tier | TT-C1-LED-[120]-MQ-[ALL Mounting]-[All Color]-5LTD-CG-[Options include 30LXHATRIBPICPDIM] | Outdoor Luminaires | Low Output | Parking Garage Luminaires | Standard | FALSE | [9 empty] | 42678 |  |  | Yes | Updated on 11/11/2016 | 3 | 3481.3 | 119.22 | 29.2 | 9.8 | 0.95 | 4000 | 70
PARZDZ85 | Eaton (formerly Cooper Lighting) | Top Tier | TT-C1-LED-[120]-WQ-[ALL Mounting]-[All Color]-5LTD-CG-[Options include 30LXHATRIBPICPDIM] | Outdoor Luminaires | Low Output | Parking Garage Luminaires | Standard | FALSE | [9 empty] | 42678 |  |  | Yes | Updated on 11/11/2016 | 3 | 3466.5 | 118.72 | 29.2 | 9.8 | 0.95 | 4000 | 70
P1TXA11F | Eaton (formerly Cooper Lighting) | Top Tier | TT-C1-LED-[120]-WQ-[ALL Mounting]-[All Color]-5LTD-SG-[Options include 30LXHATRIBPICPDIM] | Outdoor Luminaires | Low Output | Parking Garage Luminaires | Standard | FALSE | [9 empty] | 42678 |  |  | Yes | Updated on 11/11/2016 | 3 | 3426.3 | 117.34 | 29.2 | 9.8 | 0.95 | 4000 | 70
PQGEH8KF | Eaton (formerly Cooper Lighting) | Top Tier | TT-C1-LED-[120]-RW-[ALL Mounting]-[All Color]-5LTD-Blank-[Options include 30LXHATRIBPICPDIM] | Outdoor Luminaires | Low Output | Parking Garage Luminaires | Standard | FALSE | [9 empty] | 42678 |  |  | Yes | Updated on 11/11/2016 | 3 | 3184.8 | 109.07 | 29.2 | 9.8 | 0.95 | 4000 | 70
P9NKUDZS | Eaton (formerly Cooper Lighting) | Top Tier | TT-C1-LED-[120]-RW-[ALL Mounting]-[All Color]-5LTD-CG-[Options include 30LXHATRIBPICPDIM] | Outdoor Luminaires | Low Output | Parking Garage Luminaires | Standard | FALSE | [9 empty] | 42678 |  |  | Yes | Updated on 11/11/2016 | 3 | 3064.2 | 104.94 | 29.2 | 9.8 | 0.95 | 4000 | 70
PMXKBTDS | Eaton (formerly Cooper Lighting) | Top Tier | TT-C3-LED-[120]-MQ-[ALL Mounting]-[All Color]-5LTD-Blank-[Options include 30LXHATRIBPICPDIM] | Outdoor Luminaires | Mid Output | Parking Garage Luminaires | Standard | FALSE | [9 empty] | 42678 |  |  | Yes | Updated on 11/11/2016 | 3 | 6258.6 | 126.69 | 49.4 | 9.4 | 0.97 | 4000 | 70
PJGQV7YK | Eaton (formerly Cooper Lighting) | Top Tier | TT-C3-LED-[120]-WQ-[ALL Mounting]-[All Color]-5LTD-Blank-[Options include 30LXHATRIBPICPDIM] | Outdoor Luminaires | Mid Output | Parking Garage Luminaires | Standard | FALSE | [9 empty] | 42678 |  |  | Yes | Updated on 11/11/2016 | 3 | 5781.9 | 117.04 | 49.4 | 9.4 | 0.97 | 4000 | 70
PKVE76ZJ | Eaton (formerly Cooper Lighting) | Top Tier | TT-C3-LED-[120]-MQ-[ALL Mounting]-[All Color]-5LTD-CG-[Options include 30LXHATRIBPICPDIM] | Outdoor Luminaires | Mid Output | Parking Garage Luminaires | Standard | FALSE | [9 empty] | 42678 |  |  | Yes | Updated on 11/11/2016 | 3 | 5555.3 | 112.45 | 49.4 | 9.4 | 0.97 | 4000 | 70
PKTBGEJK | Eaton (formerly Cooper Lighting) | Top Tier | TT-C3-LED-[120]-WQ-[ALL Mounting]-[All Color]-5LTD-CG-[Options include 30LXHATRIBPICPDIM] | Outdoor Luminaires | Mid Output | Parking Garage Luminaires | Standard | FALSE | [9 empty] | 42678 |  |  | Yes | Updated on 11/11/2016 | 3 | 5531.7 | 111.98 | 49.4 | 9.4 | 0.97 | 4000 | 70
PM8VM1FB | Eaton (formerly Cooper Lighting) | Top Tier | TT-C3-LED-[120]-WQ-[ALL Mounting]-[All Color]-5LTD-SG-[Options include 30LXHATRIBPICPDIM] | Outdoor Luminaires | Mid Output | Parking Garage Luminaires | Standard | FALSE | [9 empty] | 42678 |  |  | Yes | Updated on 11/11/2016 | 3 | 5467.5 | 110.68 | 49.4 | 9.4 | 0.97 | 4000 | 70
PPAMXJCG | Eaton (formerly Cooper Lighting) | Top Tier | TT-C3-LED-[120]-RW-[ALL Mounting]-[All Color]-5LTD-Blank-[Options include 30LXHATRIBPICPDIM] | Outdoor Luminaires | Mid Output | Parking Garage Luminaires | Standard | FALSE | [9 empty] | 42678 |  |  | Yes | Updated on 11/11/2016 | 3 | 5082.2 | 102.88 | 49.4 | 9.4 | 0.97 | 4000 | 70
PB6K4ABV | Eaton (formerly Cooper Lighting) | Top Tier | TT-C3-LED-[120]-RW-[ALL Mounting]-[All Color]-5LTD-CG-[Options include 30LXHATRIBPICPDIM] | Outdoor Luminaires | Low Output | Parking Garage Luminaires | Standard | FALSE | [9 empty] | 42678 |  |  | Yes | Updated on 11/11/2016 | 3 | 4889.7 | 98.98 | 49.4 | 9.4 | 0.97 | 4000 | 70
PAA37Q9S | Eaton (formerly Cooper Lighting) | Top Tier | TT-C5-LED-[120]-MQ-[ALL Mounting]-[All Color]-5LTD-Blank-[Options include 30LXHATRIBPICPDIM] | Outdoor Luminaires | Mid Output | Parking Garage Luminaires | Standard | FALSE | [9 empty] | 42678 |  |  | Yes | Updated on 11/11/2016 | 3 | 9123.6 | 108.23 | 84.3 | 8.9 | 0.97 | 4000 | 70
PFN7ERAQ | Eaton (formerly Cooper Lighting) | Top Tier | TT-C5-LED-[120]-WQ-[ALL Mounting]-[All Color]-5LTD-Blank-[Options include 30LXHATRIBPICPDIM] | Outdoor Luminaires | Mid Output | Parking Garage Luminaires | Standard | FALSE | [9 empty] | 42678 |  |  | Yes | Updated on 11/11/2016 | 3 | 8428.7 | 99.98 | 84.3 | 8.9 | 0.97 | 4000 | 70
P4RTR14F | Eaton (formerly Cooper Lighting) | Top Tier | TT-C5-LED-[120]-MQ-[ALL Mounting]-[All Color]-5LTD-CG-[Options include 30LXHATRIBPICPDIM] | Outdoor Luminaires | Mid Output | Parking Garage Luminaires | Standard | FALSE | [9 empty] | 42678 |  |  | Yes | Updated on 11/11/2016 | 3 | 8098.3 | 96.07 | 84.3 | 8.9 | 0.97 | 4000 | 70
P5FR2SR8 | Eaton (formerly Cooper Lighting) | Top Tier | TT-C5-LED-[120]-WQ-[ALL Mounting]-[All Color]-5LTD-CG-[Options include 30LXHATRIBPICPDIM] | Outdoor Luminaires | Mid Output | Parking Garage Luminaires | Standard | FALSE | [9 empty] | 42678 |  |  | Yes | Updated on 11/11/2016 | 3 | 8063.9 | 95.66 | 84.3 | 8.9 | 0.97 | 4000 | 70
PQY3H2M1 | Eaton (formerly Cooper Lighting) | Top Tier | TT-C2-LED-[120]-MQ-[ALL Mounting]-[All Color]-5LTD-Blank-[Options include 30LXHATRIBPICPDIM] | Outdoor Luminaires | Low Output | Parking Garage Luminaires | Standard | FALSE | [9 empty] | 42678 |  |  | Yes | Updated on 11/11/2016 | 3 | 4759.9 | 132.22 | 36 | 8.4 | 0.96 | 4000 | 70
PH91QEAH | Eaton (formerly Cooper Lighting) | Top Tier | TT-C2-LED-[120]-WQ-[ALL Mounting]-[All Color]-5LTD-Blank-[Options include 30LXHATRIBPICPDIM] | Outdoor Luminaires | Low Output | Parking Garage Luminaires | Standard | FALSE | [9 empty] | 42678 |  |  | Yes | Updated on 11/11/2016 | 3 | 4397.3 | 122.15 | 36 | 8.4 | 0.96 | 4000 | 70
P3U96R6U | Eaton (formerly Cooper Lighting) | Top Tier | TT-C2-LED-[120]-MQ-[ALL Mounting]-[All Color]-5LTD-CG-[Options include 30LXHATRIBPICPDIM] | Outdoor Luminaires | Low Output | Parking Garage Luminaires | Standard | FALSE | [9 empty] | 42678 |  |  | Yes | Updated on 11/11/2016 | 3 | 4225 | 117.36 | 36 | 8.4 | 0.96 | 4000 | 70
PZR211B1 | Eaton (formerly Cooper Lighting) | Top Tier | TT-C2-LED-[120]-WQ-[ALL Mounting]-[All Color]-5LTD-CG-[Options include 30LXHATRIBPICPDIM] | Outdoor Luminaires | Low Output | Parking Garage Luminaires | Standard | FALSE | [9 empty] | 42678 |  |  | Yes | Updated on 11/11/2016 | 3 | 4207 | 116.86 | 36 | 8.4 | 0.96 | 4000 | 70
PT95CQRT | Eaton (formerly Cooper Lighting) | Top Tier | TT-C2-LED-[120]-WQ-[ALL Mounting]-[All Color]-5LTD-SG-[Options include 30LXHATRIBPICPDIM] | Outdoor Luminaires | Low Output | Parking Garage Luminaires | Standard | FALSE | [9 empty] | 42678 |  |  | Yes | Updated on 11/11/2016 | 3 | 4158.3 | 115.51 | 36 | 8.4 | 0.96 | 4000 | 70
PE5R4VE5 | Eaton (formerly Cooper Lighting) | Top Tier | TT-C2-LED-[120]-RW-[ALL Mounting]-[All Color]-5LTD-Blank-[Options include 30LXHATRIBPICPDIM] | Outdoor Luminaires | Low Output | Parking Garage Luminaires | Standard | FALSE | [9 empty] | 42678 |  |  | Yes | Updated on 11/11/2016 | 3 | 3865.2 | 107.37 | 36 | 8.4 | 0.96 | 4000 | 70
P2QFXZZ5 | Eaton (formerly Cooper Lighting) | Top Tier | TT-C2-LED-[120]-RW-[ALL Mounting]-[All Color]-5LTD-CG-[Options include 30LXHATRIBPICPDIM] | Outdoor Luminaires | Low Output | Parking Garage Luminaires | Standard | FALSE | [9 empty] | 42678 |  |  | Yes | Updated on 11/11/2016 | 3 | 3718.8 | 103.3 | 36 | 8.4 | 0.96 | 4000 | 70
PRGY1ME3 | Eaton (formerly Cooper Lighting) | Top Tier | TT-C4-LED-[Voltage include E1347480]-MQ-[ALL Mounting]-[All Color]-Blank-CG-[Options include 30LXHATRIBPICPDIM] | Outdoor Luminaires | Mid Output | Parking Garage Luminaires | Standard | FALSE | [9 empty] | 42678 |  |  | Yes | Updated on 11/11/2016 | 3 | 6535.6 | 110.03 | 59.4 | 7.89 | 1 | 4000 | 70
PU84HZFP | Eaton (formerly Cooper Lighting) | Top Tier | TT-C4-LED-[Voltage include E1347480]-WQ-[ALL Mounting]-[All Color]-Blank-CG-[Options include 30LXHATRIBPICPDIM] | Outdoor Luminaires | Mid Output | Parking Garage Luminaires | Standard | FALSE | [9 empty] | 42678 |  |  | Yes | Updated on 11/11/2016 | 3 | 6255.1 | 105.3 | 59.4 | 7.89 | 1 | 4000 | 70
PV9G5Q2Y | Eaton (formerly Cooper Lighting) | Top Tier | TT-C4-LED-[E1]-RW-[ALL Mounting]-[All Color]-Blank-Blank-[Options include 30LXHATRIBPICPDIM] | Outdoor Luminaires | Mid Output | Parking Garage Luminaires | Standard | FALSE | [9 empty] | 42678 |  |  | Yes | Updated on 11/11/2016 | 3 | 6019.4 | 101.34 | 59.4 | 7.89 | 1 | 4000 | 70
P2H34ERW | Eaton (formerly Cooper Lighting) | Top Tier | TT-C4-LED-[Voltage include E1347480]-WQ-[ALL Mounting]-[All Color]-Blank-SG-[Options include 30LXHATRIBPICPDIM] | Outdoor Luminaires | Mid Output | Parking Garage Luminaires | Standard | FALSE | [9 empty] | 42678 |  |  | Yes | Updated on 11/11/2016 | 3 | 5999.9 | 101.01 | 59.4 | 7.89 | 1 | 4000 | 70
PQ9QU4EW | Eaton (formerly Cooper Lighting) | Top Tier | TT-C4-LED-[Voltage include E1347480]-WQ-[ALL Mounting]-[All Color]-Blank-Blank-[Options include 30LXHATRIBPICPDIM] | Outdoor Luminaires | Mid Output | Parking Garage Luminaires | Standard | FALSE | [9 empty] | 42678 |  |  | Yes | Updated on 11/11/2016 | 3 | 5984.4 | 100.75 | 59.4 | 7.89 | 1 | 4000 | 70
PRSN3W3W | Eaton (formerly Cooper Lighting) | Top Tier | TT-C5-LED-[Voltage include E1347480]-MQ-[ALL Mounting]-[All Color]-Blank-Blank-[Options include 30LXHATRIBPICPDIM] | Outdoor Luminaires | Mid Output | Parking Garage Luminaires | Standard | FALSE | [9 empty] | 42678 |  |  | Yes | Updated on 11/11/2016 | 3 | 9389.5 | 118.26 | 79.4 | 6.87 | 1 | 4000 | 70
PW9S1ZNH | Eaton (formerly Cooper Lighting) | Top Tier | TT-C5-LED-[Voltage include E1347]-WQ-[ALL Mounting]-[All Color]-Blank-SG-[Options include 30LXHATRIBPICPDIM] | Outdoor Luminaires | Mid Output | Parking Garage Luminaires | Standard | FALSE | [9 empty] | 42678 |  |  | Yes | Updated on 11/11/2016 | 3 | 8389.9 | 105.67 | 79.4 | 6.87 | 1 | 4000 | 70
PR75M855 | Eaton (formerly Cooper Lighting) | Top Tier | TT-C5-LED-[Voltage include E1347480]-MQ-[ALL Mounting]-[All Color]-Blank-CG-[Options include 30LXHATRIBPICPDIM] | Outdoor Luminaires | Mid Output | Parking Garage Luminaires | Standard | FALSE | [9 empty] | 42678 |  |  | Yes | Updated on 11/11/2016 | 3 | 8334.2 | 104.97 | 79.4 | 6.87 | 1 | 4000 | 70
PT52P91X | Eaton (formerly Cooper Lighting) | Top Tier | TT-C5-LED-[Voltage include E1347]-WQ-[ALL Mounting]-[All Color]-Blank-CG-[Options include 30LXHATRIBPICPDIM] | Outdoor Luminaires | Mid Output | Parking Garage Luminaires | Standard | FALSE | [9 empty] | 42678 |  |  | Yes | Updated on 11/11/2016 | 3 | 8298.8 | 104.52 | 79.4 | 6.87 | 1 | 4000 | 70
PMNDY36Y | Eaton (formerly Cooper Lighting) | Top Tier | TT-C5-LED-[Voltage include E1347480]-WQ-[ALL Mounting]-[All Color]-Blank-CG-[Options include 30LXHATRIBPICPDIM] | Outdoor Luminaires | Mid Output | Parking Garage Luminaires | Standard | FALSE | [9 empty] | 42678 |  |  | Yes | Updated on 11/11/2016 | 3 | 8103.9 | 102.06 | 79.4 | 6.87 | 1 | 4000 | 70
PERCX15J | Eaton (formerly Cooper Lighting) | Top Tier | TT-C5-LED-[E1]-WQ-[ALL Mounting]-[All Color]-Blank-SG-[Options include 30LXHATRIBPICPDIM] | Outdoor Luminaires | Mid Output | Parking Garage Luminaires | Standard | FALSE | [9 empty] | 42678 |  |  | Yes | Updated on 11/11/2016 | 3 | 7977.8 | 100.48 | 79.4 | 6.87 | 1 | 4000 | 70
P3Y3GWA3 | Eaton (formerly Cooper Lighting) | Top Tier | TT-C5-LED-[E1]-RW-[ALL Mounting]-[All Color]-Blank-Blank-[Options include 30LXHATRIBPICPDIM] | Outdoor Luminaires | Mid Output | Parking Garage Luminaires | Standard | FALSE | [9 empty] | 42678 |  |  | Yes | Updated on 11/11/2016 | 3 | 7798.6 | 98.22 | 79.4 | 6.87 | 1 | 4000 | 70
PBTUBNKB | Eaton (formerly Cooper Lighting) | Top Tier | TT-C5-LED-[Voltage include E1347480]-WQ-[ALL Mounting]-[All Color]-Blank-Blank-[Options include 30LXHATRIBPICPDIM] | Outdoor Luminaires | Mid Output | Parking Garage Luminaires | Standard | FALSE | [9 empty] | 42678 |  |  | Yes | Updated on 11/11/2016 | 3 | 7773.3 | 97.9 | 79.4 | 6.87 | 1 | 4000 | 70
PWG2KKJ5 | Eaton (formerly Cooper Lighting) | Top Tier | TT-C6-LED-[Voltage include E1347480]-MQ-[ALL Mounting]-[All Color]-Blank-Blank-[Options include 30LXHATRIBPICPDIM] | Outdoor Luminaires | High Output | Parking Garage Luminaires | Standard | FALSE | [9 empty] | 42678 |  |  | Yes | Updated on 11/11/2016 | 3 | 12140.1 | 111.38 | 109 | 6.51 | 1 | 4000 | 70
P2EQ5378 | Eaton (formerly Cooper Lighting) | Top Tier | TT-C6-LED-[Voltage include E1347480]-WQ-[ALL Mounting]-[All Color]-Blank-Blank-[Options include 30LXHATRIBPICPDIM] | Outdoor Luminaires | High Output | Parking Garage Luminaires | Standard | FALSE | [9 empty] | 42678 |  |  | Yes | Updated on 11/11/2016 | 3 | 11088.8 | 101.73 | 109 | 6.51 | 1 | 4000 | 70
PAGZQP7N | Eaton (formerly Cooper Lighting) | Top Tier | TT-C3-LED-[E1]-MQ-[ALL Mounting]-[All Color]-Blank-Blank-[Options include 30LXHATRIBPICPDIM] | Outdoor Luminaires | Mid Output | Parking Garage Luminaires | Standard | FALSE | [9 empty] | 42678 |  |  | Yes | Updated on 11/11/2016 | 3 | 6188.75 | 129.75 | 47.7 | 6.47 | 1 | 4000 | 70
PACY3WJF | Eaton (formerly Cooper Lighting) | Top Tier | TT-C3-LED-[Voltage include E1347480]-WQ-[ALL Mounting]-[All Color]-Blank-Blank-[Options include 30LXHATRIBPICPDIM] | Outdoor Luminaires | Mid Output | Parking Garage Luminaires | Standard | FALSE | [9 empty] | 42678 |  |  | Yes | Updated on 11/11/2016 | 3 | 5652.8 | 118.51 | 47.7 | 6.47 | 1 | 4000 | 70
PZ5979N3 | Eaton (formerly Cooper Lighting) | Top Tier | TT-C3-LED-[Voltage include E1347480]-MQ-[ALL Mounting]-[All Color]-Blank-CG-[Options include 30LXHATRIBPICPDIM] | Outdoor Luminaires | Mid Output | Parking Garage Luminaires | Standard | FALSE | [9 empty] | 42678 |  |  | Yes | Updated on 11/11/2016 | 3 | 5518.07 | 115.68 | 47.7 | 6.47 | 1 | 4000 | 70
PF9W95RP | Eaton (formerly Cooper Lighting) | Top Tier | TT-C3-LED-[Voltage include E1347480]-WQ-[ALL Mounting]-[All Color]-Blank-CG-[Options include 30LXHATRIBPICPDIM] | Outdoor Luminaires | Mid Output | Parking Garage Luminaires | Standard | FALSE | [9 empty] | 42678 |  |  | Yes | Updated on 11/11/2016 | 3 | 5407.03 | 113.36 | 47.7 | 6.47 | 1 | 4000 | 70
PQTNTX8Y | Eaton (formerly Cooper Lighting) | Top Tier | TT-C3-LED-[Voltage include E1347480]-WQ-[ALL Mounting]-[All Color]-Blank-SG-[Options include 30LXHATRIBPICPDIM] | Outdoor Luminaires | Mid Output | Parking Garage Luminaires | Standard | FALSE | [9 empty] | 42678 |  |  | Yes | Updated on 11/11/2016 | 3 | 5406.4 | 113.34 | 47.7 | 6.47 | 1 | 4000 | 70
P2SQ1JFW | Eaton (formerly Cooper Lighting) | Top Tier | TT-C3-LED-[Voltage include E1347480]-MQ-[ALL Mounting]-[All Color]-Blank-Blank-[Options include 30LXHATRIBPICPDIM] | Outdoor Luminaires | Low Output | Parking Garage Luminaires | Standard | FALSE | [9 empty] | 42678 |  |  | Yes | Updated on 11/11/2016 | 3 | 4960.9 | 104 | 47.7 | 6.47 | 1 | 4000 | 70
PE2GDDJF | Eaton (formerly Cooper Lighting) | Top Tier | TT-C3-LED-[E1]-RW-[ALL Mounting]-[All Color]-Blank-SG-[Options include 30LXHATRIBPICPDIM] | Outdoor Luminaires | Low Output | Parking Garage Luminaires | Standard | FALSE | [9 empty] | 42678 |  |  | Yes | Updated on 11/11/2016 | 3 | 4707.2 | 99.51 | 47.3 | 6.47 | 1 | 4000 | 70
PQ4V2GFJ | Eaton (formerly Cooper Lighting) | Top Tier | TT-C3-LED-[Voltage include E1347]-RW-[ALL Mounting]-[All Color]-Blank-CG-[Options include 30LXHATRIBPICPDIM] | Outdoor Luminaires | Low Output | Parking Garage Luminaires | Standard | FALSE | [9 empty] | 42678 |  |  | Yes | Updated on 11/11/2016 | 3 | 4553 | 95.96 | 47.45 | 6.47 | 1 | 4000 | 70
PJWXVGYD | Eaton (formerly Cooper Lighting) | Top Tier | TT-C1-LED-[120]-DL-[ALL Mounting]-[All Color]-5LTD-Blank-[Options include 30LXHATRIBPICPDIM] | Outdoor Luminaires | Low Output | Parking Garage Luminaires | Standard | FALSE | [9 empty] | 42678 |  |  | Yes | Updated on 11/11/2016 | 3 | 3235.3 | 99.86 | 32.4 | 5.45 | 0.99 | 4000 | 70
PVC9XUFG | Eaton (formerly Cooper Lighting) | Top Tier | TT-C1-LED-[120]-DL-[ALL Mounting]-[All Color]-5LTD-CG-[Options include 30LXHATRIBPICPDIM] | Outdoor Luminaires | Low Output | Parking Garage Luminaires | Standard | FALSE | [9 empty] | 42678 |  |  | Yes | Updated on 11/11/2016 | 3 | 3126.1 | 96.48 | 32.4 | 5.45 | 0.99 | 4000 | 70
PKWVTQV3 | Eaton (formerly Cooper Lighting) | Top Tier | TT-C2-LED-[E1]-DL-[ALL Mounting]-[All Color]-[Driver include 5LTD or Blank]-Blank-[Options include 30LXHATRIBPICPDIM] | Outdoor Luminaires | Low Output | Parking Garage Luminaires | Standard | FALSE | [9 empty] | 42678 |  |  | Yes | Updated on 11/11/2016 | 3 | 3849.63 | 95.41 | 40.35 | 5.33 | 0.99 | 4000 | 70
PMAAAH9S | Eaton (formerly Cooper Lighting) | Top Tier | TT-C2-LED-[E1]-DL-[ALL Mounting]-[All Color]-[Driver include 5LTD or Blank]-CG-[Options include 30LXHATRIBPICPDIM] | Outdoor Luminaires | Low Output | Parking Garage Luminaires | Standard | FALSE | [9 empty] | 42678 |  |  | Yes | Updated on 11/11/2016 | 3 | 3763.6 | 93.29 | 40.35 | 5.33 | 0.99 | 4000 | 70
PB5RAJHG | Eaton (formerly Cooper Lighting) | Top Tier | TT-C3-LED-[120]-DL-[ALL Mounting]-[All Color]-5LTD-Blank-[Options include 30LXHATRIBPICPDIM] | Outdoor Luminaires | Mid Output | Parking Garage Luminaires | Standard | FALSE | [9 empty] | 42678 |  |  | Yes | Updated on 11/11/2016 | 3 | 5505.7 | 100.47 | 54.8 | 5.24 | 0.99 | 4000 | 70
PS9EPTCD | Eaton (formerly Cooper Lighting) | Top Tier | TT-C3-LED-[120]-DL-[ALL Mounting]-[All Color]-5LTD-CG-[Options include 30LXHATRIBPICPDIM] | Outdoor Luminaires | Mid Output | Parking Garage Luminaires | Standard | FALSE | [9 empty] | 42678 |  |  | Yes | Updated on 11/11/2016 | 3 | 5319.8 | 97.08 | 54.8 | 5.24 | 0.99 | 4000 | 70
PFJ1N5M6 | Eaton (formerly Cooper Lighting) | Top Tier | TT-C2-LED-[E1]-MQ-[ALL Mounting]-[All Color]-Blank-Blank-[Options include 30LXHATRIBPICPDIM] | Outdoor Luminaires | Low Output | Parking Garage Luminaires | Standard | FALSE | [9 empty] | 42678 |  |  | Yes | Updated on 11/11/2016 | 3 | 4706.75 | 136.04 | 34.6 | 5.05 | 1 | 4000 | 70
P2RYMTTM | Eaton (formerly Cooper Lighting) | Top Tier | TT-C2-LED-[E1]-WQ-[ALL Mounting]-[All Color]-Blank-Blank-[Options include 30LXHATRIBPICPDIM] | Outdoor Luminaires | Low Output | Parking Garage Luminaires | Standard | FALSE | [9 empty] | 42678 |  |  | Yes | Updated on 11/11/2016 | 3 | 4348.25 | 125.67 | 34.6 | 5.05 | 1 | 4000 | 70
PGQEN2V4 | Eaton (formerly Cooper Lighting) | Top Tier | TT-C2-LED-[E1]-MQ-[ALL Mounting]-[All Color]-Blank-CG-[Options include 30LXHATRIBPICPDIM] | Outdoor Luminaires | Low Output | Parking Garage Luminaires | Standard | FALSE | [9 empty] | 42678 |  |  | Yes | Updated on 11/11/2016 | 3 | 4196.67 | 121.29 | 34.6 | 5.05 | 1 | 4000 | 70
PM9XVTV1 | Eaton (formerly Cooper Lighting) | Top Tier | TT-C2-LED-[E1]-WQ-[ALL Mounting]-[All Color]-Blank-CG-[Options include 30LXHATRIBPICPDIM] | Outdoor Luminaires | Low Output | Parking Garage Luminaires | Standard | FALSE | [9 empty] | 42678 |  |  | Yes | Updated on 11/11/2016 | 3 | 4112.2 | 118.85 | 34.6 | 5.05 | 1 | 4000 | 70
PZEA823Y | Eaton (formerly Cooper Lighting) | Top Tier | TT-C2-LED-[E1]-WQ-[ALL Mounting]-[All Color]-Blank-SG-[Options include 30LXHATRIBPICPDIM] | Outdoor Luminaires | Low Output | Parking Garage Luminaires | Standard | FALSE | [9 empty] | 42678 |  |  | Yes | Updated on 11/11/2016 | 3 | 4111.8 | 118.84 | 34.6 | 5.05 | 1 | 4000 | 70
PCDGMJPA | Eaton (formerly Cooper Lighting) | Top Tier | TT-C1-LED-[Voltage include E1347480]-MQ-[ALL Mounting]-[All Color]-Blank-Blank-[Options include 30LXHATRIBPICPDIM] | Outdoor Luminaires | Low Output | Parking Garage Luminaires | Standard | FALSE | [9 empty] | 42678 |  |  | Yes | Updated on 11/11/2016 | 3 | 3922.1 | 137.13 | 28.6 | 5.05 | 1 | 4000 | 70
PFPM37PV | Eaton (formerly Cooper Lighting) | Top Tier | TT-C2-LED-[Voltage include E1480]-RW-[ALL Mounting]-[All Color]-Blank-Blank-[Options include 30LXHATRIBPICPDIM] | Outdoor Luminaires | Low Output | Parking Garage Luminaires | Standard | FALSE | [9 empty] | 42678 |  |  | Yes | Updated on 11/11/2016 | 3 | 3589.77 | 103.75 | 34.6 | 5.05 | 1 | 4000 | 70
PUMHKBM3 | Eaton (formerly Cooper Lighting) | Top Tier | TT-C1-LED-[E1]-WQ-[ALL Mounting]-[All Color]-Blank-Blank-[Options include 30LXHATRIBPICPDIM] | Outdoor Luminaires | Low Output | Parking Garage Luminaires | Standard | FALSE | [9 empty] | 42678 |  |  | Yes | Updated on 11/11/2016 | 3 | 3582.85 | 125.28 | 28.6 | 5.05 | 1 | 4000 | 70
PSS97SES | Eaton (formerly Cooper Lighting) | Top Tier | TT-C2-LED-[Voltage include E1480]-RW-[ALL Mounting]-[All Color]-Blank-CG-[Options include 30LXHATRIBPICPDIM] | Outdoor Luminaires | Low Output | Parking Garage Luminaires | Standard | FALSE | [9 empty] | 42678 |  |  | Yes | Updated on 11/11/2016 | 3 | 3548.07 | 102.54 | 34.6 | 5.05 | 1 | 4000 | 70
PGERT88V | Eaton (formerly Cooper Lighting) | Top Tier | TT-C1-LED-[E1347480]-MQ-[ALL Mounting]-[All Color]-Blank-CG-[Options include 30LXHATRIBPICPDIM] | Outdoor Luminaires | Low Output | Parking Garage Luminaires | Standard | FALSE | [9 empty] | 42678 |  |  | Yes | Updated on 11/11/2016 | 3 | 3457.97 | 120.91 | 28.6 | 5.05 | 1 | 4000 | 70
P113RJYE | Eaton (formerly Cooper Lighting) | Top Tier | TT-C1-LED-[E1]-WQ-[ALL Mounting]-[All Color]-Blank-CG-[Options include 30LXHATRIBPICPDIM] | Outdoor Luminaires | Low Output | Parking Garage Luminaires | Standard | FALSE | [9 empty] | 42678 |  |  | Yes | Updated on 11/11/2016 | 3 | 3388.37 | 118.48 | 28.6 | 5.05 | 1 | 4000 | 70
P7V369XC | Eaton (formerly Cooper Lighting) | Top Tier | TT-C1-LED-[E1]-WQ-[ALL Mounting]-[All Color]-Blank-SG-[Options include 30LXHATRIBPICPDIM] | Outdoor Luminaires | Low Output | Parking Garage Luminaires | Standard | FALSE | [9 empty] | 42678 |  |  | Yes | Updated on 11/11/2016 | 3 | 3388 | 118.46 | 28.6 | 5.05 | 1 | 4000 | 70
PEPUSA2W | Eaton (formerly Cooper Lighting) | Top Tier | TT-C1-LED-[Voltage include E1347480]-MQ-[ALL Mounting]-[All Color]-Blank-Blank-[Options include 30LXHATRIBPICPDIM] | Outdoor Luminaires | Low Output | Parking Garage Luminaires | Standard | FALSE | [9 empty] | 42678 |  |  | Yes | Updated on 11/11/2016 | 3 | 3108.8 | 108.7 | 28.6 | 5.05 | 1 | 4000 | 70
P5BWZA9S | Eaton (formerly Cooper Lighting) | Top Tier | TT-C1-LED-[Voltage include E1347480]-RW-[ALL Mounting]-[All Color]-Blank-Blank-[Options include 30LXHATRIBPICPDIM] | Outdoor Luminaires | Low Output | Parking Garage Luminaires | Standard | FALSE | [9 empty] | 42678 |  |  | Yes | Updated on 11/11/2016 | 3 | 3081.05 | 107.73 | 28.6 | 5.05 | 1 | 4000 | 70
PC6RY3X7 | Eaton (formerly Cooper Lighting) | Top Tier | TT-C1-LED-[Voltage include E1347480]-RW-[ALL Mounting]-[All Color]-Blank-CG-[Options include 30LXHATRIBPICPDIM] | Outdoor Luminaires | Low Output | Parking Garage Luminaires | Standard | FALSE | [9 empty] | 42678 |  |  | Yes | Updated on 11/11/2016 | 3 | 2923.53 | 102.22 | 28.6 | 5.05 | 1 | 4000 | 70
P34P5181 | Eaton (formerly Cooper Lighting) | Top Tier | TT-C1-LED-[Voltage include E1347480]-DL-[ALL Mounting]-[All Color]-Blank-Blank-[Options include 30LXHATRIBPICPDIM] | Outdoor Luminaires | Low Output | Parking Garage Luminaires | Standard | FALSE | [9 empty] | 42678 |  |  | Yes | Updated on 11/11/2016 | 3 | 3235.3 | 98.64 | 32.8 | 4.88 | 1 | 4000 | 70
PA51JBGQ | Eaton (formerly Cooper Lighting) | Top Tier | TT-C1-LED-[E1]-DL-[ALL Mounting]-[All Color]-Blank-CG-[Options include 30LXHATRIBPICPDIM] | Outdoor Luminaires | Low Output | Parking Garage Luminaires | Standard | FALSE | [9 empty] | 42678 |  |  | Yes | Updated on 11/11/2016 | 3 | 3126.1 | 95.31 | 32.8 | 4.88 | 1 | 4000 | 70
P99JFF28 | Eaton (formerly Cooper Lighting) | Top Tier | TT-C2-LED-[Voltage include E1347480]-MQ-[ALL Mounting]-[All Color]-8030-Blank-Black-[Options include 30LXHATRIBPICPDIM] | Outdoor Luminaires | Low Output | Parking Garage Luminaires | Standard | FALSE | [9 empty] | 42678 |  |  | Yes | Updated on 11/11/2016 | 3 | 3762.03 | 97.33 | 38.57 | 18.18 | 0.97 | 3000 | 80
PTZ799XR | Eaton (formerly Cooper Lighting) | Top Tier | TT-C1-LED-[120]-MQ-[ALL Mounting]-[All Color]-8030-5LTD-Blank-[Options include 30LXHATRIBPICPDIM] | Outdoor Luminaires | Low Output | Parking Garage Luminaires | Standard | FALSE | [9 empty] | 42678 |  |  | Yes | Updated on 11/11/2016 | 3 | 3356.8 | 114.96 | 29.2 | 9.8 | 0.95 | 3000 | 80
PDG92RT4 | Eaton (formerly Cooper Lighting) | Top Tier | TT-C1-LED-[Voltage include 120]-MQ-[ALL Mounting]-[All Color]-8030-5LTD-Blank-[Options include 30LXHATRIBPICPDIM] | Outdoor Luminaires | Low Output | Parking Garage Luminaires | Standard | FALSE | [9 empty] | 42678 |  |  | Yes | Updated on 11/11/2016 | 3 | 3356.8 | 114.96 | 29.2 | 9.8 | 0.95 | 3000 | 80
P23Y6JRQ | Eaton (formerly Cooper Lighting) | Top Tier | TT-C1-LED-[Voltage include 120V ]-MQ-[ALL Mounting]-[All Color]-8030-5LTD-Blank-[Options include 30LXHATRIBPICPDIM] | Outdoor Luminaires | Low Output | Parking Garage Luminaires | Standard | FALSE | [9 empty] | 42678 |  |  | Yes | Updated on 11/11/2016 | 3 | 3356.8 | 114.96 | 29.2 | 9.8 | 0.95 | 3000 | 80
PJSTZNRM | Eaton (formerly Cooper Lighting) | Top Tier | TT-C1-LED-[120]-WQ-[ALL Mounting]-[All Color]-8030-5LTD-Blank-[Options include 30LXHATRIBPICPDIM] | Outdoor Luminaires | Low Output | Parking Garage Luminaires | Standard | FALSE | [9 empty] | 42678 |  |  | Yes | Updated on 11/11/2016 | 3 | 3101.1 | 106.2 | 29.2 | 9.8 | 0.95 | 3000 | 80
PCRU2TGJ | Eaton (formerly Cooper Lighting) | Top Tier | TT-C1-LED-[120]-MQ-[ALL Mounting]-[All Color]-8030-5LTD-CG-[Options include 30LXHATRIBPICPDIM] | Outdoor Luminaires | Low Output | Parking Garage Luminaires | Standard | FALSE | [9 empty] | 42678 |  |  | Yes | Updated on 11/11/2016 | 3 | 2979.6 | 102.04 | 29.2 | 9.8 | 0.95 | 3000 | 80
P11RGV39 | Eaton (formerly Cooper Lighting) | Top Tier | TT-C1-LED-[Voltage include 120]-MQ-[ALL Mounting]-[All Color]-8030-5LTD-CG-[Options include 30LXHATRIBPICPDIM] | Outdoor Luminaires | Low Output | Parking Garage Luminaires | Standard | FALSE | [9 empty] | 42678 |  |  | Yes | Updated on 11/11/2016 | 3 | 2979.6 | 102.04 | 29.2 | 9.8 | 0.95 | 3000 | 80
PZQGYQES | Eaton (formerly Cooper Lighting) | Top Tier | TT-C1-LED-[120]-WQ-[ALL Mounting]-[All Color]-8030-5LTD-CG-[Options include 30LXHATRIBPICPDIM] | Outdoor Luminaires | Low Output | Parking Garage Luminaires | Standard | FALSE | [9 empty] | 42678 |  |  | Yes | Updated on 11/11/2016 | 3 | 2966.9 | 101.61 | 29.2 | 9.8 | 0.95 | 3000 | 80
PJMQNVVV | Eaton (formerly Cooper Lighting) | Top Tier | TT-C1-LED-[120]-WQ-[ALL Mounting]-[All Color]-8030-5LTD-SG-[Options include 30LXHATRIBPICPDIM] | Outdoor Luminaires | Low Output | Parking Garage Luminaires | Standard | FALSE | [9 empty] | 42678 |  |  | Yes | Updated on 11/11/2016 | 3 | 2932.5 | 100.43 | 29.2 | 9.8 | 0.95 | 3000 | 80
PRFMTWP9 | Eaton (formerly Cooper Lighting) | Top Tier | TT-C1-LED-[Voltage include E1347480]-RW-[ALL Mounting]-[All Color]-8030-5LTD-Blank-[Options include 30LXHATRIBPICPDIM] | Outdoor Luminaires | Low Output | Parking Garage Luminaires | Standard | FALSE | [9 empty] | 42678 |  |  | Yes | Updated on 11/11/2016 | 3 | 2725.8 | 93.35 | 29.2 | 9.8 | 0.95 | 3000 | 80
PUFGCA56 | Eaton (formerly Cooper Lighting) | Top Tier | TT-C3-LED-[120]-MQ-[ALL Mounting]-[All Color]-8030-5LTD-Blank-[Options include 30LXHATRIBPICPDIM] | Outdoor Luminaires | Mid Output | Parking Garage Luminaires | Standard | FALSE | [9 empty] | 42678 |  |  | Yes | Updated on 11/11/2016 | 3 | 5356.7 | 108.43 | 49.4 | 9.4 | 0.97 | 3000 | 80
P98MCPVP | Eaton (formerly Cooper Lighting) | Top Tier | TT-C3-LED-[120]-WQ-[ALL Mounting]-[All Color]-8030-5LTD-Blank-[Options include 30LXHATRIBPICPDIM] | Outdoor Luminaires | Low Output | Parking Garage Luminaires | Standard | FALSE | [9 empty] | 42678 |  |  | Yes | Updated on 11/11/2016 | 3 | 4948.6 | 100.18 | 49.4 | 9.4 | 0.97 | 3000 | 80
PVH52ZHM | Eaton (formerly Cooper Lighting) | Top Tier | TT-C3-LED-[120]-MQ-[ALL Mounting]-[All Color]-8030-5LTD-CG-[Options include 30LXHATRIBPICPDIM] | Outdoor Luminaires | Low Output | Parking Garage Luminaires | Standard | FALSE | [9 empty] | 42678 |  |  | Yes | Updated on 11/11/2016 | 3 | 4754.7 | 96.25 | 49.4 | 9.4 | 0.97 | 3000 | 80
PQG5BBK5 | Eaton (formerly Cooper Lighting) | Top Tier | TT-C3-LED-[120]-WQ-[ALL Mounting]-[All Color]-8030-5LTD-CG-[Options include 30LXHATRIBPICPDIM] | Outdoor Luminaires | Low Output | Parking Garage Luminaires | Standard | FALSE | [9 empty] | 42678 |  |  | Yes | Updated on 11/11/2016 | 3 | 4734.5 | 95.84 | 49.4 | 9.4 | 0.97 | 3000 | 80
PSZPECDG | Eaton (formerly Cooper Lighting) | Top Tier | TT-C3-LED-[120]-WQ-[ALL Mounting]-[All Color]-8030-5LTD-SG-[Options include 30LXHATRIBPICPDIM] | Outdoor Luminaires | Low Output | Parking Garage Luminaires | Standard | FALSE | [9 empty] | 42678 |  |  | Yes | Updated on 11/11/2016 | 3 | 4679.6 | 94.73 | 49.4 | 9.4 | 0.97 | 3000 | 80
P9VJD8NP | Eaton (formerly Cooper Lighting) | Top Tier | TT-C2-LED-[120]-MQ-[ALL Mounting]-[All Color]-8030-5LTD-Blank-[Options include 30LXHATRIBPICPDIM] | Outdoor Luminaires | Low Output | Parking Garage Luminaires | Standard | FALSE | [9 empty] | 42678 |  |  | Yes | Updated on 11/11/2016 | 3 | 4073.9 | 113.16 | 36 | 8.4 | 0.96 | 3000 | 80
PPADMD17 | Eaton (formerly Cooper Lighting) | Top Tier | TT-C2-LED-[120]-WQ-[ALL Mounting]-[All Color]-8030-5LTD-Blank-[Options include 30LXHATRIBPICPDIM] | Outdoor Luminaires | Low Output | Parking Garage Luminaires | Standard | FALSE | [9 empty] | 42678 |  |  | Yes | Updated on 11/11/2016 | 3 | 3763.6 | 104.55 | 36 | 8.4 | 0.96 | 3000 | 80
PPDKCK58 | Eaton (formerly Cooper Lighting) | Top Tier | TT-C2-LED-[120]-MQ-[ALL Mounting]-[All Color]-8030-5LTD-CG-[Options include 30LXHATRIBPICPDIM] | Outdoor Luminaires | Low Output | Parking Garage Luminaires | Standard | FALSE | [9 empty] | 42678 |  |  | Yes | Updated on 11/11/2016 | 3 | 3616.1 | 100.45 | 36 | 8.4 | 0.96 | 3000 | 80
PJ1VWHYX | Eaton (formerly Cooper Lighting) | Top Tier | TT-C2-LED-[120]-WQ-[ALL Mounting]-[All Color]-8030-5LTD-CG-[Options include 30LXHATRIBPICPDIM] | Outdoor Luminaires | Low Output | Parking Garage Luminaires | Standard | FALSE | [9 empty] | 42678 |  |  | Yes | Updated on 11/11/2016 | 3 | 3600.7 | 100.02 | 36 | 8.4 | 0.96 | 3000 | 80
PFZMVDWY | Eaton (formerly Cooper Lighting) | Top Tier | TT-C2-LED-[120]-WQ-[ALL Mounting]-[All Color]-8030-5LTD-SG-[Options include 30LXHATRIBPICPDIM] | Outdoor Luminaires | Low Output | Parking Garage Luminaires | Standard | FALSE | [9 empty] | 42678 |  |  | Yes | Updated on 11/11/2016 | 3 | 3559 | 98.86 | 36 | 8.4 | 0.96 | 3000 | 80
PQGRSMFV | Eaton (formerly Cooper Lighting) | Top Tier | TT-C2-LED-[120]-RW-[ALL Mounting]-[All Color]-8030-5LTD-Blank-[Options include 30LXHATRIBPICPDIM] | Outdoor Luminaires | Low Output | Parking Garage Luminaires | Standard | FALSE | [9 empty] | 42678 |  |  | Yes | Updated on 11/11/2016 | 3 | 3308.2 | 91.89 | 36 | 8.4 | 0.96 | 3000 | 80
PVMEVR7P | Eaton (formerly Cooper Lighting) | Top Tier | TT-C3-LED-[Voltage include E1347480]-MQ-[ALL Mounting]-[All Color]-8030-Blank-Blank-[Options include 30LXHATRIBPICPDIM] | Outdoor Luminaires | Mid Output | Parking Garage Luminaires | Standard | FALSE | [9 empty] | 42678 |  |  | Yes | Updated on 11/11/2016 | 3 | 5296.9 | 112.23 | 47.2 | 6.47 | 1 | 3000 | 80
PUNMPB5R | Eaton (formerly Cooper Lighting) | Top Tier | TT-C3-LED-[E1]-WQ-[ALL Mounting]-[All Color]-8030-Blank-Blank-[Options include 30LXHATRIBPICPDIM] | Outdoor Luminaires | Low Output | Parking Garage Luminaires | Standard | FALSE | [9 empty] | 42678 |  |  | Yes | Updated on 11/11/2016 | 3 | 4893.4 | 103.67 | 47.2 | 6.47 | 1 | 3000 | 80
P6XQQR5H | Eaton (formerly Cooper Lighting) | Top Tier | TT-C3-LED-[E1]-MQ-[ALL Mounting]-[All Color]-8030-Blank-CG-[Options include 30LXHATRIBPICPDIM] | Outdoor Luminaires | Low Output | Parking Garage Luminaires | Standard | FALSE | [9 empty] | 42678 |  |  | Yes | Updated on 11/11/2016 | 3 | 4722.8 | 100.06 | 47.2 | 6.47 | 1 | 3000 | 80
PG7YP1KU | Eaton (formerly Cooper Lighting) | Top Tier | TT-C3-LED-[E1]-WQ-[ALL Mounting]-[All Color]-8030-Blank-CG-[Options include 30LXHATRIBPICPDIM] | Outdoor Luminaires | Low Output | Parking Garage Luminaires | Standard | FALSE | [9 empty] | 42678 |  |  | Yes | Updated on 11/11/2016 | 3 | 4627.8 | 98.05 | 47.2 | 6.47 | 1 | 3000 | 80
PFS5BKW5 | Eaton (formerly Cooper Lighting) | Top Tier | TT-C3-LED-[E1]-WQ-[ALL Mounting]-[All Color]-8030-Blank-SG-[Options include 30LXHATRIBPICPDIM] | Outdoor Luminaires | Low Output | Parking Garage Luminaires | Standard | FALSE | [9 empty] | 42678 |  |  | Yes | Updated on 11/11/2016 | 3 | 4627.3 | 98.04 | 47.2 | 6.47 | 1 | 3000 | 80
PJ7VYSBA | Eaton (formerly Cooper Lighting) | Top Tier | TT-C3-LED-[E1]-RW-[ALL Mounting]-[All Color]-8030-Blank-CG-[Options include 30LXHATRIBPICPDIM] | Outdoor Luminaires | Low Output | Parking Garage Luminaires | Standard | FALSE | [9 empty] | 42678 |  |  | Yes | Updated on 11/11/2016 | 3 | 4349.8 | 91.57 | 47.5 | 6.47 | 1 | 3000 | 80
PYMZ9FPQ | Eaton (formerly Cooper Lighting) | Top Tier | TT-C2-LED-[E1]-MQ-[ALL Mounting]-[All Color]-8030-Blank-Blank-[Options include 30LXHATRIBPICPDIM] | Outdoor Luminaires | Low Output | Parking Garage Luminaires | Standard | FALSE | [9 empty] | 42678 |  |  | Yes | Updated on 11/11/2016 | 3 | 4073.9 | 117.74 | 34.6 | 5.05 | 1 | 3000 | 80
PW4Y3DN8 | Eaton (formerly Cooper Lighting) | Top Tier | TT-C2-LED-[Voltage include E1347480]-MQ-[ALL Mounting]-[All Color]-8030-Blank-CG-[Options include 30LXHATRIBPICPDIM] | Outdoor Luminaires | Low Output | Parking Garage Luminaires | Standard | FALSE | [9 empty] | 42678 |  |  | Yes | Updated on 11/11/2016 | 3 | 3591.87 | 103.81 | 34.6 | 5.05 | 1 | 3000 | 80
PTHHN663 | Eaton (formerly Cooper Lighting) | Top Tier | TT-C2-LED-[Voltage include E1480]-WQ-[ALL Mounting]-[All Color]-8030-Blank-Blank-[Options include 30LXHATRIBPICPDIM] | Outdoor Luminaires | Low Output | Parking Garage Luminaires | Standard | FALSE | [9 empty] | 42678 |  |  | Yes | Updated on 11/11/2016 | 3 | 3580.2 | 103.48 | 34.6 | 5.05 | 1 | 3000 | 80
PJYNHKC5 | Eaton (formerly Cooper Lighting) | Top Tier | TT-C2-LED-[E1]-WQ-[ALL Mounting]-[All Color]-8030-Blank-CG-[Options include 30LXHATRIBPICPDIM] | Outdoor Luminaires | Low Output | Parking Garage Luminaires | Standard | FALSE | [9 empty] | 42678 |  |  | Yes | Updated on 11/11/2016 | 3 | 3519.57 | 101.72 | 34.6 | 5.05 | 1 | 3000 | 80
PC6QA3KY | Eaton (formerly Cooper Lighting) | Top Tier | TT-C2-LED-[E1]-WQ-[ALL Mounting]-[All Color]-8030-Blank-SG-[Options include 30LXHATRIBPICPDIM] | Outdoor Luminaires | Low Output | Parking Garage Luminaires | Standard | FALSE | [9 empty] | 42678 |  |  | Yes | Updated on 11/11/2016 | 3 | 3442.43 | 99.49 | 34.6 | 5.05 | 1 | 3000 | 80
PEPV29NR | Eaton (formerly Cooper Lighting) | Top Tier | TT-C1-LED-[E1]-MQ-[ALL Mounting]-[All Color]-8030-Blank-Blank-[Options include 30LXHATRIBPICPDIM] | Outdoor Luminaires | Low Output | Parking Garage Luminaires | Standard | FALSE | [9 empty] | 42678 |  |  | Yes | Updated on 11/11/2016 | 3 | 3356.8 | 117.37 | 28.6 | 5.05 | 1 | 3000 | 80
PYKB5RGB | Eaton (formerly Cooper Lighting) | Top Tier | TT-C2-LED-[E1]-RW-[ALL Mounting]-[All Color]-8030-Blank-Blank-[Options include 30LXHATRIBPICPDIM] | Outdoor Luminaires | Low Output | Parking Garage Luminaires | Standard | FALSE | [9 empty] | 42678 |  |  | Yes | Updated on 11/11/2016 | 3 | 3308.2 | 95.61 | 34.6 | 5.05 | 1 | 3000 | 80
PSER1XV5 | Eaton (formerly Cooper Lighting) | Top Tier | TT-C2-LED-[E1]-RW-[ALL Mounting]-[All Color]-8030-Blank-CG-[Options include 30LXHATRIBPICPDIM] | Outdoor Luminaires | Low Output | Parking Garage Luminaires | Standard | FALSE | [9 empty] | 42678 |  |  | Yes | Updated on 11/11/2016 | 3 | 3182.8 | 91.99 | 34.6 | 5.05 | 1 | 3000 | 80
PH3YF4K9 | Eaton (formerly Cooper Lighting) | Top Tier | TT-C1-LED-[Voltage include E1347480]-MQ-[ALL Mounting]-[All Color]-8030-Blank-CG-[Options include 30LXHATRIBPICPDIM] | Outdoor Luminaires | Low Output | Parking Garage Luminaires | Standard | FALSE | [9 empty] | 42678 |  |  | Yes | Updated on 11/11/2016 | 3 | 2959.63 | 103.48 | 28.6 | 5.05 | 1 | 3000 | 80
PBW66RBB | Eaton (formerly Cooper Lighting) | Top Tier | TT-C1-LED-[E1]-WQ-[ALL Mounting]-[All Color]-8030-Blank-CG-[Options include 30LXHATRIBPICPDIM] | Outdoor Luminaires | Low Output | Parking Garage Luminaires | Standard | FALSE | [9 empty] | 42678 |  |  | Yes | Updated on 11/11/2016 | 3 | 2900.07 | 101.4 | 28.6 | 5.05 | 1 | 3000 | 80
PTFVGNQN | Eaton (formerly Cooper Lighting) | Top Tier | TT-C1-LED-[E1]-WQ-[ALL Mounting]-[All Color]-8030-Blank-SG-[Options include 30LXHATRIBPICPDIM] | Outdoor Luminaires | Low Output | Parking Garage Luminaires | Standard | FALSE | [9 empty] | 42678 |  |  | Yes | Updated on 11/11/2016 | 3 | 2899.75 | 101.39 | 28.6 | 5.05 | 1 | 3000 | 80
PNSAZCHY | Eaton (formerly Cooper Lighting) | Top Tier | TT-C1-LED-[Voltage include E1347480]-RW-[ALL Mounting]-[All Color]-8030-Blank-Blank-[Options include 30LXHATRIBPICPDIM] | Outdoor Luminaires | Low Output | Parking Garage Luminaires | Standard | FALSE | [9 empty] | 42678 |  |  | Yes | Updated on 11/11/2016 | 3 | 2725.8 | 95.31 | 28.6 | 5.05 | 1 | 3000 | 80
P2B84VJ2 | Foshan Naturaled Electric Co.Ltd | Naturaled | LED-FXSCM42/40K/XX-[BLANKSEN] | Outdoor Luminaires | Low Output | Parking Garage Luminaires | Premium | TRUE | 4870.5 | 115.12 | 42.31 | 10.83 | 0.9498 | 3799 | 74.9 | 5 | 50000 | 42677 |  |  | Yes |  | 4 | 4870.5 | 115.12 | 42.31 | 10.83 | 0.99 | 4000 | 74.9
PJEQT49U | Foshan Naturaled Electric Co.Ltd | Naturaled | LED-FXSCM59/40K/XX-[BLANKSEN] | Outdoor Luminaires | Mid Output | Parking Garage Luminaires | Premium | TRUE | 6800 | 115.13 | 59.06 | 13.06 | 0.919 | 3863 | 74.7 | 5 | 50000 | 42677 |  |  | Yes |  | 4 | 6800 | 115.13 | 59.06 | 13.06 | 0.99 | 4000 | 74.7
PSPHWQ9K | Foshan Naturaled Electric Co.Ltd | Naturaled | LED-FXSCM42/50K/XX-[BLANKSEN] | Outdoor Luminaires | Mid Output | Parking Garage Luminaires | Premium | FALSE | [9 empty] | 42677 |  |  | Yes |  | 4 | 5002.9 | 117.55 | 42.56 | 10.83 | 0.99 | 5000 | 74.9
PSYR32C1 | Foshan Naturaled Electric Co.Ltd | Naturaled | LED-FXSCM59/50K/XX-[BLANKSEN] | Outdoor Luminaires | Mid Output | Parking Garage Luminaires | Premium | FALSE | [9 empty] | 42677 |  |  | Yes |  | 4 | 6985.4 | 116.75 | 59.83 | 13.06 | 0.99 | 5000 | 72.6
PGY3FWEQ | Foshan Naturaled Electric Co.Ltd | Naturaled | LED-FXSCM28/40K/XX-[BLANKSEN] | Outdoor Luminaires | Low Output | Parking Garage Luminaires | Premium | TRUE | 3236 | 118.22 | 27.37 | 14.45 | 0.8903 | 3802 | 74.9 | 5 | 50000 | 42676 |  |  | Yes |  | 4 | 3236 | 118.22 | 27.37 | 14.45 | 0.99 | 4000 | 74.9
P48PZE82 | Foshan Naturaled Electric Co.Ltd | Naturaled | LED-FXSCM28/50K/XX-[BLANKSEN] | Outdoor Luminaires | Low Output | Parking Garage Luminaires | Premium | FALSE | [9 empty] | 42676 |  |  | Yes |  | 4 | 3374.9 | 122.57 | 27.53 | 14.45 | 0.99 | 5000 | 75.9
P31GP4W5 | Energy Efficient Lighting Co. Ltd. | EEL | GA60LED50K-347 | Outdoor Luminaires | Low Output | Parking Garage Luminaires | Standard | TRUE | 5434 | 91.5 | 59.37 | 22.46 | 0.9157 | 4963 | 72.26 | 5 | 50000 | 42671 |  |  | No |  | 4 | 5434 | 91.5 | 59.37 | 22.46 | 0.92 | 5434 | 72.26
PDZYCJAQ | GL LED LLC | GL LED | GLC-SC-45W-277V-40K | Outdoor Luminaires | Low Output | Parking Garage Luminaires | Standard | TRUE | 4005.121 | 91.77 | 43.66 | 13.77 | 0.9507 | 3991 | 83.5 | 5 | 50000 | 42670 |  |  | NotYetVerified |  | 3 | 4005.121 | 91.722 | 43.666 | 13.77 | 0.987 | 3991 | 83.5
P22SCR4B | SteelCraft | SteelCraft | 4SE2R-22A2 | Outdoor Luminaires | Low Output | Parking Garage Luminaires | Standard | TRUE | 4686.3 | 96.5 | 48.567 | 12.232 | 0.949 | 4162 | 85 | 5 | 50000 | 42670 |  |  | No |  | 4 | 4686.3 | 96.5 | 48.57 | 6.15 | 1 | 4162 | 85
PQUKESD6 | SteelCraft | SteelCraft | 2SE2R-21A2 | Outdoor Luminaires | Low Output | Parking Garage Luminaires | Standard | TRUE | 2839.1 | 97.9 | 28.989 | 18.157 | 0.922 | 4192 | 84.4 | 5 | 50000 | 42670 |  |  | No |  | 4 | 2839.1 | 97.9 | 28.99 | 18.16 | 0.92 | 4192 | 84.4
P9A4V5KT | GL LED LLC | GL LED | GLC-SC-45W-277V-50K | Outdoor Luminaires | Low Output | Parking Garage Luminaires | Standard | FALSE | [9 empty] | 42670 |  |  | NotYetVerified |  | 3 | 4149.603 | 95.022 | 43.67 | 13.77 | 0.993 | 5074 | 82.3
PRYY3MG4 | SteelCraft | SteelCraft | 2SE2R-21B2 | Outdoor Luminaires | Low Output | Parking Garage Luminaires | Standard | FALSE | [9 empty] | 42670 |  |  | No |  | 4 | 2956.1 | 102 | 28.99 | 18.23 | 0.92 | 5365 | 83.8
PDGPNBDY | SteelCraft | SteelCraft | 4SE2R-22B2 | Outdoor Luminaires | Low Output | Parking Garage Luminaires | Standard | FALSE | [9 empty] | 42670 |  |  | No |  | 4 | 4936.6 | 101.7 | 48.54 | 6.4 | 1 | 5348 | 84.1
PD4AF12V | Topaz Lighting Corp. | Topaz | F-CNPY-70WLED4K-LP-80 | Outdoor Luminaires | Mid Output | Parking Garage Luminaires | Standard | TRUE | 6458 | 101.1 | 63.88 | 11.32 | 0.9239 | 3917 | 75 | 5 | 50000 | 42668 |  |  | No |  | 4 | 6500 | 100 | 65 | 11.32 | 0.9 | 4000 | 70
PQ753FS3 | Topaz Lighting Corp. | Topaz | F-CNPY-45WLED4K-LP-80 | Outdoor Luminaires | Low Output | Parking Garage Luminaires | Standard | TRUE | 4101.1 | 90.19 | 45.47 | 18.62 | 0.9132 | 3958 | 73.5 | 5 | 50000 | 42668 |  |  | Yes |  | 3.1 | 4100 | 91 | 45 | 14 | 0.9 | 4000 | 70
PU3G5UW4 | ENCORE LED LLC | Encore LED | ENC4CP58L40X1 [PMBLANK] | Outdoor Luminaires | Mid Output | Parking Garage Luminaires | Standard | TRUE | 5540.5 | 107.88 | 51.36 | 13.47 | 0.9103 | 4038 | 74.1 | 6 | 50000 | 42668 |  |  | Yes |  | 3.1 | 5540.5 | 107.88 | 51.36 | 13.47 | 0.9106 | 4000 | 74.1
PFMNSFTJ | ENCORE LED LLC | Encore LED | ENC4CP30L40X1E[PMBLANK] | Outdoor Luminaires | Low Output | Parking Garage Luminaires | Standard | TRUE | 2932.8 | 100.65 | 29.14 | 13.44 | 0.905 | 3895 | 73.4 | 6 | 50000 | 42668 |  |  | Yes |  | 3.1 | 2952.6 | 101.66 | 29.04 | 13.44 | 0.905 | 4000 | 73.4
PX4H41SW | ENCORE LED LLC | Encore LED | ENC4CP40L40X1 [PMBLANK] | Outdoor Luminaires | Low Output | Parking Garage Luminaires | Standard | TRUE | 4320.5 | 105.92 | 40.79 | 13.29 | 0.9012 | 3899 | 74 | 6 | 50000 | 42668 |  |  | Yes |  | 3.1 | 4320.5 | 105.92 | 40.79 | 13.29 | 0.9012 | 4000 | 74
PDMGYZUE | Topaz Lighting Corp. | Topaz | F-CNPY-45WLED-LP-80 | Outdoor Luminaires | Low Output | Parking Garage Luminaires | Standard | FALSE | [9 empty] | 42668 |  |  | Yes |  | 3.1 | 4200 | 93 | 45 | 14 | 0.9 | 5000 | 70
PN7BYT4W | Topaz Lighting Corp. | Topaz | F-CNPY-70WLED-LP-80 | Outdoor Luminaires | Mid Output | Parking Garage Luminaires | Standard | FALSE | [9 empty] | 42668 |  |  | No |  | 4 | 6600 | 101 | 65 | 11.32 | 0.9 | 5000 | 70
PPVRR7A7 | ENCORE LED LLC | Encore LED | ENC4CP58L50X1 [PMBLANK] | Outdoor Luminaires | Mid Output | Parking Garage Luminaires | Premium | FALSE | [9 empty] | 42668 | Not Dimmable | Not Dimmable | Yes |  | 3.1 | 5540.5 | 107.88 | 51.36 | 13.47 | 0.9106 | 5000 | 74.1
P1HVSNC9 | ENCORE LED LLC | Encore LED | ENC4CP40L50X1 [PMBLANK] | Outdoor Luminaires | Low Output | Parking Garage Luminaires | Premium | FALSE | [9 empty] | 42668 | Not Dimmable | Not Dimmable | Yes |  | 3.1 | 4320.5 | 105.92 | 40.79 | 13.29 | 0.9012 | 5000 | 74
PSG3JGQX | ENCORE LED LLC | Encore LED | ENC4CP30L50X1 [PMBLANK] | Outdoor Luminaires | Low Output | Parking Garage Luminaires | Premium | FALSE | [9 empty] | 42668 | Not Dimmable | Not Dimmable | Yes |  | 3.1 | 2952.6 | 101.66 | 29.04 | 13.44 | 0.905 | 5000 | 73.4
PD3NHJDE | ENCORE LED LLC | Encore LED | ENC4CP58L50X1 [PDMBLANK] | Outdoor Luminaires | Mid Output | Parking Garage Luminaires | Premium | FALSE | [9 empty] | 42668 | Dimmable | Continuous Below 10 | Yes |  | 3.1 | 5540.5 | 107.88 | 51.36 | 13.47 | 0.9106 | 5000 | 74.1
PSUSSBRQ | ENCORE LED LLC | Encore LED | ENC4CP40L50X1 [PDMBLANK] | Outdoor Luminaires | Low Output | Parking Garage Luminaires | Premium | FALSE | [9 empty] | 42668 | Dimmable | Continuous Below 10 | Yes |  | 3.1 | 4320.5 | 105.92 | 40.79 | 13.29 | 0.9012 | 5000 | 74
P12VJK9Y | ENCORE LED LLC | Encore LED | ENC4CP30L50X1 [PDMBLANK] | Outdoor Luminaires | Low Output | Parking Garage Luminaires | Premium | FALSE | [9 empty] | 42668 | Dimmable | Continuous Below 10 | Yes |  | 3.1 | 2952.6 | 101.66 | 29.04 | 13.44 | 0.905 | 5000 | 73.4
PVGBUTK9 | ENCORE LED LLC | Encore LED | ENC4CP58L40X1 [PDMBLANK] | Outdoor Luminaires | Mid Output | Parking Garage Luminaires | Premium | FALSE | [9 empty] | 42668 | Dimmable | Continuous Below 10 | Yes |  | 3.1 | 5540.5 | 107.88 | 51.36 | 13.47 | 0.9106 | 4000 | 74.1
P1Y27CZU | ENCORE LED LLC | Encore LED | ENC4CP40L40X1 [PDMBLANK] | Outdoor Luminaires | Low Output | Parking Garage Luminaires | Premium | FALSE | [9 empty] | 42668 | Dimmable | Continuous Below 10 | Yes |  | 3.1 | 4320.5 | 105.92 | 40.79 | 13.29 | 0.9012 | 4000 | 74
PY32T6VJ | ENCORE LED LLC | Encore LED | ENC4CP30L40X1 [PDMBLANK] | Outdoor Luminaires | Low Output | Parking Garage Luminaires | Premium | FALSE | [9 empty] | 42668 | Dimmable | Continuous Below 10 | Yes |  | 3.1 | 2952.6 | 101.66 | 29.04 | 13.44 | 0.905 | 4000 | 73.4
PWTQTDS4 | MS Electrical Distribution Inc | DIVA LITE | TCL-60WU40K | Outdoor Luminaires | Low Output | Parking Garage Luminaires | Standard | TRUE | 5083.8 | 92.72 | 54.83 | 11.28 | 0.9626 | 3906 | 85 | 5 | 50000 | 42663 |  |  | Yes |  | 4 | 5134 | 93.84 | 54.71 | 11.28 | 0.96 | 4000 | 85
PT1QFWB7 | MS Electrical Distribution Inc | DIVA LITE | TCL-90WU50K | Outdoor Luminaires | Mid Output | Parking Garage Luminaires | Standard | TRUE | 8758 | 92.23 | 94.96 | 7.6 | 0.9605 | 5070 | 73.3 | 5 | 50000 | 42663 |  |  | Yes |  | 4 | 8758 | 92.23 | 94.96 | 7.6 | 0.96 | 5070 | 73.3
PFSXZA4K | MS Electrical Distribution Inc | DIVA LITE | TCL-45WU40K | Outdoor Luminaires | Low Output | Parking Garage Luminaires | Standard | TRUE | 3955.5 | 90.78 | 43.57 | 12.08 | 0.9554 | 3874 | 83.9 | 5 | 50000 | 42663 |  |  | Yes |  | 4 | 3955.5 | 90.78 | 43.57 | 11.28 | 0.96 | 4000 | 83.9
P2AH1T4C | MS Electrical Distribution Inc | DIVA LITE | TCL-60WU50K | Outdoor Luminaires | Low Output | Parking Garage Luminaires | Standard | FALSE | [9 empty] | 42663 |  |  | Yes |  | 4 | 5376 | 95.28 | 56.42 | 12.68 | 0.96 | 5000 | 73.3
PUG62NM2 | MS Electrical Distribution Inc | DIVA LITE | TCL-45WU50K | Outdoor Luminaires | Low Output | Parking Garage Luminaires | Standard | FALSE | [9 empty] | 42663 |  |  | Yes |  | 4 | 4105 | 92.92 | 44.18 | 12.08 | 0.96 | 5000 | 73.3
P4BX1164 | MS Electrical Distribution Inc | DIVA LITE | TCL-60WU45K | Outdoor Luminaires | Low Output | Parking Garage Luminaires | Standard | FALSE | [9 empty] | 42663 |  |  | Yes |  | 4 | 5134 | 93.84 | 54.71 | 11.28 | 0.96 | 4500 | 85
PBYKYDQS | MS Electrical Distribution Inc | DIVA LITE | TCL-45WU45K | Outdoor Luminaires | Low Output | Parking Garage Luminaires | Standard | FALSE | [9 empty] | 42663 |  |  | Yes |  | 4 | 3955.5 | 90.78 | 43.57 | 11.28 | 0.96 | 4500 | 83.9
PE7ZR774 | TRASTAR | Duralight | JXM-ST-LB80 | Outdoor Luminaires | High Output | Parking Garage Luminaires | Premium | TRUE | 10014 | 133.8 | 74.84 | 14.25 | 0.9499 | 4721 | 67.8 | 5 | 50000 | 42662 |  |  | No |  | 4 | 10014 | 133.8 | 74.84 | 14.25 | 0.95 | 4721 | 67.8
P615TA8U | S LITE CO. LTD. | S LITE | DL398AE-UNV-0424-70-30K-00-00-00-Optional include[WHBKDBSLXX]-00-Optional include [PMSPMPSMSPMS00]-00-Optional include[CMPS]-NC-IVT | Outdoor Luminaires | Low Output | Parking Garage Luminaires | Premium | TRUE | 3933.8 | 112.23 | 35.05 | 10.25 | 0.931 | 3050 | 74.4 | 5 | 50000 | 42662 |  |  | Yes |  | 4 | 3933.8 | 112.23 | 35.05 | 10.25 | 0.93 | 3000 | 74.4
PQT933YB | TRASTAR | Duralight | JXM-ST-LB40 | Outdoor Luminaires | Mid Output | Parking Garage Luminaires | Premium | TRUE | 7388.9 | 137.4 | 53.77 | 17.14 | 0.9272 | 4688 | 67.7 | 5 | 50000 | 42662 |  |  | No |  | 4 | 7389 | 137.4 | 53.77 | 17.14 | 0.93 | 4688 | 67.7
PKGK2NYZ | S LITE CO. LTD. | S LITE | DL398AE-UNV-0424-70-50K-00-00-00-Optional include[WHBKDBSLXX]-00-Optional include [PMSPMPSMSPMS00]-00-Optional include[CMPS]-NC-IVT | Outdoor Luminaires | Low Output | Parking Garage Luminaires | Premium | FALSE | [9 empty] | 42662 | Dimmable | Continuous Above 10 | Yes |  | 4 | 4051 | 113.89 | 35.57 | 10.62 | 0.93 | 5000 | 77.8
PQJM3Z5Y | S LITE CO. LTD. | S LITE | DL398AE-UNV-0424-70-45K-00-00-00-Optional include[WHBKDBSLXX]-00-Optional include [PMSPMPSMSPMS00]-00-Optional include[CMPS]-NC-IVT | Outdoor Luminaires | Low Output | Parking Garage Luminaires | Premium | FALSE | [9 empty] | 42662 | Dimmable | Continuous Above 10 | Yes |  | 4 | 4022 | 113.9 | 35.31 | 10.25 | 0.93 | 4500 | 74.4
PQXC3V8S | S LITE CO. LTD. | S LITE | DL398AE-UNV-0424-70-40K-00-00-00-Optional include[WHBKDBSLXX]-00-Optional include [PMSPMPSMSPMS00]-00-Optional include[CMPS]-NC-IVT | Outdoor Luminaires | Low Output | Parking Garage Luminaires | Premium | FALSE | [9 empty] | 42662 | Dimmable | Continuous Above 10 | Yes |  | 4 | 3992 | 113.07 | 35.31 | 10.25 | 0.93 | 4000 | 74.4
PHMG38P9 | S LITE CO. LTD. | S LITE | DL398AE-UNV-0424-70-35K-00-00-00-Optional include[WHBKDBSLXX]-00-Optional include [PMSPMPSMSPMS00]-00-Optional include[CMPS]-NC-IVT | Outdoor Luminaires | Low Output | Parking Garage Luminaires | Premium | FALSE | [9 empty] | 42662 | Dimmable | Continuous Above 10 | Yes |  | 4 | 3963 | 112.24 | 35.31 | 10.25 | 0.93 | 3500 | 74.4
PVCMM3G1 | S LITE CO. LTD. | S LITE | DL398HE-HV-0424-70-30K-00-00-00-Optional include[WHBKDBSLXX]-00-Optional include [PMSPMPSMSPMS00]-00-Optional include[CMPS]-NC-IVT | Outdoor Luminaires | Low Output | Parking Garage Luminaires | Premium | TRUE | 4183.2 | 113.43 | 36.88 | 7.86 | 0.9507 | 3042 | 74.3 | 5 | 50000 | 42661 |  |  | Yes |  | 4 | 4183.2 | 113.43 | 36.88 | 7.86 | 0.95 | 3000 | 74.3
PBB2X83D | S LITE CO. LTD. | S LITE | DL398HE-HV-0424-70-50K-00-00-00-Optional include[WHBKDBSLXX]-00-Optional include [PMSPMPSMSPMS00]-02-Optional include[CMPS]-NC-IVT | Outdoor Luminaires | Low Output | Parking Garage Luminaires | Premium | FALSE | [9 empty] | 42661 | Dimmable | Continuous Above 10 | Yes |  | 4 | 4309 | 115.58 | 37.28 | 7.95 | 0.95 | 5000 | 77.8
PWYZJ9W3 | S LITE CO. LTD. | S LITE | DL398HE-HV-0424-70-45K-00-00-00-Optional include[WHBKDBSLXX]-00-Optional include [PMSPMPSMSPMS00]-01-Optional include[CMPS]-NC-IVT | Outdoor Luminaires | Low Output | Parking Garage Luminaires | Premium | FALSE | [9 empty] | 42661 | Dimmable | Continuous Above 10 | Yes |  | 4 | 4278 | 115.36 | 37.08 | 7.86 | 0.95 | 4500 | 74.3
PFAV8YMK | S LITE CO. LTD. | S LITE | DL398HE-HV-0424-70-40K-00-00-00-Optional include[WHBKDBSLXX]-00-Optional include [PMSPMPSMSPMS00]-01-Optional include[CMPS]-NC-IVT | Outdoor Luminaires | Low Output | Parking Garage Luminaires | Premium | FALSE | [9 empty] | 42661 | Dimmable | Continuous Above 10 | Yes |  | 4 | 4246 | 114.51 | 37.08 | 7.86 | 0.95 | 4000 | 74.3
PTSA91S8 | S LITE CO. LTD. | S LITE | DL398HE-HV-0424-70-35K-00-00-00-Optional include[WHBKDBSLXX]-00-Optional include [PMSPMPSMSPMS00]-00-Optional include[CMPS]-NC-IVT | Outdoor Luminaires | Low Output | Parking Garage Luminaires | Premium | FALSE | [9 empty] | 42661 | Dimmable | Continuous Above 10 | Yes |  | 4 | 4215 | 113.66 | 37.08 | 7.86 | 0.95 | 3500 | 74.3
PPRXQPQ1 | Pozeen LED LTD | Pozeen | CPSM90HU50K10D[PSMSPM] | Outdoor Luminaires | Mid Output | Parking Garage Luminaires | Standard | TRUE | 8758 | 92.23 | 94.96 | 7.6 | 0.9605 | 5070 | 73.3 | 5 | 50000 | 42656 |  |  | Yes |  | 4 | 8758 | 92.23 | 94.96 | 7.6 | 0.96 | 5070 | 73.3
P2DZZ5HN | 1 Source LED | 1 Source LED | CP-45W-4000K-YYY | Outdoor Luminaires | Low Output | Parking Garage Luminaires | Standard | TRUE | 4005.121 | 91.722 | 43.666 | 13.77 | 0.9507 | 3991 | 83.5 | 5 | 50000 | 42656 |  |  | NotYetVerified |  | 3 | 4005.121 | 91.722 | 43.666 | 13.77 | 0.987 | 3991 | 83.5
PQKKU56Y | Elite Lighting Co. | ELITE LIGHTING | OVR-101-LED-6000L-MVOLT-75-40K-YY | Outdoor Luminaires | Mid Output | Parking Garage Luminaires | Standard | TRUE | 6458 | 101.1 | 63.88 | 11.32 | 0.9239 | 3917 | 75 | 5 | 50000 | 42656 |  |  | No |  | 4 | 6500 | 100 | 65 | 11.32 | 0.9 | 4000 | 70
PYYXH3YC | Elite Lighting Co. | ELITE LIGHTING | OVR-101-LED-4000L-MVOLT-75-40K-YYN | Outdoor Luminaires | Low Output | Parking Garage Luminaires | Standard | TRUE | 4101.1 | 90.19 | 45.47 | 18.62 | 0.9132 | 3958 | 73.5 | 5 | 50000 | 42656 |  |  | Yes |  | 3.1 | 4100 | 91 | 45 | 14 | 0.9 | 4000 | 70
PMT6MGVV | Elite Lighting Co. | ELITE LIGHTING | OVR-101-LED-4000L-MVOLT-75-50K-YYN | Outdoor Luminaires | Low Output | Parking Garage Luminaires | Standard | FALSE | [9 empty] | 42656 |  |  | Yes |  | 3.1 | 4200 | 93 | 45 | 14 | 0.9 | 5000 | 70
PWECFJVR | Elite Lighting Co. | ELITE LIGHTING | OVR-101-LED-4000L-MVOLT-75-50K-YY | Outdoor Luminaires | Low Output | Parking Garage Luminaires | Standard | FALSE | [9 empty] | 42656 |  |  | Yes |  | 3.1 | 4200 | 93 | 45 | 14 | 0.9 | 5000 | 70
PDTTS6PP | Elite Lighting Co. | ELITE LIGHTING | OVR-101-LED-6000L-MVOLT-75-50K-YY | Outdoor Luminaires | Mid Output | Parking Garage Luminaires | Standard | FALSE | [9 empty] | 42656 |  |  | No |  | 4 | 6600 | 101 | 65 | 11.32 | 0.9 | 5000 | 70
P5JTHP6R | Elite Lighting Co. | ELITE LIGHTING | OVR-101-LED-4000L-MVOLT-75-40K-YY | Outdoor Luminaires | Low Output | Parking Garage Luminaires | Standard | FALSE | [9 empty] | 42656 |  |  | Yes |  | 3.1 | 4100 | 91 | 45 | 14 | 0.9 | 4000 | 70
PKPNYFXV | 1 Source LED | 1 Source LED | CP-45W-5000K-YYY | Outdoor Luminaires | Low Output | Parking Garage Luminaires | Standard | FALSE | [9 empty] | 42656 | Not Dimmable | Not Dimmable | NotYetVerified |  | 3 | 4149.603 | 95.022 | 43.67 | 13.77 | 0.993 | 5074 | 82.3
PZSG1E5E | EnviroLux Energy Systems LLC | EnviroLux Energy Systems | EES-LG48-XXXXL-40K-XHC-X-X [120-277V ONLY] | Outdoor Luminaires | Mid Output | Parking Garage Luminaires | Standard | TRUE | 6538.3 | 112.34 | 58.2 | 11.33 | 0.983 | 4040 | 84 | 5 | 178000 | 42648 |  |  | NotYetVerified |  | 3 | 6700 | 111 | 58 |  |  | 4000 | 84
PRP79PGA | Cyber Tech Lighting Inc. | Eco-Star | LWP65CPF-D/840 | Outdoor Luminaires | Mid Output | Parking Garage Luminaires | Standard | TRUE | 6458 | 101.1 | 63.88 | 11.32 | 0.9239 | 3917 | 75 | 5 | 50000 | 42648 |  |  | No |  | 4 | 6500 | 100 | 65 | 11.32 | 0.9 | 4000 | 70
PQ7UVK7H | EnviroLux Energy Systems LLC | EnviroLux Energy Systems | EES-LG36-3600L-40K-NHD-N-N | Outdoor Luminaires | Low Output | Parking Garage Luminaires | Standard | TRUE | 3747 | 87.9 | 42.7 | 16.3 | 0.91 | 3810 | 75 | 5 | 50000 | 42648 |  |  | NotYetVerified |  | 3 | 3747 | 87.9 | 42.6 |  | 0.9 | 4000 | 70
PU1UCQMQ | EnviroLux Energy Systems LLC | EnviroLux Energy Systems | EES-LG24-XXXXL-40K-XHC-N-X [120-277V ONLY] | Outdoor Luminaires | Low Output | Parking Garage Luminaires | Standard | TRUE | 2107.4 | 112.9 | 18.66 | 22.1 | 0.904 | 4040 | 84 | 5 | 178000 | 42648 |  |  | NotYetVerified |  | 3 | 2200 |  | 18.7 |  |  | 4000 | 84
PHM96JNA | EnviroLux Energy Systems LLC | EnviroLux Energy Systems | EES-LG36-XXXXL-40K-XHC-N-X [120-277V ONLY] | Outdoor Luminaires | Low Output | Parking Garage Luminaires | Standard | TRUE | 4125 | 111.22 | 37.09 | 17.53 | 0.899 | 3990 | 84 | 5 | 178000 | 42648 |  |  | NotYetVerified |  | 3 | 4200 | 111 | 37.5 |  |  | 4000 | 84
PR6BNYBD | EnviroLux Energy Systems LLC | EnviroLux Energy Systems | EES-LG55-XXXXL-50K-XHC-N-X [120-277V ONLY] | Outdoor Luminaires | Mid Output | Parking Garage Luminaires | Standard | FALSE | [9 empty] | 42648 |  |  | NotYetVerified |  | 3 | 8800 | 115.7 | 76 |  |  | 5000 | 84
PZXMQTD3 | EnviroLux Energy Systems LLC | EnviroLux Energy Systems | EES-LG48-XXXXL-50K-XHC-X-X [120-277V ONLY] | Outdoor Luminaires | Mid Output | Parking Garage Luminaires | Standard | FALSE | [9 empty] | 42648 |  |  | NotYetVerified |  | 3 | 6700 | 111 | 58 |  |  | 5000 | 84
PX3ENXM3 | EnviroLux Energy Systems LLC | EnviroLux Energy Systems | EES-LG36-XXXXL-50K-XHC-N-X [120-277V ONLY] | Outdoor Luminaires | Low Output | Parking Garage Luminaires | Standard | FALSE | [9 empty] | 42648 |  |  | NotYetVerified |  | 3 | 4200 | 111 | 37.5 |  |  | 5000 | 84
PPA7193K | EnviroLux Energy Systems LLC | EnviroLux Energy Systems | EES-LG55-XXXXL-40K-XHC-N-X [120-277V ONLY] | Outdoor Luminaires | Mid Output | Parking Garage Luminaires | Standard | FALSE | [9 empty] | 42648 |  |  | NotYetVerified |  | 3 | 8800 | 111 | 76 |  |  | 4000 | 84
P1ZGT46Q | Cyber Tech Lighting Inc. | Eco-Star | LWP65CPF-D/850 | Outdoor Luminaires | Mid Output | Parking Garage Luminaires | Standard | FALSE | [9 empty] | 42648 |  |  | No |  | 4 | 6600 | 101 | 65 | 11.32 | 0.9 | 5000 | 70
P1GAP8YJ | ABOVE ALL LIGHTING INC. | ABBlighting | LSPKG6550[145]-[ALL motion sensor or photocontrol] | Outdoor Luminaires | Mid Output | Parking Garage Luminaires | Premium | TRUE | 9172.5 | 136 | 67.46 | 14.03 | 0.9531 | 5064 | 82.7 | 5 | 50000 | 42647 |  |  | Yes |  | 4 | 9213.8 | 135.2 | 68.16 | 14.03 | 0.95 | 5064 | 82.7
PS2DDZK7 | ABOVE ALL LIGHTING INC. | ABBlighting | LSPKG3550[145]-[ALL motion sensor or photocontrol] | Outdoor Luminaires | Mid Output | Parking Garage Luminaires | Premium | TRUE | 4528.7 | 130.8 | 34.61 | 8.01 | 0.9453 | 5008 | 82.4 | 5 | 50000 | 42647 |  |  | Yes |  | 4 | 4533.1 | 133.1 | 34.06 | 8.05 | 0.95 | 5008 | 82.4
PB34P2QH | Energy Efficient Lighting Co. Ltd. | Energy Efficient Lighting | GA-90LED50K-120M | Outdoor Luminaires | Mid Output | Parking Garage Luminaires | Standard | TRUE | 7975 | 95.58 | 83.44 | 16.75 | 0.905 | 5191 | 74.8 | 5 | 50000 | 42647 |  |  | NotYetVerified |  | 3 | 7975 | 95.58 | 83.44 | 16.75 | 0.905 | 5000 | 74.8
PBQAWHS9 | Energy Efficient Lighting Co. Ltd. | Energy Efficient Lighting | GA-60LED50K-120M | Outdoor Luminaires | Mid Output | Parking Garage Luminaires | Standard | TRUE | 5893.2 | 104.8 | 56.23 | 12.67 | 0.903 | 5139 | 74.5 | 5 | 50000 | 42647 |  |  | NotYetVerified |  | 3 | 5893.2 | 104.8 | 56.23 | 12.67 | 0.903 | 5000 | 74.5
PHDM2X5S | Energy Efficient Lighting Co. Ltd. | Energy Efficient Lighting | GA-36LED50K-120M | Outdoor Luminaires | Low Output | Parking Garage Luminaires | Standard | TRUE | 3859.5 | 100.51 | 38.4 | 16.21 | 0.903 | 4915 | 73.9 | 5 | 50000 | 42647 |  |  | NotYetVerified |  | 3 | 3859.5 | 100.51 | 38.4 | 16.21 | 0.903 | 5000 | 73.9
PWNZKUE6 | Pozeen LED LTD | Pozeen | CPSM60HU40K10D | Outdoor Luminaires | Low Output | Parking Garage Luminaires | Standard | TRUE | 5083.8 | 92.72 | 54.83 | 11.28 | 0.9626 | 3906 | 85 | 5 | 50000 | 42643 |  |  | Yes |  | 4 | 5134 | 93.84 | 54.71 | 11.28 | 0.96 | 4000 | 85
PHFP8S4P | Pozeen LED LTD | Pozeen | CPSM45HU40K10D | Outdoor Luminaires | Low Output | Parking Garage Luminaires | Standard | TRUE | 3955.5 | 90.78 | 43.57 | 12.08 | 0.9554 | 3874 | 83.9 | 5 | 50000 | 42643 |  |  | Yes |  | 4 | 3955.5 | 90.78 | 43.57 | 11.28 | 0.96 | 4000 | 83.9
PJ92CS8U | Etlin-Daniels | ETLIN-DANIELS | CNM65-U40C-Y-Z | Outdoor Luminaires | Mid Output | Parking Garage Luminaires | Standard | TRUE | 6458 | 101.1 | 63.88 | 11.32 | 0.9239 | 3917 | 75 | 5 | 50000 | 42643 |  |  | No |  | 4 | 6500 | 100 | 65 | 11.32 | 0.9 | 4000 | 70
PPKPT1KU | Cyber Tech Lighting Inc. | Eco-Star | LWP45CPF-D/840 | Outdoor Luminaires | Low Output | Parking Garage Luminaires | Standard | TRUE | 4101.1 | 90.19 | 45.47 | 18.62 | 0.9132 | 3958 | 73.5 | 5 | 50000 | 42643 |  |  | Yes |  | 3.1 | 4100 | 91 | 45 | 14 | 0.9 | 4000 | 70
P9ZP92WU | Etlin-Daniels | ETLIN-DANIELS | CNM45-[U3]4NC-Y-Z | Outdoor Luminaires | Low Output | Parking Garage Luminaires | Standard | TRUE | 4101.1 | 90.19 | 45.47 | 18.62 | 0.9132 | 3958 | 73.5 | 5 | 50000 | 42643 |  |  | Yes |  | 3.1 | 4100 | 91 | 45 | 14 | 0.9 | 4000 | 70
PQP1GEGT | Pozeen LED LTD | Pozeen | CPSM60HU50K10D | Outdoor Luminaires | Low Output | Parking Garage Luminaires | Standard | FALSE | [9 empty] | 42643 |  |  | Yes |  | 4 | 5376 | 95.28 | 56.42 | 12.68 | 0.96 | 5000 | 73.3
PXSQ5R6P | Pozeen LED LTD | Pozeen | CPSM45HU50K10D | Outdoor Luminaires | Low Output | Parking Garage Luminaires | Standard | FALSE | [9 empty] | 42643 |  |  | Yes |  | 4 | 4105 | 92.92 | 44.18 | 12.08 | 0.96 | 5000 | 73.3
P4NZ5KK3 | Pozeen LED LTD | Pozeen | CPSM60HU45K10D | Outdoor Luminaires | Low Output | Parking Garage Luminaires | Standard | FALSE | [9 empty] | 42643 |  |  | Yes |  | 4 | 5134 | 93.84 | 54.71 | 11.28 | 0.96 | 4500 | 85
P94W9KCM | Pozeen LED LTD | Pozeen | CPSM45HU45K10D | Outdoor Luminaires | Low Output | Parking Garage Luminaires | Standard | FALSE | [9 empty] | 42643 |  |  | Yes |  | 4 | 3955.5 | 90.78 | 43.57 | 11.28 | 0.96 | 4500 | 83.9
PXTQ8VQG | Cyber Tech Lighting Inc. | Eco-Star | LWP45CPF-D/850 | Outdoor Luminaires | Low Output | Parking Garage Luminaires | Standard | FALSE | [9 empty] | 42643 |  |  | Yes |  | 3.1 | 4200 | 93 | 45 | 14 | 0.9 | 5000 | 70
P9C7539Y | Etlin-Daniels | ETLIN-DANIELS | CNM45-[U3]50C-Y-Z | Outdoor Luminaires | Low Output | Parking Garage Luminaires | Standard | FALSE | [9 empty] | 42643 | Dimmable | Continuous Below 10 | Yes |  | 3.1 | 4200 | 93 | 45 | 14 | 0.9 | 5000 | 70
PEUSFZKG | Etlin-Daniels | ETLIN-DANIELS | CNM65-350C-Y-Z | Outdoor Luminaires | Mid Output | Parking Garage Luminaires | Standard | FALSE | [9 empty] | 42643 | Dimmable | Continuous Above 10 | No |  | 4 | 6700 | 103 | 65 | 16.62 | 0.9 | 5000 | 70
PW9558P1 | Etlin-Daniels | ETLIN-DANIELS | CNM65-U50C-Y-Z | Outdoor Luminaires | Mid Output | Parking Garage Luminaires | Standard | FALSE | [9 empty] | 42643 | Dimmable | Continuous Above 10 | No |  | 4 | 6600 | 101 | 65 | 11.32 | 0.9 | 5000 | 70
PV3R75S2 | Etlin-Daniels | ETLIN-DANIELS | CNM65-340C-Y-Z | Outdoor Luminaires | Mid Output | Parking Garage Luminaires | Standard | FALSE | [9 empty] | 42643 | Dimmable | Continuous Above 10 | No |  | 4 | 6450 | 99 | 65 | 16.62 | 0.9 | 4000 | 70
PVJKN6VM | Visionaire Lighting | Parking Star | PST-2-L-T3-96LC-7-4K-UNV-CM-XX | Outdoor Luminaires | High Output | Parking Garage Luminaires | Standard | TRUE | 20610 | 98.4 | 209.4 | 13.7 | 0.945 | 3996 | 72.4 | 5 | 50000 | 42642 |  |  | Yes |  | 4 | 20610 | 98.42 | 209.4 | 13.7 | 0.95 | 4000 | 70
PSWMFUZS | Visionaire Lighting | Parking Star | PST-2-L-T5-96LC-7-4K-UNV-CM-XX | Outdoor Luminaires | High Output | Parking Garage Luminaires | Standard | FALSE | [9 empty] | 42642 |  |  | Yes |  | 4 | 23370 | 111.93 | 208.8 | 14.8 | 0.95 | 4000 | 70
PXD24VQW | Visionaire Lighting | Parking Star | PST-2-L-T5-96LC-7-4K-UNV-CM-XX-DIM | Outdoor Luminaires | High Output | Parking Garage Luminaires | Standard | FALSE | [9 empty] | 42642 |  |  | Yes |  | 4 | 23370 | 111.93 | 208.8 | 14.8 | 0.95 | 4000 | 70
PVYHPF22 | Visionaire Lighting | Parking Star | PST-2-L-T3-96LC-7-4K-UNV-CM-XX-DIM | Outdoor Luminaires | High Output | Parking Garage Luminaires | Standard | FALSE | [9 empty] | 42642 |  |  | Yes |  | 4 | 20610 | 98.42 | 209.4 | 13.7 | 0.95 | 4000 | 70
P4F7DUYY | Standard Products Inc. | STANDARD | LCAN/65W/40K/120-277V/WWW/CL/STD | Outdoor Luminaires | Mid Output | Parking Garage Luminaires | Standard | TRUE | 6458 | 101.1 | 63.88 | 11.32 | 0.9239 | 3917 | 75 | 5 | 50000 | 42635 |  |  | No |  | 4 | 6500 | 100 | 65 | 11.32 | 0.9 | 4000 | 70
P24QAZD3 | Standard Products Inc. | STANDARD | LCAN/45W/40K/[120-277347]V/WWW/CL/ND/STD | Outdoor Luminaires | Low Output | Parking Garage Luminaires | Standard | TRUE | 4101.1 | 90.19 | 45.47 | 18.62 | 0.9132 | 3958 | 73.5 | 5 | 50000 | 42635 |  |  | Yes |  | 3.1 | 4100 | 91 | 45 | 14 | 0.9 | 4000 | 70
PBCU75AR | Standard Products Inc. | STANDARD | LCAN/45W/50K/[120-277347]V/WWW/CL/ND/STD | Outdoor Luminaires | Low Output | Parking Garage Luminaires | Standard | FALSE | [9 empty] | 42635 |  |  | Yes |  | 3.1 | 4200 | 93 | 45 | 14 | 0.9 | 5000 | 70
PSW2E8R7 | Standard Products Inc. | STANDARD | LCAN/45W/50K/[120-277347]V/WWW/CL/STD | Outdoor Luminaires | Low Output | Parking Garage Luminaires | Standard | FALSE | [9 empty] | 42635 |  |  | Yes |  | 3.1 | 4200 | 93 | 45 | 14 | 0.9 | 5000 | 70
PJC7V89W | Standard Products Inc. | STANDARD | LCAN/65W/50K/347V/WWW/CL/STD | Outdoor Luminaires | Mid Output | Parking Garage Luminaires | Standard | FALSE | [9 empty] | 42635 |  |  | No |  | 4 | 6700 | 103 | 65 | 16.62 | 0.9 | 5000 | 70
PAUAKCXK | Standard Products Inc. | STANDARD | LCAN/65W/50K/120-277V/WWW/CL/STD | Outdoor Luminaires | Mid Output | Parking Garage Luminaires | Standard | FALSE | [9 empty] | 42635 |  |  | No |  | 4 | 6600 | 101 | 65 | 11.32 | 0.9 | 5000 | 70
PXSPU1EM | Standard Products Inc. | STANDARD | LCAN/45W/40K/[120-277347]V/WWW/CL/STD | Outdoor Luminaires | Low Output | Parking Garage Luminaires | Standard | FALSE | [9 empty] | 42635 |  |  | Yes |  | 3.1 | 4100 | 91 | 45 | 14 | 0.9 | 4000 | 70
PVT565B1 | Standard Products Inc. | STANDARD | LCAN/65W/40K/347V/WWW/CL/STD | Outdoor Luminaires | Mid Output | Parking Garage Luminaires | Standard | FALSE | [9 empty] | 42635 |  |  | No |  | 4 | 6450 | 99 | 65 | 16.62 | 0.9 | 4000 | 70
P2SRRYD8 | Kenall Lighting | Kenall Lighting | TD17-rr-5S-TA-uu-75L-57K7-DCC-DV-zz | Outdoor Luminaires | Mid Output | Parking Garage Luminaires | Standard | FALSE | [9 empty] | 42634 |  |  | NotYetVerified |  | 3 | 9036 | 111.3 | 81.2 | 21.32 | 0.898 | 5336 | 76
P79FQU1Z | Kenall Lighting | Kenall Lighting | TD17-rr-5S-TP-uu-75L-57K7-DCC-DV-zz | Outdoor Luminaires | Mid Output | Parking Garage Luminaires | Standard | FALSE | [9 empty] | 42634 |  |  | NotYetVerified |  | 3 | 8848.9 | 108.97 | 81.2 | 21.32 | 0.898 | 5336 | 76
PRX683RU | Kenall Lighting | Kenall Lighting | TD17-rr-5S-TA-uu-49L-57K7-DCC-DV-zz | Outdoor Luminaires | Mid Output | Parking Garage Luminaires | Standard | FALSE | [9 empty] | 42634 |  |  | NotYetVerified |  | 3 | 6733.26 | 120.79 | 55.74 | 21.32 | 0.898 | 5336 | 76
P28YTU5P | Kenall Lighting | Kenall Lighting | TD17-rr-5S-TP-uu-49L-57K7-DCC-DV-zz | Outdoor Luminaires | Mid Output | Parking Garage Luminaires | Standard | FALSE | [9 empty] | 42634 |  |  | NotYetVerified |  | 3 | 6593.83 | 118.29 | 55.74 | 21.32 | 0.898 | 5336 | 76
PFTQ5V2K | Kenall Lighting | Kenall Lighting | TD17-rr-5S-TA-uu-104L-57K7-DCC-DV-zz | Outdoor Luminaires | High Output | Parking Garage Luminaires | Standard | FALSE | [9 empty] | 42634 |  |  | NotYetVerified |  | 3 | 10758.25 | 99.1 | 108.55 | 21.32 | 0.898 | 5336 | 76
PUGAJ2MN | Kenall Lighting | Kenall Lighting | TD17-rr-5S-TP-uu-104L-57K7-DCC-DV-zz | Outdoor Luminaires | High Output | Parking Garage Luminaires | Standard | FALSE | [9 empty] | 42634 |  |  | NotYetVerified |  | 3 | 10535.76 | 97.059 | 108.55 | 21.32 | 0.898 | 5336 | 76
PEFXWTRA | Ledreit Manufacturing Co. Ltd | Ledreit | CNP-75W(3000K) | Outdoor Luminaires | Mid Output | Parking Garage Luminaires | Standard | TRUE | 7667.8 | 100.11 | 76.59 | 12.74 | 0.9502 | 3098 | 71.8 | 5 | 50000 | 42629 |  |  | Yes |  | 4 | 7859.8 | 102.29 | 76.84 | 12.74 | 0.9502 | 3000 | 71.8
PSQRA8R8 | Ledreit Manufacturing Co. Ltd | Ledreit | CNP-50W(3000K) | Outdoor Luminaires | Low Output | Parking Garage Luminaires | Standard | TRUE | 4681.3 | 100.26 | 46.69 | 16.07 | 0.9032 | 3086 | 71.4 | 5 | 50000 | 42629 |  |  | No |  | 4 | 4681.3 | 100.26 | 46.69 | 16.07 | 0.9032 | 3000 | 71.4
PFWEHHVU | Ledreit Manufacturing Co. Ltd | Ledreit | CNP-50W(5000K) | Outdoor Luminaires | Low Output | Parking Garage Luminaires | Standard | FALSE | [9 empty] | 42629 |  |  | No |  | 4 | 4812 | 102.32 | 47.03 | 15.95 | 0.9038 | 5000 | 72.4
PWKVP6JB | Ledreit Manufacturing Co. Ltd | Ledreit | CNP-75W(5000K) | Outdoor Luminaires | Mid Output | Parking Garage Luminaires | Standard | FALSE | [9 empty] | 42629 |  |  | Yes |  | 4 | 8037 | 104.25 | 77.09 | 12.67 | 0.9489 | 5000 | 72.5
PZN6RXVD | Ledreit Manufacturing Co. Ltd | Ledreit | CNP-75W(4000K) | Outdoor Luminaires | Mid Output | Parking Garage Luminaires | Standard | FALSE | [9 empty] | 42629 |  |  | Yes |  | 4 | 7859.8 | 102.29 | 76.84 | 12.74 | 0.9502 | 4100 | 71.8
PHF3VKZC | Ledreit Manufacturing Co. Ltd | Ledreit | CNP-50W(4000K) | Outdoor Luminaires | Low Output | Parking Garage Luminaires | Standard | FALSE | [9 empty] | 42629 |  |  | No |  | 4 | 4681.3 | 100.26 | 46.69 | 16.07 | 0.9032 | 4000 | 71.4
PJNA4KB2 | LED LAND CORPORATION | LED LAND | LLCP42UNV4KYY | Outdoor Luminaires | Low Output | Parking Garage Luminaires | Standard | TRUE | 4005.121 | 91.722 | 43.666 | 13.77 | 0.9507 | 3991 | 83.5 | 5 | 50000 | 42628 |  |  | NotYetVerified |  | 3 | 4005.121 | 91.722 | 43.666 | 13.77 | 0.987 | 3991 | 83.5
PWJ2C8GA | XtraLight Manufacturing Ltd. | XtraLight | CCLM-4500L-40K-DIM | Outdoor Luminaires | Low Output | Specialty: Canopy Lighting | Standard | TRUE | 4490 | 94.91 | 47.31 | 12.55 | 0.925 | 4075 | 72.8 | 10 | 100000 | 42628 |  |  | Yes |  | 4 | 4490 | 94.9 | 47.28 | 6.28 | 1 | 4075 | 72.8
P99NW3CY | XtraLight Manufacturing Ltd. | XtraLight | CCLM-4500L-50K-DIM | Outdoor Luminaires | Low Output | Specialty: Canopy Lighting | Standard | TRUE | 4505 | 96.1 | 46.88 | 15.65 | 0.908 | 4980 | 75.29 | 10 | 100000 | 42628 |  |  | Yes |  | 4 | 4504 | 96.2 | 46.85 | 7.74 | 1 | 4980 | 75.29
P1Z7177A | LED LAND CORPORATION | LED LAND | LLCP65 UNV4KYY | Outdoor Luminaires | Mid Output | Parking Garage Luminaires | Standard | TRUE | 5703.348 | 79.834 | 71.44 | 21.55 | 0.9074 | 4108 | 85 | 5 | 50000 | 42628 |  |  | NotYetVerified |  | 3 | 5703.348 | 79.834 | 71.44 | 21.55 | 0.983 | 4108 | 85
PWU7MSZ5 | LED LAND CORPORATION | LED LAND | LLCP65 UNV5KYY | Outdoor Luminaires | Mid Output | Parking Garage Luminaires | Standard | FALSE | [9 empty] | 42628 | Not Dimmable | Not Dimmable | NotYetVerified |  | 3 | 5928.278 | 86.255 | 68.73 | 21.55 | 0.977 | 5286 | 77.1
PBD6PVFY | LED LAND CORPORATION | LED LAND | LLCP42UNV5KYY | Outdoor Luminaires | Low Output | Parking Garage Luminaires | Standard | FALSE | [9 empty] | 42628 | Not Dimmable | Not Dimmable | NotYetVerified |  | 3 | 4149.603 | 95.022 | 43.67 | 13.77 | 0.993 | 5074 | 82.3
P6C6WFE8 | S LITE CO. LTD. | S LITE | DL396AE-UNV-0964-70-30K-00-00-00-Optional include[WHBKDBSLXX]-00-Optional include[PMSPMPSMSPMS]-00-Optional include[CMPS]-NC-IVT | Outdoor Luminaires | Mid Output | Parking Garage Luminaires | Standard | TRUE | 8583.2 | 102.65 | 83.62 | 5.94 | 0.9006 | 3048 | 74.9 | 5 | 50000 | 42622 |  |  | Yes |  | 4 | 8583.2 | 102.65 | 83.62 | 5.94 | 0.9 | 3000 | 74.9
PPBPVVV5 | S LITE CO. LTD. | S LITE | DL396AE-UNV-0964-70-50K-00-00-00-Optional include[WHBKDBSLXX]-00-Optional include[PMSPMPSMSPMS]-00-Optional include[CMPS]-NC-IVT | Outdoor Luminaires | Mid Output | Parking Garage Luminaires | Standard | FALSE | [9 empty] | 42622 | Dimmable | Continuous Above 10 | Yes |  | 4 | 8985 | 106.48 | 84.38 | 5.44 | 0.9 | 5000 | 77.7
P1XXQZCZ | S LITE CO. LTD. | S LITE | DL396AE-UNV-0964-70-45K-00-00-00-Optional include[WHBKDBSLXX]-00-Optional include[PMSPMPSMSPMS]-00-Optional include[CMPS]-NC-IVT | Outdoor Luminaires | Mid Output | Parking Garage Luminaires | Standard | FALSE | [9 empty] | 42622 | Dimmable | Continuous Above 10 | Yes |  | 4 | 8884.6 | 105.77 | 84 | 5.94 | 0.9 | 4500 | 74.9
P1RPES29 | S LITE CO. LTD. | S LITE | DL396AE-UNV-0964-70-40K-00-00-00-Optional include[WHBKDBSLXX]-00-Optional include[PMSPMPSMSPMS]-00-Optional include[CMPS]-NC-IVT | Outdoor Luminaires | Mid Output | Parking Garage Luminaires | Standard | FALSE | [9 empty] | 42622 | Dimmable | Continuous Above 10 | Yes |  | 4 | 8784.1 | 104.57 | 84 | 5.94 | 0.9 | 4000 | 74.9
PPJWEM89 | S LITE CO. LTD. | S LITE | DL396AE-UNV-0964-70-35K-00-00-00-Optional include[WHBKDBSLXX]-00-Optional include[PMSPMPSMSPMS]-00-Optional include[CMPS]-NC-IVT | Outdoor Luminaires | Mid Output | Parking Garage Luminaires | Standard | FALSE | [9 empty] | 42622 | Dimmable | Continuous Above 10 | Yes |  | 4 | 8683.7 | 103.38 | 84 | 5.94 | 0.9 | 3500 | 74.9
P6WE9MAQ | Nebulite Technology Inc. | Nebulite | NVB-60W-30K-XX-XX | Outdoor Luminaires | Mid Output | Parking Garage Luminaires | Standard | TRUE | 6180.5 | 106.62 | 57.97 | 15.99 | 0.9051 | 3035 | 83.3 | 5 | 50000 | 42619 |  |  | No |  | 3.1 | 6348.1 | 108.22 | 58.66 | 15.99 | 0.9051 | 3000 | 83.3
PPJJRPDS | Nebulite Technology Inc. | Nebulite | NVB-60W-50K-XX-XX | Outdoor Luminaires | Mid Output | Parking Garage Luminaires | Standard | FALSE | [9 empty] | 42619 | Not Dimmable | Not Dimmable | No |  | 3.1 | 6532 | 111.81 | 58.42 | 15.72 | 0.9033 | 5000 | 72.6
PKYYHGZ4 | Nebulite Technology Inc. | Nebulite | NVB-60W-45K-XX-XX | Outdoor Luminaires | Mid Output | Parking Garage Luminaires | Standard | FALSE | [9 empty] | 42619 | Not Dimmable | Not Dimmable | No |  | 3.1 | 6486 | 110.8 | 58.54 | 15.99 | 0.9051 | 4500 | 83.3
PC2HWE4V | Nebulite Technology Inc. | Nebulite | NVB-60W-40K-XX-XX | Outdoor Luminaires | Mid Output | Parking Garage Luminaires | Standard | FALSE | [9 empty] | 42619 | Not Dimmable | Not Dimmable | No |  | 3.1 | 6440.1 | 110.01 | 58.54 | 15.99 | 0.9051 | 4000 | 83.3
P42DEZD7 | Nebulite Technology Inc. | Nebulite | NVB-60W-35K-XX-XX | Outdoor Luminaires | Mid Output | Parking Garage Luminaires | Standard | FALSE | [9 empty] | 42619 | Not Dimmable | Not Dimmable | No |  | 3.1 | 6394.1 | 109.23 | 58.54 | 15.99 | 0.9051 | 3500 | 83.3
PZBJQBXX | S LITE CO. LTD. | S LITE | DL397AE-UNV-0424-70-50K-00-00-00-Optional include[WHBKDBSLXX]-00-Optional include[PMSPMPSMSPMS]-00-Optional include[CMPS]-NC-IVT | Outdoor Luminaires | Low Output | Parking Garage Luminaires | Standard | TRUE | 4411.7 | 98.76 | 44.67 | 7.62 | 0.9652 | 5146 | 78.2 | 5 | 50000 | 42615 |  |  | Yes |  | 4 | 4411.7 | 98.76 | 44.67 | 7.62 | 0.97 | 5000 | 78.2
PVTB6ZWE | MaxLite Inc | MaxLED | LSP4805UU44DV35[BLANKMSVMSMMSCENEN2EN3EM] | Outdoor Luminaires | Mid Output | Parking Garage Luminaires | Standard | TRUE | 4751 | 121.2 | 39.23 | 7.27 | 0.949 | 3403 | 84 | 5 | 50000 | 42614 |  |  | Yes | Updated on 12/20/2016 | 4 | 4751 | 121.2 | 39.2 | 7.2 | 0.949 | 3403 | 84
PF65ANDC | Mester LED Limited | MESTER | CP45W[2734]V40KX[BLANKM] | Outdoor Luminaires | Low Output | Parking Garage Luminaires | Standard | TRUE | 4101.1 | 90.19 | 45.47 | 18.62 | 0.9132 | 3958 | 73.5 | 5 | 50000 | 42614 |  |  | Yes |  | 3.1 | 4100 | 91 | 45 | 14 | 0.9 | 4000 | 70
PG6Z1UBQ | Mester LED Limited | MESTER | CP45W[2734]V50KX[BLANKM] | Outdoor Luminaires | Low Output | Parking Garage Luminaires | Standard | FALSE | [9 empty] | 42614 |  |  | Yes |  | 3.1 | 4200 | 93 | 45 | 14 | 0.9 | 5000 | 70
PBZ4BNPB | Mester LED Limited | MESTER | CP45W[2734]V50KX[BLANKM]D | Outdoor Luminaires | Low Output | Parking Garage Luminaires | Standard | FALSE | [9 empty] | 42614 |  |  | Yes |  | 3.1 | 4200 | 93 | 45 | 14 | 0.9 | 5000 | 70
PCNJVFZS | Mester LED Limited | MESTER | CP45W[2734]V40KX[BLANKM]D | Outdoor Luminaires | Low Output | Parking Garage Luminaires | Standard | FALSE | [9 empty] | 42614 |  |  | Yes |  | 3.1 | 4100 | 91 | 45 | 14 | 0.9 | 4000 | 70
PDTM627Z | MaxLite Inc | MaxLED | LSP9605UU55DV50[BLANKMSVMSMMSCENEN2EN3EM] | Outdoor Luminaires | Mid Output | Parking Garage Luminaires | Standard | FALSE | [9 empty] | 42614 |  |  | Yes | Updated on 12/20/2016 | 4 | 7859 | 131.7 | 59.69 | 5.77 | 0.997 | 5001 | 85.6
PQ973697 | MaxLite Inc | MaxLED | LSP4805UU44DV50[BLANKMSVMSMMSCENEN2EN3EM] | Outdoor Luminaires | Mid Output | Parking Garage Luminaires | Standard | FALSE | [9 empty] | 42614 |  |  | Yes | Updated on 12/20/2016 | 4 | 4798 | 123.9 | 38.7 | 4.6 | 0.995 | 5000 | 84.3
PBTZ9S61 | MaxLite Inc | MaxLED | LSP9605UU80DV50[BLANKMSVMSMMSCENEN2EN3EM] | Outdoor Luminaires | Mid Output | Parking Garage Luminaires | Standard | FALSE | [9 empty] | 42614 |  |  | Yes | Updated on 12/20/2016 | 4 | 9880 | 126.3 | 78.23 | 3.56 | 0.997 | 4992 | 85.1
P712242D | MaxLite Inc | MaxLED | LSP9605UU80DV40[BLANKMSVMSMMSCENEN2EN3EM] | Outdoor Luminaires | Mid Output | Parking Garage Luminaires | Standard | FALSE | [9 empty] | 42614 |  |  | Yes | Updated on 12/20/2016 | 4 | 9950 | 126.6 | 78.6 | 3.57 | 0.997 | 3943 | 83.4
PNWF94VY | MaxLite Inc | MaxLED | LSP4805UU44DV40[BLANKMSVMSMMSCENEN2EN3EM] | Outdoor Luminaires | Mid Output | Parking Garage Luminaires | Standard | FALSE | [9 empty] | 42614 |  |  | Yes | Updated on 12/20/2016 | 4 | 4948 | 123.8 | 39.9 | 5 | 0.997 | 3942 | 83.4
P796VM5T | MaxLite Inc | MaxLED | LSP9605UU55DV40[BLANKMSVMSMMSCENEN2EN3EM] | Outdoor Luminaires | Mid Output | Parking Garage Luminaires | Standard | FALSE | [9 empty] | 42614 |  |  | Yes | Updated on 12/20/2016 | 4 | 7801 | 133.3 | 58.5 | 3.86 | 0.997 | 3939 | 83.5
PXYHFMN9 | MaxLite Inc | MaxLED | LSP9605UU80DV35[BLANKMSVMSMMSCENEN2EN3EM] | Outdoor Luminaires | Mid Output | Parking Garage Luminaires | Standard | FALSE | [9 empty] | 42614 |  |  | Yes | Updated on 12/20/2016 | 4 | 9417 | 120.7 | 78.1 | 6.7 | 0.952 | 3411 | 84
PNRQDHY3 | MaxLite Inc | MaxLED | LSP9605UU55DV35[BLANKMSVMSMMSCENEN2EN3EM] | Outdoor Luminaires | Mid Output | Parking Garage Luminaires | Standard | FALSE | [9 empty] | 42614 |  |  | Yes | Updated on 12/20/2016 | 4 | 7423 | 128.1 | 58.2 | 7.03 | 0.957 | 3402 | 84.1
PW9ZTPAZ | Industrial Lighting Products | Industrial Lighting Products | UFO-28WLED-UNIV-40-XXXXX [excludes SD480] | Outdoor Luminaires | Low Output | Parking Garage Luminaires | Premium | TRUE | 3450 | 124.4 | 27.43 | 12.3 | 0.955 | 3940 | 84.5 | 5 | 50000 | 42612 |  |  | Yes |  | 4 | 3450 | 124.4 | 27.73 | 12.3 | 0.96 | 4000 | 80
PJHEPSVM | XtraLight Manufacturing Ltd. | XtraLight | CCLS-2000L-50K-DIM | Outdoor Luminaires | Low Output | Specialty: Canopy Lighting | Standard | TRUE | 2232 | 87.9 | 25.44 | 7.6 | 0.932 | 4886 | 73.34 | 10 | 100000 | 42612 |  |  | Yes |  | 4 | 2232 | 87.9 | 25.44 | 6.91 | 1 | 4886 | 73.34
PZJHNX57 | XtraLight Manufacturing Ltd. | XtraLight | CCLS-2000L-40K-DIM | Outdoor Luminaires | Low Output | Specialty: Canopy Lighting | Standard | TRUE | 2283 | 94 | 24.3 | 7.12 | 0.926 | 4040 | 72.82 | 10 | 100000 | 42612 |  |  | Yes |  | 4 | 2283 | 94 | 24.3 | 8.43 | 1 | 4040 | 72.82
PJAEC7XG | XtraLight Manufacturing Ltd. | XtraLight | CCLS-3000L-50K-DIM | Outdoor Luminaires | Low Output | Specialty: Canopy Lighting | Standard | TRUE | 2819 | 83.9 | 33.64 | 8.28 | 0.923 | 4964 | 73.47 | 10 | 100000 | 42612 |  |  | Yes |  | 4 | 2819 | 83.9 | 33.64 | 6.71 | 1 | 4964 | 73.47
PH9ZKJRQ | Xiamen Holly Lite Co. Ltd. | CCD LIGHITNG | CCD-SC-060-25-NON [Qualified pointing straight down] | Outdoor Luminaires | Mid Output | Parking Garage Luminaires | Standard | TRUE | 5635.04 | 89.516 | 62.95 | 23.75 | 0.8962 | 4819 | 73.3 | 5 | 50000 | 42612 |  |  | No |  | 3.1 | 5635.04 | 89.52 | 62.95 | 23.75 | 1 | 4819 | 73.3
PSHHGRE5 | XtraLight Manufacturing Ltd. | XtraLight | CCLS-3000L-40K-DIM | Outdoor Luminaires | Low Output | Specialty: Canopy Lighting | Standard | FALSE | [9 empty] | 42612 |  |  | Yes |  | 4 | 2827 | 88.9 | 31.83 | 7.56 | 1 | 4084 | 72.86
PZ5FPC5N | Xiamen Holly Lite Co. Ltd. | CCD LIGHITNG | CCD-SC-060-25-STP [Qualified pointing straight down] | Outdoor Luminaires | Mid Output | Parking Garage Luminaires | Standard | FALSE | [9 empty] | 42612 |  |  | No |  | 3.1 | 5635.04 | 89.52 | 62.95 | 23.75 | 1 | 4819 | 73.3
P1DS693B | Xiamen Holly Lite Co. Ltd. | CCD LIGHITNG | CCD-SC-060-25-CTN [Qualified pointing straight down] | Outdoor Luminaires | Mid Output | Parking Garage Luminaires | Standard | FALSE | [9 empty] | 42612 |  |  | No |  | 3.1 | 5635.04 | 89.52 | 62.95 | 23.75 | 1 | 4819 | 73.3
PMK9VWZS | Industrial Lighting Products | Industrial Lighting Products | UFO-28WLED-UNIV-57-XXXXX [excludes SD480] | Outdoor Luminaires | Low Output | Parking Garage Luminaires | Premium | FALSE | [9 empty] | 42612 |  |  | Yes |  | 4 | 3501 | 127.3 | 27.5 | 12.3 | 0.96 | 5700 | 80
PC4QF67D | Industrial Lighting Products | Industrial Lighting Products | UFO-28WLED-UNIV-50-XXXXX [excludes SD480] | Outdoor Luminaires | Low Output | Parking Garage Luminaires | Premium | FALSE | [9 empty] | 42612 |  |  | Yes |  | 4 | 3462 | 125.9 | 27.5 | 12.3 | 0.96 | 5000 | 80
P89BHJY3 | KOMEE USA | KOMEE | KMHM-60-YX(3000K) | Outdoor Luminaires | Mid Output | Parking Garage Luminaires | Standard | TRUE | 6180.5 | 106.62 | 57.97 | 15.99 | 0.9051 | 3035 | 83.3 | 5 | 50000 | 42607 |  |  | No |  | 3.1 | 6348.1 | 108.22 | 58.66 | 15.99 | 0.9051 | 3000 | 83.3
PSPKCGJW | KOMEE USA | KOMEE | KMHM-60-YX(4000K) | Outdoor Luminaires | Mid Output | Parking Garage Luminaires | Standard | FALSE | [9 empty] | 42607 | Not Yet Verified | Not Yet Verified | No |  | 3.1 | 6440.1 | 110.01 | 58.54 | 15.99 | 0.9051 | 4000 | 83.3
PEYW2M7M | MaxLite Inc | MaxLite | CPL58AUP50B000 | Outdoor Luminaires | Mid Output | Parking Garage Luminaires | Standard | TRUE | 5453.2 | 104.1 | 52.39 | 12.47 | 0.9189 | 5037 | 76.8 | 5 | 50000 | 42599 |  |  | Yes |  | 4 | 5180 | 89.31 | 58 | 12.47 | 0.92 | 5000 | 75
PH57RZA3 | MaxLite Inc | MaxLite | CPL40AUP50B000 | Outdoor Luminaires | Low Output | Parking Garage Luminaires | Standard | TRUE | 4063.7 | 99.7 | 40.75 | 12.67 | 0.9086 | 4063.7 | 77.3 | 5 | 50000 | 42599 |  |  | Yes |  | 4 | 3965 | 99.12 | 40 | 12.67 | 0.91 | 5000 | 75
PEMJMXEP | MaxLite Inc | MaxLite | CPL30AUP50B000 | Outdoor Luminaires | Low Output | Parking Garage Luminaires | Standard | TRUE | 2866.8 | 97.2 | 29.5 | 21.72 | 0.8721 | 4976 | 76.3 | 5 | 50000 | 42599 |  |  | Yes |  | 4 | 2895 | 96 | 30 | 21.72 | 0.87 | 5000 | 75
PGRWEZJW | Mester LED Limited | MESTER | CP65W27V40KYY | Outdoor Luminaires | Mid Output | Parking Garage Luminaires | Standard | TRUE | 6458 | 101.1 | 63.88 | 11.32 | 0.9239 | 3917 | 75 | 5 | 50000 | 42593 |  |  | No | Updated 12/2/2016 | 4.1 | 6500 | 100 | 65 | 11.32 | 0.9 | 4000 | 70
PAC9Q7DU | Mester LED Limited | MESTER | CP65W27V40KYYD | Outdoor Luminaires | Mid Output | Parking Garage Luminaires | Standard | TRUE | 6458 | 101.1 | 63.88 | 11.32 | 0.9239 | 3917 | 75 | 5 | 50000 | 42593 |  |  | No | Updated 12/2/2016 | 4.1 | 6500 | 100 | 65 | 11.32 | 0.9 | 4000 | 70
PPG6JJJC | Mester LED Limited | MESTER | CP65W34V50KYYD | Outdoor Luminaires | Mid Output | Parking Garage Luminaires | Standard | FALSE | [9 empty] | 42593 |  |  | No | Updated 12/2/2016 | 4.1 | 6700 | 103 | 65 | 16.62 | 0.9 | 5000 | 70
PASSS79Z | Mester LED Limited | MESTER | CP65W34V50KYY | Outdoor Luminaires | Mid Output | Parking Garage Luminaires | Standard | FALSE | [9 empty] | 42593 |  |  | No | Updated 12/2/2016 | 4.1 | 6700 | 103 | 65 | 16.62 | 0.9 | 5000 | 70
PXTN9FNA | Mester LED Limited | MESTER | CP65W27V50KYY | Outdoor Luminaires | Mid Output | Parking Garage Luminaires | Standard | FALSE | [9 empty] | 42593 |  |  | No | Updated 12/2/2016 | 4.1 | 6600 | 101 | 65 | 11.32 | 0.9 | 5000 | 70
PGTX85FC | Mester LED Limited | MESTER | CP65W27V50KYYD | Outdoor Luminaires | Mid Output | Parking Garage Luminaires | Standard | FALSE | [9 empty] | 42593 |  |  | No | Updated 12/2/2016 | 4.1 | 6600 | 101 | 65 | 11.32 | 0.9 | 5000 | 70
PMUU6BRZ | Mester LED Limited | MESTER | CP65W34V40KYYD | Outdoor Luminaires | Mid Output | Parking Garage Luminaires | Standard | FALSE | [9 empty] | 42593 |  |  | No | Updated 12/2/2016 | 4.1 | 6450 | 99 | 65 | 16.62 | 0.9 | 4000 | 70
P4Z7QARK | Mester LED Limited | MESTER | CP65W34V40KYY | Outdoor Luminaires | Mid Output | Parking Garage Luminaires | Standard | FALSE | [9 empty] | 42593 |  |  | No | Updated 12/2/2016 | 4.1 | 6450 | 99 | 65 | 16.62 | 0.9 | 4000 | 70
P69U8KJ2 | Ringdale ActiveLED | ActiveLED | CPY3U-[P S]-TN5048-X | Outdoor Luminaires | Low Output | Parking Garage Luminaires | Standard | TRUE | 4495 | 90.6 | 49.58 | 9.76 | 0.972 | 4867 | 69.3 | 5 | 50000 | 42591 |  |  | Yes |  | 3.1 | 4610 | 93 | 48 | 9.76 | 0.97 | 5000 | 70
PHPN2CKJ | YANKON LIGHTING INC. | Yankon | ZDL1016-LED60K750-AAA(4000K) | Outdoor Luminaires | Mid Output | Parking Garage Luminaires | Standard | TRUE | 5859.6 | 99.53 | 58.87 | 18.96 | 0.9089 | 4107 | 73.7 | 5 | 50000 | 42591 |  |  | No |  | 4 | 5908 | 100.44 | 58.82 | 18.96 | 0.91 | 4000 | 73.7
PXP8MNPP | YANKON LIGHTING INC. | Yankon | ZDL1016-LED60K750-AAA(5700K) | Outdoor Luminaires | Mid Output | Parking Garage Luminaires | Standard | FALSE | [9 empty] | 42591 | Not Dimmable | Not Dimmable | No |  | 4 | 6128 | 104.15 | 58.84 | 18.92 | 0.91 | 5700 | 73.8
PA1H22CN | YANKON LIGHTING INC. | Yankon | ZDL1016-LED60K750-AAA(5000K) | Outdoor Luminaires | Mid Output | Parking Garage Luminaires | Standard | FALSE | [9 empty] | 42591 | Not Dimmable | Not Dimmable | No |  | 4 | 6055.7 | 102.92 | 58.83 | 18.96 | 0.91 | 5000 | 73.7
PGVGZP69 | YANKON LIGHTING INC. | Yankon | ZDL1016-LED60K750-AAA(4500K) | Outdoor Luminaires | Mid Output | Parking Garage Luminaires | Standard | FALSE | [9 empty] | 42591 | Not Dimmable | Not Dimmable | No |  | 4 | 5981.3 | 101.67 | 58.83 | 18.96 | 0.91 | 4500 | 73.7
PMKM14V3 | SATCO Products Inc | SATCO/NUVO | 65-077 | Outdoor Luminaires | Low Output | Parking Garage Luminaires | Standard | TRUE | 4309.79 | 78 | 55.14 | 16 | 0.96 | 5100 | 67.2 | 5 |  | 42587 |  |  | NotYetVerified | Only qualified at 20Â° setting | 3 | 4000 | 74 | 54 |  |  | 5000 | 70
PK865A55 | Industrial Lighting Products | Industrial Lighting Products | UFO-40WLED-UNIV-40-XXXXX | Outdoor Luminaires | Mid Output | Parking Garage Luminaires | Premium | TRUE | 4985 | 118.4 | 42.11 | 8.11 | 0.977 | 3985 | 84.4 | 5 | 50000 | 42586 |  |  | Yes |  | 4 | 4985 | 118.4 | 42.11 | 8.11 | 0.98 | 4000 | 80
PF2WCJHC | Industrial Lighting Products | Industrial Lighting Products | UFO-75WLED-UNIV-40-XXXXX | Outdoor Luminaires | Mid Output | Parking Garage Luminaires | Premium | TRUE | 9266 | 120.6 | 76.01 | 15.9 | 0.936 | 3976 | 84.5 | 5 | 50000 | 42586 |  |  | Yes |  | 4 | 9266 | 120.6 | 76.83 | 15.9 | 0.94 | 4000 | 80
P5GGMTWS | Industrial Lighting Products | Industrial Lighting Products | UFO-58WLED-UNIV-40-XXXXX | Outdoor Luminaires | Mid Output | Parking Garage Luminaires | Premium | TRUE | 7135 | 124.9 | 57.11 | 18 | 0.907 | 3969 | 84.6 | 5 | 50000 | 42586 |  |  | Yes |  | 4 | 7135 | 124.9 | 57.11 | 18 | 0.91 | 4000 | 80
PVS937Y4 | Industrial Lighting Products | Industrial Lighting Products | UFO-58WLED-UNIV-57-XXXXX | Outdoor Luminaires | Mid Output | Parking Garage Luminaires | Premium | FALSE | [9 empty] | 42586 |  |  | Yes |  | 4 | 7207 | 127.9 | 56.33 | 18 | 0.91 | 5700 | 80
P1ZUTJPP | Industrial Lighting Products | Industrial Lighting Products | UFO-75WLED-UNIV-57-XXXXX | Outdoor Luminaires | Mid Output | Parking Garage Luminaires | Premium | FALSE | [9 empty] | 42586 |  |  | Yes |  | 4 | 9424 | 124.6 | 75.65 | 15.9 | 0.94 | 5700 | 80
P2H5RQST | Industrial Lighting Products | Industrial Lighting Products | UFO-40WLED-UNIV-57-XXXXX | Outdoor Luminaires | Mid Output | Parking Garage Luminaires | Premium | FALSE | [9 empty] | 42586 |  |  | Yes |  | 4 | 5054 | 120.2 | 42.03 | 8.11 | 0.98 | 5700 | 80
PG9V6F4B | Industrial Lighting Products | Industrial Lighting Products | UFO-58WLED-UNIV-50-XXXXX | Outdoor Luminaires | Mid Output | Parking Garage Luminaires | Premium | FALSE | [9 empty] | 42586 |  |  | Yes |  | 4 | 7171 | 125.6 | 57.11 | 18 | 0.91 | 5000 | 80
PYU5FQKR | Industrial Lighting Products | Industrial Lighting Products | UFO-75WLED-UNIV-50-XXXXX | Outdoor Luminaires | Mid Output | Parking Garage Luminaires | Premium | FALSE | [9 empty] | 42586 |  |  | Yes |  | 4 | 9275 | 122.6 | 75.65 | 15.9 | 0.94 | 5000 | 80
PWE27PA9 | Industrial Lighting Products | Industrial Lighting Products | UFO-40WLED-UNIV-50-XXXXX | Outdoor Luminaires | Mid Output | Parking Garage Luminaires | Premium | FALSE | [9 empty] | 42586 |  |  | Yes |  | 4 | 5014 | 119.3 | 42.03 | 8.11 | 0.98 | 5000 | 80
PGD9G6UD | ABOVE ALL LIGHTING INC. | ABBlighting | LSPKG65501 | Outdoor Luminaires | Mid Output | Parking Garage Luminaires | Standard | TRUE | 7710.04 | 111.6 | 69.09 | 13.79 | 0.9542 | 4799 | 81.8 | 5 | 50000 | 42585 |  |  | NotYetVerified |  | 4 | 7800 | 120 | 65 | 13.79 | 0.95 | 5000 | 75
PGBGPECE | ABOVE ALL LIGHTING INC. | ABBlighting | LSPKG6550[145]-[ALL motion sensor or photocontrol] | Outdoor Luminaires | Mid Output | Parking Garage Luminaires | Standard | FALSE | [9 empty] | 42585 | Dimmable | Continuous Below 10 | Yes |  | 4 | 7800 | 120 | 65 | 13.79 | 0.95 | 5000 | 75
P1NYBWES | Energy Solutions International | ESI | F-14PL-F4L-50-FR | Outdoor Luminaires | Low Output | Parking Garage Luminaires | Premium | TRUE | 4023 | 144.1 | 27.908 | 13.269 | 0.9668 | 5220 | 84.49 | 5 | 50000 | 42583 |  |  | No |  | 4 | 3629 | 128.69 | 28.2 | 15.11 | 0.95 | 5220 | 84.49
P5FYPSJ1 | Energy Solutions International | ESI | F-14PL-F4V-50-FR | Outdoor Luminaires | Mid Output | Parking Garage Luminaires | Premium | FALSE | [9 empty] | 42583 |  |  | No |  | 4 | 9769 | 121.35 | 80.5 | 15.11 | 0.95 | 5220 | 84.49
PRPDXW3J | Energy Solutions International | ESI | F-14PL-F4H-50-FR | Outdoor Luminaires | Mid Output | Parking Garage Luminaires | Premium | FALSE | [9 empty] | 42583 |  |  | No |  | 4 | 7658 | 128.71 | 59.5 | 15.11 | 0.95 | 5220 | 84.49
P57WVMF1 | Energy Solutions International | ESI | F-14PL-F4M-50-FR | Outdoor Luminaires | Mid Output | Parking Garage Luminaires | Premium | FALSE | [9 empty] | 42583 |  |  | No |  | 4 | 6416 | 128.58 | 49.9 | 15.11 | 0.95 | 5220 | 84.49
P91AJV5N | Energy Solutions International | ESI | F-14PL-F4N-50-FR | Outdoor Luminaires | Mid Output | Parking Garage Luminaires | Premium | FALSE | [9 empty] | 42583 |  |  | No |  | 4 | 5175 | 128.73 | 40.2 | 15.11 | 0.95 | 5220 | 84.49
P3PZJZX4 | Energy Solutions International | ESI | F-14PL-F4V-40-FR | Outdoor Luminaires | Mid Output | Parking Garage Luminaires | Premium | FALSE | [9 empty] | 42583 |  |  | No |  | 4 | 9769 | 121.35 | 80.5 | 15.11 | 0.95 | 4000 | 83.99
PXX2BJED | Energy Solutions International | ESI | F-14PL-F4H-40-FR | Outdoor Luminaires | Mid Output | Parking Garage Luminaires | Premium | FALSE | [9 empty] | 42583 |  |  | No |  | 4 | 7658 | 128.71 | 59.5 | 15.11 | 0.95 | 4000 | 83.99
PNXRGERV | Energy Solutions International | ESI | F-14PL-F4M-40-FR | Outdoor Luminaires | Mid Output | Parking Garage Luminaires | Premium | FALSE | [9 empty] | 42583 |  |  | No |  | 4 | 6416 | 128.58 | 49.9 | 15.11 | 0.95 | 4000 | 83.99
PWCZJDUK | Energy Solutions International | ESI | F-14PL-F4N-40-FR | Outdoor Luminaires | Mid Output | Parking Garage Luminaires | Premium | FALSE | [9 empty] | 42583 |  |  | No |  | 4 | 5175 | 128.73 | 40.2 | 15.11 | 0.95 | 4000 | 83.99
PM2KJFJH | Energy Solutions International | ESI | F-14PL-F4L-40-FR | Outdoor Luminaires | Low Output | Parking Garage Luminaires | Premium | FALSE | [9 empty] | 42583 |  |  | No |  | 4 | 3629 | 128.69 | 28.2 | 15.11 | 0.95 | 4000 | 83.99
PRHC9DZD | Energy Solutions International | ESI | F-14PL-F4V-35-FR | Outdoor Luminaires | Mid Output | Parking Garage Luminaires | Premium | FALSE | [9 empty] | 42583 |  |  | No |  | 4 | 9769 | 121.35 | 80.5 | 15.11 | 0.95 | 3559 | 82.97
PZVACZ82 | Energy Solutions International | ESI | F-14PL-F4H-35-FR | Outdoor Luminaires | Mid Output | Parking Garage Luminaires | Premium | FALSE | [9 empty] | 42583 |  |  | No |  | 4 | 7658 | 128.71 | 59.5 | 15.11 | 0.95 | 3559 | 82.97
PTRF2CQB | Energy Solutions International | ESI | F-14PL-F4M-35-FR | Outdoor Luminaires | Mid Output | Parking Garage Luminaires | Premium | FALSE | [9 empty] | 42583 |  |  | No |  | 4 | 6416 | 128.58 | 49.9 | 15.11 | 0.95 | 3559 | 82.97
PX7V51B4 | Energy Solutions International | ESI | F-14PL-F4N-35-FR | Outdoor Luminaires | Mid Output | Parking Garage Luminaires | Premium | FALSE | [9 empty] | 42583 |  |  | No |  | 4 | 5175 | 128.73 | 40.2 | 15.11 | 0.95 | 3559 | 82.97
PG2TSKNA | Energy Solutions International | ESI | F-14PL-F4L-35-FR | Outdoor Luminaires | Low Output | Parking Garage Luminaires | Premium | FALSE | [9 empty] | 42583 |  |  | No |  | 4 | 3629 | 128.69 | 28.2 | 15.11 | 0.95 | 3559 | 82.97
PFTXEMJC | ETECH LED | ETech | RCA-K2-45-100277-40 | Outdoor Luminaires | Low Output | Parking Garage Luminaires | Standard | TRUE | 4005.121 | 91.722 | 43.666 | 13.77 | 0.9507 | 3991 | 83.5 | 5 | 50000 | 42577 |  |  | NotYetVerified |  | 3 | 4005.121 | 91.722 | 43.666 | 13.77 | 0.987 | 3991 | 83.5
PNMTFEJY | ETECH LED | ETech | RCA-K2-70-100277-40 | Outdoor Luminaires | Mid Output | Parking Garage Luminaires | Standard | TRUE | 5703.348 | 79.834 | 71.44 | 21.55 | 0.9074 | 4108 | 85 | 5 | 50000 | 42577 |  |  | NotYetVerified |  | 3 | 5703.348 | 79.834 | 71.44 | 21.55 | 0.983 | 4108 | 85
P4KMZ7RU | ETECH LED | ETech | RCA-K2-70-100277-50 | Outdoor Luminaires | Mid Output | Parking Garage Luminaires | Standard | FALSE | [9 empty] | 42577 | Not Dimmable | Not Dimmable | NotYetVerified |  | 3 | 5928.278 | 86.255 | 68.73 | 21.55 | 0.977 | 5286 | 77.1
PY8S5KHE | ETECH LED | ETech | RCA-K2-45-100277-50 | Outdoor Luminaires | Low Output | Parking Garage Luminaires | Standard | FALSE | [9 empty] | 42577 | Not Dimmable | Not Dimmable | NotYetVerified |  | 3 | 4149.603 | 95.022 | 43.67 | 13.77 | 0.993 | 5074 | 82.3
P8WFF3B5 | RISE-LITE GROUP CO. LTD | RISELITE | RL-CN-060W-A-LV-D-WW | Outdoor Luminaires | Mid Output | Parking Garage Luminaires | Standard | TRUE | 5766.8 | 99.44 | 57.99 | 14.76 | 0.9406 | 3114 | 72.2 | 5 | 50000 | 42576 |  |  | Yes |  | 4 | 5766.8 | 99.44 | 57.99 | 14.76 | 0.94 | 3000 | 72.2
PS6ASWDV | RISE-LITE GROUP CO. LTD | RISELITE | RL-CN-060W-A-LV-D-DW | Outdoor Luminaires | Mid Output | Parking Garage Luminaires | Standard | FALSE | [9 empty] | 42576 |  |  | Yes |  | 4 | 5848 | 101.83 | 57.43 | 14.65 | 0.94 | 5000 | 72.5
PAKJR2VX | RISE-LITE GROUP CO. LTD | RISELITE | RL-CN-060W-A-LV-D-NW | Outdoor Luminaires | Mid Output | Parking Garage Luminaires | Standard | FALSE | [9 empty] | 42576 |  |  | Yes |  | 4 | 5766.8 | 99.44 | 57.99 | 14.76 | 0.94 | 4100 | 72.2
PS2EPTPE | Singbee | Singbee | SP-2030-100W-3B-57K-B3-MV-N | Outdoor Luminaires | High Output | Parking Garage Luminaires | Standard | FALSE | [9 empty] | 42572 | Not Dimmable | Not Dimmable | Yes |  | 4 | 10869.11 | 109.1 | 98.9 | 6.54 | 0.9945 | 5810 | 79.2
PATW6JQK | Singbee | Singbee | SP-2030-100W-3B-40K-B3-MV-N | Outdoor Luminaires | High Output | Parking Garage Luminaires | Standard | FALSE | [9 empty] | 42572 | Not Dimmable | Not Dimmable | Yes |  | 4 | 10789.99 | 109.9 | 98.9 | 6.46 | 0.9928 | 4088 | 79.8
PKVCWCRT | Universal Lighting Technologies | Everline | PG-95L735-U-T5W-xx-yyyyyy | Outdoor Luminaires | High Output | Parking Garage Luminaires | Standard | TRUE | 10064.21 | 107.8 | 93.36 | 10 | 0.9682 | 3482 | 85.27 | 5 | 50000 | 42571 |  |  | Yes |  | 4 | 10064.21 | 107 | 93.36 | 10 | 0.9682 | 3500 | 70
P311T4Y3 | Universal Lighting Technologies | Everline | PG-95L735-HRV-T5W-xx-yyyyyy | Outdoor Luminaires | High Output | Parking Garage Luminaires | Standard | TRUE | 10200 | 107.14 | 95.2 | 11.11 | 0.9676 | 3471 | 85.31 | 5 | 50000 | 42571 |  |  | Yes |  | 4 | 10200 | 107 | 95.2 | 11.76 | 0.9676 | 3500 | 70
PJ7KRYWB | ABOVE ALL LIGHTING INC. | ABBlighting | LSPKG35501 | Outdoor Luminaires | Low Output | Parking Garage Luminaires | Standard | TRUE | 3935.8 | 106.8 | 36.85 | 7.98 | 0.9528 | 4912 | 82.3 | 5 | 50000 | 42571 |  |  | No |  | 4 | 4000 | 111.1 | 36 | 7.89 | 0.95 | 5000 | 75
P5SKJVGP | NUR Manufacturing LLC | NUR | NUR-CNPY-70W-4000K | Outdoor Luminaires | Mid Output | Parking Garage Luminaires | Standard | TRUE | 5703.348 | 79.834 | 71.44 | 21.55 | 0.9074 | 4108 | 85 | 5 | 50000 | 42571 |  |  | NotYetVerified |  | 3 | 5703.348 | 79.834 | 71.44 | 21.55 | 0.983 | 4108 | 85
P2Z6G1X5 | ABOVE ALL LIGHTING INC. | ABBlighting | LSPKG3550[145]-[ALL motion sensor or photocontrol] | Outdoor Luminaires | Low Output | Parking Garage Luminaires | Standard | FALSE | [9 empty] | 42571 | Dimmable | Continuous Below 10 | Yes |  | 4 | 4000 | 111.1 | 36 | 7.89 | 0.95 | 5000 | 75
PKW3UH8E | Universal Lighting Technologies | Everline | PG-95L850-HRV-T5W-xx-yyyyyy | Outdoor Luminaires | High Output | Parking Garage Luminaires | Standard | FALSE | [9 empty] | 42571 | Dimmable | Continuous Below 10 | Yes |  | 4 | 10200 | 107 | 95.2 | 11.76 | 0.9676 | 5000 | 80
PJANKN62 | Universal Lighting Technologies | Everline | PG-95L850-U-T5W-xx-yyyyyy | Outdoor Luminaires | High Output | Parking Garage Luminaires | Standard | FALSE | [9 empty] | 42571 | Dimmable | Continuous Below 10 | Yes |  | 4 | 10064.21 | 107 | 93.36 | 10 | 0.9682 | 5000 | 80
PW7D16WK | Universal Lighting Technologies | Everline | PG-95L750-U-T5W-xx-yyyyyy | Outdoor Luminaires | High Output | Parking Garage Luminaires | Standard | FALSE | [9 empty] | 42571 | Dimmable | Continuous Below 10 | Yes |  | 4 | 10500 | 113 | 92.86 | 15.2 | 0.9692 | 5000 | 70
P71QUZT1 | Universal Lighting Technologies | Everline | PG-95L750-HRV-T5W-xx-yyyyyy | Outdoor Luminaires | High Output | Parking Garage Luminaires | Standard | FALSE | [9 empty] | 42571 | Dimmable | Continuous Below 10 | Yes |  | 4 | 10670 | 111 | 95.31 | 13.39 | 0.9676 | 5000 | 70
PQYUJU1S | Universal Lighting Technologies | Everline | PG-95L840-HRV-T5W-xx-yyyyyy | Outdoor Luminaires | High Output | Parking Garage Luminaires | Standard | FALSE | [9 empty] | 42571 | Dimmable | Continuous Below 10 | Yes |  | 4 | 10200 | 107 | 95.2 | 11.76 | 0.9676 | 4000 | 80
PCKPVQQE | Universal Lighting Technologies | Everline | PG-95L840-U-T5W-xx-yyyyyy | Outdoor Luminaires | High Output | Parking Garage Luminaires | Standard | FALSE | [9 empty] | 42571 | Dimmable | Continuous Below 10 | Yes |  | 4 | 10064.21 | 107 | 93.36 | 10 | 0.9682 | 4000 | 80
PADP44AN | Universal Lighting Technologies | Everline | PG-95L740-HRV-T5W-xx-yyyyyy | Outdoor Luminaires | High Output | Parking Garage Luminaires | Standard | FALSE | [9 empty] | 42571 | Dimmable | Continuous Below 10 | Yes |  | 4 | 10200 | 107 | 95.2 | 11.76 | 0.9676 | 4000 | 70
P5KS8JJE | Universal Lighting Technologies | Everline | PG-95L740-U-T5W-xx-yyyyyy | Outdoor Luminaires | High Output | Parking Garage Luminaires | Standard | FALSE | [9 empty] | 42571 | Dimmable | Continuous Below 10 | Yes |  | 4 | 10064.21 | 107 | 93.36 | 10 | 0.9682 | 4000 | 70
P2GN4AKV | Universal Lighting Technologies | Everline | PG-95L835-HRV-T5W-xx-yyyyyy | Outdoor Luminaires | High Output | Parking Garage Luminaires | Standard | FALSE | [9 empty] | 42571 | Dimmable | Continuous Below 10 | Yes |  | 4 | 10200 | 107 | 95.2 | 11.76 | 0.9676 | 3500 | 80
P62N5VX4 | Universal Lighting Technologies | Everline | PG-95L835-U-T5W-xx-yyyyyy | Outdoor Luminaires | High Output | Parking Garage Luminaires | Standard | FALSE | [9 empty] | 42571 | Dimmable | Continuous Below 10 | Yes |  | 4 | 10064.21 | 107 | 93.36 | 10 | 0.9682 | 3500 | 80
PZEMQWV2 | NUR Manufacturing LLC | NUR | NUR-CNPY-70W-5000K | Outdoor Luminaires | Mid Output | Parking Garage Luminaires | Standard | FALSE | [9 empty] | 42571 | Not Dimmable | Not Dimmable | NotYetVerified |  | 3 | 5928.278 | 86.255 | 68.73 | 21.55 | 0.977 | 5286 | 77.1
PJ1KXJCC | UNIVERSELITE CO.LTD. | UNIVERSELITE | LEDCK60W001(4000K) | Outdoor Luminaires | Mid Output | Parking Garage Luminaires | Standard | TRUE | 5859.6 | 99.53 | 58.87 | 18.96 | 0.9089 | 4107 | 73.7 | 5 | 50000 | 42570 |  |  | No |  | 4 | 5908 | 100.44 | 58.82 | 18.96 | 0.91 | 4000 | 73.7
PUKKNPM2 | UNIVERSELITE CO.LTD. | UNIVERSELITE | LEDCK60W001(5700K) | Outdoor Luminaires | Mid Output | Parking Garage Luminaires | Standard | FALSE | [9 empty] | 42570 | Not Dimmable | Not Dimmable | No |  | 4 | 6128 | 104.15 | 58.84 | 18.92 | 0.91 | 5700 | 73.8
PG5227DD | UNIVERSELITE CO.LTD. | UNIVERSELITE | LEDCK60W001(5000K) | Outdoor Luminaires | Mid Output | Parking Garage Luminaires | Standard | FALSE | [9 empty] | 42570 | Not Dimmable | Not Dimmable | No |  | 4 | 6055.7 | 102.92 | 58.83 | 18.96 | 0.91 | 5000 | 73.7
PQYFPHTD | UNIVERSELITE CO.LTD. | UNIVERSELITE | LEDCK60W001(4500K) | Outdoor Luminaires | Mid Output | Parking Garage Luminaires | Standard | FALSE | [9 empty] | 42570 | Not Dimmable | Not Dimmable | No |  | 4 | 5981.3 | 101.67 | 58.83 | 18.96 | 0.91 | 4500 | 73.7
PTC24UAF | Luminoso LLC | Luminoso | ECPY-14-45W-40K-W-Y | Outdoor Luminaires | Low Output | Parking Garage Luminaires | Standard | TRUE | 4005.121 | 91.722 | 43.666 | 13.77 | 0.9507 | 3991 | 83.5 | 5 | 50000 | 42569 |  |  | NotYetVerified |  | 3 | 4005.121 | 91.722 | 43.666 | 13.77 | 0.987 | 3991 | 83.5
PF19E5ND | DRK Enterprises | MyLEDLightingGuide | MLLG-LED-CANS-58-40 | Outdoor Luminaires | Mid Output | Parking Garage Luminaires | Premium | TRUE | 5540.5 | 107.88 | 51.36 | 13.47 | 0.9103 | 4038 | 74.1 | 6 | 50000 | 42569 |  |  | Yes |  | 3.1 | 5540.5 | 107.88 | 51.36 | 13.47 | 0.9106 | 4000 | 74.1
P65VZR9U | Luminoso LLC | Luminoso | ECPY-14-70W-40K-W-Y | Outdoor Luminaires | Mid Output | Parking Garage Luminaires | Standard | TRUE | 5703.348 | 79.834 | 71.44 | 21.55 | 0.9074 | 4108 | 85 | 5 | 50000 | 42569 |  |  | NotYetVerified |  | 3 | 5703.348 | 79.834 | 71.44 | 21.55 | 0.983 | 4108 | 85
PQZN4K1E | DRK Enterprises | MyLEDLightingGuide | MLLG-LED-CANS-30-40 | Outdoor Luminaires | Low Output | Parking Garage Luminaires | Premium | TRUE | 2932.8 | 100.65 | 29.14 | 13.44 | 0.905 | 3895 | 73.4 | 6 | 50000 | 42569 |  |  | Yes |  | 3.1 | 2952.6 | 101.66 | 29.04 | 13.44 | 0.905 | 4000 | 73.4
P2JCEA61 | DRK Enterprises | MyLEDLightingGuide | MLLG-LED-CANS-40-40 | Outdoor Luminaires | Low Output | Parking Garage Luminaires | Premium | TRUE | 4320.5 | 105.92 | 40.79 | 13.29 | 0.9012 | 3899 | 74 | 6 | 50000 | 42569 |  |  | Yes |  | 3.1 | 4320.5 | 105.92 | 40.79 | 13.29 | 0.9012 | 4000 | 74
PA9SDXUS | DRK Enterprises | MyLEDLightingGuide | MLLG-LED-CANS-58-50 | Outdoor Luminaires | Mid Output | Parking Garage Luminaires | Premium | FALSE | [9 empty] | 42569 |  |  | Yes |  | 3.1 | 5540.5 | 107.88 | 51.36 | 13.47 | 0.9106 | 5000 | 74.1
PTV9R3UN | DRK Enterprises | MyLEDLightingGuide | MLLG-LED-CANS-40-50 | Outdoor Luminaires | Low Output | Parking Garage Luminaires | Premium | FALSE | [9 empty] | 42569 |  |  | Yes |  | 3.1 | 4320.5 | 105.92 | 40.79 | 13.29 | 0.9012 | 5000 | 74
PJXJDGFY | DRK Enterprises | MyLEDLightingGuide | MLLG-LED-CANS-30-50 | Outdoor Luminaires | Low Output | Parking Garage Luminaires | Premium | FALSE | [9 empty] | 42569 |  |  | Yes |  | 3.1 | 2952.6 | 101.66 | 29.04 | 13.44 | 0.905 | 5000 | 73.4
PSE1R19F | Luminoso LLC | Luminoso | ECPY-14-70W-50K-W-Y | Outdoor Luminaires | Mid Output | Parking Garage Luminaires | Standard | FALSE | [9 empty] | 42569 | Not Dimmable | Not Dimmable | NotYetVerified |  | 3 | 5928.278 | 86.255 | 68.73 | 21.55 | 0.977 | 5286 | 77.1
P83RUZWB | Luminoso LLC | Luminoso | ECPY-14-45W-50K-W-Y | Outdoor Luminaires | Low Output | Parking Garage Luminaires | Standard | FALSE | [9 empty] | 42569 | Not Dimmable | Not Dimmable | NotYetVerified |  | 3 | 4149.603 | 95.022 | 43.67 | 13.77 | 0.993 | 5074 | 82.3
PE2VKRTX | Aleo Lighting Inc. | aleo | LPC-40/30K | Outdoor Luminaires | Low Output | Parking Garage Luminaires | Standard | TRUE | 3855.2 | 94.56 | 40.77 | 14.87 | 0.92 | 3028 | 70.5 | 5 | 50000 | 42564 |  |  | No |  | 3.1 | 3885.1 | 95.29 | 40.77 | 14.87 | 0.92 | 3000 | 70.5
PS64JCPZ | Aleo Lighting Inc. | aleo | LPC-40/57K | Outdoor Luminaires | Low Output | Parking Garage Luminaires | Standard | FALSE | [9 empty] | 42564 | Not Dimmable | Not Dimmable | No |  | 3.1 | 4407 | 111.95 | 39.37 | 15.08 | 0.924 | 5700 | 71.6
PREA7V6W | Aleo Lighting Inc. | aleo | LPC-40/50K | Outdoor Luminaires | Low Output | Parking Garage Luminaires | Standard | FALSE | [9 empty] | 42564 | Not Dimmable | Not Dimmable | No |  | 3.1 | 4302.6 | 107.38 | 40.07 | 14.87 | 0.92 | 5000 | 70.5
PRUFAMM6 | Aleo Lighting Inc. | aleo | LPC-40/45K | Outdoor Luminaires | Low Output | Parking Garage Luminaires | Standard | FALSE | [9 empty] | 42564 | Not Dimmable | Not Dimmable | No |  | 3.1 | 4198.2 | 104.77 | 40.07 | 14.87 | 0.92 | 4500 | 70.5
PHEDRM8F | Aleo Lighting Inc. | aleo | LPC-40/40K | Outdoor Luminaires | Low Output | Parking Garage Luminaires | Standard | FALSE | [9 empty] | 42564 | Not Dimmable | Not Dimmable | No |  | 3.1 | 4093.9 | 102.17 | 40.07 | 14.87 | 0.92 | 4000 | 70.5
PXH1U6YG | Aleo Lighting Inc. | aleo | LPC-40/35K | Outdoor Luminaires | Low Output | Parking Garage Luminaires | Standard | FALSE | [9 empty] | 42564 | Not Dimmable | Not Dimmable | No |  | 3.1 | 3989.5 | 99.56 | 40.07 | 14.87 | 0.92 | 3500 | 70.5
PC1AKYFB | Xiamen Holly Lite Co. Ltd. | Holly Lite | VNSS-X-040-44XX-NON[Qualified pointing straight down only] | Outdoor Luminaires | Low Output | Parking Garage Luminaires | Standard | TRUE | 3843.074 | 88.632 | 43.36 | 12 | 0.9902 | 4114 | 83.6 | 5 | 50000 | 42563 |  |  | No |  | 3.1 | 3843.07 | 88.63 | 43.36 | 10.2 | 0.99 | 4114 | 83.6
PN28DXW1 | Xiamen Holly Lite Co. Ltd. | Holly Lite | VNS1-X-060-25XX-NON[Qualified pointing straight down only] | Outdoor Luminaires | Mid Output | Parking Garage Luminaires | Standard | TRUE | 5635.04 | 89.516 | 62.95 | 23.75 | 0.8962 | 4819 | 73.3 | 5 | 50000 | 42563 |  |  | No |  | 3.1 | 5635.04 | 89.52 | 62.95 | 23.75 | 1 | 4819 | 73.3
P436T6SM | Xiamen Holly Lite Co. Ltd. | Holly Lite | VNSS-X-040-45XX-STP[Qualified pointing straight down only] | Outdoor Luminaires | Low Output | Parking Garage Luminaires | Standard | FALSE | [9 empty] | 42563 |  |  | No |  | 3.1 | 3978.13 | 91.83 | 43.32 | 10.2 | 0.99 | 5072 | 84
P6YUTU6U | Xiamen Holly Lite Co. Ltd. | Holly Lite | VNSS-X-040-45XX-NON[Qualified pointing straight down only] | Outdoor Luminaires | Low Output | Parking Garage Luminaires | Standard | FALSE | [9 empty] | 42563 |  |  | No |  | 3.1 | 3978.13 | 91.83 | 43.32 | 10.2 | 0.99 | 5072 | 84
PDWGPDYH | Xiamen Holly Lite Co. Ltd. | Holly Lite | VNSS-X-040-45XX-CTN[Qualified pointing straight down only] | Outdoor Luminaires | Low Output | Parking Garage Luminaires | Standard | FALSE | [9 empty] | 42563 |  |  | No |  | 3.1 | 3978.13 | 91.83 | 43.32 | 10.2 | 0.99 | 5072 | 84
P8URW1M1 | Xiamen Holly Lite Co. Ltd. | Holly Lite | VNS1-X-060-25XX-STP[Qualified pointing straight down only] | Outdoor Luminaires | Mid Output | Parking Garage Luminaires | Standard | FALSE | [9 empty] | 42563 |  |  | No |  | 3.1 | 5635.04 | 89.52 | 62.95 | 23.75 | 1 | 4819 | 73.3
PH9ZVQNE | Xiamen Holly Lite Co. Ltd. | Holly Lite | VNS1-X-060-25XX-CTN[Qualified pointing straight down only] | Outdoor Luminaires | Mid Output | Parking Garage Luminaires | Standard | FALSE | [9 empty] | 42563 |  |  | No |  | 3.1 | 5635.04 | 89.52 | 62.95 | 23.75 | 1 | 4819 | 73.3
PD1H2D2J | Xiamen Holly Lite Co. Ltd. | Holly Lite | VNSS-X-040-44XX-STP[Qualified pointing straight down only] | Outdoor Luminaires | Low Output | Parking Garage Luminaires | Standard | FALSE | [9 empty] | 42563 |  |  | No |  | 3.1 | 3843.07 | 88.63 | 43.36 | 10.2 | 0.99 | 4114 | 83.6
PHJQDFYZ | Xiamen Holly Lite Co. Ltd. | Holly Lite | VNSS-X-040-44XX-CTN[Qualified pointing straight down only] | Outdoor Luminaires | Low Output | Parking Garage Luminaires | Standard | FALSE | [9 empty] | 42563 |  |  | No |  | 3.1 | 3843.07 | 88.63 | 43.36 | 10.2 | 0.99 | 4114 | 83.6
P6F1NSXF | Ascent Battery SupplyLLC | WERKER | FIX11988 | Outdoor Luminaires | Low Output | Parking Garage Luminaires | Standard | TRUE | 4005.121 | 91.722 | 43.666 | 13.77 | 0.9507 | 3991 | 83.5 | 5 | 50000 | 42562 |  |  | NotYetVerified |  | 3 | 4005.121 | 91.722 | 43.666 | 13.77 | 0.987 | 3991 | 83.5
PFUP2W55 | CNA International Enterprises Inc. | CNA | CP45W40KBZ | Outdoor Luminaires | Low Output | Parking Garage Luminaires | Standard | TRUE | 4005.121 | 91.722 | 43.666 | 13.77 | 0.9507 | 3991 | 83.5 | 5 | 50000 | 42562 |  |  | NotYetVerified |  | 3 | 4005.121 | 91.722 | 43.666 | 13.77 | 0.987 | 3991 | 83.5
P9CU17ZY | Ascent Battery SupplyLLC | WERKER | FIX11989 | Outdoor Luminaires | Mid Output | Parking Garage Luminaires | Standard | TRUE | 5703.348 | 79.834 | 71.44 | 21.55 | 0.9074 | 4108 | 85 | 5 | 50000 | 42562 |  |  | NotYetVerified |  | 3 | 5703.348 | 79.834 | 71.44 | 21.55 | 0.983 | 4108 | 85
PWCPZA95 | CNA International Enterprises Inc. | CNA | CP70W40KBZ | Outdoor Luminaires | Mid Output | Parking Garage Luminaires | Standard | TRUE | 5703.348 | 79.834 | 71.44 | 21.55 | 0.9074 | 4108 | 85 | 5 | 50000 | 42562 |  |  | NotYetVerified |  | 3 | 5703.348 | 79.834 | 71.44 | 21.55 | 0.983 | 4108 | 85
PHR8JSJS | Ascent Battery SupplyLLC | WERKER | FIX11825 | Outdoor Luminaires | Mid Output | Parking Garage Luminaires | Standard | FALSE | [9 empty] | 42562 |  |  | NotYetVerified |  | 3 | 5928.278 | 86.255 | 68.73 | 21.55 | 0.977 | 5286 | 77.1
PZZ11VVV | Ascent Battery SupplyLLC | WERKER | FIX11824 | Outdoor Luminaires | Low Output | Parking Garage Luminaires | Standard | FALSE | [9 empty] | 42562 |  |  | NotYetVerified |  | 3 | 4149.603 | 95.022 | 43.67 | 13.77 | 0.993 | 5074 | 82.3
PGR2U15V | CNA International Enterprises Inc. | CNA | CP70W50KBZ | Outdoor Luminaires | Mid Output | Parking Garage Luminaires | Standard | FALSE | [9 empty] | 42562 |  |  | NotYetVerified |  | 3 | 5928.278 | 86.255 | 68.73 | 21.55 | 0.977 | 5286 | 77.1
PH7PXSJT | CNA International Enterprises Inc. | CNA | CP45W50KBZ | Outdoor Luminaires | Low Output | Parking Garage Luminaires | Standard | FALSE | [9 empty] | 42562 |  |  | NotYetVerified |  | 3 | 4149.603 | 95.022 | 43.67 | 13.77 | 0.993 | 5074 | 82.3
PZDBKDKR | ELCO LIGHTING | ELCO Lighting | ECP45M40 | Outdoor Luminaires | Low Output | Parking Garage Luminaires | Standard | TRUE | 4005.121 | 91.722 | 43.666 | 13.77 | 0.9507 | 3991 | 83.5 | 5 | 50000 | 42559 |  |  | NotYetVerified |  | 3 | 4005.121 | 91.722 | 43.666 | 13.77 | 0.987 | 3991 | 83.5
PFYJE3KH | CCD Lighting Inc | CCD LIGHITNG | CCD-MUP-060-24-NON | Outdoor Luminaires | Mid Output | Parking Garage Luminaires | Standard | TRUE | 5913.102 | 98.32 | 60.14 | 20.78 | 0.9329 | 4077 | 83.3 | 5 | 50000 | 42559 |  |  | No |  | 3.1 | 5913.102 | 98.322 | 60.14 | 20.78 | 0.995 | 4077 | 83.3
PB83AH68 | CCD Lighting Inc | CCD LIGHITNG | CCD-RC-040-24-NON | Outdoor Luminaires | Low Output | Parking Garage Luminaires | Standard | TRUE | 4049.75 | 99.33 | 40.77 | 18.32 | 0.9161 | 4026 | 82.7 | 5 | 50000 | 42559 |  |  | No |  | 3.1 | 4049.75 | 99.33 | 40.77 | 18.32 | 0.9 | 4026 | 80
P8ENNCVX | CCD Lighting Inc | CCD LIGHITNG | CCD-CC-SM-040-24-NON | Outdoor Luminaires | Low Output | Parking Garage Luminaires | Standard | TRUE | 4115.4 | 95.308 | 43.18 | 18.75 | 0.9142 | 4036 | 84.9 | 5 | 50000 | 42559 |  |  | No |  | 3.1 | 4115.4 | 95.31 | 43.18 | 18.75 | 0.9 | 4036 | 80
P2KT9S8J | ELCO LIGHTING | ELCO Lighting | ECP70M40 | Outdoor Luminaires | Mid Output | Parking Garage Luminaires | Standard | TRUE | 5703.348 | 79.834 | 71.44 | 21.55 | 0.9074 | 4108 | 85 | 5 | 50000 | 42559 |  |  | NotYetVerified |  | 3 | 5703.348 | 79.834 | 71.44 | 21.55 | 0.983 | 4108 | 85
P3C67261 | CCD Lighting Inc | CCD LIGHITNG | CCD-MUP-040-24-NON | Outdoor Luminaires | Low Output | Parking Garage Luminaires | Standard | TRUE | 4333.148 | 103.049 | 42.049 | 17.19 | 0.906 | 4074 | 83.3 | 5 | 50000 | 42559 |  |  | No |  | 3.1 | 4333.148 | 103.05 | 42.05 | 17.19 | 0.995 | 4074 | 83.3
PQBDNKNR | CCD Lighting Inc | CCD LIGHITNG | CCD-SQC-SM-040-24-NON | Outdoor Luminaires | Low Output | Parking Garage Luminaires | Standard | TRUE | 4008.844 | 98.184 | 40.83 | 17.63 | 0.9038 | 4067 | 84.3 | 5 | 50000 | 42559 |  |  | No |  | 3.1 | 4008.84 | 98.18 | 40.83 | 17.63 | 0.9 | 4067 | 80
PWG546HP | CCD Lighting Inc | CCD LIGHITNG | CCD-SQC-SM-090-24-NON | Outdoor Luminaires | Mid Output | Parking Garage Luminaires | Standard | TRUE | 8456.438 | 91.431 | 92.49 | 18.95 | 0.9012 | 4123 | 84.6 | 5 | 50000 | 42559 |  |  | No |  | 3.1 | 8456.44 | 91.43 | 92.49 | 18 | 0.9 | 4123 | 80
PWMNX1UU | CCD Lighting Inc | CCD LIGHITNG | CCD-SQC-SM-060-24-NON | Outdoor Luminaires | Mid Output | Parking Garage Luminaires | Standard | TRUE | 5283.303 | 94.65 | 55.82 | 12.74 | 0.8996 | 4112 | 84.4 | 5 | 50000 | 42559 |  |  | No |  | 3.1 | 5283.3 | 94.65 | 55.82 | 12.74 | 0.9 | 4112 | 80
PAZYKK7D | CCD Lighting Inc | CCD LIGHITNG | CCD-CC-SM-060-24-NON | Outdoor Luminaires | Mid Output | Parking Garage Luminaires | Standard | TRUE | 5621.741 | 99.17 | 56.69 | 13.53 | 0.8982 | 4056 | 84.6 | 5 | 50000 | 42559 |  |  | No |  | 3.1 | 5621.741 | 99.17 | 56.69 | 13.53 | 0.9 | 4056 | 80
PQ696EA7 | CCD Lighting Inc | CCD LIGHITNG | CCD-MUD-060-24-NON | Outdoor Luminaires | Low Output | Parking Garage Luminaires | Standard | TRUE | 4751.672 | 84.619 | 56.154 | 14.11 | 0.8978 | 4139 | 82.6 | 5 | 50000 | 42559 |  |  | No |  | 3.1 | 4751.672 | 84.619 | 56.154 | 14.11 | 0.996 | 4139 | 82.6
PA28WFVV | CCD Lighting Inc | CCD LIGHITNG | CCD-RC-060-24-NON | Outdoor Luminaires | Mid Output | Parking Garage Luminaires | Standard | TRUE | 5424.893 | 95.475 | 56.82 | 14.42 | 0.8875 | 4029 | 82.9 | 5 | 50000 | 42559 |  |  | No |  | 3.1 | 5424.89 | 95.48 | 56.82 | 14.42 | 0.9 | 4029 | 80
PV8ZF921 | CCD Lighting Inc | CCD LIGHITNG | CCD-SQC-SM-060-25-STP | Outdoor Luminaires | Mid Output | Parking Garage Luminaires | Standard | FALSE | [9 empty] | 42559 |  |  | No |  | 3.1 | 5322.43 | 95.8 | 55.56 | 12.74 | 0.9 | 5170 | 80
PDV4EXEG | CCD Lighting Inc | CCD LIGHITNG | CCD-SQC-SM-060-25-NON | Outdoor Luminaires | Mid Output | Parking Garage Luminaires | Standard | FALSE | [9 empty] | 42559 |  |  | No |  | 3.1 | 5322.43 | 95.8 | 55.56 | 12.74 | 0.9 | 5170 | 80
PDEZQWTX | CCD Lighting Inc | CCD LIGHITNG | CCD-SQC-SM-060-25-CTN | Outdoor Luminaires | Mid Output | Parking Garage Luminaires | Standard | FALSE | [9 empty] | 42559 |  |  | No |  | 3.1 | 5322.43 | 95.8 | 55.56 | 12.74 | 0.9 | 5170 | 80
P312VVTA | CCD Lighting Inc | CCD LIGHITNG | CCD-SQC-SM-090-25-STP | Outdoor Luminaires | Mid Output | Parking Garage Luminaires | Standard | FALSE | [9 empty] | 42559 |  |  | No |  | 3.1 | 8597.89 | 92.83 | 92.62 | 18 | 0.9 | 5120 | 80
PFRPZP3G | CCD Lighting Inc | CCD LIGHITNG | CCD-SQC-SM-090-25-NON | Outdoor Luminaires | Mid Output | Parking Garage Luminaires | Standard | FALSE | [9 empty] | 42559 |  |  | No |  | 3.1 | 8597.89 | 92.83 | 92.62 | 18 | 0.9 | 5120 | 80
PP8U1TUV | CCD Lighting Inc | CCD LIGHITNG | CCD-SQC-SM-090-25-CTN | Outdoor Luminaires | Mid Output | Parking Garage Luminaires | Standard | FALSE | [9 empty] | 42559 |  |  | No |  | 3.1 | 8597.89 | 92.83 | 92.62 | 18 | 0.9 | 5120 | 80
PMQ9B96F | CCD Lighting Inc | CCD LIGHITNG | CCD-CC-SM-060-25-STP | Outdoor Luminaires | Mid Output | Parking Garage Luminaires | Standard | FALSE | [9 empty] | 42559 |  |  | No |  | 3.1 | 5735.223 | 101.94 | 56.26 | 13.53 | 0.9 | 5104 | 80
PQVXVZ2B | CCD Lighting Inc | CCD LIGHITNG | CCD-CC-SM-060-25-NON | Outdoor Luminaires | Mid Output | Parking Garage Luminaires | Standard | FALSE | [9 empty] | 42559 |  |  | No |  | 3.1 | 5735.223 | 101.94 | 56.26 | 13.53 | 0.9 | 5104 | 80
P1ZQC6DN | CCD Lighting Inc | CCD LIGHITNG | CCD-CC-SM-060-25-CTN | Outdoor Luminaires | Mid Output | Parking Garage Luminaires | Standard | FALSE | [9 empty] | 42559 |  |  | No |  | 3.1 | 5735.223 | 101.94 | 56.26 | 13.53 | 0.9 | 5104 | 80
PXA7HFJ2 | CCD Lighting Inc | CCD LIGHITNG | CCD-MUD-060-25-STP | Outdoor Luminaires | Low Output | Parking Garage Luminaires | Standard | FALSE | [9 empty] | 42559 |  |  | No |  | 3.1 | 4923.477 | 87.81 | 56.07 | 14.11 | 0.996 | 5082 | 84.2
PX8NWPYE | CCD Lighting Inc | CCD LIGHITNG | CCD-MUD-060-25-NON | Outdoor Luminaires | Low Output | Parking Garage Luminaires | Standard | FALSE | [9 empty] | 42559 |  |  | No |  | 3.1 | 4923.477 | 87.81 | 56.07 | 14.11 | 0.996 | 5082 | 84.2
PV5S5HYG | CCD Lighting Inc | CCD LIGHITNG | CCD-MUD-060-25-CTN | Outdoor Luminaires | Low Output | Parking Garage Luminaires | Standard | FALSE | [9 empty] | 42559 |  |  | No |  | 3.1 | 4923.477 | 87.81 | 56.07 | 14.11 | 0.996 | 5082 | 84.2
PGGB7RTZ | CCD Lighting Inc | CCD LIGHITNG | CCD-SQC-SM-040-25-STP | Outdoor Luminaires | Low Output | Parking Garage Luminaires | Standard | FALSE | [9 empty] | 42559 |  |  | No |  | 3.1 | 4141.96 | 101.64 | 40.75 | 17.63 | 0.9 | 5040 | 80
PWW3PW27 | CCD Lighting Inc | CCD LIGHITNG | CCD-SQC-SM-040-25-NON | Outdoor Luminaires | Low Output | Parking Garage Luminaires | Standard | FALSE | [9 empty] | 42559 |  |  | No |  | 3.1 | 4141.96 | 101.64 | 40.75 | 17.63 | 0.9 | 5040 | 80
PU12M327 | CCD Lighting Inc | CCD LIGHITNG | CCD-SQC-SM-040-25-CTN | Outdoor Luminaires | Low Output | Parking Garage Luminaires | Standard | FALSE | [9 empty] | 42559 |  |  | No |  | 3.1 | 4141.96 | 101.64 | 40.75 | 17.63 | 0.9 | 5040 | 80
P2T97YHN | CCD Lighting Inc | CCD LIGHITNG | CCD-RC-060-25-STP | Outdoor Luminaires | Mid Output | Parking Garage Luminaires | Standard | FALSE | [9 empty] | 42559 |  |  | No |  | 3.1 | 5537.38 | 97.8 | 56.62 | 14.42 | 0.9 | 5032 | 80
PZ3UKHDZ | CCD Lighting Inc | CCD LIGHITNG | CCD-RC-060-25-NON | Outdoor Luminaires | Mid Output | Parking Garage Luminaires | Standard | FALSE | [9 empty] | 42559 |  |  | No |  | 3.1 | 5537.38 | 97.8 | 56.62 | 14.42 | 0.9 | 5032 | 80
P6GXNZRC | CCD Lighting Inc | CCD LIGHITNG | CCD-RC-060-25-CTN | Outdoor Luminaires | Mid Output | Parking Garage Luminaires | Standard | FALSE | [9 empty] | 42559 |  |  | No |  | 3.1 | 5537.38 | 97.8 | 56.62 | 14.42 | 0.9 | 5032 | 80
P7PYRR7N | CCD Lighting Inc | CCD LIGHITNG | CCD-MUP-060-25-STP | Outdoor Luminaires | Mid Output | Parking Garage Luminaires | Standard | FALSE | [9 empty] | 42559 |  |  | No |  | 3.1 | 6058.938 | 100.965 | 60.01 | 20.78 | 0.995 | 5010 | 83.4
P4XB9BM8 | CCD Lighting Inc | CCD LIGHITNG | CCD-MUP-060-25-NON | Outdoor Luminaires | Mid Output | Parking Garage Luminaires | Standard | FALSE | [9 empty] | 42559 |  |  | No |  | 3.1 | 6058.938 | 100.965 | 60.01 | 20.78 | 0.995 | 5010 | 83.4
PSDPUJFW | CCD Lighting Inc | CCD LIGHITNG | CCD-MUP-060-25-CTN | Outdoor Luminaires | Mid Output | Parking Garage Luminaires | Standard | FALSE | [9 empty] | 42559 |  |  | No |  | 3.1 | 6058.938 | 100.965 | 60.01 | 20.78 | 0.995 | 5010 | 83.4
PPWQ8KM2 | CCD Lighting Inc | CCD LIGHITNG | CCD-MUP-040-25-STP | Outdoor Luminaires | Low Output | Parking Garage Luminaires | Standard | FALSE | [9 empty] | 42559 |  |  | No |  | 3.1 | 4374.603 | 104.11 | 42.02 | 17.19 | 0.996 | 4997 | 83.6
P11QUCSS | CCD Lighting Inc | CCD LIGHITNG | CCD-CC-SM-040-25-STP | Outdoor Luminaires | Low Output | Parking Garage Luminaires | Standard | FALSE | [9 empty] | 42559 |  |  | No |  | 3.1 | 4192.28 | 97.63 | 42.94 | 18.75 | 0.9 | 4997 | 80
PUFNTMUQ | CCD Lighting Inc | CCD LIGHITNG | CCD-MUP-040-25-NON | Outdoor Luminaires | Low Output | Parking Garage Luminaires | Standard | FALSE | [9 empty] | 42559 |  |  | No |  | 3.1 | 4374.603 | 104.11 | 42.02 | 17.19 | 0.996 | 4997 | 83.6
PNXFJUKA | CCD Lighting Inc | CCD LIGHITNG | CCD-CC-SM-040-25-NON | Outdoor Luminaires | Low Output | Parking Garage Luminaires | Standard | FALSE | [9 empty] | 42559 |  |  | No |  | 3.1 | 4192.28 | 97.63 | 42.94 | 18.75 | 0.9 | 4997 | 80
PCFCC13Q | CCD Lighting Inc | CCD LIGHITNG | CCD-MUP-040-25-CTN | Outdoor Luminaires | Low Output | Parking Garage Luminaires | Standard | FALSE | [9 empty] | 42559 |  |  | No |  | 3.1 | 4374.603 | 104.11 | 42.02 | 17.19 | 0.996 | 4997 | 83.6
PRKGWGP5 | CCD Lighting Inc | CCD LIGHITNG | CCD-CC-SM-040-25-CTN | Outdoor Luminaires | Low Output | Parking Garage Luminaires | Standard | FALSE | [9 empty] | 42559 |  |  | No |  | 3.1 | 4192.28 | 97.63 | 42.94 | 18.75 | 0.9 | 4997 | 80
P9REVFZX | CCD Lighting Inc | CCD LIGHITNG | CCD-RC-040-25-STP | Outdoor Luminaires | Low Output | Parking Garage Luminaires | Standard | FALSE | [9 empty] | 42559 |  |  | No |  | 3.1 | 4115.74 | 101.17 | 40.68 | 18.32 | 0.9 | 4944 | 80
PFR4PAHV | CCD Lighting Inc | CCD LIGHITNG | CCD-RC-040-25-NON | Outdoor Luminaires | Low Output | Parking Garage Luminaires | Standard | FALSE | [9 empty] | 42559 |  |  | No |  | 3.1 | 4115.74 | 101.17 | 40.68 | 18.32 | 0.9 | 4944 | 80
P42JAH1Y | CCD Lighting Inc | CCD LIGHITNG | CCD-RC-040-25-CTN | Outdoor Luminaires | Low Output | Parking Garage Luminaires | Standard | FALSE | [9 empty] | 42559 |  |  | No |  | 3.1 | 4115.74 | 107.17 | 40.68 | 18.32 | 0.9 | 4944 | 80
P3NRHUE5 | CCD Lighting Inc | CCD LIGHITNG | CCD-MUD-060-24-STP | Outdoor Luminaires | Low Output | Parking Garage Luminaires | Standard | FALSE | [9 empty] | 42559 |  |  | No |  | 3.1 | 4751.672 | 84.619 | 56.154 | 14.11 | 0.996 | 4139 | 82.6
PT8XGXPC | CCD Lighting Inc | CCD LIGHITNG | CCD-MUD-060-24-CTN | Outdoor Luminaires | Low Output | Parking Garage Luminaires | Standard | FALSE | [9 empty] | 42559 |  |  | No |  | 3.1 | 4751.672 | 84.619 | 56.154 | 14.11 | 0.996 | 4139 | 82.6
PWFMHFG3 | CCD Lighting Inc | CCD LIGHITNG | CCD-SQC-SM-090-24-STP | Outdoor Luminaires | Mid Output | Parking Garage Luminaires | Standard | FALSE | [9 empty] | 42559 |  |  | No |  | 3.1 | 8456.44 | 91.43 | 92.49 | 18 | 0.9 | 4123 | 80
PRK9ZVTS | CCD Lighting Inc | CCD LIGHITNG | CCD-SQC-SM-090-24-CTN | Outdoor Luminaires | Mid Output | Parking Garage Luminaires | Standard | FALSE | [9 empty] | 42559 |  |  | No |  | 3.1 | 8456.44 | 91.43 | 92.49 | 18 | 0.9 | 4123 | 80
PAVM8PNS | CCD Lighting Inc | CCD LIGHITNG | CCD-SQC-SM-060-24-STP | Outdoor Luminaires | Mid Output | Parking Garage Luminaires | Standard | FALSE | [9 empty] | 42559 |  |  | No |  | 3.1 | 5283.3 | 94.65 | 55.82 | 12.74 | 0.9 | 4112 | 80
PBM6ST9E | CCD Lighting Inc | CCD LIGHITNG | CCD-SQC-SM-060-24-CTN | Outdoor Luminaires | Mid Output | Parking Garage Luminaires | Standard | FALSE | [9 empty] | 42559 |  |  | No |  | 3.1 | 5283.3 | 94.65 | 55.82 | 12.74 | 0.9 | 4112 | 80
P2GXG7YJ | CCD Lighting Inc | CCD LIGHITNG | CCD-MUP-060-24-STP | Outdoor Luminaires | Mid Output | Parking Garage Luminaires | Standard | FALSE | [9 empty] | 42559 |  |  | No |  | 3.1 | 5913.102 | 98.322 | 60.14 | 20.78 | 0.995 | 4077 | 83.3
P7UPQNKD | CCD Lighting Inc | CCD LIGHITNG | CCD-MUP-060-24-CTN | Outdoor Luminaires | Mid Output | Parking Garage Luminaires | Standard | FALSE | [9 empty] | 42559 |  |  | No |  | 3.1 | 5913.102 | 98.322 | 60.14 | 20.78 | 0.995 | 4077 | 83.3
PTQCAKPD | CCD Lighting Inc | CCD LIGHITNG | CCD-MUP-040-24-STP | Outdoor Luminaires | Low Output | Parking Garage Luminaires | Standard | FALSE | [9 empty] | 42559 |  |  | No |  | 3.1 | 4333.148 | 103.05 | 42.05 | 17.19 | 0.995 | 4074 | 83.3
PBDS2GJM | CCD Lighting Inc | CCD LIGHITNG | CCD-MUP-040-24-CTN | Outdoor Luminaires | Low Output | Parking Garage Luminaires | Standard | FALSE | [9 empty] | 42559 |  |  | No |  | 3.1 | 4333.148 | 103.05 | 42.05 | 17.19 | 0.995 | 4074 | 83.3
PYNTKF6S | CCD Lighting Inc | CCD LIGHITNG | CCD-SQC-SM-040-24-STP | Outdoor Luminaires | Low Output | Parking Garage Luminaires | Standard | FALSE | [9 empty] | 42559 |  |  | No |  | 3.1 | 4008.84 | 98.18 | 40.83 | 17.63 | 0.9 | 4067 | 80
P1TTDPNQ | CCD Lighting Inc | CCD LIGHITNG | CCD-SQC-SM-040-24-CTN | Outdoor Luminaires | Low Output | Parking Garage Luminaires | Standard | FALSE | [9 empty] | 42559 |  |  | No |  | 3.1 | 4008.84 | 98.18 | 40.83 | 17.63 | 0.9 | 4067 | 80
PQ3XHHRR | CCD Lighting Inc | CCD LIGHITNG | CCD-CC-SM-060-24-STP | Outdoor Luminaires | Mid Output | Parking Garage Luminaires | Standard | FALSE | [9 empty] | 42559 |  |  | No |  | 3.1 | 5621.741 | 99.17 | 56.69 | 13.53 | 0.9 | 4056 | 80
P2RETQF4 | CCD Lighting Inc | CCD LIGHITNG | CCD-CC-SM-060-24-CTN | Outdoor Luminaires | Mid Output | Parking Garage Luminaires | Standard | FALSE | [9 empty] | 42559 |  |  | No |  | 3.1 | 5621.741 | 99.17 | 56.69 | 13.53 | 0.9 | 4056 | 80
PSQGDN1V | CCD Lighting Inc | CCD LIGHITNG | CCD-CC-SM-040-24-STP | Outdoor Luminaires | Low Output | Parking Garage Luminaires | Standard | FALSE | [9 empty] | 42559 |  |  | No |  | 3.1 | 4115.4 | 95.31 | 43.18 | 18.75 | 0.9 | 4036 | 80
PEB1WEBC | CCD Lighting Inc | CCD LIGHITNG | CCD-CC-SM-040-24-CTN | Outdoor Luminaires | Low Output | Parking Garage Luminaires | Standard | FALSE | [9 empty] | 42559 |  |  | No |  | 3.1 | 4115.4 | 95.31 | 43.18 | 18.75 | 0.9 | 4036 | 80
PYZR2BJV | CCD Lighting Inc | CCD LIGHITNG | CCD-RC-060-24-STP | Outdoor Luminaires | Mid Output | Parking Garage Luminaires | Standard | FALSE | [9 empty] | 42559 |  |  | No |  | 3.1 | 5424.89 | 95.48 | 56.82 | 14.42 | 0.9 | 4029 | 80
PSGDTKW2 | CCD Lighting Inc | CCD LIGHITNG | CCD-RC-060-24-CTN | Outdoor Luminaires | Mid Output | Parking Garage Luminaires | Standard | FALSE | [9 empty] | 42559 |  |  | No |  | 3.1 | 5424.89 | 95.48 | 56.82 | 14.42 | 0.9 | 4029 | 80
PCDD73CM | CCD Lighting Inc | CCD LIGHITNG | CCD-RC-040-24-STP | Outdoor Luminaires | Low Output | Parking Garage Luminaires | Standard | FALSE | [9 empty] | 42559 |  |  | No |  | 3.1 | 4049.75 | 99.33 | 40.77 | 18.32 | 0.9 | 4026 | 80
P9QK7R67 | CCD Lighting Inc | CCD LIGHITNG | CCD-RC-040-24-CTN | Outdoor Luminaires | Low Output | Parking Garage Luminaires | Standard | FALSE | [9 empty] | 42559 |  |  | No |  | 3.1 | 4049.75 | 99.33 | 40.77 | 18.32 | 0.9 | 4026 | 80
PA9JKMRA | ELCO LIGHTING | ELCO Lighting | ECP70M50 | Outdoor Luminaires | Mid Output | Parking Garage Luminaires | Standard | FALSE | [9 empty] | 42559 | Not Dimmable | Not Dimmable | NotYetVerified |  | 3 | 5928.278 | 86.255 | 68.73 | 21.55 | 0.977 | 5286 | 77.1
PGZHDA65 | ELCO LIGHTING | ELCO Lighting | ECP45M50 | Outdoor Luminaires | Low Output | Parking Garage Luminaires | Standard | FALSE | [9 empty] | 42559 | Not Dimmable | Not Dimmable | NotYetVerified |  | 3 | 4149.603 | 95.022 | 43.67 | 13.77 | 0.993 | 5074 | 82.3
PEG2JKEH | Universal Lighting Technologies | Everline | PG-44L835-347-T5W-xx-yyyyyy | Outdoor Luminaires | Low Output | Parking Garage Luminaires | Standard | TRUE | 4705.96 | 92.52 | 50.86 | 10.24 | 0.98 | 3525 | 84.66 | 5 | 50000 | 42556 |  |  | No |  | 3.1 | 4705 | 92 | 50.86 | 10.24 | 0.98 | 3500 | 80
PG4EYWQ1 | Universal Lighting Technologies | Everline | PG-44L750-347-T5W-xx-yyyyyy | Outdoor Luminaires | Low Output | Parking Garage Luminaires | Standard | TRUE | 5002 | 100.6 | 49.72 | 10.91 | 0.9791 | 4967 | 72.79 | 5 | 50000 | 42556 |  |  | No |  | 3.1 | 5002 | 100 | 49.72 | 10.91 | 0.98 | 5000 | 70
P8MFS42Z | Universal Lighting Technologies | Everline | PG-44L850-347-T5W-xx-yyyyyy | Outdoor Luminaires | Low Output | Parking Garage Luminaires | Standard | FALSE | [9 empty] | 42556 | Dimmable | Continuous Below 10 | No |  | 3.1 | 4705 | 92 | 50.86 | 10.24 | 0.98 | 5000 | 80
PWBXYE25 | Universal Lighting Technologies | Everline | PG-44L840-347-T5W-xx-yyyyyy | Outdoor Luminaires | Low Output | Parking Garage Luminaires | Standard | FALSE | [9 empty] | 42556 | Dimmable | Continuous Below 10 | No |  | 3.1 | 4705 | 92 | 50.86 | 10.24 | 0.98 | 4000 | 80
P2GE1FAK | Universal Lighting Technologies | Everline | PG-44L740-347-T5W-xx-yyyyyy | Outdoor Luminaires | Low Output | Parking Garage Luminaires | Standard | FALSE | [9 empty] | 42556 | Dimmable | Continuous Below 10 | No |  | 3.1 | 4705 | 92 | 50.86 | 10.24 | 0.98 | 4000 | 70
PJHSDM4Q | Universal Lighting Technologies | Everline | PG-44L735-347-T5W-xx-yyyyyy | Outdoor Luminaires | Low Output | Parking Garage Luminaires | Standard | FALSE | [9 empty] | 42556 | Dimmable | Continuous Below 10 | No |  | 3.1 | 4705 | 92 | 50.86 | 10.24 | 0.98 | 3500 | 70
P9B1G6DH | Energy Solutions International | ESI | F-12PL-F2H-35-FR | Outdoor Luminaires | Low Output | Parking Garage Luminaires | Premium | TRUE | 4844 | 121.4 | 39.905 | 5.7057 | 0.9978 | 3559 | 82.97 | 5 | 50000 | 42552 |  |  | No |  | 4 | 4844 | 121.4 | 39.9 | 15.11 | 0.95 | 3559 | 82.97
PDSMZQ7W | Energy Solutions International | ESI | F-12PL-F2L-35-FR | Outdoor Luminaires | Low Output | Parking Garage Luminaires | Premium | TRUE | 2495 | 128.5 | 19.41 | 15.107 | 0.9463 | 3559 | 82.97 | 5 | 50000 | 42552 |  |  | No |  | 4 | 2495 | 128.61 | 19.4 | 15.11 | 0.95 | 3559 | 82.97
PCA8BTEC | Energy Solutions International | ESI | F-12PL-F2H-50-FR | Outdoor Luminaires | Low Output | Parking Garage Luminaires | Premium | FALSE | [9 empty] | 42552 |  |  | No |  | 4 | 4844 | 121.4 | 39.9 | 15.11 | 0.95 | 5220 | 84.49
PT1EEPJX | Energy Solutions International | ESI | F-12PL-F2N-50-FR | Outdoor Luminaires | Low Output | Parking Garage Luminaires | Premium | FALSE | [9 empty] | 42552 |  |  | No |  | 4 | 3829 | 128.49 | 29.8 | 15.11 | 0.95 | 5220 | 84.49
PQ7TNACY | Energy Solutions International | ESI | F-12PL-F2L-50-FR | Outdoor Luminaires | Low Output | Parking Garage Luminaires | Premium | FALSE | [9 empty] | 42552 |  |  | No |  | 4 | 2495 | 128.61 | 19.4 | 15.11 | 0.95 | 5220 | 84.49
P3T4DXH6 | Energy Solutions International | ESI | F-12PL-F2H-40-FR | Outdoor Luminaires | Low Output | Parking Garage Luminaires | Premium | FALSE | [9 empty] | 42552 |  |  | No |  | 4 | 4844 | 121.4 | 39.9 | 15.11 | 0.95 | 4000 | 83.99
P8UWCWB3 | Energy Solutions International | ESI | F-12PL-F2N-40-FR | Outdoor Luminaires | Low Output | Parking Garage Luminaires | Premium | FALSE | [9 empty] | 42552 |  |  | No |  | 4 | 3829 | 128.49 | 29.8 | 15.11 | 0.95 | 4000 | 83.99
PADCQD51 | Energy Solutions International | ESI | F-12PL-F2L-40-FR | Outdoor Luminaires | Low Output | Parking Garage Luminaires | Premium | FALSE | [9 empty] | 42552 |  |  | No |  | 4 | 2495 | 128.61 | 19.4 | 15.11 | 0.95 | 4000 | 83.99
PGPK2PPR | Energy Solutions International | ESI | F-12PL-F2N-35-FR | Outdoor Luminaires | Low Output | Parking Garage Luminaires | Premium | FALSE | [9 empty] | 42552 |  |  | No |  | 4 | 3829 | 128.49 | 29.8 | 15.11 | 0.95 | 3559 | 82.97
P2DBEM97 | Visionaire Lighting | PGR | PGR-1-T4-32LC-10-4K-[UNV 5. 8]-[LPM SMB PM12 PM24 PM36]-DIM | Outdoor Luminaires | Mid Output | Parking Garage Luminaires | Standard | TRUE | 9760 | 90.4 | 108 | 9.12 | 0.95 | 4009 | 73.7 | 5 | 50000 | 42551 |  |  | Yes |  | 3.1 | 9632.88 | 89.19 | 108 | 12 | 0.97 | 4000 | 74
PTE7CSMD | Visionaire Lighting | PG | PGR-1-T1-32LC-3-5K-[UNV]-[LPM CM PM12 PM24 PM36]-[DIM] | Outdoor Luminaires | Low Output | Parking Garage Luminaires | Standard | FALSE | [9 empty] | 42551 |  |  | Yes | Updated on 2/13/17 | 4.1 | 5020.63 | 143.45 | 35 | 8 | 0.93 | 5000 | 70
PA6QDDK5 | RISE-LITE GROUP CO. LTD | RISELITE | RL-CN-050W-B-LV-N-WW | Outdoor Luminaires | Low Output | Parking Garage Luminaires | Standard | TRUE | 4681.3 | 100.26 | 46.69 | 16.07 | 0.9032 | 3086 | 71.4 | 5 | 50000 | 42551 |  |  | No |  | 4 | 4681.3 | 100.26 | 46.69 | 16.07 | 0.9032 | 3000 | 71.4
P65DA2X7 | RISE-LITE GROUP CO. LTD | RISELITE | RL-CN-040W-A-LV-D-WW | Outdoor Luminaires | Low Output | Parking Garage Luminaires | Standard | TRUE | 4343 | 100.49 | 43.22 | 16.43 | 0.9011 | 2966 | 73.2 | 5 | 50000 | 42551 |  |  | Yes |  | 4 | 4343 | 100.49 | 43.22 | 16.43 | 0.9011 | 3000 | 73.2
P99F3FYR | Visionaire Lighting | PG | PGR-1-T4-16LC-3-4K-[UNV]-[LPM CM PM12 PM24 PM36]-[DIM] | Outdoor Luminaires | Low Output | Parking Garage Luminaires | Standard | TRUE | 2126 | 118.9 | 17.88 | 18.8 | 0.872 | 3942 | 73.1 | 5 | 50000 | 42551 |  |  | Yes | Updated on 2/13/17 | 4.1 | 2126 | 118.11 | 18 | 11 | 0.97 | 4000 | 70
P78N1NVV | Visionaire Lighting | PG | PGR-1-T5-48LC-3-5K-[UNV 5 8]-[LPM CM PM12 PM24 PM36] | Outdoor Luminaires | Mid Output | Parking Garage Luminaires | Standard | FALSE | [9 empty] | 42551 |  |  | Yes | Updated on 2/13/17 | 4.1 | 7690.22 | 147.89 | 52 | 8 | 0.96 | 5000 | 70
P57R167G | Visionaire Lighting | PG | PGR-1-T1-48LC-3-5K-[UNV 5 8]-[LPM CM PM12 PM24 PM36] | Outdoor Luminaires | Mid Output | Parking Garage Luminaires | Standard | FALSE | [9 empty] | 42551 |  |  | Yes | Updated on 2/13/17 | 4.1 | 7598.14 | 146.12 | 52 | 8 | 0.96 | 5000 | 70
PN6RS2J6 | Visionaire Lighting | PG | PGR-1-T2-48LC-3-5K-[UNV 5 8]-[LPM CM PM12 PM24 PM36] | Outdoor Luminaires | Mid Output | Parking Garage Luminaires | Standard | FALSE | [9 empty] | 42551 |  |  | Yes | Updated on 2/13/17 | 4.1 | 7030.32 | 135.2 | 52 | 8 | 0.96 | 5000 | 70
PQS4Y2ZS | Visionaire Lighting | PG | PGR-1-T3-48LC-3-5K-[UNV 5 8]-[LPM CM PM12 PM24 PM36] | Outdoor Luminaires | Mid Output | Parking Garage Luminaires | Standard | FALSE | [9 empty] | 42551 |  |  | Yes | Updated on 2/13/17 | 4.1 | 7003.04 | 134.67 | 52 | 8 | 0.96 | 5000 | 70
PXU91W8M | Visionaire Lighting | PG | PGR-1-T5W-48LC-3-5K-[UNV 5 8]-[LPM CM PM12 PM24 PM36] | Outdoor Luminaires | Mid Output | Parking Garage Luminaires | Standard | FALSE | [9 empty] | 42551 |  |  | Yes | Updated on 2/13/17 | 4.1 | 6945.07 | 133.56 | 52 | 8 | 0.96 | 5000 | 70
PPH2JQBB | Visionaire Lighting | PG | PGR-1-T4-48LC-3-5K-[UNV 5 8]-[LPM CM PM12 PM24 PM36] | Outdoor Luminaires | Mid Output | Parking Garage Luminaires | Standard | FALSE | [9 empty] | 42551 |  |  | Yes | Updated on 2/13/17 | 4.1 | 6863.22 | 131.98 | 52 | 8 | 0.96 | 5000 | 70
PTU2CNKH | Visionaire Lighting | PG | PGR-1-T5-48LC-7-5K-[UNV 5 8]-[LPM CM PM12 PM24 PM36] | Outdoor Luminaires | High Output | Parking Garage Luminaires | Standard | FALSE | [9 empty] | 42551 |  |  | Yes | Updated on 2/13/17 | 4.1 | 12382.63 | 114.65 | 108 | 15 | 0.93 | 5000 | 70
PGXXJJ9X | Visionaire Lighting | PG | PGR-1-T1-48LC-7-5K-[UNV 5 8]-[LPM CM PM12 PM24 PM36] | Outdoor Luminaires | High Output | Parking Garage Luminaires | Standard | FALSE | [9 empty] | 42551 |  |  | Yes | Updated on 2/13/17 | 4.1 | 12234.37 | 113.28 | 108 | 15 | 0.93 | 5000 | 70
PCF2RM96 | Visionaire Lighting | PG | PGR-1-T2-48LC-7-5K-[UNV 5 8]-[LPM CM PM12 PM24 PM36] | Outdoor Luminaires | High Output | Parking Garage Luminaires | Standard | FALSE | [9 empty] | 42551 |  |  | Yes | Updated on 2/13/17 | 4.1 | 11320.09 | 104.82 | 108 | 15 | 0.93 | 5000 | 70
PMSJDHHV | Visionaire Lighting | PG | PGR-1-T3-48LC-7-5K-[UNV 5 8]-[LPM CM PM12 PM24 PM36] | Outdoor Luminaires | High Output | Parking Garage Luminaires | Standard | FALSE | [9 empty] | 42551 |  |  | Yes | Updated on 2/13/17 | 4.1 | 11276.16 | 104.41 | 108 | 15 | 0.93 | 5000 | 70
PYJQ6SRJ | Visionaire Lighting | PG | PGR-1-T5W-48LC-7-5K-[UNV 5 8]-[LPM CM PM12 PM24 PM36] | Outdoor Luminaires | High Output | Parking Garage Luminaires | Standard | FALSE | [9 empty] | 42551 |  |  | Yes | Updated on 2/13/17 | 4.1 | 11182.81 | 103.54 | 108 | 15 | 0.93 | 5000 | 70
PG9YRKF2 | Visionaire Lighting | PG | PGR-1-T4-48LC-7-5K-[UNV 5 8]-[LPM CM PM12 PM24 PM36] | Outdoor Luminaires | High Output | Parking Garage Luminaires | Standard | FALSE | [9 empty] | 42551 |  |  | Yes | Updated on 2/13/17 | 4.1 | 11051.02 | 102.32 | 108 | 15 | 0.93 | 5000 | 70
PS88SQQR | Visionaire Lighting | PG | PGR-1-T5-16LC-5-5K-[UNV]-[LPM CM PM12 PM24 PM36] | Outdoor Luminaires | Low Output | Parking Garage Luminaires | Standard | FALSE | [9 empty] | 42551 |  |  | Yes | Updated on 2/13/17 | 4.1 | 3474.33 | 133.63 | 26 | 15 | 0.94 | 5000 | 70
PA5BKF5E | Visionaire Lighting | PG | PGR-1-T1-16LC-5-5K-[UNV]-[LPM CM PM12 PM24 PM36] | Outdoor Luminaires | Low Output | Parking Garage Luminaires | Standard | FALSE | [9 empty] | 42551 |  |  | Yes | Updated on 2/13/17 | 4.1 | 3432.73 | 132.03 | 26 | 15 | 0.94 | 5000 | 70
PUGQEZZ7 | Visionaire Lighting | PG | PGR-1-T2-16LC-5-5K-[UNV]-[LPM CM PM12 PM24 PM36] | Outdoor Luminaires | Low Output | Parking Garage Luminaires | Standard | FALSE | [9 empty] | 42551 |  |  | Yes | Updated on 2/13/17 | 4.1 | 3176.2 | 122.16 | 26 | 15 | 0.94 | 5000 | 70
PFHMYGJK | Visionaire Lighting | PG | PGR-1-T3-16LC-5-5K-[UNV]-[LPM CM PM12 PM24 PM36] | Outdoor Luminaires | Low Output | Parking Garage Luminaires | Standard | FALSE | [9 empty] | 42551 |  |  | Yes | Updated on 2/13/17 | 4.1 | 3163.88 | 121.69 | 26 | 15 | 0.94 | 5000 | 70
P8GCT54A | Visionaire Lighting | PG | PGR-1-T5W-16LC-5-5K-[UNV]-[LPM CM PM12 PM24 PM36] | Outdoor Luminaires | Low Output | Parking Garage Luminaires | Standard | FALSE | [9 empty] | 42551 |  |  | Yes | Updated on 2/13/17 | 4.1 | 3137.68 | 120.68 | 26 | 15 | 0.94 | 5000 | 70
PHCFZRJN | Visionaire Lighting | PG | PGR-1-T4-16LC-5-5K-[UNV]-[LPM CM PM12 PM24 PM36] | Outdoor Luminaires | Low Output | Parking Garage Luminaires | Standard | FALSE | [9 empty] | 42551 |  |  | Yes | Updated on 2/13/17 | 4.1 | 3100.71 | 119.26 | 26 | 15 | 0.94 | 5000 | 70
P5TJ236P | Visionaire Lighting | PG | PGR-1-T2-48LC-5-5K-[UNV 5 8]-[LPM CM PM12 PM24 PM36] | Outdoor Luminaires | Mid Output | Parking Garage Luminaires | Standard | FALSE | [9 empty] | 42551 |  |  | Yes | Updated on 2/13/17 | 4.1 | 9700.08 | 121.25 | 80 | 9 | 0.98 | 5000 | 70
P7BSH1GJ | Visionaire Lighting | PG | PGR-1-T3-48LC-5-5K-[UNV 5 8]-[LPM CM PM12 PM24 PM36] | Outdoor Luminaires | High Output | Parking Garage Luminaires | Standard | FALSE | [9 empty] | 42551 |  |  | Yes | Updated on 2/13/17 | 4.1 | 9662.44 | 120.78 | 80 | 9 | 0.98 | 5000 | 70
P4Y27G4C | Visionaire Lighting | PG | PGR-1-T5W-48LC-5-5K-[UNV 5 8]-[LPM CM PM12 PM24 PM36] | Outdoor Luminaires | Mid Output | Parking Garage Luminaires | Standard | FALSE | [9 empty] | 42551 |  |  | Yes | Updated on 2/13/17 | 4.1 | 9582.45 | 119.78 | 80 | 9 | 0.98 | 5000 | 70
PCDSAXPR | Visionaire Lighting | PG | PGR-1-T4-48LC-5-5K-[UNV 5 8]-[LPM CM PM12 PM24 PM36] | Outdoor Luminaires | Mid Output | Parking Garage Luminaires | Standard | FALSE | [9 empty] | 42551 |  |  | Yes | Updated on 2/13/17 | 4.1 | 9469.52 | 118.37 | 80 | 9 | 0.98 | 5000 | 70
P1C85D17 | Visionaire Lighting | PG | PGR-1-T5-48LC-5-5K-[UNV 5 8]-[LPM CM PM12 PM24 PM36] | Outdoor Luminaires | High Output | Parking Garage Luminaires | Standard | FALSE | [9 empty] | 42551 |  |  | Yes | Updated on 2/13/17 | 4.1 | 10610.57 | 132.63 | 80 | 9 | 0.98 | 5000 | 70
PAKCW3E8 | Visionaire Lighting | PG | PGR-1-T1-48LC-5-5K-[UNV 5 8]-[LPM CM PM12 PM24 PM36] | Outdoor Luminaires | Mid Output | Parking Garage Luminaires | Standard | FALSE | [9 empty] | 42551 |  |  | Yes | Updated on 2/13/17 | 4.1 | 10483.52 | 131.04 | 80 | 9 | 0.98 | 5000 | 70
PQRXTXT8 | Visionaire Lighting | PGR | PGR-1-T5-32LC-10-5K-[UNV 5. 8]-[LPM SMB PM12 PM24 PM36] | Outdoor Luminaires | High Output | Parking Garage Luminaires | Standard | FALSE | [9 empty] | 42551 |  |  | Yes |  | 3.1 | 11361.7 | 105.2 | 108 | 12 | 0.97 | 5000 | 74
PN418E5E | Visionaire Lighting | PGR | PGR-1-T1-32LC-10-5K-[UNV 5. 8]-[LPM SMB PM12 PM24 PM36] | Outdoor Luminaires | High Output | Parking Garage Luminaires | Standard | FALSE | [9 empty] | 42551 |  |  | Yes |  | 3.1 | 11225.66 | 103.94 | 108 | 12 | 0.97 | 5000 | 74
PJ6GUMES | Visionaire Lighting | PGR | PGR-1-T2-32LC-10-5K-[UNV 5. 8]-[LPM SMB PM12 PM24 PM36] | Outdoor Luminaires | High Output | Parking Garage Luminaires | Standard | FALSE | [9 empty] | 42551 |  |  | Yes |  | 3.1 | 10386.76 | 96.17 | 108 | 12 | 0.97 | 5000 | 74
P3X297JM | Visionaire Lighting | PGR | PGR-1-T3-32LC-10-5K-[UNV 5. 8]-[LPM SMB PM12 PM24 PM36] | Outdoor Luminaires | High Output | Parking Garage Luminaires | Standard | FALSE | [9 empty] | 42551 |  |  | Yes |  | 3.1 | 10346.45 | 95.8 | 108 | 12 | 0.97 | 5000 | 74
PX8VUXWD | Visionaire Lighting | PGR | PGR-1-T5W-32LC-10-5K-[UNV 5. 8]-[LPM SMB PM12 PM24 PM36] | Outdoor Luminaires | High Output | Parking Garage Luminaires | Standard | FALSE | [9 empty] | 42551 |  |  | Yes |  | 3.1 | 10260.8 | 95.01 | 108 | 12 | 0.97 | 5000 | 74
PMPFJBZM | Visionaire Lighting | PGR | PGR-1-T4-32LC-10-5K-[UNV 5. 8]-[LPM SMB PM12 PM24 PM36] | Outdoor Luminaires | High Output | Parking Garage Luminaires | Standard | FALSE | [9 empty] | 42551 |  |  | Yes |  | 3.1 | 10139.88 | 93.89 | 108 | 12 | 0.97 | 5000 | 74
PPP5K55D | Visionaire Lighting | PG | PGR-1-T5-16LC-3-5K-[UNV]-[LPM CM PM12 PM24 PM36] | Outdoor Luminaires | Low Output | Parking Garage Luminaires | Standard | FALSE | [9 empty] | 42551 |  |  | Yes | Updated on 2/13/17 | 4.1 | 2430.79 | 135.04 | 18 | 11 | 0.97 | 5000 | 70
PYQZNVSQ | Visionaire Lighting | PG | PGR-1-T1-16LC-3-5K-[UNV]-[LPM CM PM12 PM24 PM36] | Outdoor Luminaires | Low Output | Parking Garage Luminaires | Standard | FALSE | [9 empty] | 42551 |  |  | Yes | Updated on 2/13/17 | 4.1 | 2401.69 | 133.43 | 18 | 11 | 0.97 | 5000 | 70
PN5ZUHU4 | Visionaire Lighting | PG | PGR-1-T2-16LC-3-5K-[UNV]-[LPM CM PM12 PM24 PM36] | Outdoor Luminaires | Low Output | Parking Garage Luminaires | Standard | FALSE | [9 empty] | 42551 |  |  | Yes | Updated on 2/13/17 | 4.1 | 2222.21 | 123.46 | 18 | 11 | 0.97 | 5000 | 70
P98E9JM7 | Visionaire Lighting | PG | PGR-1-T3-16LC-3-5K-[UNV]-[LPM CM PM12 PM24 PM36] | Outdoor Luminaires | Low Output | Parking Garage Luminaires | Standard | FALSE | [9 empty] | 42551 |  |  | Yes | Updated on 2/13/17 | 4.1 | 2213.58 | 122.98 | 18 | 11 | 0.97 | 5000 | 70
PAPAAFSY | Visionaire Lighting | PG | PGR-1-T5W-16LC-3-5K-[UNV]-[LPM CM PM12 PM24 PM36] | Outdoor Luminaires | Low Output | Parking Garage Luminaires | Standard | FALSE | [9 empty] | 42551 |  |  | Yes | Updated on 2/13/17 | 4.1 | 2195.26 | 121.96 | 18 | 11 | 0.97 | 5000 | 70
PPT4U9RX | Visionaire Lighting | PG | PGR-1-T4-16LC-3-5K-[UNV]-[LPM CM PM12 PM24 PM36] | Outdoor Luminaires | Low Output | Parking Garage Luminaires | Standard | FALSE | [9 empty] | 42551 |  |  | Yes | Updated on 2/13/17 | 4.1 | 2169.39 | 120.52 | 18 | 11 | 0.97 | 5000 | 70
PPUENDAV | Visionaire Lighting | PG | PGR-1-T5-32LC-5-5K-[UNV 5 8]-[LPM CM PM12 PM24 PM36] | Outdoor Luminaires | Mid Output | Parking Garage Luminaires | Standard | FALSE | [9 empty] | 42551 |  |  | Yes | Updated on 2/13/17 | 4.1 | 7040.17 | 135.39 | 52 | 10 | 0.93 | 5000 | 70
PF9R77VQ | Visionaire Lighting | PG | PGR-1-T1-32LC-5-5K-[UNV 5 8]-[LPM CM PM12 PM24 PM36] | Outdoor Luminaires | Mid Output | Parking Garage Luminaires | Standard | FALSE | [9 empty] | 42551 |  |  | Yes | Updated on 2/13/17 | 4.1 | 6955.87 | 133.77 | 52 | 10 | 0.93 | 5000 | 70
PT7JFKJU | Visionaire Lighting | PG | PGR-1-T2-32LC-5-5K-[UNV 5 8]-[LPM CM PM12 PM24 PM36] | Outdoor Luminaires | Mid Output | Parking Garage Luminaires | Standard | FALSE | [9 empty] | 42551 |  |  | Yes | Updated on 2/13/17 | 4.1 | 6436.05 | 123.77 | 52 | 10 | 0.93 | 5000 | 70
PFES333P | Visionaire Lighting | PG | PGR-1-T3-32LC-5-5K-[UNV 5 8]-[LPM CM PM12 PM24 PM36] | Outdoor Luminaires | Mid Output | Parking Garage Luminaires | Standard | FALSE | [9 empty] | 42551 |  |  | Yes | Updated on 2/13/17 | 4.1 | 6411.08 | 123.29 | 52 | 10 | 0.93 | 5000 | 70
PBNTV55Q | Visionaire Lighting | PG | PGR-1-T5W-32LC-5-5K-[UNV 5 8]-[LPM CM PM12 PM24 PM36] | Outdoor Luminaires | Mid Output | Parking Garage Luminaires | Standard | FALSE | [9 empty] | 42551 |  |  | Yes | Updated on 2/13/17 | 4.1 | 6358 | 122.27 | 52 | 10 | 0.93 | 5000 | 70
PS6HVHMG | Visionaire Lighting | PG | PGR-1-T4-32LC-5-5K-[UNV 5 8]-[LPM CM PM12 PM24 PM36] | Outdoor Luminaires | Mid Output | Parking Garage Luminaires | Standard | FALSE | [9 empty] | 42551 |  |  | Yes | Updated on 2/13/17 | 4.1 | 6283.07 | 120.83 | 52 | 10 | 0.93 | 5000 | 70
PFP4A1PR | Visionaire Lighting | PGR | PGR-1-T5-16LC-10-5K-UNV-[LPM SMB PM12 PM24 PM36] | Outdoor Luminaires | Mid Output | Parking Garage Luminaires | Standard | FALSE | [9 empty] | 42551 |  |  | Yes |  | 3.1 | 6224.56 | 113.17 | 55 | 10 | 0.94 | 5000 | 74
PEDD9PW2 | Visionaire Lighting | PGR | PGR-1-T1-16LC-10-5K-UNV-[LPM SMB PM12 PM24 PM36] | Outdoor Luminaires | Mid Output | Parking Garage Luminaires | Standard | FALSE | [9 empty] | 42551 |  |  | Yes |  | 3.1 | 6150.03 | 111.82 | 55 | 10 | 0.94 | 5000 | 74
PXA2W13F | Visionaire Lighting | PGR | PGR-1-T2-16LC-10-5K-UNV-[LPM SMB PM12 PM24 PM36] | Outdoor Luminaires | Mid Output | Parking Garage Luminaires | Standard | FALSE | [9 empty] | 42551 |  |  | Yes |  | 3.1 | 5690.43 | 103.46 | 55 | 10 | 0.94 | 5000 | 74
P1ZN8Y5X | Visionaire Lighting | PGR | PGR-1-T3-16LC-10-5K-UNV-[LPM SMB PM12 PM24 PM36] | Outdoor Luminaires | Mid Output | Parking Garage Luminaires | Standard | FALSE | [9 empty] | 42551 |  |  | Yes |  | 3.1 | 5668.35 | 103.06 | 55 | 10 | 0.94 | 5000 | 74
P5AXCJR6 | Visionaire Lighting | PGR | PGR-1-T5W-16LC-10-5K-UNV-[LPM SMB PM12 PM24 PM36] | Outdoor Luminaires | Mid Output | Parking Garage Luminaires | Standard | FALSE | [9 empty] | 42551 |  |  | Yes |  | 3.1 | 5621.43 | 102.21 | 55 | 10 | 0.94 | 5000 | 74
PVV9QVR3 | Visionaire Lighting | PGR | PGR-1-T4-16LC-10-5K-UNV-[LPM SMB PM12 PM24 PM36] | Outdoor Luminaires | Mid Output | Parking Garage Luminaires | Standard | FALSE | [9 empty] | 42551 |  |  | Yes |  | 3.1 | 5555.18 | 101 | 55 | 10 | 0.94 | 5000 | 74
PZJYMJWQ | Visionaire Lighting | PG | PGR-1-T5-16LC-7-5K-[UNV]-[LPM CM PM12 PM24 PM36] | Outdoor Luminaires | Low Output | Parking Garage Luminaires | Standard | FALSE | [9 empty] | 42551 |  |  | Yes | Updated on 2/13/17 | 4.1 | 4564.14 | 123.36 | 37 | 9 | 0.97 | 5000 | 70
PQ9FKGZF | Visionaire Lighting | PG | PGR-1-T1-16LC-7-5K-[UNV]-[LPM CM PM12 PM24 PM36] | Outdoor Luminaires | Low Output | Parking Garage Luminaires | Standard | FALSE | [9 empty] | 42551 |  |  | Yes | Updated on 2/13/17 | 4.1 | 4509.49 | 121.88 | 37 | 9 | 0.97 | 5000 | 70
PNS3KB8Y | Visionaire Lighting | PG | PGR-1-T2-16LC-7-5K-[UNV]-[LPM CM PM12 PM24 PM36] | Outdoor Luminaires | Low Output | Parking Garage Luminaires | Standard | FALSE | [9 empty] | 42551 |  |  | Yes | Updated on 2/13/17 | 4.1 | 4172.5 | 112.77 | 37 | 9 | 0.97 | 5000 | 70
P86C32FM | Visionaire Lighting | PG | PGR-1-T3-16LC-7-5K-[UNV]-[LPM CM PM12 PM24 PM36] | Outdoor Luminaires | Low Output | Parking Garage Luminaires | Standard | FALSE | [9 empty] | 42551 |  |  | Yes | Updated on 2/13/17 | 4.1 | 4156.3 | 112.33 | 37 | 9 | 0.97 | 5000 | 70
P9MU3TMZ | Visionaire Lighting | PG | PGR-1-T5W-16LC-7-5K-[UNV]-[LPM CM PM12 PM24 PM36] | Outdoor Luminaires | Low Output | Parking Garage Luminaires | Standard | FALSE | [9 empty] | 42551 |  |  | Yes | Updated on 2/13/17 | 4.1 | 4121.9 | 111.4 | 37 | 9 | 0.97 | 5000 | 70
PDENC9QZ | Visionaire Lighting | PG | PGR-1-T4-16LC-7-5K-[UNV]-[LPM CM PM12 PM24 PM36] | Outdoor Luminaires | Low Output | Parking Garage Luminaires | Standard | FALSE | [9 empty] | 42551 |  |  | Yes | Updated on 2/13/17 | 4.1 | 4073.32 | 110.09 | 37 | 9 | 0.97 | 5000 | 70
PB4DU6NT | Visionaire Lighting | PG | PGR-1-T5-32LC-3-5K-[UNV]-[LPM CM PM12 PM24 PM36] | Outdoor Luminaires | Mid Output | Parking Garage Luminaires | Standard | FALSE | [9 empty] | 42551 |  |  | Yes | Updated on 2/13/17 | 4.1 | 5081.47 | 145.18 | 35 | 8 | 0.93 | 5000 | 70
P47NPQGB | Visionaire Lighting | PG | PGR-1-T1-32LC-3-5K-[UNV]-[LPM CM PM12 PM24 PM36] | Outdoor Luminaires | Low Output | Parking Garage Luminaires | Standard | FALSE | [9 empty] | 42551 |  |  | Yes | Updated on 2/13/17 | 4.1 | 5020.63 | 143.45 | 35 | 8 | 0.93 | 5000 | 70
P2UFPM57 | Visionaire Lighting | PG | PGR-1-T2-32LC-3-5K-[UNV]-[LPM CM PM12 PM24 PM36] | Outdoor Luminaires | Low Output | Parking Garage Luminaires | Standard | FALSE | [9 empty] | 42551 |  |  | Yes | Updated on 2/13/17 | 4.1 | 4645.43 | 132.73 | 35 | 8 | 0.93 | 5000 | 70
PG5WXHHG | Visionaire Lighting | PG | PGR-1-T3-32LC-3-5K-[UNV]-[LPM CM PM12 PM24 PM36] | Outdoor Luminaires | Low Output | Parking Garage Luminaires | Standard | FALSE | [9 empty] | 42551 |  |  | Yes | Updated on 2/13/17 | 4.1 | 4627.41 | 132.21 | 35 | 8 | 0.93 | 5000 | 70
P76RPN49 | Visionaire Lighting | PG | PGR-1-T5W-32LC-3-5K-[UNV]-[LPM CM PM12 PM24 PM36] | Outdoor Luminaires | Low Output | Parking Garage Luminaires | Standard | FALSE | [9 empty] | 42551 |  |  | Yes | Updated on 2/13/17 | 4.1 | 4589.1 | 131.12 | 35 | 8 | 0.93 | 5000 | 70
P6R96KAT | Visionaire Lighting | PG | PGR-1-T4-32LC-3-5K-[UNV]-[LPM CM PM12 PM24 PM36] | Outdoor Luminaires | Low Output | Parking Garage Luminaires | Standard | FALSE | [9 empty] | 42551 |  |  | Yes | Updated on 2/13/17 | 4.1 | 4535.02 | 129.57 | 35 | 8 | 0.93 | 5000 | 70
PY6Q8DWN | Visionaire Lighting | PG | PGR-1-T5-32LC-7-5K-[UNV 5 8]-[LPM CM PM12 PM24 PM36] | Outdoor Luminaires | Mid Output | Parking Garage Luminaires | Standard | FALSE | [9 empty] | 42551 |  |  | Yes | Updated on 2/13/17 | 4.1 | 8830.55 | 124.37 | 71 | 7 | 0.99 | 5000 | 70
PB8MSZ79 | Visionaire Lighting | PG | PGR-1-T1-32LC-7-5K-[UNV 5 8]-[LPM CM PM12 PM24 PM36] | Outdoor Luminaires | Mid Output | Parking Garage Luminaires | Standard | FALSE | [9 empty] | 42551 |  |  | Yes | Updated on 2/13/17 | 4.1 | 8724.82 | 122.88 | 71 | 7 | 0.99 | 5000 | 70
PEF6WXK4 | Visionaire Lighting | PG | PGR-1-T2-32LC-7-5K-[UNV 5 8]-[LPM CM PM12 PM24 PM36] | Outdoor Luminaires | Mid Output | Parking Garage Luminaires | Standard | FALSE | [9 empty] | 42551 |  |  | Yes | Updated on 2/13/17 | 4.1 | 8072.81 | 113.7 | 71 | 7 | 0.99 | 5000 | 70
P657ZC9B | Visionaire Lighting | PG | PGR-1-T3-32LC-7-5K-[UNV 5 8]-[LPM CM PM12 PM24 PM36] | Outdoor Luminaires | Mid Output | Parking Garage Luminaires | Standard | FALSE | [9 empty] | 42551 |  |  | Yes | Updated on 2/13/17 | 4.1 | 8041.48 | 113.26 | 71 | 7 | 0.99 | 5000 | 70
PESZUBEX | Visionaire Lighting | PG | PGR-1-T5W-32LC-7-5K-[UNV 5 8]-[LPM CM PM12 PM24 PM36] | Outdoor Luminaires | Mid Output | Parking Garage Luminaires | Standard | FALSE | [9 empty] | 42551 |  |  | Yes | Updated on 2/13/17 | 4.1 | 7974.91 | 112.32 | 71 | 7 | 0.99 | 5000 | 70
PU9DYNPF | Visionaire Lighting | PG | PGR-1-T4-32LC-7-5K-[UNV 5 8]-[LPM CM PM12 PM24 PM36] | Outdoor Luminaires | Mid Output | Parking Garage Luminaires | Standard | FALSE | [9 empty] | 42551 |  |  | Yes | Updated on 2/13/17 | 4.1 | 7880.93 | 111 | 71 | 7 | 0.99 | 5000 | 70
PN23SERP | Visionaire Lighting | PG | PGR-1-T5-48LC-3-5K-[UNV 5 8]-[LPM CM PM12 PM24 PM36]-[DIM] | Outdoor Luminaires | Mid Output | Parking Garage Luminaires | Standard | FALSE | [9 empty] | 42551 |  |  | Yes | Updated on 2/13/17 | 4.1 | 7690.22 | 147.89 | 52 | 8 | 0.96 | 5000 | 70
PV5GZMGR | Visionaire Lighting | PG | PGR-1-T1-48LC-3-5K-[UNV 5 8]-[LPM CM PM12 PM24 PM36]-[DIM] | Outdoor Luminaires | Mid Output | Parking Garage Luminaires | Standard | FALSE | [9 empty] | 42551 |  |  | Yes | Updated on 2/13/17 | 4.1 | 7598.14 | 146.12 | 52 | 8 | 0.96 | 5000 | 70
P3YEB98K | Visionaire Lighting | PG | PGR-1-T2-48LC-3-5K-[UNV 5 8]-[LPM CM PM12 PM24 PM36]-[DIM] | Outdoor Luminaires | Mid Output | Parking Garage Luminaires | Standard | FALSE | [9 empty] | 42551 |  |  | Yes | Updated on 2/13/17 | 4.1 | 7030.32 | 135.2 | 52 | 8 | 0.96 | 5000 | 70
P3TFXC6M | Visionaire Lighting | PG | PGR-1-T3-48LC-3-5K-[UNV 5 8]-[LPM CM PM12 PM24 PM36]-[DIM] | Outdoor Luminaires | Mid Output | Parking Garage Luminaires | Standard | FALSE | [9 empty] | 42551 |  |  | Yes | Updated on 2/13/17 | 4.1 | 7003.04 | 134.67 | 52 | 8 | 0.96 | 5000 | 70
P7724WUX | Visionaire Lighting | PG | PGR-1-T5W-48LC-3-5K-[UNV 5 8]-[LPM CM PM12 PM24 PM36]-[DIM] | Outdoor Luminaires | Mid Output | Parking Garage Luminaires | Standard | FALSE | [9 empty] | 42551 |  |  | Yes | Updated on 2/13/17 | 4.1 | 6945.07 | 133.56 | 52 | 8 | 0.96 | 5000 | 70
PKWKC2CJ | Visionaire Lighting | PG | PGR-1-T4-48LC-3-5K-[UNV 5 8]-[LPM CM PM12 PM24 PM36]-[DIM] | Outdoor Luminaires | Mid Output | Parking Garage Luminaires | Standard | FALSE | [9 empty] | 42551 |  |  | Yes | Updated on 2/13/17 | 4.1 | 6863.22 | 131.98 | 52 | 8 | 0.96 | 5000 | 70
P8YRSJDD | Visionaire Lighting | PG | PGR-1-T5-48LC-7-5K-[UNV 5 8]-[LPM CM PM12 PM24 PM36]-[DIM] | Outdoor Luminaires | High Output | Parking Garage Luminaires | Standard | FALSE | [9 empty] | 42551 |  |  | Yes | Updated on 2/13/17 | 4.1 | 12382.63 | 114.65 | 108 | 15 | 0.93 | 5000 | 70
PHYSQH3E | Visionaire Lighting | PG | PGR-1-T1-48LC-7-5K-[UNV 5 8]-[LPM CM PM12 PM24 PM36]-[DIM] | Outdoor Luminaires | High Output | Parking Garage Luminaires | Standard | FALSE | [9 empty] | 42551 |  |  | Yes | Updated on 2/13/17 | 4.1 | 12234.37 | 113.28 | 108 | 15 | 0.93 | 5000 | 70
P9KJS8Y4 | Visionaire Lighting | PG | PGR-1-T2-48LC-7-5K-[UNV 5 8]-[LPM CM PM12 PM24 PM36]-[DIM] | Outdoor Luminaires | High Output | Parking Garage Luminaires | Standard | FALSE | [9 empty] | 42551 |  |  | Yes | Updated on 2/13/17 | 4.1 | 11320.09 | 104.82 | 108 | 15 | 0.93 | 5000 | 70
PTYZ3SMC | Visionaire Lighting | PG | PGR-1-T3-48LC-7-5K-[UNV 5 8]-[LPM CM PM12 PM24 PM36]-[DIM] | Outdoor Luminaires | High Output | Parking Garage Luminaires | Standard | FALSE | [9 empty] | 42551 |  |  | Yes | Updated on 2/13/17 | 4.1 | 11276.16 | 104.41 | 108 | 15 | 0.93 | 5000 | 70
PAPT15DF | Visionaire Lighting | PG | PGR-1-T5W-48LC-7-5K-[UNV 5 8]-[LPM CM PM12 PM24 PM36]-[DIM] | Outdoor Luminaires | High Output | Parking Garage Luminaires | Standard | FALSE | [9 empty] | 42551 |  |  | Yes | Updated on 2/13/17 | 4.1 | 11182.81 | 103.54 | 108 | 15 | 0.93 | 5000 | 70
PB7CWMNH | Visionaire Lighting | PG | PGR-1-T4-48LC-7-5K-[UNV 5 8]-[LPM CM PM12 PM24 PM36]-[DIM] | Outdoor Luminaires | High Output | Parking Garage Luminaires | Standard | FALSE | [9 empty] | 42551 |  |  | Yes | Updated on 2/13/17 | 4.1 | 11051.02 | 102.32 | 108 | 15 | 0.93 | 5000 | 70
PTHX8RM6 | Visionaire Lighting | PG | PGR-1-T5-16LC-5-5K-[UNV]-[LPM CM PM12 PM24 PM36]-[DIM] | Outdoor Luminaires | Low Output | Parking Garage Luminaires | Standard | FALSE | [9 empty] | 42551 |  |  | Yes | Updated on 2/13/17 | 4.1 | 3474.33 | 133.63 | 26 | 15 | 0.94 | 5000 | 70
PSY6GG2D | Visionaire Lighting | PG | PGR-1-T1-16LC-5-5K-[UNV]-[LPM CM PM12 PM24 PM36]-[DIM] | Outdoor Luminaires | Low Output | Parking Garage Luminaires | Standard | FALSE | [9 empty] | 42551 |  |  | Yes | Updated on 2/13/17 | 4.1 | 3432.73 | 132.03 | 26 | 15 | 0.94 | 5000 | 70
PZ8Q7HYZ | Visionaire Lighting | PG | PGR-1-T2-16LC-5-5K-[UNV]-[LPM CM PM12 PM24 PM36]-[DIM] | Outdoor Luminaires | Low Output | Parking Garage Luminaires | Standard | FALSE | [9 empty] | 42551 |  |  | Yes | Updated on 2/13/17 | 4.1 | 3176.2 | 122.16 | 26 | 15 | 0.94 | 5000 | 70
P4MM5EGF | Visionaire Lighting | PG | PGR-1-T3-16LC-5-5K-[UNV]-[LPM CM PM12 PM24 PM36]-[DIM] | Outdoor Luminaires | Low Output | Parking Garage Luminaires | Standard | FALSE | [9 empty] | 42551 |  |  | Yes | Updated on 2/13/17 | 4.1 | 3163.88 | 121.69 | 26 | 15 | 0.94 | 5000 | 70
P9E4YWKY | Visionaire Lighting | PG | PGR-1-T5W-16LC-5-5K-[UNV]-[LPM CM PM12 PM24 PM36]-[DIM] | Outdoor Luminaires | Low Output | Parking Garage Luminaires | Standard | FALSE | [9 empty] | 42551 |  |  | Yes | Updated on 2/13/17 | 4.1 | 3137.68 | 120.68 | 26 | 15 | 0.94 | 5000 | 70
P95W25YS | Visionaire Lighting | PG | PGR-1-T4-16LC-5-5K-[UNV]-[LPM CM PM12 PM24 PM36]-[DIM] | Outdoor Luminaires | Low Output | Parking Garage Luminaires | Standard | FALSE | [9 empty] | 42551 |  |  | Yes | Updated on 2/13/17 | 4.1 | 3100.71 | 119.26 | 26 | 15 | 0.94 | 5000 | 70
PGFNM5DY | Visionaire Lighting | PG | PGR-1-T2-48LC-5-5K-[UNV 5 8]-[LPM CM PM12 PM24 PM36]-[DIM] | Outdoor Luminaires | Mid Output | Parking Garage Luminaires | Standard | FALSE | [9 empty] | 42551 |  |  | Yes | Updated on 2/13/17 | 4.1 | 9700.08 | 121.25 | 80 | 9 | 0.98 | 5000 | 70
PAEJSNGJ | Visionaire Lighting | PG | PGR-1-T3-48LC-5-5K-[UNV 5 8]-[LPM CM PM12 PM24 PM36]-[DIM] | Outdoor Luminaires | High Output | Parking Garage Luminaires | Standard | FALSE | [9 empty] | 42551 |  |  | Yes | Updated on 2/13/17 | 4.1 | 9662.44 | 120.78 | 80 | 9 | 0.98 | 5000 | 70
P191QSMZ | Visionaire Lighting | PG | PGR-1-T5W-48LC-5-5K-[UNV 5 8]-[LPM CM PM12 PM24 PM36]-[DIM] | Outdoor Luminaires | Mid Output | Parking Garage Luminaires | Standard | FALSE | [9 empty] | 42551 |  |  | Yes | Updated on 2/13/17 | 4.1 | 9582.45 | 119.78 | 80 | 9 | 0.98 | 5000 | 70
PBVWQTZZ | Visionaire Lighting | PG | PGR-1-T4-48LC-5-5K-[UNV 5 8]-[LPM CM PM12 PM24 PM36]-[DIM] | Outdoor Luminaires | Mid Output | Parking Garage Luminaires | Standard | FALSE | [9 empty] | 42551 |  |  | Yes | Updated on 2/13/17 | 4.1 | 9469.52 | 118.37 | 80 | 9 | 0.98 | 5000 | 70
PF3YR6EA | Visionaire Lighting | PG | PGR-1-T5-48LC-5-5K-[UNV 5 8]-[LPM CM PM12 PM24 PM36]-[DIM] | Outdoor Luminaires | High Output | Parking Garage Luminaires | Standard | FALSE | [9 empty] | 42551 |  |  | Yes | Updated on 2/13/17 | 4.1 | 10610.57 | 132.63 | 80 | 9 | 0.98 | 5000 | 70
PHFW4YZC | Visionaire Lighting | PG | PGR-1-T1-48LC-5-5K-[UNV 5 8]-[LPM CM PM12 PM24 PM36]-[DIM] | Outdoor Luminaires | Mid Output | Parking Garage Luminaires | Standard | FALSE | [9 empty] | 42551 |  |  | Yes | Updated on 2/13/17 | 4.1 | 10483.52 | 131.04 | 80 | 9 | 0.98 | 5000 | 70
PX19YJ8A | Visionaire Lighting | PGR | PGR-1-T5-32LC-10-5K-[UNV 5. 8]-[LPM SMB PM12 PM24 PM36]-DIM | Outdoor Luminaires | High Output | Parking Garage Luminaires | Standard | FALSE | [9 empty] | 42551 |  |  | Yes |  | 3.1 | 11361.7 | 105.2 | 108 | 12 | 0.97 | 5000 | 74
P4SV5D6R | Visionaire Lighting | PGR | PGR-1-T1-32LC-10-5K-[UNV 5. 8]-[LPM SMB PM12 PM24 PM36]-DIM | Outdoor Luminaires | High Output | Parking Garage Luminaires | Standard | FALSE | [9 empty] | 42551 |  |  | Yes |  | 3.1 | 11225.66 | 103.94 | 108 | 12 | 0.97 | 5000 | 74
PAZ231C4 | Visionaire Lighting | PGR | PGR-1-T2-32LC-10-5K-[UNV 5. 8]-[LPM SMB PM12 PM24 PM36]-DIM | Outdoor Luminaires | High Output | Parking Garage Luminaires | Standard | FALSE | [9 empty] | 42551 |  |  | Yes |  | 3.1 | 10386.76 | 96.17 | 108 | 12 | 0.97 | 5000 | 74
PBNA18KG | Visionaire Lighting | PGR | PGR-1-T3-32LC-10-5K-[UNV 5. 8]-[LPM SMB PM12 PM24 PM36]-DIM | Outdoor Luminaires | High Output | Parking Garage Luminaires | Standard | FALSE | [9 empty] | 42551 |  |  | Yes |  | 3.1 | 10346.45 | 95.8 | 108 | 12 | 0.97 | 5000 | 74
PB8FG34M | Visionaire Lighting | PGR | PGR-1-T5W-32LC-10-5K-[UNV 5. 8]-[LPM SMB PM12 PM24 PM36]-DIM | Outdoor Luminaires | High Output | Parking Garage Luminaires | Standard | FALSE | [9 empty] | 42551 |  |  | Yes |  | 3.1 | 10260.8 | 95.01 | 108 | 12 | 0.97 | 5000 | 74
PA6QNBEW | Visionaire Lighting | PGR | PGR-1-T4-32LC-10-5K-[UNV 5. 8]-[LPM SMB PM12 PM24 PM36]-DIM | Outdoor Luminaires | High Output | Parking Garage Luminaires | Standard | FALSE | [9 empty] | 42551 |  |  | Yes |  | 3.1 | 10139.88 | 93.89 | 108 | 12 | 0.97 | 5000 | 74
PNYV9X7G | Visionaire Lighting | PG | PGR-1-T5-16LC-3-5K-[UNV]-[LPM CM PM12 PM24 PM36]-[DIM] | Outdoor Luminaires | Low Output | Parking Garage Luminaires | Standard | FALSE | [9 empty] | 42551 |  |  | Yes | Updated on 2/13/17 | 4.1 | 2430.79 | 135.04 | 18 | 11 | 0.97 | 5000 | 70
PKM99EU9 | Visionaire Lighting | PG | PGR-1-T1-16LC-3-5K-[UNV]-[LPM CM PM12 PM24 PM36]-[DIM] | Outdoor Luminaires | Low Output | Parking Garage Luminaires | Standard | FALSE | [9 empty] | 42551 |  |  | Yes | Updated on 2/13/17 | 4.1 | 2401.69 | 133.43 | 18 | 11 | 0.97 | 5000 | 70
PTAHAY2V | Visionaire Lighting | PG | PGR-1-T2-16LC-3-5K-[UNV]-[LPM CM PM12 PM24 PM36]-[DIM] | Outdoor Luminaires | Low Output | Parking Garage Luminaires | Standard | FALSE | [9 empty] | 42551 |  |  | Yes | Updated on 2/13/17 | 4.1 | 2222.21 | 123.46 | 18 | 11 | 0.97 | 5000 | 70
PGEBAPMY | Visionaire Lighting | PG | PGR-1-T3-16LC-3-5K-[UNV]-[LPM CM PM12 PM24 PM36]-[DIM] | Outdoor Luminaires | Low Output | Parking Garage Luminaires | Standard | FALSE | [9 empty] | 42551 |  |  | Yes | Updated on 2/13/17 | 4.1 | 2213.58 | 122.98 | 18 | 11 | 0.97 | 5000 | 70
P22577X4 | Visionaire Lighting | PG | PGR-1-T5W-16LC-3-5K-[UNV]-[LPM CM PM12 PM24 PM36]-[DIM] | Outdoor Luminaires | Low Output | Parking Garage Luminaires | Standard | FALSE | [9 empty] | 42551 |  |  | Yes | Updated on 2/13/17 | 4.1 | 2195.26 | 121.96 | 18 | 11 | 0.97 | 5000 | 70
P5X6BWUV | Visionaire Lighting | PG | PGR-1-T4-16LC-3-5K-[UNV]-[LPM CM PM12 PM24 PM36]-[DIM] | Outdoor Luminaires | Low Output | Parking Garage Luminaires | Standard | FALSE | [9 empty] | 42551 |  |  | Yes | Updated on 2/13/17 | 4.1 | 2169.39 | 120.52 | 18 | 11 | 0.97 | 5000 | 70
PYGHEUJ9 | Visionaire Lighting | PG | PGR-1-T5-32LC-5-5K-[UNV 5 8]-[LPM CM PM12 PM24 PM36]-[DIM] | Outdoor Luminaires | Mid Output | Parking Garage Luminaires | Standard | FALSE | [9 empty] | 42551 |  |  | Yes | Updated on 2/13/17 | 4.1 | 7040.17 | 135.39 | 52 | 10 | 0.93 | 5000 | 70
PBNRJ4RM | Visionaire Lighting | PG | PGR-1-T1-32LC-5-5K-[UNV 5 8]-[LPM CM PM12 PM24 PM36]-[DIM] | Outdoor Luminaires | Mid Output | Parking Garage Luminaires | Standard | FALSE | [9 empty] | 42551 |  |  | Yes | Updated on 2/13/17 | 4.1 | 6955.87 | 133.77 | 52 | 10 | 0.93 | 5000 | 70
P9JZ8RBN | Visionaire Lighting | PG | PGR-1-T2-32LC-5-5K-[UNV 5 8]-[LPM CM PM12 PM24 PM36]-[DIM] | Outdoor Luminaires | Mid Output | Parking Garage Luminaires | Standard | FALSE | [9 empty] | 42551 |  |  | Yes | Updated on 2/13/17 | 4.1 | 6436.05 | 123.77 | 52 | 10 | 0.93 | 5000 | 70
PXCN8SST | Visionaire Lighting | PG | PGR-1-T3-32LC-5-5K-[UNV 5 8]-[LPM CM PM12 PM24 PM36]-[DIM] | Outdoor Luminaires | Mid Output | Parking Garage Luminaires | Standard | FALSE | [9 empty] | 42551 |  |  | Yes | Updated on 2/13/17 | 4.1 | 6411.08 | 123.29 | 52 | 10 | 0.93 | 5000 | 70
PVKYMKNU | Visionaire Lighting | PG | PGR-1-T5W-32LC-5-5K-[UNV 5 8]-[LPM CM PM12 PM24 PM36]-[DIM] | Outdoor Luminaires | Mid Output | Parking Garage Luminaires | Standard | FALSE | [9 empty] | 42551 |  |  | Yes | Updated on 2/13/17 | 4.1 | 6358 | 122.27 | 52 | 10 | 0.93 | 5000 | 70
PPHPZDCJ | Visionaire Lighting | PG | PGR-1-T4-32LC-5-5K-[UNV 5 8]-[LPM CM PM12 PM24 PM36]-[DIM] | Outdoor Luminaires | Mid Output | Parking Garage Luminaires | Standard | FALSE | [9 empty] | 42551 |  |  | Yes | Updated on 2/13/17 | 4.1 | 6283.07 | 120.83 | 52 | 10 | 0.93 | 5000 | 70
PKHMDPBY | Visionaire Lighting | PGR | PGR-1-T5-16LC-10-5K-UNV-[LPM SMB PM12 PM24 PM36]-DIM | Outdoor Luminaires | Mid Output | Parking Garage Luminaires | Standard | FALSE | [9 empty] | 42551 |  |  | Yes |  | 3.1 | 6224.56 | 113.17 | 55 | 10 | 0.94 | 5000 | 74
PU1H3W7P | Visionaire Lighting | PGR | PGR-1-T1-16LC-10-5K-UNV-[LPM SMB PM12 PM24 PM36]-DIM | Outdoor Luminaires | Mid Output | Parking Garage Luminaires | Standard | FALSE | [9 empty] | 42551 |  |  | Yes |  | 3.1 | 6150.03 | 111.82 | 55 | 10 | 0.94 | 5000 | 74
PHGG3BV7 | Visionaire Lighting | PGR | PGR-1-T2-16LC-10-5K-UNV-[LPM SMB PM12 PM24 PM36]-DIM | Outdoor Luminaires | Mid Output | Parking Garage Luminaires | Standard | FALSE | [9 empty] | 42551 |  |  | Yes |  | 3.1 | 5690.43 | 103.46 | 55 | 10 | 0.94 | 5000 | 74
PF98NUZ6 | Visionaire Lighting | PGR | PGR-1-T3-16LC-10-5K-UNV-[LPM SMB PM12 PM24 PM36]-DIM | Outdoor Luminaires | Mid Output | Parking Garage Luminaires | Standard | FALSE | [9 empty] | 42551 |  |  | Yes |  | 3.1 | 5668.35 | 103.06 | 55 | 10 | 0.94 | 5000 | 74
P83RA1JP | Visionaire Lighting | PGR | PGR-1-T5W-16LC-10-5K-UNV-[LPM SMB PM12 PM24 PM36]-DIM | Outdoor Luminaires | Mid Output | Parking Garage Luminaires | Standard | FALSE | [9 empty] | 42551 |  |  | Yes |  | 3.1 | 5621.43 | 102.21 | 55 | 10 | 0.94 | 5000 | 74
P91R4SF5 | Visionaire Lighting | PGR | PGR-1-T4-16LC-10-5K-UNV-[LPM SMB PM12 PM24 PM36]-DIM | Outdoor Luminaires | Mid Output | Parking Garage Luminaires | Standard | FALSE | [9 empty] | 42551 |  |  | Yes |  | 3.1 | 5555.18 | 101 | 55 | 10 | 0.94 | 5000 | 74
PFFWTR55 | Visionaire Lighting | PG | PGR-1-T5-16LC-7-5K-[UNV]-[LPM CM PM12 PM24 PM36]-[DIM] | Outdoor Luminaires | Low Output | Parking Garage Luminaires | Standard | FALSE | [9 empty] | 42551 |  |  | Yes | Updated on 2/13/17 | 4.1 | 4564.14 | 123.36 | 37 | 9 | 0.97 | 5000 | 70
P4WBZYPF | Visionaire Lighting | PG | PGR-1-T1-16LC-7-5K-[UNV]-[LPM CM PM12 PM24 PM36]-[DIM] | Outdoor Luminaires | Low Output | Parking Garage Luminaires | Standard | FALSE | [9 empty] | 42551 |  |  | Yes | Updated on 2/13/17 | 4.1 | 4509.49 | 121.88 | 37 | 9 | 0.97 | 5000 | 70
P6NMTZTU | Visionaire Lighting | PG | PGR-1-T2-16LC-7-5K-[UNV]-[LPM CM PM12 PM24 PM36]-[DIM] | Outdoor Luminaires | Low Output | Parking Garage Luminaires | Standard | FALSE | [9 empty] | 42551 |  |  | Yes | Updated on 2/13/17 | 4.1 | 4172.5 | 112.77 | 37 | 9 | 0.97 | 5000 | 70
P5UY4JSB | Visionaire Lighting | PG | PGR-1-T3-16LC-7-5K-[UNV]-[LPM CM PM12 PM24 PM36]-[DIM] | Outdoor Luminaires | Low Output | Parking Garage Luminaires | Standard | FALSE | [9 empty] | 42551 |  |  | Yes | Updated on 2/13/17 | 4.1 | 4156.3 | 112.33 | 37 | 9 | 0.97 | 5000 | 70
PG7CZQYJ | Visionaire Lighting | PG | PGR-1-T5W-16LC-7-5K-[UNV]-[LPM CM PM12 PM24 PM36]-[DIM] | Outdoor Luminaires | Low Output | Parking Garage Luminaires | Standard | FALSE | [9 empty] | 42551 |  |  | Yes | Updated on 2/13/17 | 4.1 | 4121.9 | 111.4 | 37 | 9 | 0.97 | 5000 | 70
P63P4F1V | Visionaire Lighting | PG | PGR-1-T4-16LC-7-5K-[UNV]-[LPM CM PM12 PM24 PM36]-[DIM] | Outdoor Luminaires | Low Output | Parking Garage Luminaires | Standard | FALSE | [9 empty] | 42551 |  |  | Yes | Updated on 2/13/17 | 4.1 | 4073.32 | 110.09 | 37 | 9 | 0.97 | 5000 | 70
PFSFDK8G | Visionaire Lighting | PG | PGR-1-T5-32LC-3-5K-[UNV]-[LPM CM PM12 PM24 PM36]-[DIM] | Outdoor Luminaires | Mid Output | Parking Garage Luminaires | Standard | FALSE | [9 empty] | 42551 |  |  | Yes | Updated on 2/13/17 | 4.1 | 5081.47 | 145.18 | 35 | 8 | 0.93 | 5000 | 70
PUTD5HD8 | Visionaire Lighting | PG | PGR-1-T2-32LC-3-5K-[UNV]-[LPM CM PM12 PM24 PM36]-[DIM] | Outdoor Luminaires | Low Output | Parking Garage Luminaires | Standard | FALSE | [9 empty] | 42551 |  |  | Yes | Updated on 2/13/17 | 4.1 | 4645.43 | 132.73 | 35 | 8 | 0.93 | 5000 | 70
PAR691QR | Visionaire Lighting | PG | PGR-1-T3-32LC-3-5K-[UNV]-[LPM CM PM12 PM24 PM36]-[DIM] | Outdoor Luminaires | Low Output | Parking Garage Luminaires | Standard | FALSE | [9 empty] | 42551 |  |  | Yes | Updated on 2/13/17 | 4.1 | 4627.41 | 132.21 | 35 | 8 | 0.93 | 5000 | 70
PN75QRCQ | Visionaire Lighting | PG | PGR-1-T5W-32LC-3-5K-[UNV]-[LPM CM PM12 PM24 PM36]-[DIM] | Outdoor Luminaires | Low Output | Parking Garage Luminaires | Standard | FALSE | [9 empty] | 42551 |  |  | Yes | Updated on 2/13/17 | 4.1 | 4589.1 | 131.12 | 35 | 8 | 0.93 | 5000 | 70
PBNDYWVH | Visionaire Lighting | PG | PGR-1-T4-32LC-3-5K-[UNV]-[LPM CM PM12 PM24 PM36]-[DIM] | Outdoor Luminaires | Low Output | Parking Garage Luminaires | Standard | FALSE | [9 empty] | 42551 |  |  | Yes | Updated on 2/13/17 | 4.1 | 4535.02 | 129.57 | 35 | 8 | 0.93 | 5000 | 70
P92WW645 | Visionaire Lighting | PG | PGR-1-T5-32LC-7-5K-[UNV 5 8]-[LPM CM PM12 PM24 PM36]-[DIM] | Outdoor Luminaires | Mid Output | Parking Garage Luminaires | Standard | FALSE | [9 empty] | 42551 |  |  | Yes | Updated on 2/13/17 | 4.1 | 8830.55 | 124.37 | 71 | 7 | 0.99 | 5000 | 70
PF1J9YMR | Visionaire Lighting | PG | PGR-1-T1-32LC-7-5K-[UNV 5 8]-[LPM CM PM12 PM24 PM36]-[DIM] | Outdoor Luminaires | Mid Output | Parking Garage Luminaires | Standard | FALSE | [9 empty] | 42551 |  |  | Yes | Updated on 2/13/17 | 4.1 | 8724.82 | 122.88 | 71 | 7 | 0.99 | 5000 | 70
PHDW7KH1 | Visionaire Lighting | PG | PGR-1-T2-32LC-7-5K-[UNV 5 8]-[LPM CM PM12 PM24 PM36]-[DIM] | Outdoor Luminaires | Mid Output | Parking Garage Luminaires | Standard | FALSE | [9 empty] | 42551 |  |  | Yes | Updated on 2/13/17 | 4.1 | 8072.81 | 113.7 | 71 | 7 | 0.99 | 5000 | 70
PRTAH7BP | Visionaire Lighting | PG | PGR-1-T3-32LC-7-5K-[UNV 5 8]-[LPM CM PM12 PM24 PM36]-[DIM] | Outdoor Luminaires | Mid Output | Parking Garage Luminaires | Standard | FALSE | [9 empty] | 42551 |  |  | Yes | Updated on 2/13/17 | 4.1 | 8041.48 | 113.26 | 71 | 7 | 0.99 | 5000 | 70
PZV7CBXU | Visionaire Lighting | PG | PGR-1-T5W-32LC-7-5K-[UNV 5 8]-[LPM CM PM12 PM24 PM36]-[DIM] | Outdoor Luminaires | Mid Output | Parking Garage Luminaires | Standard | FALSE | [9 empty] | 42551 |  |  | Yes | Updated on 2/13/17 | 4.1 | 7974.91 | 112.32 | 71 | 7 | 0.99 | 5000 | 70
PP51QXA2 | Visionaire Lighting | PG | PGR-1-T4-32LC-7-5K-[UNV 5 8]-[LPM CM PM12 PM24 PM36]-[DIM] | Outdoor Luminaires | Mid Output | Parking Garage Luminaires | Standard | FALSE | [9 empty] | 42551 |  |  | Yes | Updated on 2/13/17 | 4.1 | 7880.93 | 111 | 71 | 7 | 0.99 | 5000 | 70
PZGRKXG9 | Visionaire Lighting | PG | PGR-1-T5-48LC-3-4K-[UNV 5 8]-[LPM CM PM12 PM24 PM36] | Outdoor Luminaires | Mid Output | Parking Garage Luminaires | Standard | FALSE | [9 empty] | 42551 |  |  | Yes | Updated on 2/13/17 | 4.1 | 7536.41 | 144.93 | 52 | 8 | 0.96 | 4000 | 70
PM9STKK5 | Visionaire Lighting | PG | PGR-1-T1-48LC-3-4K-[UNV 5 8]-[LPM CM PM12 PM24 PM36] | Outdoor Luminaires | Mid Output | Parking Garage Luminaires | Standard | FALSE | [9 empty] | 42551 |  |  | Yes | Updated on 2/13/17 | 4.1 | 7446.17 | 143.2 | 52 | 8 | 0.96 | 4000 | 70
PFWZB7XB | Visionaire Lighting | PG | PGR-1-T2-48LC-3-4K-[UNV 5 8]-[LPM CM PM12 PM24 PM36] | Outdoor Luminaires | Mid Output | Parking Garage Luminaires | Standard | FALSE | [9 empty] | 42551 |  |  | Yes | Updated on 2/13/17 | 4.1 | 6889.72 | 132.49 | 52 | 8 | 0.96 | 4000 | 70
PRVZCE44 | Visionaire Lighting | PG | PGR-1-T3-48LC-3-4K-[UNV 5 8]-[LPM CM PM12 PM24 PM36] | Outdoor Luminaires | Mid Output | Parking Garage Luminaires | Standard | FALSE | [9 empty] | 42551 |  |  | Yes | Updated on 2/13/17 | 4.1 | 6862.98 | 131.98 | 52 | 8 | 0.96 | 4000 | 70
PQY11QRJ | Visionaire Lighting | PG | PGR-1-T5W-48LC-3-4K-[UNV 5 8]-[LPM CM PM12 PM24 PM36] | Outdoor Luminaires | Mid Output | Parking Garage Luminaires | Standard | FALSE | [9 empty] | 42551 |  |  | Yes | Updated on 2/13/17 | 4.1 | 6806.16 | 130.89 | 52 | 8 | 0.96 | 4000 | 70
PQVAZWTF | Visionaire Lighting | PG | PGR-1-T4-48LC-3-4K-[UNV 5 8]-[LPM CM PM12 PM24 PM36] | Outdoor Luminaires | Mid Output | Parking Garage Luminaires | Standard | FALSE | [9 empty] | 42551 |  |  | Yes | Updated on 2/13/17 | 4.1 | 6725.95 | 129.35 | 52 | 8 | 0.96 | 4000 | 70
PNZKUPF2 | Visionaire Lighting | PG | PGR-1-T5-48LC-7-4K-[UNV 5 8]-[LPM CM PM12 PM24 PM36] | Outdoor Luminaires | High Output | Parking Garage Luminaires | Standard | FALSE | [9 empty] | 42551 |  |  | Yes | Updated on 2/13/17 | 4.1 | 12134.98 | 112.36 | 108 | 15 | 0.93 | 4000 | 70
PMYP8JZM | Visionaire Lighting | PG | PGR-1-T1-48LC-7-4K-[UNV 5 8]-[LPM CM PM12 PM24 PM36] | Outdoor Luminaires | High Output | Parking Garage Luminaires | Standard | FALSE | [9 empty] | 42551 |  |  | Yes | Updated on 2/13/17 | 4.1 | 11989.68 | 111.02 | 108 | 15 | 0.93 | 4000 | 70
P76KH4R7 | Visionaire Lighting | PG | PGR-1-T2-48LC-7-4K-[UNV 5 8]-[LPM CM PM12 PM24 PM36] | Outdoor Luminaires | High Output | Parking Garage Luminaires | Standard | FALSE | [9 empty] | 42551 |  |  | Yes | Updated on 2/13/17 | 4.1 | 11093.69 | 102.72 | 108 | 15 | 0.93 | 4000 | 70
PFWWE2SD | Visionaire Lighting | PG | PGR-1-T3-48LC-7-4K-[UNV 5 8]-[LPM CM PM12 PM24 PM36] | Outdoor Luminaires | High Output | Parking Garage Luminaires | Standard | FALSE | [9 empty] | 42551 |  |  | Yes | Updated on 2/13/17 | 4.1 | 11050.64 | 102.32 | 108 | 15 | 0.93 | 4000 | 70
PQDBPYE3 | Visionaire Lighting | PG | PGR-1-T5W-48LC-7-4K-[UNV 5 8]-[LPM CM PM12 PM24 PM36] | Outdoor Luminaires | High Output | Parking Garage Luminaires | Standard | FALSE | [9 empty] | 42551 |  |  | Yes | Updated on 2/13/17 | 4.1 | 10959.15 | 101.47 | 108 | 15 | 0.93 | 4000 | 70
PQM6ZERD | Visionaire Lighting | PG | PGR-1-T4-48LC-7-4K-[UNV 5 8]-[LPM CM PM12 PM24 PM36] | Outdoor Luminaires | High Output | Parking Garage Luminaires | Standard | FALSE | [9 empty] | 42551 |  |  | Yes | Updated on 2/13/17 | 4.1 | 10830 | 100.28 | 108 | 15 | 0.93 | 4000 | 70
PVE8D4H9 | Visionaire Lighting | PG | PGR-1-T5-16LC-5-4K-[UNV]-[LPM CM PM12 PM24 PM36] | Outdoor Luminaires | Low Output | Parking Garage Luminaires | Standard | FALSE | [9 empty] | 42551 |  |  | Yes | Updated on 2/13/17 | 4.1 | 3404.84 | 130.96 | 26 | 15 | 0.94 | 4000 | 70
PQ9RZN7H | Visionaire Lighting | PG | PGR-1-T1-16LC-5-4K-[UNV]-[LPM CM PM12 PM24 PM36] | Outdoor Luminaires | Low Output | Parking Garage Luminaires | Standard | FALSE | [9 empty] | 42551 |  |  | Yes | Updated on 2/13/17 | 4.1 | 3364.08 | 129.39 | 26 | 15 | 0.94 | 4000 | 70
P5NAJUZJ | Visionaire Lighting | PG | PGR-1-T2-16LC-5-4K-[UNV]-[LPM CM PM12 PM24 PM36] | Outdoor Luminaires | Low Output | Parking Garage Luminaires | Standard | FALSE | [9 empty] | 42551 |  |  | Yes | Updated on 2/13/17 | 4.1 | 3112.68 | 119.72 | 26 | 15 | 0.94 | 4000 | 70
P653WA39 | Visionaire Lighting | PG | PGR-1-T3-16LC-5-4K-[UNV]-[LPM CM PM12 PM24 PM36] | Outdoor Luminaires | Low Output | Parking Garage Luminaires | Standard | FALSE | [9 empty] | 42551 |  |  | Yes | Updated on 2/13/17 | 4.1 | 3100.6 | 119.25 | 26 | 15 | 0.94 | 4000 | 70
PUP5XUPU | Visionaire Lighting | PG | PGR-1-T5W-16LC-5-4K-[UNV]-[LPM CM PM12 PM24 PM36] | Outdoor Luminaires | Low Output | Parking Garage Luminaires | Standard | FALSE | [9 empty] | 42551 |  |  | Yes | Updated on 2/13/17 | 4.1 | 3074.93 | 118.27 | 26 | 15 | 0.94 | 4000 | 70
PS4HPZZ9 | Visionaire Lighting | PG | PGR-1-T4-16LC-5-4K-[UNV]-[LPM CM PM12 PM24 PM36] | Outdoor Luminaires | Low Output | Parking Garage Luminaires | Standard | FALSE | [9 empty] | 42551 |  |  | Yes | Updated on 2/13/17 | 4.1 | 3038.69 | 116.87 | 26 | 15 | 0.94 | 4000 | 70
PMA367C9 | Visionaire Lighting | PG | PGR-1-T1-48LC-5-4K-[UNV 5 8]-[LPM CM PM12 PM24 PM36] | Outdoor Luminaires | Mid Output | Parking Garage Luminaires | Standard | FALSE | [9 empty] | 42551 |  |  | Yes | Updated on 2/13/17 | 4.1 | 10273.85 | 128.42 | 80 | 9 | 0.98 | 4000 | 70
PG7BX23R | Visionaire Lighting | PG | PGR-1-T2-48LC-5-4K-[UNV 5 8]-[LPM CM PM12 PM24 PM36] | Outdoor Luminaires | Mid Output | Parking Garage Luminaires | Standard | FALSE | [9 empty] | 42551 |  |  | Yes | Updated on 2/13/17 | 4.1 | 9506.08 | 118.83 | 80 | 9 | 0.98 | 4000 | 70
PYZRR5ER | Visionaire Lighting | PG | PGR-1-T3-48LC-5-4K-[UNV 5 8]-[LPM CM PM12 PM24 PM36] | Outdoor Luminaires | Mid Output | Parking Garage Luminaires | Standard | FALSE | [9 empty] | 42551 |  |  | Yes | Updated on 2/13/17 | 4.1 | 9469.19 | 118.36 | 80 | 9 | 0.98 | 4000 | 70
PH8PT9B1 | Visionaire Lighting | PG | PGR-1-T5W-48LC-5-4K-[UNV 5 8]-[LPM CM PM12 PM24 PM36] | Outdoor Luminaires | Mid Output | Parking Garage Luminaires | Standard | FALSE | [9 empty] | 42551 |  |  | Yes | Updated on 2/13/17 | 4.1 | 9390.8 | 117.39 | 80 | 9 | 0.98 | 4000 | 70
P7D2PZM2 | Visionaire Lighting | PG | PGR-1-T4-48LC-5-4K-[UNV 5 8]-[LPM CM PM12 PM24 PM36] | Outdoor Luminaires | Mid Output | Parking Garage Luminaires | Standard | FALSE | [9 empty] | 42551 |  |  | Yes | Updated on 2/13/17 | 4.1 | 9280.13 | 116 | 80 | 9 | 0.98 | 4000 | 70
P748E1EC | Visionaire Lighting | PG | PGR-1-T5-48LC-5-4K-[UNV 5 8]-[LPM CM PM12 PM24 PM36] | Outdoor Luminaires | Mid Output | Parking Garage Luminaires | Standard | FALSE | [9 empty] | 42551 |  |  | Yes | Updated on 2/13/17 | 4.1 | 10398.36 | 129.98 | 80 | 9 | 0.98 | 4000 | 70
PZUVGESS | Visionaire Lighting | PGR | PGR-1-T2-32LC-10-4K-[UNV 5. 8]-[LPM SMB PM12 PM24 PM36] | Outdoor Luminaires | Mid Output | Parking Garage Luminaires | Standard | FALSE | [9 empty] | 42551 |  |  | Yes |  | 3.1 | 9867.42 | 91.37 | 108 | 12 | 0.97 | 4000 | 74
P9H4MT3S | Visionaire Lighting | PGR | PGR-1-T3-32LC-10-4K-[UNV 5. 8]-[LPM SMB PM12 PM24 PM36] | Outdoor Luminaires | Mid Output | Parking Garage Luminaires | Standard | FALSE | [9 empty] | 42551 |  |  | Yes |  | 3.1 | 9829.13 | 91.01 | 108 | 12 | 0.97 | 4000 | 74
PY3NZ9F8 | Visionaire Lighting | PGR | PGR-1-T5W-32LC-10-4K-[UNV 5. 8]-[LPM SMB PM12 PM24 PM36] | Outdoor Luminaires | Mid Output | Parking Garage Luminaires | Standard | FALSE | [9 empty] | 42551 |  |  | Yes |  | 3.1 | 9747.76 | 90.26 | 108 | 12 | 0.97 | 4000 | 74
PKSYUYS2 | Visionaire Lighting | PGR | PGR-1-T4-32LC-10-4K-[UNV 5. 8]-[LPM SMB PM12 PM24 PM36] | Outdoor Luminaires | Mid Output | Parking Garage Luminaires | Standard | FALSE | [9 empty] | 42551 |  |  | Yes |  | 3.1 | 9632.88 | 89.19 | 108 | 12 | 0.97 | 4000 | 74
PPHFB5Q2 | Visionaire Lighting | PGR | PGR-1-T5-32LC-10-4K-[UNV 5. 8]-[LPM SMB PM12 PM24 PM36] | Outdoor Luminaires | High Output | Parking Garage Luminaires | Standard | FALSE | [9 empty] | 42551 |  |  | Yes |  | 3.1 | 10793.62 | 99.94 | 108 | 12 | 0.97 | 4000 | 74
P2KKKYQA | Visionaire Lighting | PGR | PGR-1-T1-32LC-10-4K-[UNV 5. 8]-[LPM SMB PM12 PM24 PM36] | Outdoor Luminaires | High Output | Parking Garage Luminaires | Standard | FALSE | [9 empty] | 42551 |  |  | Yes |  | 3.1 | 10664.38 | 98.74 | 108 | 12 | 0.97 | 4000 | 74
PBJZ9772 | Visionaire Lighting | PG | PGR-1-T5-16LC-3-4K-[UNV]-[LPM CM PM12 PM24 PM36] | Outdoor Luminaires | Low Output | Parking Garage Luminaires | Standard | FALSE | [9 empty] | 42551 |  |  | Yes | Updated on 2/13/17 | 4.1 | 2382.18 | 132.34 | 18 | 11 | 0.97 | 4000 | 70
PWQCTV6H | Visionaire Lighting | PG | PGR-1-T1-16LC-3-4K-[UNV]-[LPM CM PM12 PM24 PM36] | Outdoor Luminaires | Low Output | Parking Garage Luminaires | Standard | FALSE | [9 empty] | 42551 |  |  | Yes | Updated on 2/13/17 | 4.1 | 2353.65 | 130.76 | 18 | 11 | 0.97 | 4000 | 70
P8YH4R6H | Visionaire Lighting | PG | PGR-1-T2-16LC-3-4K-[UNV]-[LPM CM PM12 PM24 PM36] | Outdoor Luminaires | Low Output | Parking Garage Luminaires | Standard | FALSE | [9 empty] | 42551 |  |  | Yes | Updated on 2/13/17 | 4.1 | 2177.76 | 120.99 | 18 | 11 | 0.97 | 4000 | 70
P5H6551S | Visionaire Lighting | PG | PGR-1-T3-16LC-3-4K-[UNV]-[LPM CM PM12 PM24 PM36] | Outdoor Luminaires | Low Output | Parking Garage Luminaires | Standard | FALSE | [9 empty] | 42551 |  |  | Yes | Updated on 2/13/17 | 4.1 | 2169.31 | 120.52 | 18 | 11 | 0.97 | 4000 | 70
PH4T9U6W | Visionaire Lighting | PG | PGR-1-T5W-16LC-3-4K-[UNV]-[LPM CM PM12 PM24 PM36] | Outdoor Luminaires | Low Output | Parking Garage Luminaires | Standard | FALSE | [9 empty] | 42551 |  |  | Yes | Updated on 2/13/17 | 4.1 | 2151.35 | 119.52 | 18 | 11 | 0.97 | 4000 | 70
P3QDNWX7 | Visionaire Lighting | PG | PGR-1-T4-16LC-3-4K-[UNV]-[LPM CM PM12 PM24 PM36] | Outdoor Luminaires | Low Output | Parking Garage Luminaires | Standard | FALSE | [9 empty] | 42551 |  |  | Yes | Updated on 2/13/17 | 4.1 | 2126 | 118.11 | 18 | 11 | 0.97 | 4000 | 70
P8FJ5QGW | Visionaire Lighting | PG | PGR-1-T5-32LC-5-4K-[UNV 5 8]-[LPM CM PM12 PM24 PM36] | Outdoor Luminaires | Mid Output | Parking Garage Luminaires | Standard | FALSE | [9 empty] | 42551 |  |  | Yes | Updated on 2/13/17 | 4.1 | 6899.36 | 132.68 | 52 | 10 | 0.93 | 4000 | 70
PKG97KGD | Visionaire Lighting | PG | PGR-1-T1-32LC-5-4K-[UNV 5 8]-[LPM CM PM12 PM24 PM36] | Outdoor Luminaires | Mid Output | Parking Garage Luminaires | Standard | FALSE | [9 empty] | 42551 |  |  | Yes | Updated on 2/13/17 | 4.1 | 6816.75 | 131.09 | 52 | 10 | 0.93 | 4000 | 70
PMYED9R8 | Visionaire Lighting | PG | PGR-1-T2-32LC-5-4K-[UNV 5 8]-[LPM CM PM12 PM24 PM36] | Outdoor Luminaires | Mid Output | Parking Garage Luminaires | Standard | FALSE | [9 empty] | 42551 |  |  | Yes | Updated on 2/13/17 | 4.1 | 6307.33 | 121.29 | 52 | 10 | 0.93 | 4000 | 70
PSPTEFT1 | Visionaire Lighting | PG | PGR-1-T3-32LC-5-4K-[UNV 5 8]-[LPM CM PM12 PM24 PM36] | Outdoor Luminaires | Mid Output | Parking Garage Luminaires | Standard | FALSE | [9 empty] | 42551 |  |  | Yes | Updated on 2/13/17 | 4.1 | 6282.86 | 120.82 | 52 | 10 | 0.93 | 4000 | 70
PJ9994QZ | Visionaire Lighting | PG | PGR-1-T5W-32LC-5-4K-[UNV 5 8]-[LPM CM PM12 PM24 PM36] | Outdoor Luminaires | Mid Output | Parking Garage Luminaires | Standard | FALSE | [9 empty] | 42551 |  |  | Yes | Updated on 2/13/17 | 4.1 | 6230.84 | 119.82 | 52 | 10 | 0.93 | 4000 | 70
P1B4RTQK | Visionaire Lighting | PG | PGR-1-T4-32LC-5-4K-[UNV 5 8]-[LPM CM PM12 PM24 PM36] | Outdoor Luminaires | Mid Output | Parking Garage Luminaires | Standard | FALSE | [9 empty] | 42551 |  |  | Yes | Updated on 2/13/17 | 4.1 | 6157.41 | 118.41 | 52 | 10 | 0.93 | 4000 | 70
PUU9H4XN | Visionaire Lighting | PGR | PGR-1-T5-16LC-10-4K-UNV-[LPM SMB PM12 PM24 PM36] | Outdoor Luminaires | Mid Output | Parking Garage Luminaires | Standard | FALSE | [9 empty] | 42551 |  |  | Yes |  | 3.1 | 5913.33 | 107.52 | 55 | 10 | 0.94 | 4000 | 74
P2Z482T5 | Visionaire Lighting | PGR | PGR-1-T1-16LC-10-4K-UNV-[LPM SMB PM12 PM24 PM36] | Outdoor Luminaires | Mid Output | Parking Garage Luminaires | Standard | FALSE | [9 empty] | 42551 |  |  | Yes |  | 3.1 | 5842.53 | 106.23 | 55 | 10 | 0.94 | 4000 | 74
PGDVGJG3 | Visionaire Lighting | PGR | PGR-1-T2-16LC-10-4K-UNV-[LPM SMB PM12 PM24 PM36] | Outdoor Luminaires | Mid Output | Parking Garage Luminaires | Standard | FALSE | [9 empty] | 42551 |  |  | Yes |  | 3.1 | 5405.91 | 98.29 | 55 | 10 | 0.94 | 4000 | 74
PHZTA7W6 | Visionaire Lighting | PGR | PGR-1-T3-16LC-10-4K-UNV-[LPM SMB PM12 PM24 PM36] | Outdoor Luminaires | Mid Output | Parking Garage Luminaires | Standard | FALSE | [9 empty] | 42551 |  |  | Yes |  | 3.1 | 5384.93 | 97.91 | 55 | 10 | 0.94 | 4000 | 74
PQUEG75T | Visionaire Lighting | PGR | PGR-1-T5W-16LC-10-4K-UNV-[LPM SMB PM12 PM24 PM36] | Outdoor Luminaires | Mid Output | Parking Garage Luminaires | Standard | FALSE | [9 empty] | 42551 |  |  | Yes |  | 3.1 | 5340.35 | 97.1 | 55 | 10 | 0.94 | 4000 | 74
PV8DV449 | Visionaire Lighting | PGR | PGR-1-T4-16LC-10-4K-UNV-[LPM SMB PM12 PM24 PM36] | Outdoor Luminaires | Mid Output | Parking Garage Luminaires | Standard | FALSE | [9 empty] | 42551 |  |  | Yes |  | 3.1 | 5277.42 | 95.95 | 55 | 10 | 0.94 | 4000 | 74
PAHENQJM | Visionaire Lighting | PG | PGR-1-T5-16LC-7-4K-[UNV]-[LPM CM PM12 PM24 PM36] | Outdoor Luminaires | Low Output | Parking Garage Luminaires | Standard | FALSE | [9 empty] | 42551 |  |  | Yes | Updated on 2/13/17 | 4.1 | 4472.86 | 120.89 | 37 | 9 | 0.97 | 4000 | 70
P7T8EUBN | Visionaire Lighting | PG | PGR-1-T1-16LC-7-4K-[UNV]-[LPM CM PM12 PM24 PM36] | Outdoor Luminaires | Low Output | Parking Garage Luminaires | Standard | FALSE | [9 empty] | 42551 |  |  | Yes | Updated on 2/13/17 | 4.1 | 4419.3 | 119.44 | 37 | 9 | 0.97 | 4000 | 70
PFT9MDH2 | Visionaire Lighting | PG | PGR-1-T2-16LC-7-4K-[UNV]-[LPM CM PM12 PM24 PM36] | Outdoor Luminaires | Low Output | Parking Garage Luminaires | Standard | FALSE | [9 empty] | 42551 |  |  | Yes | Updated on 2/13/17 | 4.1 | 4089.05 | 110.51 | 37 | 9 | 0.97 | 4000 | 70
P35V1V3C | Visionaire Lighting | PG | PGR-1-T3-16LC-7-4K-[UNV]-[LPM CM PM12 PM24 PM36] | Outdoor Luminaires | Low Output | Parking Garage Luminaires | Standard | FALSE | [9 empty] | 42551 |  |  | Yes | Updated on 2/13/17 | 4.1 | 4073.18 | 110.09 | 37 | 9 | 0.97 | 4000 | 70
PUHV6G9K | Visionaire Lighting | PG | PGR-1-T5W-16LC-7-4K-[UNV]-[LPM CM PM12 PM24 PM36] | Outdoor Luminaires | Low Output | Parking Garage Luminaires | Standard | FALSE | [9 empty] | 42551 |  |  | Yes | Updated on 2/13/17 | 4.1 | 4039.46 | 109.17 | 37 | 9 | 0.97 | 4000 | 70
PJRYKJRG | Visionaire Lighting | PG | PGR-1-T4-16LC-7-4K-[UNV]-[LPM CM PM12 PM24 PM36] | Outdoor Luminaires | Low Output | Parking Garage Luminaires | Standard | FALSE | [9 empty] | 42551 |  |  | Yes | Updated on 2/13/17 | 4.1 | 3991.85 | 107.89 | 37 | 9 | 0.97 | 4000 | 70
P25NPJFD | Visionaire Lighting | PG | PGR-1-T5-32LC-3-4K-[UNV]-[LPM CM PM12 PM24 PM36] | Outdoor Luminaires | Low Output | Parking Garage Luminaires | Standard | FALSE | [9 empty] | 42551 |  |  | Yes | Updated on 2/13/17 | 4.1 | 4979.84 | 142.28 | 35 | 8 | 0.93 | 4000 | 70
PJBDRR3D | Visionaire Lighting | PG | PGR-1-T1-32LC-3-4K-[UNV]-[LPM CM PM12 PM24 PM36] | Outdoor Luminaires | Low Output | Parking Garage Luminaires | Standard | FALSE | [9 empty] | 42551 |  |  | Yes | Updated on 2/13/17 | 4.1 | 4920.22 | 140.58 | 35 | 8 | 0.93 | 4000 | 70
P924NESE | Visionaire Lighting | PG | PGR-1-T2-32LC-3-4K-[UNV]-[LPM CM PM12 PM24 PM36] | Outdoor Luminaires | Low Output | Parking Garage Luminaires | Standard | FALSE | [9 empty] | 42551 |  |  | Yes | Updated on 2/13/17 | 4.1 | 4552.52 | 130.07 | 35 | 8 | 0.93 | 4000 | 70
P3HC75EA | Visionaire Lighting | PG | PGR-1-T3-32LC-3-4K-[UNV]-[LPM CM PM12 PM24 PM36] | Outdoor Luminaires | Low Output | Parking Garage Luminaires | Standard | FALSE | [9 empty] | 42551 |  |  | Yes | Updated on 2/13/17 | 4.1 | 4534.86 | 129.57 | 35 | 8 | 0.93 | 4000 | 70
PKGJ3MHX | Visionaire Lighting | PG | PGR-1-T5W-32LC-3-4K-[UNV]-[LPM CM PM12 PM24 PM36] | Outdoor Luminaires | Low Output | Parking Garage Luminaires | Standard | FALSE | [9 empty] | 42551 |  |  | Yes | Updated on 2/13/17 | 4.1 | 4497.32 | 128.49 | 35 | 8 | 0.93 | 4000 | 70
PN4J54V5 | Visionaire Lighting | PG | PGR-1-T4-32LC-3-4K-[UNV]-[LPM CM PM12 PM24 PM36] | Outdoor Luminaires | Low Output | Parking Garage Luminaires | Standard | FALSE | [9 empty] | 42551 |  |  | Yes | Updated on 2/13/17 | 4.1 | 4444.32 | 126.98 | 35 | 8 | 0.93 | 4000 | 70
P28G788J | Visionaire Lighting | PG | PGR-1-T5-32LC-7-4K-[UNV 5 8]-[LPM CM PM12 PM24 PM36] | Outdoor Luminaires | Mid Output | Parking Garage Luminaires | Standard | FALSE | [9 empty] | 42551 |  |  | Yes | Updated on 2/13/17 | 4.1 | 8653.94 | 121.89 | 71 | 7 | 0.99 | 4000 | 70
PH9YD8BC | Visionaire Lighting | PG | PGR-1-T1-32LC-7-4K-[UNV 5 8]-[LPM CM PM12 PM24 PM36] | Outdoor Luminaires | Mid Output | Parking Garage Luminaires | Standard | FALSE | [9 empty] | 42551 |  |  | Yes | Updated on 2/13/17 | 4.1 | 8550.33 | 120.43 | 71 | 7 | 0.99 | 4000 | 70
P4SFBWMY | Visionaire Lighting | PG | PGR-1-T2-32LC-7-4K-[UNV 5 8]-[LPM CM PM12 PM24 PM36] | Outdoor Luminaires | Mid Output | Parking Garage Luminaires | Standard | FALSE | [9 empty] | 42551 |  |  | Yes | Updated on 2/13/17 | 4.1 | 7911.35 | 111.43 | 71 | 7 | 0.99 | 4000 | 70
PCHMZHHE | Visionaire Lighting | PG | PGR-1-T3-32LC-7-4K-[UNV 5 8]-[LPM CM PM12 PM24 PM36] | Outdoor Luminaires | Mid Output | Parking Garage Luminaires | Standard | FALSE | [9 empty] | 42551 |  |  | Yes | Updated on 2/13/17 | 4.1 | 7880.65 | 111 | 71 | 7 | 0.99 | 4000 | 70
P6URKKDU | Visionaire Lighting | PG | PGR-1-T5W-32LC-7-4K-[UNV 5 8]-[LPM CM PM12 PM24 PM36] | Outdoor Luminaires | Mid Output | Parking Garage Luminaires | Standard | FALSE | [9 empty] | 42551 |  |  | Yes | Updated on 2/13/17 | 4.1 | 7815.41 | 110.08 | 71 | 7 | 0.99 | 4000 | 70
PPD4GH8D | Visionaire Lighting | PG | PGR-1-T4-32LC-7-4K-[UNV 5 8]-[LPM CM PM12 PM24 PM36] | Outdoor Luminaires | Mid Output | Parking Garage Luminaires | Standard | FALSE | [9 empty] | 42551 |  |  | Yes | Updated on 2/13/17 | 4.1 | 7723.31 | 108.78 | 71 | 7 | 0.99 | 4000 | 70
PQ4TFR61 | Visionaire Lighting | PG | PGR-1-T5-48LC-3-4K-[UNV 5 8]-[LPM CM PM12 PM24 PM36]-[DIM] | Outdoor Luminaires | Mid Output | Parking Garage Luminaires | Standard | FALSE | [9 empty] | 42551 |  |  | Yes | Updated on 2/13/17 | 4.1 | 7536.41 | 144.93 | 52 | 8 | 0.96 | 4000 | 70
PKVXX276 | Visionaire Lighting | PG | PGR-1-T1-48LC-3-4K-[UNV 5 8]-[LPM CM PM12 PM24 PM36]-[DIM] | Outdoor Luminaires | Mid Output | Parking Garage Luminaires | Standard | FALSE | [9 empty] | 42551 |  |  | Yes | Updated on 2/13/17 | 4.1 | 7446.17 | 143.2 | 52 | 8 | 0.96 | 4000 | 70
P1EERUX4 | Visionaire Lighting | PG | PGR-1-T2-48LC-3-4K-[UNV 5 8]-[LPM CM PM12 PM24 PM36]-[DIM] | Outdoor Luminaires | Mid Output | Parking Garage Luminaires | Standard | FALSE | [9 empty] | 42551 |  |  | Yes | Updated on 2/13/17 | 4.1 | 6889.72 | 132.49 | 52 | 8 | 0.96 | 4000 | 70
PVFTC14N | Visionaire Lighting | PG | PGR-1-T3-48LC-3-4K-[UNV 5 8]-[LPM CM PM12 PM24 PM36]-[DIM] | Outdoor Luminaires | Mid Output | Parking Garage Luminaires | Standard | FALSE | [9 empty] | 42551 |  |  | Yes | Updated on 2/13/17 | 4.1 | 6862.98 | 131.98 | 52 | 8 | 0.96 | 4000 | 70
PM31JHZ7 | Visionaire Lighting | PG | PGR-1-T5W-48LC-3-4K-[UNV 5 8]-[LPM CM PM12 PM24 PM36]-[DIM] | Outdoor Luminaires | Mid Output | Parking Garage Luminaires | Standard | FALSE | [9 empty] | 42551 |  |  | Yes | Updated on 2/13/17 | 4.1 | 6806.16 | 130.89 | 52 | 8 | 0.96 | 4000 | 70
P92DSE4A | Visionaire Lighting | PG | PGR-1-T4-48LC-3-4K-[UNV 5 8]-[LPM CM PM12 PM24 PM36]-[DIM] | Outdoor Luminaires | Mid Output | Parking Garage Luminaires | Standard | FALSE | [9 empty] | 42551 |  |  | Yes | Updated on 2/13/17 | 4.1 | 6725.95 | 129.35 | 52 | 8 | 0.96 | 4000 | 70
PETB66U5 | Visionaire Lighting | PG | PGR-1-T5-48LC-7-4K-[UNV 5 8]-[LPM CM PM12 PM24 PM36]-[DIM] | Outdoor Luminaires | High Output | Parking Garage Luminaires | Standard | FALSE | [9 empty] | 42551 |  |  | Yes | Updated on 2/13/17 | 4.1 | 12134.98 | 112.36 | 108 | 15 | 0.93 | 4000 | 70
PFGUY3FV | Visionaire Lighting | PG | PGR-1-T1-48LC-7-4K-[UNV 5 8]-[LPM CM PM12 PM24 PM36]-[DIM] | Outdoor Luminaires | High Output | Parking Garage Luminaires | Standard | FALSE | [9 empty] | 42551 |  |  | Yes | Updated on 2/13/17 | 4.1 | 11989.68 | 111.02 | 108 | 15 | 0.93 | 4000 | 70
PHV99S6G | Visionaire Lighting | PG | PGR-1-T2-48LC-7-4K-[UNV 5 8]-[LPM CM PM12 PM24 PM36]-[DIM] | Outdoor Luminaires | High Output | Parking Garage Luminaires | Standard | FALSE | [9 empty] | 42551 |  |  | Yes | Updated on 2/13/17 | 4.1 | 11093.69 | 102.72 | 108 | 15 | 0.93 | 4000 | 70
PWAQFAPB | Visionaire Lighting | PG | PGR-1-T3-48LC-7-4K-[UNV 5 8]-[LPM CM PM12 PM24 PM36]-[DIM] | Outdoor Luminaires | High Output | Parking Garage Luminaires | Standard | FALSE | [9 empty] | 42551 |  |  | Yes | Updated on 2/13/17 | 4.1 | 11050.64 | 102.32 | 108 | 15 | 0.93 | 4000 | 70
PNC2ZTE7 | Visionaire Lighting | PG | PGR-1-T5W-48LC-7-4K-[UNV 5 8]-[LPM CM PM12 PM24 PM36]-[DIM] | Outdoor Luminaires | High Output | Parking Garage Luminaires | Standard | FALSE | [9 empty] | 42551 |  |  | Yes | Updated on 2/13/17 | 4.1 | 10959.15 | 101.47 | 108 | 15 | 0.93 | 4000 | 70
PNY589YJ | Visionaire Lighting | PG | PGR-1-T4-48LC-7-4K-[UNV 5 8]-[LPM CM PM12 PM24 PM36]-[DIM] | Outdoor Luminaires | High Output | Parking Garage Luminaires | Standard | TRUE | 10830 | 100.6 | 107.6 | 14.1 | 0.954 | 3944 | 73.3 | 5 | 50000 | 42551 |  |  | Yes | Updated on 2/13/17 | 4.1 | 10830 | 100.28 | 108 | 15 | 0.93 | 4000 | 70
PNFCSY53 | Visionaire Lighting | PG | PGR-1-T5-16LC-5-4K-[UNV]-[LPM CM PM12 PM24 PM36]-[DIM] | Outdoor Luminaires | Low Output | Parking Garage Luminaires | Standard | FALSE | [9 empty] | 42551 |  |  | Yes | Updated on 2/13/17 | 4.1 | 3404.84 | 130.96 | 26 | 15 | 0.94 | 4000 | 70
PBSNN1TW | Visionaire Lighting | PG | PGR-1-T1-16LC-5-4K-[UNV]-[LPM CM PM12 PM24 PM36]-[DIM] | Outdoor Luminaires | Low Output | Parking Garage Luminaires | Standard | FALSE | [9 empty] | 42551 |  |  | Yes | Updated on 2/13/17 | 4.1 | 3364.08 | 129.39 | 26 | 15 | 0.94 | 4000 | 70
PUF7DQ1R | Visionaire Lighting | PG | PGR-1-T2-16LC-5-4K-[UNV]-[LPM CM PM12 PM24 PM36]-[DIM] | Outdoor Luminaires | Low Output | Parking Garage Luminaires | Standard | FALSE | [9 empty] | 42551 |  |  | Yes | Updated on 2/13/17 | 4.1 | 3112.68 | 119.72 | 26 | 15 | 0.94 | 4000 | 70
PYC7T9QE | Visionaire Lighting | PG | PGR-1-T3-16LC-5-4K-[UNV]-[LPM CM PM12 PM24 PM36]-[DIM] | Outdoor Luminaires | Low Output | Parking Garage Luminaires | Standard | FALSE | [9 empty] | 42551 |  |  | Yes | Updated on 2/13/17 | 4.1 | 3100.6 | 119.25 | 26 | 15 | 0.94 | 4000 | 70
PFUZ6B84 | Visionaire Lighting | PG | PGR-1-T5W-16LC-5-4K-[UNV]-[LPM CM PM12 PM24 PM36]-[DIM] | Outdoor Luminaires | Low Output | Parking Garage Luminaires | Standard | FALSE | [9 empty] | 42551 |  |  | Yes | Updated on 2/13/17 | 4.1 | 3074.93 | 118.27 | 26 | 15 | 0.94 | 4000 | 70
PNXBB5PQ | Visionaire Lighting | PG | PGR-1-T4-16LC-5-4K-[UNV]-[LPM CM PM12 PM24 PM36]-[DIM] | Outdoor Luminaires | Low Output | Parking Garage Luminaires | Standard | FALSE | [9 empty] | 42551 |  |  | Yes | Updated on 2/13/17 | 4.1 | 3038.69 | 116.87 | 26 | 15 | 0.94 | 4000 | 70
PFPER7QU | Visionaire Lighting | PG | PGR-1-T1-48LC-5-4K-[UNV 5 8]-[LPM CM PM12 PM24 PM36]-[DIM] | Outdoor Luminaires | Mid Output | Parking Garage Luminaires | Standard | FALSE | [9 empty] | 42551 |  |  | Yes | Updated on 2/13/17 | 4.1 | 10273.85 | 128.42 | 80 | 9 | 0.98 | 4000 | 70
PKVXE3WJ | Visionaire Lighting | PG | PGR-1-T2-48LC-5-4K-[UNV 5 8]-[LPM CM PM12 PM24 PM36]-[DIM] | Outdoor Luminaires | Mid Output | Parking Garage Luminaires | Standard | FALSE | [9 empty] | 42551 |  |  | Yes | Updated on 2/13/17 | 4.1 | 9506.08 | 118.83 | 80 | 9 | 0.98 | 4000 | 70
PH7WUDGQ | Visionaire Lighting | PG | PGR-1-T3-48LC-5-4K-[UNV 5 8]-[LPM CM PM12 PM24 PM36]-[DIM] | Outdoor Luminaires | Mid Output | Parking Garage Luminaires | Standard | FALSE | [9 empty] | 42551 |  |  | Yes | Updated on 2/13/17 | 4.1 | 9469.19 | 118.36 | 80 | 9 | 0.98 | 4000 | 70
PVP4SMZE | Visionaire Lighting | PG | PGR-1-T5W-48LC-5-4K-[UNV 5 8]-[LPM CM PM12 PM24 PM36]-[DIM] | Outdoor Luminaires | Mid Output | Parking Garage Luminaires | Standard | FALSE | [9 empty] | 42551 |  |  | Yes | Updated on 2/13/17 | 4.1 | 9390.8 | 117.39 | 80 | 9 | 0.98 | 4000 | 70
P6NU5T75 | Visionaire Lighting | PG | PGR-1-T4-48LC-5-4K-[UNV 5 8]-[LPM CM PM12 PM24 PM36]-[DIM] | Outdoor Luminaires | Mid Output | Parking Garage Luminaires | Standard | FALSE | [9 empty] | 42551 |  |  | Yes | Updated on 2/13/17 | 4.1 | 9280.13 | 116 | 80 | 9 | 0.98 | 4000 | 70
P95AS5CV | Visionaire Lighting | PG | PGR-1-T5-48LC-5-4K-[UNV 5 8]-[LPM CM PM12 PM24 PM36]-[DIM] | Outdoor Luminaires | Mid Output | Parking Garage Luminaires | Standard | FALSE | [9 empty] | 42551 |  |  | Yes | Updated on 2/13/17 | 4.1 | 10398.36 | 129.98 | 80 | 9 | 0.98 | 4000 | 70
PU265DD3 | Visionaire Lighting | PGR | PGR-1-T2-32LC-10-4K-[UNV 5. 8]-[LPM SMB PM12 PM24 PM36]-DIM | Outdoor Luminaires | Mid Output | Parking Garage Luminaires | Standard | FALSE | [9 empty] | 42551 |  |  | Yes |  | 3.1 | 9867.42 | 91.37 | 108 | 12 | 0.97 | 4000 | 74
P5TUBMYJ | Visionaire Lighting | PGR | PGR-1-T3-32LC-10-4K-[UNV 5. 8]-[LPM SMB PM12 PM24 PM36]-DIM | Outdoor Luminaires | Mid Output | Parking Garage Luminaires | Standard | FALSE | [9 empty] | 42551 |  |  | Yes |  | 3.1 | 9829.13 | 91.01 | 108 | 12 | 0.97 | 4000 | 74
P8DF5Q44 | Visionaire Lighting | PGR | PGR-1-T5W-32LC-10-4K-[UNV 5. 8]-[LPM SMB PM12 PM24 PM36]-DIM | Outdoor Luminaires | Mid Output | Parking Garage Luminaires | Standard | FALSE | [9 empty] | 42551 |  |  | Yes |  | 3.1 | 9747.76 | 90.26 | 108 | 12 | 0.97 | 4000 | 74
PMAMQP51 | Visionaire Lighting | PGR | PGR-1-T5-32LC-10-4K-[UNV 5. 8]-[LPM SMB PM12 PM24 PM36]-DIM | Outdoor Luminaires | High Output | Parking Garage Luminaires | Standard | FALSE | [9 empty] | 42551 |  |  | Yes |  | 3.1 | 10793.62 | 99.94 | 108 | 12 | 0.97 | 4000 | 74
PUBH4266 | Visionaire Lighting | PGR | PGR-1-T1-32LC-10-4K-[UNV 5. 8]-[LPM SMB PM12 PM24 PM36]-DIM | Outdoor Luminaires | High Output | Parking Garage Luminaires | Standard | FALSE | [9 empty] | 42551 |  |  | Yes |  | 3.1 | 10664.38 | 98.74 | 108 | 12 | 0.97 | 4000 | 74
PMCZNASD | Visionaire Lighting | PG | PGR-1-T5-16LC-3-4K-[UNV]-[LPM CM PM12 PM24 PM36]-[DIM] | Outdoor Luminaires | Low Output | Parking Garage Luminaires | Standard | FALSE | [9 empty] | 42551 |  |  | Yes | Updated on 2/13/17 | 4.1 | 2382.18 | 132.34 | 18 | 11 | 0.97 | 4000 | 70
PA7NJCDX | Visionaire Lighting | PG | PGR-1-T1-16LC-3-4K-[UNV]-[LPM CM PM12 PM24 PM36]-[DIM] | Outdoor Luminaires | Low Output | Parking Garage Luminaires | Standard | FALSE | [9 empty] | 42551 |  |  | Yes | Updated on 2/13/17 | 4.1 | 2353.65 | 130.76 | 18 | 11 | 0.97 | 4000 | 70
PPA6TSPK | Visionaire Lighting | PG | PGR-1-T2-16LC-3-4K-[UNV]-[LPM CM PM12 PM24 PM36]-[DIM] | Outdoor Luminaires | Low Output | Parking Garage Luminaires | Standard | FALSE | [9 empty] | 42551 |  |  | Yes | Updated on 2/13/17 | 4.1 | 2177.76 | 120.99 | 18 | 11 | 0.97 | 4000 | 70
PTD15CRW | Visionaire Lighting | PG | PGR-1-T3-16LC-3-4K-[UNV]-[LPM CM PM12 PM24 PM36]-[DIM] | Outdoor Luminaires | Low Output | Parking Garage Luminaires | Standard | FALSE | [9 empty] | 42551 |  |  | Yes | Updated on 2/13/17 | 4.1 | 2169.31 | 120.52 | 18 | 11 | 0.97 | 4000 | 70
P4YH7S2P | Visionaire Lighting | PG | PGR-1-T5W-16LC-3-4K-[UNV]-[LPM CM PM12 PM24 PM36]-[DIM] | Outdoor Luminaires | Low Output | Parking Garage Luminaires | Standard | FALSE | [9 empty] | 42551 |  |  | Yes | Updated on 2/13/17 | 4.1 | 2151.35 | 119.52 | 18 | 11 | 0.97 | 4000 | 70
PUBVKNAY | Visionaire Lighting | PG | PGR-1-T5-32LC-5-4K-[UNV 5 8]-[LPM CM PM12 PM24 PM36]-[DIM] | Outdoor Luminaires | Mid Output | Parking Garage Luminaires | Standard | FALSE | [9 empty] | 42551 |  |  | Yes | Updated on 2/13/17 | 4.1 | 6899.36 | 132.68 | 52 | 10 | 0.93 | 4000 | 70
PPV4KDHE | Visionaire Lighting | PG | PGR-1-T1-32LC-5-4K-[UNV 5 8]-[LPM CM PM12 PM24 PM36]-[DIM] | Outdoor Luminaires | Mid Output | Parking Garage Luminaires | Standard | FALSE | [9 empty] | 42551 |  |  | Yes | Updated on 2/13/17 | 4.1 | 6816.75 | 131.09 | 52 | 10 | 0.93 | 4000 | 70
PBR4YBE2 | Visionaire Lighting | PG | PGR-1-T2-32LC-5-4K-[UNV 5 8]-[LPM CM PM12 PM24 PM36]-[DIM] | Outdoor Luminaires | Mid Output | Parking Garage Luminaires | Standard | FALSE | [9 empty] | 42551 |  |  | Yes | Updated on 2/13/17 | 4.1 | 6307.33 | 121.29 | 52 | 10 | 0.93 | 4000 | 70
PB8W1SXP | Visionaire Lighting | PG | PGR-1-T3-32LC-5-4K-[UNV 5 8]-[LPM CM PM12 PM24 PM36]-[DIM] | Outdoor Luminaires | Mid Output | Parking Garage Luminaires | Standard | FALSE | [9 empty] | 42551 |  |  | Yes | Updated on 2/13/17 | 4.1 | 6282.86 | 120.82 | 52 | 10 | 0.93 | 4000 | 70
P2JPSNCD | Visionaire Lighting | PG | PGR-1-T5W-32LC-5-4K-[UNV 5 8]-[LPM CM PM12 PM24 PM36]-[DIM] | Outdoor Luminaires | Mid Output | Parking Garage Luminaires | Standard | FALSE | [9 empty] | 42551 |  |  | Yes | Updated on 2/13/17 | 4.1 | 6230.84 | 119.82 | 52 | 10 | 0.93 | 4000 | 70
PA718F2Y | Visionaire Lighting | PG | PGR-1-T4-32LC-5-4K-[UNV 5 8]-[LPM CM PM12 PM24 PM36]-[DIM] | Outdoor Luminaires | Mid Output | Parking Garage Luminaires | Standard | FALSE | [9 empty] | 42551 |  |  | Yes | Updated on 2/13/17 | 4.1 | 6157.41 | 118.41 | 52 | 10 | 0.93 | 4000 | 70
PXWE4422 | Visionaire Lighting | PGR | PGR-1-T5-16LC-10-4K-UNV-[LPM SMB PM12 PM24 PM36]-DIM | Outdoor Luminaires | Mid Output | Parking Garage Luminaires | Standard | FALSE | [9 empty] | 42551 |  |  | Yes |  | 3.1 | 5913.33 | 107.52 | 55 | 10 | 0.94 | 4000 | 74
PE59G9GN | Visionaire Lighting | PGR | PGR-1-T1-16LC-10-4K-UNV-[LPM SMB PM12 PM24 PM36]-DIM | Outdoor Luminaires | Mid Output | Parking Garage Luminaires | Standard | FALSE | [9 empty] | 42551 |  |  | Yes |  | 3.1 | 5842.53 | 106.23 | 55 | 10 | 0.94 | 4000 | 74
PTW5KYJ8 | Visionaire Lighting | PGR | PGR-1-T2-16LC-10-4K-UNV-[LPM SMB PM12 PM24 PM36]-DIM | Outdoor Luminaires | Mid Output | Parking Garage Luminaires | Standard | FALSE | [9 empty] | 42551 |  |  | Yes |  | 3.1 | 5405.91 | 98.29 | 55 | 10 | 0.94 | 4000 | 74
P3Y5SXWZ | Visionaire Lighting | PGR | PGR-1-T3-16LC-10-4K-UNV-[LPM SMB PM12 PM24 PM36]-DIM | Outdoor Luminaires | Mid Output | Parking Garage Luminaires | Standard | FALSE | [9 empty] | 42551 |  |  | Yes |  | 3.1 | 5384.93 | 97.91 | 55 | 10 | 0.94 | 4000 | 74
P7PXFUHY | Visionaire Lighting | PGR | PGR-1-T5W-16LC-10-4K-UNV-[LPM SMB PM12 PM24 PM36]-DIM | Outdoor Luminaires | Mid Output | Parking Garage Luminaires | Standard | FALSE | [9 empty] | 42551 |  |  | Yes |  | 3.1 | 5340.35 | 97.1 | 55 | 10 | 0.94 | 4000 | 74
PGZAHXYY | Visionaire Lighting | PGR | PGR-1-T4-16LC-10-4K-UNV-[LPM SMB PM12 PM24 PM36]-DIM | Outdoor Luminaires | Mid Output | Parking Garage Luminaires | Standard | FALSE | [9 empty] | 42551 |  |  | Yes |  | 3.1 | 5277.42 | 95.95 | 55 | 10 | 0.94 | 4000 | 74
PFSGT6S1 | Visionaire Lighting | PG | PGR-1-T5-16LC-7-4K-[UNV]-[LPM CM PM12 PM24 PM36]-[DIM] | Outdoor Luminaires | Low Output | Parking Garage Luminaires | Standard | FALSE | [9 empty] | 42551 |  |  | Yes | Updated on 2/13/17 | 4.1 | 4472.86 | 120.89 | 37 | 9 | 0.97 | 4000 | 70
PHXURFDN | Visionaire Lighting | PG | PGR-1-T1-16LC-7-4K-[UNV]-[LPM CM PM12 PM24 PM36]-[DIM] | Outdoor Luminaires | Low Output | Parking Garage Luminaires | Standard | FALSE | [9 empty] | 42551 |  |  | Yes | Updated on 2/13/17 | 4.1 | 4419.3 | 119.44 | 37 | 9 | 0.97 | 4000 | 70
PHPA61YS | Visionaire Lighting | PG | PGR-1-T2-16LC-7-4K-[UNV]-[LPM CM PM12 PM24 PM36]-[DIM] | Outdoor Luminaires | Low Output | Parking Garage Luminaires | Standard | FALSE | [9 empty] | 42551 |  |  | Yes | Updated on 2/13/17 | 4.1 | 4089.05 | 110.51 | 37 | 9 | 0.97 | 4000 | 70
P3JRMCWF | Visionaire Lighting | PG | PGR-1-T3-16LC-7-4K-[UNV]-[LPM CM PM12 PM24 PM36]-[DIM] | Outdoor Luminaires | Low Output | Parking Garage Luminaires | Standard | FALSE | [9 empty] | 42551 |  |  | Yes | Updated on 2/13/17 | 4.1 | 4073.18 | 110.09 | 37 | 9 | 0.97 | 4000 | 70
PGCKZVEK | Visionaire Lighting | PG | PGR-1-T5W-16LC-7-4K-[UNV]-[LPM CM PM12 PM24 PM36]-[DIM] | Outdoor Luminaires | Low Output | Parking Garage Luminaires | Standard | FALSE | [9 empty] | 42551 |  |  | Yes | Updated on 2/13/17 | 4.1 | 4039.46 | 109.17 | 37 | 9 | 0.97 | 4000 | 70
PZ392N45 | Visionaire Lighting | PG | PGR-1-T4-16LC-7-4K-[UNV]-[LPM CM PM12 PM24 PM36]-[DIM] | Outdoor Luminaires | Low Output | Parking Garage Luminaires | Standard | FALSE | [9 empty] | 42551 |  |  | Yes | Updated on 2/13/17 | 4.1 | 3991.85 | 107.89 | 37 | 9 | 0.97 | 4000 | 70
PFTM3QSV | Visionaire Lighting | PG | PGR-1-T5-32LC-3-4K-[UNV]-[LPM CM PM12 PM24 PM36]-[DIM] | Outdoor Luminaires | Low Output | Parking Garage Luminaires | Standard | FALSE | [9 empty] | 42551 |  |  | Yes | Updated on 2/13/17 | 4.1 | 4979.84 | 142.28 | 35 | 8 | 0.93 | 4000 | 70
PQ7B2G52 | Visionaire Lighting | PG | PGR-1-T1-32LC-3-4K-[UNV]-[LPM CM PM12 PM24 PM36]-[DIM] | Outdoor Luminaires | Low Output | Parking Garage Luminaires | Standard | FALSE | [9 empty] | 42551 |  |  | Yes | Updated on 2/13/17 | 4.1 | 4920.22 | 140.58 | 35 | 8 | 0.93 | 4000 | 70
PQY49U3U | Visionaire Lighting | PG | PGR-1-T2-32LC-3-4K-[UNV]-[LPM CM PM12 PM24 PM36]-[DIM] | Outdoor Luminaires | Low Output | Parking Garage Luminaires | Standard | FALSE | [9 empty] | 42551 |  |  | Yes | Updated on 2/13/17 | 4.1 | 4552.52 | 130.07 | 35 | 8 | 0.93 | 4000 | 70
PA29E1U8 | Visionaire Lighting | PG | PGR-1-T3-32LC-3-4K-[UNV]-[LPM CM PM12 PM24 PM36]-[DIM] | Outdoor Luminaires | Low Output | Parking Garage Luminaires | Standard | FALSE | [9 empty] | 42551 |  |  | Yes | Updated on 2/13/17 | 4.1 | 4534.86 | 129.57 | 35 | 8 | 0.93 | 4000 | 70
P3PBJMC5 | Visionaire Lighting | PG | PGR-1-T5W-32LC-3-4K-[UNV]-[LPM CM PM12 PM24 PM36]-[DIM] | Outdoor Luminaires | Low Output | Parking Garage Luminaires | Standard | FALSE | [9 empty] | 42551 |  |  | Yes | Updated on 2/13/17 | 4.1 | 4497.32 | 128.49 | 35 | 8 | 0.93 | 4000 | 70
P96ZYUHG | Visionaire Lighting | PG | PGR-1-T4-32LC-3-4K-[UNV]-[LPM CM PM12 PM24 PM36]-[DIM] | Outdoor Luminaires | Low Output | Parking Garage Luminaires | Standard | FALSE | [9 empty] | 42551 |  |  | Yes | Updated on 2/13/17 | 4.1 | 4444.32 | 126.98 | 35 | 8 | 0.93 | 4000 | 70
P3YXFE9X | Visionaire Lighting | PG | PGR-1-T5-32LC-7-4K-[UNV 5 8]-[LPM CM PM12 PM24 PM36]-[DIM] | Outdoor Luminaires | Mid Output | Parking Garage Luminaires | Standard | FALSE | [9 empty] | 42551 |  |  | Yes | Updated on 2/13/17 | 4.1 | 8653.94 | 121.89 | 71 | 7 | 0.99 | 4000 | 70
P26M79KE | Visionaire Lighting | PG | PGR-1-T1-32LC-7-4K-[UNV 5 8]-[LPM CM PM12 PM24 PM36]-[DIM] | Outdoor Luminaires | Mid Output | Parking Garage Luminaires | Standard | FALSE | [9 empty] | 42551 |  |  | Yes | Updated on 2/13/17 | 4.1 | 8550.33 | 120.43 | 71 | 7 | 0.99 | 4000 | 70
PFBT6VWX | Visionaire Lighting | PG | PGR-1-T2-32LC-7-4K-[UNV 5 8]-[LPM CM PM12 PM24 PM36]-[DIM] | Outdoor Luminaires | Mid Output | Parking Garage Luminaires | Standard | FALSE | [9 empty] | 42551 |  |  | Yes | Updated on 2/13/17 | 4.1 | 7911.35 | 111.43 | 71 | 7 | 0.99 | 4000 | 70
PEBV1NBM | Visionaire Lighting | PG | PGR-1-T3-32LC-7-4K-[UNV 5 8]-[LPM CM PM12 PM24 PM36]-[DIM] | Outdoor Luminaires | Mid Output | Parking Garage Luminaires | Standard | FALSE | [9 empty] | 42551 |  |  | Yes | Updated on 2/13/17 | 4.1 | 7880.65 | 111 | 71 | 7 | 0.99 | 4000 | 70
PNB3D2ES | Visionaire Lighting | PG | PGR-1-T5W-32LC-7-4K-[UNV 5 8]-[LPM CM PM12 PM24 PM36]-[DIM] | Outdoor Luminaires | Mid Output | Parking Garage Luminaires | Standard | FALSE | [9 empty] | 42551 |  |  | Yes | Updated on 2/13/17 | 4.1 | 7815.41 | 110.08 | 71 | 7 | 0.99 | 4000 | 70
PBR462PC | Visionaire Lighting | PG | PGR-1-T4-32LC-7-4K-[UNV 5 8]-[LPM CM PM12 PM24 PM36]-[DIM] | Outdoor Luminaires | Mid Output | Parking Garage Luminaires | Standard | FALSE | [9 empty] | 42551 |  |  | Yes | Updated on 2/13/17 | 4.1 | 7723.31 | 108.78 | 71 | 7 | 0.99 | 4000 | 70
PRZ95T76 | RISE-LITE GROUP CO. LTD | RISELITE | RL-CN-050W-B-LV-N-DW | Outdoor Luminaires | Low Output | Parking Garage Luminaires | Standard | FALSE | [9 empty] | 42551 |  |  | No |  | 4 | 4812 | 102.32 | 47.03 | 15.95 | 0.9038 | 5000 | 72.4
PDAHS8RU | RISE-LITE GROUP CO. LTD | RISELITE | RL-CN-040W-A-LV-D-DW | Outdoor Luminaires | Low Output | Parking Garage Luminaires | Standard | FALSE | [9 empty] | 42551 |  |  | Yes |  | 4 | 4392 | 102.23 | 42.96 | 16.57 | 0.903 | 5000 | 72.4
PECCDF2Z | RISE-LITE GROUP CO. LTD | RISELITE | RL-CN-040W-A-LV-D-NW | Outdoor Luminaires | Low Output | Parking Garage Luminaires | Standard | FALSE | [9 empty] | 42551 |  |  | Yes |  | 4 | 4343 | 100.49 | 43.22 | 16.43 | 0.9011 | 4100 | 73.2
PZ5T6DYB | RISE-LITE GROUP CO. LTD | RISELITE | RL-CN-050W-B-LV-N-NW | Outdoor Luminaires | Low Output | Parking Garage Luminaires | Standard | FALSE | [9 empty] | 42551 |  |  | No |  | 4 | 4681.3 | 100.26 | 46.69 | 16.07 | 0.9032 | 4000 | 71.4
P7JZH7UP | ELEDLIGHTS | ELEDLIGHTS | CANOPYX070UD40N | Outdoor Luminaires | Low Output | Parking Garage Luminaires | Standard | TRUE | 4005.121 | 91.722 | 43.666 | 13.77 | 0.9507 | 3991 | 83.5 | 5 | 50000 | 42550 |  |  | NotYetVerified |  | 3 | 4005.121 | 91.722 | 43.666 | 13.77 | 0.987 | 3991 | 83.5
P44UNJD3 | ELEDLIGHTS | ELEDLIGHTS | CANOPYX045UD40N | Outdoor Luminaires | Mid Output | Parking Garage Luminaires | Standard | TRUE | 5703.348 | 79.834 | 71.44 | 21.55 | 0.9074 | 4108 | 85 | 5 | 50000 | 42550 |  |  | NotYetVerified |  | 3 | 5703.348 | 79.834 | 71.44 | 21.55 | 0.983 | 4108 | 85
P4HVTSBS | ELEDLIGHTS | ELEDLIGHTS | CANOPYX045UD50N | Outdoor Luminaires | Mid Output | Parking Garage Luminaires | Standard | FALSE | [9 empty] | 42550 |  |  | NotYetVerified |  | 3 | 5928.278 | 86.255 | 68.73 | 21.55 | 0.977 | 5286 | 77.1
P7E2G4SH | ELEDLIGHTS | ELEDLIGHTS | CANOPYX070UD50N | Outdoor Luminaires | Low Output | Parking Garage Luminaires | Standard | FALSE | [9 empty] | 42550 |  |  | NotYetVerified |  | 3 | 4149.603 | 95.022 | 43.67 | 13.77 | 0.993 | 5074 | 82.3
PXMYHXFQ | RISE-LITE GROUP CO. LTD | RISELITE | RL-CN-075W-B-LV-D-WW | Outdoor Luminaires | Mid Output | Parking Garage Luminaires | Standard | TRUE | 7667.8 | 100.11 | 76.59 | 12.74 | 0.9502 | 3098 | 71.8 | 5 | 50000 | 42549 |  |  | Yes |  | 4 | 7859.8 | 102.29 | 76.84 | 12.74 | 0.9502 | 3000 | 71.8
PUVG35ZD | RISE-LITE GROUP CO. LTD | RISELITE | RL-CN-075W-B-LV-D-DW | Outdoor Luminaires | Mid Output | Parking Garage Luminaires | Standard | FALSE | [9 empty] | 42549 |  |  | Yes |  | 4 | 8037 | 104.25 | 77.09 | 12.67 | 0.9489 | 5000 | 72.5
PYY9KA55 | RISE-LITE GROUP CO. LTD | RISELITE | RL-CN-075W-B-LV-D-NW | Outdoor Luminaires | Mid Output | Parking Garage Luminaires | Standard | FALSE | [9 empty] | 42549 |  |  | Yes |  | 4 | 7859.8 | 102.29 | 76.84 | 12.74 | 0.9502 | 4100 | 71.8
P32WNBQK | ECO Lighting Solutions | ECO Parking Lights | FT-GL-100M-U-50-24L-W | Outdoor Luminaires | Mid Output | Parking Garage Luminaires | Standard | TRUE | 9904 | 114.5 | 86.48 | 15.76 | 0.924 | 5196 | 72.6 | 5 | 50000 | 42548 |  |  | Yes |  | 4 | 9904 | 114.5 | 86.48 | 15.76 | 0.92 | 5196 | 72.6
PYSGE4V1 | All Green Lighting Inc. | All Green Lighting Inc. | VENUS-2-55W/40K/PC/MS | Outdoor Luminaires | Mid Output | Parking Garage Luminaires | Premium | TRUE | 5540.5 | 107.88 | 51.36 | 13.47 | 0.9103 | 4038 | 74.1 | 6 | 50000 | 42548 |  |  | Yes |  | 3.1 | 5540.5 | 107.88 | 51.36 | 13.47 | 0.9106 | 4000 | 74.1
PAKP1AR3 | All Green Lighting Inc. | All Green Lighting Inc. | VENUS-2-40W/40K/PC/MS | Outdoor Luminaires | Low Output | Parking Garage Luminaires | Premium | TRUE | 4320.5 | 105.92 | 40.79 | 13.29 | 0.9012 | 3899 | 74 | 6 | 50000 | 42548 |  |  | Yes |  | 3.1 | 4320.5 | 105.92 | 40.79 | 13.29 | 0.9012 | 4000 | 74
P2QA16V8 | Acuity Brands Lighting | Lithonia Lighting | PGX LED P5 30K T5R xxxxxxxx xxxxxxxx xxxxxx | Outdoor Luminaires | High Output | Parking Garage Luminaires | Standard | TRUE | 9680 | 88.75 | 109.07 | 17.79 | 0.871 | 5189 | 75.19 | 5 | 50000 | 42548 |  |  | No |  | 3.1 | 10269 | 90 | 114 | 12.97 | 0.95 | 3000 | 70
P1PV9SXC | All Green Lighting Inc. | All Green Lighting Inc. | VENUS-2-55W/55K/PC/MS | Outdoor Luminaires | Mid Output | Parking Garage Luminaires | Premium | FALSE | [9 empty] | 42548 | Not Dimmable | Not Dimmable | Yes |  | 3.1 | 5724 | 111.6 | 51.29 | 13.79 | 0.9113 | 5500 | 77.6
PMW6U5WH | All Green Lighting Inc. | All Green Lighting Inc. | VENUS-2-40W/55K/PC/MS | Outdoor Luminaires | Low Output | Parking Garage Luminaires | Premium | FALSE | [9 empty] | 42548 | Not Dimmable | Not Dimmable | Yes |  | 3.1 | 4431 | 107.98 | 41.04 | 13.61 | 0.9034 | 5500 | 77.5
P8VYV728 | All Green Lighting Inc. | All Green Lighting Inc. | VENUS-2-55W/55K/PC/MS/DM | Outdoor Luminaires | Mid Output | Parking Garage Luminaires | Premium | FALSE | [9 empty] | 42548 | Dimmable | Continuous Below 10 | Yes |  | 3.1 | 5724 | 111.6 | 51.29 | 13.79 | 0.9113 | 5500 | 77.6
PWB3J12Z | All Green Lighting Inc. | All Green Lighting Inc. | VENUS-2-40W/55K/PC/MS/DM | Outdoor Luminaires | Low Output | Parking Garage Luminaires | Premium | FALSE | [9 empty] | 42548 | Dimmable | Continuous Below 10 | Yes |  | 3.1 | 4431 | 107.98 | 41.04 | 13.61 | 0.9034 | 5500 | 77.5
PRDHVE48 | All Green Lighting Inc. | All Green Lighting Inc. | VENUS-2-55W/50K/PC/MS | Outdoor Luminaires | Mid Output | Parking Garage Luminaires | Premium | FALSE | [9 empty] | 42548 | Not Dimmable | Not Dimmable | Yes |  | 3.1 | 5540.5 | 107.88 | 51.36 | 13.47 | 0.9106 | 5000 | 74.1
PEJKJGTV | All Green Lighting Inc. | All Green Lighting Inc. | VENUS-2-40W/50K/PC/MS | Outdoor Luminaires | Low Output | Parking Garage Luminaires | Premium | FALSE | [9 empty] | 42548 | Not Dimmable | Not Dimmable | Yes |  | 3.1 | 4320.5 | 105.92 | 40.79 | 13.29 | 0.9012 | 5000 | 74
PB6J6VXE | All Green Lighting Inc. | All Green Lighting Inc. | VENUS-2-55W/50K/PC/MS/DM | Outdoor Luminaires | Mid Output | Parking Garage Luminaires | Premium | FALSE | [9 empty] | 42548 | Dimmable | Continuous Below 10 | Yes |  | 3.1 | 5540.5 | 107.88 | 51.36 | 13.47 | 0.9106 | 5000 | 74.1
PN6T86DV | All Green Lighting Inc. | All Green Lighting Inc. | VENUS-2-40W/50K/PC/MS/DM | Outdoor Luminaires | Low Output | Parking Garage Luminaires | Premium | FALSE | [9 empty] | 42548 | Dimmable | Continuous Below 10 | Yes |  | 3.1 | 4320.5 | 105.92 | 40.79 | 13.29 | 0.9012 | 5000 | 74
P55XZ9U8 | All Green Lighting Inc. | All Green Lighting Inc. | VENUS-2-55W/45K/PC/MS | Outdoor Luminaires | Mid Output | Parking Garage Luminaires | Premium | FALSE | [9 empty] | 42548 | Not Dimmable | Not Dimmable | Yes |  | 3.1 | 5540.5 | 107.88 | 51.36 | 13.47 | 0.9106 | 4500 | 74.1
PPJR8RTE | All Green Lighting Inc. | All Green Lighting Inc. | VENUS-2-40W/45K/PC/MS | Outdoor Luminaires | Low Output | Parking Garage Luminaires | Premium | FALSE | [9 empty] | 42548 | Not Dimmable | Not Dimmable | Yes |  | 3.1 | 4320.5 | 105.92 | 40.79 | 13.29 | 0.9012 | 4500 | 74
PM9633AT | All Green Lighting Inc. | All Green Lighting Inc. | VENUS-2-55W/45K/PC/MS/DM | Outdoor Luminaires | Mid Output | Parking Garage Luminaires | Premium | FALSE | [9 empty] | 42548 | Dimmable | Continuous Below 10 | Yes |  | 3.1 | 5540.5 | 107.88 | 51.36 | 13.47 | 0.9106 | 4500 | 74.1
PG4FBXN1 | All Green Lighting Inc. | All Green Lighting Inc. | VENUS-2-40W/45K/PC/MS/DM | Outdoor Luminaires | Low Output | Parking Garage Luminaires | Premium | FALSE | [9 empty] | 42548 | Dimmable | Continuous Below 10 | Yes |  | 3.1 | 4320.5 | 105.92 | 40.79 | 13.29 | 0.9012 | 4500 | 74
PN2CA26U | All Green Lighting Inc. | All Green Lighting Inc. | VENUS-2-55W/40K/PC/MS/DM | Outdoor Luminaires | Mid Output | Parking Garage Luminaires | Premium | FALSE | [9 empty] | 42548 | Dimmable | Continuous Below 10 | Yes |  | 3.1 | 5540.5 | 107.88 | 51.36 | 13.47 | 0.9106 | 4000 | 74.1
PYPVM1TW | All Green Lighting Inc. | All Green Lighting Inc. | VENUS-2-40W/40K/PC/MS/DM | Outdoor Luminaires | Low Output | Parking Garage Luminaires | Premium | FALSE | [9 empty] | 42548 | Dimmable | Continuous Below 10 | Yes |  | 3.1 | 4320.5 | 105.92 | 40.79 | 13.29 | 0.9012 | 4000 | 74
PKCQ81C6 | Acuity Brands Lighting | Lithonia Lighting | PGX LED P4 50K T5M xxxxx xxx xxxxxxxx xxxxxx | Outdoor Luminaires | Mid Output | Parking Garage Luminaires | Premium | FALSE | [9 empty] | 42548 | Dimmable | Continuous Below 10 | No |  | 3 | 9430 | 110.9 | 85 | 12.97 | 0.95 | 5000 | 70
PFJNT361 | Acuity Brands Lighting | Lithonia Lighting | PGX LED P4 50K T5R xxxxx xxx xxxxxxxx xxxxxx | Outdoor Luminaires | Mid Output | Parking Garage Luminaires | Premium | FALSE | [9 empty] | 42548 | Dimmable | Continuous Below 10 | No |  | 3 | 9024 | 106.1 | 85 | 12.97 | 0.95 | 5000 | 70
PKKPREDW | Acuity Brands Lighting | Lithonia Lighting | PGX LED P5 50K T5M xxxxx xxx xxxxxxxx xxxxxx | Outdoor Luminaires | High Output | Parking Garage Luminaires | Standard | FALSE | [9 empty] | 42548 | Dimmable | Continuous Below 10 | No |  | 3 | 11249 | 98.6 | 114 | 12.97 | 0.95 | 5000 | 70
PVYX5SQT | Acuity Brands Lighting | Lithonia Lighting | PGX LED P5 50K T5R xxxxx xxx xxxxxxxx xxxxxx | Outdoor Luminaires | High Output | Parking Garage Luminaires | Standard | FALSE | [9 empty] | 42548 | Dimmable | Continuous Below 10 | No |  | 3 | 10766 | 94.4 | 114 | 12.97 | 0.95 | 5000 | 70
PMUY7HB4 | Acuity Brands Lighting | Lithonia Lighting | PGX LED P4 40K T5M xxxxx xxx xxxxxxxx xxxxxx | Outdoor Luminaires | Mid Output | Parking Garage Luminaires | Premium | FALSE | [9 empty] | 42548 | Dimmable | Continuous Below 10 | No |  | 3 | 9289 | 109.2 | 85 | 12.97 | 0.95 | 4000 | 70
PH6GDKHW | Acuity Brands Lighting | Lithonia Lighting | PGX LED P4 40K T5R xxxxx xxx xxxxxxxx xxxxxx | Outdoor Luminaires | Mid Output | Parking Garage Luminaires | Premium | FALSE | [9 empty] | 42548 | Dimmable | Continuous Below 10 | No |  | 3 | 8890 | 104.5 | 85 | 12.97 | 0.95 | 4000 | 70
PSH14NXD | Acuity Brands Lighting | Lithonia Lighting | PGX LED P5 40K T5M xxxxx xxx xxxxxxxx xxxxxx | Outdoor Luminaires | High Output | Parking Garage Luminaires | Standard | FALSE | [9 empty] | 42548 | Dimmable | Continuous Below 10 | No |  | 3 | 11082 | 97.2 | 114 | 12.97 | 0.95 | 4000 | 70
PXB6X8CF | Acuity Brands Lighting | Lithonia Lighting | PGX LED P5 40K T5R xxxxx xxx xxxxxxxx xxxxxx | Outdoor Luminaires | High Output | Parking Garage Luminaires | Standard | FALSE | [9 empty] | 42548 | Dimmable | Continuous Below 10 | No |  | 3 | 10606 | 93 | 114 | 12.97 | 0.95 | 4000 | 70
PGPQ5EWH | Acuity Brands Lighting | Lithonia Lighting | PGX LED P4 30K T5M xxxxx xxx xxxxxxxx xxxxxx | Outdoor Luminaires | Mid Output | Parking Garage Luminaires | Premium | FALSE | [9 empty] | 42548 | Dimmable | Continuous Below 10 | No |  | 3 | 8995 | 105.8 | 85 | 12.97 | 0.95 | 3000 | 70
PPZR4NA8 | Acuity Brands Lighting | Lithonia Lighting | PGX LED P4 30K T5R xxxxx xxx xxxxxxxx xxxxxx | Outdoor Luminaires | Mid Output | Parking Garage Luminaires | Standard | FALSE | [9 empty] | 42548 | Dimmable | Continuous Below 10 | No |  | 3 | 8608 | 101.2 | 85 | 12.97 | 0.95 | 3000 | 70
PXMURQ1F | Acuity Brands Lighting | Lithonia Lighting | PGX LED P5 30K T5M xxxxx xxx xxxxxxxx xxxxxx | Outdoor Luminaires | High Output | Parking Garage Luminaires | Standard | FALSE | [9 empty] | 42548 | Dimmable | Continuous Below 10 | No |  | 3 | 10730 | 94.1 | 114 | 12.97 | 0.95 | 3000 | 70
PQDQN6WJ | MaxLite Inc | MaxLite | QM-2A[UH]2AU7TC-[BWL]-XXX | Outdoor Luminaires | Mid Output | Specialty: Canopy Lighting | Standard | FALSE | [9 empty] | 42545 |  |  | No |  | 3 | 6091 | 104.66 | 56.3 | 6.3 | 0.9179 | 5000 | 80
P72WJ2S8 | MaxLite Inc | MaxLite | QM-6A[UH]6AU7TC-[BWL]-XXX | Outdoor Luminaires | High Output | Specialty: Canopy Lighting | Standard | FALSE | [9 empty] | 42545 |  |  | No |  | 3 | 17953 | 113.15 | 161.6 | 7.23 | 0.9708 | 5000 | 77
PY9C3JQP | MaxLite Inc | MaxLite | QM-6A[UH]6AU7TC-[BWL]-XXX | Outdoor Luminaires | High Output | Specialty: Canopy Lighting | Standard | FALSE | [9 empty] | 42545 |  |  | No |  | 3 | 17839 | 109.82 | 161.6 | 7.23 | 0.9708 | 5000 | 77
PA5AEF4W | MaxLite Inc | MaxLite | QM-6A[UH]6AU7TC-[BWL]-XXX | Outdoor Luminaires | High Output | Specialty: Canopy Lighting | Standard | FALSE | [9 empty] | 42545 |  |  | No |  | 3 | 17661 | 107.55 | 161.6 | 7.23 | 0.9708 | 5000 | 77
P9JSRRRE | MaxLite Inc | MaxLite | QM-4A[UH]4AU7TC-[BWL]-XXX | Outdoor Luminaires | High Output | Specialty: Canopy Lighting | Standard | FALSE | [9 empty] | 42545 |  |  | No |  | 3 | 12507 | 113.39 | 107.5 | 10.6 | 0.9443 | 5000 | 73
PP7A4BM6 | MaxLite Inc | MaxLite | QM-4A[UH]4AU7TC-[BWL]-XXX | Outdoor Luminaires | High Output | Specialty: Canopy Lighting | Standard | FALSE | [9 empty] | 42545 |  |  | No |  | 3 | 12291 | 113.99 | 107.5 | 10.6 | 0.9443 | 5000 | 73
PTSCQTG5 | MaxLite Inc | MaxLite | QM-4A[UH]4AU7TC-[BWL]-XXX | Outdoor Luminaires | High Output | Specialty: Canopy Lighting | Standard | FALSE | [9 empty] | 42545 |  |  | No |  | 3 | 12038 | 111.06 | 107.5 | 10.6 | 0.9443 | 5000 | 73
PDBA7BH1 | MaxLite Inc | MaxLite | QM-5A[UH]5AU7TC-[BWL]-XXX | Outdoor Luminaires | High Output | Specialty: Canopy Lighting | Standard | FALSE | [9 empty] | 42545 |  |  | No |  | 3 | 15388 | 116.02 | 134.14 | 8.87 | 0.9609 | 5000 | 73
PHYANNTX | MaxLite Inc | MaxLite | QM-5A[UH]5AU7TC-[BWL]-XXX | Outdoor Luminaires | High Output | Specialty: Canopy Lighting | Standard | FALSE | [9 empty] | 42545 |  |  | No |  | 3 | 15258 | 113.06 | 134.14 | 8.87 | 0.9609 | 5000 | 73
PPYCWWV8 | MaxLite Inc | MaxLite | QM-5A[UH]5AU7TC-[BWL]-XXX | Outdoor Luminaires | High Output | Specialty: Canopy Lighting | Standard | FALSE | [9 empty] | 42545 |  |  | No |  | 3 | 14869 | 111.71 | 134.14 | 8.87 | 0.9609 | 5000 | 73
PF7Q6EDR | MaxLite Inc | MaxLite | QM-2A[UH]2AU7TC-[BWL]-XXX | Outdoor Luminaires | Mid Output | Specialty: Canopy Lighting | Standard | FALSE | [9 empty] | 42545 |  |  | No |  | 3 | 5934 | 104.39 | 56.3 | 6.3 | 0.9179 | 5000 | 73
PU22JWKE | MaxLite Inc | MaxLite | QM-3A[UH]3AU7TC-[BWL]-XXX | Outdoor Luminaires | Mid Output | Specialty: Canopy Lighting | Standard | FALSE | [9 empty] | 42545 |  |  | No |  | 3 | 9060 | 107.06 | 82.58 | 4.7 | 0.9606 | 5000 | 73
PA161H8P | MaxLite Inc | MaxLite | QM-3A[UH]3AU7TC-[BWL]-XXX | Outdoor Luminaires | Mid Output | Specialty: Canopy Lighting | Standard | FALSE | [9 empty] | 42545 |  |  | No |  | 3 | 8845 | 107.06 | 81.3 | 4.7 | 0.9606 | 5000 | 73
PBV2AGZ9 | MaxLite Inc | MaxLite | QM-4A[UH]4AU7TC-[BWL]-XXX | Outdoor Luminaires | High Output | Specialty: Canopy Lighting | Standard | FALSE | [9 empty] | 42545 |  |  | No |  | 3 | 11675 | 108.18 | 107.5 | 10.6 | 0.9443 | 4000 | 74
PHQU2W3Y | MaxLite Inc | MaxLite | QM-4A[UH]4AU7TC-[BWL]-XXX | Outdoor Luminaires | High Output | Specialty: Canopy Lighting | Standard | FALSE | [9 empty] | 42545 |  |  | No |  | 3 | 11865 | 107.97 | 107.6 | 10 | 0.9464 | 4000 | 74
PJY4DCJ2 | MaxLite Inc | MaxLite | QM-5A[UH]5AU7TC-[BWL]-XXX | Outdoor Luminaires | High Output | Specialty: Canopy Lighting | Standard | FALSE | [9 empty] | 42545 |  |  | No |  | 3 | 14626 | 109.78 | 135.5 | 8.6 | 0.9608 | 4000 | 74
P7VVAU5A | MaxLite Inc | MaxLite | QM-5A[UH]5AU7TC-[BWL]-XXX | Outdoor Luminaires | High Output | Specialty: Canopy Lighting | Standard | FALSE | [9 empty] | 42545 |  |  | No |  | 3 | 14417 | 109.39 | 135.5 | 8.6 | 0.9608 | 4000 | 74
PX9QMJ7C | MaxLite Inc | MaxLite | QM-3A[UH]3AU7TC-[BWL]-XXX | Outdoor Luminaires | Mid Output | Specialty: Canopy Lighting | Standard | FALSE | [9 empty] | 42545 |  |  | No |  | 3 | 8758 | 105.65 | 82.6 | 4.9 | 0.9607 | 4000 | 74
PENUGVYY | MaxLite Inc | MaxLite | QM-6A[UH]6AU7TC-[BWL]-XXX | Outdoor Luminaires | High Output | Specialty: Canopy Lighting | Standard | FALSE | [9 empty] | 42545 |  |  | No |  | 3 | 17775 | 108.79 | 159.9 | 7.7 | 0.9708 | 4000 | 73
PHGBBS9A | MaxLite Inc | MaxLite | QM-6A[UH]6AU7TC-[BWL]-XXX | Outdoor Luminaires | High Output | Specialty: Canopy Lighting | Standard | FALSE | [9 empty] | 42545 |  |  | No |  | 3 | 17537 | 106.97 | 159.9 | 7.7 | 0.9708 | 4000 | 73
PQR3WK7F | MaxLite Inc | MaxLite | QM-6A[UH]6AU7TC-[BWL]-XXX | Outdoor Luminaires | High Output | Specialty: Canopy Lighting | Standard | FALSE | [9 empty] | 42545 |  |  | No |  | 3 | 17332 | 107.05 | 159.9 | 7.7 | 0.9708 | 4000 | 73
P585UJZP | MaxLite Inc | MaxLite | QM-2A[UH]2AU7TC-[BWL]-XXX | Outdoor Luminaires | Mid Output | Specialty: Canopy Lighting | Standard | FALSE | [9 empty] | 42545 |  |  | No |  | 3 | 5848 | 103.91 | 56.3 | 6.3 | 0.9179 | 4000 | 73
PQSKJWUC | MaxLite Inc | MaxLite | QM-2A[UH]2AU7TC-[BWL]-XXX | Outdoor Luminaires | Mid Output | Specialty: Canopy Lighting | Standard | FALSE | [9 empty] | 42545 |  |  | No |  | 3 | 5767 | 102.52 | 56.3 | 6.3 | 0.9179 | 4000 | 73
PX3D9NSX | ECO Lighting Solutions | ECO Parking Lights | FT-GL-45M-U-50-24G-W | Outdoor Luminaires | Low Output | Parking Garage Luminaires | Standard | TRUE | 4912 | 109.8 | 44.69 | 19.12 | 0.87 | 4912 | 70.5 | 5 | 50000 | 42543 |  |  | Yes |  | 4 | 4912 | 109.8 | 44.75 | 19.12 | 0.87 | 4912 | 70.5
PJAZR9X7 | RENOVA Lighting Systems Inc. | Renova Lighting Systems | RDL13-S-L076-UNV-DM-C50-AF-RD-xx-BS | Outdoor Luminaires | Mid Output | Parking Garage Luminaires | Standard | TRUE | 7622 | 101.5 | 75.08 | 9.79 | 0.928 | 5068 | 83.3 | 5 | 50000 | 42538 |  |  | No |  | 3.1 | 7622 | 101.5 | 74.94 | 9.79 | 0.928 | 5068 | 83.3
PVHYTCPD | LEDone Distribution Inc. | LEDone | LOD-MARO-60WSAD40K-HL | Outdoor Luminaires | Low Output | Parking Garage Luminaires | Standard | TRUE | 4751.672 | 84.619 | 56.154 | 14.11 | 0.8978 | 4139 | 82.6 | 5 | 50000 | 42538 |  |  | No |  | 3.1 | 4751.672 | 84.619 | 56.154 | 14.11 | 0.996 | 4139 | 82.6
PARZ1QNW | LEDone Distribution Inc. | LEDone | LOD-MARO-60WSAD50K-HL-STP | Outdoor Luminaires | Low Output | Parking Garage Luminaires | Standard | FALSE | [9 empty] | 42538 |  |  | No |  | 3.1 | 4923.477 | 87.81 | 56.07 | 14.11 | 0.996 | 5082 | 84.2
PE8C8UD8 | LEDone Distribution Inc. | LEDone | LOD-MARO-60WSAD50K-HL | Outdoor Luminaires | Low Output | Parking Garage Luminaires | Standard | FALSE | [9 empty] | 42538 |  |  | No |  | 3.1 | 4923.477 | 87.81 | 56.07 | 14.11 | 0.996 | 5082 | 84.2
PQJKZ7YN | LEDone Distribution Inc. | LEDone | LOD-MARO-60WSAD50K-HL-CTN | Outdoor Luminaires | Low Output | Parking Garage Luminaires | Standard | FALSE | [9 empty] | 42538 |  |  | No |  | 3.1 | 4923.477 | 87.81 | 56.07 | 14.11 | 0.996 | 5082 | 84.2
PHM8XKHJ | LEDone Distribution Inc. | LEDone | LOD-MARO-60WSAD40K-HL-STP | Outdoor Luminaires | Low Output | Parking Garage Luminaires | Standard | FALSE | [9 empty] | 42538 |  |  | No |  | 3.1 | 4751.672 | 84.619 | 56.154 | 14.11 | 0.996 | 4139 | 82.6
PSQNJRPK | LEDone Distribution Inc. | LEDone | LOD-MARO-60WSAD40K-HL-CTN | Outdoor Luminaires | Low Output | Parking Garage Luminaires | Standard | FALSE | [9 empty] | 42538 |  |  | No |  | 3.1 | 4751.672 | 84.619 | 56.154 | 14.11 | 0.996 | 4139 | 82.6
P6XDJPWD | Singbee | Singbee | SP-2025-80W-3B-57K-17-(MVHV)-N | Outdoor Luminaires | High Output | Parking Garage Luminaires | Premium | FALSE | [9 empty] | 42537 | Dimmable | Continuous Below 10 | Yes | Updated on 12/28/2016 | 3 | 9594.602 | 121.62 | 78.89 | 7.46 | 0.9935 | 5726 | 75.4
PZZEJA71 | Singbee | Singbee | SP-2025-80W-3B-40K-17-(MVHV)-N | Outdoor Luminaires | High Output | Parking Garage Luminaires | Premium | FALSE | [9 empty] | 42537 | Dimmable | Continuous Below 10 | Yes | Updated on 12/28/2016 | 3 | 9553.579 | 121.1 | 78.89 | 7.46 | 0.9935 | 4007 | 72.2
PD79BND9 | Southwest Energy | SW Lighting | SW-CN-LED-G50-UNV | Outdoor Luminaires | Low Output | Parking Garage Luminaires | Standard | TRUE | 4058.031 | 83.861 | 48.39 | 16.3 | 0.952 | 5460 | 73.3 | 5 | 50000 | 42536 |  |  | NotYetVerified |  | 3 | 4200 | 85 | 50 |  | 0.99 | 5000 | 70
PH5ZHHTC | Optec LED Lighting | Optec LED | OLPS-240 | Outdoor Luminaires | High Output | Parking Garage Luminaires | Standard | TRUE | 22436 | 98.4 | 228.1 |  | 0.999 | 4756 | 66 | 5 | 50000 | 42534 |  |  | NotYetVerified |  | 3 | 23616 | 100 | 240 |  | 0.9 | 5000 | 70
PQ2TMVFY | Optec LED Lighting | Optec LED | OLPS-030 | Outdoor Luminaires | Low Output | Parking Garage Luminaires | Standard | TRUE | 3253 | 103.3 | 31.48 | 14.93 | 0.898 | 4940 | 67.2 | 5 | 50000 | 42534 |  |  | NotYetVerified |  | 3 | 2650 | 100 | 30 |  | 0.9 | 5000 | 70
PA8HBFVV | RemPhos Technologies LLC | Remphos | RPT-LEDCF-5800LM-4000K-[OCCPBLANK] | Outdoor Luminaires | Mid Output | Parking Garage Luminaires | Premium | TRUE | 5540.5 | 107.88 | 51.36 | 13.47 | 0.9103 | 4038 | 74.1 | 6 | 50000 | 42534 |  |  | Yes |  | 3.1 | 5540.5 | 107.88 | 51.36 | 13.47 | 0.9106 | 4000 | 74.1
P5GYFY5U | RemPhos Technologies LLC | Remphos | RPT-LEDCF-3100LM-4000K-[OCCPBLANK] | Outdoor Luminaires | Low Output | Parking Garage Luminaires | Premium | TRUE | 2932.8 | 100.65 | 29.14 | 13.44 | 0.905 | 3895 | 73.4 | 6 | 50000 | 42534 |  |  | Yes |  | 3.1 | 2952.6 | 101.66 | 29.04 | 13.44 | 0.905 | 4000 | 73.4
PDKE33SF | RemPhos Technologies LLC | Remphos | RPT-LEDCF-4500LM-4000K-[OCCPBLANK] | Outdoor Luminaires | Low Output | Parking Garage Luminaires | Premium | TRUE | 4320.5 | 105.92 | 40.79 | 13.29 | 0.9012 | 3899 | 74 | 6 | 50000 | 42534 |  |  | Yes |  | 3.1 | 4320.5 | 105.92 | 40.79 | 13.29 | 0.9012 | 4000 | 74
PUWWKJFS | RemPhos Technologies LLC | Remphos | RPT-LEDCF-5800LM-5500K-[OCCPBLANK] | Outdoor Luminaires | Mid Output | Parking Garage Luminaires | Premium | FALSE | [9 empty] | 42534 |  |  | Yes |  | 3.1 | 5724 | 111.6 | 51.29 | 13.79 | 0.9113 | 5500 | 77.6
PTKFV1MW | RemPhos Technologies LLC | Remphos | RPT-LEDCF-4500LM-5500K-[OCCPBLANK] | Outdoor Luminaires | Low Output | Parking Garage Luminaires | Premium | FALSE | [9 empty] | 42534 |  |  | Yes |  | 3.1 | 4431 | 107.98 | 41.04 | 13.61 | 0.9034 | 5500 | 77.5
PMDNB5CB | RemPhos Technologies LLC | Remphos | RPT-LEDCF-3100LM-5500K-[OCCPBLANK] | Outdoor Luminaires | Low Output | Parking Garage Luminaires | Premium | FALSE | [9 empty] | 42534 |  |  | Yes |  | 3.1 | 3068 | 104.18 | 29.45 | 13.54 | 0.9058 | 5500 | 77.3
PJ23VF6R | RemPhos Technologies LLC | Remphos | RPT-LEDCF-5800LM-5500K-[10VDIMOCCPBLANK] | Outdoor Luminaires | Mid Output | Parking Garage Luminaires | Premium | FALSE | [9 empty] | 42534 |  |  | Yes |  | 3.1 | 5724 | 111.6 | 51.29 | 13.79 | 0.9113 | 5500 | 77.6
PRHAHFEV | RemPhos Technologies LLC | Remphos | RPT-LEDCF-4500LM-5500K-[10VDIMOCCPBLANK] | Outdoor Luminaires | Low Output | Parking Garage Luminaires | Premium | FALSE | [9 empty] | 42534 |  |  | Yes |  | 3.1 | 4431 | 107.98 | 41.04 | 13.61 | 0.9034 | 5500 | 77.5
PWR7WJUU | RemPhos Technologies LLC | Remphos | RPT-LEDCF-3100LM-5500K-[10VDIMOCCPBLANK] | Outdoor Luminaires | Low Output | Parking Garage Luminaires | Premium | FALSE | [9 empty] | 42534 |  |  | Yes |  | 3.1 | 3068 | 104.18 | 29.45 | 13.54 | 0.9058 | 5500 | 77.3
PQ9JRW8Y | RemPhos Technologies LLC | Remphos | RPT-LEDCF-5800LM-5000K-[OCCPBLANK] | Outdoor Luminaires | Mid Output | Parking Garage Luminaires | Premium | FALSE | [9 empty] | 42534 |  |  | Yes |  | 3.1 | 5540.5 | 107.88 | 51.36 | 13.47 | 0.9106 | 5000 | 74.1
PFAYWAPP | RemPhos Technologies LLC | Remphos | RPT-LEDCF-4500LM-5000K-[OCCPBLANK] | Outdoor Luminaires | Low Output | Parking Garage Luminaires | Premium | FALSE | [9 empty] | 42534 |  |  | Yes |  | 3.1 | 4320.5 | 105.92 | 40.79 | 13.29 | 0.9012 | 5000 | 74
P7V1F2CM | RemPhos Technologies LLC | Remphos | RPT-LEDCF-3100LM-5000K-[OCCPBLANK] | Outdoor Luminaires | Low Output | Parking Garage Luminaires | Premium | FALSE | [9 empty] | 42534 |  |  | Yes |  | 3.1 | 2952.6 | 101.66 | 29.04 | 13.44 | 0.905 | 5000 | 73.4
PSXYTSNB | RemPhos Technologies LLC | Remphos | RPT-LEDCF-5800LM-5000K-[10VDIMOCCPBLANK] | Outdoor Luminaires | Mid Output | Parking Garage Luminaires | Premium | FALSE | [9 empty] | 42534 |  |  | Yes |  | 3.1 | 5540.5 | 107.88 | 51.36 | 13.47 | 0.9106 | 5000 | 74.1
P41U8QBQ | RemPhos Technologies LLC | Remphos | RPT-LEDCF-4500LM-5000K-[10VDIMOCCPBLANK] | Outdoor Luminaires | Low Output | Parking Garage Luminaires | Premium | FALSE | [9 empty] | 42534 |  |  | Yes |  | 3.1 | 4320.5 | 105.92 | 40.79 | 13.29 | 0.9012 | 5000 | 74
P8WC6KN1 | RemPhos Technologies LLC | Remphos | RPT-LEDCF-3100LM-5000K-[10VDIMOCCPBLANK] | Outdoor Luminaires | Low Output | Parking Garage Luminaires | Premium | FALSE | [9 empty] | 42534 |  |  | Yes |  | 3.1 | 2952.6 | 101.66 | 29.04 | 13.44 | 0.905 | 5000 | 73.4
PRH6K7UC | RemPhos Technologies LLC | Remphos | RPT-LEDCF-5800LM-4500K-[OCCPBLANK] | Outdoor Luminaires | Mid Output | Parking Garage Luminaires | Premium | FALSE | [9 empty] | 42534 |  |  | Yes |  | 3.1 | 5540.5 | 107.88 | 51.36 | 13.47 | 0.9106 | 4500 | 74.1
PT2MMM7Z | RemPhos Technologies LLC | Remphos | RPT-LEDCF-4500LM-4500K-[OCCPBLANK] | Outdoor Luminaires | Low Output | Parking Garage Luminaires | Premium | FALSE | [9 empty] | 42534 |  |  | Yes |  | 3.1 | 4320.5 | 105.92 | 40.79 | 13.29 | 0.9012 | 4500 | 74
PP69BC7Q | RemPhos Technologies LLC | Remphos | RPT-LEDCF-3100LM-4500K-[OCCPBLANK] | Outdoor Luminaires | Low Output | Parking Garage Luminaires | Premium | FALSE | [9 empty] | 42534 |  |  | Yes |  | 3.1 | 2952.6 | 101.66 | 29.04 | 13.44 | 0.905 | 4500 | 73.4
PXRKQG5P | RemPhos Technologies LLC | Remphos | RPT-LEDCF-5800LM-4500K-[10VDIMOCCPBLANK] | Outdoor Luminaires | Mid Output | Parking Garage Luminaires | Premium | FALSE | [9 empty] | 42534 |  |  | Yes |  | 3.1 | 5540.5 | 107.88 | 51.36 | 13.47 | 0.9106 | 4500 | 74.1
PDVZNV3Q | RemPhos Technologies LLC | Remphos | RPT-LEDCF-4500LM-4500K-[10VDIMOCCPBLANK] | Outdoor Luminaires | Low Output | Parking Garage Luminaires | Premium | FALSE | [9 empty] | 42534 |  |  | Yes |  | 3.1 | 4320.5 | 105.92 | 40.79 | 13.29 | 0.9012 | 4500 | 74
PHPZSEB8 | RemPhos Technologies LLC | Remphos | RPT-LEDCF-3100LM-4500K-[10VDIMOCCPBLANK] | Outdoor Luminaires | Low Output | Parking Garage Luminaires | Premium | FALSE | [9 empty] | 42534 |  |  | Yes |  | 3.1 | 2952.6 | 101.66 | 29.04 | 13.44 | 0.905 | 4500 | 73.4
PCCG64VD | RemPhos Technologies LLC | Remphos | RPT-LEDCF-5800LM-4000K-[10VDIMOCCPBLANK] | Outdoor Luminaires | Mid Output | Parking Garage Luminaires | Premium | FALSE | [9 empty] | 42534 |  |  | Yes |  | 3.1 | 5540.5 | 107.88 | 51.36 | 13.47 | 0.9106 | 4000 | 74.1
P7KCRB9E | RemPhos Technologies LLC | Remphos | RPT-LEDCF-4500LM-4000K-[10VDIMOCCPBLANK] | Outdoor Luminaires | Low Output | Parking Garage Luminaires | Premium | FALSE | [9 empty] | 42534 |  |  | Yes |  | 3.1 | 4320.5 | 105.92 | 40.79 | 13.29 | 0.9012 | 4000 | 74
PGPHZ1VT | RemPhos Technologies LLC | Remphos | RPT-LEDCF-3100LM-4000K-[10VDIMOCCPBLANK] | Outdoor Luminaires | Low Output | Parking Garage Luminaires | Premium | FALSE | [9 empty] | 42534 |  |  | Yes |  | 3.1 | 2952.6 | 101.66 | 29.04 | 13.44 | 0.905 | 4000 | 73.4
P84R5QGS | Optec LED Lighting | Optec LED | OLPS-100 | Outdoor Luminaires | Mid Output | Parking Garage Luminaires | Standard | FALSE | [9 empty] | 42534 | Not Yet Verified | Not Yet Verified | NotYetVerified |  | 3 | 9166 | 91.66 | 100 | 15 | 0.9 | 5000 | 65
PFH4ZBFG | Optec LED Lighting | Optec LED | OLPS-090 | Outdoor Luminaires | Mid Output | Parking Garage Luminaires | Standard | FALSE | [9 empty] | 42534 | Not Yet Verified | Not Yet Verified | NotYetVerified |  | 3 | 8206 | 91.1778 | 90 | 15 | 0.9 | 5000 | 65
PTZP3Y2E | Optec LED Lighting | Optec LED | OLPS-080 | Outdoor Luminaires | Mid Output | Parking Garage Luminaires | Standard | FALSE | [9 empty] | 42534 | Not Yet Verified | Not Yet Verified | NotYetVerified |  | 3 | 7256 | 90.7 | 80 | 15 | 0.9 | 5000 | 65
PKM3G6HU | Optec LED Lighting | Optec LED | OLPS-070 | Outdoor Luminaires | Mid Output | Parking Garage Luminaires | Standard | FALSE | [9 empty] | 42534 | Not Yet Verified | Not Yet Verified | NotYetVerified |  | 3 | 6315 | 90.2143 | 70 | 15 | 0.9 | 5000 | 65
P7XGQNZC | Optec LED Lighting | Optec LED | OLPS-060 | Outdoor Luminaires | Mid Output | Parking Garage Luminaires | Standard | FALSE | [9 empty] | 42534 | Not Yet Verified | Not Yet Verified | NotYetVerified |  | 3 | 5385 | 89.75 | 60 | 15 | 0.9 | 5000 | 65
PMA2GQ1Q | Optec LED Lighting | Optec LED | OLPS-050 | Outdoor Luminaires | Low Output | Parking Garage Luminaires | Standard | FALSE | [9 empty] | 42534 | Not Yet Verified | Not Yet Verified | NotYetVerified |  | 3 | 4463 | 89.26 | 50 | 15 | 0.9 | 5000 | 65
PC8XR9UF | Optec LED Lighting | Optec LED | OLPS-040 | Outdoor Luminaires | Low Output | Parking Garage Luminaires | Standard | FALSE | [9 empty] | 42534 | Not Yet Verified | Not Yet Verified | NotYetVerified |  | 3 | 3550 | 88.75 | 40 | 15 | 0.9 | 5000 | 65
P8T7GW9M | Optec LED Lighting | Optec LED | OLPS-230 | Outdoor Luminaires | High Output | Parking Garage Luminaires | Standard | FALSE | [9 empty] | 42534 | Not Yet Verified | Not Yet Verified | NotYetVerified |  | 3 | 22517 | 97.9 | 230 | 15 | 0.9 | 5000 | 65
P8UM8HZB | Optec LED Lighting | Optec LED | OLPS-220 | Outdoor Luminaires | High Output | Parking Garage Luminaires | Standard | FALSE | [9 empty] | 42534 | Not Yet Verified | Not Yet Verified | NotYetVerified |  | 3 | 21432 | 97.4182 | 220 | 15 | 0.9 | 5000 | 65
PCWCCGC3 | Optec LED Lighting | Optec LED | OLPS-210 | Outdoor Luminaires | High Output | Parking Garage Luminaires | Standard | FALSE | [9 empty] | 42534 | Not Yet Verified | Not Yet Verified | NotYetVerified |  | 3 | 20357 | 96.9381 | 210 | 15 | 0.9 | 5000 | 65
P83MDSKM | Optec LED Lighting | Optec LED | OLPS-200 | Outdoor Luminaires | High Output | Parking Garage Luminaires | Standard | FALSE | [9 empty] | 42534 | Not Yet Verified | Not Yet Verified | NotYetVerified |  | 3 | 19292 | 96.46 | 200 | 15 | 0.9 | 5000 | 65
P9MJF1KM | Optec LED Lighting | Optec LED | OLPS-190 | Outdoor Luminaires | High Output | Parking Garage Luminaires | Standard | FALSE | [9 empty] | 42534 | Not Yet Verified | Not Yet Verified | NotYetVerified |  | 3 | 18236 | 95.9789 | 190 | 15 | 0.9 | 5000 | 65
PBU7WVRF | Optec LED Lighting | Optec LED | OLPS-180 | Outdoor Luminaires | High Output | Parking Garage Luminaires | Standard | FALSE | [9 empty] | 42534 | Not Yet Verified | Not Yet Verified | NotYetVerified |  | 3 | 17190 | 95.5 | 180 | 15 | 0.9 | 5000 | 65
P1HAMD2F | Optec LED Lighting | Optec LED | OLPS-170 | Outdoor Luminaires | High Output | Parking Garage Luminaires | Standard | FALSE | [9 empty] | 42534 | Not Yet Verified | Not Yet Verified | NotYetVerified |  | 3 | 16153 | 95.0177 | 170 | 15 | 0.9 | 5000 | 65
PHXFAQK9 | Optec LED Lighting | Optec LED | OLPS-160 | Outdoor Luminaires | High Output | Parking Garage Luminaires | Standard | FALSE | [9 empty] | 42534 | Not Yet Verified | Not Yet Verified | NotYetVerified |  | 3 | 15126 | 94.5375 | 160 | 15 | 0.9 | 5000 | 65
P1VDEZA9 | Optec LED Lighting | Optec LED | OLPS-150 | Outdoor Luminaires | High Output | Parking Garage Luminaires | Standard | FALSE | [9 empty] | 42534 | Not Yet Verified | Not Yet Verified | NotYetVerified |  | 3 | 14109 | 94.06 | 150 | 15 | 0.9 | 5000 | 65
PHB3TQZA | Optec LED Lighting | Optec LED | OLPS-140 | Outdoor Luminaires | High Output | Parking Garage Luminaires | Standard | FALSE | [9 empty] | 42534 | Not Yet Verified | Not Yet Verified | NotYetVerified |  | 3 | 13101 | 93.5786 | 140 | 15 | 0.9 | 5000 | 65
PBERXXWH | Optec LED Lighting | Optec LED | OLPS-130 | Outdoor Luminaires | High Output | Parking Garage Luminaires | Standard | FALSE | [9 empty] | 42534 | Not Yet Verified | Not Yet Verified | NotYetVerified |  | 3 | 12103 | 93.1 | 130 | 15 | 0.9 | 5000 | 65
PVK2NTE1 | Optec LED Lighting | Optec LED | OLPS-120 | Outdoor Luminaires | High Output | Parking Garage Luminaires | Standard | FALSE | [9 empty] | 42534 | Not Yet Verified | Not Yet Verified | NotYetVerified |  | 3 | 11114 | 92.6167 | 120 | 15 | 0.9 | 5000 | 65
PYDEK9NM | Optec LED Lighting | Optec LED | OLPS-110 | Outdoor Luminaires | High Output | Parking Garage Luminaires | Standard | FALSE | [9 empty] | 42534 | Not Yet Verified | Not Yet Verified | NotYetVerified |  | 3 | 10135 | 92.1364 | 110 | 15 | 0.9 | 5000 | 65
PA1FTTRZ | Xiamen Holly Lite Co. Ltd. | Holly Lite | VNSL-X-090-44XX-NON | Outdoor Luminaires | Mid Output | Parking Garage Luminaires | Standard | TRUE | 8991.329 | 93.049 | 96.63 | 13.92 | 0.978 | 4158 | 84.1 | 5 | 50000 | 42531 |  |  | No |  | 3.1 | 8991.329 | 93.049 | 96.63 | 13.92 | 0.978 | 4158 | 84.1
PHUJ377R | Xiamen Holly Lite Co. Ltd. | Holly Lite | VNSL-X-090-45XX-STP | Outdoor Luminaires | Mid Output | Parking Garage Luminaires | Standard | FALSE | [9 empty] | 42531 |  |  | No |  | 3.1 | 9373.772 | 96.279 | 97.36 | 13.92 | 0.978 | 5170 | 84.5
P4R9NZAC | Xiamen Holly Lite Co. Ltd. | Holly Lite | VNSL-X-090-45XX-NON | Outdoor Luminaires | Mid Output | Parking Garage Luminaires | Standard | FALSE | [9 empty] | 42531 |  |  | No |  | 3.1 | 9373.772 | 96.279 | 97.36 | 13.92 | 0.978 | 5170 | 84.5
P87GZG5X | Xiamen Holly Lite Co. Ltd. | Holly Lite | VNSL-X-090-45XX-CTN | Outdoor Luminaires | Mid Output | Parking Garage Luminaires | Standard | FALSE | [9 empty] | 42531 |  |  | No |  | 3.1 | 9373.772 | 96.279 | 97.36 | 13.92 | 0.978 | 5170 | 84.5
P7D3FBNY | Xiamen Holly Lite Co. Ltd. | Holly Lite | VNSL-X-090-44XX-STP | Outdoor Luminaires | Mid Output | Parking Garage Luminaires | Standard | FALSE | [9 empty] | 42531 |  |  | No |  | 3.1 | 8991.329 | 93.049 | 96.63 | 13.92 | 0.978 | 4158 | 84.1
P5P3M6H6 | Xiamen Holly Lite Co. Ltd. | Holly Lite | VNSL-X-090-44XX-CTN | Outdoor Luminaires | Mid Output | Parking Garage Luminaires | Standard | FALSE | [9 empty] | 42531 |  |  | No |  | 3.1 | 8991.329 | 93.049 | 96.63 | 13.92 | 0.978 | 4158 | 84.1
PAF9JHBN | K-B Lighting Mfg.Co. Inc |  | SENTRY-GARAGE-4-LED | Outdoor Luminaires | Mid Output | Parking Garage Luminaires | Standard | TRUE | 5602 | 108.35 | 51.7 | 14.84 | 0.93 | 4233 | 83.5 | 5 | 50000 | 42530 |  |  | NotYetVerified |  | 3
PWNTGWEE | K-B Lighting Mfg.Co. Inc |  | SENTRY-2-LED | Outdoor Luminaires | Low Output | Parking Garage Luminaires | Standard | TRUE | 3485.5 | 98.13 | 35.52 | 19.56 | 0.919 | 4243 | 83.6 | 5 |  | 42530 |  |  | NotYetVerified |  | 3
PSBPV74A | WAYTOGO LED LIGHTING COMPANY LTD | WTGLED | CP55W40[PMBLANK] | Outdoor Luminaires | Mid Output | Parking Garage Luminaires | Premium | TRUE | 5540.5 | 107.88 | 51.36 | 13.47 | 0.9103 | 4038 | 74.1 | 6 | 50000 | 42530 |  |  | Yes |  | 3.1 | 5540.5 | 107.88 | 51.36 | 13.47 | 0.9106 | 4000 | 74.1
P8AP6YYA | WAYTOGO LED LIGHTING COMPANY LTD | WTGLED | CP40W40[PMBLANK] | Outdoor Luminaires | Low Output | Parking Garage Luminaires | Premium | TRUE | 4320.5 | 105.92 | 40.79 | 13.29 | 0.9012 | 3899 | 74 | 6 | 50000 | 42530 |  |  | Yes |  | 3.1 | 4320.5 | 105.92 | 40.79 | 13.29 | 0.9012 | 4000 | 74
PE2F1HGD | WAYTOGO LED LIGHTING COMPANY LTD | WTGLED | CP55W50[PDMBLANK] | Outdoor Luminaires | Mid Output | Parking Garage Luminaires | Premium | FALSE | [9 empty] | 42530 |  |  | Yes |  | 3.1 | 5540.5 | 107.88 | 51.36 | 13.47 | 0.9106 | 5000 | 74.1
PJ1UCQWU | WAYTOGO LED LIGHTING COMPANY LTD | WTGLED | CP40W50[PDMBLANK] | Outdoor Luminaires | Low Output | Parking Garage Luminaires | Premium | FALSE | [9 empty] | 42530 |  |  | Yes |  | 3.1 | 4320.5 | 105.92 | 40.79 | 13.29 | 0.9012 | 5000 | 74
P38RXNPC | Xiamen Holly Lite Co. Ltd. | Holly Lite | VNR-X-060--24XX-NON | Outdoor Luminaires | Mid Output | Parking Garage Luminaires | Standard | TRUE | 5621.741 | 99.17 | 56.69 | 13.53 | 0.8982 | 4056 | 84.6 | 5 | 50000 | 42524 |  |  | No |  | 3.1 | 5621.741 | 99.17 | 56.69 | 13.53 | 0.9 | 4056 | 80
PUB7UG1Q | Xiamen Holly Lite Co. Ltd. | Holly Lite | MA01-X-060-24XX-NON | Outdoor Luminaires | Low Output | Parking Garage Luminaires | Standard | TRUE | 4751.672 | 84.619 | 56.154 | 14.11 | 0.8978 | 4139 | 82.6 | 5 | 50000 | 42524 |  |  | No |  | 3.1 | 4751.672 | 84.619 | 56.154 | 14.11 | 0.996 | 4139 | 82.6
P1HD2NPT | Xiamen Holly Lite Co. Ltd. | Holly Lite | VNR-X-060-25XX-STP | Outdoor Luminaires | Mid Output | Parking Garage Luminaires | Standard | FALSE | [9 empty] | 42524 |  |  | No |  | 3.1 | 5735.223 | 101.94 | 56.26 | 13.53 | 0.9 | 5104 | 80
PAZ1RC7A | Xiamen Holly Lite Co. Ltd. | Holly Lite | VNR-X-060-25XX-NON | Outdoor Luminaires | Mid Output | Parking Garage Luminaires | Standard | FALSE | [9 empty] | 42524 |  |  | No |  | 3.1 | 5735.223 | 101.94 | 56.26 | 13.53 | 0.9 | 5104 | 80
PYY6HFRC | Xiamen Holly Lite Co. Ltd. | Holly Lite | VNR-X-060-25XX-CIN | Outdoor Luminaires | Mid Output | Parking Garage Luminaires | Standard | FALSE | [9 empty] | 42524 |  |  | No |  | 3.1 | 5735.223 | 101.94 | 56.26 | 13.53 | 0.9 | 5104 | 80
P3B548ZG | Xiamen Holly Lite Co. Ltd. | Holly Lite | MA01-X-060-25XX-STP | Outdoor Luminaires | Mid Output | Parking Garage Luminaires | Standard | FALSE | [9 empty] | 42524 |  |  | No | Updated product on 1/3/2017 | 3.1 | 5718.29 | 104.35 | 54.8 | 20 | 0.99 | 4915 | 70
PNH264HP | Xiamen Holly Lite Co. Ltd. | Holly Lite | MA01-X-060-25XX-NON | Outdoor Luminaires | Mid Output | Parking Garage Luminaires | Standard | TRUE | 5711.4 | 104.22 | 54.8 | 15.34 | 0.8955 | 4915 | 72.6 | 5 | 50000 | 42524 |  |  | No | Updated product on 1/3/2017 | 3.1 | 5718.29 | 104.35 | 54.8 | 20 | 0.99 | 4915 | 70
PTQ79TE2 | Xiamen Holly Lite Co. Ltd. | Holly Lite | MA01-X-060-25XX-CTN | Outdoor Luminaires | Mid Output | Parking Garage Luminaires | Standard | FALSE | [9 empty] | 42524 |  |  | No | Updated product on 1/3/2017 | 3.1 | 5718.29 | 104.35 | 54.8 | 20 | 0.99 | 4915 | 70
P8Z7ZPH1 | Xiamen Holly Lite Co. Ltd. | Holly Lite | MA01-X-060-24XX-STP | Outdoor Luminaires | Low Output | Parking Garage Luminaires | Standard | FALSE | [9 empty] | 42524 |  |  | No |  | 3.1 | 4751.672 | 84.619 | 56.154 | 14.11 | 0.996 | 4139 | 82.6
PJQ5RAP6 | Xiamen Holly Lite Co. Ltd. | Holly Lite | MA01-X-060-24XX-CTN | Outdoor Luminaires | Low Output | Parking Garage Luminaires | Standard | FALSE | [9 empty] | 42524 |  |  | No |  | 3.1 | 4751.672 | 84.619 | 56.154 | 14.11 | 0.996 | 4139 | 82.6
PV9YE3V3 | Xiamen Holly Lite Co. Ltd. | Holly Lite | VNR-X-060--24XX-STP | Outdoor Luminaires | Mid Output | Parking Garage Luminaires | Standard | FALSE | [9 empty] | 42524 |  |  | No |  | 3.1 | 5621.741 | 99.17 | 56.69 | 13.53 | 0.9 | 4056 | 80
PHPHBHPR | Xiamen Holly Lite Co. Ltd. | Holly Lite | VNR-X-060--24XX-CIN | Outdoor Luminaires | Mid Output | Parking Garage Luminaires | Standard | FALSE | [9 empty] | 42524 |  |  | No |  | 3.1 | 5621.741 | 99.17 | 56.69 | 13.53 | 0.9 | 4056 | 80
PH1EDPKM | MaxLite Inc | MaxLite | CP25AUTP50[BW][000100200300400] | Outdoor Luminaires | Low Output | Parking Garage Luminaires | Premium | TRUE | 2633.2 | 107.02 | 24.6 | 13.1 | 0.9527 | 5308 | 84.9 | 5 | 50000 | 42523 |  |  | Yes |  | 3.1 | 2633.2 | 107.02 | 24.6 | 13.05 | 0.953 | 5379 | 84.7
PAF74AGX | UNIVERSELITE CO.LTD. | UNIVERSELITE CO. LTD | LEDCK40W001(3000K) | Outdoor Luminaires | Low Output | Parking Garage Luminaires | Standard | TRUE | 3855.2 | 94.56 | 40.77 | 14.87 | 0.92 | 3028 | 70.5 | 5 | 50000 | 42523 |  |  | No |  | 3.1 | 3885.1 | 95.29 | 40.77 | 14.87 | 0.92 | 3000 | 70.5
PJWNEZNB | MaxLite Inc | MaxLite | CP55AUTP50[BW][000100200300400] | Outdoor Luminaires | Low Output | Parking Garage Luminaires | Premium | FALSE | [9 empty] | 42523 |  |  | Yes |  | 3.1 | 4999.3 | 97 | 51.74 | 14.66 | 0.954 | 5572 | 84.9
PFCFXPD2 | MaxLite Inc | MaxLite | CP40AUTP50[BW][000100200300400] | Outdoor Luminaires | Low Output | Parking Garage Luminaires | Premium | FALSE | [9 empty] | 42523 |  |  | Yes |  | 3.1 | 4019.2 | 105.5 | 38.1 | 14.3 | 0.931 | 5474 | 84.5
PMC6PDR9 | UNIVERSELITE CO.LTD. | UNIVERSELITE CO. LTD | LEDCK40W001(5700K) | Outdoor Luminaires | Low Output | Parking Garage Luminaires | Standard | FALSE | [9 empty] | 42523 | Not Dimmable | Not Dimmable | No |  | 3.1 | 4407 | 111.95 | 39.37 | 15.08 | 0.924 | 5700 | 71.6
P3FYD461 | UNIVERSELITE CO.LTD. | UNIVERSELITE CO. LTD | LEDCK40W001(5000K) | Outdoor Luminaires | Low Output | Parking Garage Luminaires | Standard | FALSE | [9 empty] | 42523 | Not Dimmable | Not Dimmable | No |  | 3.1 | 4302.6 | 107.38 | 40.07 | 14.87 | 0.92 | 5000 | 70.5
PU8QJU6X | UNIVERSELITE CO.LTD. | UNIVERSELITE CO. LTD | LEDCK40W001(4500K) | Outdoor Luminaires | Low Output | Parking Garage Luminaires | Standard | FALSE | [9 empty] | 42523 | Not Dimmable | Not Dimmable | No |  | 3.1 | 4198.2 | 104.77 | 40.07 | 14.87 | 0.92 | 4500 | 70.5
P87HTQQ2 | UNIVERSELITE CO.LTD. | UNIVERSELITE CO. LTD | LEDCK40W001(4000K) | Outdoor Luminaires | Low Output | Parking Garage Luminaires | Standard | FALSE | [9 empty] | 42523 | Not Dimmable | Not Dimmable | No |  | 3.1 | 4093.9 | 102.17 | 40.07 | 14.87 | 0.92 | 4000 | 70.5
PM2TEQYB | UNIVERSELITE CO.LTD. | UNIVERSELITE CO. LTD | LEDCK40W001(3500K) | Outdoor Luminaires | Low Output | Parking Garage Luminaires | Standard | FALSE | [9 empty] | 42523 | Not Dimmable | Not Dimmable | No |  | 3.1 | 3989.5 | 99.56 | 40.07 | 14.87 | 0.92 | 3500 | 70.5
P3SD3G8T | Shenzhen Wisdom Light Co. Ltd | Wisdom Light | WLCPSM90UV50K | Outdoor Luminaires | Mid Output | Parking Garage Luminaires | Standard | TRUE | 7975 | 95.58 | 83.44 | 16.75 | 0.905 | 5191 | 74.8 | 5 | 50000 | 42522 |  |  | NotYetVerified | Updated 9/27/2016 | 3 | 7975 | 95.58 | 83.44 | 16.75 | 0.905 | 5000 | 74.8
PHNF6SMD | Xiamen Holly Lite Co. Ltd. | Holly Lite | VNSL-X-040--24XX-NON | Outdoor Luminaires | Low Output | Parking Garage Luminaires | Standard | TRUE | 4008.844 | 98.184 | 40.83 | 17.63 | 0.9038 | 4067 | 84.3 | 5 | 50000 | 42522 |  |  | No |  | 3.1 | 4008.84 | 98.18 | 40.83 | 17.63 | 0.9 | 4067 | 80
PVE4BVJK | Shenzhen Wisdom Light Co. Ltd | Wisdom Light | WLCPSM60UV50K | Outdoor Luminaires | Mid Output | Parking Garage Luminaires | Standard | TRUE | 5893.2 | 104.8 | 56.23 | 12.67 | 0.903 | 5139 | 74.5 | 5 | 50000 | 42522 |  |  | NotYetVerified | Updated 9/27/2016 | 3 | 5893.2 | 104.8 | 56.23 | 12.67 | 0.903 | 5000 | 74.5
PN4HVUBW | Shenzhen Wisdom Light Co. Ltd | Wisdom Light | WLCPSM45UV50K | Outdoor Luminaires | Low Output | Parking Garage Luminaires | Standard | TRUE | 3859.5 | 100.51 | 38.4 | 16.21 | 0.903 | 4915 | 73.9 | 5 | 50000 | 42522 |  |  | NotYetVerified | Updated 9/27/2016 | 3 | 3859.5 | 100.51 | 38.4 | 16.21 | 0.903 | 5000 | 73.9
PFE2KZA8 | Xiamen Holly Lite Co. Ltd. | Holly Lite | VNSL-X-090--24XX-NON | Outdoor Luminaires | Mid Output | Parking Garage Luminaires | Standard | TRUE | 8456.438 | 91.431 | 92.49 | 18.95 | 0.9012 | 4123 | 84.6 | 5 | 50000 | 42522 |  |  | No |  | 3.1 | 8456.44 | 91.43 | 92.49 | 18 | 0.9 | 4123 | 80
PZTG9S4B | Xiamen Holly Lite Co. Ltd. | Holly Lite | VNSL-X-060--24XX-NON | Outdoor Luminaires | Mid Output | Parking Garage Luminaires | Standard | TRUE | 5283.303 | 94.65 | 55.82 | 12.74 | 0.8996 | 4112 | 84.4 | 5 | 50000 | 42522 |  |  | No |  | 3.1 | 5283.3 | 94.65 | 55.82 | 12.74 | 0.9 | 4112 | 80
PV89VEAQ | Xiamen Holly Lite Co. Ltd. | Holly Lite | VNSL-X-060--25XX-STP | Outdoor Luminaires | Mid Output | Parking Garage Luminaires | Standard | FALSE | [9 empty] | 42522 |  |  | No |  | 3.1 | 5322.43 | 95.8 | 55.56 | 12.74 | 0.9 | 5170 | 80
PK9D7SXP | Xiamen Holly Lite Co. Ltd. | Holly Lite | VNSL-X-060--25XX-NON | Outdoor Luminaires | Mid Output | Parking Garage Luminaires | Standard | FALSE | [9 empty] | 42522 |  |  | No |  | 3.1 | 5322.43 | 95.8 | 55.56 | 12.74 | 0.9 | 5170 | 80
PSMZMQ1S | Xiamen Holly Lite Co. Ltd. | Holly Lite | VNSL-X-060--25XX-CIN | Outdoor Luminaires | Mid Output | Parking Garage Luminaires | Standard | FALSE | [9 empty] | 42522 |  |  | No |  | 3.1 | 5322.43 | 95.8 | 55.56 | 12.74 | 0.9 | 5170 | 80
PEB86PXM | Xiamen Holly Lite Co. Ltd. | Holly Lite | VNSL-X-090-25XX-STP | Outdoor Luminaires | Mid Output | Parking Garage Luminaires | Premium | FALSE | [9 empty] | 42522 |  |  | No | Updated on 2/1/17 | 3.1 | 9600 | 116 | 83 | 20 | 1 | 5084 | 70
PYAXQEM8 | Xiamen Holly Lite Co. Ltd. | Holly Lite | VNSL-X-090-25XX-NON | Outdoor Luminaires | Mid Output | Parking Garage Luminaires | Premium | TRUE | 9482.7 | 114.75 | 82.64 | 5.47 | 0.9622 | 5084 | 73.7 | 5 | 50000 | 42522 |  |  | No | Updated on 2/1/17 | 4.1 | 9600 | 116 | 83 | 20 | 1 | 5084 | 70
PT7D6MK2 | Xiamen Holly Lite Co. Ltd. | Holly Lite | VNSL-X-090-25XX-CTN | Outdoor Luminaires | Mid Output | Parking Garage Luminaires | Premium | FALSE | [9 empty] | 42522 |  |  | No | Updated on 2/1/17 | 3.1 | 9600 | 116 | 83 | 20 | 1 | 5084 | 70
P9D4FRFC | Xiamen Holly Lite Co. Ltd. | Holly Lite | VNSL-X-040-25XX-STP | Outdoor Luminaires | Low Output | Parking Garage Luminaires | Standard | FALSE | [9 empty] | 42522 |  |  | No |  | 3.1 | 4141.96 | 101.64 | 40.75 | 17.63 | 0.9 | 5040 | 80
PTYYPWNH | Xiamen Holly Lite Co. Ltd. | Holly Lite | VNSL-X-040-25XX-NON | Outdoor Luminaires | Low Output | Parking Garage Luminaires | Standard | FALSE | [9 empty] | 42522 |  |  | No |  | 3.1 | 4141.96 | 101.64 | 40.75 | 17.63 | 0.9 | 5040 | 80
PW8AAKJW | Xiamen Holly Lite Co. Ltd. | Holly Lite | VNSL-X-040-25XX-CIN | Outdoor Luminaires | Low Output | Parking Garage Luminaires | Standard | FALSE | [9 empty] | 42522 |  |  | No |  | 3.1 | 4141.96 | 101.64 | 40.75 | 17.63 | 0.9 | 5040 | 80
PHXNHBHZ | Xiamen Holly Lite Co. Ltd. | Holly Lite | VNSL-X-090--24XX-STP | Outdoor Luminaires | Mid Output | Parking Garage Luminaires | Standard | FALSE | [9 empty] | 42522 |  |  | No |  | 3.1 | 8456.44 | 91.43 | 92.49 | 18 | 0.9 | 4123 | 80
PZST5968 | Xiamen Holly Lite Co. Ltd. | Holly Lite | VNSL-X-090--24XX-CIN | Outdoor Luminaires | Mid Output | Parking Garage Luminaires | Standard | FALSE | [9 empty] | 42522 |  |  | No |  | 3.1 | 8456.44 | 91.43 | 92.49 | 18 | 0.9 | 4123 | 80
P3SXJUX3 | Xiamen Holly Lite Co. Ltd. | Holly Lite | VNSL-X-060--24XX-STP | Outdoor Luminaires | Mid Output | Parking Garage Luminaires | Standard | FALSE | [9 empty] | 42522 |  |  | No |  | 3.1 | 5283.3 | 94.65 | 55.82 | 12.74 | 0.9 | 4112 | 80
P1M3FVFX | Xiamen Holly Lite Co. Ltd. | Holly Lite | VNSL-X-060--24XX-CIN | Outdoor Luminaires | Mid Output | Parking Garage Luminaires | Standard | FALSE | [9 empty] | 42522 |  |  | No |  | 3.1 | 5283.3 | 94.65 | 55.82 | 12.74 | 0.9 | 4112 | 80
P83435MP | Xiamen Holly Lite Co. Ltd. | Holly Lite | VNSL-X-040--24XX-STP | Outdoor Luminaires | Low Output | Parking Garage Luminaires | Standard | FALSE | [9 empty] | 42522 |  |  | No |  | 3.1 | 4008.84 | 98.18 | 40.83 | 17.63 | 0.9 | 4067 | 80
PUDC9FYH | Xiamen Holly Lite Co. Ltd. | Holly Lite | VNSL-X-040--24XX-CIN | Outdoor Luminaires | Low Output | Parking Garage Luminaires | Standard | FALSE | [9 empty] | 42522 |  |  | No |  | 3.1 | 4008.84 | 98.18 | 40.83 | 17.63 | 0.9 | 4067 | 80
P5U88G9E | Stanpro Lighting Systems Inc. | Stanpro | VT4-LS3-H/35K/GDLC/[L6L10 SSOSI*KVTP or EM] | Outdoor Luminaires | Mid Output | Parking Garage Luminaires | Standard | TRUE | 6164 | 74.7 | 82.56 | 7.19 | 0.943 | 3581 | 85 | 5 | 50000 | 42521 |  |  | Yes |  | 3.1 | 6164 | 74.6 | 82.56 | 7.16 | 0.942 | 3581 | 85
P62M9ZKA | LEDone Distribution Inc. | LEDone | LOD-MASQ-60WSAD40K-HL | Outdoor Luminaires | Mid Output | Parking Garage Luminaires | Standard | TRUE | 5913.102 | 98.32 | 60.14 | 20.78 | 0.9329 | 4077 | 83.3 | 5 | 50000 | 42521 |  |  | No |  | 3.1 | 5913.102 | 98.322 | 60.14 | 20.78 | 0.995 | 4077 | 83.3
PP7CXFTC | LEDone Distribution Inc. | LEDone | LOD-MASQ-40WSAD40K-HL | Outdoor Luminaires | Low Output | Parking Garage Luminaires | Standard | TRUE | 4333.148 | 103.049 | 42.049 | 17.19 | 0.906 | 4074 | 83.3 | 5 | 50000 | 42521 |  |  | No |  | 3.1 | 4333.148 | 103.05 | 42.05 | 17.19 | 0.995 | 4074 | 83.3
PXAWG1W7 | Stanpro Lighting Systems Inc. | Stanpro | VT4-LS3-W/35K/GDLC/[L6L10 SSOSI*KVTP or EM] | Outdoor Luminaires | Mid Output | Parking Garage Luminaires | Standard | FALSE | [9 empty] | 42521 |  |  | Yes |  | 3.1 | 6164 | 76.11 | 80.98 | 13.9 | 0.978 | 3581 | 85
PA9TMW2H | Stanpro Lighting Systems Inc. | Stanpro | VT4-LS3-W/50K/GDLC/[L6L10 SSOSI*KVTP or EM] | Outdoor Luminaires | Mid Output | Parking Garage Luminaires | Standard | FALSE | [9 empty] | 42521 |  |  | Yes |  | 3.1 | 6462 | 79.7 | 80.98 | 13.9 | 0.978 | 5316 | 85
PZAQQDD5 | Stanpro Lighting Systems Inc. | Stanpro | VT4-LS3-H/50K/GDLC/[L6L10 SSOSI*KVTP or EM] | Outdoor Luminaires | Mid Output | Parking Garage Luminaires | Standard | FALSE | [9 empty] | 42521 |  |  | Yes |  | 3.1 | 6462 | 78.3 | 82.47 | 7.21 | 0.943 | 5316 | 85
P16S8577 | Stanpro Lighting Systems Inc. | Stanpro | VT4-LS3-W/40K/GDLC/[L6L10 SSOSI*KVTP or EM] | Outdoor Luminaires | Mid Output | Parking Garage Luminaires | Standard | FALSE | [9 empty] | 42521 |  |  | Yes |  | 3.1 | 6164 | 76.11 | 80.98 | 13.9 | 0.978 | 4000 | 85
PAUY3J2J | Stanpro Lighting Systems Inc. | Stanpro | VT4-LS3-H/40K/GDLC/[L6L10 SSOSI*KVTP or EM] | Outdoor Luminaires | Mid Output | Parking Garage Luminaires | Standard | FALSE | [9 empty] | 42521 |  |  | Yes |  | 3.1 | 6164 | 74.6 | 82.56 | 7.16 | 0.942 | 4000 | 85
PVZCJ3TD | LEDone Distribution Inc. | LEDone | LOD-MASQ-60WSAD50K-HL-STP | Outdoor Luminaires | Mid Output | Parking Garage Luminaires | Standard | FALSE | [9 empty] | 42521 |  |  | No |  | 3.1 | 6058.938 | 100.965 | 60.01 | 20.78 | 0.995 | 5010 | 83.4
PE9GMR73 | LEDone Distribution Inc. | LEDone | LOD-MASQ-60WSAD50K-HL | Outdoor Luminaires | Mid Output | Parking Garage Luminaires | Standard | FALSE | [9 empty] | 42521 |  |  | No |  | 3.1 | 6058.938 | 100.965 | 60.01 | 20.78 | 0.995 | 5010 | 83.4
PA9ZZUCK | LEDone Distribution Inc. | LEDone | LOD-MASQ-60WSAD50K-HL-CTN | Outdoor Luminaires | Mid Output | Parking Garage Luminaires | Standard | FALSE | [9 empty] | 42521 |  |  | No |  | 3.1 | 6058.938 | 100.965 | 60.01 | 20.78 | 0.995 | 5010 | 83.4
PZFTUNNP | LEDone Distribution Inc. | LEDone | LOD-MASQ-40WSAD50K-HL-STP | Outdoor Luminaires | Low Output | Parking Garage Luminaires | Standard | FALSE | [9 empty] | 42521 |  |  | No |  | 3.1 | 4374.603 | 104.11 | 42.02 | 17.19 | 0.996 | 4997 | 83.6
P92MYP5C | LEDone Distribution Inc. | LEDone | LOD-MASQ-40WSAD50K-HL | Outdoor Luminaires | Low Output | Parking Garage Luminaires | Standard | FALSE | [9 empty] | 42521 |  |  | No |  | 3.1 | 4374.603 | 104.11 | 42.02 | 17.19 | 0.996 | 4997 | 83.6
PKS73PFF | LEDone Distribution Inc. | LEDone | LOD-MASQ-40WSAD50K-HL-CTN | Outdoor Luminaires | Low Output | Parking Garage Luminaires | Standard | FALSE | [9 empty] | 42521 |  |  | No |  | 3.1 | 4374.603 | 104.11 | 42.02 | 17.19 | 0.996 | 4997 | 83.6
PPWBXC6Q | LEDone Distribution Inc. | LEDone | LOD-MASQ-60WSAD40K-HL-STP | Outdoor Luminaires | Mid Output | Parking Garage Luminaires | Standard | FALSE | [9 empty] | 42521 |  |  | No |  | 3.1 | 5913.102 | 98.322 | 60.14 | 20.78 | 0.995 | 4077 | 83.3
PE282Y9E | LEDone Distribution Inc. | LEDone | LOD-MASQ-60WSAD40K-HL-CTN | Outdoor Luminaires | Mid Output | Parking Garage Luminaires | Standard | FALSE | [9 empty] | 42521 |  |  | No |  | 3.1 | 5913.102 | 98.322 | 60.14 | 20.78 | 0.995 | 4077 | 83.3
P4MS1Z4M | LEDone Distribution Inc. | LEDone | LOD-MASQ-40WSAD40K-HL-STP | Outdoor Luminaires | Low Output | Parking Garage Luminaires | Standard | FALSE | [9 empty] | 42521 |  |  | No |  | 3.1 | 4333.148 | 103.05 | 42.05 | 17.19 | 0.995 | 4074 | 83.3
PCBW6Y8Z | LEDone Distribution Inc. | LEDone | LOD-MASQ-40WSAD40K-HL-CTN | Outdoor Luminaires | Low Output | Parking Garage Luminaires | Standard | FALSE | [9 empty] | 42521 |  |  | No |  | 3.1 | 4333.148 | 103.05 | 42.05 | 17.19 | 0.995 | 4074 | 83.3
P5XEUMTA | Shenzhen Yaorong Technology Co.Ltd | YAORONG | YR-HB-W040-YX(3000K) | Outdoor Luminaires | Low Output | Parking Garage Luminaires | Standard | TRUE | 3698.4 | 94.55 | 39.12 | 16.48 | 0.9551 | 3206 | 85.6 | 5 | 50000 | 42513 |  |  | No |  | 3.1 | 3730.3 | 95.26 | 39.16 | 16.48 | 0.9551 | 3000 | 85.6
P1AXX54Z | Nebulite Technology Inc. | Nebulite | CPS-45W-40K-XX-XXX | Outdoor Luminaires | Low Output | Parking Garage Luminaires | Standard | TRUE | 4005.121 | 91.77 | 43.66 | 13.77 | 0.9507 | 3991 | 83.5 | 5 | 50000 | 42513 |  |  | NotYetVerified |  | 3 | 4005.121 | 91.722 | 43.666 | 13.77 | 0.987 | 3991 | 83.5
P4UC9BJY | Nebulite Technology Inc. | Nebulite | CPS-70W-40K-XX-XXX | Outdoor Luminaires | Mid Output | Parking Garage Luminaires | Standard | TRUE | 5703.348 | 79.834 | 71.44 | 21.55 | 0.9074 | 4108 | 85 | 5 | 50000 | 42513 |  |  | NotYetVerified |  | 3 | 5703.348 | 79.834 | 71.44 | 21.55 | 0.983 | 4108 | 85
PSZGJW5J | Shenzhen Yaorong Technology Co.Ltd | YAORONG | YR-HB-W060-YX(3000K) | Outdoor Luminaires | Mid Output | Parking Garage Luminaires | Standard | TRUE | 6180.5 | 106.62 | 57.97 | 15.99 | 0.9051 | 3035 | 83.3 | 5 | 50000 | 42513 |  |  | No |  | 3.1 | 6348.1 | 108.22 | 58.66 | 15.99 | 0.9051 | 3000 | 83.3
P2FHNB32 | Lumecon LLC | Lumecon | LFS-LB-30-[JP S]-NW-1-G-[X OC1 OC2 WC] | Outdoor Luminaires | Low Output | Parking Garage Luminaires | Premium | TRUE | 3674 | 132.34 | 27.76 | 11 | 0.8769 | 3996 | 73.57 | 5 | 50000 | 42513 |  |  | Yes |  | 3.1 | 3674 | 132.34 | 27.8 | 11 | 0.877 | 3996 | 73.57
P9TGX4YY | Shenzhen Yaorong Technology Co.Ltd | YAORONG | YR-HB-W040-YX(5000K) | Outdoor Luminaires | Low Output | Parking Garage Luminaires | Standard | FALSE | [9 empty] | 42513 |  |  | No |  | 3.1 | 3950 | 99.9 | 39.54 | 16.48 | 0.9514 | 5000 | 72.8
PVAGYADD | Shenzhen Yaorong Technology Co.Ltd | YAORONG | YR-HB-W060-YX(5000K) | Outdoor Luminaires | Mid Output | Parking Garage Luminaires | Standard | FALSE | [9 empty] | 42513 |  |  | No |  | 3.1 | 6532 | 111.81 | 58.42 | 15.72 | 0.9033 | 5000 | 72.6
P5K3SUW5 | Shenzhen Yaorong Technology Co.Ltd | YAORONG | YR-HB-W040-YX(4500K) | Outdoor Luminaires | Low Output | Parking Garage Luminaires | Standard | FALSE | [9 empty] | 42513 |  |  | No |  | 3.1 | 3895.1 | 98.99 | 39.35 | 16.48 | 0.9551 | 4500 | 85.6
PA6YPGCR | Shenzhen Yaorong Technology Co.Ltd | YAORONG | YR-HB-W060-YX(4500K) | Outdoor Luminaires | Mid Output | Parking Garage Luminaires | Standard | FALSE | [9 empty] | 42513 |  |  | No |  | 3.1 | 6486 | 110.8 | 58.54 | 15.99 | 0.9051 | 4500 | 83.3
PBC1JDEN | Shenzhen Yaorong Technology Co.Ltd | YAORONG | YR-HB-W040-YX(4000K) | Outdoor Luminaires | Low Output | Parking Garage Luminaires | Standard | FALSE | [9 empty] | 42513 |  |  | No |  | 3.1 | 3840.2 | 97.59 | 39.35 | 16.48 | 0.9551 | 4000 | 85.6
PJT73W5E | Shenzhen Yaorong Technology Co.Ltd | YAORONG | YR-HB-W060-YX(4000K) | Outdoor Luminaires | Mid Output | Parking Garage Luminaires | Standard | FALSE | [9 empty] | 42513 |  |  | No |  | 3.1 | 6440.1 | 110.01 | 58.54 | 15.99 | 0.9051 | 4000 | 83.3
P8V58XGQ | Shenzhen Yaorong Technology Co.Ltd | YAORONG | YR-HB-W040-YX(3500K) | Outdoor Luminaires | Low Output | Parking Garage Luminaires | Standard | FALSE | [9 empty] | 42513 |  |  | No |  | 3.1 | 3785.2 | 96.19 | 39.35 | 16.48 | 0.9551 | 3500 | 85.6
PBH7GKGN | Shenzhen Yaorong Technology Co.Ltd | YAORONG | YR-HB-W060-YX(3500K) | Outdoor Luminaires | Mid Output | Parking Garage Luminaires | Standard | FALSE | [9 empty] | 42513 |  |  | No |  | 3.1 | 6394.1 | 109.23 | 58.54 | 15.99 | 0.9051 | 3500 | 83.3
PQ9T9PHW | Nebulite Technology Inc. | Nebulite | CPS-70W-50K-XX-XXX | Outdoor Luminaires | Mid Output | Parking Garage Luminaires | Standard | FALSE | [9 empty] | 42513 | Not Dimmable | Not Dimmable | NotYetVerified |  | 3 | 5928.278 | 86.255 | 68.73 | 21.55 | 0.977 | 5286 | 77.1
PQE45N56 | Nebulite Technology Inc. | Nebulite | CPS-45W-50K-XX-XXX | Outdoor Luminaires | Low Output | Parking Garage Luminaires | Standard | FALSE | [9 empty] | 42513 | Not Dimmable | Not Dimmable | NotYetVerified |  | 3 | 4149.603 | 95.022 | 43.67 | 13.77 | 0.993 | 5074 | 82.3
PFJKG5SK | Xiamen Holly Lite Co. Ltd. | Holly Lite | VNRS-X-040--24XX-NON | Outdoor Luminaires | Low Output | Parking Garage Luminaires | Standard | TRUE | 4049.75 | 99.33 | 40.77 | 18.32 | 0.9161 | 4026 | 82.7 | 5 | 50000 | 42510 |  |  | No |  | 3.1 | 4049.75 | 99.33 | 40.77 | 18.32 | 0.9 | 4026 | 80
PTWZDH73 | Xiamen Holly Lite Co. Ltd. | Holly Lite | VNR-X-040--24XX-NON | Outdoor Luminaires | Low Output | Parking Garage Luminaires | Standard | TRUE | 4115.4 | 95.308 | 43.18 | 18.75 | 0.9142 | 4036 | 84.9 | 5 | 50000 | 42510 |  |  | No |  | 3.1 | 4115.4 | 95.31 | 43.18 | 18.75 | 0.9 | 4036 | 80
PTMW3CX5 | Xiamen Holly Lite Co. Ltd. | Holly Lite | VNR-X-090--24XX-NON | Outdoor Luminaires | Mid Output | Parking Garage Luminaires | Standard | TRUE | 9284.896 | 100.432 | 92.45 | 23.29 | 0.9091 | 4097 | 84.6 | 5 | 50000 | 42510 |  |  | No |  | 3.1 | 9284.9 | 100.43 | 92.45 | 23.29 | 0.9 | 4097 | 80
PACQS6MS | Xiamen Holly Lite Co. Ltd. | Holly Lite | VNRS-X-060--24XX-NON | Outdoor Luminaires | Mid Output | Parking Garage Luminaires | Standard | TRUE | 5424.893 | 95.475 | 56.82 | 14.42 | 0.8875 | 4029 | 82.9 | 5 | 50000 | 42510 |  |  | No |  | 3.1 | 5424.89 | 95.48 | 56.82 | 14.42 | 0.9 | 4029 | 80
P9C3QYMD | Xiamen Holly Lite Co. Ltd. | Holly Lite | VNR-X-090-25XX-STP | Outdoor Luminaires | Mid Output | Parking Garage Luminaires | Standard | FALSE | [9 empty] | 42510 |  |  | No |  | 3.1 | 9442.39 | 102.43 | 92.18 | 23.29 | 0.9 | 5058 | 80
P681FNUN | Xiamen Holly Lite Co. Ltd. | Holly Lite | VNR-X-090-25XX-NON | Outdoor Luminaires | Mid Output | Parking Garage Luminaires | Standard | FALSE | [9 empty] | 42510 |  |  | No |  | 3.1 | 9442.39 | 102.43 | 92.18 | 23.29 | 0.9 | 5058 | 80
PXPA5MTH | Xiamen Holly Lite Co. Ltd. | Holly Lite | VNR-X-090-25XX-CIN | Outdoor Luminaires | Mid Output | Parking Garage Luminaires | Standard | FALSE | [9 empty] | 42510 |  |  | No |  | 3.1 | 9442.39 | 102.43 | 92.18 | 23.29 | 0.9 | 5058 | 80
PKJRW7W5 | Xiamen Holly Lite Co. Ltd. | Holly Lite | VNRS-X-060-25XX-STP | Outdoor Luminaires | Mid Output | Parking Garage Luminaires | Standard | FALSE | [9 empty] | 42510 |  |  | No |  | 3.1 | 5537.38 | 97.8 | 56.62 | 14.42 | 0.9 | 5032 | 80
P3PQTR39 | Xiamen Holly Lite Co. Ltd. | Holly Lite | VNRS-X-060-25XX-NON | Outdoor Luminaires | Mid Output | Parking Garage Luminaires | Standard | FALSE | [9 empty] | 42510 |  |  | No |  | 3.1 | 5537.38 | 97.8 | 56.62 | 14.42 | 0.9 | 5032 | 80
P5KYSG5Y | Xiamen Holly Lite Co. Ltd. | Holly Lite | VNRS-X-060-25XX-CIN | Outdoor Luminaires | Mid Output | Parking Garage Luminaires | Standard | FALSE | [9 empty] | 42510 |  |  | No |  | 3.1 | 5537.38 | 97.8 | 56.62 | 14.42 | 0.9 | 5032 | 80
PJ6KKZYH | Xiamen Holly Lite Co. Ltd. | Holly Lite | VNR-X-040-25XX-STP | Outdoor Luminaires | Low Output | Parking Garage Luminaires | Standard | FALSE | [9 empty] | 42510 |  |  | No |  | 3.1 | 4192.28 | 97.63 | 42.94 | 18.75 | 0.9 | 4997 | 80
PW89479N | Xiamen Holly Lite Co. Ltd. | Holly Lite | VNR-X-040-25XX-NON | Outdoor Luminaires | Low Output | Parking Garage Luminaires | Standard | FALSE | [9 empty] | 42510 |  |  | No |  | 3.1 | 4192.28 | 97.63 | 42.94 | 18.75 | 0.9 | 4997 | 80
PEAF5D6K | Xiamen Holly Lite Co. Ltd. | Holly Lite | VNR-X-040-25XX-CIN | Outdoor Luminaires | Low Output | Parking Garage Luminaires | Standard | FALSE | [9 empty] | 42510 |  |  | No |  | 3.1 | 4192.28 | 97.63 | 42.94 | 18.75 | 0.9 | 4997 | 80
PV9H6XPX | Xiamen Holly Lite Co. Ltd. | Holly Lite | VNRS-X-040-25XX-STP | Outdoor Luminaires | Low Output | Parking Garage Luminaires | Standard | FALSE | [9 empty] | 42510 |  |  | No |  | 3.1 | 4115.74 | 101.17 | 40.68 | 18.32 | 0.9 | 4944 | 80
PXCUU61T | Xiamen Holly Lite Co. Ltd. | Holly Lite | VNRS-X-040-25XX-NON | Outdoor Luminaires | Low Output | Parking Garage Luminaires | Standard | FALSE | [9 empty] | 42510 |  |  | No |  | 3.1 | 4115.74 | 101.17 | 40.68 | 18.32 | 0.9 | 4944 | 80
PEEKWMZ2 | Xiamen Holly Lite Co. Ltd. | Holly Lite | VNRS-X-040-25XX-CIN | Outdoor Luminaires | Low Output | Parking Garage Luminaires | Standard | FALSE | [9 empty] | 42510 |  |  | No |  | 3.1 | 4115.74 | 107.17 | 40.68 | 18.32 | 0.9 | 4944 | 80
PB5G5G36 | Xiamen Holly Lite Co. Ltd. | Holly Lite | VNR-X-090--24XX-STP | Outdoor Luminaires | Mid Output | Parking Garage Luminaires | Standard | FALSE | [9 empty] | 42510 |  |  | No |  | 3.1 | 9284.9 | 100.43 | 92.45 | 23.29 | 0.9 | 4097 | 80
PXZJM8Q4 | Xiamen Holly Lite Co. Ltd. | Holly Lite | VNR-X-090--24XX-CIN | Outdoor Luminaires | Mid Output | Parking Garage Luminaires | Standard | FALSE | [9 empty] | 42510 |  |  | No |  | 3.1 | 9284.9 | 100.43 | 92.45 | 23.29 | 0.9 | 4097 | 80
PC2HB5B3 | Xiamen Holly Lite Co. Ltd. | Holly Lite | VNR-X-040--24XX-STP | Outdoor Luminaires | Low Output | Parking Garage Luminaires | Standard | FALSE | [9 empty] | 42510 |  |  | No |  | 3.1 | 4115.4 | 95.31 | 43.18 | 18.75 | 0.9 | 4036 | 80
PS9HYUVW | Xiamen Holly Lite Co. Ltd. | Holly Lite | VNR-X-040--24XX-CIN | Outdoor Luminaires | Low Output | Parking Garage Luminaires | Standard | FALSE | [9 empty] | 42510 |  |  | No |  | 3.1 | 4115.4 | 95.31 | 43.18 | 18.75 | 0.9 | 4036 | 80
PK6UERSW | Xiamen Holly Lite Co. Ltd. | Holly Lite | VNRS-X-060--24XX-STP | Outdoor Luminaires | Mid Output | Parking Garage Luminaires | Standard | FALSE | [9 empty] | 42510 |  |  | No |  | 3.1 | 5424.89 | 95.48 | 56.82 | 14.42 | 0.9 | 4029 | 80
PN5XZDTB | Xiamen Holly Lite Co. Ltd. | Holly Lite | VNRS-X-060--24XX-CIN | Outdoor Luminaires | Mid Output | Parking Garage Luminaires | Standard | FALSE | [9 empty] | 42510 |  |  | No |  | 3.1 | 5424.89 | 95.48 | 56.82 | 14.42 | 0.9 | 4029 | 80
PUPFHAFG | Xiamen Holly Lite Co. Ltd. | Holly Lite | VNRS-X-040--24XX-STP | Outdoor Luminaires | Low Output | Parking Garage Luminaires | Standard | FALSE | [9 empty] | 42510 |  |  | No |  | 3.1 | 4049.75 | 99.33 | 40.77 | 18.32 | 0.9 | 4026 | 80
PZA9QUS9 | Xiamen Holly Lite Co. Ltd. | Holly Lite | VNRS-X-040--24XX-CIN | Outdoor Luminaires | Low Output | Parking Garage Luminaires | Standard | FALSE | [9 empty] | 42510 |  |  | No |  | 3.1 | 4049.75 | 99.33 | 40.77 | 18.32 | 0.9 | 4026 | 80
P2CS76HA | LuxEvo Inc. | LuxEvo | LE-LB-075-57-144 | Outdoor Luminaires | Mid Output | Parking Garage Luminaires | Standard | FALSE | [9 empty] | 42508 |  |  | NotYetVerified |  | 3 | 6500 | 90 | 75 |  | 0.9 | 5700 | 70
PSCVUDGC | LuxEvo Inc. | LuxEvo | LE-LB-050-57-144 | Outdoor Luminaires | Low Output | Parking Garage Luminaires | Standard | FALSE | [9 empty] | 42508 |  |  | NotYetVerified |  | 3 | 4500 | 90 | 50 |  | 0.9 | 5700 | 70
P1BQ7Z9M | LEDone Distribution Inc. | LEDone | LOD-MARO-40WSAD40K-HL | Outdoor Luminaires | Low Output | Parking Garage Luminaires | Standard | TRUE | 5317.83 | 95.22 | 55.85 | 18.76 | 0.896 | 4083 | 82.8 | 5 | 50000 | 42506 |  |  | No |  | 3.1 | 3756.375 | 85.72 | 43.82 | 18.46 | 0.992 | 4078 | 83.3
PZG3VWBS | LEDone Distribution Inc. | LEDone | LOD-MARO-40WSAD50K-HL-STP | Outdoor Luminaires | Low Output | Parking Garage Luminaires | Standard | FALSE | [9 empty] | 42506 |  |  | No |  | 3.1 | 3867.152 | 88.96 | 43.47 | 18.46 | 0.995 | 5026 | 83.4
PPE1RT5Z | LEDone Distribution Inc. | LEDone | LOD-MARO-40WSAD50K-HL | Outdoor Luminaires | Low Output | Parking Garage Luminaires | Standard | FALSE | [9 empty] | 42506 |  |  | No |  | 3.1 | 3867.152 | 88.96 | 43.47 | 18.46 | 0.995 | 5026 | 83.4
PCTCBUD4 | LEDone Distribution Inc. | LEDone | LOD-MARO-40WSAD50K-HL-CTN | Outdoor Luminaires | Low Output | Parking Garage Luminaires | Standard | FALSE | [9 empty] | 42506 |  |  | No |  | 3.1 | 3867.152 | 88.96 | 43.47 | 18.46 | 0.995 | 5026 | 83.4
PD3GJB9K | LEDone Distribution Inc. | LEDone | LOD-MARO-40WSAD40K-HL-STP | Outdoor Luminaires | Low Output | Parking Garage Luminaires | Standard | FALSE | [9 empty] | 42506 |  |  | No |  | 3.1 | 3756.375 | 85.72 | 43.82 | 18.46 | 0.992 | 4078 | 83.3
PGMNJUXU | LEDone Distribution Inc. | LEDone | LOD-MARO-40WSAD40K-HL-CTN | Outdoor Luminaires | Low Output | Parking Garage Luminaires | Standard | FALSE | [9 empty] | 42506 |  |  | No |  | 3.1 | 3756.375 | 85.72 | 43.82 | 18.46 | 0.992 | 4078 | 83.3
P71S5TNG | MaxLite Inc | MaxLite | CAN20U50[BW] | Outdoor Luminaires | Low Output | Specialty: Canopy Lighting | Standard | TRUE | 2475 | 118.6 | 20.87 | 15.73 | 0.9262 | 5105 | 73.9 | 5 | 50000 | 42501 |  |  | No |  | 3.1 | 2475 | 118.6 | 20.87 | 15.73 | 0.926 | 5000 | 73.9
PEYPPZ5N | MaxLite Inc | MaxLite | CAN20U50B[PC12PC27] | Outdoor Luminaires | Low Output | Specialty: Canopy Lighting | Standard | FALSE | [9 empty] | 42501 |  |  | Yes |  | 3.1 | 2475 | 118.6 | 20.87 | 15.73 | 0.926 | 5000 | 73.9
PY8QXFJQ | CBM Electronics Lighting Inc. | AWC | AWCL/UB4R-40WLED-C840 | Outdoor Luminaires | Mid Output | Parking Garage Luminaires | Standard | TRUE | 7648 | 91.36 | 83.717 | 19.261 | 0.9167 | 4118 | 82.82 | 5 | 50000 | 42500 |  |  | NotYetVerified |  | 3 | 7600 | 90 | 84 | 20 | 0.9 | 4000 | 82
P7TEHWG4 | Mission LED Lighting Company Ltd. | Mission LED | MS-CP-045-HV-MT-4000K | Outdoor Luminaires | Low Output | Parking Garage Luminaires | Standard | TRUE | 4010.419 | 92.13 | 43.53 | 2.81 | 0.9598 | 3946 | 75.1 | 5 | 50000 | 42499 |  |  | Yes |  | 3 | 4000 | 88 | 45 | 5 | 0.9 | 4000 | 72
PB7YUB83 | Mission LED Lighting Company Ltd. | Mission LED | MS-CP-045-MT-4000K | Outdoor Luminaires | Low Output | Parking Garage Luminaires | Standard | TRUE | 4005.121 | 91.722 | 43.666 | 13.77 | 0.9507 | 3991 | 83.5 | 5 | 50000 | 42499 |  |  | NotYetVerified |  | 3 | 4005.121 | 91.722 | 43.666 | 13.77 | 0.987 | 3991 | 83.5
PD74CR52 | Mission LED Lighting Company Ltd. | Mission LED | MS-CP-070-MT-4000K | Outdoor Luminaires | Mid Output | Parking Garage Luminaires | Standard | TRUE | 5703.348 | 79.834 | 71.44 | 21.55 | 0.9074 | 4108 | 85 | 5 | 50000 | 42499 |  |  | NotYetVerified |  | 3 | 5703.348 | 79.834 | 71.44 | 21.55 | 0.983 | 4108 | 85
PURYXSNC | Mission LED Lighting Company Ltd. | Mission LED | MS-CP-070-MT-5000K | Outdoor Luminaires | Mid Output | Parking Garage Luminaires | Standard | FALSE | [9 empty] | 42499 |  |  | NotYetVerified |  | 3 | 5928.278 | 86.255 | 68.73 | 21.55 | 0.977 | 5286 | 77.1
PFE7U4KN | Mission LED Lighting Company Ltd. | Mission LED | MS-CP-045-MT-5000K | Outdoor Luminaires | Low Output | Parking Garage Luminaires | Standard | FALSE | [9 empty] | 42499 |  |  | NotYetVerified |  | 3 | 4149.603 | 95.022 | 43.67 | 13.77 | 0.993 | 5074 | 82.3
PZMJ96SD | Mission LED Lighting Company Ltd. | Mission LED | MS-CP-045-HV-MT-5000K | Outdoor Luminaires | Low Output | Parking Garage Luminaires | Standard | FALSE | [9 empty] | 42499 |  |  | Yes |  | 3 | 4000 | 88 | 45 | 5 | 0.9 | 5000 | 72
PYC6WEAE | Xiamen Holly Lite Co. Ltd. | Holly Lite | MA03-X-060-24XX-NON | Outdoor Luminaires | Mid Output | Parking Garage Luminaires | Standard | TRUE | 5913.102 | 98.32 | 60.14 | 20.78 | 0.9329 | 4077 | 83.3 | 5 | 50000 | 42494 |  |  | No |  | 3.1 | 5913.102 | 98.322 | 60.14 | 20.78 | 0.995 | 4077 | 83.3
PD5KKEZ3 | Xiamen Holly Lite Co. Ltd. | Holly Lite | MA03-X-040-24XX-NON | Outdoor Luminaires | Low Output | Parking Garage Luminaires | Standard | TRUE | 4333.148 | 103.049 | 42.049 | 17.19 | 0.906 | 4074 | 83.3 | 5 | 50000 | 42494 |  |  | No |  | 3.1 | 4333.148 | 103.05 | 42.05 | 17.19 | 0.995 | 4074 | 83.3
P6GNRJ6Y | Xiamen Holly Lite Co. Ltd. | Holly Lite | MA03-X-060-25XX-STP | Outdoor Luminaires | Mid Output | Parking Garage Luminaires | Standard | FALSE | [9 empty] | 42494 |  |  | No | Updated on 3/30/2017 | 3.1 | 6949.59 | 118.27 | 58.76 | 20 | 1 | 4922 | 70
PW54M35K | Xiamen Holly Lite Co. Ltd. | Holly Lite | MA03-X-060-25XX-NON | Outdoor Luminaires | Mid Output | Parking Garage Luminaires | Standard | TRUE | 7023 | 122.61 | 57.28 | 10.15 | 0.8956 | 4867 | 73 | 5 | 50000 | 42494 |  |  | No | Updated on 3/30/2017 | 3.1 | 6949.59 | 118.27 | 58.76 | 20 | 1 | 4922 | 70
PADAW2W5 | Xiamen Holly Lite Co. Ltd. | Holly Lite | MA03-X-060-25XX-CTN | Outdoor Luminaires | Mid Output | Parking Garage Luminaires | Standard | FALSE | [9 empty] | 42494 |  |  | No | Updated on 3/30/2017 | 3.1 | 6949.59 | 118.27 | 58.76 | 20 | 1 | 4922 | 70
PKPPYCWK | Xiamen Holly Lite Co. Ltd. | Holly Lite | MA03-X-040-25XX-STP | Outdoor Luminaires | Mid Output | Parking Garage Luminaires | Standard | FALSE | [9 empty] | 42494 |  |  | No | Updated on 3/30/2017 | 3.1 | 5192.46 | 118.44 | 43.84 | 20 | 0.99 | 4929 | 70
P4SDXUD2 | Xiamen Holly Lite Co. Ltd. | Holly Lite | MA03-X-040-25XX-NON | Outdoor Luminaires | Mid Output | Parking Garage Luminaires | Standard | TRUE | 5190.5 | 121.86 | 42.6 | 7.3 | 0.9766 | 4836 | 72.6 | 5 | 50000 | 42494 |  |  | No | Updated on 3/30/2017 | 3.1 | 5192.46 | 118.44 | 43.84 | 20 | 0.99 | 4929 | 70
PT6KE49T | Xiamen Holly Lite Co. Ltd. | Holly Lite | MA03-X-040-25XX-CTN | Outdoor Luminaires | Mid Output | Parking Garage Luminaires | Standard | FALSE | [9 empty] | 42494 |  |  | No | Updated on 3/30/2017 | 3.1 | 5192.46 | 118.44 | 43.84 | 20 | 0.99 | 4929 | 70
PZXUG8ZC | Xiamen Holly Lite Co. Ltd. | Holly Lite | MA03-X-060-24XX-STP | Outdoor Luminaires | Mid Output | Parking Garage Luminaires | Standard | FALSE | [9 empty] | 42494 |  |  | No |  | 3.1 | 5913.102 | 98.322 | 60.14 | 20.78 | 0.995 | 4077 | 83.3
PM4UVGH4 | Xiamen Holly Lite Co. Ltd. | Holly Lite | MA03-X-060-24XX-CTN | Outdoor Luminaires | Mid Output | Parking Garage Luminaires | Standard | FALSE | [9 empty] | 42494 |  |  | No |  | 3.1 | 5913.102 | 98.322 | 60.14 | 20.78 | 0.995 | 4077 | 83.3
PD1SZZMC | Xiamen Holly Lite Co. Ltd. | Holly Lite | MA03-X-040-24XX-STP | Outdoor Luminaires | Low Output | Parking Garage Luminaires | Standard | FALSE | [9 empty] | 42494 |  |  | No |  | 3.1 | 4333.148 | 103.05 | 42.05 | 17.19 | 0.995 | 4074 | 83.3
PJQQV2EG | Xiamen Holly Lite Co. Ltd. | Holly Lite | MA03-X-040-24XX-CTN | Outdoor Luminaires | Low Output | Parking Garage Luminaires | Standard | FALSE | [9 empty] | 42494 |  |  | No |  | 3.1 | 4333.148 | 103.05 | 42.05 | 17.19 | 0.995 | 4074 | 83.3
PXM9K9CT | Aimlite Lighting Products | AimLite | VP4-LA3-8/35K/GDLC/XXX | Outdoor Luminaires | Mid Output | Parking Garage Luminaires | Standard | TRUE | 6164 | 74.7 | 82.56 | 7.19 | 0.943 | 3581 | 85 | 5 | 50000 | 42487 |  |  | Yes |  | 3.1 | 6164 | 74.6 | 82.56 | 7.16 | 0.942 | 3581 | 85
P3BJQGY4 | Aimlite Lighting Products | AimLite | VP4-LA3-2/35K/GDLC/XXX | Outdoor Luminaires | Mid Output | Parking Garage Luminaires | Standard | FALSE | [9 empty] | 42487 |  |  | Yes |  | 3.1 | 6164 | 76.11 | 80.98 | 13.9 | 0.978 | 3581 | 85
PSRUZYYJ | Aimlite Lighting Products | AimLite | VP4-LA3-2/50K/GDLC/XXX | Outdoor Luminaires | Mid Output | Parking Garage Luminaires | Standard | FALSE | [9 empty] | 42487 | Dimmable | Continuous Above 10 | Yes |  | 3.1 | 6462 | 79.7 | 80.98 | 13.9 | 0.978 | 5316 | 85
P2TCWV96 | Aimlite Lighting Products | AimLite | VP4-LA3-8/50K/GDLC/XXX | Outdoor Luminaires | Mid Output | Parking Garage Luminaires | Standard | FALSE | [9 empty] | 42487 | Dimmable | Continuous Above 10 | Yes |  | 3.1 | 6462 | 78.3 | 82.47 | 7.21 | 0.943 | 5316 | 85
PS7412HZ | Aimlite Lighting Products | AimLite | VP4-LA3-2/40K/GDLC/XXX | Outdoor Luminaires | Mid Output | Parking Garage Luminaires | Standard | FALSE | [9 empty] | 42487 | Dimmable | Continuous Above 10 | Yes |  | 3.1 | 6164 | 76.11 | 80.98 | 13.9 | 0.978 | 4000 | 85
PU4ERJVB | Aimlite Lighting Products | AimLite | VP4-LA3-8/40K/GDLC/XXX | Outdoor Luminaires | Mid Output | Parking Garage Luminaires | Standard | FALSE | [9 empty] | 42487 | Dimmable | Continuous Above 10 | Yes |  | 3.1 | 6164 | 74.6 | 82.56 | 7.16 | 0.942 | 4000 | 85
P55ZM63A | Damar | Damar | 38707A | Outdoor Luminaires | Low Output | Parking Garage Luminaires | Premium | TRUE | 3238.39 | 112.37 | 28.82 | 10.15 | 0.996 | 4125 | 85.6 | 5 | 50000 | 42485 |  |  | No |  | 3.1 | 3238.39 | 112.37 | 28.82 | 10.15 | 0.996 | 4125 | 85.6
PDF3K4YG | Universal Lighting Technologies | Everline | PG-44L835-U-T5W-xx-yyyyyy | Outdoor Luminaires | Low Output | Parking Garage Luminaires | Standard | TRUE | 4784.32 | 87.59 | 54.29 | 13.3 | 0.9101 | 3507 | 84.7 | 5 | 50000 | 42479 |  |  | Yes | Updated on 11/28/2016 | 3.1 | 4784 | 87.59 | 54.62 | 13.3 | 0.91 | 3500 | 80
PT46XNFT | Universal Lighting Technologies | Everline | PG-44L750-U-T5W-xx-yyyyyy | Outdoor Luminaires | Low Output | Parking Garage Luminaires | Standard | TRUE | 4929 | 92.77 | 53.13 | 13.33 | 0.8877 | 5012 | 73.31 | 5 | 50000 | 42479 |  |  | Yes | Updated on 11/28/2016 | 3.1 | 4929 | 92 | 53.13 | 13.33 | 0.89 | 5000 | 70
PKG59ZB2 | Universal Lighting Technologies | Everline | PG-44L850-U-T5W-xx-yyyyyy | Outdoor Luminaires | Low Output | Parking Garage Luminaires | Standard | FALSE | [9 empty] | 42479 | Dimmable | Continuous Below 10 | Yes | Updated on 11/28/2016 | 3.1 | 4784 | 87.59 | 54.62 | 13.3 | 0.91 | 5000 | 80
PSCAK85J | Universal Lighting Technologies | Everline | PG-44L840-U-T5W-xx-yyyyyy | Outdoor Luminaires | Low Output | Parking Garage Luminaires | Standard | FALSE | [9 empty] | 42479 | Dimmable | Continuous Below 10 | Yes | Updated on 11/28/2016 | 3.1 | 4784 | 87.59 | 54.62 | 13.3 | 0.91 | 4000 | 80
PHHGBGFQ | Universal Lighting Technologies | Everline | PG-44L740-U-T5W-xx-yyyyyy | Outdoor Luminaires | Low Output | Parking Garage Luminaires | Standard | FALSE | [9 empty] | 42479 | Dimmable | Continuous Below 10 | Yes | Updated on 11/28/2016 | 3.1 | 4784 | 87.59 | 54.62 | 13.3 | 0.91 | 4000 | 70
PQPXQSKX | Universal Lighting Technologies | Everline | PG-44L735-U-T5W-xx-yyyyyy | Outdoor Luminaires | Low Output | Parking Garage Luminaires | Standard | FALSE | [9 empty] | 42479 | Dimmable | Continuous Below 10 | Yes | Updated on 11/28/2016 | 3.1 | 4784 | 87.59 | 54.62 | 13.3 | 0.91 | 3500 | 70
P2N4WXCN | Lumen Focus LLC | NVL | NVL 4 HI UV PG FDA 840 | Outdoor Luminaires | Mid Output | Parking Garage Luminaires | Standard | TRUE | 5014 | 98.09 | 51.115 | 18.032 | 0.9368 | 4082 | 82.77 | 5 | 50000 | 42478 |  |  | NotYetVerified |  | 3 | 5000 | 98 | 51 | 20 | 0.9 | 4000 | 82
P6YNSXK5 | Lumen Focus LLC | NVL | NVL 2 VH UV PG FDA 830 | Outdoor Luminaires | Low Output | Parking Garage Luminaires | Standard | TRUE | 3068 | 73.44 | 41.77 | 18.91 | 0.92 | 3070 | 84.06 | 5 | 50000 | 42478 |  |  | NotYetVerified |  | 3 | 3067.8 | 73.6 | 41.7 | 18.91 | 0.921 | 3000 | 84.06
PH19HXNR | Lumen Focus LLC | NVL | NVL 4 VH UV PG FDA 840 | Outdoor Luminaires | Mid Output | Parking Garage Luminaires | Standard | TRUE | 7648 | 91.36 | 83.717 | 19.261 | 0.9167 | 4118 | 82.82 | 5 | 50000 | 42478 |  |  | NotYetVerified |  | 3 | 7600 | 90 | 84 | 20 | 0.9 | 4000 | 82
PRQCFZGP | Lumen Focus LLC | NVL | NVL 2 VH UV PG FDA 850 | Outdoor Luminaires | Low Output | Parking Garage Luminaires | Standard | FALSE | [9 empty] | 42478 | Not Yet Verified | Not Yet Verified | NotYetVerified |  | 3 | 3546 | 73.6 | 42.143 | 18.91 | 0.921 | 5000 | 88.85
PMFEAZXR | Lumen Focus LLC | NVL | NVL 2 VH UV PG FDA 840 | Outdoor Luminaires | Low Output | Parking Garage Luminaires | Standard | FALSE | [9 empty] | 42478 | Not Yet Verified | Not Yet Verified | NotYetVerified |  | 3 | 3067.8 | 73.6 | 42 | 18.91 | 0.921 | 4000 | 82
PGZJ3X8R | MLEDTECH LLC | MLED | MWS-PG-45W(4000K) | Outdoor Luminaires | Low Output | Parking Garage Luminaires | Standard | TRUE | 4005.121 | 91.77 | 43.66 | 13.77 | 0.9507 | 3991 | 83.5 | 5 | 50000 | 42475 |  |  | NotYetVerified |  | 3 | 4005.121 | 91.722 | 43.666 | 13.77 | 0.987 | 3991 | 83.5
PGAA1DT7 | Open Platform Systems LLC | PRK | PRK-080W-40K | Outdoor Luminaires | Mid Output | Parking Garage Luminaires | Standard | TRUE | 6301 | 80.89 | 77.9 | 10.15 | 0.941 | 4063 | 83 | 5 | 200000 | 42475 |  |  | NotYetVerified |  | 3 | 6301 | 81 | 78 | 14 | 0.94 | 4000 | 83
PAUF7XC5 | MLEDTECH LLC | MLED | MWS-PG-70W(4000K) | Outdoor Luminaires | Mid Output | Parking Garage Luminaires | Standard | TRUE | 5703.348 | 79.834 | 71.44 | 21.55 | 0.9074 | 4108 | 85 | 5 | 50000 | 42475 |  |  | NotYetVerified |  | 3 | 5703.348 | 79.834 | 71.44 | 21.55 | 0.983 | 4108 | 85
PEJWQ2HB | Open Platform Systems LLC | PRK | PRK-065W-40K | Outdoor Luminaires | Mid Output | Parking Garage Luminaires | Standard | TRUE | 5497 | 82.03 | 67.01 | 17.53 | 0.872 | 4055 | 82.8 | 5 | 96000 | 42475 |  |  | NotYetVerified |  | 3 | 5497 | 82 | 67 | 18 | 0.87 | 4000 | 82
PBG8TCP9 | MLEDTECH LLC | MLED | MWS-PG-70W(3500K) | Outdoor Luminaires | Mid Output | Parking Garage Luminaires | Standard | FALSE | [9 empty] | 42475 | Not Dimmable | Not Dimmable | NotYetVerified |  | 3 | 5928.278 | 86.255 | 68.73 | 21.55 | 0.977 | 5286 | 77.1
PGM7B1QS | MLEDTECH LLC | MLED | MWS-PG-45W(5000K) | Outdoor Luminaires | Low Output | Parking Garage Luminaires | Standard | FALSE | [9 empty] | 42475 | Not Dimmable | Not Dimmable | NotYetVerified |  | 3 | 4149.603 | 95.022 | 43.67 | 13.77 | 0.993 | 5074 | 82.3
PD4XHX6S | CCD Lighting Inc | CCD LIGHITNG | CCD-MUD-040-24-NON | Outdoor Luminaires | Low Output | Parking Garage Luminaires | Standard | TRUE | 5317.83 | 95.22 | 55.85 | 18.76 | 0.896 | 4083 | 82.8 | 5 | 50000 | 42474 |  |  | No |  | 3.1 | 3756.375 | 85.72 | 43.82 | 18.46 | 0.992 | 4078 | 83.3
P3QE3J8E | MaxLite Inc | MaxLED | PKGS45HT540 | Outdoor Luminaires | Low Output | Parking Garage Luminaires | Standard | TRUE | 4252 | 98.15 | 43.32 | 8.86 | 0.97 | 4077 | 71.2 | 5 | 50000 | 42474 |  |  | NotYetVerified |  | 3 | 4500 | 100 | 45 |  |  | 4000 | 70
PD8ZQRKD | MaxLite Inc | MaxLED | PKGS45HT540MS | Outdoor Luminaires | Low Output | Parking Garage Luminaires | Standard | TRUE | 4338 | 99.04 | 43.8 | 11.05 | 0.966 | 4149 | 71.2 | 5 |  | 42474 |  |  | NotYetVerified |  | 3 | 4600 | 102 | 45 |  |  | 4000 | 70
PPPK3YWA | MaxLite Inc | MaxLED | PKGS45UT540MS | Outdoor Luminaires | Low Output | Parking Garage Luminaires | Standard | TRUE | 4810.03 | 105.1 | 45.77 | 15.8 | 0.9485 | 3960.2 | 72.9 | 5 | 50000 | 42474 |  |  | NotYetVerified |  | 3 | 4810 | 105 | 45.77 | 20 | 0.9 | 4000 | 70
PHSU1DXK | MaxLite Inc | MaxLED | PKGS45UT540 | Outdoor Luminaires | Low Output | Parking Garage Luminaires | Standard | TRUE | 4383 | 95.67 | 45.67 | 16.22 | 0.94 | 4346 | 72.1 | 5 |  | 42474 |  |  | NotYetVerified |  | 3 | 4470 | 97.7 | 45.75 | 20 | 0.9 | 4000 | 70
PVXNPYP1 | CCD Lighting Inc | CCD LIGHITNG | CCD-MUD-040-25-STP | Outdoor Luminaires | Low Output | Parking Garage Luminaires | Standard | FALSE | [9 empty] | 42474 |  |  | No |  | 3.1 | 3867.152 | 88.96 | 43.47 | 18.46 | 0.995 | 5026 | 83.4
P4DZECNY | CCD Lighting Inc | CCD LIGHITNG | CCD-MUD-040-25-NON | Outdoor Luminaires | Low Output | Parking Garage Luminaires | Standard | FALSE | [9 empty] | 42474 |  |  | No |  | 3.1 | 3867.152 | 88.96 | 43.47 | 18.46 | 0.995 | 5026 | 83.4
PX1FBZ26 | CCD Lighting Inc | CCD LIGHITNG | CCD-MUD-040-25-CTN | Outdoor Luminaires | Low Output | Parking Garage Luminaires | Standard | FALSE | [9 empty] | 42474 |  |  | No |  | 3.1 | 3867.152 | 88.96 | 43.47 | 18.46 | 0.995 | 5026 | 83.4
PUY6A2XJ | CCD Lighting Inc | CCD LIGHITNG | CCD-MUD-040-24-STP | Outdoor Luminaires | Low Output | Parking Garage Luminaires | Standard | FALSE | [9 empty] | 42474 |  |  | No |  | 3.1 | 3756.375 | 85.72 | 43.82 | 18.46 | 0.992 | 4078 | 83.3
PE25W5J6 | CCD Lighting Inc | CCD LIGHITNG | CCD-MUD-040-24-CTN | Outdoor Luminaires | Low Output | Parking Garage Luminaires | Standard | FALSE | [9 empty] | 42474 |  |  | No |  | 3.1 | 3756.375 | 85.72 | 43.82 | 18.46 | 0.992 | 4078 | 83.3
PZHUGH1J | MaxLite Inc | MaxLED | PKGS45UT550 | Outdoor Luminaires | Low Output | Parking Garage Luminaires | Standard | FALSE | [9 empty] | 42474 |  |  | NotYetVerified |  | 3 | 4876 | 107.4 | 45.39 | 20 | 0.9 | 5000 | 70
PQMS8QUS | MaxLite Inc | MaxLED | PKGS45HT550 | Outdoor Luminaires | Low Output | Parking Garage Luminaires | Standard | FALSE | [9 empty] | 42474 |  |  | NotYetVerified |  | 3 | 4500 | 100 | 45 |  |  | 5000 | 70
PQXC7699 | MaxLite Inc | MaxLED | PKGS45UT550MS | Outdoor Luminaires | Low Output | Parking Garage Luminaires | Standard | FALSE | [9 empty] | 42474 |  |  | NotYetVerified |  | 3 | 4930 | 108 | 45.24 | 20 | 0.9 | 5000 | 70
P7GNXFV3 | MaxLite Inc | MaxLED | PKGS45HT550MS | Outdoor Luminaires | Low Output | Parking Garage Luminaires | Standard | FALSE | [9 empty] | 42474 |  |  | NotYetVerified |  | 3 | 4800 | 106 | 45 |  |  | 5000 | 70
PZAZFPE4 | Foshan Naturaled Electric Co.Ltd | Naturaled | LED-FXVTL29/40K | Outdoor Luminaires | Low Output | Parking Garage Luminaires | Premium | TRUE | 3238.39 | 112.37 | 28.82 | 10.15 | 0.996 | 4125 | 85.6 | 5 | 50000 | 42471 |  |  | No |  | 3.1 | 3238.39 | 112.37 | 28.82 | 10.15 | 0.996 | 4125 | 85.6
PXPVFX21 | Nexus Electrical (Jiaxing) LTD | Luceco | LCYCXX4M40G1NY-99 | Outdoor Luminaires | Low Output | Parking Garage Luminaires | Standard | TRUE | 4005.121 | 91.722 | 43.666 | 13.77 | 0.9507 | 3991 | 83.5 | 5 | 50000 | 42471 |  |  | NotYetVerified |  | 3 | 4005.121 | 91.722 | 43.666 | 13.77 | 0.987 | 3991 | 83.5
PQ1ATYMW | Nexus Electrical (Jiaxing) LTD | Luceco | LCYCXX6M40G1NY-99 | Outdoor Luminaires | Mid Output | Parking Garage Luminaires | Standard | TRUE | 5703.348 | 79.834 | 71.44 | 21.55 | 0.9074 | 4108 | 85 | 5 | 50000 | 42471 |  |  | NotYetVerified |  | 3 | 5703.348 | 79.834 | 71.44 | 21.55 | 0.983 | 4108 | 85
PM6NNDA6 | Foshan Naturaled Electric Co.Ltd | Naturaled | LED-FXVTL58/40K | Outdoor Luminaires | Mid Output | Parking Garage Luminaires | Premium | TRUE | 6424.085 | 110.74 | 58.01 | 7.3 | 0.9021 | 4170 | 86 | 5 | 50000 | 42471 |  |  | NotYetVerified |  | 3.1 | 6424.085 | 110.74 | 58.01 | 7.3 | 0.997 | 4170 | 86
PHR5EQZH | Foshan Naturaled Electric Co.Ltd | Naturaled | LED-FXVTL29/50K-SEN | Outdoor Luminaires | Low Output | Parking Garage Luminaires | Premium | FALSE | [9 empty] | 42471 |  |  | Yes |  | 3.1 | 3434.061 | 118.74 | 28.92 | 10.15 | 0.996 | 4849 | 82.1
P3J8PG14 | Foshan Naturaled Electric Co.Ltd | Naturaled | LED-FXVTL29/50K | Outdoor Luminaires | Low Output | Parking Garage Luminaires | Premium | FALSE | [9 empty] | 42471 |  |  | No |  | 3.1 | 3434.061 | 118.74 | 28.92 | 10.15 | 0.996 | 4849 | 82.1
PKSYUFPS | Foshan Naturaled Electric Co.Ltd | Naturaled | LED-FXVTL58/50K | Outdoor Luminaires | Mid Output | Parking Garage Luminaires | Premium | FALSE | [9 empty] | 42471 |  |  | NotYetVerified |  | 3.1 | 7010.133 | 120.89 | 57.99 | 7.3 | 0.996 | 4845 | 82
P5B8QWQ9 | Foshan Naturaled Electric Co.Ltd | Naturaled | LED-FXVTL58/50K-SEN | Outdoor Luminaires | Mid Output | Parking Garage Luminaires | Premium | FALSE | [9 empty] | 42471 |  |  | NotYetVerified |  | 3.1 | 7010.133 | 120.89 | 57.99 | 7.3 | 0.996 | 4845 | 82
PJ12U8SV | Foshan Naturaled Electric Co.Ltd | Naturaled | LED-FXVTL58/40K-SEN | Outdoor Luminaires | Mid Output | Parking Garage Luminaires | Premium | FALSE | [9 empty] | 42471 |  |  | NotYetVerified |  | 3.1 | 6424.085 | 110.74 | 58.01 | 7.3 | 0.997 | 4170 | 86
P9G3CFDC | Foshan Naturaled Electric Co.Ltd | Naturaled | LED-FXVTL29/40K-SEN | Outdoor Luminaires | Low Output | Parking Garage Luminaires | Premium | FALSE | [9 empty] | 42471 |  |  | Yes |  | 3.1 | 3238.39 | 112.37 | 28.82 | 10.15 | 0.996 | 4125 | 85.6
PZC5NGV7 | Nexus Electrical (Jiaxing) LTD | Luceco | LCYCXX6M50G1NY-99 | Outdoor Luminaires | Mid Output | Parking Garage Luminaires | Standard | FALSE | [9 empty] | 42471 | Not Dimmable | Not Dimmable | NotYetVerified |  | 3 | 5928.278 | 86.255 | 68.73 | 21.55 | 0.977 | 5286 | 77.1
PR6ZMPDD | Nexus Electrical (Jiaxing) LTD | Luceco | LCYCXX4M50G1NY-99 | Outdoor Luminaires | Low Output | Parking Garage Luminaires | Standard | FALSE | [9 empty] | 42471 | Not Dimmable | Not Dimmable | NotYetVerified |  | 3 | 4149.603 | 95.022 | 43.67 | 13.77 | 0.993 | 5074 | 82.3
P9T94QTX | 1 Source LED | 1 Source LED | CNP01A-48W-L-3000K | Outdoor Luminaires | Low Output | Parking Garage Luminaires | Standard | TRUE | 4018.69 | 86.39 | 46.52 | 13.9 | 0.969 | 2976 | 84.8 | 5 | 50000 | 42467 |  |  | No |  | 3 | 3900 | 82 | 48 | 13.9 | 0.969 | 3000 | 80
PWUVRTRK | 1 Source LED | 1 Source LED | CNP01A-80W-L-3000k | Outdoor Luminaires | Mid Output | Parking Garage Luminaires | Standard | TRUE | 6499.03 | 81.12 | 80.12 | 14.2 | 0.9603 | 3023 | 83.4 | 5 | 50000 | 42467 |  |  | NotYetVerified |  | 3 | 6400 | 81 | 80 | 14.2 | 0.9603 | 3000 | 80
PJJ3XQM1 | 1 Source LED | 1 Source LED | CNP01A-60W-L-3000K | Outdoor Luminaires | Mid Output | Parking Garage Luminaires | Standard | TRUE | 5122.01 | 82.57 | 62.03 | 15.9 | 0.951 | 2995 | 83.8 | 5 | 50000 | 42467 |  |  | NotYetVerified |  | 3 | 5000 | 82 | 60 | 15.9 | 0.951 | 3000 | 80
P575YARF | 1 Source LED | 1 Source LED | CNP01A-60W-L-5500K | Outdoor Luminaires | Mid Output | Parking Garage Luminaires | Standard | FALSE | [9 empty] | 42467 | Not Dimmable | Not Dimmable | NotYetVerified |  | 3 | 5600 | 90 | 60 | 15.9 | 0.951 | 5500 | 80
PZN5UYVP | 1 Source LED | 1 Source LED | CNP01A-80W-L-5500K | Outdoor Luminaires | Mid Output | Parking Garage Luminaires | Standard | FALSE | [9 empty] | 42467 | Not Dimmable | Not Dimmable | NotYetVerified |  | 3 | 7100 | 90 | 80 | 14.2 | 0.9603 | 5500 | 80
PT56CYZ2 | 1 Source LED | 1 Source LED | CNP01A-48W-L-5500K | Outdoor Luminaires | Low Output | Parking Garage Luminaires | Standard | FALSE | [9 empty] | 42467 | Not Dimmable | Not Dimmable | No |  | 3 | 4300 | 90 | 48 | 13.9 | 0.969 | 5500 | 80
PGETHDBG | 1 Source LED | 1 Source LED | CNP01A-60W-L-5000K | Outdoor Luminaires | Mid Output | Parking Garage Luminaires | Standard | FALSE | [9 empty] | 42467 | Not Dimmable | Not Dimmable | NotYetVerified |  | 3 | 5400 | 87 | 60 | 15.9 | 0.951 | 5000 | 80
PPCN8F8M | 1 Source LED | 1 Source LED | CNP01A-80W-L-5000K | Outdoor Luminaires | Mid Output | Parking Garage Luminaires | Standard | FALSE | [9 empty] | 42467 | Not Dimmable | Not Dimmable | NotYetVerified |  | 3 | 7000 | 87 | 80 | 14.2 | 0.9603 | 5000 | 80
P2XC91TF | 1 Source LED | 1 Source LED | CNP01A-48W-L-5000K | Outdoor Luminaires | Low Output | Parking Garage Luminaires | Standard | FALSE | [9 empty] | 42467 | Not Dimmable | Not Dimmable | No |  | 3 | 4200 | 87 | 48 | 13.9 | 0.969 | 5000 | 80
P1JAX3NH | 1 Source LED | 1 Source LED | CNP01A-60W-L-4000K | Outdoor Luminaires | Mid Output | Parking Garage Luminaires | Standard | FALSE | [9 empty] | 42467 | Not Dimmable | Not Dimmable | NotYetVerified |  | 3 | 5200 | 84 | 60 | 15.9 | 0.951 | 4000 | 80
PUXSTDPA | 1 Source LED | 1 Source LED | CNP01A-80W-L-4000K | Outdoor Luminaires | Mid Output | Parking Garage Luminaires | Standard | FALSE | [9 empty] | 42467 | Not Dimmable | Not Dimmable | NotYetVerified |  | 3 | 6800 | 85 | 80 | 14.2 | 0.9603 | 4000 | 80
PU4RD7QD | 1 Source LED | 1 Source LED | CNP01A-48W-L-4000K | Outdoor Luminaires | Low Output | Parking Garage Luminaires | Standard | FALSE | [9 empty] | 42467 | Not Dimmable | Not Dimmable | No |  | 3 | 4100 | 84 | 48 | 13.9 | 0.969 | 4000 | 80
PZRQYEGH | 1 Source LED | 1 Source LED | CNP01A-48W-L-3500K | Outdoor Luminaires | Low Output | Parking Garage Luminaires | Standard | FALSE | [9 empty] | 42467 | Not Dimmable | Not Dimmable | No |  | 3 | 4000 | 83 | 48 | 13.9 | 0.969 | 3500 | 80
PEGS2PN6 | Shanghai Lite-way Lighting Appliance Co. Ltd | Lite-way | L01068 4000K | Outdoor Luminaires | Low Output | Parking Garage Luminaires | Standard | TRUE | 4005.121 | 91.722 | 43.666 | 13.77 | 0.9507 | 3991 | 83.5 | 5 | 50000 | 42465 |  |  | NotYetVerified |  | 3 | 4005.121 | 91.722 | 43.666 | 13.77 | 0.987 | 3991 | 83.5
PRE9PYE6 | Shanghai Lite-way Lighting Appliance Co. Ltd | Lite-way | L01068 5000K | Outdoor Luminaires | Low Output | Parking Garage Luminaires | Standard | FALSE | [9 empty] | 42465 |  |  | NotYetVerified |  | 3 | 4149.603 | 95.022 | 43.67 | 13.77 | 0.993 | 5074 | 82.3
PPUM5ZD1 | Medinah Power | Medinah | MED-GLL450-80-XX-XX | Outdoor Luminaires | Mid Output | Parking Garage Luminaires | Standard | TRUE | 6926.4 | 84.15 | 82.31 | 15.41 | 0.9054 | 3977 | 75.4 | 5 | 50000 | 42464 |  |  | No |  | 3.1 | 6926.4 | 84.15 | 82.31 | 15.41 | 0.9054 | 4000 | 75.4
PQZ8VE65 | Medinah Power | Medinah | MED-GLL450-60-XX-XX | Outdoor Luminaires | Mid Output | Parking Garage Luminaires | Standard | TRUE | 5406.2 | 86.48 | 62.51 | 16.8 | 0.9041 | 3957 | 75.4 | 5 | 50000 | 42464 |  |  | No |  | 3.1 | 5406.2 | 86.48 | 62.51 | 16.8 | 0.9041 | 4000 | 75.4
P5KWTMUW | Jubilee International INC | Jubilee LED? | CP-45W-27V-40K-YY-JLL | Outdoor Luminaires | Low Output | Parking Garage Luminaires | Standard | TRUE | 4005.121 | 91.722 | 43.666 | 13.77 | 0.9507 | 3991 | 83.5 | 5 | 50000 | 42461 |  |  | NotYetVerified |  | 3 | 4005.121 | 91.722 | 43.666 | 13.77 | 0.987 | 3991 | 83.5
PAAGCAJX | Lumight LLC | Lumight | L-SM60CX | Outdoor Luminaires | Mid Output | Parking Garage Luminaires | Standard | TRUE | 5913.4 | 96.27 | 61.42 | 16.71 | 0.9216 | 4007 | 75.3 | 5 | 50000 | 42461 |  |  | No |  | 3.1 | 5998.4 | 99.12 | 60.52 | 16.71 | 0.9216 | 4000 | 75.3
PTY7YMV8 | Lumight LLC | Lumight | L-SM80CX | Outdoor Luminaires | Mid Output | Parking Garage Luminaires | Standard | TRUE | 7583.3 | 90.93 | 83.4 | 15.2 | 0.9199 | 4028 | 76.3 | 5 | 50000 | 42461 |  |  | No |  | 3.1 | 7706.2 | 93.23 | 82.66 | 15.2 | 0.9199 | 4000 | 76.3
PCCTQE63 | Jubilee International INC | Jubilee LED? | CP-70W-27V-40K-YY-JLL | Outdoor Luminaires | Mid Output | Parking Garage Luminaires | Standard | TRUE | 5703.348 | 79.834 | 71.44 | 21.55 | 0.9074 | 4108 | 85 | 5 | 50000 | 42461 |  |  | NotYetVerified |  | 3 | 5703.348 | 79.834 | 71.44 | 21.55 | 0.983 | 4108 | 85
P14KX78Z | Lumight LLC | Lumight | L-SM80DCX | Outdoor Luminaires | Mid Output | Parking Garage Luminaires | Standard | TRUE | 6926.4 | 84.15 | 82.31 | 15.41 | 0.9054 | 3977 | 75.4 | 5 | 50000 | 42461 |  |  | No |  | 3.1 | 6926.4 | 84.15 | 82.31 | 15.41 | 0.9054 | 4000 | 75.4
PXZ9BU2Z | Lumight LLC | Lumight | L-SM60DCX | Outdoor Luminaires | Mid Output | Parking Garage Luminaires | Standard | TRUE | 5406.2 | 86.48 | 62.51 | 16.8 | 0.9041 | 3957 | 75.4 | 5 | 50000 | 42461 |  |  | No |  | 3.1 | 5406.2 | 86.48 | 62.51 | 16.8 | 0.9041 | 4000 | 75.4
PQS1PRFT | Jubilee International INC | Jubilee LED? | CP-70W-27V-50K-YY-JLL | Outdoor Luminaires | Mid Output | Parking Garage Luminaires | Standard | FALSE | [9 empty] | 42461 | Not Dimmable | Not Dimmable | NotYetVerified |  | 3 | 5928.278 | 86.255 | 68.73 | 21.55 | 0.977 | 5286 | 77.1
PNBCHS5N | Jubilee International INC | Jubilee LED? | CP-45W-27V-50K-YY-JLL | Outdoor Luminaires | Low Output | Parking Garage Luminaires | Standard | FALSE | [9 empty] | 42461 | Not Dimmable | Not Dimmable | NotYetVerified |  | 3 | 4149.603 | 95.022 | 43.67 | 13.77 | 0.993 | 5074 | 82.3
PZMZV2EQ | XtraLight Manufacturing Ltd. | XtraLight | GLLLED10205255XDIMXXL2XXB | Outdoor Luminaires | Low Output | Parking Garage Luminaires | Premium | TRUE | 4650 | 99.4 | 46.84 | 15.68 | 0.908 | 4952 | 74.85 | 10 | 100000 | 42460 |  |  | Yes |  | 3.1 | 4650 | 99.4 | 46.84 | 7.68 | 0.999 | 4952 | 74.85
PHFY6C11 | Elakeview Enterprise LTD | Elakeview Enterprise LTD | AACP50W347V4K | Outdoor Luminaires | Low Output | Parking Garage Luminaires | Standard | TRUE | 4010.419 | 92.13 | 43.53 | 2.81 | 0.9598 | 3946 | 75.1 | 5 | 50000 | 42457 |  |  | Yes |  | 3 | 4000 | 88 | 45 | 5 | 0.9 | 4000 | 72
PKMB6XKE | Elakeview Enterprise LTD | Elakeview Enterprise LTD | AACP45W110V4K | Outdoor Luminaires | Low Output | Parking Garage Luminaires | Standard | TRUE | 4005.121 | 91.722 | 43.666 | 13.77 | 0.9507 | 3991 | 83.5 | 5 | 50000 | 42457 |  |  | NotYetVerified |  | 3 | 4005.121 | 91.722 | 43.666 | 13.77 | 0.987 | 3991 | 83.5
PD9MARA5 | Elakeview Enterprise LTD | Elakeview Enterprise LTD | AACP70W110V4K | Outdoor Luminaires | Mid Output | Parking Garage Luminaires | Standard | TRUE | 5703.348 | 79.834 | 71.44 | 21.55 | 0.9074 | 4108 | 85 | 5 | 50000 | 42457 |  |  | NotYetVerified |  | 3 | 5703.348 | 79.834 | 71.44 | 21.55 | 0.983 | 4108 | 85
PKER8VY2 | Elakeview Enterprise LTD | Elakeview Enterprise LTD | AACP70W110V5K | Outdoor Luminaires | Mid Output | Parking Garage Luminaires | Standard | FALSE | [9 empty] | 42457 | Not Dimmable | Not Dimmable | NotYetVerified |  | 3 | 5928.278 | 86.255 | 68.73 | 21.55 | 0.977 | 5286 | 77.1
P3RA6D9Z | Elakeview Enterprise LTD | Elakeview Enterprise LTD | AACP45W110V5K | Outdoor Luminaires | Low Output | Parking Garage Luminaires | Standard | FALSE | [9 empty] | 42457 | Not Dimmable | Not Dimmable | NotYetVerified |  | 3 | 4149.603 | 95.022 | 43.67 | 13.77 | 0.993 | 5074 | 82.3
P4FPYTCC | Elakeview Enterprise LTD | Elakeview Enterprise LTD | AACP50W347V5K | Outdoor Luminaires | Low Output | Parking Garage Luminaires | Standard | FALSE | [9 empty] | 42457 | Dimmable | Continuous Below 10 | Yes |  | 3 | 4000 | 88 | 45 | 5 | 0.9 | 5000 | 72
PWY2CU96 | NINGBO MORELUX LIGHTING MFG LTD | MORELUX | GLL450-080W-40K-T5A-8-CI-CLM | Outdoor Luminaires | Mid Output | Parking Garage Luminaires | Standard | TRUE | 6804.6 | 84.43 | 80.6 | 17.63 | 0.9004 | 3983 | 83.9 | 5 | 50000 | 42453 |  |  | No |  | 3.1 | 6804 | 84 | 80.6 | 17.63 | 0.9004 | 4000 | 83
PNHT6R38 | NINGBO MORELUX LIGHTING MFG LTD | MORELUX | GLL450-080W-50K-T5A-8-CI-CLM | Outdoor Luminaires | Mid Output | Parking Garage Luminaires | Standard | FALSE | [9 empty] | 42453 | Not Dimmable | Not Dimmable | No |  | 3.1 | 7293 | 89 | 81.3 | 17.62 | 0.9136 | 5000 | 66
PSYCR9N2 | Xiamen Holly Lite Co. Ltd. | Holly Lite | MA01-X-040-24XX-NON | Outdoor Luminaires | Low Output | Parking Garage Luminaires | Standard | TRUE | 5317.83 | 95.22 | 55.85 | 18.76 | 0.896 | 4083 | 82.8 | 5 | 50000 | 42452 |  |  | No |  | 3.1 | 3756.375 | 85.72 | 43.82 | 18.46 | 0.992 | 4078 | 83.3
PYE12XQ8 | Xiamen Holly Lite Co. Ltd. | Holly Lite | VNSS-X-020-24XX-NON | Outdoor Luminaires | Low Output | Parking Garage Luminaires | Standard | TRUE | 1852.06 | 90.7 | 20.42 | 22.45 | 0.9236 | 4013 | 84.3 | 5 | 50000 | 42452 |  |  | No |  | 3.1 | 1852.059 | 90.698 | 20.42 | 22.45 | 0.985 | 4013 | 84.3
P38M6XV9 | Xiamen Holly Lite Co. Ltd. | Holly Lite | VNSS-X-040-24XX-NON | Outdoor Luminaires | Low Output | Parking Garage Luminaires | Standard | TRUE | 4229.46 | 103.54 | 40.85 | 17.14 | 0.9212 | 4067 | 84.2 | 5 | 50000 | 42452 |  |  | No |  | 3.1 | 4229.464 | 103.536 | 40.85 | 17.14 | 0.995 | 4067 | 84.2
PFHE54RW | Xiamen Holly Lite Co. Ltd. | Holly Lite | VNSS-X-040-25XX-STP | Outdoor Luminaires | Low Output | Parking Garage Luminaires | Premium | FALSE | [9 empty] | 42452 |  |  | No | Updated 1/24/2017. | 3.1 | 4915.15 | 113.02 | 43.49 | 20 | 0.99 | 4856 | 70
PRFWKTA2 | Xiamen Holly Lite Co. Ltd. | Holly Lite | VNSS-X-040-25XX-NON | Outdoor Luminaires | Low Output | Parking Garage Luminaires | Premium | TRUE | 4903.9 | 112.67 | 43.52 | 6.43 | 0.9797 | 4856 | 73.2 | 5 | 50000 | 42452 |  |  | No | Updated 1/24/2017. | 3.1 | 4915.15 | 113.02 | 43.49 | 20 | 0.99 | 4856 | 70
PKW5KFJ5 | Xiamen Holly Lite Co. Ltd. | Holly Lite | VNSS-X-040-25XX-CTN | Outdoor Luminaires | Low Output | Parking Garage Luminaires | Premium | FALSE | [9 empty] | 42452 |  |  | No | Updated 1/24/2017. | 3.1 | 4915.15 | 113.02 | 43.49 | 20 | 0.99 | 4856 | 70
PUZ5ZZ1N | Xiamen Holly Lite Co. Ltd. | Holly Lite | VNSS-X-020-25XX-STP | Outdoor Luminaires | Low Output | Parking Garage Luminaires | Premium | FALSE | [9 empty] | 42452 |  |  | No | Updated 1/24/2017. | 3.1 | 2200 | 110 | 20 | 20 | 0.99 | 5026 | 70
PP8GMRSD | Xiamen Holly Lite Co. Ltd. | Holly Lite | VNSS-X-020-25XX-NON | Outdoor Luminaires | Low Output | Parking Garage Luminaires | Premium | TRUE | 2147.2 | 107.09 | 20.05 | 13 | 0.8962 | 5026 | 73.2 | 5 | 50000 | 42452 |  |  | No | Updated 1/24/2017. | 3.1 | 2200 | 110 | 20 | 20 | 0.99 | 5026 | 70
PKZXWFBU | Xiamen Holly Lite Co. Ltd. | Holly Lite | VNSS-X-020-25XX-CTN | Outdoor Luminaires | Low Output | Parking Garage Luminaires | Premium | FALSE | [9 empty] | 42452 |  |  | No | Updated 1/24/2017. | 3.1 | 2200 | 110 | 20 | 20 | 0.99 | 5026 | 70
PNG48S72 | Xiamen Holly Lite Co. Ltd. | Holly Lite | MA01-X-040-24XX-STP | Outdoor Luminaires | Low Output | Parking Garage Luminaires | Standard | FALSE | [9 empty] | 42452 |  |  | No |  | 3.1 | 3756.375 | 85.72 | 43.82 | 18.46 | 0.992 | 4078 | 83.3
PB78D7KW | Xiamen Holly Lite Co. Ltd. | Holly Lite | MA01-X-040-24XX-CTN | Outdoor Luminaires | Low Output | Parking Garage Luminaires | Standard | FALSE | [9 empty] | 42452 |  |  | No |  | 3.1 | 3756.375 | 85.72 | 43.82 | 18.46 | 0.992 | 4078 | 83.3
PBU7ZKUC | Xiamen Holly Lite Co. Ltd. | Holly Lite | VNSS-X-040-24XX-STP | Outdoor Luminaires | Low Output | Parking Garage Luminaires | Standard | FALSE | [9 empty] | 42452 |  |  | No |  | 3.1 | 4229.464 | 103.536 | 40.85 | 17.14 | 0.995 | 4067 | 84.2
PW9993XE | Xiamen Holly Lite Co. Ltd. | Holly Lite | VNSS-X-040-24XX-CTN | Outdoor Luminaires | Low Output | Parking Garage Luminaires | Standard | FALSE | [9 empty] | 42452 |  |  | No |  | 3.1 | 4229.464 | 103.536 | 40.85 | 17.14 | 0.995 | 4067 | 84.2
PB9UDZ6D | Xiamen Holly Lite Co. Ltd. | Holly Lite | VNSS-X-020-24XX-STP | Outdoor Luminaires | Low Output | Parking Garage Luminaires | Standard | FALSE | [9 empty] | 42452 |  |  | No |  | 3.1 | 1852.059 | 90.698 | 20.42 | 22.45 | 0.985 | 4013 | 84.3
PH2ERPRM | Xiamen Holly Lite Co. Ltd. | Holly Lite | VNSS-X-020-24XX-CTN | Outdoor Luminaires | Low Output | Parking Garage Luminaires | Standard | FALSE | [9 empty] | 42452 |  |  | No |  | 3.1 | 1852.059 | 90.698 | 20.42 | 22.45 | 0.985 | 4013 | 84.3
PG6JM8S6 | RAB Design Lighting | RAB Design | GAR-LED115-B-4K-T5A-CM | Outdoor Luminaires | High Output | Parking Garage Luminaires | Standard | TRUE | 10893 | 91.68 | 118.8 | 17.13 | 0.929 | 4038 | 74.3 | 5 | 50000 | 42447 |  |  | No |  | 3.1 | 11055 | 95 | 115.3 | 17.13 | 0.929 | 4038 | 70
PUWVAG5X | RAB Design Lighting | RAB Design | GAR-LED40-B-4K-T5A-CM | Outdoor Luminaires | Low Output | Parking Garage Luminaires | Standard | TRUE | 3785.8 | 93.9 | 40.32 | 18.27 | 0.9285 | 3968 | 86.1 | 5 | 50000 | 42447 |  |  | No |  | 3.1 | 3859 | 95 | 40.6 | 18.27 | 0.9285 | 3968 | 70
PPWDASVA | RAB Design Lighting | RAB Design | GAR-LED60-B-4K-T5A-CM | Outdoor Luminaires | Mid Output | Parking Garage Luminaires | Standard | TRUE | 5913.4 | 96.27 | 61.42 | 16.71 | 0.9216 | 4007 | 75.3 | 5 | 50000 | 42447 |  |  | No |  | 3.1 | 5998.4 | 99.12 | 60.52 | 16.71 | 0.9216 | 4000 | 75.3
P2NVWN7K | RAB Design Lighting | RAB Design | GAR-LED78-B-4K-T5A-CM | Outdoor Luminaires | Mid Output | Parking Garage Luminaires | Standard | TRUE | 7583.3 | 90.93 | 83.4 | 15.2 | 0.9199 | 4028 | 76.3 | 5 | 50000 | 42447 |  |  | No |  | 3.1 | 7706.2 | 93.23 | 82.66 | 15.2 | 0.9199 | 4000 | 76.3
P6787ZNV | RAB Design Lighting | RAB Design | GAR-LED115-B-5K-T5A-CM | Outdoor Luminaires | High Output | Parking Garage Luminaires | Standard | FALSE | [9 empty] | 42447 |  |  | No |  | 3.1 | 11264 | 98 | 114 | 18.12 | 0.9169 | 5006 | 70
PJSZPPZG | RAB Design Lighting | RAB Design | GAR-LED60-B-5K-T5A-CM | Outdoor Luminaires | Mid Output | Parking Garage Luminaires | Standard | FALSE | [9 empty] | 42447 |  |  | No |  | 3.1 | 6112.3 | 101.66 | 60.13 | 16.15 | 0.9262 | 5000 | 75
PC88QEAT | RAB Design Lighting | RAB Design | GAR-LED78-B-5K-T5A-CM | Outdoor Luminaires | Mid Output | Parking Garage Luminaires | Standard | FALSE | [9 empty] | 42447 |  |  | No |  | 3.1 | 7782 | 94.33 | 82.5 | 15.2 | 0.9858 | 5000 | 75
P3XNQ6CS | RAB Design Lighting | RAB Design | GAR-LED40-B-5K-T5A-CM | Outdoor Luminaires | Low Output | Parking Garage Luminaires | Standard | FALSE | [9 empty] | 42447 |  |  | No |  | 3.1 | 3928 | 97 | 40.4 | 18.36 | 0.9225 | 4823 | 70
P44YH3J6 | LEDone Distribution Inc. | LEDone | LOD-MA-40WSADXXK | Outdoor Luminaires | Low Output | Parking Garage Luminaires | Standard | TRUE | 3409.182 | 78.861 | 43.23 | 18.04 | 0.9 | 5338 | 86 | 5 | 50000 | 42439 |  |  | NotYetVerified |  | 3 | 3409.182 | 78.861 | 43.23 | 18 | 0.992 | 5338 | 86
PEARHJDC | MaxLite Inc | MaxLite | CD60UT550CMBSS | Outdoor Luminaires | Mid Output | Parking Garage Luminaires | Standard | TRUE | 6112.3 | 101.66 | 60.13 | 18.15 | 0.9262 | 5075 | 84.6 | 5 | 50000 | 42437 |  |  | No |  | 3.1 | 6112.3 | 101.66 | 60.13 | 18.15 | 0.9262 | 5000 | 84.6
P55X5ER3 | MaxLite Inc | MaxLite | CD40UT550CMBSS | Outdoor Luminaires | Low Output | Parking Garage Luminaires | Premium | TRUE | 3928.9 | 97.23 | 40.41 | 18.36 | 0.9225 | 4823 | 84.7 | 5 | 50000 | 42437 |  |  | No |  | 3.1 | 3928.9 | 97.23 | 40.41 | 18.36 | 0.9225 | 5000 | 84.7
P22H72ZQ | Axis Energy Partners LLC | AEP | AEPAL300W | Outdoor Luminaires | Very High Output | Parking Garage Luminaires | Standard | TRUE | 32033.48 | 106.97 | 299.46 | 5.37 | 0.9621 | 5268 | 71.9 | 5 | 100000 | 42431 |  |  | NotYetVerified |  | 3 | 32100 | 107 | 300 | 10 | 0.95 | 5000 | 70
PAJBFCN6 | OLYMPIA LIGHTING INC. | Olympia Lighting | CL-65W8-55K-SB | Outdoor Retrofit Kit | Mid Output | Retrofit Kits for Parking Garage Luminaires | Standard | TRUE | 7135.12 | 112 | 63.92 | 18 | 0.87 | 5196 | 83 | 5 | 50000 | 42431 |  |  | No |  | 3.1 | 7135.12 | 112 | 63.92 | 13 | 0.99 | 5500 | 83
P8V5Z4HM | OLYMPIA LIGHTING INC. | Olympia Lighting | CL-20W8-55K-SB | Outdoor Retrofit Kit | Low Output | Retrofit Kits for Parking Garage Luminaires | Standard | TRUE | 2554.45 | 115 | 22.28 | 18 | 0.87 | 5196 | 83 | 5 | 50000 | 42431 |  |  | No |  | 3.1 | 2554.45 | 115 | 22.28 | 11 | 0.96 | 5196 | 83
PVCM96E8 | OLYMPIA LIGHTING INC. | Olympia Lighting | CL-30W8-55K-SB | Outdoor Retrofit Kit | Low Output | Retrofit Kits for Parking Garage Luminaires | Standard | FALSE | [9 empty] | 42431 |  |  | No |  | 3.1 | 3480 | 116 | 30 | 11 | 0.96 | 5500 | 85
PPKFFSDT | OLYMPIA LIGHTING INC. | Olympia Lighting | CL-50W8-55K-SB | Outdoor Retrofit Kit | Mid Output | Retrofit Kits for Parking Garage Luminaires | Standard | FALSE | [9 empty] | 42431 |  |  | No |  | 3.1 | 5902.02 | 114 | 51.6 | 12 | 0.99 | 5422 | 85
PTUX32MQ | OLYMPIA LIGHTING INC. | Olympia Lighting | CL-40W8-55K-SB | Outdoor Retrofit Kit | Low Output | Retrofit Kits for Parking Garage Luminaires | Standard | FALSE | [9 empty] | 42431 |  |  | No |  | 3.1 | 4841.93 | 117 | 41.23 | 11 | 0.99 | 5366 | 85
PFU7WPMM | PACLIGHTS LLC | PacLights | F2SB300-3000K | Outdoor Luminaires | High Output | Parking Garage Luminaires | Standard | TRUE | 27360 | 93.51 | 292.6 | 10.84 | 0.951 | 3124 | 74.4 | 5 | 50000 | 42429 |  |  | NotYetVerified |  | 3 | 27360 | 93.51 | 292.6 | 11 | 0.95 | 3000 | 74.4
PEXYPAR8 | PACLIGHTS LLC | PacLights | F2SB300 | Outdoor Luminaires | High Output | Parking Garage Luminaires | Standard | FALSE | [9 empty] | 42429 |  |  | NotYetVerified |  | 3 | 29002 | 98.85 | 293.4 | 10 | 0.93 | 5000 | 71.9
PDZMYTUA | RTG Lighting Inc | RTG Lighting | PG-LED-663-48W/3K/MV-97 | Outdoor Luminaires | Low Output | Parking Garage Luminaires | Standard | TRUE | 4018.69 | 86.39 | 46.52 | 13.9 | 0.969 | 2976 | 84.8 | 5 | 50000 | 42426 |  |  | No |  | 3 | 3900 | 82 | 48 | 13.9 | 0.969 | 3000 | 80
PBAW8E3R | Philips Gardco | SoftView | SVPG-168L-1800-CW-cc-5-eee-fff | Outdoor Luminaires | Mid Output | Parking Garage Luminaires | Standard | TRUE | 7399 | 87.2 | 84.89 | 15.5 | 0.96 | 6022 | 74.3 | 5 | 50000 | 42426 |  |  | Yes |  | 3.1 | 7169 | 85.06 | 84.28 | 6.37 | 0.997 | 6022 | 74.3
PD9CXQH2 | Philips Gardco | SoftView | SVPG-168L-600-CW-cc-5-eee-fff | Outdoor Luminaires | Low Output | Parking Garage Luminaires | Standard | TRUE | 2819 | 103.5 | 27.24 | 15.5 | 0.96 | 5825 | 73.3 | 5 | 50000 | 42426 |  |  | Yes |  | 3.1 | 2785 | 102.13 | 27.27 | 10.4 | 0.992 | 5825 | 73.3
PX3AEXWK | RTG Lighting Inc | RTG Lighting | PG-LED-663-60W/3K/MV-97 | Outdoor Luminaires | Mid Output | Parking Garage Luminaires | Standard | TRUE | 5122.01 | 82.57 | 62.03 | 15.9 | 0.951 | 2995 | 83.8 | 5 | 50000 | 42426 |  |  | NotYetVerified |  | 3 | 5000 | 82 | 60 | 15.9 | 0.951 | 3000 | 80
P4DCAFZP | RTG Lighting Inc | RTG Lighting | PG-LED-663-60W/55K/MV-97 | Outdoor Luminaires | Mid Output | Parking Garage Luminaires | Standard | FALSE | [9 empty] | 42426 |  |  | NotYetVerified |  | 3 | 5600 | 90 | 60 | 15.9 | 0.951 | 5500 | 80
PACEW92G | RTG Lighting Inc | RTG Lighting | PG-LED-663-48W/55K/MV-97 | Outdoor Luminaires | Low Output | Parking Garage Luminaires | Standard | FALSE | [9 empty] | 42426 |  |  | No |  | 3 | 4300 | 90 | 48 | 13.9 | 0.969 | 5500 | 80
PFDSYD3C | RTG Lighting Inc | RTG Lighting | PG-LED-663-60W/5K/MV-97 | Outdoor Luminaires | Mid Output | Parking Garage Luminaires | Standard | FALSE | [9 empty] | 42426 |  |  | NotYetVerified |  | 3 | 5400 | 87 | 60 | 15.9 | 0.951 | 5000 | 80
PUX1AR5R | RTG Lighting Inc | RTG Lighting | PG-LED-663-48W/5K/MV-97 | Outdoor Luminaires | Low Output | Parking Garage Luminaires | Standard | FALSE | [9 empty] | 42426 |  |  | No |  | 3 | 4200 | 87 | 48 | 13.9 | 0.969 | 5000 | 80
PDUKDV2N | RTG Lighting Inc | RTG Lighting | PG-LED-663-60W/4K/MV-97 | Outdoor Luminaires | Mid Output | Parking Garage Luminaires | Standard | FALSE | [9 empty] | 42426 |  |  | NotYetVerified |  | 3 | 5200 | 84 | 60 | 15.9 | 0.951 | 4000 | 80
PKS4CRBF | RTG Lighting Inc | RTG Lighting | PG-LED-663-48W/4K/MV-97 | Outdoor Luminaires | Low Output | Parking Garage Luminaires | Standard | FALSE | [9 empty] | 42426 |  |  | No |  | 3 | 4100 | 84 | 48 | 13.9 | 0.969 | 4000 | 80
PGKZ2ZU2 | RTG Lighting Inc | RTG Lighting | PG-LED-663-60W/35K/MV-97 | Outdoor Luminaires | Mid Output | Parking Garage Luminaires | Standard | FALSE | [9 empty] | 42426 |  |  | NotYetVerified |  | 3 | 5100 | 83 | 60 | 15.9 | 0.951 | 3500 | 80
PATA824R | RTG Lighting Inc | RTG Lighting | PG-LED-663-48W/35K/MV-97 | Outdoor Luminaires | Low Output | Parking Garage Luminaires | Standard | FALSE | [9 empty] | 42426 |  |  | No |  | 3 | 4000 | 83 | 48 | 13.9 | 0.969 | 3500 | 80
P5DJWM21 | Philips Gardco | SoftView | SVPG-168L-1800-CW-cc-CD-eee-fff | Outdoor Luminaires | Mid Output | Parking Garage Luminaires | Standard | FALSE | [9 empty] | 42426 |  |  | Yes |  | 3.1 | 7806.063 | 92.05 | 84.8 | 20 | 0.9 | 5700 | 74.3
PKY7TK5F | Philips Gardco | SoftView | SVPG-168L-1200-CW-cc-CD-eee-fff | Outdoor Luminaires | Mid Output | Parking Garage Luminaires | Standard | FALSE | [9 empty] | 42426 |  |  | Yes |  | 3.1 | 5506.9697 | 101.23 | 54.4 | 20 | 0.9 | 5700 | 74.3
P9ENTQCA | Philips Gardco | SoftView | SVPG-168L-800-CW-cc-CD-eee-fff | Outdoor Luminaires | Low Output | Parking Garage Luminaires | Standard | FALSE | [9 empty] | 42426 |  |  | Yes |  | 3.1 | 3898.5913 | 108.29 | 36 | 20 | 0.9 | 5700 | 74.3
PW4CPF1Y | Philips Gardco | SoftView | SVPG-168L-600-CW-cc-CD-eee-fff | Outdoor Luminaires | Low Output | Parking Garage Luminaires | Standard | FALSE | [9 empty] | 42426 |  |  | Yes |  | 3.1 | 3008.556 | 110.2 | 27.3 | 20 | 0.9 | 5700 | 74.3
PTKHJ32H | Philips Gardco | SoftView | SVPG-168L-1200-CW-cc-5-eee-fff | Outdoor Luminaires | Mid Output | Parking Garage Luminaires | Standard | FALSE | [9 empty] | 42426 |  |  | Yes |  | 3.1 | 5057.5386 | 92.97 | 54.4 | 20 | 0.9 | 5700 | 73.3
PNTQSYR4 | Philips Gardco | SoftView | SVPG-168L-800-CW-cc-5-eee-fff | Outdoor Luminaires | Low Output | Parking Garage Luminaires | Standard | FALSE | [9 empty] | 42426 |  |  | Yes |  | 3.1 | 3580.422 | 99.46 | 36 | 20 | 0.9 | 5700 | 73.3
PA52UNQA | Philips Gardco | SoftView | SVPG-168L-1800-NW-cc-5-eee-fff | Outdoor Luminaires | Mid Output | Parking Garage Luminaires | Standard | FALSE | [9 empty] | 42426 |  |  | Yes |  | 3.1 | 7911 | 93.29 | 84.8 | 6.44 | 0.997 | 4136 | 72.5
PDGK3591 | Philips Gardco | SoftView | SVPG-168L-1800-NW-cc-CD-eee-fff | Outdoor Luminaires | Mid Output | Parking Garage Luminaires | Standard | FALSE | [9 empty] | 42426 |  |  | Yes |  | 3.1 | 8614 | 101.58 | 84.8 | 20 | 0.9 | 4000 | 73.3
P3AEMGQ5 | Philips Gardco | SoftView | SVPG-168L-1200-NW-cc-CD-eee-fff | Outdoor Luminaires | Mid Output | Parking Garage Luminaires | Standard | FALSE | [9 empty] | 42426 |  |  | Yes |  | 3.1 | 6076.9478 | 111.71 | 54.4 | 20 | 0.9 | 4000 | 73.3
PTSQ51MA | Philips Gardco | SoftView | SVPG-168L-800-NW-cc-CD-eee-fff | Outdoor Luminaires | Low Output | Parking Garage Luminaires | Standard | FALSE | [9 empty] | 42426 |  |  | Yes |  | 3.1 | 4302.1 | 119.5 | 36 | 20 | 0.9 | 4000 | 73.3
PDS3QFQA | Philips Gardco | SoftView | SVPG-168L-600-NW-cc-CD-eee-fff | Outdoor Luminaires | Low Output | Parking Garage Luminaires | Standard | FALSE | [9 empty] | 42426 |  |  | Yes |  | 3.1 | 3319.945 | 121.61 | 27.3 | 20 | 0.9 | 4000 | 73.3
PSNHV7RB | Philips Gardco | SoftView | SVPG-168L-1200-NW-cc-5-eee-fff | Outdoor Luminaires | Mid Output | Parking Garage Luminaires | Standard | FALSE | [9 empty] | 42426 |  |  | Yes |  | 3.1 | 5581 | 102.59 | 54.4 | 20 | 0.9 | 4000 | 72.5
PBZ2J4GW | Philips Gardco | SoftView | SVPG-168L-800-NW-cc-5-eee-fff | Outdoor Luminaires | Low Output | Parking Garage Luminaires | Standard | FALSE | [9 empty] | 42426 |  |  | Yes |  | 3.1 | 3951 | 109.75 | 36 | 20 | 0.9 | 4000 | 72.5
PFW11A9S | Philips Gardco | SoftView | SVPG-168L-600-NW-cc-5-eee-fff | Outdoor Luminaires | Low Output | Parking Garage Luminaires | Standard | FALSE | [9 empty] | 42426 |  |  | Yes |  | 3.1 | 3049 | 111.68 | 27.3 | 20 | 0.9 | 4000 | 72.5
PZMSURDQ | Morris Products Inc. | Morris | 71600 71601 71602 | Outdoor Luminaires | Low Output | Parking Garage Luminaires | Standard | TRUE | 4005.121 | 91.722 | 43.666 | 13.77 | 0.9507 | 3991 | 83.5 | 5 | 50000 | 42424 |  |  | NotYetVerified |  | 3 | 4005.121 | 91.722 | 43.666 | 13.77 | 0.987 | 3991 | 83.5
PZ9ZGZDJ | Morris Products Inc. | Morris | 71606 71607 71608 | Outdoor Luminaires | Mid Output | Parking Garage Luminaires | Standard | TRUE | 5703.348 | 79.834 | 71.44 | 21.55 | 0.9074 | 4108 | 85 | 5 | 50000 | 42424 |  |  | NotYetVerified |  | 3 | 5703.348 | 79.834 | 71.44 | 21.55 | 0.983 | 4108 | 85
PQ3KZDDZ | Morris Products Inc. | Morris | 71609 71610 71611 | Outdoor Luminaires | Mid Output | Parking Garage Luminaires | Standard | FALSE | [9 empty] | 42424 |  |  | NotYetVerified |  | 3 | 5928.278 | 86.255 | 68.73 | 21.55 | 0.977 | 5286 | 77.1
P89A8PQ3 | Morris Products Inc. | Morris | 71603 71604 71605 | Outdoor Luminaires | Low Output | Parking Garage Luminaires | Standard | FALSE | [9 empty] | 42424 |  |  | NotYetVerified |  | 3 | 4149.603 | 95.022 | 43.67 | 13.77 | 0.993 | 5074 | 82.3
PZA7P1JX | Reliable Energy Solutions | Polaris | CP45W5KYY | Outdoor Luminaires | Low Output | Parking Garage Luminaires | Standard | TRUE | 4005.121 | 91.722 | 43.666 | 13.77 | 0.9507 | 3991 | 83.5 | 5 | 50000 | 42418 |  |  | NotYetVerified |  | 3 | 4005.121 | 91.722 | 43.666 | 13.77 | 0.987 | 3991 | 83.5
PJC2HJPS | Reliable Energy Solutions | Polaris | WP25W5KYY | Outdoor Luminaires | Mid Output | Parking Garage Luminaires | Standard | TRUE | 5703.348 | 79.834 | 71.44 | 21.55 | 0.9074 | 4108 | 85 | 5 | 50000 | 42418 |  |  | NotYetVerified |  | 3 | 5703.348 | 79.834 | 71.44 | 21.55 | 0.983 | 4108 | 85
P4KC9JJ2 | GREEN INOVA LIGHTING TECHNOLOGY (SHENZHEN) LTD | GREEN INOVA | 4CP30L40X1[PMBLANK] | Outdoor Luminaires | Low Output | Parking Garage Luminaires | Premium | TRUE | 2932.8 | 100.65 | 29.14 | 13.44 | 0.905 | 3895 | 73.4 | 6 | 50000 | 42418 |  |  | Yes |  | 3.1 | 2952.6 | 101.66 | 29.04 | 13.44 | 0.905 | 4000 | 73.4
P4FG531X | GREEN INOVA LIGHTING TECHNOLOGY (SHENZHEN) LTD | GREEN INOVA | 4CP40L40X1[PMBLANK] | Outdoor Luminaires | Low Output | Parking Garage Luminaires | Premium | TRUE | 4320.5 | 105.92 | 40.79 | 13.29 | 0.9012 | 3899 | 74 | 6 | 50000 | 42418 |  |  | Yes |  | 3.1 | 4320.5 | 105.92 | 40.79 | 13.29 | 0.9012 | 4000 | 74
PW9NXM7B | Reliable Energy Solutions | Polaris | CP45W4KYY | Outdoor Luminaires | Mid Output | Parking Garage Luminaires | Standard | FALSE | [9 empty] | 42418 | Not Dimmable | Not Dimmable | NotYetVerified |  | 3 | 5928.278 | 86.255 | 68.73 | 21.55 | 0.977 | 5286 | 77.1
PFB47E9R | Reliable Energy Solutions | Polaris | CP70W5KYY | Outdoor Luminaires | Low Output | Parking Garage Luminaires | Standard | FALSE | [9 empty] | 42418 | Not Dimmable | Not Dimmable | NotYetVerified |  | 3 | 4149.603 | 95.022 | 43.67 | 13.77 | 0.993 | 5074 | 82.3
PJUFVC9Q | GREEN INOVA LIGHTING TECHNOLOGY (SHENZHEN) LTD | GREEN INOVA | 4CP40L55X1[PMBLANK] | Outdoor Luminaires | Low Output | Parking Garage Luminaires | Premium | FALSE | [9 empty] | 42418 | Not Dimmable | Not Dimmable | Yes |  | 3.1 | 4431 | 107.98 | 41.04 | 13.61 | 0.9034 | 5500 | 77.5
PMR62QSB | GREEN INOVA LIGHTING TECHNOLOGY (SHENZHEN) LTD | GREEN INOVA | 4CP30L55X1[PMBLANK] | Outdoor Luminaires | Low Output | Parking Garage Luminaires | Premium | FALSE | [9 empty] | 42418 | Not Dimmable | Not Dimmable | Yes |  | 3.1 | 3068 | 104.18 | 29.45 | 13.54 | 0.9058 | 5500 | 77.3
PT2X28TU | GREEN INOVA LIGHTING TECHNOLOGY (SHENZHEN) LTD | GREEN INOVA | 4CP40L55X1[PDMBLANK] | Outdoor Luminaires | Low Output | Parking Garage Luminaires | Premium | FALSE | [9 empty] | 42418 | Dimmable | Continuous Below 10 | Yes |  | 3.1 | 4431 | 107.98 | 41.04 | 13.61 | 0.9034 | 5500 | 77.5
PJVXWYMS | GREEN INOVA LIGHTING TECHNOLOGY (SHENZHEN) LTD | GREEN INOVA | 4CP30L55X1[PDMBLANK] | Outdoor Luminaires | Low Output | Parking Garage Luminaires | Premium | FALSE | [9 empty] | 42418 | Dimmable | Continuous Below 10 | Yes |  | 3.1 | 3068 | 104.18 | 29.45 | 13.54 | 0.9058 | 5500 | 77.3
PSB697P9 | GREEN INOVA LIGHTING TECHNOLOGY (SHENZHEN) LTD | GREEN INOVA | 4CP40L50X1[PMBLANK] | Outdoor Luminaires | Low Output | Parking Garage Luminaires | Premium | FALSE | [9 empty] | 42418 | Not Dimmable | Not Dimmable | Yes |  | 3.1 | 4320.5 | 105.92 | 40.79 | 13.29 | 0.9012 | 5000 | 74
PXF8W8EF | GREEN INOVA LIGHTING TECHNOLOGY (SHENZHEN) LTD | GREEN INOVA | 4CP30L50X1[PMBLANK] | Outdoor Luminaires | Low Output | Parking Garage Luminaires | Premium | FALSE | [9 empty] | 42418 | Not Dimmable | Not Dimmable | Yes |  | 3.1 | 2952.6 | 101.66 | 29.04 | 13.44 | 0.905 | 5000 | 73.4
PHP63QJ3 | GREEN INOVA LIGHTING TECHNOLOGY (SHENZHEN) LTD | GREEN INOVA | 4CP40L50X1[PDMBLANK] | Outdoor Luminaires | Low Output | Parking Garage Luminaires | Premium | FALSE | [9 empty] | 42418 | Dimmable | Continuous Below 10 | Yes |  | 3.1 | 4320.5 | 105.92 | 40.79 | 13.29 | 0.9012 | 5000 | 74
PMFNW4QC | GREEN INOVA LIGHTING TECHNOLOGY (SHENZHEN) LTD | GREEN INOVA | 4CP30L50X1[PDMBLANK] | Outdoor Luminaires | Low Output | Parking Garage Luminaires | Premium | FALSE | [9 empty] | 42418 | Dimmable | Continuous Below 10 | Yes |  | 3.1 | 2952.6 | 101.66 | 29.04 | 13.44 | 0.905 | 5000 | 73.4
PC78ZB93 | GREEN INOVA LIGHTING TECHNOLOGY (SHENZHEN) LTD | GREEN INOVA | 4CP40L45X1[PMBLANK] | Outdoor Luminaires | Low Output | Parking Garage Luminaires | Premium | FALSE | [9 empty] | 42418 | Not Dimmable | Not Dimmable | Yes |  | 3.1 | 4320.5 | 105.92 | 40.79 | 13.29 | 0.9012 | 4500 | 74
PMMWQMGB | GREEN INOVA LIGHTING TECHNOLOGY (SHENZHEN) LTD | GREEN INOVA | 4CP30L45X1[PMBLANK] | Outdoor Luminaires | Low Output | Parking Garage Luminaires | Premium | FALSE | [9 empty] | 42418 | Not Dimmable | Not Dimmable | Yes |  | 3.1 | 2952.6 | 101.66 | 29.04 | 13.44 | 0.905 | 4500 | 73.4
PUZ5ESFH | GREEN INOVA LIGHTING TECHNOLOGY (SHENZHEN) LTD | GREEN INOVA | 4CP40L45X1[PDMBLANK] | Outdoor Luminaires | Low Output | Parking Garage Luminaires | Premium | FALSE | [9 empty] | 42418 | Dimmable | Continuous Below 10 | Yes |  | 3.1 | 4320.5 | 105.92 | 40.79 | 13.29 | 0.9012 | 4500 | 74
P5Z618G3 | GREEN INOVA LIGHTING TECHNOLOGY (SHENZHEN) LTD | GREEN INOVA | 4CP30L45X1[PDMBLANK] | Outdoor Luminaires | Low Output | Parking Garage Luminaires | Premium | FALSE | [9 empty] | 42418 | Dimmable | Continuous Below 10 | Yes |  | 3.1 | 2952.6 | 101.66 | 29.04 | 13.44 | 0.905 | 4500 | 73.4
PYB484VA | GREEN INOVA LIGHTING TECHNOLOGY (SHENZHEN) LTD | GREEN INOVA | 4CP40L40X1[PDMBLANK] | Outdoor Luminaires | Low Output | Parking Garage Luminaires | Premium | FALSE | [9 empty] | 42418 | Dimmable | Continuous Below 10 | Yes |  | 3.1 | 4320.5 | 105.92 | 40.79 | 13.29 | 0.9012 | 4000 | 74
PZHYRWFC | GREEN INOVA LIGHTING TECHNOLOGY (SHENZHEN) LTD | GREEN INOVA | 4CP30L40X1[PDMBLANK] | Outdoor Luminaires | Low Output | Parking Garage Luminaires | Premium | FALSE | [9 empty] | 42418 | Dimmable | Continuous Below 10 | Yes |  | 3.1 | 2952.6 | 101.66 | 29.04 | 13.44 | 0.905 | 4000 | 73.4
PFKGUS6Y | GREEN INOVA LIGHTING TECHNOLOGY (SHENZHEN) LTD | GREEN INOVA | 4CP58L40X1[PMBLANK] | Outdoor Luminaires | Mid Output | Parking Garage Luminaires | Premium | TRUE | 5540.5 | 107.88 | 51.36 | 13.47 | 0.9103 | 4038 | 74.1 | 6 | 50000 | 42416 |  |  | Yes |  | 3.1 | 5540.5 | 107.88 | 51.36 | 13.47 | 0.9106 | 4000 | 74.1
PHTTRUWY | GREEN INOVA LIGHTING TECHNOLOGY (SHENZHEN) LTD | GREEN INOVA | 4CP58L55X1[PMBLANK] | Outdoor Luminaires | Mid Output | Parking Garage Luminaires | Premium | FALSE | [9 empty] | 42416 | Not Dimmable | Not Dimmable | Yes |  | 3.1 | 5724 | 111.6 | 51.29 | 13.79 | 0.9113 | 5500 | 77.6
P1C3JZ68 | GREEN INOVA LIGHTING TECHNOLOGY (SHENZHEN) LTD | GREEN INOVA | 4CP58L55X1[PDMBLANK] | Outdoor Luminaires | Mid Output | Parking Garage Luminaires | Premium | FALSE | [9 empty] | 42416 | Dimmable | Continuous Below 10 | Yes |  | 3.1 | 5724 | 111.6 | 51.29 | 13.79 | 0.9113 | 5500 | 77.6
PT2Q858E | GREEN INOVA LIGHTING TECHNOLOGY (SHENZHEN) LTD | GREEN INOVA | 4CP58L50X1[PMBLANK] | Outdoor Luminaires | Mid Output | Parking Garage Luminaires | Premium | FALSE | [9 empty] | 42416 | Not Dimmable | Not Dimmable | Yes |  | 3.1 | 5540.5 | 107.88 | 51.36 | 13.47 | 0.9106 | 5000 | 74.1
PN7G7WZ9 | GREEN INOVA LIGHTING TECHNOLOGY (SHENZHEN) LTD | GREEN INOVA | 4CP58L50X1[PDMBLANK] | Outdoor Luminaires | Mid Output | Parking Garage Luminaires | Premium | FALSE | [9 empty] | 42416 | Dimmable | Continuous Below 10 | Yes |  | 3.1 | 5540.5 | 107.88 | 51.36 | 13.47 | 0.9106 | 5000 | 74.1
PW67PGSF | GREEN INOVA LIGHTING TECHNOLOGY (SHENZHEN) LTD | GREEN INOVA | 4CP58L45X1[PMBLANK] | Outdoor Luminaires | Mid Output | Parking Garage Luminaires | Premium | FALSE | [9 empty] | 42416 | Not Dimmable | Not Dimmable | Yes |  | 3.1 | 5540.5 | 107.88 | 51.36 | 13.47 | 0.9106 | 4500 | 74.1
PYMV4FVX | GREEN INOVA LIGHTING TECHNOLOGY (SHENZHEN) LTD | GREEN INOVA | 4CP58L45X1[PDMBLANK] | Outdoor Luminaires | Mid Output | Parking Garage Luminaires | Premium | FALSE | [9 empty] | 42416 | Dimmable | Continuous Below 10 | Yes |  | 3.1 | 5540.5 | 107.88 | 51.36 | 13.47 | 0.9106 | 4500 | 74.1
PBRVZ1VW | GREEN INOVA LIGHTING TECHNOLOGY (SHENZHEN) LTD | GREEN INOVA | 4CP58L40X1[PDMBLANK] | Outdoor Luminaires | Mid Output | Parking Garage Luminaires | Premium | FALSE | [9 empty] | 42416 | Dimmable | Continuous Below 10 | Yes |  | 3.1 | 5540.5 | 107.88 | 51.36 | 13.47 | 0.9106 | 4000 | 74.1
PDGKBRP7 | NLS Lighting | Guardian | GRD-T5-40L-53-40K-UNV-CM-WHT | Outdoor Luminaires | Mid Output | Parking Garage Luminaires | Premium | TRUE | 6631.4 | 105 | 63.31 | 11 | 0.91 | 3948 | 77 | 5 | 50000 | 42412 |  |  | No |  | 3.1 | 6631.4 | 105 | 63.31 | 11 | 0.91 | 3948 | 77
P2EUZHTR | Arani Systems Corp | Arani | CL-40K-V3-45W | Outdoor Luminaires | Low Output | Parking Garage Luminaires | Standard | TRUE | 4005.121 | 91.722 | 43.666 | 13.77 | 0.9507 | 3991 | 83.5 | 5 | 50000 | 42410 |  |  | NotYetVerified |  | 3 | 4005.121 | 91.722 | 43.666 | 13.77 | 0.987 | 3991 | 83.5
PPJE83XU | Arani Systems Corp | Arani | CL-40K-V3-70W | Outdoor Luminaires | Mid Output | Parking Garage Luminaires | Standard | TRUE | 5703.348 | 79.834 | 71.44 | 21.55 | 0.9074 | 4108 | 85 | 5 | 50000 | 42410 |  |  | NotYetVerified |  | 3 | 5703.348 | 79.834 | 71.44 | 21.55 | 0.983 | 4108 | 85
PD4X78E1 | NINGBO MORELUX LIGHTING MFG LTD | MORELUX | GLL450-080W-40K-T5A-8-D-CLM | Outdoor Luminaires | Mid Output | Parking Garage Luminaires | Standard | TRUE | 6926.4 | 84.15 | 82.31 | 15.41 | 0.9054 | 3977 | 75.4 | 5 | 50000 | 42410 |  |  | No |  | 3.1 | 6926.4 | 84.15 | 82.31 | 15.41 | 0.9054 | 4000 | 75.4
PKT5RYRG | NINGBO MORELUX LIGHTING MFG LTD | MORELUX | GLL450-060W-40K-T5A-8-D-CLM | Outdoor Luminaires | Mid Output | Parking Garage Luminaires | Standard | TRUE | 5406.2 | 86.48 | 62.51 | 16.8 | 0.9041 | 3957 | 75.4 | 5 | 50000 | 42410 |  |  | No |  | 3.1 | 5406.2 | 86.48 | 62.51 | 16.8 | 0.9041 | 4000 | 75.4
PXM2SPWU | NINGBO MORELUX LIGHTING MFG LTD | MORELUX | GLL450-060W-50K-T5A-8-D-CLM | Outdoor Luminaires | Mid Output | Parking Garage Luminaires | Standard | FALSE | [9 empty] | 42410 | Dimmable | Continuous Below 10 | No |  | 3.1 | 5553.6 | 86.69 | 64.07 | 16.61 | 0.9162 | 5000 | 70
PC9QKFYE | NINGBO MORELUX LIGHTING MFG LTD | MORELUX | GLL450-080W-50K-T5A-8-D-CLM | Outdoor Luminaires | Mid Output | Parking Garage Luminaires | Standard | FALSE | [9 empty] | 42410 | Dimmable | Continuous Below 10 | No |  | 3.1 | 7097.5 | 85.23 | 83.27 | 15.7 | 0.9035 | 5000 | 70
PQ35W69X | EYE Lighting | Aphos | CM-L350-5M7-UX-XXX | Outdoor Luminaires | Low Output | Parking Garage Luminaires | Premium | TRUE | 4177 | 109.5 | 38.15 | 11.1 | 0.907 | 5018 | 72.3 | 5 | 50000 | 42404 |  |  | Yes |  | 3.1 | 4072 | 106.3 | 38.31 | 11.1 | 0.907 | 5018 | 72.3
PVGV7X3F | EYE Lighting | Aphos | CM-L340-5M7-UX-XXX | Outdoor Luminaires | Low Output | Parking Garage Luminaires | Premium | TRUE | 4027 | 106.3 | 37.88 | 11.1 | 0.907 | 4066 | 72.8 | 5 | 50000 | 42404 |  |  | Yes |  | 3.1 | 4027 | 106.3 | 37.89 | 11.1 | 0.907 | 4066 | 72.8
PES3R4HP | RC Lighting | RC Lighting | PRT70Y[All Colors]/347/ [PCS4] RCL | Outdoor Luminaires | Mid Output | Parking Garage Luminaires | Premium | TRUE | 7546 | 110.3 | 68.4 | 6 | 0.986 | 3084 | 71 | 5 | 100000 | 42404 |  |  | Yes |  | 3.1 | 7546 | 110.3 | 68.4 | 6 | 0.986 | 3084 | 71
P7F1228H | RC Lighting | RC Lighting | PRT105Y[All Colors]/347/[PCS4] RCL | Outdoor Luminaires | Mid Output | Parking Garage Luminaires | Standard | TRUE | 9892 | 99.9 | 99 | 10.2 | 0.98 | 3088 | 71 | 5 | 100000 | 42404 |  |  | Yes |  | 3.1 | 9892 | 100 | 99 | 10.2 | 0.98 | 3088 | 71
PPPQWSCU | LUMA America Corp. | Resilient | RDL0500-300W Type IV 4000K | Outdoor Luminaires | High Output | Parking Garage Luminaires | Standard | TRUE | 29616.7 | 97.7 | 303.8 | 5.89 | 0.979 | 3940 | 69.8 | 5 | 50000 | 42404 |  |  | No |  | 3.1 | 30000 | 100 | 300 | 20 | 0.9 | 4000 | 70
PK61VTY9 | LUMA America Corp. | Resilient | RDL0500-120W Type IV 4000K | Outdoor Luminaires | High Output | Parking Garage Luminaires | Standard | TRUE | 11819.9 | 95.2 | 124.21 | 10.74 | 0.965 | 3932 | 69.9 | 5 | 50000 | 42404 |  |  | No |  | 3.1 | 12000 | 100 | 120 | 20 | 0.9 | 4000 | 70
P5XDCWWD | RC Lighting | RC Lighting | PRT80Y[All Colors]/347/[PCS4] RCL | Outdoor Luminaires | Mid Output | Parking Garage Luminaires | Premium | TRUE | 8511 | 106 | 80.3 | 11.4 | 0.964 | 3087 | 71 | 5 | 100000 | 42404 |  |  | Yes |  | 3.1 | 8511 | 106 | 80.3 | 11.4 | 0.964 | 3087 | 71
PPQPUWKP | LUMA America Corp. | Resilient | RDL0500-180W Type IV 4000K | Outdoor Luminaires | High Output | Parking Garage Luminaires | Standard | TRUE | 17763.6 | 96.6 | 183.92 | 7.85 | 0.952 | 3921 | 69.8 | 5 | 50000 | 42404 |  |  | No |  | 3.1 | 18000 | 100 | 180 | 20 | 0.9 | 4000 | 70
PQVNGR48 | RC Lighting | RC Lighting | PRT80[All Colors]/347/[PCS4] RCL | Outdoor Luminaires | Mid Output | Parking Garage Luminaires | Premium | FALSE | [9 empty] | 42404 |  |  | Yes |  | 3.1 | 8887 | 107.3 | 82.8 | 12 | 0.964 | 5071 | 74
P5ZPGXJ8 | RC Lighting | RC Lighting | PRT105[All Colors]/347/[PCS4] RCL | Outdoor Luminaires | High Output | Parking Garage Luminaires | Standard | FALSE | [9 empty] | 42404 |  |  | Yes |  | 3.1 | 10148 | 100.3 | 101.2 | 11.3 | 0.98 | 5056 | 74
PUKM3BC9 | RC Lighting | RC Lighting | PRT70[All Colors]/347/[PCS4] RCL | Outdoor Luminaires | Mid Output | Parking Garage Luminaires | Premium | FALSE | [9 empty] | 42404 |  |  | Yes |  | 3.1 | 7736 | 111.5 | 69.4 | 13.9 | 0.98 | 5037 | 74
PPHAZRZJ | RC Lighting | RC Lighting | PRT105N[All Colors]/347/[PCS4] RCL | Outdoor Luminaires | High Output | Parking Garage Luminaires | Standard | FALSE | [9 empty] | 42404 |  |  | Yes |  | 3.1 | 10103 | 100.2 | 100.4 | 10.2 | 0.98 | 3953 | 73
P63D2W2F | RC Lighting | RC Lighting | PRT80N[All Colors]/347/[PCS4] RCL | Outdoor Luminaires | Mid Output | Parking Garage Luminaires | Premium | FALSE | [9 empty] | 42404 |  |  | Yes |  | 3.1 | 8607 | 105.6 | 81.5 | 14.7 | 0.964 | 3938 | 73
P5ZNVTFS | RC Lighting | RC Lighting | PRT70N[All Colors]/347/[PCS4] RCL | Outdoor Luminaires | Mid Output | Parking Garage Luminaires | Premium | FALSE | [9 empty] | 42404 |  |  | Yes |  | 3.1 | 7617 | 110 | 69.2 | 15.5 | 0.98 | 3920 | 73
PUYZFDCJ | EYE Lighting | Aphos | CM-L350-27-UX-XXX | Outdoor Luminaires | Low Output | Parking Garage Luminaires | Premium | FALSE | [9 empty] | 42404 |  |  | Yes |  | 3.1 | 4092 | 106.82 | 38.31 | 11.1 | 0.907 | 5018 | 72.3
PV4M4MSX | EYE Lighting | Aphos | CM-L350-37-UX-XXX | Outdoor Luminaires | Low Output | Parking Garage Luminaires | Premium | FALSE | [9 empty] | 42404 |  |  | Yes |  | 3.1 | 4075 | 106.37 | 38.31 | 11.1 | 0.907 | 5018 | 72.3
PB7VRRRA | EYE Lighting | Aphos | CM-L340-27-UX-XXX | Outdoor Luminaires | Low Output | Parking Garage Luminaires | Premium | FALSE | [9 empty] | 42404 |  |  | Yes |  | 3.1 | 4047 | 106.8 | 37.89 | 11.1 | 0.907 | 4066 | 72.8
P25JX89P | EYE Lighting | Aphos | CM-L340-37-UX-XXX | Outdoor Luminaires | Low Output | Parking Garage Luminaires | Premium | FALSE | [9 empty] | 42404 |  |  | Yes |  | 3.1 | 4030 | 106.4 | 37.88 | 11.1 | 0.907 | 4066 | 72.8
PQ987SRJ | LUMA America Corp. | Resilient | RDL0500-300W Type V 5700K | Outdoor Luminaires | Very High Output | Parking Garage Luminaires | Standard | FALSE | [9 empty] | 42404 | Not Dimmable | Not Dimmable | No |  | 3.1 | 31000 | 100 | 300 | 20 | 0.9 | 5700 | 70
PDTUB3CJ | LUMA America Corp. | Resilient | RDL0500-300W Type IV 5700K | Outdoor Luminaires | Very High Output | Parking Garage Luminaires | Standard | FALSE | [9 empty] | 42404 | Not Dimmable | Not Dimmable | No |  | 3.1 | 31000 | 100 | 300 | 20 | 0.9 | 5700 | 70
PZV8JRJM | LUMA America Corp. | Resilient | RDL0500-180W Type V 5700K | Outdoor Luminaires | High Output | Parking Garage Luminaires | Standard | FALSE | [9 empty] | 42404 | Not Dimmable | Not Dimmable | No |  | 3.1 | 19000 | 100 | 180 | 20 | 0.9 | 5700 | 70
PHECRTQW | LUMA America Corp. | Resilient | RDL0500-180W Type IV 5700K | Outdoor Luminaires | High Output | Parking Garage Luminaires | Standard | FALSE | [9 empty] | 42404 | Not Dimmable | Not Dimmable | No |  | 3.1 | 19000 | 100 | 180 | 20 | 0.9 | 5700 | 70
PQ1HPNU9 | LUMA America Corp. | Resilient | RDL0500-120W Type V 5700K | Outdoor Luminaires | High Output | Parking Garage Luminaires | Standard | FALSE | [9 empty] | 42404 | Not Dimmable | Not Dimmable | No |  | 3.1 | 13000 | 100 | 120 | 20 | 0.9 | 5700 | 70
P4MN3EH3 | LUMA America Corp. | Resilient | RDL0500-120W Type IV 5700K | Outdoor Luminaires | High Output | Parking Garage Luminaires | Standard | FALSE | [9 empty] | 42404 | Not Dimmable | Not Dimmable | No |  | 3.1 | 13000 | 100 | 120 | 20 | 0.9 | 5700 | 70
PY9GCVK3 | LUMA America Corp. | Resilient | RDL0500-300W Type V 5000K | Outdoor Luminaires | Very High Output | Parking Garage Luminaires | Standard | FALSE | [9 empty] | 42404 | Not Dimmable | Not Dimmable | No |  | 3.1 | 30500 | 100 | 300 | 20 | 0.9 | 5000 | 70
PXRMBCFU | LUMA America Corp. | Resilient | RDL0500-300W Type IV 5000K | Outdoor Luminaires | Very High Output | Parking Garage Luminaires | Standard | FALSE | [9 empty] | 42404 | Not Dimmable | Not Dimmable | No |  | 3.1 | 30500 | 100 | 300 | 20 | 0.9 | 5000 | 70
PKSZCWQC | LUMA America Corp. | Resilient | RDL0500-180W Type V 5000K | Outdoor Luminaires | High Output | Parking Garage Luminaires | Standard | FALSE | [9 empty] | 42404 | Not Dimmable | Not Dimmable | No |  | 3.1 | 18500 | 100 | 180 | 20 | 0.9 | 5000 | 70
PGG9UQMD | LUMA America Corp. | Resilient | RDL0500-180W Type IV 5000K | Outdoor Luminaires | High Output | Parking Garage Luminaires | Standard | FALSE | [9 empty] | 42404 | Not Dimmable | Not Dimmable | No |  | 3.1 | 18500 | 100 | 180 | 20 | 0.9 | 5000 | 70
PV4NP6QZ | LUMA America Corp. | Resilient | RDL0500-120W Type IV 5000K | Outdoor Luminaires | High Output | Parking Garage Luminaires | Standard | FALSE | [9 empty] | 42404 | Not Dimmable | Not Dimmable | No |  | 3.1 | 12500 | 100 | 120 | 20 | 0.9 | 5000 | 70
PQ66AD8Q | LUMA America Corp. | Resilient | RDL0500-120W Type V 5000K | Outdoor Luminaires | High Output | Parking Garage Luminaires | Standard | FALSE | [9 empty] | 42404 | Not Dimmable | Not Dimmable | No |  | 3.1 | 12500 | 100 | 120 | 20 | 0.9 | 5000 | 70
P5PW5UDT | LUMA America Corp. | Resilient | RDL0500-300W Type V 4000K | Outdoor Luminaires | Very High Output | Parking Garage Luminaires | Standard | FALSE | [9 empty] | 42404 | Not Dimmable | Not Dimmable | No |  | 3.1 | 30000 | 100 | 300 | 20 | 0.9 | 4000 | 70
P9YNQZHA | LUMA America Corp. | Resilient | RDL0500-180W Type V 4000K | Outdoor Luminaires | High Output | Parking Garage Luminaires | Standard | FALSE | [9 empty] | 42404 | Not Dimmable | Not Dimmable | No |  | 3.1 | 18000 | 100 | 180 | 20 | 0.9 | 4000 | 70
PCXK6W4F | LUMA America Corp. | Resilient | RDL0500-120W Type V 4000K | Outdoor Luminaires | High Output | Parking Garage Luminaires | Standard | FALSE | [9 empty] | 42404 | Not Dimmable | Not Dimmable | No |  | 3.1 | 12000 | 100 | 120 | 20 | 0.9 | 4000 | 70
PBH8WX8M | US LED | QubePark | QG3-1-UNVH-2-5M-x | Outdoor Luminaires | Mid Output | Parking Garage Luminaires | Premium | TRUE | 7137 | 105.4 | 67.7 | 11.9 | 0.93 | 5050 | 73 | 5 | 50000 | 42395 |  |  | Yes |  | 3.1 | 7137 | 105.4 | 67.7 | 11.9 | 0.93 | 5050 | 73
PW534ABE | US LED | QubePark | QG3-1-UNVL-2-5M-x | Outdoor Luminaires | Mid Output | Parking Garage Luminaires | Premium | FALSE | [9 empty] | 42395 |  |  | Yes |  | 3.1 | 7218 | 107.1 | 67.4 | 18.9 | 0.91 | 4980 | 74
PMFE8RYW | NINGBO MORELUX LIGHTING MFG LTD | MORELUX | GLL450-115W-40K-T5A-8-CLM | Outdoor Luminaires | High Output | Parking Garage Luminaires | Standard | TRUE | 10893 | 91.68 | 118.8 | 17.13 | 0.929 | 4038 | 74.3 | 5 | 50000 | 42394 |  |  | No |  | 3.1 | 11055 | 95 | 115.3 | 17.13 | 0.929 | 4038 | 70
PS4MU9XJ | Turolight Inc. | Turolight | SSL-CP1/45W/40/347/##/+/D | Outdoor Luminaires | Low Output | Parking Garage Luminaires | Standard | TRUE | 4010.419 | 92.13 | 43.53 | 2.81 | 0.9598 | 3946 | 75.1 | 5 | 50000 | 42394 |  |  | Yes |  | 3 | 4000 | 88 | 45 | 5 | 0.9 | 4000 | 72
PP2XBUT1 | NINGBO MORELUX LIGHTING MFG LTD | MORELUX | GLL450-040W-40K-T5A-8-CLM | Outdoor Luminaires | Low Output | Parking Garage Luminaires | Standard | TRUE | 3785.8 | 93.9 | 40.32 | 18.27 | 0.9285 | 3968 | 86.1 | 5 | 50000 | 42394 |  |  | No |  | 3.1 | 3859 | 95 | 40.6 | 18.27 | 0.9285 | 3968 | 70
PMR6U8FS | Turolight Inc. | Turolight | SSL-CP1/45W/50/347/##/+/D | Outdoor Luminaires | Low Output | Parking Garage Luminaires | Standard | FALSE | [9 empty] | 42394 |  |  | Yes |  | 3 | 4000 | 88 | 45 | 5 | 0.9 | 5000 | 72
P3WTMUWS | NINGBO MORELUX LIGHTING MFG LTD | MORELUX | GLL450-115W-50K-T5A-8-CLM | Outdoor Luminaires | High Output | Parking Garage Luminaires | Standard | FALSE | [9 empty] | 42394 | Not Dimmable | Not Dimmable | No |  | 3.1 | 11264 | 98 | 114 | 18.12 | 0.9169 | 5006 | 70
PCAG29PE | NINGBO MORELUX LIGHTING MFG LTD | MORELUX | GLL450-040W-50K-T5A-8-CLM | Outdoor Luminaires | Low Output | Parking Garage Luminaires | Standard | FALSE | [9 empty] | 42394 | Not Dimmable | Not Dimmable | No |  | 3.1 | 3928 | 97 | 40.4 | 18.36 | 0.9225 | 4823 | 70
PM4321A3 | Plusrite USA | Naturaled | LED-FXSCM45/40K/XX | Outdoor Luminaires | Low Output | Parking Garage Luminaires | Standard | TRUE | 4005.121 | 91.77 | 43.66 | 13.77 | 0.9507 | 3991 | 83.5 | 5 | 50000 | 42390 |  |  | NotYetVerified |  | 3 | 4005.121 | 91.722 | 43.666 | 13.77 | 0.987 | 3991 | 83.5
PW2F2UB5 | Plusrite USA | Naturaled | LED-FXSCM70/40K/XX | Outdoor Luminaires | Mid Output | Parking Garage Luminaires | Standard | TRUE | 5703.348 | 79.834 | 71.44 | 21.55 | 0.9074 | 4108 | 85 | 5 | 50000 | 42390 |  |  | NotYetVerified |  | 3 | 5703.348 | 79.834 | 71.44 | 21.55 | 0.983 | 4108 | 85
PHNASYBQ | Plusrite USA | Naturaled | LED-FXSCM70/50K/XX | Outdoor Luminaires | Mid Output | Parking Garage Luminaires | Standard | FALSE | [9 empty] | 42390 |  |  | NotYetVerified |  | 3 | 5928.278 | 86.255 | 68.73 | 21.55 | 0.977 | 5286 | 77.1
PGEEH517 | Plusrite USA | Naturaled | LED-FXSCM45/50K/XX | Outdoor Luminaires | Low Output | Parking Garage Luminaires | Standard | FALSE | [9 empty] | 42390 |  |  | NotYetVerified |  | 3 | 4149.603 | 95.022 | 43.67 | 13.77 | 0.993 | 5074 | 82.3
P3F3KM8S | Louvers International Inc | LouversLEd | RZR48-XXXXL-40K-XHC-X-X [120-277V ONLY] | Outdoor Luminaires | Mid Output | Parking Garage Luminaires | Standard | TRUE | 6538.3 | 112.34 | 58.2 | 11.33 | 0.983 | 4040 | 84 | 5 | 178000 | 42389 |  |  | NotYetVerified |  | 3 | 6700 | 111 | 58 |  |  | 4000 | 84
PV5GSVVV | Green Ray LED International LLC | Green Ray LED | GR-LPG-445BI-55C-NWRV1 | Outdoor Luminaires | Mid Output | Parking Garage Luminaires | Standard | TRUE | 5426.059 | 118.292 | 45.87 | 14.88 | 0.935 | 5578 | 75.7 | 5 | 50000 | 42389 |  |  | No |  | 3.1 | 5400 | 120 | 45 | 15 | 0.9 | 5500 | 70
PGBVJTWT | Louvers International Inc | LouversLEd | RZR24-XXXXL-40K-XHC-N-X [120-277V ONLY] | Outdoor Luminaires | Low Output | Parking Garage Luminaires | Standard | TRUE | 2107.4 | 112.9 | 18.66 | 22.1 | 0.904 | 4040 | 84 | 5 | 178000 | 42389 |  |  | NotYetVerified |  | 3 | 2200 |  | 18.7 |  |  | 4000 | 84
P2GY4GAG | Louvers International Inc | LouversLEd | RZR36-XXXXL-40K-XHC-N-X [120-277V ONLY] | Outdoor Luminaires | Low Output | Parking Garage Luminaires | Standard | TRUE | 4125 | 111.22 | 37.09 | 17.53 | 0.899 | 3990 | 84 | 5 | 178000 | 42389 |  |  | NotYetVerified |  | 3 | 4200 | 111 | 37.5 |  |  | 4000 | 84
PHAPWQJG | Louvers International Inc | LouversLEd | RZR55-XXXXL-50K-XHC-N-X [120-277V ONLY] | Outdoor Luminaires | Mid Output | Parking Garage Luminaires | Standard | FALSE | [9 empty] | 42389 |  |  | NotYetVerified |  | 3 | 8800 | 115.7 | 76 |  |  | 5000 | 84
PCDDC545 | Louvers International Inc | LouversLEd | RZR48-XXXXL-50K-XHC-X-X [120-277V ONLY] | Outdoor Luminaires | Mid Output | Parking Garage Luminaires | Standard | FALSE | [9 empty] | 42389 |  |  | NotYetVerified |  | 3 | 6700 | 111 | 58 |  |  | 5000 | 84
PNHNFG12 | Louvers International Inc | LouversLEd | RZR36-XXXXL-50K-XHC-N-X [120-277V ONLY] | Outdoor Luminaires | Low Output | Parking Garage Luminaires | Standard | FALSE | [9 empty] | 42389 |  |  | NotYetVerified |  | 3 | 4200 | 111 | 37.5 |  |  | 5000 | 84
PSJWJK6H | Louvers International Inc | LouversLEd | RZR55-XXXXL-40K-XHC-N-X [120-277V ONLY] | Outdoor Luminaires | Mid Output | Parking Garage Luminaires | Standard | FALSE | [9 empty] | 42389 |  |  | NotYetVerified |  | 3 | 8800 | 111 | 76 |  |  | 4000 | 84
P791VB5E | SKYLER LED Lighting | SKYLER | SKT-MT-CP-45-4K | Outdoor Luminaires | Low Output | Parking Garage Luminaires | Standard | TRUE | 4005.121 | 91.722 | 43.666 | 13.77 | 0.9507 | 3991 | 83.5 | 5 | 50000 | 42382 |  |  | NotYetVerified |  | 3 | 4005.121 | 91.722 | 43.666 | 13.77 | 0.987 | 3991 | 83.5
P1D2PNGE | SKYLER LED Lighting | SKYLER | SKT-MT-CP-70-4K | Outdoor Luminaires | Mid Output | Parking Garage Luminaires | Standard | TRUE | 5703.348 | 79.834 | 71.44 | 21.55 | 0.9074 | 4108 | 85 | 5 | 50000 | 42382 |  |  | NotYetVerified |  | 3 | 5703.348 | 79.834 | 71.44 | 21.55 | 0.983 | 4108 | 85
PM8QSWDU | Mule LightingInc. | LEDalux | LXT2-GL-50 | Outdoor Luminaires | Mid Output | Parking Garage Luminaires | Standard | TRUE | 5448.28 | 107.46 | 50.7 | 17.4 | 0.9 | 4990 | 82.5 | 5 | 50000 | 42382 |  |  | NotYetVerified |  | 3 | 5448.28 | 107.46 | 50.7 | 5.3 | 0.994 | 4990 | 82.5
P85FEU6K | SKYLER LED Lighting | SKYLER | SKT-MT-CP-70-5K | Outdoor Luminaires | Mid Output | Parking Garage Luminaires | Standard | FALSE | [9 empty] | 42382 | Not Dimmable | Not Dimmable | NotYetVerified |  | 3 | 5928.278 | 86.255 | 68.73 | 21.55 | 0.977 | 5286 | 77.1
PXT239H5 | SKYLER LED Lighting | SKYLER | SKT-MT-CP-45-5K | Outdoor Luminaires | Low Output | Parking Garage Luminaires | Standard | FALSE | [9 empty] | 42382 | Not Dimmable | Not Dimmable | NotYetVerified |  | 3 | 4149.603 | 95.022 | 43.67 | 13.77 | 0.993 | 5074 | 82.3
P8C1X5KC | EnviroLux Energy Systems LLC | EnviroLux | EES2-LED-M-2L4-LIRA-FR50-RF-UNVLT-840-M510C-D310X1 | Outdoor Luminaires | Mid Output | Parking Garage Luminaires | Standard | TRUE | 5014 | 98.09 | 51.115 | 18.032 | 0.9368 | 4082 | 82.77 | 5 | 50000 | 42381 |  |  | NotYetVerified |  | 3 | 5000 | 98 | 51 | 20 | 0.9 | 4000 | 82
P9H6PCDK | EnviroLux Energy Systems LLC | EnviroLux | EES2-LED-M-2L2-PG-CC-UNVLT-H-830 -U | Outdoor Luminaires | Low Output | Parking Garage Luminaires | Standard | TRUE | 3068 | 73.44 | 41.77 | 18.91 | 0.92 | 3070 | 84.06 | 5 | 50000 | 42381 |  |  | NotYetVerified |  | 3 | 3067.8 | 73.6 | 41.7 | 18.91 | 0.921 | 3000 | 84.06
PFTD5EFH | EnviroLux Energy Systems LLC | EnviroLux | EES2-LED-M-2L4-LIRA-FR50-RF-UNVLT-840-M510C-255X2 | Outdoor Luminaires | Mid Output | Parking Garage Luminaires | Standard | TRUE | 7648 | 91.36 | 83.717 | 19.261 | 0.9167 | 4118 | 82.82 | 5 | 50000 | 42381 |  |  | NotYetVerified |  | 3 | 7600 | 90 | 84 | 20 | 0.9 | 4000 | 82
PBKM6C2J | EnviroLux Energy Systems LLC | EnviroLux | EES2 -LED-M-2L4-LIRA-FR50-RF-FORTIMO-1R-840-55W3K9X2 | Outdoor Luminaires | Mid Output | Parking Garage Luminaires | Standard | TRUE | 6924 | 86.96 | 79.24 | 18.286 | 0.9091 | 4029 | 84 | 5 |  | 42381 |  |  | NotYetVerified |  | 3 | 6924 | 87 | 79.6 | 18.286 | 0.9091 | 4000 | 84
P2R4977Q | EnviroLux Energy Systems LLC | EnviroLux | EES2-LED-M-2L2-PG-CC-UNVLT-H-850 -U | Outdoor Luminaires | Low Output | Parking Garage Luminaires | Standard | FALSE | [9 empty] | 42381 |  |  | NotYetVerified |  | 3 | 3546 | 73.6 | 42.143 | 18.91 | 0.921 | 5000 | 88.85
P52DBUTU | EnviroLux Energy Systems LLC | EnviroLux | EES2-LED-M-2L2-PG-CC-UNVLT-H-840 -U | Outdoor Luminaires | Low Output | Parking Garage Luminaires | Standard | FALSE | [9 empty] | 42381 |  |  | NotYetVerified |  | 3 | 3067.8 | 73.6 | 42 | 18.91 | 0.921 | 4000 | 82
PTN9AUCN | EnviroLux Energy Systems LLC | EnviroLux | EES2-LED-M-2L2-PG-CC-UNVLT-H-835 -U | Outdoor Luminaires | Low Output | Parking Garage Luminaires | Standard | FALSE | [9 empty] | 42381 |  |  | NotYetVerified |  | 3 | 3067.8 | 73.6 | 42 | 18.91 | 0.921 | 3500 | 82
P7GUTJ4W | ABOVE ALL LIGHTING INC. | ABBlighting | ABBPKG55501-MS | Outdoor Luminaires | Low Output | Parking Garage Luminaires | Standard | TRUE | 4651.4 | 89.3 | 52.07 | 12.27 | 0.9033 | 5046 | 78.3 | 5 | 250000 | 42380 |  |  | No |  | 3 | 4668 | 91 | 52 | 20 | 0.9 | 5000 | 70
PX9XQ3BF | ABOVE ALL LIGHTING INC. | ABBlighting | ABPKG40LED50-MS | Outdoor Luminaires | Low Output | Parking Garage Luminaires | Standard | TRUE | 3590.6 | 97.6 | 36.8 | 14.89 | 0.8891 | 5019 | 77.9 | 5 | 250000 | 42380 |  |  | No |  | 3 | 3597 | 98.7 | 38 | 20 | 0.9 | 5000 | 70
PNND5T6V | ABOVE ALL LIGHTING INC. | ABBlighting | ABBPKG55501-[ALL motion sensor or photocontrol] | Outdoor Luminaires | Low Output | Parking Garage Luminaires | Standard | FALSE | [9 empty] | 42380 | Dimmable | Continuous Below 10 | Yes |  | 3 | 4668 | 91 | 52 | 20 | 0.9 | 5000 | 70
PSWFU9JV | ABOVE ALL LIGHTING INC. | ABBlighting | ABPKG40LED50-[ALL motion sensor or photocontrol] | Outdoor Luminaires | Low Output | Parking Garage Luminaires | Standard | FALSE | [9 empty] | 42380 | Dimmable | Continuous Below 10 | Yes |  | 3 | 3597 | 98.7 | 38 | 20 | 0.9 | 5000 | 70
PRREVMR9 | ESL Vision | MUR Series | ESL-CP-45W-140 | Outdoor Luminaires | Low Output | Parking Garage Luminaires | Standard | TRUE | 4005.121 | 91.722 | 43.666 | 13.77 | 0.9507 | 3991 | 83.5 | 5 | 50000 | 42377 |  |  | NotYetVerified |  | 3 | 4005.121 | 91.722 | 43.666 | 13.77 | 0.987 | 3991 | 83.5
PDX98X34 | ESL Vision | MUR Series | ESL-CP-70W-140 | Outdoor Luminaires | Mid Output | Parking Garage Luminaires | Standard | TRUE | 5703.348 | 79.834 | 71.44 | 21.55 | 0.9074 | 4108 | 85 | 5 | 50000 | 42377 |  |  | NotYetVerified |  | 3 | 5703.348 | 79.834 | 71.44 | 21.55 | 0.983 | 4108 | 85
PW7VWMUS | ESL Vision | MUR Series | ESL-CP-70W-150 | Outdoor Luminaires | Mid Output | Parking Garage Luminaires | Standard | FALSE | [9 empty] | 42377 |  |  | NotYetVerified |  | 3 | 5928.278 | 86.255 | 68.73 | 21.55 | 0.977 | 5286 | 77.1
P5UP23R2 | ESL Vision | MUR Series | ESL-CP-45W-150 | Outdoor Luminaires | Low Output | Parking Garage Luminaires | Standard | FALSE | [9 empty] | 42377 |  |  | NotYetVerified |  | 3 | 4149.603 | 95.022 | 43.67 | 13.77 | 0.993 | 5074 | 82.3
PQU86SE7 | Sigma Luminous | Sigma Luminous | FOCUS-41W-50K-115*** | Outdoor Luminaires | Low Output | Parking Garage Luminaires | Standard | TRUE | 4576 | 111.46 | 41.05 | 10.8 | 0.9599 | 4837 | 74 | 5 | 190000 | 42376 |  |  | NotYetVerified | Qualified with dimming and non-dimming driver options | 3 | 4576 | 112 | 41 |  | 0.9 | 5000 | 75
PMU9RMJR | Sigma Luminous | Sigma Luminous | FOCUS-58W-50K-115*** | Outdoor Luminaires | Mid Output | Parking Garage Luminaires | Standard | TRUE | 6142 | 113.57 | 54.08 | 14.7 | 0.9046 | 4943 | 74 | 5 | 190000 | 42376 |  |  | NotYetVerified | Qualified with dimming and non-dimming driver options | 3 | 6142 | 114 | 54 |  | 0.9 | 5000 | 75
PSK1DV3W | Sigma Luminous | Sigma Luminous | FOCUS-58W-50K-115-S*** | Outdoor Luminaires | Mid Output | Parking Garage Luminaires | Standard | FALSE | [9 empty] | 42376 |  |  | NotYetVerified | Qualified with dimming and non-dimming driver options | 3 | 6142 | 114 | 54 |  | 0.9 | 5000 | 75
PQKZ5XQC | MaxLite Inc | MaxLite | QM-2A[UH]2AU7TC-[BWL]-XXX | Outdoor Luminaires | Mid Output | Parking Garage Luminaires | Premium | FALSE | [9 empty] | 42376 |  |  | No |  | 3 | 6091 | 104.66 | 56.3 | 6.3 | 0.9179 | 5000 | 80
PJVSSYMW | MaxLite Inc | MaxLite | QM-6A[UH]6AU7TC-[BWL]-XXX | Outdoor Luminaires | High Output | Parking Garage Luminaires | Premium | FALSE | [9 empty] | 42376 |  |  | No |  | 3 | 17953 | 113.15 | 161.6 | 7.23 | 0.9708 | 5000 | 77
PSAZ3Y5Z | MaxLite Inc | MaxLite | QM-6A[UH]6AU7TC-[BWL]-XXX | Outdoor Luminaires | High Output | Parking Garage Luminaires | Premium | FALSE | [9 empty] | 42376 |  |  | No |  | 3 | 17839 | 109.82 | 161.6 | 7.23 | 0.9708 | 5000 | 77
PNNCWRVE | MaxLite Inc | MaxLite | QM-6A[UH]6AU7TC-[BWL]-XXX | Outdoor Luminaires | High Output | Parking Garage Luminaires | Premium | FALSE | [9 empty] | 42376 |  |  | No |  | 3 | 17661 | 107.55 | 161.6 | 7.23 | 0.9708 | 5000 | 77
P7PEA2YU | MaxLite Inc | MaxLite | QM-4A[UH]4AU7TC-[BWL]-XXX | Outdoor Luminaires | High Output | Parking Garage Luminaires | Premium | FALSE | [9 empty] | 42376 | Dimmable | Continuous Below 10 | No |  | 3 | 12507 | 113.39 | 107.5 | 10.6 | 0.9443 | 5000 | 73
PF4WSKFU | MaxLite Inc | MaxLite | QM-4A[UH]4AU7TC-[BWL]-XXX | Outdoor Luminaires | High Output | Parking Garage Luminaires | Premium | FALSE | [9 empty] | 42376 |  |  | No |  | 3 | 12291 | 113.99 | 107.5 | 10.6 | 0.9443 | 5000 | 73
PJ82776G | MaxLite Inc | MaxLite | QM-4A[UH]4AU7TC-[BWL]-XXX | Outdoor Luminaires | High Output | Parking Garage Luminaires | Premium | FALSE | [9 empty] | 42376 |  |  | No |  | 3 | 12038 | 111.06 | 107.5 | 10.6 | 0.9443 | 5000 | 73
P26DM9AY | MaxLite Inc | MaxLite | QM-5A[UH]5AU7TC-[BWL]-XXX | Outdoor Luminaires | High Output | Parking Garage Luminaires | Premium | FALSE | [9 empty] | 42376 | Dimmable | Continuous Below 10 | No |  | 3 | 15388 | 116.02 | 134.14 | 8.87 | 0.9609 | 5000 | 73
P6V461TZ | MaxLite Inc | MaxLite | QM-5A[UH]5AU7TC-[BWL]-XXX | Outdoor Luminaires | High Output | Parking Garage Luminaires | Premium | FALSE | [9 empty] | 42376 | Dimmable | Continuous Below 10 | No |  | 3 | 15258 | 113.06 | 134.14 | 8.87 | 0.9609 | 5000 | 73
PU8KHVJT | MaxLite Inc | MaxLite | QM-5A[UH]5AU7TC-[BWL]-XXX | Outdoor Luminaires | High Output | Parking Garage Luminaires | Premium | FALSE | [9 empty] | 42376 |  |  | No |  | 3 | 14869 | 111.71 | 134.14 | 8.87 | 0.9609 | 5000 | 73
PR175EGP | MaxLite Inc | MaxLite | QM-2A[UH]2AU7TC-[BWL]-XXX | Outdoor Luminaires | Mid Output | Parking Garage Luminaires | Premium | FALSE | [9 empty] | 42376 |  |  | No |  | 3 | 5934 | 104.39 | 56.3 | 6.3 | 0.9179 | 5000 | 73
P2G9V6WD | MaxLite Inc | MaxLite | QM-3A[UH]3AU7TC-[BWL]-XXX | Outdoor Luminaires | Mid Output | Parking Garage Luminaires | Premium | FALSE | [9 empty] | 42376 | Dimmable | Continuous Below 10 | No |  | 3 | 9060 | 107.06 | 82.58 | 4.7 | 0.9606 | 5000 | 73
P8GNQQUT | MaxLite Inc | MaxLite | QM-3A[UH]3AU7TC-[BWL]-XXX | Outdoor Luminaires | Mid Output | Parking Garage Luminaires | Premium | FALSE | [9 empty] | 42376 | Dimmable | Continuous Below 10 | No |  | 3 | 8845 | 107.06 | 81.3 | 4.7 | 0.9606 | 5000 | 73
PVECCX9J | MaxLite Inc | MaxLite | QM-4A[UH]4AU7TC-[BWL]-XXX | Outdoor Luminaires | High Output | Parking Garage Luminaires | Premium | FALSE | [9 empty] | 42376 |  |  | No |  | 3 | 11675 | 108.18 | 107.5 | 10.6 | 0.9443 | 4000 | 74
PVGXDZPP | MaxLite Inc | MaxLite | QM-4A[UH]4AU7TC-[BWL]-XXX | Outdoor Luminaires | High Output | Parking Garage Luminaires | Premium | FALSE | [9 empty] | 42376 |  |  | No |  | 3 | 11865 | 107.97 | 107.6 | 10 | 0.9464 | 4000 | 74
PD3EBXND | MaxLite Inc | MaxLite | QM-5A[UH]5AU7TC-[BWL]-XXX | Outdoor Luminaires | High Output | Parking Garage Luminaires | Premium | FALSE | [9 empty] | 42376 | Dimmable | Continuous Below 10 | No |  | 3 | 14626 | 109.78 | 135.5 | 8.6 | 0.9608 | 4000 | 74
PVSC3ZXF | MaxLite Inc | MaxLite | QM-5A[UH]5AU7TC-[BWL]-XXX | Outdoor Luminaires | High Output | Parking Garage Luminaires | Premium | FALSE | [9 empty] | 42376 |  |  | No |  | 3 | 14417 | 109.39 | 135.5 | 8.6 | 0.9608 | 4000 | 74
PMX4MYCG | MaxLite Inc | MaxLite | QM-3A[UH]3AU7TC-[BWL]-XXX | Outdoor Luminaires | Mid Output | Parking Garage Luminaires | Premium | FALSE | [9 empty] | 42376 |  |  | No |  | 3 | 8758 | 105.65 | 82.6 | 4.9 | 0.9607 | 4000 | 74
PN6S93TQ | MaxLite Inc | MaxLite | QM-6A[UH]6AU7TC-[BWL]-XXX | Outdoor Luminaires | High Output | Parking Garage Luminaires | Premium | FALSE | [9 empty] | 42376 |  |  | No |  | 3 | 17775 | 108.79 | 159.9 | 7.7 | 0.9708 | 4000 | 73
PXTS96HG | MaxLite Inc | MaxLite | QM-6A[UH]6AU7TC-[BWL]-XXX | Outdoor Luminaires | High Output | Parking Garage Luminaires | Premium | FALSE | [9 empty] | 42376 |  |  | No |  | 3 | 17537 | 106.97 | 159.9 | 7.7 | 0.9708 | 4000 | 73
PKBJ7K5X | MaxLite Inc | MaxLite | QM-6A[UH]6AU7TC-[BWL]-XXX | Outdoor Luminaires | High Output | Parking Garage Luminaires | Premium | FALSE | [9 empty] | 42376 |  |  | No |  | 3 | 17332 | 107.05 | 159.9 | 7.7 | 0.9708 | 4000 | 73
PH2WUX5S | MaxLite Inc | MaxLite | QM-2A[UH]2AU7TC-[BWL]-XXX | Outdoor Luminaires | Mid Output | Parking Garage Luminaires | Premium | FALSE | [9 empty] | 42376 |  |  | No |  | 3 | 5848 | 103.91 | 56.3 | 6.3 | 0.9179 | 4000 | 73
P9SZNWYJ | MaxLite Inc | MaxLite | QM-2A[UH]2AU7TC-[BWL]-XXX | Outdoor Luminaires | Mid Output | Parking Garage Luminaires | Premium | FALSE | [9 empty] | 42376 | Dimmable | Continuous Below 10 | No |  | 3 | 5767 | 102.52 | 56.3 | 6.3 | 0.9179 | 4000 | 73
PEC7YGBZ | Morstar Inc | MORSTAR | V-CP02-45W37V40KYY | Outdoor Luminaires | Low Output | Parking Garage Luminaires | Standard | TRUE | 4010.419 | 92.13 | 43.53 | 2.81 | 0.9598 | 3946 | 75.1 | 5 | 50000 | 42375 |  |  | Yes |  | 3 | 4000 | 88 | 45 | 5 | 0.9 | 4000 | 72
PKCNF613 | Morstar Inc | MORSTAR | V-CP01-45W27V40KYY | Outdoor Luminaires | Low Output | Parking Garage Luminaires | Standard | TRUE | 4005.121 | 91.722 | 43.666 | 13.77 | 0.9507 | 3991 | 83.5 | 5 | 50000 | 42375 |  |  | NotYetVerified |  | 3 | 4005.121 | 91.722 | 43.666 | 13.77 | 0.987 | 3991 | 83.5
P265U25B | Morstar Inc | MORSTAR | V-CP03-70W27V40KYY | Outdoor Luminaires | Mid Output | Parking Garage Luminaires | Standard | TRUE | 5703.348 | 79.834 | 71.44 | 21.55 | 0.9074 | 4108 | 85 | 5 | 50000 | 42375 |  |  | NotYetVerified |  | 3 | 5703.348 | 79.834 | 71.44 | 21.55 | 0.983 | 4108 | 85
PRSJ75RJ | Morstar Inc | MORSTAR | V-CP03-70W27V50KYY | Outdoor Luminaires | Mid Output | Parking Garage Luminaires | Standard | FALSE | [9 empty] | 42375 | Not Dimmable | Not Dimmable | NotYetVerified |  | 3 | 5928.278 | 86.255 | 68.73 | 21.55 | 0.977 | 5286 | 77.1
PSCGJR5E | Morstar Inc | MORSTAR | V-CP01-45W27V50KYY | Outdoor Luminaires | Low Output | Parking Garage Luminaires | Standard | FALSE | [9 empty] | 42375 | Not Dimmable | Not Dimmable | NotYetVerified |  | 3 | 4149.603 | 95.022 | 43.67 | 13.77 | 0.993 | 5074 | 82.3
PUW73ZFC | Morstar Inc | MORSTAR | V-CP02-45W37V50KYY | Outdoor Luminaires | Low Output | Parking Garage Luminaires | Standard | FALSE | [9 empty] | 42375 | Dimmable | Continuous Below 10 | Yes |  | 3 | 4000 | 88 | 45 | 5 | 0.9 | 5000 | 72
PMC7JXT3 | Venture Lighting International | Venture Lighting International | CPA-043C-WD | Outdoor Luminaires | Low Output | Parking Garage Luminaires | Standard | TRUE | 4576 | 111.46 | 41.05 | 10.8 | 0.9599 | 4837 | 74 | 5 | 190000 | 42374 |  |  | NotYetVerified | Qualified with dimming and non-dimming driver options | 3 | 4576 | 112 | 41 |  | 0.9 | 5000 | 75
P3V7M1ZS | Venture Lighting International | Venture Lighting International | CPA-043N-WD | Outdoor Luminaires | Low Output | Parking Garage Luminaires | Standard | TRUE | 4286 | 105.48 | 40.64 | 10.3 | 0.9593 | 3948 | 78 | 5 | 190000 | 42374 |  |  | NotYetVerified | Qualified with dimming and non-dimming driver options | 3 | 4286 | 105 | 41 |  | 0.9 | 4000 | 70
PD74KSM6 | Independence LED | IndependenceLED | VTW2-42850K | Outdoor Luminaires | Mid Output | Parking Garage Luminaires | Premium | TRUE | 6917 | 120 | 57.14 | 9.2 | 0.958 | 5150 | 82.3 | 10 | 50000 | 42374 |  |  | Yes |  | 3.1 | 6840 | 120 | 57 | 11.8 | 0.884 | 5000 | 82.3
PVVB22NC | Independence LED | IndependenceLED | VTW2-21450K | Outdoor Luminaires | Low Output | Parking Garage Luminaires | Premium | TRUE | 3455 | 120 | 28.87 | 9.2 | 0.958 | 5153 | 82.3 | 10 | 50000 | 42374 |  |  | Yes |  | 3.1 | 3480 | 120 | 29 | 11.8 | 0.884 | 5000 | 82.3
PW1HX9B7 | Venture Lighting International | Venture Lighting International | CPA-072N-WD | Outdoor Luminaires | Mid Output | Parking Garage Luminaires | Standard | TRUE | 7387.55 | 102 | 72.09 | 14 | 0.92 | 4089 | 74 | 5 | 190000 | 42374 |  |  | NotYetVerified |  | 3 | 7388 | 102 | 72 |  |  | 4000
P7BRUR9U | Venture Lighting International | Venture Lighting International | CPA-054N-WD | Outdoor Luminaires | Mid Output | Parking Garage Luminaires | Standard | TRUE | 5394 | 99.73 | 54.08 | 13.8 | 0.9092 | 4015 | 78 | 5 | 190000 | 42374 |  |  | NotYetVerified | Qualified with dimming and non-dimming driver options | 3 | 5394 | 100 | 54 |  | 0.9 | 4000 | 70
P26F3SXW | Venture Lighting International | Venture Lighting International | CPA-054C-WD | Outdoor Luminaires | Mid Output | Parking Garage Luminaires | Standard | TRUE | 6142 | 113.57 | 54.08 | 14.7 | 0.9046 | 4943 | 74 | 5 | 190000 | 42374 |  |  | NotYetVerified | Qualified with dimming and non-dimming driver options | 3 | 6142 | 114 | 54 |  | 0.9 | 5000 | 75
PWZ35D9T | Venture Lighting International | Venture Lighting International | CPA-020N-WD | Outdoor Luminaires | Low Output | Parking Garage Luminaires | Standard | TRUE | 2380.96 | 104 | 22.96 | 13 | 0.9 | 4082 | 74 | 5 | 190000 | 42374 |  |  | NotYetVerified |  | 3 | 2380 | 104 | 23 |  |  | 4000
PQW7ZFBX | Venture Lighting International | Venture Lighting International | CPB-4802C-WD01 | Outdoor Luminaires | Mid Output | Parking Garage Luminaires | Standard | FALSE | [9 empty] | 42374 |  |  | NotYetVerified | Qualified with dimming and non-dimming driver options | 3 | 6142 | 114 | 54 |  | 0.9 | 5000 | 75
PD3NJUDC | Venture Lighting International | Venture Lighting International | CPB-3602C-WD01 | Outdoor Luminaires | Low Output | Parking Garage Luminaires | Standard | FALSE | [9 empty] | 42374 |  |  | NotYetVerified | Qualified with dimming and non-dimming driver options | 3 | 4576 | 112 | 41 |  | 0.9 | 5000 | 75
P1J13BNF | Venture Lighting International | Venture Lighting International | CPB-6402C-WD01 | Outdoor Luminaires | Mid Output | Parking Garage Luminaires | Standard | FALSE | [9 empty] | 42374 |  |  | NotYetVerified |  | 3 | 8126 | 112 | 72 |  |  | 5000
P18XVPXZ | Venture Lighting International | Venture Lighting International | CPA-072C-WD | Outdoor Luminaires | Mid Output | Parking Garage Luminaires | Standard | FALSE | [9 empty] | 42374 |  |  | NotYetVerified |  | 3 | 8126 | 112 | 72 |  |  | 5000
PS4B9JVA | Venture Lighting International | Venture Lighting International | CPA-020C-WD | Outdoor Luminaires | Low Output | Parking Garage Luminaires | Standard | FALSE | [9 empty] | 42374 |  |  | NotYetVerified |  | 3 | 2618 | 113 | 23 |  |  | 5000
PNHNKGAJ | Venture Lighting International | Venture Lighting International | CPB-2002C-WD01 | Outdoor Luminaires | Low Output | Parking Garage Luminaires | Standard | FALSE | [9 empty] | 42374 |  |  | NotYetVerified |  | 3 | 2618 | 113 | 23 |  |  | 5000
PWK1MC29 | Venture Lighting International | Venture Lighting International | CPB-4802N-WD01 | Outdoor Luminaires | Mid Output | Parking Garage Luminaires | Standard | FALSE | [9 empty] | 42374 |  |  | NotYetVerified | Qualified with dimming and non-dimming driver options | 3 | 5394 | 100 | 54 |  | 0.9 | 4000 | 70
PX5WSR15 | Venture Lighting International | Venture Lighting International | CPB-3602N-WD01 | Outdoor Luminaires | Low Output | Parking Garage Luminaires | Standard | FALSE | [9 empty] | 42374 |  |  | NotYetVerified | Qualified with dimming and non-dimming driver options | 3 | 4286 | 105 | 41 |  | 0.9 | 4000 | 70
PZ32DGHD | Venture Lighting International | Venture Lighting International | CPB-6402N-WD01 | Outdoor Luminaires | Mid Output | Parking Garage Luminaires | Standard | FALSE | [9 empty] | 42374 |  |  | NotYetVerified |  | 3 | 7388 | 102 | 72 |  |  | 4000
PN14UM5U | Venture Lighting International | Venture Lighting International | CPB-2002N-WD01 | Outdoor Luminaires | Low Output | Parking Garage Luminaires | Standard | FALSE | [9 empty] | 42374 |  |  | NotYetVerified |  | 3 | 2380 | 104 | 23 |  |  | 4000
PNCJR4W1 | Independence LED | IndependenceLED | VTW2-41850K | Outdoor Luminaires | Low Output | Parking Garage Luminaires | Premium | FALSE | [9 empty] | 42374 |  |  | Yes |  | 3.1 | 4633 | 125.23 | 37 | 11.8 | 0.884 | 5000 | 82.3
PXKPGSB7 | Independence LED | IndependenceLED | VTW2-41350K | Outdoor Luminaires | Low Output | Parking Garage Luminaires | Premium | FALSE | [9 empty] | 42374 |  |  | Yes |  | 3.1 | 3603 | 133 | 27 | 11.8 | 0.884 | 5000 | 82.3
PEN5RFB54 | ATG Electronics Corp. |  | AL30 | Outdoor Luminaires | Very High Output | Parking Garage Luminaires | Standard | TRUE | 32033.48 | 106.97 | 299.46 | 5.37 | 0.9621 | 5268 | 71.9 | 5 | 100000 | 42367 |  |  | NotYetVerified |  | 3 | 32100 | 107 | 300 | 10 | 0.95 | 5000 | 70
P46THTR3F | ATG Electronics Corp. |  | AL23 | Outdoor Luminaires | High Output | Parking Garage Luminaires | Standard | TRUE | 21658.52 | 94.74 | 228.62 | 6.84 | 0.9418 | 5170 | 80.9 | 5 | 100000 | 42367 |  |  | NotYetVerified |  | 3 | 21850 | 95 | 230 | 10 | 0.94 | 5000 | 80
PNMJNY7F | SmartRay Inc. | SmartRay | SRCP45W40KYY-347V | Outdoor Luminaires | Low Output | Parking Garage Luminaires | Standard | TRUE | 4010.419 | 92.13 | 43.53 | 2.81 | 0.9598 | 3946 | 75.1 | 5 | 50000 | 42360 |  |  | Yes |  | 3 | 4000 | 88 | 45 | 5 | 0.9 | 4000 | 72
PP73AT71 | SmartRay Inc. | SmartRay | SRCP45W50KYY-347V | Outdoor Luminaires | Low Output | Parking Garage Luminaires | Standard | FALSE | [9 empty] | 42360 |  |  | Yes |  | 3 | 4000 | 88 | 45 | 5 | 0.9 | 5000 | 72
PNYUVEVF | RC Lighting | RC Lighting | PRT105 [All Colors][PCSPCS2] RCL | Outdoor Luminaires | High Output | Parking Garage Luminaires | Standard | TRUE | 10208 | 98.1 | 104.13 | 8.4 | 0.968 | 5056 | 74 | 5 | 100000 | 42359 |  |  | Yes |  | 3
PC7J95KC | RC Lighting | RC Lighting | PRT105Y/[All Colors]/[PCSPCS2] RCL | Outdoor Luminaires | Mid Output | Parking Garage Luminaires | Premium | TRUE | 9950 | 96.3 | 103.31 | 8.8 | 0.967 | 3087 | 71 | 5 | 100000 | 42359 | Not Dimmable | Not Dimmable | Yes |  | 3
P8A5WJSB | RC Lighting | RC Lighting | PRT80Y/[All Housing Colors]/[PCSPCS2] RCL | Outdoor Luminaires | Mid Output | Parking Garage Luminaires | Standard | TRUE | 8384 | 103.8 | 80.822 | 12.5 | 0.942 | 3084 | 71 | 5 | 100000 | 42359 |  |  | Yes |  | 3
PZBQDVDZ | RC Lighting | RC Lighting | PRT80/[All Housing Colors]/[PCSPCS2] RCL | Outdoor Luminaires | Mid Output | Parking Garage Luminaires | Standard | FALSE | [9 empty] | 42359 |  |  | Yes |  | 3 | 8754 | 107.3 | 81.6 | 4.3 | 0.996 | 5071 | 74
PD3BFCT8 | RC Lighting | RC Lighting | PRT80/[All Housing Colors]/D10/WS RCL | Outdoor Luminaires | Mid Output | Parking Garage Luminaires | Standard | FALSE | [9 empty] | 42359 |  |  | Yes |  | 3 | 8771 | 106.8 | 82.1 | 4.4 | 0.996 | 5071 | 74
PFHHV4AJ | RC Lighting | RC Lighting | PRT80/[All Housing Colors]/D10 RCL | Outdoor Luminaires | Mid Output | Parking Garage Luminaires | Premium | FALSE | [9 empty] | 42359 |  |  | No |  | 3 | 8771 | 106.8 | 82.1 | 4.4 | 0.996 | 5071 | 74
PCGBQFDW | RC Lighting | RC Lighting | PRT105/[All Colors]/D10/WS RCL | Outdoor Luminaires | Mid Output | Parking Garage Luminaires | Standard | FALSE | [9 empty] | 42359 |  |  | Yes |  | 3 | 9995 | 97 | 103 | 3.2 | 0.999 | 5056 | 74
PR6B9ZZA | RC Lighting | RC Lighting | PRT105/[All Colors]/D10 RCL | Outdoor Luminaires | Mid Output | Parking Garage Luminaires | Standard | FALSE | [9 empty] | 42359 |  |  | No |  | 3 | 9995 | 97 | 103 | 3.2 | 0.999 | 5056 | 74
PY3FAC8U | RC Lighting | RC Lighting | PRT70/[All Housing Colors]/[PCSPCS2] RCL | Outdoor Luminaires | Mid Output | Parking Garage Luminaires | Standard | FALSE | [9 empty] | 42359 |  |  | Yes |  | 3 | 7835 | 111.1 | 70.5 | 5 | 0.994 | 5037 | 74
P4JGA7M7 | RC Lighting | RC Lighting | PRT70/[All Housing Colors]/D10/WS RCL | Outdoor Luminaires | Mid Output | Parking Garage Luminaires | Standard | FALSE | [9 empty] | 42359 |  |  | Yes |  | 3 | 7820 | 111.2 | 70.3 | 5.8 | 0.994 | 5037 | 74
PRYDXGST | RC Lighting | RC Lighting | PRT70/[All Housing Colors]/D10 RCL | Outdoor Luminaires | Mid Output | Parking Garage Luminaires | Premium | FALSE | [9 empty] | 42359 |  |  | No |  | 3 | 7820 | 111.2 | 70.3 | 5.8 | 0.994 | 5037 | 74
PW1TF5HP | RC Lighting | RC Lighting | PRT105N [All Colors][PCSPCS2] RCL | Outdoor Luminaires | High Output | Parking Garage Luminaires | Premium | FALSE | [9 empty] | 42359 |  |  | Yes |  | 3 | 10162 | 98 | 103.7 | 2.6 | 0.998 | 3953 | 73
PT1NKU6D | RC Lighting | RC Lighting | PRT105N/[All Colors]/D10/WS RCL | Outdoor Luminaires | Mid Output | Parking Garage Luminaires | Premium | FALSE | [9 empty] | 42359 |  |  | Yes |  | 3 | 9950 | 97.1 | 102.5 | 2.6 | 0.999 | 3953 | 73
PJGJ3ZWB | RC Lighting | RC Lighting | PRT105N/[All Colors/]D10 RCL | Outdoor Luminaires | Mid Output | Parking Garage Luminaires | Standard | FALSE | [9 empty] | 42359 |  |  | No |  | 3 | 9950 | 97.1 | 102.5 | 2.6 | 0.999 | 3953 | 73
P333ZXX9 | RC Lighting | RC Lighting | PRT80N/[All Housing Colors]/[PCSPCS2] RCL | Outdoor Luminaires | Mid Output | Parking Garage Luminaires | Standard | FALSE | [9 empty] | 42359 |  |  | Yes |  | 3 | 8479 | 105.5 | 80.4 | 5.3 | 0.996 | 3938 | 73
PRJW6DQV | RC Lighting | RC Lighting | PRT80N/[All Housing Colors]/D10/WS RCL | Outdoor Luminaires | Mid Output | Parking Garage Luminaires | Premium | FALSE | [9 empty] | 42359 |  |  | Yes |  | 3 | 8495 | 105.1 | 80.8 | 5.4 | 0.996 | 3938 | 73
PPZMYVE7 | RC Lighting | RC Lighting | PRT80N/[All Housing Colors]/D10 RCL | Outdoor Luminaires | Mid Output | Parking Garage Luminaires | Standard | FALSE | [9 empty] | 42359 |  |  | No |  | 3 | 8495 | 105.1 | 80.8 | 5.4 | 0.996 | 3938 | 73
P7XS2XMW | RC Lighting | RC Lighting | PRT70N/[All Housing Colors]/[PCSPCS2] RCL | Outdoor Luminaires | Mid Output | Parking Garage Luminaires | Standard | FALSE | [9 empty] | 42359 |  |  | Yes |  | 3 | 7715 | 109.6 | 70.4 | 5.6 | 0.994 | 3920 | 73
PEC82MT6 | RC Lighting | RC Lighting | PRT70N/[All Housing Colors]/D10/WS RCL | Outdoor Luminaires | Mid Output | Parking Garage Luminaires | Premium | FALSE | [9 empty] | 42359 |  |  | Yes |  | 3 | 7701 | 109.7 | 70.2 | 6.5 | 0.994 | 3920 | 73
PZ9BGD7P | RC Lighting | RC Lighting | PRT70N/[All Housing Colors]/D10 RCL | Outdoor Luminaires | Mid Output | Parking Garage Luminaires | Standard | FALSE | [9 empty] | 42359 |  |  | No |  | 3 | 7701 | 109.7 | 70.2 | 6.5 | 0.994 | 3920 | 73
P7APJM2G | RC Lighting | RC Lighting | PRT105Y/[All Colors]/D10/WS RCL | Outdoor Luminaires | Mid Output | Parking Garage Luminaires | Premium | FALSE | [9 empty] | 42359 | Dimmable | Continuous Below 10 | Yes |  | 3 | 9742 | 95.3 | 102.2 | 3.2 | 0.999 | 3087 | 71
PNKXM791 | RC Lighting | RC Lighting | PRT105Y/[All Colors]/D10 RCL | Outdoor Luminaires | Mid Output | Parking Garage Luminaires | Standard | FALSE | [9 empty] | 42359 |  |  | No |  | 3 | 9742 | 95.3 | 102.2 | 3.2 | 0.999 | 3087 | 71
PJXP7SZ2 | RC Lighting | RC Lighting | PRT80Y/[All Housing Colors]/D10/WS RCL | Outdoor Luminaires | Mid Output | Parking Garage Luminaires | Standard | FALSE | [9 empty] | 42359 |  |  | Yes |  | 3 | 8400 | 103.4 | 81.2 | 5.1 | 0.995 | 3084 | 71
P6GJVQ37 | RC Lighting | RC Lighting | PRT80Y/[All Housing Colors]/D10 RCL | Outdoor Luminaires | Mid Output | Parking Garage Luminaires | Premium | FALSE | [9 empty] | 42359 | Dimmable | Continuous Below 10 | No |  | 3 | 8400 | 103.4 | 81.2 | 5.1 | 0.995 | 3084 | 71
PXTZZSHD | RC Lighting | RC Lighting | PRT70Y/[All Housing Colors]/[PCSPCS2] RCL | Outdoor Luminaires | Mid Output | Parking Garage Luminaires | Standard | FALSE | [9 empty] | 42359 |  |  | Yes |  | 3 | 7643 | 108 | 70.8 | 4.8 | 0.993 | 3079 | 71
PEYJRX81 | RC Lighting | RC Lighting | PRT70Y/[All Housing Colors]/D10/WS RCL | Outdoor Luminaires | Mid Output | Parking Garage Luminaires | Standard | FALSE | [9 empty] | 42359 |  |  | Yes |  | 3 | 7629 | 108.1 | 70.6 | 5.5 | 0.993 | 3079 | 71
P2FJQQK2 | RC Lighting | RC Lighting | PRT70Y/[All Housing Colors]/D10 RCL | Outdoor Luminaires | Mid Output | Parking Garage Luminaires | Standard | FALSE | [9 empty] | 42359 |  |  | No |  | 3 | 7629 | 108.1 | 70.6 | 5.5 | 0.993 | 3079 | 71
PNR21ANM | RC Lighting | RC Lighting | VANLED10Y[MS][All Housing Colors][PCSRCS2] RCL | Outdoor Luminaires | Low Output | Specialty: Canopy Lighting | Standard | TRUE | 1400 | 109.4 | 12.8 | 16.8 | 0.943 | 3077 | 72 | 5 | 100000 | 42356 |  |  | Yes |  | 3 | 1400 | 109.4 | 12.8 | 16.8 | 0.943 | 3077 | 72
PQC9Q17R | RC Lighting | RC Lighting | VANLED10F[MS][All Housing Colors][PCSRCS2] RCL | Outdoor Luminaires | Low Output | Specialty: Canopy Lighting | Standard | FALSE | [9 empty] | 42356 |  |  | Yes |  | 3 | 1455 | 112.8 | 12.9 | 16.8 | 0.943 | 4975 | 74
PANW83YX | RC Lighting | RC Lighting | VANLED10[MS][All Housing Colors][PCSRCS2] RCL | Outdoor Luminaires | Low Output | Specialty: Canopy Lighting | Standard | FALSE | [9 empty] | 42356 |  |  | Yes |  | 3 | 1460 | 113.2 | 12.9 | 16 | 0.95 | 4973 | 74
PYEEKMY5 | RC Lighting | RC Lighting | VANLED10NF[MS][All Housing Colors][PCSRCS2] RCL | Outdoor Luminaires | Low Output | Specialty: Canopy Lighting | Standard | FALSE | [9 empty] | 42356 |  |  | Yes |  | 3 | 1445 | 112 | 12.9 | 17.5 | 0.943 | 4033 | 74
PVQ6HM6E | RC Lighting | RC Lighting | VANLED10N[MS][All Housing Colors[PCSRCS2] RCL | Outdoor Luminaires | Low Output | Specialty: Canopy Lighting | Standard | FALSE | [9 empty] | 42356 |  |  | Yes |  | 3 | 1436 | 111.3 | 12.9 | 16.4 | 0.943 | 4028 | 74
P1A8HKW1 | RC Lighting | RC Lighting | VANLED10YF[MS][All Housing Colors][PCSRCS2] RCL | Outdoor Luminaires | Low Output | Specialty: Canopy Lighting | Standard | FALSE | [9 empty] | 42356 |  |  | Yes |  | 3 | 1417 | 110.7 | 12.8 | 16.4 | 0.943 | 3078 | 72
P9FCDUW1 | US LED | L-Grid | GTR2-11-EH-35-80-UNV-S | Outdoor Luminaires | Low Output | Specialty: Soffit Lighting | Standard | TRUE | 2262 | 96.2 | 23.5 | 9.6 | 0.94 | 3400 | 83 | 5 | 200000 | 42355 |  |  | No |  | 3 | 2261 | 96.2 | 23.5 | 9.6 | 0.94 | 3400 | 83
PGBC1HMH | US LED | L-Grid | GTR2-11-EH-50-80-UNV-S | Outdoor Luminaires | Low Output | Specialty: Soffit Lighting | Standard | FALSE | [9 empty] | 42355 |  |  | No |  | 3 | 2254 | 95.5 | 23.6 | 9.6 | 0.94 | 4920 | 83
PRSJ95BB | US LED | L-Grid | GTR2-11-EH-40-80-UNV-S | Outdoor Luminaires | Low Output | Specialty: Soffit Lighting | Standard | FALSE | [9 empty] | 42355 |  |  | No |  | 3 | 2230 | 94.9 | 23.5 | 9.7 | 0.94 | 3950 | 83
P8F559N1 | AEL Company | AEL Company | LGLM50HMWH | Outdoor Luminaires | Mid Output | Parking Garage Luminaires | Standard | TRUE | 6142 | 113.57 | 54.08 | 14.7 | 0.9046 | 4943 | 74 | 5 | 190000 | 42354 |  |  | NotYetVerified | Qualified with dimming and non-dimming driver options | 3 | 6142 | 114 | 54 |  | 0.9 | 5000 | 75
PD255FW9 | TechBrite LLC | TechBrite | V474SS1PG4N0000 | Outdoor Luminaires | Mid Output | Parking Garage Luminaires | Standard | TRUE | 5602 | 108.35 | 51.7 | 14.84 | 0.93 | 4233 | 83.5 | 5 | 50000 | 42353 |  |  | NotYetVerified |  | 3
PWXDGD1H | TechBrite LLC | TechBrite | V272SS1PG4N0000 | Outdoor Luminaires | Low Output | Parking Garage Luminaires | Standard | TRUE | 3485.5 | 98.13 | 35.52 | 19.56 | 0.919 | 4243 | 83.6 | 5 |  | 42353 |  |  | NotYetVerified |  | 3
P1S7KXFFP | ATG Electronics Corp. |  | AL07 | Outdoor Luminaires | Mid Output | Parking Garage Luminaires | Standard | TRUE | 7427.542 | 105.971 | 70.09 | 17.79 | 0.8782 | 4924 | 73.4 | 5 | 50000 | 42352 |  |  | NotYetVerified |  | 3 | 7420 | 106 | 70 | 20 | 0.9 | 5000 | 73
PCBZFPTH | Damar | Damar | 38700A | Outdoor Luminaires | Mid Output | Parking Garage Luminaires | Standard | TRUE | 5236.74 | 82.14 | 63.76 | 14.4 | 0.947 | 4209 | 75.6 | 5 | 50000 | 42349 |  |  | NotYetVerified |  | 3 | 5236.74 | 82.14 | 63.76 | 14.4 | 0.947 | 4000 | 75.6
PNY57CKY | NINGBO MORELUX LIGHTING MFG LTD | MORELUX | GLL450-060W-40K-T5A-8-CLM | Outdoor Luminaires | Mid Output | Parking Garage Luminaires | Standard | TRUE | 5913.4 | 96.27 | 61.42 | 16.71 | 0.9216 | 4007 | 75.3 | 5 | 50000 | 42349 |  |  | No |  | 3.1 | 5998.4 | 99.12 | 60.52 | 16.71 | 0.9216 | 4000 | 75.3
PQSG9CUJ | NINGBO MORELUX LIGHTING MFG LTD | MORELUX | GLL450-080W-40K-T5A-8-CLM | Outdoor Luminaires | Mid Output | Parking Garage Luminaires | Standard | TRUE | 7583.3 | 90.93 | 83.4 | 15.2 | 0.9199 | 4028 | 76.3 | 5 | 50000 | 42349 |  |  | No |  | 3.1 | 7706.2 | 93.23 | 82.66 | 15.2 | 0.9199 | 4000 | 76.3
PTR8925X | NINGBO MORELUX LIGHTING MFG LTD | MORELUX | GLL450-060W-50K-T5A-8-CLM | Outdoor Luminaires | Mid Output | Parking Garage Luminaires | Standard | FALSE | [9 empty] | 42349 | Not Dimmable | Not Dimmable | No |  | 3.1 | 6112.3 | 101.66 | 60.13 | 16.15 | 0.9262 | 5000 | 75
PGDGD96K | NINGBO MORELUX LIGHTING MFG LTD | MORELUX | GLL450-080W-50K-T5A-8-CLM | Outdoor Luminaires | Mid Output | Parking Garage Luminaires | Standard | FALSE | [9 empty] | 42349 | Not Dimmable | Not Dimmable | No |  | 3.1 | 7782 | 94.33 | 82.5 | 15.2 | 0.9858 | 5000 | 75
P443TDRV | Mester LED Limited | MESTER | CP45W52V40KYY | Outdoor Luminaires | Low Output | Parking Garage Luminaires | Standard | TRUE | 4010.419 | 92.13 | 43.53 | 2.81 | 0.9598 | 3946 | 75.1 | 5 | 50000 | 42342 |  |  | Yes |  | 3 | 4000 | 88 | 45 | 5 | 0.9 | 4000 | 72
PBTM6ZFE | Mester LED Limited | MESTER | CP45W52V50KYY | Outdoor Luminaires | Low Output | Parking Garage Luminaires | Standard | FALSE | [9 empty] | 42342 |  |  | Yes |  | 3 | 4000 | 88 | 45 | 5 | 0.9 | 5000 | 72
PXR1BHZ3 | Open Platform Systems LLC | NA | GAR-040W | Outdoor Luminaires | Low Output | Parking Garage Luminaires | Premium | TRUE | 4429 | 108.7 | 40.7 | 11.76 | 0.928 | 4918 | 70 | 5 | 50000 | 42341 |  |  | No | Product updated on 3/15/2017 | 4.1 | 4429 | 108.7 | 40.74 | 6.79 | 0.99 | 4918 | 70
PNCEK7A1 | Open Platform Systems LLC | GAR SERIES | GAR-050W | Outdoor Luminaires | Mid Output | Parking Garage Luminaires | Standard | TRUE | 5403 | 101 | 53.47 | 10.39 | 0.971 | 5345 | 76.8 | 5 | 336000 | 42341 |  |  | NotYetVerified |  | 3
PFQSY55P | AEL Company | AEL Company | LGLM50SMWH | Outdoor Luminaires | Low Output | Parking Garage Luminaires | Standard | TRUE | 4576 | 111.46 | 41.05 | 10.8 | 0.9599 | 4837 | 74 | 5 | 190000 | 42340 |  |  | NotYetVerified | Qualified with dimming and non-dimming driver options | 3 | 4576 | 112 | 41 |  | 0.9 | 5000 | 75
P4FJ9T9D | Shanghai CKRA Lighting Technology Co. Ltd | CKRA | CKL-CP01A-48-3000K | Outdoor Luminaires | Low Output | Parking Garage Luminaires | Standard | TRUE | 4018.69 | 86.39 | 46.52 | 13.9 | 0.969 | 2976 | 84.8 | 5 | 50000 | 42338 |  |  | No |  | 3 | 3900 | 82 | 48 | 13.9 | 0.969 | 3000 | 80
P9KG7MFC | Shanghai CKRA Lighting Technology Co. Ltd | CKRA | CKL-CP01A-48-5500K | Outdoor Luminaires | Low Output | Parking Garage Luminaires | Standard | FALSE | [9 empty] | 42338 |  |  | No |  | 3 | 4300 | 90 | 48 | 13.9 | 0.969 | 5500 | 80
P9QFCZ6H | Shanghai CKRA Lighting Technology Co. Ltd | CKRA | CKL-CP01A-48-5000K | Outdoor Luminaires | Low Output | Parking Garage Luminaires | Standard | FALSE | [9 empty] | 42338 |  |  | No |  | 3 | 4200 | 87 | 48 | 13.9 | 0.969 | 5000 | 80
P7PE1UAN | Shanghai CKRA Lighting Technology Co. Ltd | CKRA | CKL-CP01A-48-4000K | Outdoor Luminaires | Low Output | Parking Garage Luminaires | Standard | FALSE | [9 empty] | 42338 |  |  | No |  | 3 | 4100 | 84 | 48 | 13.9 | 0.969 | 4000 | 80
PAYKQW7P | Shanghai CKRA Lighting Technology Co. Ltd | CKRA | CKL-CP01A-48-3500K | Outdoor Luminaires | Low Output | Parking Garage Luminaires | Standard | FALSE | [9 empty] | 42338 |  |  | No |  | 3 | 4000 | 83 | 48 | 13.9 | 0.969 | 3500 | 80
PTCUNVBK | Etlin-Daniels | ETLIN-DANIELS | CNM45-U4NC-Y-Z | Outdoor Luminaires | Low Output | Parking Garage Luminaires | Standard | TRUE | 4005.121 | 91.722 | 43.666 | 13.77 | 0.9507 | 3991 | 83.5 | 5 | 50000 | 42332 |  |  | NotYetVerified |  | 3 | 4005.121 | 91.722 | 43.666 | 13.77 | 0.987 | 3991 | 83.5
PH5Z8JN3 | RAB Lighting | RAB Lighting | VANLED10Y[MS][All Housing Colors][PCSPCS2] | Outdoor Luminaires | Low Output | Specialty: Canopy Lighting | Standard | TRUE | 1400 | 109.4 | 12.8 | 16.8 | 0.943 | 3077 | 72 | 5 | 100000 | 42332 |  |  | Yes |  | 3 | 1400 | 109.4 | 12.8 | 16.8 | 0.943 | 3077 | 72
PZ2HSQ92 | Etlin-Daniels | ETLIN-DANIELS | CNM70-U4NC-Y-Z | Outdoor Luminaires | Mid Output | Parking Garage Luminaires | Standard | TRUE | 5703.348 | 79.834 | 71.44 | 21.55 | 0.9074 | 4108 | 85 | 5 | 50000 | 42332 |  |  | NotYetVerified |  | 3 | 5703.348 | 79.834 | 71.44 | 21.55 | 0.983 | 4108 | 85
PZ2NUJPW | RAB Lighting | RAB Lighting | VANLED10F[MS][All Housing Colors][PCSPCS2] | Outdoor Luminaires | Low Output | Specialty: Canopy Lighting | Standard | FALSE | [9 empty] | 42332 |  |  | Yes |  | 3 | 1455 | 112.8 | 12.9 | 16.8 | 0.943 | 4975 | 74
PMZZWGXN | RAB Lighting | RAB Lighting | VANLED10[MS][All Housing Colors][PCSPCS2] | Outdoor Luminaires | Low Output | Specialty: Canopy Lighting | Standard | FALSE | [9 empty] | 42332 |  |  | Yes |  | 3 | 1460 | 113.2 | 12.9 | 16 | 0.95 | 4973 | 74
PTMZRG6D | RAB Lighting | RAB Lighting | VANLED10NF[MS][All Housing Colors][PCSPCS2] | Outdoor Luminaires | Low Output | Specialty: Canopy Lighting | Standard | FALSE | [9 empty] | 42332 |  |  | Yes |  | 3 | 1445 | 112 | 12.9 | 17.5 | 0.943 | 4033 | 74
P9S2AMNG | RAB Lighting | RAB Lighting | VANLED10N[MS][All Housing Colors[PCSPCS2] | Outdoor Luminaires | Low Output | Specialty: Canopy Lighting | Standard | FALSE | [9 empty] | 42332 |  |  | Yes |  | 3 | 1436 | 111.3 | 12.9 | 16.4 | 0.943 | 4028 | 74
PGTX21QW | RAB Lighting | RAB Lighting | VANLED10YF[MS][All Housing Colors][PCSPCS2] | Outdoor Luminaires | Low Output | Specialty: Canopy Lighting | Standard | FALSE | [9 empty] | 42332 |  |  | Yes |  | 3 | 1417 | 110.7 | 12.8 | 16.4 | 0.943 | 3078 | 72
P5CUKSS3 | P.Q.L. Inc. | Superior Life | 83235 | Outdoor Luminaires | Mid Output | Parking Garage Luminaires | Standard | FALSE | [9 empty] | 42332 |  |  | NotYetVerified |  | 3 | 5928.278 | 86.255 | 68.73 | 21.55 | 0.977 | 5286 | 77.1
PT1NQPKS | P.Q.L. Inc. | Superior Life | 83231 | Outdoor Luminaires | Low Output | Parking Garage Luminaires | Standard | FALSE | [9 empty] | 42332 |  |  | NotYetVerified |  | 3 | 4149.603 | 95.022 | 43.67 | 13.77 | 0.993 | 5074 | 82.3
PREM2NW5 | Etlin-Daniels | ETLIN-DANIELS | CNM70-U5NC-Y-Z | Outdoor Luminaires | Mid Output | Parking Garage Luminaires | Standard | FALSE | [9 empty] | 42332 | Not Dimmable | Not Dimmable | NotYetVerified |  | 3 | 5928.278 | 86.255 | 68.73 | 21.55 | 0.977 | 5286 | 77.1
PHKFQTSY | Etlin-Daniels | ETLIN-DANIELS | CNM45-U5NC-Y-Z | Outdoor Luminaires | Low Output | Parking Garage Luminaires | Standard | FALSE | [9 empty] | 42332 | Not Dimmable | Not Dimmable | NotYetVerified |  | 3 | 4149.603 | 95.022 | 43.67 | 13.77 | 0.993 | 5074 | 82.3
PBP921BS | Cree Inc. | E-Conolight | E-PG2L06CS | Outdoor Luminaires | Mid Output | Parking Garage Luminaires | Standard | TRUE | 5566.55 | 88 | 64.38 | 16 | 0.92 | 4805 | 73 | 5 | 190000 | 42328 |  |  | NotYetVerified |  | 3 | 5567 | 88 | 63 |  | 0.9 | 5000 | 70
P1HZ6W4Q | Acuity Brands Lighting | Lithonia Lighting | DMW2 4000LM WD ACL MVOLT 30K 90CRI | Outdoor Luminaires | Low Output | Parking Garage Luminaires | Standard | TRUE | 3188 | 82.02 | 38.87 | 8.07 | 0.96 | 3063 | 94.81 | 5 |  | 42326 |  |  | Yes |  | 3 | 3509.82 | 87.97 | 39.9 | 8.07 | 0.96 | 3000 | 90
PR1WA16X | Acuity Brands Lighting | Lithonia Lighting | DMW2 3000LM WD PCL MVOLT 30K 90CRI | Outdoor Luminaires | Low Output | Parking Garage Luminaires | Standard | TRUE | 2447 | 88.02 | 27.8 | 16.73 | 0.93 | 3077 | 94.93 | 5 |  | 42326 |  |  | Yes |  | 3 | 2565.34 | 92.11 | 27.85 | 16.73 | 0.93 | 3000 | 90
P13J2JK5 | Acuity Brands Lighting | Lithonia Lighting | DMW2 3000LM WD ACL MVOLT 50K 90CRI | Outdoor Luminaires | Low Output | Parking Garage Luminaires | Standard | FALSE | [9 empty] | 42326 | Dimmable | Continuous Below 10 | Yes |  | 3 | 2903.41 | 104.25 | 27.85 | 16.73 | 0.93 | 5000 | 90
PA8ZCUWS | Acuity Brands Lighting | Lithonia Lighting | DMW2 3000LM WD PCL MVOLT 50K 90CRI | Outdoor Luminaires | Low Output | Parking Garage Luminaires | Standard | FALSE | [9 empty] | 42326 | Dimmable | Continuous Below 10 | Yes |  | 3 | 2821.87 | 101.32 | 27.85 | 16.73 | 0.93 | 5000 | 90
P5E3FNQX | Acuity Brands Lighting | Lithonia Lighting | DMW2 2000LM WD ACL MVOLT 50K 90CRI | Outdoor Luminaires | Low Output | Parking Garage Luminaires | Standard | FALSE | [9 empty] | 42326 | Dimmable | Continuous Below 10 | Yes |  | 3 | 2016.52 | 107.38 | 18.78 | 16.73 | 0.93 | 5000 | 90
PVC91RAD | Acuity Brands Lighting | Lithonia Lighting | DMW2 2000LM WD PCL MVOLT 50K 90CRI | Outdoor Luminaires | Low Output | Parking Garage Luminaires | Standard | FALSE | [9 empty] | 42326 | Dimmable | Continuous Below 10 | Yes |  | 3 | 1959.89 | 104.36 | 18.78 | 16.73 | 0.93 | 5000 | 90
PTUQHF7U | Acuity Brands Lighting | Lithonia Lighting | DMW2 4000LM WD ACL MVOLT 50K 90CRI | Outdoor Luminaires | Low Output | Parking Garage Luminaires | Standard | FALSE | [9 empty] | 42326 | Dimmable | Continuous Below 10 | Yes |  | 3 | 3860.8 | 96.76 | 39.9 | 8.07 | 0.96 | 5000 | 90
P5PE4MW3 | Acuity Brands Lighting | Lithonia Lighting | DMW2 4000LM WD PCL MVOLT 50K 90CRI | Outdoor Luminaires | Low Output | Parking Garage Luminaires | Standard | FALSE | [9 empty] | 42326 | Dimmable | Continuous Below 10 | Yes |  | 3 | 3752.37 | 94.04 | 39.9 | 8.07 | 0.96 | 5000 | 90
PT2JK5AM | Acuity Brands Lighting | Lithonia Lighting | DMW2 3000LM WD ACL MVOLT 50K 80CRI | Outdoor Luminaires | Low Output | Parking Garage Luminaires | Standard | FALSE | [9 empty] | 42326 | Dimmable | Continuous Below 10 | Yes |  | 3 | 3534.11 | 126.9 | 27.85 | 16.73 | 0.93 | 5000 | 80
P9YK7W3U | Acuity Brands Lighting | Lithonia Lighting | DMW2 3000LM WD PCL MVOLT 50K 80CRI | Outdoor Luminaires | Low Output | Parking Garage Luminaires | Standard | FALSE | [9 empty] | 42326 | Dimmable | Continuous Below 10 | Yes |  | 3 | 3434.86 | 123.33 | 27.85 | 16.73 | 0.93 | 5000 | 80
PNWZXVGB | Acuity Brands Lighting | Lithonia Lighting | DMW2 2000LM WD ACL MVOLT 50K 80CRI | Outdoor Luminaires | Low Output | Parking Garage Luminaires | Standard | FALSE | [9 empty] | 42326 | Dimmable | Continuous Below 10 | Yes |  | 3 | 2454.57 | 130.7 | 18.78 | 16.73 | 0.93 | 5000 | 80
PCA7T5VK | Acuity Brands Lighting | Lithonia Lighting | DMW2 2000LM WD PCL MVOLT 50K 80CRI | Outdoor Luminaires | Low Output | Parking Garage Luminaires | Standard | FALSE | [9 empty] | 42326 | Dimmable | Continuous Below 10 | Yes |  | 3 | 2385.64 | 127.03 | 18.78 | 16.73 | 0.93 | 5000 | 80
PHJ4WY6C | Acuity Brands Lighting | Lithonia Lighting | DMW2 4000LM WD ACL MVOLT 50K 80CRI | Outdoor Luminaires | Low Output | Parking Garage Luminaires | Standard | FALSE | [9 empty] | 42326 | Dimmable | Continuous Below 10 | Yes |  | 3 | 4699.47 | 117.78 | 39.9 | 8.07 | 0.96 | 5000 | 80
P4NCKSZX | Acuity Brands Lighting | Lithonia Lighting | DMW2 4000LM WD PCL MVOLT 50K 80CRI | Outdoor Luminaires | Low Output | Parking Garage Luminaires | Standard | FALSE | [9 empty] | 42326 | Dimmable | Continuous Below 10 | Yes |  | 3 | 4567.49 | 114.47 | 39.9 | 8.07 | 0.96 | 5000 | 80
P44CYM2C | Acuity Brands Lighting | Lithonia Lighting | DMW2 3000LM WD ACL MVOLT 40K 90CRI | Outdoor Luminaires | Low Output | Parking Garage Luminaires | Standard | FALSE | [9 empty] | 42326 | Dimmable | Continuous Below 10 | Yes |  | 3 | 2767.18 | 99.36 | 27.85 | 16.73 | 0.93 | 4000 | 90
PWEUAARX | Acuity Brands Lighting | Lithonia Lighting | DMW2 3000LM WD PCL MVOLT 40K 90CRI | Outdoor Luminaires | Low Output | Parking Garage Luminaires | Standard | FALSE | [9 empty] | 42326 | Dimmable | Continuous Below 10 | Yes |  | 3 | 2689.47 | 96.57 | 27.85 | 16.73 | 0.93 | 4000 | 90
PXNP2GJE | Acuity Brands Lighting | Lithonia Lighting | DMW2 4000LM WD ACL MVOLT 40K 90CRI | Outdoor Luminaires | Low Output | Parking Garage Luminaires | Standard | FALSE | [9 empty] | 42326 | Dimmable | Continuous Below 10 | Yes |  | 3 | 3679.65 | 92.22 | 39.9 | 8.07 | 0.96 | 4000 | 90
PUF678EQ | Acuity Brands Lighting | Lithonia Lighting | DMW2 4000LM WD PCL MVOLT 40K 90CRI | Outdoor Luminaires | Low Output | Parking Garage Luminaires | Standard | FALSE | [9 empty] | 42326 | Dimmable | Continuous Below 10 | Yes |  | 3 | 3576.31 | 89.63 | 39.9 | 8.07 | 0.96 | 4000 | 90
PBPUXTQP | Acuity Brands Lighting | Lithonia Lighting | DMW2 3000LM WD ACL MVOLT 40K 80CRI | Outdoor Luminaires | Low Output | Parking Garage Luminaires | Standard | FALSE | [9 empty] | 42326 | Dimmable | Continuous Below 10 | Yes |  | 3 | 3368.29 | 120.94 | 27.85 | 16.73 | 0.93 | 4000 | 80
P377GF4J | Acuity Brands Lighting | Lithonia Lighting | DMW2 3000LM WD PCL MVOLT 40K 80CRI | Outdoor Luminaires | Low Output | Parking Garage Luminaires | Standard | FALSE | [9 empty] | 42326 | Dimmable | Continuous Below 10 | Yes |  | 3 | 3273.69 | 117.55 | 27.85 | 16.73 | 0.93 | 4000 | 80
PTRC2QUX | Acuity Brands Lighting | Lithonia Lighting | DMW2 2000LM WD ACL MVOLT 40K 80CRI | Outdoor Luminaires | Low Output | Parking Garage Luminaires | Standard | FALSE | [9 empty] | 42326 | Dimmable | Continuous Below 10 | Yes |  | 3 | 2339.4 | 124.57 | 18.78 | 16.73 | 0.93 | 4000 | 80
P7AJYMS3 | Acuity Brands Lighting | Lithonia Lighting | DMW2 2000LM WD PCL MVOLT 40K 80CRI | Outdoor Luminaires | Low Output | Parking Garage Luminaires | Standard | FALSE | [9 empty] | 42326 | Dimmable | Continuous Below 10 | Yes |  | 3 | 2273.7 | 121.07 | 18.78 | 16.73 | 0.93 | 4000 | 80
PM452PC5 | Acuity Brands Lighting | Lithonia Lighting | DMW2 4000LM WD ACL MVOLT 40K 80CRI | Outdoor Luminaires | Low Output | Parking Garage Luminaires | Standard | FALSE | [9 empty] | 42326 | Dimmable | Continuous Below 10 | Yes |  | 3 | 4478.97 | 112.25 | 39.9 | 8.07 | 0.96 | 4000 | 80
P22CXUX3 | Acuity Brands Lighting | Lithonia Lighting | DMW2 4000LM WD PCL MVOLT 40K 80CRI | Outdoor Luminaires | Low Output | Parking Garage Luminaires | Standard | FALSE | [9 empty] | 42326 | Dimmable | Continuous Below 10 | Yes |  | 3 | 4353.18 | 109.1 | 39.9 | 8.07 | 0.96 | 4000 | 80
PSJFEAU6 | Acuity Brands Lighting | Lithonia Lighting | DMW2 3000LM WD ACL MVOLT 35K 90CRI | Outdoor Luminaires | Low Output | Parking Garage Luminaires | Standard | FALSE | [9 empty] | 42326 | Dimmable | Continuous Below 10 | Yes |  | 3 | 2707.58 | 97.22 | 27.85 | 16.73 | 0.93 | 3500 | 90
PVDM7F7M | Acuity Brands Lighting | Lithonia Lighting | DMW2 3000LM WD PCL MVOLT 35K 90CRI | Outdoor Luminaires | Low Output | Parking Garage Luminaires | Standard | FALSE | [9 empty] | 42326 | Dimmable | Continuous Below 10 | Yes |  | 3 | 2631.54 | 94.49 | 27.85 | 16.73 | 0.93 | 3500 | 90
PKWD64F7 | Acuity Brands Lighting | Lithonia Lighting | DMW2 4000LM WD ACL MVOLT 35K 90CRI | Outdoor Luminaires | Low Output | Parking Garage Luminaires | Standard | FALSE | [9 empty] | 42326 | Dimmable | Continuous Below 10 | Yes |  | 3 | 3600.39 | 90.24 | 39.9 | 8.07 | 0.96 | 3500 | 90
PY7K64JP | Acuity Brands Lighting | Lithonia Lighting | DMW2 3000LM WD ACL MVOLT 35K 80CRI | Outdoor Luminaires | Low Output | Parking Garage Luminaires | Standard | FALSE | [9 empty] | 42326 | Dimmable | Continuous Below 10 | Yes |  | 3 | 3295.74 | 118.34 | 27.85 | 16.73 | 0.93 | 3500 | 80
PG47R4F1 | Acuity Brands Lighting | Lithonia Lighting | DMW2 3000LM WD PCL MVOLT 35K 80CRI | Outdoor Luminaires | Low Output | Parking Garage Luminaires | Standard | FALSE | [9 empty] | 42326 | Dimmable | Continuous Below 10 | Yes |  | 3 | 3203.18 | 115.02 | 27.85 | 16.73 | 0.93 | 3500 | 80
P8B5Q14T | Acuity Brands Lighting | Lithonia Lighting | DMW2 2000LM WD ACL MVOLT 35K 80CRI | Outdoor Luminaires | Low Output | Parking Garage Luminaires | Standard | FALSE | [9 empty] | 42326 | Dimmable | Continuous Below 10 | Yes |  | 3 | 2289.01 | 121.89 | 18.78 | 16.73 | 0.93 | 3500 | 80
PHCJW5NP | Acuity Brands Lighting | Lithonia Lighting | DMW2 2000LM WD PCL MVOLT 35K 80CRI | Outdoor Luminaires | Low Output | Parking Garage Luminaires | Standard | FALSE | [9 empty] | 42326 | Dimmable | Continuous Below 10 | Yes |  | 3 | 2224.73 | 118.46 | 18.78 | 16.73 | 0.93 | 3500 | 80
PBZXXHN3 | Acuity Brands Lighting | Lithonia Lighting | DMW2 4000LM WD ACL MVOLT 35K 80CRI | Outdoor Luminaires | Low Output | Parking Garage Luminaires | Standard | FALSE | [9 empty] | 42326 | Dimmable | Continuous Below 10 | Yes |  | 3 | 4382.5 | 109.84 | 39.9 | 8.07 | 0.96 | 3500 | 80
PAV22AED | Acuity Brands Lighting | Lithonia Lighting | DMW2 4000LM WD PCL MVOLT 35K 80CRI | Outdoor Luminaires | Low Output | Parking Garage Luminaires | Standard | FALSE | [9 empty] | 42326 | Dimmable | Continuous Below 10 | Yes |  | 3 | 4259.42 | 106.75 | 39.9 | 8.07 | 0.96 | 3500 | 80
PSMFA3EU | Acuity Brands Lighting | Lithonia Lighting | DMW2 3000LM WD ACL MVOLT 30K 90CRI | Outdoor Luminaires | Low Output | Parking Garage Luminaires | Standard | FALSE | [9 empty] | 42326 | Dimmable | Continuous Below 10 | Yes |  | 3 | 2639.46 | 94.77 | 27.85 | 16.73 | 0.93 | 3000 | 90
PR6N1HAH | Acuity Brands Lighting | Lithonia Lighting | DMW2 3000LM WD ACL MVOLT 30K 80CRI | Outdoor Luminaires | Low Output | Parking Garage Luminaires | Standard | FALSE | [9 empty] | 42326 | Dimmable | Continuous Below 10 | Yes |  | 3 | 3212.83 | 115.36 | 27.85 | 16.73 | 0.93 | 3000 | 80
PSDNRPSV | Acuity Brands Lighting | Lithonia Lighting | DMW2 3000LM WD PCL MVOLT 30K 80CRI | Outdoor Luminaires | Low Output | Parking Garage Luminaires | Standard | FALSE | [9 empty] | 42326 | Dimmable | Continuous Below 10 | Yes |  | 3 | 3122.6 | 112.12 | 27.85 | 16.73 | 0.93 | 3000 | 80
PJQRDPQZ | Acuity Brands Lighting | Lithonia Lighting | DMW2 2000LM WD ACL MVOLT 30K 80CRI | Outdoor Luminaires | Low Output | Parking Garage Luminaires | Standard | FALSE | [9 empty] | 42326 | Dimmable | Continuous Below 10 | Yes |  | 3 | 2231.43 | 118.82 | 18.78 | 16.73 | 0.93 | 3000 | 80
P2C8629F | Acuity Brands Lighting | Lithonia Lighting | DMW2 2000LM WD PCL MVOLT 30K 80CRI | Outdoor Luminaires | Low Output | Parking Garage Luminaires | Standard | FALSE | [9 empty] | 42326 | Dimmable | Continuous Below 10 | Yes |  | 3 | 2168.76 | 115.48 | 18.78 | 16.73 | 0.93 | 3000 | 80
P6MEQVJY | Acuity Brands Lighting | Lithonia Lighting | DMW2 4000LM WD ACL MVOLT 30K 80CRI | Outdoor Luminaires | Low Output | Parking Garage Luminaires | Standard | FALSE | [9 empty] | 42326 | Dimmable | Continuous Below 10 | Yes |  | 3 | 4272.25 | 107.07 | 39.9 | 8.07 | 0.96 | 3000 | 80
P5BV6R5B | Acuity Brands Lighting | Lithonia Lighting | DMW2 4000LM WD PCL MVOLT 30K 80CRI | Outdoor Luminaires | Low Output | Parking Garage Luminaires | Standard | FALSE | [9 empty] | 42326 | Dimmable | Continuous Below 10 | Yes |  | 3 | 4152.27 | 104.07 | 39.9 | 8.07 | 0.96 | 3000 | 80
P1143G92 | Shenzhen Snowball Lighting Limited | Snowball | SB/CP/25W/3D/NW | Outdoor Luminaires | Low Output | Parking Garage Luminaires | Standard | TRUE | 2497.2 | 95.09 | 26.26 | 14.52 | 0.929 | 3952 | 73.6 | 5 | 50000 | 42324 |  |  | No |  | 3 | 2500 | 100 | 25 | 15 | 0.9 | 4000 | 70
PNV5X4CV | Open Platform Systems LLC | GAR SERIES | GAR-065W | Outdoor Luminaires | Mid Output | Parking Garage Luminaires | Standard | TRUE | 6537 | 93.09 | 70.22 | 16.87 | 0.886 | 5319 | 78.1 | 10 | 177000 | 42324 |  |  | No |  | 3 | 6537 | 93.09 | 70.22 | 4.39 | 0.994 | 5319 | 78.1
PBKGHVFV | Shenzhen Snowball Lighting Limited | Snowball | SB/CP/C/25W/SCW | Outdoor Luminaires | Low Output | Parking Garage Luminaires | Standard | FALSE | [9 empty] | 42324 |  |  | No |  | 3 | 2750 | 110 | 25 | 20 | 0.9 | 5700 | 70
PS91798S | Shenzhen Snowball Lighting Limited | Snowball | SB/CP/25W/SCW | Outdoor Luminaires | Low Output | Parking Garage Luminaires | Standard | FALSE | [9 empty] | 42324 |  |  | No |  | 3 | 2600 | 104 | 25 | 15 | 0.9 | 5700 | 70
P7X3NFVC | Shenzhen Snowball Lighting Limited | Snowball | SB/CP/C/25W/3D/SCW | Outdoor Luminaires | Low Output | Parking Garage Luminaires | Standard | FALSE | [9 empty] | 42324 |  |  | No |  | 3 | 2750 | 110 | 25 | 20 | 0.9 | 5700 | 70
PHH46QEH | Shenzhen Snowball Lighting Limited | Snowball | SB/CP/25W/3D/SCW | Outdoor Luminaires | Low Output | Parking Garage Luminaires | Standard | FALSE | [9 empty] | 42324 |  |  | No |  | 3 | 2600 | 104 | 25 | 15 | 0.9 | 5700 | 70
PTBM6E89 | Shenzhen Snowball Lighting Limited | Snowball | SB/CP/C/25W/CW | Outdoor Luminaires | Low Output | Parking Garage Luminaires | Standard | FALSE | [9 empty] | 42324 |  |  | No |  | 3 | 2750 | 110 | 25 | 20 | 0.9 | 5000 | 70
P7KFCC8Y | Shenzhen Snowball Lighting Limited | Snowball | SB/CP/25W/CW | Outdoor Luminaires | Low Output | Parking Garage Luminaires | Standard | FALSE | [9 empty] | 42324 |  |  | No |  | 3 | 2600 | 104 | 25 | 15 | 0.9 | 5000 | 70
PT8R12NM | Shenzhen Snowball Lighting Limited | Snowball | SB/CP/C/25W/3D/CW | Outdoor Luminaires | Low Output | Parking Garage Luminaires | Standard | FALSE | [9 empty] | 42324 |  |  | No |  | 3 | 2750 | 110 | 25 | 20 | 0.9 | 5000 | 70
P457QW4Y | Shenzhen Snowball Lighting Limited | Snowball | SB/CP/25W/3D/CW | Outdoor Luminaires | Low Output | Parking Garage Luminaires | Standard | FALSE | [9 empty] | 42324 |  |  | No |  | 3 | 2600 | 104 | 25 | 15 | 0.9 | 5000 | 70
PNCGAUT9 | Shenzhen Snowball Lighting Limited | Snowball | SB/CP/C/25W/HNW | Outdoor Luminaires | Low Output | Parking Garage Luminaires | Standard | FALSE | [9 empty] | 42324 |  |  | No |  | 3 | 2650 | 106 | 25 | 20 | 0.9 | 4500 | 70
PEM996CM | Shenzhen Snowball Lighting Limited | Snowball | SB/CP/25W/HNW | Outdoor Luminaires | Low Output | Parking Garage Luminaires | Standard | FALSE | [9 empty] | 42324 |  |  | No |  | 3 | 2500 | 100 | 25 | 15 | 0.9 | 4500 | 70
P73E2F4Z | Shenzhen Snowball Lighting Limited | Snowball | SB/CP/C/25W/3D/HNW | Outdoor Luminaires | Low Output | Parking Garage Luminaires | Standard | FALSE | [9 empty] | 42324 |  |  | No |  | 3 | 2650 | 106 | 25 | 20 | 0.9 | 4500 | 70
PN45CXET | Shenzhen Snowball Lighting Limited | Snowball | SB/CP/25W/3D/HNW | Outdoor Luminaires | Low Output | Parking Garage Luminaires | Standard | FALSE | [9 empty] | 42324 |  |  | No |  | 3 | 2500 | 100 | 25 | 15 | 0.9 | 4500 | 70
P7N96AGW | Shenzhen Snowball Lighting Limited | Snowball | SB/CP/C/25W/NW | Outdoor Luminaires | Low Output | Parking Garage Luminaires | Standard | FALSE | [9 empty] | 42324 |  |  | No |  | 3 | 2650 | 106 | 25 | 20 | 0.9 | 4000 | 70
PU6C768Y | Shenzhen Snowball Lighting Limited | Snowball | SB/CP/25W/NW | Outdoor Luminaires | Low Output | Parking Garage Luminaires | Standard | FALSE | [9 empty] | 42324 |  |  | No |  | 3 | 2500 | 100 | 25 | 15 | 0.9 | 4000 | 70
PT9735T3 | Shenzhen Snowball Lighting Limited | Snowball | SB/CP/C/25W/3D/NW | Outdoor Luminaires | Low Output | Parking Garage Luminaires | Standard | FALSE | [9 empty] | 42324 |  |  | No |  | 3 | 2650 | 106 | 25 | 20 | 0.9 | 4000 | 70
PV77YTRW | Shenzhen Snowball Lighting Limited | Snowball | SB/CP/C/42W/3D/NW | Outdoor Luminaires | Low Output | Parking Garage Luminaires | Standard | TRUE | 3847.46 | 97.62 | 39.41 | 17.48 | 0.979 | 3970 | 73.7 | 5 | 50000 | 42321 |  |  | No |  | 3 | 4000 | 95.2 | 42 | 20 | 0.9 | 4000 | 70
PUARBBP2 | Shenzhen Snowball Lighting Limited | Snowball | SB/CP/92W/3D/NW | Outdoor Luminaires | Mid Output | Parking Garage Luminaires | Standard | TRUE | 8675.5 | 92.51 | 93.77 | 10.59 | 0.968 | 3956 | 73.7 | 5 | 50000 | 42321 |  |  | No |  | 3 | 8700 | 94.6 | 92 | 15 | 0.9 | 4000 | 70
P3WSQPG7 | EnviroLux Energy Systems LLC | EnviroLux | EES-3000K-80W-LED-12x12-PS-UNV | Outdoor Luminaires | Mid Output | Parking Garage Luminaires | Standard | TRUE | 6499.03 | 81.12 | 80.12 | 14.2 | 0.9603 | 3023 | 83.4 | 5 | 50000 | 42321 |  |  | NotYetVerified |  | 3 | 6400 | 81 | 80 | 14.2 | 0.9603 | 3000 | 80
PNGUG99S | EnviroLux Energy Systems LLC | EnviroLux | EES-3000K-60W-LED-12x12-PS-UNV | Outdoor Luminaires | Mid Output | Parking Garage Luminaires | Standard | TRUE | 5122.01 | 82.57 | 62.03 | 15.9 | 0.951 | 2995 | 83.8 | 5 | 50000 | 42321 |  |  | NotYetVerified |  | 3 | 5000 | 82 | 60 | 15.9 | 0.951 | 3000 | 80
P2UFVGTV | EnviroLux Energy Systems LLC | EnviroLux | EES-5500K-60W-LED-12x12-PS-UNV | Outdoor Luminaires | Mid Output | Parking Garage Luminaires | Standard | FALSE | [9 empty] | 42321 |  |  | NotYetVerified |  | 3 | 5600 | 90 | 60 | 15.9 | 0.951 | 5500 | 80
P412KEZV | EnviroLux Energy Systems LLC | EnviroLux | EES-5500K-80W-LED-12x12-PS-UNV | Outdoor Luminaires | Mid Output | Parking Garage Luminaires | Standard | FALSE | [9 empty] | 42321 |  |  | NotYetVerified |  | 3 | 7100 | 90 | 80 | 14.2 | 0.9603 | 5500 | 80
P5PY68BD | EnviroLux Energy Systems LLC | EnviroLux | EES-5000K-60W-LED-12x12-PS-UNV | Outdoor Luminaires | Mid Output | Parking Garage Luminaires | Standard | FALSE | [9 empty] | 42321 |  |  | NotYetVerified |  | 3 | 5400 | 87 | 60 | 15.9 | 0.951 | 5000 | 80
P1AP3UC3 | EnviroLux Energy Systems LLC | EnviroLux | EES-5000K-80W-LED-12x12-PS-UNV | Outdoor Luminaires | Mid Output | Parking Garage Luminaires | Standard | FALSE | [9 empty] | 42321 |  |  | NotYetVerified |  | 3 | 7000 | 87 | 80 | 14.2 | 0.9603 | 5000 | 80
PSH4USES | EnviroLux Energy Systems LLC | EnviroLux | EES-4000K-60W-LED-12x12-PS-UNV | Outdoor Luminaires | Mid Output | Parking Garage Luminaires | Standard | FALSE | [9 empty] | 42321 |  |  | NotYetVerified |  | 3 | 5200 | 84 | 60 | 15.9 | 0.951 | 4000 | 80
PXTE8AVY | EnviroLux Energy Systems LLC | EnviroLux | EES-4000K-80W-LED-12x12-PS-UNV | Outdoor Luminaires | Mid Output | Parking Garage Luminaires | Standard | FALSE | [9 empty] | 42321 |  |  | NotYetVerified |  | 3 | 6800 | 85 | 80 | 14.2 | 0.9603 | 4000 | 80
P65SY9G2 | EnviroLux Energy Systems LLC | EnviroLux | EES-3500K-60W-LED-12x12-PS-UNV | Outdoor Luminaires | Mid Output | Parking Garage Luminaires | Standard | FALSE | [9 empty] | 42321 |  |  | NotYetVerified |  | 3 | 5100 | 83 | 60 | 15.9 | 0.951 | 3500 | 80
PA2C1SJ5 | EnviroLux Energy Systems LLC | EnviroLux | EES-3500K-80W-LED-12x12-PS-UNV | Outdoor Luminaires | Mid Output | Parking Garage Luminaires | Standard | FALSE | [9 empty] | 42321 |  |  | NotYetVerified |  | 3 | 6600 | 83 | 80 | 14.2 | 0.9603 | 3500 | 80
PA1P6DFY | Shenzhen Snowball Lighting Limited | Snowball | SB/CP/C/92W/SCW | Outdoor Luminaires | Mid Output | Parking Garage Luminaires | Standard | FALSE | [9 empty] | 42321 |  |  | No |  | 3 | 8700 | 94.6 | 92 | 20 | 0.9 | 5700 | 70
P19Z8GS8 | Shenzhen Snowball Lighting Limited | Snowball | SB/CP/C/42W/SCW | Outdoor Luminaires | Low Output | Parking Garage Luminaires | Standard | FALSE | [9 empty] | 42321 |  |  | No |  | 3 | 4100 | 97.6 | 42 | 20 | 0.9 | 5700 | 70
P15PMW73 | Shenzhen Snowball Lighting Limited | Snowball | SB/CP/92W/SCW | Outdoor Luminaires | Mid Output | Parking Garage Luminaires | Standard | FALSE | [9 empty] | 42321 |  |  | No |  | 3 | 9200 | 100 | 92 | 15 | 0.9 | 5700 | 70
P85X16K4 | Shenzhen Snowball Lighting Limited | Snowball | SB/CP/42W/SCW | Outdoor Luminaires | Low Output | Parking Garage Luminaires | Standard | FALSE | [9 empty] | 42321 |  |  | No |  | 3 | 4400 | 104.8 | 42 | 15 | 0.9 | 5700 | 70
PKHXEWNW | Shenzhen Snowball Lighting Limited | Snowball | SB/CP/C/92W/3D/SCW | Outdoor Luminaires | Mid Output | Parking Garage Luminaires | Standard | FALSE | [9 empty] | 42321 |  |  | No |  | 3 | 8700 | 94.6 | 92 | 20 | 0.9 | 5700 | 70
PWB1F2XZ | Shenzhen Snowball Lighting Limited | Snowball | SB/CP/C/42W/3D/SCW | Outdoor Luminaires | Low Output | Parking Garage Luminaires | Standard | FALSE | [9 empty] | 42321 |  |  | No |  | 3 | 4100 | 97.6 | 42 | 20 | 0.9 | 5700 | 70
P2A9PA4H | Shenzhen Snowball Lighting Limited | Snowball | SB/CP/92W/3D/SCW | Outdoor Luminaires | Mid Output | Parking Garage Luminaires | Standard | FALSE | [9 empty] | 42321 |  |  | No |  | 3 | 9200 | 100 | 92 | 15 | 0.9 | 5700 | 70
PBD24CYV | Shenzhen Snowball Lighting Limited | Snowball | SB/CP/42W/3D/SCW | Outdoor Luminaires | Low Output | Parking Garage Luminaires | Standard | FALSE | [9 empty] | 42321 |  |  | No |  | 3 | 4400 | 104.8 | 42 | 15 | 0.9 | 5700 | 70
PVT1VPN4 | Shenzhen Snowball Lighting Limited | Snowball | SB/CP/C/92W/CW | Outdoor Luminaires | Mid Output | Parking Garage Luminaires | Standard | FALSE | [9 empty] | 42321 |  |  | No |  | 3 | 8700 | 94.6 | 92 | 20 | 0.9 | 5000 | 70
P8AXQ8VB | Shenzhen Snowball Lighting Limited | Snowball | SB/CP/C/42W/CW | Outdoor Luminaires | Low Output | Parking Garage Luminaires | Standard | FALSE | [9 empty] | 42321 |  |  | No |  | 3 | 4100 | 97.6 | 42 | 20 | 0.9 | 5000 | 70
PEZ116G5 | Shenzhen Snowball Lighting Limited | Snowball | SB/CP/92W/CW | Outdoor Luminaires | Mid Output | Parking Garage Luminaires | Standard | FALSE | [9 empty] | 42321 |  |  | No |  | 3 | 9200 | 100 | 92 | 15 | 0.9 | 5000 | 70
P5TR3C92 | Shenzhen Snowball Lighting Limited | Snowball | SB/CP/42W/CW | Outdoor Luminaires | Low Output | Parking Garage Luminaires | Standard | FALSE | [9 empty] | 42321 |  |  | No |  | 3 | 4400 | 104.8 | 42 | 15 | 0.9 | 5000 | 70
P64X7Z3W | Shenzhen Snowball Lighting Limited | Snowball | SB/CP/C/92W/3D/CW | Outdoor Luminaires | Mid Output | Parking Garage Luminaires | Standard | FALSE | [9 empty] | 42321 |  |  | No |  | 3 | 8700 | 94.6 | 92 | 20 | 0.9 | 5000 | 70
P4Q753Q5 | Shenzhen Snowball Lighting Limited | Snowball | SB/CP/C/42W/3D/CW | Outdoor Luminaires | Low Output | Parking Garage Luminaires | Standard | FALSE | [9 empty] | 42321 |  |  | No |  | 3 | 4100 | 97.6 | 42 | 20 | 0.9 | 5000 | 70
PYVTCYRU | Shenzhen Snowball Lighting Limited | Snowball | SB/CP/92W/3D/CW | Outdoor Luminaires | Mid Output | Parking Garage Luminaires | Standard | FALSE | [9 empty] | 42321 |  |  | No |  | 3 | 9200 | 100 | 92 | 15 | 0.9 | 5000 | 70
P9B5MSVY | Shenzhen Snowball Lighting Limited | Snowball | SB/CP/42W/3D/CW | Outdoor Luminaires | Low Output | Parking Garage Luminaires | Standard | FALSE | [9 empty] | 42321 |  |  | No |  | 3 | 4400 | 104.8 | 42 | 15 | 0.9 | 5000 | 70
PG9QGHKU | Shenzhen Snowball Lighting Limited | Snowball | SB/CP/C/92W/HNW | Outdoor Luminaires | Mid Output | Parking Garage Luminaires | Standard | FALSE | [9 empty] | 42321 |  |  | No |  | 3 | 8700 | 94.6 | 92 | 20 | 0.9 | 4500 | 70
P2R5AS8J | Shenzhen Snowball Lighting Limited | Snowball | SB/CP/C/42W/HNW | Outdoor Luminaires | Low Output | Parking Garage Luminaires | Standard | FALSE | [9 empty] | 42321 |  |  | No |  | 3 | 4000 | 95.2 | 42 | 20 | 0.9 | 4500 | 70
PEYYR112 | Shenzhen Snowball Lighting Limited | Snowball | SB/CP/92W/HNW | Outdoor Luminaires | Mid Output | Parking Garage Luminaires | Standard | FALSE | [9 empty] | 42321 |  |  | No |  | 3 | 8700 | 94.6 | 92 | 15 | 0.9 | 4500 | 70
PKNJXBBW | Shenzhen Snowball Lighting Limited | Snowball | SB/CP/42W/HNW | Outdoor Luminaires | Low Output | Parking Garage Luminaires | Standard | FALSE | [9 empty] | 42321 |  |  | No |  | 3 | 4300 | 102.4 | 42 | 15 | 0.9 | 4500 | 70
PWEH9K4T | Shenzhen Snowball Lighting Limited | Snowball | SB/CP/C/92W/3D/HNW | Outdoor Luminaires | Mid Output | Parking Garage Luminaires | Standard | FALSE | [9 empty] | 42321 |  |  | No |  | 3 | 8700 | 94.6 | 92 | 20 | 0.9 | 4500 | 70
PUZPGDM9 | Shenzhen Snowball Lighting Limited | Snowball | SB/CP/C/42W/3D/HNW | Outdoor Luminaires | Low Output | Parking Garage Luminaires | Standard | FALSE | [9 empty] | 42321 |  |  | No |  | 3 | 4000 | 95.2 | 42 | 20 | 0.9 | 4500 | 70
P4W956ER | Shenzhen Snowball Lighting Limited | Snowball | SB/CP/92W/3D/HNW | Outdoor Luminaires | Mid Output | Parking Garage Luminaires | Standard | FALSE | [9 empty] | 42321 |  |  | No |  | 3 | 8700 | 94.6 | 92 | 15 | 0.9 | 4500 | 70
PMEE8ESB | Shenzhen Snowball Lighting Limited | Snowball | SB/CP/42W/3D/HNW | Outdoor Luminaires | Low Output | Parking Garage Luminaires | Standard | FALSE | [9 empty] | 42321 |  |  | No |  | 3 | 4300 | 102.4 | 42 | 15 | 0.9 | 4500 | 70
PESKK75F | Shenzhen Snowball Lighting Limited | Snowball | SB/CP/C/92W/NW | Outdoor Luminaires | Mid Output | Parking Garage Luminaires | Standard | FALSE | [9 empty] | 42321 |  |  | No |  | 3 | 8700 | 94.6 | 92 | 20 | 0.9 | 4000 | 70
PMNJCFFS | Shenzhen Snowball Lighting Limited | Snowball | SB/CP/C/42W/NW | Outdoor Luminaires | Low Output | Parking Garage Luminaires | Standard | FALSE | [9 empty] | 42321 |  |  | No |  | 3 | 4000 | 95.2 | 42 | 20 | 0.9 | 4000 | 70
PNA5X64X | Shenzhen Snowball Lighting Limited | Snowball | SB/CP/92W/NW | Outdoor Luminaires | Mid Output | Parking Garage Luminaires | Standard | FALSE | [9 empty] | 42321 |  |  | No |  | 3 | 8700 | 94.6 | 92 | 15 | 0.9 | 4000 | 70
PNUD8ZT6 | Shenzhen Snowball Lighting Limited | Snowball | SB/CP/42W/NW | Outdoor Luminaires | Low Output | Parking Garage Luminaires | Standard | FALSE | [9 empty] | 42321 |  |  | No |  | 3 | 4300 | 102.4 | 42 | 15 | 0.9 | 4000 | 70
P9SYAUTS | Shenzhen Snowball Lighting Limited | Snowball | SB/CP/C/92W/3D/NW | Outdoor Luminaires | Mid Output | Parking Garage Luminaires | Standard | FALSE | [9 empty] | 42321 |  |  | No |  | 3 | 8700 | 94.6 | 92 | 20 | 0.9 | 4000 | 70
P5FT146G | Shenzhen Snowball Lighting Limited | Snowball | SB/CP/42W/3D/NW | Outdoor Luminaires | Low Output | Parking Garage Luminaires | Standard | FALSE | [9 empty] | 42321 |  |  | No |  | 3 | 4300 | 102.4 | 42 | 15 | 0.9 | 4000 | 70
PM4YGKSD | US LED | Vapor Tight | VTE1-1-UNVL-50-80-F-W-M-x | Outdoor Luminaires | Mid Output | Parking Garage Luminaires | Premium | TRUE | 5355 | 118 | 45.4 | 5.6 | 0.98 | 5160 | 82 | 5 | 50000 | 42317 |  |  | Yes |  | 3 | 5355 | 118 | 45.4 | 5.6 | 0.98 | 5160 | 82
P3RG7EFN | US LED | Vapor Tight | VTE1-1-UNVL-50-80-F-W-S-x | Outdoor Luminaires | Low Output | Parking Garage Luminaires | Premium | TRUE | 3739 | 125.9 | 29.7 | 8.2 | 0.96 | 5140 | 83 | 5 | 50000 | 42317 | Dimmable | Continuous Below 10 | Yes |  | 3 | 3739 | 125.9 | 29.7 | 8.2 | 0.96 | 5140 | 83
P6CKKB1K | Core Products Canada Ltd. | CORE | CF45-4K-1 | Outdoor Luminaires | Low Output | Parking Garage Luminaires | Standard | TRUE | 4005.121 | 91.722 | 43.666 | 13.77 | 0.9507 | 3991 | 83.5 | 5 | 50000 | 42317 |  |  | NotYetVerified |  | 3 | 4005.121 | 91.722 | 43.666 | 13.77 | 0.987 | 3991 | 83.5
PD6353UQ | US LED | Vapor Tight | VTE1-1-UNVL-50-80-F-W-H-x | Outdoor Luminaires | Mid Output | Parking Garage Luminaires | Premium | TRUE | 7268 | 107.8 | 67.4 | 10.2 | 0.93 | 5190 | 82 | 5 | 50000 | 42317 | Dimmable | Continuous Below 10 | Yes |  | 3 | 7268 | 107.8 | 67.4 | 10.2 | 0.93 | 5190 | 82
PRNHYVXD | Core Products Canada Ltd. | CORE | CF70-4K-1 | Outdoor Luminaires | Mid Output | Parking Garage Luminaires | Standard | TRUE | 5703.348 | 79.834 | 71.44 | 21.55 | 0.9074 | 4108 | 85 | 5 | 50000 | 42317 |  |  | NotYetVerified |  | 3 | 5703.348 | 79.834 | 71.44 | 21.55 | 0.983 | 4108 | 85
P1M232PQ | Core Products Canada Ltd. | CORE | CF70-5K-1 | Outdoor Luminaires | Mid Output | Parking Garage Luminaires | Standard | FALSE | [9 empty] | 42317 |  |  | NotYetVerified |  | 3 | 5928.278 | 86.255 | 68.73 | 21.55 | 0.977 | 5286 | 77.1
P6T1ME9U | Core Products Canada Ltd. | CORE | CF45-5K-1 | Outdoor Luminaires | Low Output | Parking Garage Luminaires | Standard | FALSE | [9 empty] | 42317 |  |  | NotYetVerified |  | 3 | 4149.603 | 95.022 | 43.67 | 13.77 | 0.993 | 5074 | 82.3
PDFUJ29Z | SimplyLEDs | GRG | GRG-065W-50K | Outdoor Luminaires | Mid Output | Parking Garage Luminaires | Standard | TRUE | 6537 | 93.09 | 70.22 | 16.87 | 0.886 | 5319 | 78.1 | 10 | 177000 | 42311 |  |  | No |  | 3 | 6537 | 93.09 | 70.22 | 4.39 | 0.994 | 5319 | 78.1
P5X41TGE | Hubbell Lighting | Beacon Products | ORB-18LED-60-4K-DF-UNV | Outdoor Luminaires | Mid Output | Parking Garage Luminaires | Standard | TRUE | 5373 | 87.5 | 61.39 | 10.2 | 0.931 | 3869 | 73.1 | 5 | 100000 | 42310 |  |  | NotYetVerified |  | 3 | 5373 | 87.8372 | 61.17 | 10.2 | 0.931 | 3869 | 73.1
PC1X4981 | Hubbell Lighting | Beacon Products | ORB-18LED-60-5K-DF-UNV | Outdoor Luminaires | Mid Output | Parking Garage Luminaires | Standard | FALSE | [9 empty] | 42310 |  |  | NotYetVerified |  | 3 | 5424.5806 | 88.6804 | 61.17 | 10.2 | 0.931 | 4794 | 73.1
PEK168UR | ACE LED LLC | Ace-LED | ACEPL-100W-30K-XX-XXX-XXX | Outdoor Luminaires | Mid Output | Parking Garage Luminaires | Standard | TRUE | 9315.1 | 95.44 | 97.6 | 13.62 | 0.93 | 3115 | 74.4 | 5 | 50000 | 42305 |  |  | NotYetVerified |  | 3 | 9315.1 | 95.44 | 97.6 | 13.62 | 0.93 | 3000 | 74.4
PWCVEHXH | ACE LED LLC | Ace-LED | ACEPL-100W-50K-XX-XXX-XXX | Outdoor Luminaires | Mid Output | Parking Garage Luminaires | Standard | FALSE | [9 empty] | 42305 | Not Dimmable | Not Dimmable | NotYetVerified |  | 3 | 9780 | 100.28 | 97.53 | 13.24 | 0.924 | 5000 | 75
PD83WJZ6 | ACE LED LLC | Ace-LED | ACEPL-100W-45K-XX-XXX-XXX | Outdoor Luminaires | Mid Output | Parking Garage Luminaires | Standard | FALSE | [9 empty] | 42305 | Not Dimmable | Not Dimmable | NotYetVerified |  | 3 | 9315.1 | 95.44 | 97.6 | 13.62 | 0.93 | 4500 | 74.4
PRCY78SA | ACE LED LLC | Ace-LED | ACEPL-100W-40K-XX-XXX-XXX | Outdoor Luminaires | Mid Output | Parking Garage Luminaires | Standard | FALSE | [9 empty] | 42305 | Not Dimmable | Not Dimmable | NotYetVerified |  | 3 | 9315.1 | 95.44 | 97.6 | 13.62 | 0.93 | 4000 | 74.4
PGGVNW5X | ACE LED LLC | Ace-LED | ACEPL-100W-35K-XX-XXX-XXX | Outdoor Luminaires | Mid Output | Parking Garage Luminaires | Standard | FALSE | [9 empty] | 42305 | Not Dimmable | Not Dimmable | NotYetVerified |  | 3 | 9315.1 | 95.44 | 97.6 | 13.62 | 0.93 | 3500 | 74.4
PU5NFSU2 | BRITELITE LLC | Brite Lite | BLSO-YR-PL345-W100-X(3000 K) | Outdoor Luminaires | Mid Output | Parking Garage Luminaires | Standard | TRUE | 9315.1 | 95.44 | 97.6 | 13.62 | 0.93 | 3115 | 74.4 | 5 | 50000 | 42300 |  |  | NotYetVerified |  | 3 | 9315.1 | 95.44 | 97.6 | 13.62 | 0.93 | 3000 | 74.4
PRN9P1R4 | BRITELITE LLC | Brite Lite | BLSO-YR-PL275-W048-X(3000 K) | Outdoor Luminaires | Low Output | Parking Garage Luminaires | Standard | TRUE | 4470.1 | 94.33 | 47.39 | 19.54 | 0.909 | 3117 | 74.2 | 5 | 50000 | 42300 |  |  | NotYetVerified |  | 3 | 4470.1 | 94.33 | 47.39 | 19.54 | 0.909 | 3000 | 74.2
PRPD1AWR | BRITELITE LLC | Brite Lite | BLSO-YR-PL345-W100-X(5000 K) | Outdoor Luminaires | Mid Output | Parking Garage Luminaires | Standard | FALSE | [9 empty] | 42300 |  |  | NotYetVerified |  | 3 | 9780 | 100.28 | 97.53 | 13.24 | 0.924 | 5000 | 75
PCAA16R8 | BRITELITE LLC | Brite Lite | BLSO-YR-PL275-W048-X(5000 K) | Outdoor Luminaires | Low Output | Parking Garage Luminaires | Standard | FALSE | [9 empty] | 42300 |  |  | NotYetVerified |  | 3 | 5006 | 103.75 | 48.25 | 19.23 | 0.9048 | 5000 | 74.9
PA4MN6R9 | BRITELITE LLC | Brite Lite | BLSO-YR-PL345-W100-X(4500 K) | Outdoor Luminaires | Mid Output | Parking Garage Luminaires | Standard | FALSE | [9 empty] | 42300 |  |  | NotYetVerified |  | 3 | 9315.1 | 95.44 | 97.6 | 13.62 | 0.93 | 4500 | 74.4
PGEFZTC9 | BRITELITE LLC | Brite Lite | BLSO-YR-PL275-W048-X(4500 K) | Outdoor Luminaires | Low Output | Parking Garage Luminaires | Standard | FALSE | [9 empty] | 42300 |  |  | NotYetVerified |  | 3 | 4470.1 | 94.33 | 47.39 | 19.54 | 0.9085 | 4500 | 74.2
PVYAH519 | BRITELITE LLC | Brite Lite | BLSO-YR-PL345-W100-X(4000 K) | Outdoor Luminaires | Mid Output | Parking Garage Luminaires | Standard | FALSE | [9 empty] | 42300 |  |  | NotYetVerified |  | 3 | 9315.1 | 95.44 | 97.6 | 13.62 | 0.93 | 4000 | 74.4
PSNN77GS | BRITELITE LLC | Brite Lite | BLSO-YR-PL275-W048-X(4000 K) | Outdoor Luminaires | Low Output | Parking Garage Luminaires | Standard | FALSE | [9 empty] | 42300 |  |  | NotYetVerified |  | 3 | 4470.1 | 94.33 | 47.39 | 19.54 | 0.9085 | 4000 | 74.2
PSNYEWDC | BRITELITE LLC | Brite Lite | BLSO-YR-PL345-W100-X(3500 K) | Outdoor Luminaires | Mid Output | Parking Garage Luminaires | Standard | FALSE | [9 empty] | 42300 |  |  | NotYetVerified |  | 3 | 9315.1 | 95.44 | 97.6 | 13.62 | 0.93 | 3500 | 74.4
PUSGD3CQ | BRITELITE LLC | Brite Lite | BLSO-YR-PL275-W048-X(3500 K) | Outdoor Luminaires | Low Output | Parking Garage Luminaires | Standard | FALSE | [9 empty] | 42300 |  |  | NotYetVerified |  | 3 | 4470.1 | 94.33 | 47.39 | 19.54 | 0.9085 | 3500 | 74.2
P15FZTCP | Ledsion Lighting Technology Co.Ltd | LEDSION | LSPSB300W(3000K) | Outdoor Luminaires | High Output | Parking Garage Luminaires | Standard | TRUE | 27360 | 93.51 | 292.6 | 10.84 | 0.951 | 3124 | 74.4 | 5 | 50000 | 42299 |  |  | NotYetVerified |  | 3 | 27360 | 93.51 | 292.6 | 11 | 0.95 | 3000 | 74.4
PGHY1YK7 | Ledsion Lighting Technology Co.Ltd | LEDSION | LSPSB100W(3000K) | Outdoor Luminaires | Mid Output | Parking Garage Luminaires | Standard | TRUE | 9315.1 | 95.44 | 97.6 | 13.62 | 0.93 | 3115 | 74.4 | 5 | 50000 | 42299 |  |  | NotYetVerified |  | 3 | 9315.1 | 95.44 | 97.6 | 13.62 | 0.93 | 3000 | 74.4
P35VB9CG | Ledsion Lighting Technology Co.Ltd | LEDSION | LSWP48W(3000K) | Outdoor Luminaires | Low Output | Parking Garage Luminaires | Standard | TRUE | 4470.1 | 94.33 | 47.39 | 19.54 | 0.909 | 3117 | 74.2 | 5 | 50000 | 42299 |  |  | NotYetVerified |  | 3 | 4470.1 | 94.33 | 47.39 | 19.54 | 0.909 | 3000 | 74.2
PPCRCQJ7 | Ledsion Lighting Technology Co.Ltd | LEDSION | LSPSB100W(5000K) | Outdoor Luminaires | Mid Output | Parking Garage Luminaires | Standard | FALSE | [9 empty] | 42299 |  |  | NotYetVerified |  | 3 | 9780 | 100.28 | 97.53 | 13.24 | 0.924 | 5000 | 75
P4A6F414 | Ledsion Lighting Technology Co.Ltd | LEDSION | LSWP48W(5000K) | Outdoor Luminaires | Low Output | Parking Garage Luminaires | Standard | FALSE | [9 empty] | 42299 |  |  | NotYetVerified |  | 3 | 5006 | 103.75 | 48.25 | 19.23 | 0.9048 | 5000 | 74.9
P9VXK7AD | Ledsion Lighting Technology Co.Ltd | LEDSION | LSPSB300W(5000K) | Outdoor Luminaires | High Output | Parking Garage Luminaires | Standard | FALSE | [9 empty] | 42299 |  |  | NotYetVerified |  | 3 | 29002 | 98.85 | 293.4 | 10 | 0.93 | 5000 | 71.9
PZFJUXWE | Ledsion Lighting Technology Co.Ltd | LEDSION | LSPSB100W(4500K) | Outdoor Luminaires | Mid Output | Parking Garage Luminaires | Standard | FALSE | [9 empty] | 42299 |  |  | NotYetVerified |  | 3 | 9315.1 | 95.44 | 97.6 | 13.62 | 0.93 | 4500 | 74.4
PY8DRK4K | Ledsion Lighting Technology Co.Ltd | LEDSION | LSPSB300W(4500K) | Outdoor Luminaires | High Output | Parking Garage Luminaires | Standard | FALSE | [9 empty] | 42299 |  |  | NotYetVerified |  | 3 | 27360 | 93.51 | 292.6 | 11 | 0.95 | 4500 | 74.4
PEYT8G1G | Ledsion Lighting Technology Co.Ltd | LEDSION | LSWP48W(4500K) | Outdoor Luminaires | Low Output | Parking Garage Luminaires | Standard | FALSE | [9 empty] | 42299 |  |  | NotYetVerified |  | 3 | 4470.1 | 94.33 | 47.39 | 19.54 | 0.9085 | 4500 | 74.2
PRXRPDE7 | Ledsion Lighting Technology Co.Ltd | LEDSION | LSPSB100W(4000K) | Outdoor Luminaires | Mid Output | Parking Garage Luminaires | Standard | FALSE | [9 empty] | 42299 |  |  | NotYetVerified |  | 3 | 9315.1 | 95.44 | 97.6 | 13.62 | 0.93 | 4000 | 74.4
PF6MUM47 | Ledsion Lighting Technology Co.Ltd | LEDSION | LSPSB300W(4000K) | Outdoor Luminaires | High Output | Parking Garage Luminaires | Standard | FALSE | [9 empty] | 42299 |  |  | NotYetVerified |  | 3 | 27360 | 93.51 | 292.6 | 11 | 0.95 | 4000 | 74.4
PYATZWKW | Ledsion Lighting Technology Co.Ltd | LEDSION | LSWP48W(4000K) | Outdoor Luminaires | Low Output | Parking Garage Luminaires | Standard | FALSE | [9 empty] | 42299 |  |  | NotYetVerified |  | 3 | 4470.1 | 94.33 | 47.39 | 19.54 | 0.9085 | 4000 | 74.2
PP3WDBQZ | Ledsion Lighting Technology Co.Ltd | LEDSION | LSPSB100W(3500K) | Outdoor Luminaires | Mid Output | Parking Garage Luminaires | Standard | FALSE | [9 empty] | 42299 |  |  | NotYetVerified |  | 3 | 9315.1 | 95.44 | 97.6 | 13.62 | 0.93 | 3500 | 74.4
P48ADM35 | Ledsion Lighting Technology Co.Ltd | LEDSION | LSPSB300W(3500K) | Outdoor Luminaires | High Output | Parking Garage Luminaires | Standard | FALSE | [9 empty] | 42299 |  |  | NotYetVerified |  | 3 | 27360 | 93.51 | 292.6 | 11 | 0.95 | 3500 | 74.4
PUD24Z2C | Ledsion Lighting Technology Co.Ltd | LEDSION | LSWP48W(3500K) | Outdoor Luminaires | Low Output | Parking Garage Luminaires | Standard | FALSE | [9 empty] | 42299 |  |  | NotYetVerified |  | 3 | 4470.1 | 94.33 | 47.39 | 19.54 | 0.9085 | 3500 | 74.2
PJFKPH5R | Eaton (formerly Cooper Lighting) | Metalux | 2VT2-LD4-2-FR50-UNV-L835-CD1-U | Outdoor Luminaires | Low Output | Parking Garage Luminaires | Standard | TRUE | 2276 | 110.5 | 20.64 | 4.97 | 0.999 |  |  | 5 | 50000 | 42297 |  |  | Yes |  | 3
PC73UX1W | Eaton (formerly Cooper Lighting) | Metalux | 4VT2-LD4-4-DR100-W-UNV-[All Remote Emergency Enclosures]-L850-5LTD1-WL-[All Options]-[All Packaging] | Outdoor Luminaires | Low Output | Parking Garage Luminaires | Standard | FALSE | [9 empty] | 42297 |  |  | Yes |  | 3 | 4293.28 | 114.31 | 37.56 | 14.6 | 0.987 | 5000 | 85
PNJ38RS7 | Eaton (formerly Cooper Lighting) | Metalux | 4VT2-LD4-4-DR-W-UNV-[All Remote Emergency Enclosures]-L850-5LTD1-WL-[All Options]-[All Packaging] | Outdoor Luminaires | Low Output | Parking Garage Luminaires | Standard | FALSE | [9 empty] | 42297 |  |  | Yes |  | 3 | 4201.42 | 111.86 | 37.56 | 14.6 | 0.987 | 5000 | 85
PBNGDBBQ | Eaton (formerly Cooper Lighting) | Metalux | 8VT2-LD4-9-DR-W-UNV-[All Remote Emergency Enclosures]-L850-5LTD2-WL-[All Options]-[All Packaging] | Outdoor Luminaires | High Output | Parking Garage Luminaires | Standard | FALSE | [9 empty] | 42297 |  |  | Yes |  | 3 | 10696.57 | 103.22 | 103.63 | 12.4 | 0.991 | 5000 | 85
PP8YACY3 | Eaton (formerly Cooper Lighting) | Metalux | 8VT2-LD4-9-DR100-W-UNV-[All Remote Emergency Enclosures]-L850-5LTD2-WL-[All Options]-[All Packaging] | Outdoor Luminaires | High Output | Parking Garage Luminaires | Standard | FALSE | [9 empty] | 42297 |  |  | Yes |  | 3 | 10643.09 | 102.7 | 103.63 | 12.4 | 0.991 | 5000 | 85
P67RMDKZ | Eaton (formerly Cooper Lighting) | Metalux | 4VT2-LD4-6-DR100-W-UNV-[All Remote Emergency Enclosures]-L850-5LTD1-WL-[All Options]-[All Packaging] | Outdoor Luminaires | Mid Output | Parking Garage Luminaires | Standard | FALSE | [9 empty] | 42297 |  |  | Yes |  | 3 | 5744.57 | 102.7 | 55.93 | 11.4 | 0.992 | 5000 | 85
PBCPXP5X | Eaton (formerly Cooper Lighting) | Metalux | 4VT2-LD4-6-DR-W-UNV-[All Remote Emergency Enclosures]-L850-5LTD1-WL-[All Options]-[All Packaging] | Outdoor Luminaires | Mid Output | Parking Garage Luminaires | Standard | FALSE | [9 empty] | 42297 |  |  | Yes |  | 3 | 5621.66 | 100.51 | 55.93 | 11.4 | 0.992 | 5000 | 85
PBFPN8M2 | Eaton (formerly Cooper Lighting) | Metalux | 8VT2-LD4-12-DR-W-UNV-[All Remote Emergency Enclosures]-L850-5LTD2-WL-[All Options]-[All Packaging] | Outdoor Luminaires | High Output | Parking Garage Luminaires | Standard | FALSE | [9 empty] | 42297 |  |  | Yes |  | 3 | 11243.31 | 100.65 | 111.71 | 11.4 | 0.992 | 5000 | 85
PXP2JT3J | Eaton (formerly Cooper Lighting) | Metalux | 8VT2-LD4-12-DR100-W-UNV-[All Remote Emergency Enclosures]-L850-5LTD2-WL-[All Options]-[All Packaging] | Outdoor Luminaires | High Output | Parking Garage Luminaires | Standard | FALSE | [9 empty] | 42297 |  |  | Yes |  | 3 | 11187.1 | 100.14 | 111.71 | 11.4 | 0.992 | 5000 | 85
PVK6YCT3 | Eaton (formerly Cooper Lighting) | Metalux | 4VT2-LD4-6-DR-W-[Voltages include 120 only]-[All Remote Emergency Enclosures]-L850-CD1-WL-[All Options]-[All Packaging] | Outdoor Luminaires | Mid Output | Parking Garage Luminaires | Standard | FALSE | [9 empty] | 42297 |  |  | Yes |  | 3 | 5621.66 | 98.96 | 56.81 | 9.967 | 0.994 | 5000 | 85
P2SWM8TH | Eaton (formerly Cooper Lighting) | Metalux | 4VT2-LD4-6-DR100-W-[Voltages include 120 only]-[All Remote Emergency Enclosures]-L850-CD1-WL-[All Options]-[All Packaging] | Outdoor Luminaires | Mid Output | Parking Garage Luminaires | Standard | FALSE | [9 empty] | 42297 |  |  | Yes |  | 3 | 5593.55 | 98.46 | 56.81 | 9.967 | 0.994 | 5000 | 85
PDV1GEQZ | Eaton (formerly Cooper Lighting) | Metalux | 4VT2-LD4-4-DR-W-UNV-[All Remote Emergency Enclosures]-L850-CD1-WL-[All Options]-[All Packaging] | Outdoor Luminaires | Low Output | Parking Garage Luminaires | Standard | FALSE | [9 empty] | 42297 |  |  | Yes |  | 3 | 4201.42 | 111.47 | 37.69 | 9.533 | 0.992 | 5000 | 85
P8N54TZW | Eaton (formerly Cooper Lighting) | Metalux | 4VT2-LD4-4-DR100-W-UNV-[All Remote Emergency Enclosures]-L850-CD1-WL-[All Options]-[All Packaging] | Outdoor Luminaires | Low Output | Parking Garage Luminaires | Standard | FALSE | [9 empty] | 42297 |  |  | Yes |  | 3 | 4180.41 | 110.91 | 37.69 | 9.533 | 0.992 | 5000 | 85
P4MAUG57 | Eaton (formerly Cooper Lighting) | Metalux | 8VT2-LD4-12-DR-W-UNV-[All Remote Emergency Enclosures]-L850-CD2-WL-[All Options]-[All Packaging] | Outdoor Luminaires | High Output | Parking Garage Luminaires | Standard | FALSE | [9 empty] | 42297 |  |  | Yes |  | 3 | 11243.31 | 98.34 | 114.33 | 9.25 | 0.995 | 5000 | 85
PPT93YDS | Eaton (formerly Cooper Lighting) | Metalux | 8VT2-LD4-12-DR100-W-UNV-[All Remote Emergency Enclosures]-L850-CD2-WL-[All Options]-[All Packaging] | Outdoor Luminaires | High Output | Parking Garage Luminaires | Standard | FALSE | [9 empty] | 42297 |  |  | Yes |  | 3 | 11187.1 | 97.85 | 114.33 | 9.25 | 0.995 | 5000 | 85
P15YK1HQ | Eaton (formerly Cooper Lighting) | Metalux | 8VT2-LD4-16-DR-W-UNV-[All Remote Emergency Enclosures]-L850-5LTD2-WL-[All Options]-[All Packaging] | Outdoor Luminaires | High Output | Parking Garage Luminaires | Standard | FALSE | [9 empty] | 42297 |  |  | Yes |  | 3 | 20066.72 | 124.71 | 160.91 | 8.4 | 0.995 | 5000 | 85
PG7A42VP | Eaton (formerly Cooper Lighting) | Metalux | 8VT2-LD4-16-DR100-W-UNV-[All Remote Emergency Enclosures]-L850-5LTD2-WL-[All Options]-[All Packaging] | Outdoor Luminaires | High Output | Parking Garage Luminaires | Standard | FALSE | [9 empty] | 42297 |  |  | Yes |  | 3 | 19966.38 | 124.09 | 160.91 | 8.4 | 0.995 | 5000 | 85
PCCMJ7P8 | Eaton (formerly Cooper Lighting) | Metalux | 4VT2-LD4-8-DR100-W-UNV-[All Remote Emergency Enclosures]-L850-5LTD1-WL-[All Options]-[All Packaging] | Outdoor Luminaires | High Output | Parking Garage Luminaires | Standard | FALSE | [9 empty] | 42297 |  |  | Yes |  | 3 | 10252.74 | 113.32 | 90.47 | 8.4 | 0.995 | 5000 | 85
P7Z9RRBT | Eaton (formerly Cooper Lighting) | Metalux | 4VT2-LD4-8-DR-W-UNV-[All Remote Emergency Enclosures]-L850-5LTD1-WL-[All Options]-[All Packaging] | Outdoor Luminaires | High Output | Parking Garage Luminaires | Standard | FALSE | [9 empty] | 42297 |  |  | Yes |  | 3 | 10033.36 | 110.9 | 90.47 | 8.4 | 0.995 | 5000 | 85
P59YYSYW | Eaton (formerly Cooper Lighting) | Metalux | 4VT2-LD4-8-DR100-W-UNV-[All Remote Emergency Enclosures]-L850-CD1-WL-[All Options]-[All Packaging] | Outdoor Luminaires | Mid Output | Parking Garage Luminaires | Standard | FALSE | [9 empty] | 42297 |  |  | Yes |  | 3 | 9983.19 | 109.9 | 90.84 | 5.8 | 0.997 | 5000 | 85
P8QJ36G5 | Eaton (formerly Cooper Lighting) | Metalux | 4VT2-LD4-8-DR-W-UNV-[All Remote Emergency Enclosures]-L850-CD1-WL-[All Options]-[All Packaging] | Outdoor Luminaires | High Output | Parking Garage Luminaires | Standard | FALSE | [9 empty] | 42297 |  |  | Yes |  | 3 | 10033.36 | 110.45 | 90.84 | 5.8 | 0.997 | 5000 | 85
PSMJEKTQ | Eaton (formerly Cooper Lighting) | Metalux | 2VT2-LD4-3-DR-W-UNV-[All Remote Emergency Enclosures]-L850-CD1-WL-[All Options]-[All Packaging] | Outdoor Luminaires | Low Output | Parking Garage Luminaires | Standard | FALSE | [9 empty] | 42297 |  |  | Yes |  | 3 | 3407.72 | 127.46 | 26.74 | 5 | 0.996 | 5000 | 85
P4NRMNAN | Eaton (formerly Cooper Lighting) | Metalux | 2VT2-LD4-3-DR100-W-UNV-[All Remote Emergency Enclosures]-L850-CD1-WL-[All Options]-[All Packaging] | Outdoor Luminaires | Low Output | Parking Garage Luminaires | Standard | FALSE | [9 empty] | 42297 |  |  | Yes |  | 3 | 3390.68 | 126.82 | 26.74 | 5 | 0.996 | 5000 | 85
P16DE962 | Eaton (formerly Cooper Lighting) | Metalux | 8VT2-LD4-9-DR-W-UNV-[All Remote Emergency Enclosures]-L850-CD1-WL-[All Options]-[All Packaging] | Outdoor Luminaires | High Output | Parking Garage Luminaires | Standard | FALSE | [9 empty] | 42297 |  |  | Yes |  | 3 | 10696.57 | 110.73 | 96.6 | 4.92 | 0.999 | 5000 | 85
PF11D41T | Eaton (formerly Cooper Lighting) | Metalux | 8VT2-LD4-9-DR100-W-UNV-[All Remote Emergency Enclosures]-L850-CD1-WL-[All Options]-[All Packaging] | Outdoor Luminaires | High Output | Parking Garage Luminaires | Standard | FALSE | [9 empty] | 42297 |  |  | Yes |  | 3 | 10643.09 | 110.18 | 96.6 | 4.92 | 0.999 | 5000 | 85
PVVHPYCZ | Eaton (formerly Cooper Lighting) | Metalux | 8VT2-LD4-16-DR-W-UNV-[All Remote Emergency Enclosures]-L850-CD2-WL-[All Options]-[All Packaging] | Outdoor Luminaires | High Output | Parking Garage Luminaires | Standard | FALSE | [9 empty] | 42297 |  |  | Yes |  | 3 | 20066.72 | 123.72 | 162.2 | 3.2 | 0.999 | 5000 | 85
PSQD5Y2G | Eaton (formerly Cooper Lighting) | Metalux | 8VT2-LD4-16-DR100-W-UNV-[All Remote Emergency Enclosures]-L850-CD2-WL-[All Options]-[All Packaging] | Outdoor Luminaires | High Output | Parking Garage Luminaires | Standard | FALSE | [9 empty] | 42297 |  |  | Yes |  | 3 | 19966.38 | 123.1 | 162.2 | 3.2 | 0.999 | 5000 | 85
P7T7B1HT | Eaton (formerly Cooper Lighting) | Metalux | 4VT2-LD4-4-DR100-W-UNV-[All Remote Emergency Enclosures]-L840-5LTD1-WL-[All Options]-[All Packaging] | Outdoor Luminaires | Low Output | Parking Garage Luminaires | Standard | FALSE | [9 empty] | 42297 |  |  | Yes |  | 3 | 4109.22 | 109.41 | 37.56 | 14.6 | 0.987 | 4000 | 85
PUB8VV6Q | Eaton (formerly Cooper Lighting) | Metalux | 4VT2-LD4-4-DR-W-UNV-[All Remote Emergency Enclosures]-L840-5LTD1-WL-[All Options]-[All Packaging] | Outdoor Luminaires | Low Output | Parking Garage Luminaires | Standard | FALSE | [9 empty] | 42297 |  |  | Yes |  | 3 | 4021.3 | 107.07 | 37.56 | 14.6 | 0.987 | 4000 | 85
P98Y9EED | Eaton (formerly Cooper Lighting) | Metalux | 8VT2-LD4-9-DR-W-UNV-[All Remote Emergency Enclosures]-L840-5LTD2-WL-[All Options]-[All Packaging] | Outdoor Luminaires | High Output | Parking Garage Luminaires | Standard | FALSE | [9 empty] | 42297 |  |  | Yes |  | 3 | 10238 | 98.79 | 103.63 | 12.4 | 0.991 | 4000 | 85
PQHB9AHY | Eaton (formerly Cooper Lighting) | Metalux | 8VT2-LD4-9-DR100-W-UNV-[All Remote Emergency Enclosures]-L840-5LTD2-WL-[All Options]-[All Packaging] | Outdoor Luminaires | High Output | Parking Garage Luminaires | Standard | FALSE | [9 empty] | 42297 |  |  | Yes |  | 3 | 10186.81 | 98.3 | 103.63 | 12.4 | 0.991 | 4000 | 85
P1QCEBA7 | Eaton (formerly Cooper Lighting) | Metalux | 4VT2-LD4-6-DR100-W-UNV-[All Remote Emergency Enclosures]-L840-5LTD1-WL-[All Options]-[All Packaging] | Outdoor Luminaires | Mid Output | Parking Garage Luminaires | Standard | FALSE | [9 empty] | 42297 |  |  | Yes |  | 3 | 5498.3 | 98.3 | 55.93 | 11.4 | 0.992 | 4000 | 85
PXHF4QSV | Eaton (formerly Cooper Lighting) | Metalux | 4VT2-LD4-6-DR-W-UNV-[All Remote Emergency Enclosures]-L840-5LTD1-WL-[All Options]-[All Packaging] | Outdoor Luminaires | Mid Output | Parking Garage Luminaires | Standard | FALSE | [9 empty] | 42297 |  |  | Yes |  | 3 | 5380.65 | 96.2 | 55.93 | 11.4 | 0.992 | 4000 | 85
PFVPFRVE | Eaton (formerly Cooper Lighting) | Metalux | 8VT2-LD4-12-DR-W-UNV-[All Remote Emergency Enclosures]-L840-5LTD2-WL-[All Options]-[All Packaging] | Outdoor Luminaires | High Output | Parking Garage Luminaires | Standard | FALSE | [9 empty] | 42297 |  |  | Yes |  | 3 | 10761.31 | 96.33 | 111.71 | 11.4 | 0.992 | 4000 | 85
PSC2EQZ7 | Eaton (formerly Cooper Lighting) | Metalux | 8VT2-LD4-12-DR100-W-UNV-[All Remote Emergency Enclosures]-L840-5LTD2-WL-[All Options]-[All Packaging] | Outdoor Luminaires | High Output | Parking Garage Luminaires | Standard | FALSE | [9 empty] | 42297 |  |  | Yes |  | 3 | 10707.5 | 95.85 | 111.71 | 11.4 | 0.992 | 4000 | 85
PYFKB5KZ | Eaton (formerly Cooper Lighting) | Metalux | 4VT2-LD4-6-DR-W-[Voltages include 120 only]-[All Remote Emergency Enclosures]-L840-CD1-WL-[All Options]-[All Packaging] | Outdoor Luminaires | Mid Output | Parking Garage Luminaires | Standard | FALSE | [9 empty] | 42297 |  |  | Yes |  | 3 | 5380.65 | 94.72 | 56.81 | 9.967 | 0.994 | 4000 | 85
PJDDJ1W6 | Eaton (formerly Cooper Lighting) | Metalux | 4VT2-LD4-6-DR100-W-[Voltages include 120 only]-[All Remote Emergency Enclosures]-L840-CD1-WL-[All Options]-[All Packaging] | Outdoor Luminaires | Mid Output | Parking Garage Luminaires | Standard | FALSE | [9 empty] | 42297 |  |  | Yes |  | 3 | 5353.75 | 94.24 | 56.81 | 9.967 | 0.994 | 4000 | 85
PNBSPKNZ | Eaton (formerly Cooper Lighting) | Metalux | 4VT2-LD4-4-DR-W-UNV-[All Remote Emergency Enclosures]-L840-CD1-WL-[All Options]-[All Packaging] | Outdoor Luminaires | Low Output | Parking Garage Luminaires | Standard | FALSE | [9 empty] | 42297 |  |  | Yes |  | 3 | 4021.3 | 106.69 | 37.69 | 9.533 | 0.992 | 4000 | 85
PRE6NETE | Eaton (formerly Cooper Lighting) | Metalux | 4VT2-LD4-4-DR100-W-UNV-[All Remote Emergency Enclosures]-L840-CD1-WL-[All Options]-[All Packaging] | Outdoor Luminaires | Low Output | Parking Garage Luminaires | Standard | FALSE | [9 empty] | 42297 |  |  | Yes |  | 3 | 4001.19 | 106.16 | 37.69 | 9.533 | 0.992 | 4000 | 85
PDMA1YDC | Eaton (formerly Cooper Lighting) | Metalux | 8VT2-LD4-12-DR-W-UNV-[All Remote Emergency Enclosures]-L840-CD2-WL-[All Options]-[All Packaging] | Outdoor Luminaires | High Output | Parking Garage Luminaires | Standard | FALSE | [9 empty] | 42297 |  |  | Yes |  | 3 | 10761.31 | 94.12 | 114.33 | 9.25 | 0.995 | 4000 | 85
P7KJJ4FA | Eaton (formerly Cooper Lighting) | Metalux | 8VT2-LD4-12-DR100-W-UNV-[All Remote Emergency Enclosures]-L840-CD2-WL-[All Options]-[All Packaging] | Outdoor Luminaires | High Output | Parking Garage Luminaires | Standard | FALSE | [9 empty] | 42297 |  |  | Yes |  | 3 | 10707.5 | 93.65 | 114.33 | 9.25 | 0.995 | 4000 | 85
PXKAFTAJ | Eaton (formerly Cooper Lighting) | Metalux | 4VT2-LD4-8-DR100-W-UNV-[All Remote Emergency Enclosures]-L840-5LTD1-WL-[All Options]-[All Packaging] | Outdoor Luminaires | Mid Output | Parking Garage Luminaires | Standard | FALSE | [9 empty] | 42297 |  |  | Yes |  | 3 | 9813.2 | 108.46 | 90.47 | 8.4 | 0.995 | 4000 | 85
PPY1VPV7 | Eaton (formerly Cooper Lighting) | Metalux | 4VT2-LD4-8-DR-W-UNV-[All Remote Emergency Enclosures]-L840-5LTD1-WL-[All Options]-[All Packaging] | Outdoor Luminaires | Mid Output | Parking Garage Luminaires | Standard | FALSE | [9 empty] | 42297 |  |  | Yes |  | 3 | 9603.22 | 106.14 | 90.47 | 8.4 | 0.995 | 4000 | 85
P77GXTQS | Eaton (formerly Cooper Lighting) | Metalux | 8VT2-LD4-16-DR-W-UNV-[All Remote Emergency Enclosures]-L840-5LTD2-WL-[All Options]-[All Packaging] | Outdoor Luminaires | High Output | Parking Garage Luminaires | Standard | FALSE | [9 empty] | 42297 |  |  | Yes |  | 3 | 19206.45 | 119.36 | 160.91 | 8.4 | 0.995 | 4000 | 85
PTZ677EJ | Eaton (formerly Cooper Lighting) | Metalux | 8VT2-LD4-16-DR100-W-UNV-[All Remote Emergency Enclosures]-L840-5LTD2-WL-[All Options]-[All Packaging] | Outdoor Luminaires | High Output | Parking Garage Luminaires | Standard | FALSE | [9 empty] | 42297 |  |  | Yes |  | 3 | 19110.42 | 118.77 | 160.91 | 8.4 | 0.995 | 4000 | 85
PDF1DT7M | Eaton (formerly Cooper Lighting) | Metalux | 4VT2-LD4-8-DR-W-UNV-[All Remote Emergency Enclosures]-L840-CD1-WL-[All Options]-[All Packaging] | Outdoor Luminaires | Mid Output | Parking Garage Luminaires | Standard | FALSE | [9 empty] | 42297 |  |  | Yes |  | 3 | 9603.22 | 105.72 | 90.84 | 5.8 | 0.997 | 4000 | 85
PNZTXFK6 | Eaton (formerly Cooper Lighting) | Metalux | 4VT2-LD4-8-DR100-W-UNV-[All Remote Emergency Enclosures]-L840-CD1-WL-[All Options]-[All Packaging] | Outdoor Luminaires | Mid Output | Parking Garage Luminaires | Standard | FALSE | [9 empty] | 42297 |  |  | Yes |  | 3 | 9555.21 | 105.19 | 90.84 | 5.8 | 0.997 | 4000 | 85
PARK1MMG | Eaton (formerly Cooper Lighting) | Metalux | 2VT2-LD4-3-DR-W-UNV-[All Remote Emergency Enclosures]-L840-CD1-WL-[All Options]-[All Packaging] | Outdoor Luminaires | Low Output | Parking Garage Luminaires | Standard | FALSE | [9 empty] | 42297 |  |  | Yes |  | 3 | 3261.63 | 122 | 26.74 | 5 | 0.996 | 4000 | 85
PX5987E1 | Eaton (formerly Cooper Lighting) | Metalux | 2VT2-LD4-3-DR100-W-UNV-[All Remote Emergency Enclosures]-L840-CD1-WL-[All Options]-[All Packaging] | Outdoor Luminaires | Low Output | Parking Garage Luminaires | Standard | FALSE | [9 empty] | 42297 |  |  | Yes |  | 3 | 3245.32 | 121.39 | 26.74 | 5 | 0.996 | 4000 | 85
P1N8RQHF | Eaton (formerly Cooper Lighting) | Metalux | 8VT2-LD4-9-DR-W-UNV-[All Remote Emergency Enclosures]-L840-CD1-WL-[All Options]-[All Packaging] | Outdoor Luminaires | High Output | Parking Garage Luminaires | Standard | FALSE | [9 empty] | 42297 |  |  | Yes |  | 3 | 10238 | 105.98 | 96.6 | 4.92 | 0.999 | 4000 | 85
P62ZYYKR | Eaton (formerly Cooper Lighting) | Metalux | 8VT2-LD4-9-DR100-W-UNV-[All Remote Emergency Enclosures]-L840-CD1-WL-[All Options]-[All Packaging] | Outdoor Luminaires | High Output | Parking Garage Luminaires | Standard | FALSE | [9 empty] | 42297 |  |  | Yes |  | 3 | 10186.81 | 105.45 | 96.6 | 4.92 | 0.999 | 4000 | 85
PUX3WQRD | Eaton (formerly Cooper Lighting) | Metalux | 8VT2-LD4-16-DR-W-UNV-[All Remote Emergency Enclosures]-L840-CD2-WL-[All Options]-[All Packaging] | Outdoor Luminaires | High Output | Parking Garage Luminaires | Standard | FALSE | [9 empty] | 42297 |  |  | Yes |  | 3 | 19206.45 | 118.41 | 162.2 | 3.2 | 0.999 | 4000 | 85
PMVQ12Z6 | Eaton (formerly Cooper Lighting) | Metalux | 8VT2-LD4-16-DR100-W-UNV-[All Remote Emergency Enclosures]-L840-CD2-WL-[All Options]-[All Packaging] | Outdoor Luminaires | High Output | Parking Garage Luminaires | Standard | FALSE | [9 empty] | 42297 |  |  | Yes |  | 3 | 19110.42 | 117.82 | 162.2 | 3.2 | 0.999 | 4000 | 85
PUZ4XWKB | Eaton (formerly Cooper Lighting) | Metalux | 4VT2-LD4-4-DR100-W-UNV-[All Remote Emergency Enclosures]-L835-5LTD1-WL-[All Options]-[All Packaging] | Outdoor Luminaires | Low Output | Parking Garage Luminaires | Standard | FALSE | [9 empty] | 42297 |  |  | Yes |  | 3 | 4001.19 | 106.53 | 37.56 | 14.6 | 0.987 | 3500 | 85
PCQ2GJ3G | Eaton (formerly Cooper Lighting) | Metalux | 4VT2-LD4-4-DR-W-UNV-[All Remote Emergency Enclosures]-L835-5LTD1-WL-[All Options]-[All Packaging] | Outdoor Luminaires | Low Output | Parking Garage Luminaires | Standard | FALSE | [9 empty] | 42297 |  |  | Yes |  | 3 | 3915.58 | 104.25 | 37.56 | 14.6 | 0.987 | 3500 | 85
PB2B2197 | Eaton (formerly Cooper Lighting) | Metalux | 8VT2-LD4-9-DR-W-UNV-[All Remote Emergency Enclosures]-L835-5LTD2-WL-[All Options]-[All Packaging] | Outdoor Luminaires | Mid Output | Parking Garage Luminaires | Standard | FALSE | [9 empty] | 42297 |  |  | Yes |  | 3 | 9968.84 | 96.19 | 103.63 | 12.4 | 0.991 | 3500 | 85
PU1BW8D5 | Eaton (formerly Cooper Lighting) | Metalux | 8VT2-LD4-9-DR100-W-UNV-[All Remote Emergency Enclosures]-L835-5LTD2-WL-[All Options]-[All Packaging] | Outdoor Luminaires | Mid Output | Parking Garage Luminaires | Standard | FALSE | [9 empty] | 42297 |  |  | Yes |  | 3 | 9919 | 95.71 | 103.63 | 12.4 | 0.991 | 3500 | 85
PRBJ69A7 | Eaton (formerly Cooper Lighting) | Metalux | 4VT2-LD4-6-DR100-W-UNV-[All Remote Emergency Enclosures]-L835-5LTD1-WL-[All Options]-[All Packaging] | Outdoor Luminaires | Mid Output | Parking Garage Luminaires | Standard | FALSE | [9 empty] | 42297 |  |  | Yes |  | 3 | 5353.75 | 95.72 | 55.93 | 11.4 | 0.992 | 3500 | 85
PSGPRSZV | Eaton (formerly Cooper Lighting) | Metalux | 4VT2-LD4-6-DR-W-UNV-[All Remote Emergency Enclosures]-L835-5LTD1-WL-[All Options]-[All Packaging] | Outdoor Luminaires | Mid Output | Parking Garage Luminaires | Standard | FALSE | [9 empty] | 42297 |  |  | Yes |  | 3 | 5239.2 | 93.67 | 55.93 | 11.4 | 0.992 | 3500 | 85
P4BZUENN | Eaton (formerly Cooper Lighting) | Metalux | 8VT2-LD4-12-DR-W-UNV-[All Remote Emergency Enclosures]-L835-5LTD2-WL-[All Options]-[All Packaging] | Outdoor Luminaires | High Output | Parking Garage Luminaires | Standard | FALSE | [9 empty] | 42297 |  |  | Yes |  | 3 | 10478.39 | 93.8 | 111.71 | 11.4 | 0.992 | 3500 | 85
PFG359FG | Eaton (formerly Cooper Lighting) | Metalux | 8VT2-LD4-12-DR100-W-UNV-[All Remote Emergency Enclosures]-L835-5LTD2-WL-[All Options]-[All Packaging] | Outdoor Luminaires | High Output | Parking Garage Luminaires | Standard | FALSE | [9 empty] | 42297 |  |  | Yes |  | 3 | 10426 | 93.33 | 111.71 | 11.4 | 0.992 | 3500 | 85
PYXU2XCR | Eaton (formerly Cooper Lighting) | Metalux | 4VT2-LD4-6-DR-W-[Voltages include 120 only]-[All Remote Emergency Enclosures]-L835-CD1-WL-[All Options]-[All Packaging] | Outdoor Luminaires | Mid Output | Parking Garage Luminaires | Standard | FALSE | [9 empty] | 42297 |  |  | Yes |  | 3 | 5239.2 | 92.23 | 56.81 | 9.967 | 0.994 | 3500 | 85
PF6V6CUP | Eaton (formerly Cooper Lighting) | Metalux | 4VT2-LD4-6-DR100-W-[Voltages include 120 only]-[All Remote Emergency Enclosures]-L835-CD1-WL-[All Options]-[All Packaging] | Outdoor Luminaires | Mid Output | Parking Garage Luminaires | Standard | FALSE | [9 empty] | 42297 |  |  | Yes |  | 3 | 5213 | 91.76 | 56.81 | 9.967 | 0.994 | 3500 | 85
PE3PP3RS | Eaton (formerly Cooper Lighting) | Metalux | 4VT2-LD4-4-DR-W-UNV-[All Remote Emergency Enclosures]-L835-CD1-WL-[All Options]-[All Packaging] | Outdoor Luminaires | Low Output | Parking Garage Luminaires | Standard | FALSE | [9 empty] | 42297 |  |  | Yes |  | 3 | 3915.58 | 103.89 | 37.69 | 9.533 | 0.992 | 3500 | 85
P8CHH8B5 | Eaton (formerly Cooper Lighting) | Metalux | 4VT2-LD4-4-DR100-W-UNV-[All Remote Emergency Enclosures]-L835-CD1-WL-[All Options]-[All Packaging] | Outdoor Luminaires | Low Output | Parking Garage Luminaires | Standard | FALSE | [9 empty] | 42297 |  |  | Yes |  | 3 | 3896 | 103.37 | 37.69 | 9.533 | 0.992 | 3500 | 85
PMB9B3N6 | Eaton (formerly Cooper Lighting) | Metalux | 8VT2-LD4-12-DR-W-UNV-[All Remote Emergency Enclosures]-L835-CD2-WL-[All Options]-[All Packaging] | Outdoor Luminaires | High Output | Parking Garage Luminaires | Standard | FALSE | [9 empty] | 42297 |  |  | Yes |  | 3 | 10478.39 | 91.65 | 114.33 | 9.25 | 0.995 | 3500 | 85
PH9A3PFT | Eaton (formerly Cooper Lighting) | Metalux | 8VT2-LD4-12-DR100-W-UNV-[All Remote Emergency Enclosures]-L835-CD2-WL-[All Options]-[All Packaging] | Outdoor Luminaires | High Output | Parking Garage Luminaires | Standard | FALSE | [9 empty] | 42297 |  |  | Yes |  | 3 | 10426 | 91.19 | 114.33 | 9.25 | 0.995 | 3500 | 85
PUFA4GT8 | Eaton (formerly Cooper Lighting) | Metalux | 4VT2-LD4-8-DR100-W-UNV-[All Remote Emergency Enclosures]-L835-5LTD1-WL-[All Options]-[All Packaging] | Outdoor Luminaires | Mid Output | Parking Garage Luminaires | Standard | FALSE | [9 empty] | 42297 |  |  | Yes |  | 3 | 9555.21 | 105.61 | 90.47 | 8.4 | 0.995 | 3500 | 85
P8JEM82Z | Eaton (formerly Cooper Lighting) | Metalux | 4VT2-LD4-8-DR-W-UNV-[All Remote Emergency Enclosures]-L835-5LTD1-WL-[All Options]-[All Packaging] | Outdoor Luminaires | Mid Output | Parking Garage Luminaires | Standard | FALSE | [9 empty] | 42297 |  |  | Yes |  | 3 | 9350.75 | 103.35 | 90.47 | 8.4 | 0.995 | 3500 | 85
PHPXJZGN | Eaton (formerly Cooper Lighting) | Metalux | 8VT2-LD4-16-DR-W-UNV-[All Remote Emergency Enclosures]-L835-5LTD2-WL-[All Options]-[All Packaging] | Outdoor Luminaires | High Output | Parking Garage Luminaires | Standard | FALSE | [9 empty] | 42297 |  |  | Yes |  | 3 | 18701.51 | 116.22 | 160.91 | 8.4 | 0.995 | 3500 | 85
PU3N2WRS | Eaton (formerly Cooper Lighting) | Metalux | 8VT2-LD4-16-DR100-W-UNV-[All Remote Emergency Enclosures]-L835-5LTD2-WL-[All Options]-[All Packaging] | Outdoor Luminaires | High Output | Parking Garage Luminaires | Standard | FALSE | [9 empty] | 42297 |  |  | Yes |  | 3 | 18608 | 115.64 | 160.91 | 8.4 | 0.995 | 3500 | 85
PZZ163SB | Eaton (formerly Cooper Lighting) | Metalux | 4VT2-LD4-8-DR-W-UNV-[All Remote Emergency Enclosures]-L835-CD1-WL-[All Options]-[All Packaging] | Outdoor Luminaires | Mid Output | Parking Garage Luminaires | Standard | FALSE | [9 empty] | 42297 |  |  | Yes |  | 3 | 9350.75 | 102.94 | 90.84 | 5.8 | 0.997 | 3500 | 85
PWF189A6 | Eaton (formerly Cooper Lighting) | Metalux | 4VT2-LD4-8-DR100-W-UNV-[All Remote Emergency Enclosures]-L835-CD1-WL-[All Options]-[All Packaging] | Outdoor Luminaires | Mid Output | Parking Garage Luminaires | Standard | FALSE | [9 empty] | 42297 |  |  | Yes |  | 3 | 9304 | 102.43 | 90.84 | 5.8 | 0.997 | 3500 | 85
PB3VG1F6 | Eaton (formerly Cooper Lighting) | Metalux | 2VT2-LD4-3-DR-W-UNV-[All Remote Emergency Enclosures]-L835-CD1-WL-[All Options]-[All Packaging] | Outdoor Luminaires | Low Output | Parking Garage Luminaires | Standard | FALSE | [9 empty] | 42297 |  |  | Yes |  | 3 | 3175.88 | 118.79 | 26.74 | 5 | 0.996 | 3500 | 85
PSUZSTVA | Eaton (formerly Cooper Lighting) | Metalux | 2VT2-LD4-3-DR100-W-UNV-[All Remote Emergency Enclosures]-L835-CD1-WL-[All Options]-[All Packaging] | Outdoor Luminaires | Low Output | Parking Garage Luminaires | Standard | FALSE | [9 empty] | 42297 |  |  | Yes |  | 3 | 3160 | 118.19 | 26.74 | 5 | 0.996 | 3500 | 85
PDQHR5N9 | Eaton (formerly Cooper Lighting) | Metalux | 8VT2-LD4-9-DR-W-UNV-[All Remote Emergency Enclosures]-L835-CD1-WL-[All Options]-[All Packaging] | Outdoor Luminaires | Mid Output | Parking Garage Luminaires | Standard | FALSE | [9 empty] | 42297 |  |  | Yes |  | 3 | 9968.84 | 103.2 | 96.6 | 4.92 | 0.999 | 3500 | 85
PSGK4ZAE | Eaton (formerly Cooper Lighting) | Metalux | 8VT2-LD4-9-DR100-W-UNV-[All Remote Emergency Enclosures]-L835-CD1-WL-[All Options]-[All Packaging] | Outdoor Luminaires | Mid Output | Parking Garage Luminaires | Standard | FALSE | [9 empty] | 42297 |  |  | Yes |  | 3 | 9919 | 102.68 | 96.6 | 4.92 | 0.999 | 3500 | 85
P7JSFM4N | Eaton (formerly Cooper Lighting) | Metalux | 8VT2-LD4-16-DR-W-UNV-[All Remote Emergency Enclosures]-L835-CD2-WL-[All Options]-[All Packaging] | Outdoor Luminaires | High Output | Parking Garage Luminaires | Standard | FALSE | [9 empty] | 42297 |  |  | Yes |  | 3 | 18701.51 | 115.3 | 162.2 | 3.2 | 0.999 | 3500 | 85
P15CNV5D | Eaton (formerly Cooper Lighting) | Metalux | 8VT2-LD4-16-DR100-W-UNV-[All Remote Emergency Enclosures]-L835-CD2-WL-[All Options]-[All Packaging] | Outdoor Luminaires | High Output | Parking Garage Luminaires | Standard | FALSE | [9 empty] | 42297 |  |  | Yes |  | 3 | 18608 | 114.72 | 162.2 | 3.2 | 0.999 | 3500 | 85
PMWR28Q9 | Cree Inc. | Cree IG Series | IG-NM-5S-J-40K-xx-xx-xxx | Outdoor Luminaires | Mid Output | Parking Garage Luminaires | Premium | TRUE | 7276.1 | 112.35 | 65.03 | 11.24 | 0.962 | 4016 | 84 | 5 | 50000 | 42296 |  |  | No |  | 3 | 7500 | 115.4 | 65 | 20 | 0.9 | 4000 | 80
PFS4QU89 | SloanLED | HighLINER2 | 701912-L1C1I75 [120V Only] | Outdoor Luminaires | Low Output | Specialty: Canopy Lighting | Standard | TRUE | 454.1 | 92.8 | 4.857 | 13.66 | 0.9576 | 5050 | 67.4 | 5 | 100000 | 42296 |  |  | No |  | 3 | 461 | 115.25 | 4 | 20 | 0.9 | 5050 | 73
P7CZNMZG | SloanLED | HighLINER2 | 701912-L1C1I75 [120V Only] | Outdoor Luminaires | Low Output | Specialty: Soffit Lighting | Standard | TRUE | 454.1 | 92.8 | 4.857 | 13.66 | 0.9576 | 5050 | 67.4 | 5 | 100000 | 42296 |  |  | No |  | 3 | 461 | 115.25 | 4 | 20 | 0.9 | 5050 | 73
PVXRJGTN | Cree Inc. | Cree IG Series | IG-NM-5S-A-40K-xx-xx-xxx | Outdoor Luminaires | Low Output | Parking Garage Luminaires | Premium | TRUE | 3683.2 | 115.28 | 31.95 | 14.21 | 0.944 | 4098 | 85 | 5 | 50000 | 42296 |  |  | No |  | 3 | 3910 | 118.5 | 33 | 20 | 0.9 | 4000 | 80
PZH6W157 | Cree Inc. | Cree IG Series | IG-NM-5S-J-57K-xx-xx-PML | Outdoor Luminaires | Mid Output | Parking Garage Luminaires | Premium | FALSE | [9 empty] | 42296 |  |  | Yes |  | 3 | 7500 | 115.4 | 65 | 20 | 0.9 | 5700 | 80
PN3WT3DX | Cree Inc. | Cree IG Series | IG-NM-5S-A-57K-xx-xx-PML | Outdoor Luminaires | Low Output | Parking Garage Luminaires | Premium | FALSE | [9 empty] | 42296 |  |  | Yes |  | 3 | 3910 | 118.5 | 33 | 20 | 0.9 | 5700 | 80
P3UC6DQA | Cree Inc. | Cree IG Series | IG-NM-5S-J-57K-xx-xx-xxx | Outdoor Luminaires | Mid Output | Parking Garage Luminaires | Premium | FALSE | [9 empty] | 42296 | Dimmable | Continuous Below 10 | No |  | 3 | 7500 | 115.4 | 65 | 20 | 0.9 | 5700 | 80
P3J6C8ZU | Cree Inc. | Cree IG Series | IG-NM-5S-A-57K-xx-xx-xxx | Outdoor Luminaires | Low Output | Parking Garage Luminaires | Premium | FALSE | [9 empty] | 42296 | Dimmable | Continuous Below 10 | No |  | 3 | 3910 | 118.5 | 33 | 20 | 0.9 | 5700 | 80
P14K7FYA | Cree Inc. | Cree IG Series | IG-NM-5S-J-40K-xx-xx-PML | Outdoor Luminaires | Mid Output | Parking Garage Luminaires | Premium | FALSE | [9 empty] | 42296 | Dimmable | Stepped | Yes |  | 3 | 7500 | 115.4 | 65 | 20 | 0.9 | 4000 | 80
PS6C6FM1 | Cree Inc. | Cree IG Series | IG-NM-5S-A-40K-xx-xx-PML | Outdoor Luminaires | Low Output | Parking Garage Luminaires | Premium | FALSE | [9 empty] | 42296 |  |  | Yes |  | 3 | 3910 | 118.5 | 33 | 20 | 0.9 | 4000 | 80
P9XBWFEP | BRITELITE LLC | BriteLite | BLSO-CP45W27V40KYY | Outdoor Luminaires | Low Output | Parking Garage Luminaires | Standard | TRUE | 4005.121 | 91.722 | 43.666 | 13.77 | 0.9507 | 3991 | 83.5 | 5 | 50000 | 42292 |  |  | NotYetVerified |  | 3 | 4005.121 | 91.722 | 43.666 | 13.77 | 0.987 | 3991 | 83.5
PB28ABMW | All Green Lighting Inc. | All Green Lighting | VENUS-45W-40K | Outdoor Luminaires | Low Output | Parking Garage Luminaires | Standard | TRUE | 4005.121 | 91.722 | 43.666 | 13.77 | 0.9507 | 3991 | 83.5 | 5 | 50000 | 42292 |  |  | NotYetVerified |  | 3 | 4005.121 | 91.722 | 43.666 | 13.77 | 0.987 | 3991 | 83.5
PNBGKTEU | ECO Lighting Solutions | ECO | FT-GL-60M-U-50-24S-X | Outdoor Luminaires | Mid Output | Parking Garage Luminaires | Standard | TRUE | 5690.17 | 98 | 57.94 | 14.92 | 0.909 | 4929 | 74.7 | 5 | 50000 | 42292 |  |  | NotYetVerified |  | 3 | 5600 | 93.33 | 60 | 5 | 0.93 | 5000 | 74
P1Y8M87B | All Green Lighting Inc. | All Green Lighting | VENUS-70W-40K | Outdoor Luminaires | Mid Output | Parking Garage Luminaires | Standard | TRUE | 5703.348 | 79.834 | 71.44 | 21.55 | 0.9074 | 4108 | 85 | 5 | 50000 | 42292 |  |  | NotYetVerified |  | 3 | 5703.348 | 79.834 | 71.44 | 21.55 | 0.983 | 4108 | 85
P7MCSV7C | BRITELITE LLC | BriteLite | BLSO-CP45W27V50KYY | Outdoor Luminaires | Low Output | Parking Garage Luminaires | Standard | FALSE | [9 empty] | 42292 |  |  | NotYetVerified |  | 3 | 4149.603 | 95.022 | 43.67 | 13.77 | 0.993 | 5074 | 82.3
P7BNYRJ6 | ECO Lighting Solutions | ECO | FT-GL-60M-U-50-24S-D | Outdoor Luminaires | Mid Output | Parking Garage Luminaires | Standard | FALSE | [9 empty] | 42292 |  |  | NotYetVerified |  | 3 | 5600 | 93.33 | 60 | 5 | 0.93 | 5000 | 74
PGFATNNJ | All Green Lighting Inc. | All Green Lighting | VENUS-70W-50K | Outdoor Luminaires | Mid Output | Parking Garage Luminaires | Standard | FALSE | [9 empty] | 42292 | Not Dimmable | Not Dimmable | NotYetVerified |  | 3 | 5928.278 | 86.255 | 68.73 | 21.55 | 0.977 | 5286 | 77.1
PH7BPHWR | All Green Lighting Inc. | All Green Lighting | VENUS-45W-50K | Outdoor Luminaires | Low Output | Parking Garage Luminaires | Standard | FALSE | [9 empty] | 42292 | Not Dimmable | Not Dimmable | NotYetVerified |  | 3 | 4149.603 | 95.022 | 43.67 | 13.77 | 0.993 | 5074 | 82.3
PEC2VXKS | RAB Lighting | RAB Lighting | PRT70Y/[All Housing Colors]/480/[PCS4] | Outdoor Luminaires | Mid Output | Parking Garage Luminaires | Premium | TRUE | 7546 | 108.4 | 69.642 | 13.3 | 0.986 | 3084 | 71 | 5 | 100000 | 42291 |  |  | Yes |  | 3
PXKX76H8 | RAB Lighting | RAB Lighting | PRT70/[All Housing Colors]/480/[PCS4] | Outdoor Luminaires | Mid Output | Parking Garage Luminaires | Premium | FALSE | [9 empty] | 42291 |  |  | Yes |  | 3 | 7736 | 111.5 | 69.4 | 13.9 | 0.943 | 5037 | 74
PH6D37QD | RAB Lighting | RAB Lighting | PRT70/[All Housing Colors]/D10/480 | Outdoor Luminaires | Mid Output | Parking Garage Luminaires | Premium | FALSE | [9 empty] | 42291 |  |  | No |  | 3 | 7820 | 111.2 | 70.3 | 5.8 | 0.994 | 5037 | 74
P557HZHH | RAB Lighting | RAB Lighting | PRT70N/[All Housing Colors]/480/[PCS4] | Outdoor Luminaires | Mid Output | Parking Garage Luminaires | Premium | FALSE | [9 empty] | 42291 | Not Dimmable | Not Dimmable | Yes |  | 3 | 7617 | 110 | 69.2 | 15.5 | 0.943 | 3920 | 73
PY2P38YG | RAB Lighting | RAB Lighting | PRT70N/[All Housing Colors]/D10/480 | Outdoor Luminaires | Mid Output | Parking Garage Luminaires | Premium | FALSE | [9 empty] | 42291 |  |  | No |  | 3 | 7701 | 109.7 | 70.2 | 6.5 | 0.994 | 3920 | 73
PXEBTZPH | RAB Lighting | RAB Lighting | PRT70Y/[All Housing Colors]/D10/480 | Outdoor Luminaires | Mid Output | Parking Garage Luminaires | Premium | FALSE | [9 empty] | 42291 |  |  | No |  | 3 | 7642 | 108.2 | 70.6 | 13.3 | 0.943 | 3084 | 71
PBU5ACM6 | RAB Lighting | RAB Lighting | PRT80Y/[All Housing Colors]/480/[PCS4] | Outdoor Luminaires | Mid Output | Parking Garage Luminaires | Premium | TRUE | 8511 | 103.9 | 81.949 | 13.9 | 0.893 | 3087 | 71 | 5 | 100000 | 42290 | Not Dimmable | Not Dimmable | Yes |  | 3
P4JBPZKR | RAB Lighting | RAB Lighting | PRT80/[All Housing Colors]/480/[PCS4] | Outdoor Luminaires | Mid Output | Parking Garage Luminaires | Premium | FALSE | [9 empty] | 42290 | Not Dimmable | Not Dimmable | Yes |  | 3 | 8887 | 107.3 | 82.8 | 12 | 0.894 | 5071 | 74
PDZQEWV7 | RAB Lighting | RAB Lighting | PRT80/[All Housing Colors]/D10/480 | Outdoor Luminaires | Mid Output | Parking Garage Luminaires | Premium | FALSE | [9 empty] | 42290 | Dimmable | Continuous Below 10 | No |  | 3 | 8771 | 106.8 | 82.1 | 4.4 | 0.996 | 5071 | 74
P9VGYC73 | RAB Lighting | RAB Lighting | PRT80N/[All Housing Colors]/480/[PCS4] | Outdoor Luminaires | Mid Output | Parking Garage Luminaires | Premium | FALSE | [9 empty] | 42290 | Not Dimmable | Not Dimmable | Yes |  | 3 | 8607 | 105.6 | 81.5 | 14.7 | 0.894 | 3938 | 73
PG7MT18R | RAB Lighting | RAB Lighting | PRT80N/[All Housing Colors]/D10/480 | Outdoor Luminaires | Mid Output | Parking Garage Luminaires | Premium | FALSE | [9 empty] | 42290 |  |  | No |  | 3 | 8495 | 105.1 | 80.8 | 5.4 | 0.996 | 3938 | 73
PJ5MMCJK | RAB Lighting | RAB Lighting | PRT80Y/[All Housing Colors]/D10/480 | Outdoor Luminaires | Mid Output | Parking Garage Luminaires | Premium | FALSE | [9 empty] | 42290 |  |  | No |  | 3 | 7542 | 102.8 | 73.4 | 16.1 | 0.893 | 3087 | 71
PCGRN3ZC | Hubbell Lighting | Columbia Lighting | LXEP4-30VW-DFA-EU | Outdoor Luminaires | Low Output | Parking Garage Luminaires | Standard | TRUE | 2964 | 89.8 | 33 | 9.8 | 0.96 | 3092 | 83.99 | 5 | 60000 | 42286 |  |  | No |  | 3 | 2926 | 107.8 | 27.2 | 9.2 | 0.945 | 3000 | 84
PRE6X7PC | Hubbell Lighting | Columbia Lighting | LXEP2-40LW-DCA-EU | Outdoor Luminaires | Low Output | Parking Garage Luminaires | Standard | FALSE | [9 empty] | 42286 |  |  | No |  | 3 | 3182.4 | 96.4364 | 33 | 9.8 | 0.96 | 4000 | 84
PSEJV9TE | Hubbell Lighting | Columbia Lighting | LXEP2-40LW-DFA-EU | Outdoor Luminaires | Low Output | Parking Garage Luminaires | Standard | FALSE | [9 empty] | 42286 |  |  | No |  | 3 | 3119.9065 | 94.5426 | 33 | 9.8 | 0.96 | 4000 | 84
PXDZ32AT | Hubbell Lighting | Columbia Lighting | LXEP8-40VW-DCA-EU | Outdoor Luminaires | Mid Output | Parking Garage Luminaires | Standard | FALSE | [9 empty] | 42286 |  |  | No |  | 3 | 6284 | 115.5147 | 54.4 | 9.2 | 0.945 | 4000 | 84
P6DR3F7F | Hubbell Lighting | Columbia Lighting | LXEP8-40VW-DFA-EU | Outdoor Luminaires | Mid Output | Parking Garage Luminaires | Standard | FALSE | [9 empty] | 42286 |  |  | No |  | 3 | 6160 | 113.2353 | 54.4 | 9.2 | 0.945 | 4000 | 84
PPGNW6TM | Hubbell Lighting | Columbia Lighting | LXEP4-40VW-DCA-EU | Outdoor Luminaires | Low Output | Parking Garage Luminaires | Standard | FALSE | [9 empty] | 42286 |  |  | No |  | 3 | 3141.6 | 115.5 | 27.2 | 9.2 | 0.945 | 4000 | 84
P76NPZ9F | Hubbell Lighting | Columbia Lighting | LXEP4-40VW-DFA-EU | Outdoor Luminaires | Low Output | Parking Garage Luminaires | Standard | FALSE | [9 empty] | 42286 |  |  | No |  | 3 | 3079.9077 | 113.2319 | 27.2 | 9.2 | 0.945 | 4000 | 84
PXG4BDM1 | Hubbell Lighting | Columbia Lighting | LXEP2-40LW-DCA-EDU | Outdoor Luminaires | Low Output | Parking Garage Luminaires | Standard | FALSE | [9 empty] | 42286 |  |  | No |  | 3 | 3182.4 | 96.4364 | 33 | 9.8 | 0.96 | 4000 | 84
PH3JH133 | Hubbell Lighting | Columbia Lighting | LXEP2-40LW-DFA-EDU | Outdoor Luminaires | Low Output | Parking Garage Luminaires | Standard | FALSE | [9 empty] | 42286 |  |  | No |  | 3 | 3119.9065 | 94.5426 | 33 | 9.8 | 0.96 | 4000 | 84
PS8ETQQM | Hubbell Lighting | Columbia Lighting | LXEP8-40VW-DCA-EDU | Outdoor Luminaires | Mid Output | Parking Garage Luminaires | Standard | FALSE | [9 empty] | 42286 |  |  | No |  | 3 | 6284 | 115.5147 | 54.4 | 9.2 | 0.945 | 4000 | 84
PC6BTB1Z | Hubbell Lighting | Columbia Lighting | LXEP8-40VW-DFA-EDU | Outdoor Luminaires | Mid Output | Parking Garage Luminaires | Standard | FALSE | [9 empty] | 42286 |  |  | No |  | 3 | 6160 | 113.2353 | 54.4 | 9.2 | 0.945 | 4000 | 84
PDCUATP3 | Hubbell Lighting | Columbia Lighting | LXEP4-40VW-DCA-EDU | Outdoor Luminaires | Low Output | Parking Garage Luminaires | Standard | FALSE | [9 empty] | 42286 |  |  | No |  | 3 | 3141.6 | 115.5 | 27.2 | 9.2 | 0.945 | 4000 | 84
P6YGYCZ3 | Hubbell Lighting | Columbia Lighting | LXEP4-40VW-DFA-EDU | Outdoor Luminaires | Low Output | Parking Garage Luminaires | Standard | FALSE | [9 empty] | 42286 |  |  | No |  | 3 | 3079.9077 | 113.2319 | 27.2 | 9.2 | 0.945 | 4000 | 84
PFEZQSBZ | Hubbell Lighting | Columbia Lighting | LXEP2-35LW-DCA-EU | Outdoor Luminaires | Low Output | Parking Garage Luminaires | Standard | FALSE | [9 empty] | 42286 |  |  | No |  | 3 | 3076.32 | 93.2218 | 33 | 9.8 | 0.96 | 3500 | 84
PAHQEPZF | Hubbell Lighting | Columbia Lighting | LXEP2-35LW-DFA-EU | Outdoor Luminaires | Low Output | Parking Garage Luminaires | Standard | FALSE | [9 empty] | 42286 |  |  | No |  | 3 | 3015.87 | 91.39 | 33 | 9.8 | 0.96 | 3500 | 84
P1FDYE93 | Hubbell Lighting | Columbia Lighting | LXEP8-35VW-DCA-EU | Outdoor Luminaires | Mid Output | Parking Garage Luminaires | Standard | FALSE | [9 empty] | 42286 |  |  | No |  | 3 | 6074 | 111.6544 | 54.4 | 9.2 | 0.945 | 3500 | 84
PWTFH4S1 | Hubbell Lighting | Columbia Lighting | LXEP8-35VW-DFA-EU | Outdoor Luminaires | Mid Output | Parking Garage Luminaires | Standard | FALSE | [9 empty] | 42286 |  |  | No |  | 3 | 5954 | 109.4485 | 54.4 | 9.2 | 0.945 | 3500 | 84
PA9XRMVZ | Hubbell Lighting | Columbia Lighting | LXEP4-35VW-DCA-EU | Outdoor Luminaires | Low Output | Parking Garage Luminaires | Standard | FALSE | [9 empty] | 42286 |  |  | No |  | 3 | 3036.54 | 111.6375 | 27.2 | 9.2 | 0.945 | 3500 | 84
PTCQBZVK | Hubbell Lighting | Columbia Lighting | LXEP4-35VW-DFA-EU | Outdoor Luminaires | Low Output | Parking Garage Luminaires | Standard | FALSE | [9 empty] | 42286 |  |  | No |  | 3 | 2977.205 | 109.4561 | 27.2 | 9.2 | 0.945 | 3500 | 84
PJCDVS23 | Hubbell Lighting | Columbia Lighting | LXEP2-35LW-DCA-EDU | Outdoor Luminaires | Low Output | Parking Garage Luminaires | Standard | FALSE | [9 empty] | 42286 |  |  | No |  | 3 | 3076.32 | 93.2218 | 33 | 9.8 | 0.96 | 3500 | 84
PVJP4VVZ | Hubbell Lighting | Columbia Lighting | LXEP2-35LW-DFA-EDU | Outdoor Luminaires | Low Output | Parking Garage Luminaires | Standard | FALSE | [9 empty] | 42286 |  |  | No |  | 3 | 3015.87 | 91.39 | 33 | 9.8 | 0.96 | 3500 | 84
PR288F1T | Hubbell Lighting | Columbia Lighting | LXEP8-35VW-DCA-EDU | Outdoor Luminaires | Mid Output | Parking Garage Luminaires | Standard | FALSE | [9 empty] | 42286 |  |  | No |  | 3 | 6074 | 111.6544 | 54.4 | 9.2 | 0.945 | 3500 | 84
PFW35756 | Hubbell Lighting | Columbia Lighting | LXEP8-35VW-DFA-EDU | Outdoor Luminaires | Mid Output | Parking Garage Luminaires | Standard | FALSE | [9 empty] | 42286 |  |  | No |  | 3 | 5954 | 109.4485 | 54.4 | 9.2 | 0.945 | 3500 | 84
PYR5ACAX | Hubbell Lighting | Columbia Lighting | LXEP4-35VW-DCA-EDU | Outdoor Luminaires | Low Output | Parking Garage Luminaires | Standard | FALSE | [9 empty] | 42286 |  |  | No |  | 3 | 3036.54 | 111.6375 | 27.2 | 9.2 | 0.945 | 3500 | 84
P6FSZMPT | Hubbell Lighting | Columbia Lighting | LXEP4-35VW-DFA-EDU | Outdoor Luminaires | Low Output | Parking Garage Luminaires | Standard | FALSE | [9 empty] | 42286 |  |  | No |  | 3 | 2977.205 | 109.4561 | 27.2 | 9.2 | 0.945 | 3500 | 84
PSWGATSN | Hubbell Lighting | Columbia Lighting | LXEP2-30LW-DCA-EU | Outdoor Luminaires | Low Output | Parking Garage Luminaires | Standard | FALSE | [9 empty] | 42286 |  |  | No |  | 3 | 3023.28 | 91.6145 | 33 | 9.8 | 0.96 | 3000 | 84
PARUU9C2 | Hubbell Lighting | Columbia Lighting | LXEP2-30LW-DFA-EU | Outdoor Luminaires | Low Output | Parking Garage Luminaires | Standard | FALSE | [9 empty] | 42286 |  |  | No |  | 3 | 2964 | 90 | 33 | 9.8 | 0.96 | 3000 | 84
PXE51QQS | Hubbell Lighting | Columbia Lighting | LXEP8-30VW-DCA-EU | Outdoor Luminaires | Mid Output | Parking Garage Luminaires | Standard | FALSE | [9 empty] | 42286 |  |  | No |  | 3 | 5970 | 109.7426 | 54.4 | 9.2 | 0.945 | 3000 | 84
PTN98V96 | Hubbell Lighting | Columbia Lighting | LXEP8-30VW-DFA-EU | Outdoor Luminaires | Mid Output | Parking Garage Luminaires | Standard | FALSE | [9 empty] | 42286 |  |  | No |  | 3 | 5852 | 107.8 | 54.4 | 9.2 | 0.945 | 3000 | 84
PVCPFK5E | Hubbell Lighting | Columbia Lighting | LXEP4-30VW-DCA-EU | Outdoor Luminaires | Low Output | Parking Garage Luminaires | Standard | FALSE | [9 empty] | 42286 |  |  | No |  | 3 | 2984.52 | 109.725 | 27.2 | 9.2 | 0.945 | 3000 | 84
P2BCDXZR | Hubbell Lighting | Columbia Lighting | LXEP2-30LW-DCA-EDU | Outdoor Luminaires | Low Output | Parking Garage Luminaires | Standard | FALSE | [9 empty] | 42286 |  |  | No |  | 3 | 3023.28 | 91.6145 | 33 | 9.8 | 0.96 | 3000 | 84
PGQNZV97 | Hubbell Lighting | Columbia Lighting | LXEP2-30LW-DFA-EDU | Outdoor Luminaires | Low Output | Parking Garage Luminaires | Standard | FALSE | [9 empty] | 42286 |  |  | No |  | 3 | 2964 | 89.8182 | 33 | 9.8 | 0.96 | 3000 | 84
PUN3Z6BM | Hubbell Lighting | Columbia Lighting | LXEP8-30VW-DCA-EDU | Outdoor Luminaires | Mid Output | Parking Garage Luminaires | Standard | FALSE | [9 empty] | 42286 |  |  | No |  | 3 | 5970 | 109.7426 | 54.4 | 9.2 | 0.945 | 3000 | 84
PZVH2EC6 | Hubbell Lighting | Columbia Lighting | LXEP8-30VW-DFA-EDU | Outdoor Luminaires | Mid Output | Parking Garage Luminaires | Standard | FALSE | [9 empty] | 42286 |  |  | No |  | 3 | 5852 | 107.8 | 54.4 | 9.2 | 0.945 | 3000 | 84
PEP9Q1QG | Hubbell Lighting | Columbia Lighting | LXEP4-30VW-DCA-EDU | Outdoor Luminaires | Low Output | Parking Garage Luminaires | Standard | FALSE | [9 empty] | 42286 |  |  | No |  | 3 | 2984.52 | 109.725 | 27.2 | 9.2 | 0.945 | 3000 | 84
PXV4H1CG | Hubbell Lighting | Columbia Lighting | LXEP4-30VW-DFA-EDU | Outdoor Luminaires | Low Output | Parking Garage Luminaires | Standard | FALSE | [9 empty] | 42286 |  |  | No |  | 3 | 2926 | 107.8 | 27.2 | 9.2 | 0.945 | 3000 | 84
PYJQHXD7 | RAB Lighting | RAB Lighting | PRT105 [All Colors][PCSPCS2] | Outdoor Luminaires | High Output | Parking Garage Luminaires | Standard | TRUE | 10208 | 98.1 | 104.13 | 8.4 | 0.968 | 5056 | 74 | 5 | 100000 | 42285 |  |  | Yes |  | 3
PTXHW7NW | RAB Lighting | RAB Lighting | PRT105Y/[All Colors]/[PCSPCS2] | Outdoor Luminaires | Mid Output | Parking Garage Luminaires | Standard | TRUE | 9950 | 96.3 | 103.31 | 8.8 | 0.967 | 3087 | 71 | 5 | 100000 | 42285 |  |  | Yes |  | 3
P88ND5AT | Delviro | Delviro Energy | ARIUSLB40-5K-H-CL-SS-WH | Outdoor Luminaires | Low Output | Parking Garage Luminaires | Standard | TRUE | 3911 | 95.6 | 40.89 | 13.68 | 0.9601 | 5145 | 82.73 | 5 | 200000 | 42285 |  |  | NotYetVerified |  | 3 | 3911 | 95.6 | 40.89 | 13.68 | 0.9601 | 5145 | 82.73
PCBCZN9S | RAB Lighting | RAB Lighting | PRT80Y/[All Housing Colors]/[PCSPCS2] | Outdoor Luminaires | Mid Output | Parking Garage Luminaires | Premium | TRUE | 8384 | 103.8 | 80.822 | 12.5 | 0.942 | 3084 | 71 | 5 | 100000 | 42285 | Not Dimmable | Not Dimmable | Yes |  | 3
PU64X7AK | RAB Lighting | RAB Lighting | PRT105Y/[All Colors]/480/[PCS4] | Outdoor Luminaires | Mid Output | Parking Garage Luminaires | Standard | TRUE | 9892 | 98.5 | 100.42 | 11.3 | 0.93 | 3088 | 71 | 5 | 100000 | 42285 |  |  | Yes |  | 3
PPRWGKSF | RAB Lighting | RAB Lighting | PRT80/[All Housing Colors]/[PCSPCS2] | Outdoor Luminaires | Mid Output | Parking Garage Luminaires | Premium | FALSE | [9 empty] | 42285 |  |  | Yes |  | 3 | 8754 | 107.3 | 81.6 | 4.3 | 0.996 | 5071 | 74
PQC4VG8V | RAB Lighting | RAB Lighting | PRT80/[All Housing Colors]/D10/WS | Outdoor Luminaires | Mid Output | Parking Garage Luminaires | Premium | FALSE | [9 empty] | 42285 |  |  | Yes |  | 3 | 8771 | 106.8 | 82.1 | 4.4 | 0.996 | 5071 | 74
P38SUN65 | RAB Lighting | RAB Lighting | PRT80/[All Housing Colors]/D10 | Outdoor Luminaires | Mid Output | Parking Garage Luminaires | Premium | FALSE | [9 empty] | 42285 | Dimmable | Continuous Below 10 | No |  | 3 | 8771 | 106.8 | 82.1 | 4.4 | 0.996 | 5071 | 74
PV9DBQNR | RAB Lighting | RAB Lighting | PRT105/[All Colors]/480/[PCS4] | Outdoor Luminaires | High Output | Parking Garage Luminaires | Standard | FALSE | [9 empty] | 42285 |  |  | Yes |  | 3 | 10148 | 100.3 | 101.2 | 11.3 | 0.93 | 5056 | 74
PJ47WTVY | RAB Lighting | RAB Lighting | PRT105/[All Colors]/D10/WS | Outdoor Luminaires | Mid Output | Parking Garage Luminaires | Standard | FALSE | [9 empty] | 42285 |  |  | Yes |  | 3 | 9995 | 97 | 103 | 3.2 | 0.999 | 5056 | 74
PP5CRW5V | RAB Lighting | RAB Lighting | PRT105/[All Colors]/D10 | Outdoor Luminaires | Mid Output | Parking Garage Luminaires | Standard | FALSE | [9 empty] | 42285 |  |  | No |  | 3 | 9995 | 97 | 103 | 3.2 | 0.999 | 5056 | 74
P8V7MQP2 | RAB Lighting | RAB Lighting | PRT105/[All Colors]/D10/480 | Outdoor Luminaires | Mid Output | Parking Garage Luminaires | Standard | FALSE | [9 empty] | 42285 |  |  | No |  | 3 | 9995 | 97 | 103 | 3.2 | 0.999 | 5056 | 74
PTJE6B2T | RAB Lighting | RAB Lighting | PRT70/[All Housing Colors]/[PCSPCS2] | Outdoor Luminaires | Mid Output | Parking Garage Luminaires | Premium | FALSE | [9 empty] | 42285 |  |  | Yes |  | 3 | 7835 | 111.1 | 70.5 | 5 | 0.994 | 5037 | 74
PDCCPWEQ | RAB Lighting | RAB Lighting | PRT70/[All Housing Colors]/D10/WS | Outdoor Luminaires | Mid Output | Parking Garage Luminaires | Premium | FALSE | [9 empty] | 42285 | Dimmable | Continuous Below 10 | Yes |  | 3 | 7820 | 111.2 | 70.3 | 5.8 | 0.994 | 5037 | 74
PTG5G324 | RAB Lighting | RAB Lighting | PRT70/[All Housing Colors]/D10 | Outdoor Luminaires | Mid Output | Parking Garage Luminaires | Premium | FALSE | [9 empty] | 42285 |  |  | No |  | 3 | 7820 | 111.2 | 70.3 | 5.8 | 0.994 | 5037 | 74
PQM3AHNX | RAB Lighting | RAB Lighting | PRT105N/[All Colors]/480/[PCS4] | Outdoor Luminaires | High Output | Parking Garage Luminaires | Standard | FALSE | [9 empty] | 42285 |  |  | Yes |  | 3 | 10103 | 100.2 | 100.8 | 9.2 | 0.93 | 3953 | 73
PK2JZDNV | RAB Lighting | RAB Lighting | PRT105N [All Colors][PCSPCS2] | Outdoor Luminaires | High Output | Parking Garage Luminaires | Standard | FALSE | [9 empty] | 42285 |  |  | Yes |  | 3 | 10162 | 98 | 103.7 | 2.6 | 0.998 | 3953 | 73
PFF8YPJC | RAB Lighting | RAB Lighting | PRT105N/[All Colors]/D10/WS | Outdoor Luminaires | Mid Output | Parking Garage Luminaires | Standard | FALSE | [9 empty] | 42285 |  |  | Yes |  | 3 | 9950 | 97.1 | 102.5 | 2.6 | 0.999 | 3953 | 73
PXHP6SQV | RAB Lighting | RAB Lighting | PRT105N/[All Colors/]D10 | Outdoor Luminaires | Mid Output | Parking Garage Luminaires | Standard | FALSE | [9 empty] | 42285 |  |  | No |  | 3 | 9950 | 97.1 | 102.5 | 2.6 | 0.999 | 3953 | 73
PAE5DK6H | RAB Lighting | RAB Lighting | PRT105N/[All Colors]/D10/480 | Outdoor Luminaires | Mid Output | Parking Garage Luminaires | Standard | FALSE | [9 empty] | 42285 |  |  | No |  | 3 | 9950 | 97.1 | 102.5 | 2.6 | 0.999 | 3953 | 73
P6UCEYVA | RAB Lighting | RAB Lighting | PRT80N/[All Housing Colors]/[PCSPCS2] | Outdoor Luminaires | Mid Output | Parking Garage Luminaires | Premium | FALSE | [9 empty] | 42285 | Not Dimmable | Not Dimmable | Yes |  | 3 | 8479 | 105.5 | 80.4 | 5.3 | 0.996 | 3938 | 73
PYZNDWXV | RAB Lighting | RAB Lighting | PRT80N/[All Housing Colors]/D10/WS | Outdoor Luminaires | Mid Output | Parking Garage Luminaires | Premium | FALSE | [9 empty] | 42285 |  |  | Yes |  | 3 | 8495 | 105.1 | 80.8 | 5.4 | 0.996 | 3938 | 73
PBPW47C7 | RAB Lighting | RAB Lighting | PRT80N/[All Housing Colors]/D10 | Outdoor Luminaires | Mid Output | Parking Garage Luminaires | Premium | FALSE | [9 empty] | 42285 | Dimmable | Continuous Below 10 | No |  | 3 | 8495 | 105.1 | 80.8 | 5.4 | 0.996 | 3938 | 73
PVUF5YFG | RAB Lighting | RAB Lighting | PRT70N/[All Housing Colors]/[PCSPCS2] | Outdoor Luminaires | Mid Output | Parking Garage Luminaires | Premium | FALSE | [9 empty] | 42285 |  |  | Yes |  | 3 | 7715 | 109.6 | 70.4 | 5.6 | 0.994 | 3920 | 73
P2UKEGBE | RAB Lighting | RAB Lighting | PRT70N/[All Housing Colors]/D10/WS | Outdoor Luminaires | Mid Output | Parking Garage Luminaires | Premium | FALSE | [9 empty] | 42285 | Dimmable | Continuous Below 10 | Yes |  | 3 | 7701 | 109.7 | 70.2 | 6.5 | 0.994 | 3920 | 73
PGBUTPDG | RAB Lighting | RAB Lighting | PRT70N/[All Housing Colors]/D10 | Outdoor Luminaires | Mid Output | Parking Garage Luminaires | Premium | FALSE | [9 empty] | 42285 |  |  | No |  | 3 | 7701 | 109.7 | 70.2 | 6.5 | 0.994 | 3920 | 73
PBQGCFSD | RAB Lighting | RAB Lighting | PRT105Y/[All Colors]/D10/480 | Outdoor Luminaires | Mid Output | Parking Garage Luminaires | Standard | FALSE | [9 empty] | 42285 |  |  | No |  | 3 | 9932 | 98.1 | 101.2 | 11.9 | 0.928 | 3088 | 71
P24QVHQZ | RAB Lighting | RAB Lighting | PRT105Y/[All Colors]/D10/WS | Outdoor Luminaires | Mid Output | Parking Garage Luminaires | Standard | FALSE | [9 empty] | 42285 |  |  | Yes |  | 3 | 9742 | 95.3 | 102.2 | 3.2 | 0.999 | 3087 | 71
PQPQYK5B | RAB Lighting | RAB Lighting | PRT105Y/[All Colors]/D10 | Outdoor Luminaires | Mid Output | Parking Garage Luminaires | Standard | FALSE | [9 empty] | 42285 |  |  | No |  | 3 | 9742 | 95.3 | 102.2 | 3.2 | 0.999 | 3087 | 71
P9RE393H | RAB Lighting | RAB Lighting | PRT80Y/[All Housing Colors]/D10/WS | Outdoor Luminaires | Mid Output | Parking Garage Luminaires | Premium | FALSE | [9 empty] | 42285 | Dimmable | Continuous Below 10 | Yes |  | 3 | 8400 | 103.4 | 81.2 | 5.1 | 0.995 | 3084 | 71
PYC3Z38C | RAB Lighting | RAB Lighting | PRT80Y/[All Housing Colors]/D10 | Outdoor Luminaires | Mid Output | Parking Garage Luminaires | Premium | FALSE | [9 empty] | 42285 |  |  | No |  | 3 | 8400 | 103.4 | 81.2 | 5.1 | 0.995 | 3084 | 71
PUT6UNEB | RAB Lighting | RAB Lighting | PRT70Y/[All Housing Colors]/[PCSPCS2] | Outdoor Luminaires | Mid Output | Parking Garage Luminaires | Premium | FALSE | [9 empty] | 42285 |  |  | Yes |  | 3 | 7643 | 108 | 70.8 | 4.8 | 0.993 | 3079 | 71
PA68ASU3 | RAB Lighting | RAB Lighting | PRT70Y/[All Housing Colors]/D10/WS | Outdoor Luminaires | Mid Output | Parking Garage Luminaires | Premium | FALSE | [9 empty] | 42285 | Dimmable | Continuous Below 10 | Yes |  | 3 | 7629 | 108.1 | 70.6 | 5.5 | 0.993 | 3079 | 71
P9CUKDC6 | RAB Lighting | RAB Lighting | PRT70Y/[All Housing Colors]/D10 | Outdoor Luminaires | Mid Output | Parking Garage Luminaires | Premium | FALSE | [9 empty] | 42285 | Dimmable | Continuous Below 10 | No |  | 3 | 7629 | 108.1 | 70.6 | 5.5 | 0.993 | 3079 | 71
PCJNPK2U | On Time Lighting | DVPE LED | OTLDVPE-L-4-2L-LIRA-RF-UNVLT-840-M510C-D310X1 | Outdoor Luminaires | Mid Output | Parking Garage Luminaires | Standard | TRUE | 5014 | 98.09 | 51.115 | 18.032 | 0.9368 | 4082 | 82.77 | 5 | 50000 | 42284 |  |  | NotYetVerified |  | 3 | 5000 | 98 | 51 |  | 0.9 | 4000 | 82
PCHW9MNJ | On Time Lighting | DVPEW LED | OTLDVPE-L-2-2L-PG-CC-UNVLT-H-830-U | Outdoor Luminaires | Low Output | Parking Garage Luminaires | Standard | TRUE | 3068 | 73.44 | 41.77 | 18.91 | 0.92 | 3070 | 84.06 | 5 | 50000 | 42284 |  |  | NotYetVerified |  | 3 | 3067.8 | 73.6 | 41.7 | 18.91 | 0.921 | 3000 | 84.06
PZJX4EJZ | On Time Lighting | DVPE LED | OTLDVPE-L-4-2L-LIRA-RF-UNVLT-840-M510C-255X2 | Outdoor Luminaires | Mid Output | Parking Garage Luminaires | Standard | TRUE | 7648 | 91.36 | 83.717 | 19.261 | 0.9167 | 4118 | 82.82 | 5 | 50000 | 42284 |  |  | NotYetVerified |  | 3 | 7600 | 90 | 84 |  | 0.9 | 4000 | 82
PX8PBMER | On Time Lighting | DVPE LED | OTLDVPE-L-4-2L-LIRA-RF-840-55W-3K | Outdoor Luminaires | Mid Output | Parking Garage Luminaires | Standard | TRUE | 6924 | 86.96 | 79.24 | 18.286 | 0.9091 | 4029 | 84 | 5 |  | 42284 |  |  | NotYetVerified |  | 3 | 6924 | 87 | 79.6 |  |  | 4000
PZVUFYFA | On Time Lighting | DVPEW LED | OTLDVPE-L-2-2L-PG-CC-UNVLT-H-850-U | Outdoor Luminaires | Low Output | Parking Garage Luminaires | Standard | FALSE | [9 empty] | 42284 |  |  | NotYetVerified |  | 3 | 3546 | 73.6 | 42.143 | 18.91 | 0.921 | 5000 | 88.85
PADBQA97 | On Time Lighting | DVPEW LED | OTLDVPE-L-2-2L-PG-CC-UNVLT-H-840-U | Outdoor Luminaires | Low Output | Parking Garage Luminaires | Standard | FALSE | [9 empty] | 42284 |  |  | NotYetVerified |  | 3 | 3067.8 | 73.6 |  | 18.91 | 0.921 | 4000
PXGQ2SUB | On Time Lighting | DVPEW LED | OTLDVPE-L-2-2L-PG-CC-UNVLT-H-835-U | Outdoor Luminaires | Low Output | Parking Garage Luminaires | Standard | FALSE | [9 empty] | 42284 |  |  | NotYetVerified |  | 3 | 3067.8 | 73.6 |  | 18.91 | 0.921 | 3500
P1QCBFS1 | H.E. Williams Inc. | Voltaire | VG1-L65-730-T5-MTG-CLR-OPT [excluding WG]-DIM-UNV | Outdoor Luminaires | Mid Output | Parking Garage Luminaires | Standard | TRUE | 5696.53 | 83.14 | 68.52 | 8.16 | 0.933 | 3180 | 70.13 | 5 | 54000 | 42283 |  |  | Yes |  | 3 | 5697 | 82.6 | 69 | 5.27 | 0.99 | 3000 | 70
PT1JX1T6 | H.E. Williams Inc. | Voltaire | VG1-L100-730-T5-MTG-CLR-OPT [excluding WG]-DIM-UNV | Outdoor Luminaires | Mid Output | Parking Garage Luminaires | Standard | TRUE | 8610 | 83.52 | 103.09 | 12.84 | 0.917 | 3174 | 70.24 | 5 | 54000 | 42283 |  |  | Yes |  | 3 | 8779 | 86.1 | 102 | 7.82 | 0.99 | 3000 | 70
PVBREANW | H.E. Williams Inc. | Voltaire | VG1-L100-750-T5-MTG-CLR-OPT [excluding WG]-DIM-UNV | Outdoor Luminaires | Mid Output | Parking Garage Luminaires | Standard | TRUE | 9489 | 92.87 | 102.18 | 13.68 | 0.916 | 5089 | 74.88 | 5 | 54000 | 42283 |  |  | Yes |  | 3 | 9592 | 94 | 102 | 8.23 | 0.99 | 5000 | 70
PT9DTMSD | H.E. Williams Inc. | Voltaire | VG1-L30-730-T5-MTG-CLR-OPT [excluding WG]-DIM-UNV | Outdoor Luminaires | Low Output | Parking Garage Luminaires | Standard | TRUE | 2824.68 | 78.95 | 35.78 | 10.82 | 0.887 | 3146 | 69.91 | 5 | 54000 | 42283 |  |  | Yes |  | 3 | 2825 | 78.5 | 36 | 5.75 | 0.99 | 3000 | 70
PDYGJ2BF | H.E. Williams Inc. | Voltaire | VG1-L30-750-T5-MTG-CLR-OPT [excluding WG]-DIM-UNV | Outdoor Luminaires | Low Output | Parking Garage Luminaires | Standard | FALSE | [9 empty] | 42283 |  |  | Yes |  | 3 | 3087 | 85.8 | 36 | 5.75 | 0.99 | 5000 | 70
PR68N9RY | H.E. Williams Inc. | Voltaire | VG1-L65-750-T5-MTG-CLR-OPT [excluding WG]-DIM-UNV | Outdoor Luminaires | Mid Output | Parking Garage Luminaires | Standard | FALSE | [9 empty] | 42283 |  |  | Yes |  | 3 | 6226 | 90.2 | 69 | 5.27 | 0.99 | 5000 | 70
P2P2F8W3 | H.E. Williams Inc. | Voltaire | VG1-L100-740-T5-MTG-CLR-OPT [excluding WG]-DIM-UNV | Outdoor Luminaires | Mid Output | Parking Garage Luminaires | Standard | FALSE | [9 empty] | 42283 |  |  | Yes |  | 3 | 9235 | 90.5 | 102 | 7.85 | 0.99 | 4000 | 70
PY4JDKKF | H.E. Williams Inc. | Voltaire | VG1-L30-740-T5-MTG-CLR-OPT [excluding WG]-DIM-UNV | Outdoor Luminaires | Low Output | Parking Garage Luminaires | Standard | FALSE | [9 empty] | 42283 |  |  | Yes |  | 3 | 2971 | 82.5 | 36 | 5.75 | 0.99 | 4000 | 70
PC2WAPP8 | H.E. Williams Inc. | Voltaire | VG1-L65-740-T5-MTG-CLR-OPT [excluding WG]-DIM-UNV | Outdoor Luminaires | Mid Output | Parking Garage Luminaires | Standard | FALSE | [9 empty] | 42283 |  |  | Yes |  | 3 | 5993 | 86.9 | 69 | 5.27 | 0.99 | 4000 | 70
PVEKSQPY | SimplyLEDs | GRG | GRG-040W | Outdoor Luminaires | Low Output | Parking Garage Luminaires | Standard | TRUE | 3770 | 93.64 | 40.26 | 7.67 | 0.98 | 3088 | 83.2 | 5 |  | 42282 |  |  | No |  | 3
PXEX9SUW | SimplyLEDs | GRG | GRG-040W-50K | Outdoor Luminaires | Low Output | Parking Garage Luminaires | Standard | FALSE | [9 empty] | 42282 |  |  | No |  | 3 | 4460 | 108.6 | 41.6 | 7.35 | 0.967 | 5258 | 76.6
PVR4VKJ6 | SimplyLEDs | GRG | GRG-040W-40K | Outdoor Luminaires | Low Output | Parking Garage Luminaires | Standard | FALSE | [9 empty] | 42282 |  |  | No |  | 3 | 4115 | 101.1 | 40.95 | 7.51 | 0.974 | 4173 | 79.9
PATPY3NH | SimplyLEDs | GRG | GRG-040W-35K | Outdoor Luminaires | Low Output | Parking Garage Luminaires | Standard | FALSE | [9 empty] | 42282 |  |  | No |  | 3 | 3942.5 | 97.35 | 40.625 | 7.59 | 0.977 | 3630.5 | 81.55
P76FSG8D | Eaton (formerly Cooper Lighting) | Mcgraw-Edison | VPL-F04-LED-347-CPR-AP-8030 | Outdoor Luminaires | Mid Output | Parking Garage Luminaires | Standard | TRUE | 6893.2 | 70.49 | 97.79 | 10.6 | 0.986 | 2995 | 80.8 | 5 | 60000 | 42278 |  |  | No |  | 3
PXK9MHC9 | Eaton (formerly Cooper Lighting) | Mcgraw-Edison | VPL-F01-LED-E1-CPR-AP-8030 | Outdoor Luminaires | Low Output | Parking Garage Luminaires | Standard | TRUE | 1857.44 | 71.79 | 25.87 | 18.8 | 0.976 | 2989 | 81.2 | 5 | 60000 | 42278 |  |  | No |  | 3
PRR4CEER | Eaton (formerly Cooper Lighting) | Mcgraw-Edison | VPL-F01-E1-CPL-7060 | Outdoor Luminaires | Low Output | Parking Garage Luminaires | Standard | TRUE | 2232.51 | 85.37 | 26.15 | 18.2 | 0.975 | 5533 | 74.2 | 5 | 60000 | 42278 |  |  | No |  | 3
P8A7962Y | Eaton (formerly Cooper Lighting) | Mcgraw-Edison | VPL-F02-LED-347-CPR-AP-8030 | Outdoor Luminaires | Low Output | Parking Garage Luminaires | Standard | TRUE | 3766.28 | 67.73 | 55.61 | 8.94 | 0.952 | 2989 | 81 | 5 | 60000 | 42278 |  |  | No |  | 3
PRYD18HA | Yigeda Lighting Ltd | Yigeda | PG4527V40KYY | Outdoor Luminaires | Low Output | Parking Garage Luminaires | Standard | TRUE | 4005.121 | 91.722 | 43.666 | 13.77 | 0.9507 | 3991 | 83.5 | 5 | 50000 | 42278 |  |  | NotYetVerified |  | 3 | 4005.121 | 91.722 | 43.666 | 13.77 | 0.987 | 3991 | 83.5
P77UFD2Q | Eaton (formerly Cooper Lighting) | Mcgraw-Edison | VPL-F04-LED-480-GL3-AP-DIM | Outdoor Luminaires | Mid Output | Parking Garage Luminaires | Standard | TRUE | 9035.68 | 86.58 | 104.36 | 15.2 | 0.879 | 3873 | 72.7 | 5 | 60000 | 42278 |  |  | No |  | 3
P5MD8551 | Yigeda Lighting Ltd | Yigeda | PG4527V50KYY | Outdoor Luminaires | Low Output | Parking Garage Luminaires | Standard | FALSE | [9 empty] | 42278 |  |  | NotYetVerified |  | 3 | 4149.603 | 95.022 | 43.67 | 13.77 | 0.993 | 5074 | 82.3
PR587E5P | Eaton (formerly Cooper Lighting) | Mcgraw-Edison | VPL-E01-LED-Voltages Include [120V to 277V]-CQ-[All Color]-Options Include [HA WM L90 R90 TR TMB PBG SM STMB LCF ICP]-[All Accessories] | Outdoor Luminaires | Low Output | Parking Garage Luminaires | Standard | FALSE | [9 empty] | 42278 |  |  | No |  | 3 | 3107 | 125.8 | 24.7 | 11.129 | 0.963 | 4000 | 70
P3S8YU3N | Eaton (formerly Cooper Lighting) | Streetworks | VAL-E01-LED-E-Voltages Include [120V to 277V]-CQ-[All Color]-Options Include [HA WM L90 R90 TR TMB PBG SM STMB LCF ICP]-[All Accessories] | Outdoor Luminaires | Low Output | Parking Garage Luminaires | Standard | FALSE | [9 empty] | 42278 |  |  | No |  | 3 | 3107 | 125.8 | 24.7 | 11.129 | 0.963 | 4000 | 70
P2KYDCB3 | Eaton (formerly Cooper Lighting) | Mcgraw-Edison | CNC-E01-LED-Voltages Include [120V to 277V]-CQ-[All Color]-Options Include [HA WM L90 R90 TR TMB SM LCF ICP]-[All Accessories] | Outdoor Luminaires | Low Output | Parking Garage Luminaires | Standard | FALSE | [9 empty] | 42278 |  |  | No |  | 3 | 3107 | 125.8 | 24.699 | 11.129 | 0.963 | 4000 | 70
PWNXSC7E | Eaton (formerly Cooper Lighting) | Mcgraw-Edison | VPL-E01-LED-Voltages Include [120V to 277V]-WQ-[All Color]-Options Include [HA WM L90 R90 TR TMB PBG SM STMB LCF ICP]-[All Accessories] | Outdoor Luminaires | Low Output | Parking Garage Luminaires | Standard | FALSE | [9 empty] | 42278 |  |  | No |  | 3 | 3092 | 125.2 | 24.7 | 11.129 | 0.963 | 4000 | 70
P6KARVAR | Eaton (formerly Cooper Lighting) | Streetworks | VAL-E01-LED-E-Voltages Include [120V to 277V]-WQ-[All Color]-Options Include [HA WM L90 R90 TR TMB PBG SM STMB LCF ICP]-[All Accessories] | Outdoor Luminaires | Low Output | Parking Garage Luminaires | Standard | FALSE | [9 empty] | 42278 |  |  | No |  | 3 | 3092 | 125.2 | 24.7 | 11.129 | 0.963 | 4000 | 70
P31Q4RSW | Eaton (formerly Cooper Lighting) | Mcgraw-Edison | CNC-E01-LED-Voltages Include [120V to 277V]-WQ-[All Color]-Options Include [HA WM L90 R90 TR TMB SM LCF ICP]-[All Accessories] | Outdoor Luminaires | Low Output | Parking Garage Luminaires | Standard | FALSE | [9 empty] | 42278 |  |  | No |  | 3 | 3092 | 125.2 | 24.699 | 11.129 | 0.963 | 4000 | 70
PRN8BW58 | Eaton (formerly Cooper Lighting) | Mcgraw-Edison | VPL-E01-LED-Voltages Include [120V to 277V]-SQ-[All Color]-Options Include [HA WM L90 R90 TR TMB PBG SM STMB LCF ICP]-[All Accessories] | Outdoor Luminaires | Low Output | Parking Garage Luminaires | Standard | FALSE | [9 empty] | 42278 |  |  | No |  | 3 | 3065 | 124.1 | 24.7 | 11.129 | 0.963 | 4000 | 70
P4GQYJTF | Eaton (formerly Cooper Lighting) | Mcgraw-Edison | CNC-E01-LED-Voltages Include [120V to 277V]-SQ-[All Color]-Options Include [HA WM L90 R90 TR TMB SM LCF ICP]-[All Accessories] | Outdoor Luminaires | Low Output | Parking Garage Luminaires | Standard | FALSE | [9 empty] | 42278 |  |  | No |  | 3 | 3065 | 124.1 | 24.699 | 11.129 | 0.963 | 4000 | 70
P37FRU6E | Eaton (formerly Cooper Lighting) | Streetworks | VAL-E01-LED-E-Voltages Include [120V to 277V]-SQ-[All Color]-Options Include [HA WM L90 R90 TR TMB PBG SM STMB LCF ICP]-[All Accessories] | Outdoor Luminaires | Low Output | Parking Garage Luminaires | Standard | FALSE | [9 empty] | 42278 |  |  | No |  | 3 | 3065 | 124.1 | 24.7 | 11.129 | 0.963 | 4000 | 70
PUQF4EH2 | Eaton (formerly Cooper Lighting) | Mcgraw-Edison | VPL-E01-LED-Voltages Include [120V to 277V]-RW-[All Color]-Options Include [HA WM L90 R90 TR TMB PBG SM STMB LCF ICP]-[All Accessories] | Outdoor Luminaires | Low Output | Parking Garage Luminaires | Standard | FALSE | [9 empty] | 42278 |  |  | No |  | 3 | 3003 | 121.6 | 24.7 | 11.129 | 0.963 | 4000 | 70
PTT4Y1Q6 | Eaton (formerly Cooper Lighting) | Mcgraw-Edison | CNC-E01-LED-Voltages Include [120V to 277V]-RW-[All Color]-Options Include [HA WM L90 R90 TR TMB SM LCF ICP]-[All Accessories] | Outdoor Luminaires | Low Output | Parking Garage Luminaires | Standard | FALSE | [9 empty] | 42278 |  |  | No |  | 3 | 3003 | 121.6 | 24.699 | 11.129 | 0.963 | 4000 | 70
P4XBG2Z3 | Eaton (formerly Cooper Lighting) | Streetworks | VAL-E01-LED-E-Voltages Include [120V to 277V]-RW-[All Color]-Options Include [HA WM L90 R90 TR TMB PBG SM STMB LCF ICP]-[All Accessories] | Outdoor Luminaires | Low Output | Parking Garage Luminaires | Standard | FALSE | [9 empty] | 42278 |  |  | No |  | 3 | 3003 | 121.6 | 24.7 | 11.129 | 0.963 | 4000 | 70
PZGX233V | Eaton (formerly Cooper Lighting) | Streetworks | VAL-E01-LED-E-Voltages Include [120V to 277V]-GL3-[All Color]-Options Include [HA WM L90 R90 TR TMB PBG SM STMB LCF ICP]-[All Accessories] | Outdoor Luminaires | Low Output | Parking Garage Luminaires | Standard | FALSE | [9 empty] | 42278 |  |  | No |  | 3 | 2969 | 120.2 | 24.7 | 11.129 | 0.963 | 4000 | 70
PMJZNN9T | Eaton (formerly Cooper Lighting) | Mcgraw-Edison | CNC-E01-LED-Voltages Include [120V to 277V]-GL3-[All Color]-Options Include [HA WM L90 R90 TR TMB SM LCF ICP]-[All Accessories] | Outdoor Luminaires | Low Output | Parking Garage Luminaires | Standard | FALSE | [9 empty] | 42278 |  |  | No |  | 3 | 2969 | 120.2 | 24.699 | 11.129 | 0.963 | 4000 | 70
PENBQSA9 | Eaton (formerly Cooper Lighting) | Mcgraw-Edison | VPL-E01-LED-Voltages Include [120V to 277V]-GL3-[All Color]-Options Include [HA WM L90 R90 TR TMB PBG SM STMB LCF ICP]-[All Accessories] | Outdoor Luminaires | Low Output | Parking Garage Luminaires | Standard | FALSE | [9 empty] | 42278 |  |  | No |  | 3 | 2969 | 120.2 | 24.7 | 11.129 | 0.963 | 4000 | 70
PKHP4J31 | Eaton (formerly Cooper Lighting) | Mcgraw-Edison | VPL-E01-LED-Voltages Include [120V to 277V]-GL2-[All Color]-Options Include [HA WM L90 R90 TR TMB PBG SM STMB LCF ICP]-[All Accessories] | Outdoor Luminaires | Low Output | Parking Garage Luminaires | Standard | FALSE | [9 empty] | 42278 |  |  | No |  | 3 | 2927 | 118.5 | 24.7 | 11.129 | 0.963 | 4000 | 70
PDJNQ7WA | Eaton (formerly Cooper Lighting) | Streetworks | VAL-E01-LED-E-Voltages Include [120V to 277V]-GL2-[All Color]-Options Include [HA WM L90 R90 TR TMB PBG SM STMB LCF ICP]-[All Accessories] | Outdoor Luminaires | Low Output | Parking Garage Luminaires | Standard | FALSE | [9 empty] | 42278 |  |  | No |  | 3 | 2927 | 118.5 | 24.7 | 11.129 | 0.963 | 4000 | 70
PAY6GR91 | Eaton (formerly Cooper Lighting) | Mcgraw-Edison | CNC-E01-LED-Voltages Include [120V to 277V]-GL2-[All Color]-Options Include [HA WM L90 R90 TR TMB SM LCF ICP]-[All Accessories] | Outdoor Luminaires | Low Output | Parking Garage Luminaires | Standard | FALSE | [9 empty] | 42278 |  |  | No |  | 3 | 2927 | 118.5 | 24.699 | 11.129 | 0.963 | 4000 | 70
PVDM29AX | Eaton (formerly Cooper Lighting) | Mcgraw-Edison | CNC-E01-LED-Voltages Include [120V to 277V 347V]-GL4-[All Color]-Options Include [HA WM L90 R90 TR TMB SM LCF ICP]-[All Accessories] | Outdoor Luminaires | Low Output | Parking Garage Luminaires | Standard | FALSE | [9 empty] | 42278 |  |  | No |  | 3 | 2882 | 116.7 | 24.699 | 11.129 | 0.963 | 4000 | 70
PBBM91MW | Eaton (formerly Cooper Lighting) | Streetworks | VAL-E01-LED-E-Voltages Include [120V to 277V 347V]-GL4-[All Color]-Options Include [HA WM L90 R90 TR TMB PBG SM STMB LCF ICP]-[All Accessories] | Outdoor Luminaires | Low Output | Parking Garage Luminaires | Standard | FALSE | [9 empty] | 42278 |  |  | No |  | 3 | 2882 | 116.7 | 24.7 | 11.129 | 0.963 | 4000 | 70
P4XA15QR | Eaton (formerly Cooper Lighting) | Mcgraw-Edison | VPL-E01-LED-Voltages Include [120V to 277V 347V]-GL4-[All Color]-Options Include [HA WM L90 R90 TR TMB PBG SM STMB LCF ICP]-[All Accessories] | Outdoor Luminaires | Low Output | Parking Garage Luminaires | Standard | FALSE | [9 empty] | 42278 |  |  | No |  | 3 | 2882 | 116.7 | 24.7 | 11.129 | 0.963 | 4000 | 70
PYT8HTUB | Eaton (formerly Cooper Lighting) | Streetworks | VAL-E01-LED-E-Voltages Include [120V to 277V 347V]-CPL-[All Color]-Options Include [HA WM L90 R90 TR TMB PBG SM STMB LCF ICP]-[All Accessories] | Outdoor Luminaires | Low Output | Parking Garage Luminaires | Standard | FALSE | [9 empty] | 42278 |  |  | No |  | 3 | 2695 | 109.1 | 24.7 | 11.129 | 0.963 | 4000 | 70
PXGZAE3X | Eaton (formerly Cooper Lighting) | Streetworks | VAL-E01-LED-E-Voltages Include [120V to 277V 347V]-CPR-[All Color]-Options Include [HA WM L90 R90 TR TMB PBG SM STMB LCF ICP]-[All Accessories] | Outdoor Luminaires | Low Output | Parking Garage Luminaires | Standard | FALSE | [9 empty] | 42278 |  |  | No |  | 3 | 2695 | 109.1 | 24.7 | 11.129 | 0.963 | 4000 | 70
PWRF5UC2 | Eaton (formerly Cooper Lighting) | Mcgraw-Edison | CNC-E01-LED-Voltages Include [120V to 277V 347V]-CPL-[All Color]-Options Include [HA WM L90 R90 TR TMB SM LCF ICP]-[All Accessories] | Outdoor Luminaires | Low Output | Parking Garage Luminaires | Standard | FALSE | [9 empty] | 42278 |  |  | No |  | 3 | 2695 | 109.1 | 24.699 | 11.129 | 0.963 | 4000 | 70
PDHEJ8UF | Eaton (formerly Cooper Lighting) | Mcgraw-Edison | CNC-E01-LED-Voltages Include [120V to 277V 347V]-CPR-[All Color]-Options Include [HA WM L90 R90 TR TMB SM LCF ICP]-[All Accessories] | Outdoor Luminaires | Low Output | Parking Garage Luminaires | Standard | FALSE | [9 empty] | 42278 |  |  | No |  | 3 | 2695 | 109.1 | 24.699 | 11.129 | 0.963 | 4000 | 70
P742W11J | Eaton (formerly Cooper Lighting) | Mcgraw-Edison | VPL-E01-LED-Voltages Include [120V to 277V 347V]-CPR-[All Color]-Options Include [HA WM L90 R90 TR TMB PBG SM STMB LCF ICP]-[All Accessories] | Outdoor Luminaires | Low Output | Parking Garage Luminaires | Standard | FALSE | [9 empty] | 42278 |  |  | No |  | 3 | 2695 | 109.1 | 24.7 | 11.129 | 0.963 | 4000 | 70
P4SY2BFE | Eaton (formerly Cooper Lighting) | Mcgraw-Edison | VPL-E01-LED-Voltages Include [120V to 277V 347V]-CPL-[All Color]-Options Include [HA WM L90 R90 TR TMB PBG SM STMB LCF ICP]-[All Accessories] | Outdoor Luminaires | Low Output | Parking Garage Luminaires | Standard | FALSE | [9 empty] | 42278 |  |  | No |  | 3 | 2695 | 109.1 | 24.7 | 11.129 | 0.963 | 4000 | 70
PCM9NV1H | Eaton (formerly Cooper Lighting) | Streetworks | VAL-F01-LED-E-Voltages Include [120V to 277V 347V]-CQ-[All Color]-Options Include [HA WM L90 R90 TR TMB PBG SM STMB LCF ICP]-[All Accessories] | Outdoor Luminaires | Low Output | Parking Garage Luminaires | Standard | FALSE | [9 empty] | 42278 |  |  | No |  | 3 | 2565 | 99.2 | 25.85 | 10.263 | 0.965 | 4000 | 70
P426F6Q8 | Eaton (formerly Cooper Lighting) | Mcgraw-Edison | VPL-F01-LED-Voltages Include [120V to 277V 347V]-CQ-[All Color]-Options Include [HA WM L90 R90 TR TMB PBG SM STMB LCF ICP]-[All Accessories] | Outdoor Luminaires | Low Output | Parking Garage Luminaires | Standard | FALSE | [9 empty] | 42278 |  |  | No |  | 3 | 2565 | 99.2 | 25.85 | 10.263 | 0.965 | 4000 | 70
P16CG3RD | Eaton (formerly Cooper Lighting) | Mcgraw-Edison | CNC-F01-LED-Voltages Include [120V to 277V 347V]-CQ-[All Color]-Options Include [HA WM L90 R90 TR TMB SM LCF ICP]-[All Accessories] | Outdoor Luminaires | Low Output | Parking Garage Luminaires | Standard | FALSE | [9 empty] | 42278 |  |  | No |  | 3 | 2565 | 99.2 | 25.852 | 10.263 | 0.965 | 4000 | 70
PJNWJHQR | Eaton (formerly Cooper Lighting) | Mcgraw-Edison | VPL-F01-LED-Voltages Include [120V to 277V 347V]-WQ-[All Color]-Options Include [HA WM L90 R90 TR TMB PBG SM STMB LCF ICP]-[All Accessories] | Outdoor Luminaires | Low Output | Parking Garage Luminaires | Standard | FALSE | [9 empty] | 42278 |  |  | No |  | 3 | 2552 | 98.7 | 25.85 | 10.263 | 0.965 | 4000 | 70
PC48T5FK | Eaton (formerly Cooper Lighting) | Streetworks | VAL-F01-LED-E-Voltages Include [120V to 277V 347V]-WQ-[All Color]-Options Include [HA WM L90 R90 TR TMB PBG SM STMB LCF ICP]-[All Accessories] | Outdoor Luminaires | Low Output | Parking Garage Luminaires | Standard | FALSE | [9 empty] | 42278 |  |  | No |  | 3 | 2552 | 98.7 | 25.85 | 10.263 | 0.965 | 4000 | 70
P9CNYX4Y | Eaton (formerly Cooper Lighting) | Mcgraw-Edison | CNC-F01-LED-Voltages Include [120V to 277V 347V]-WQ-[All Color]-Options Include [HA WM L90 R90 TR TMB SM LCF ICP]-[All Accessories] | Outdoor Luminaires | Low Output | Parking Garage Luminaires | Standard | FALSE | [9 empty] | 42278 |  |  | No |  | 3 | 2552 | 98.7 | 25.852 | 10.263 | 0.965 | 4000 | 70
PHJ4DFR8 | Eaton (formerly Cooper Lighting) | Mcgraw-Edison | VPL-F01-LED-Voltages Include [120V to 277V 347V]-SQ-[All Color]-Options Include [HA WM L90 R90 TR TMB PBG SM STMB LCF ICP]-[All Accessories] | Outdoor Luminaires | Low Output | Parking Garage Luminaires | Standard | FALSE | [9 empty] | 42278 |  |  | No |  | 3 | 2531 | 97.9 | 25.85 | 10.263 | 0.965 | 4000 | 70
PE9YYH4G | Eaton (formerly Cooper Lighting) | Mcgraw-Edison | CNC-F01-LED-Voltages Include [120V to 277V 347V]-SQ-[All Color]-Options Include [HA WM L90 R90 TR TMB SM LCF ICP]-[All Accessories] | Outdoor Luminaires | Low Output | Parking Garage Luminaires | Standard | FALSE | [9 empty] | 42278 |  |  | No |  | 3 | 2531 | 97.9 | 25.852 | 10.263 | 0.965 | 4000 | 70
P6FC7ASW | Eaton (formerly Cooper Lighting) | Streetworks | VAL-F01-LED-E-Voltages Include [120V to 277V 347V]-SQ-[All Color]-Options Include [HA WM L90 R90 TR TMB PBG SM STMB LCF ICP]-[All Accessories] | Outdoor Luminaires | Low Output | Parking Garage Luminaires | Standard | FALSE | [9 empty] | 42278 |  |  | No |  | 3 | 2531 | 97.9 | 25.85 | 10.263 | 0.965 | 4000 | 70
PSGM6F4D | Eaton (formerly Cooper Lighting) | Mcgraw-Edison | CNC-F01-LED-Voltages Include [120V to 277V 347V]-RW-[All Color]-Options Include [HA WM L90 R90 TR TMB SM LCF ICP]-[All Accessories] | Outdoor Luminaires | Low Output | Parking Garage Luminaires | Standard | FALSE | [9 empty] | 42278 |  |  | No |  | 3 | 2479 | 95.9 | 25.852 | 10.263 | 0.965 | 4000 | 70
PF7NCQ9T | Eaton (formerly Cooper Lighting) | Streetworks | VAL-F01-LED-E-Voltages Include [120V to 277V 347V]-RW-[All Color]-Options Include [HA WM L90 R90 TR TMB PBG SM STMB LCF ICP]-[All Accessories] | Outdoor Luminaires | Low Output | Parking Garage Luminaires | Standard | FALSE | [9 empty] | 42278 |  |  | No |  | 3 | 2479 | 95.9 | 25.85 | 10.263 | 0.965 | 4000 | 70
PDSFG6KC | Eaton (formerly Cooper Lighting) | Mcgraw-Edison | VPL-F01-LED-Voltages Include [120V to 277V 347V]-RW-[All Color]-Options Include [HA WM L90 R90 TR TMB PBG SM STMB LCF ICP]-[All Accessories] | Outdoor Luminaires | Low Output | Parking Garage Luminaires | Standard | FALSE | [9 empty] | 42278 |  |  | No |  | 3 | 2479 | 95.9 | 25.85 | 10.263 | 0.965 | 4000 | 70
PWCBU4JY | Eaton (formerly Cooper Lighting) | Mcgraw-Edison | CNC-F01-LED-Voltages Include [120V to 277V 347V]-GL3-[All Color]-Options Include [HA WM L90 R90 TR TMB SM LCF ICP]-[All Accessories] | Outdoor Luminaires | Low Output | Parking Garage Luminaires | Standard | FALSE | [9 empty] | 42278 |  |  | No |  | 3 | 2451 | 94.8 | 25.852 | 10.263 | 0.965 | 4000 | 70
PUUSGJ54 | Eaton (formerly Cooper Lighting) | Streetworks | VAL-F01-LED-E-Voltages Include [120V to 277V 347V]-GL3-[All Color]-Options Include [HA WM L90 R90 TR TMB PBG SM STMB LCF ICP]-[All Accessories] | Outdoor Luminaires | Low Output | Parking Garage Luminaires | Standard | FALSE | [9 empty] | 42278 |  |  | No |  | 3 | 2451 | 94.8 | 25.85 | 10.263 | 0.965 | 4000 | 70
PEA54FNB | Eaton (formerly Cooper Lighting) | Mcgraw-Edison | VPL-F01-LED-Voltages Include [120V to 277V 347V]-GL3-[All Color]-Options Include [HA WM L90 R90 TR TMB PBG SM STMB LCF ICP]-[All Accessories] | Outdoor Luminaires | Low Output | Parking Garage Luminaires | Standard | FALSE | [9 empty] | 42278 |  |  | No |  | 3 | 2451 | 94.8 | 25.85 | 10.263 | 0.965 | 4000 | 70
PRFZYZG7 | Eaton (formerly Cooper Lighting) | Mcgraw-Edison | VPL-F01-LED-Voltages Include [120V to 277V 347V]-GL2-[All Color]-Options Include [HA WM L90 R90 TR TMB PBG SM STMB LCF ICP]-[All Accessories] | Outdoor Luminaires | Low Output | Parking Garage Luminaires | Standard | FALSE | [9 empty] | 42278 |  |  | No |  | 3 | 2417 | 93.5 | 25.85 | 10.263 | 0.965 | 4000 | 70
PKU3A93G | Eaton (formerly Cooper Lighting) | Mcgraw-Edison | CNC-F01-LED-Voltages Include [120V to 277V 347V]-GL2-[All Color]-Options Include [HA WM L90 R90 TR TMB SM LCF ICP]-[All Accessories] | Outdoor Luminaires | Low Output | Parking Garage Luminaires | Standard | FALSE | [9 empty] | 42278 |  |  | No |  | 3 | 2417 | 93.5 | 25.852 | 10.263 | 0.965 | 4000 | 70
PCCZ3YHG | Eaton (formerly Cooper Lighting) | Streetworks | VAL-F01-LED-E-Voltages Include [120V to 277V 347V]-GL2-[All Color]-Options Include [HA WM L90 R90 TR TMB PBG SM STMB LCF ICP]-[All Accessories] | Outdoor Luminaires | Low Output | Parking Garage Luminaires | Standard | FALSE | [9 empty] | 42278 |  |  | No |  | 3 | 2417 | 93.5 | 25.85 | 10.263 | 0.965 | 4000 | 70
PUC62WGP | Eaton (formerly Cooper Lighting) | Streetworks | VAL-F01-LED-E-Voltages Include [120V to 277V 347V]-GL4-[All Color]-Options Include [HA WM L90 R90 TR TMB PBG SM STMB LCF ICP]-[All Accessories] | Outdoor Luminaires | Low Output | Parking Garage Luminaires | Standard | FALSE | [9 empty] | 42278 |  |  | No |  | 3 | 2378 | 92 | 25.85 | 10.263 | 0.965 | 4000 | 70
PHMVBQ3Y | Eaton (formerly Cooper Lighting) | Mcgraw-Edison | CNC-F01-LED-Voltages Include [120V to 277V 347V]-GL4-[All Color]-Options Include [HA WM L90 R90 TR TMB SM LCF ICP]-[All Accessories] | Outdoor Luminaires | Low Output | Parking Garage Luminaires | Standard | FALSE | [9 empty] | 42278 |  |  | No |  | 3 | 2378 | 92 | 25.852 | 10.263 | 0.965 | 4000 | 70
PF31APBK | Eaton (formerly Cooper Lighting) | Mcgraw-Edison | VPL-F01-LED-Voltages Include [120V to 277V 347V]-GL4-[All Color]-Options Include [HA WM L90 R90 TR TMB PBG SM STMB LCF ICP]-[All Accessories] | Outdoor Luminaires | Low Output | Parking Garage Luminaires | Standard | FALSE | [9 empty] | 42278 |  |  | No |  | 3 | 2378 | 92 | 25.85 | 10.263 | 0.965 | 4000 | 70
PWGF86ET | Eaton (formerly Cooper Lighting) | Mcgraw-Edison | VPL-F01-LED-Voltages Include [120V to 277V 347V 480V]-CPR-[All Color]-Options Include [HA WM L90 R90 TR TMB PBG SM STMB LCF ICP]-[All Accessories] | Outdoor Luminaires | Low Output | Parking Garage Luminaires | Standard | FALSE | [9 empty] | 42278 |  |  | No |  | 3 | 2223 | 86 | 25.85 | 10.263 | 0.965 | 4000 | 70
PT21RDPP | Eaton (formerly Cooper Lighting) | Streetworks | VAL-F01-LED-E-Voltages Include [120V to 277V 347V 480V]-CPL-[All Color]-Options Include [HA WM L90 R90 TR TMB PBG SM STMB LCF ICP]-[All Accessories] | Outdoor Luminaires | Low Output | Parking Garage Luminaires | Standard | FALSE | [9 empty] | 42278 |  |  | No |  | 3 | 2223 | 86 | 25.85 | 10.263 | 0.965 | 4000 | 70
PNG6WRP2 | Eaton (formerly Cooper Lighting) | Streetworks | VAL-F01-LED-E-Voltages Include [120V to 277V 347V 480V]-CPR-[All Color]-Options Include [HA WM L90 R90 TR TMB PBG SM STMB LCF ICP]-[All Accessories] | Outdoor Luminaires | Low Output | Parking Garage Luminaires | Standard | FALSE | [9 empty] | 42278 |  |  | No |  | 3 | 2223 | 86 | 25.85 | 10.263 | 0.965 | 4000 | 70
PH9YPRRJ | Eaton (formerly Cooper Lighting) | Mcgraw-Edison | VPL-F01-LED-Voltages Include [120V to 277V 347V 480V]-CPL-[All Color]-Options Include [HA WM L90 R90 TR TMB PBG SM STMB LCF ICP]-[All Accessories] | Outdoor Luminaires | Low Output | Parking Garage Luminaires | Standard | FALSE | [9 empty] | 42278 |  |  | No |  | 3 | 2223 | 86 | 25.85 | 10.263 | 0.965 | 4000 | 70
P9JZCGWY | Eaton (formerly Cooper Lighting) | Mcgraw-Edison | CNC-F01-LED-Voltages Include [120V to 277V 347V 480V]-CPL-[All Color]-Options Include [HA WM L90 R90 TR TMB SM LCF ICP]-[All Accessories] | Outdoor Luminaires | Low Output | Parking Garage Luminaires | Standard | FALSE | [9 empty] | 42278 |  |  | No |  | 3 | 2223 | 86 | 25.852 | 10.263 | 0.965 | 4000 | 70
P1ZSZY41 | Eaton (formerly Cooper Lighting) | Mcgraw-Edison | CNC-F01-LED-Voltages Include [120V to 277V 347V 480V]-CPR-[All Color]-Options Include [HA WM L90 R90 TR TMB SM LCF ICP]-[All Accessories] | Outdoor Luminaires | Low Output | Parking Garage Luminaires | Standard | FALSE | [9 empty] | 42278 |  |  | No |  | 3 | 2223 | 86 | 25.852 | 10.263 | 0.965 | 4000 | 70
PJZ4V6J3 | Eaton (formerly Cooper Lighting) | Mcgraw-Edison | CNC-E02-LED-Voltages Include [120V to 277V]-CQ-[All Color]-Options Include [HA 2L WM L90 R90 TR TMB SM LCF OSX]-[All Accessories] | Outdoor Luminaires | Mid Output | Parking Garage Luminaires | Standard | FALSE | [9 empty] | 42278 |  |  | No |  | 3 | 6216 | 119.4 | 52.057 | 6.358 | 0.997 | 4000 | 70
PCSYMQCG | Eaton (formerly Cooper Lighting) | Mcgraw-Edison | VPL-E02-LED-Voltages Include [120V to 277V]-CQ-[All Color]-Options Include [HA 2L WM L90 R90 TR TMB PBG SM STMB LCF OSX]-[All Accessories] | Outdoor Luminaires | Mid Output | Parking Garage Luminaires | Standard | FALSE | [9 empty] | 42278 |  |  | No |  | 3 | 6216 | 119.4 | 52.06 | 6.358 | 0.997 | 4000 | 70
P8ZQX2JT | Eaton (formerly Cooper Lighting) | Streetworks | VAL-E02-LED-E-Voltages Include [120V to 277V]-CQ-[All Color]-Options Include [HA 2L WM L90 R90 TR TMB PBG SM STMB LCF OSX]-[All Accessories] | Outdoor Luminaires | Mid Output | Parking Garage Luminaires | Standard | FALSE | [9 empty] | 42278 |  |  | No |  | 3 | 6216 | 119.4 | 52.06 | 6.358 | 0.997 | 4000 | 70
PWX8XY23 | Eaton (formerly Cooper Lighting) | Mcgraw-Edison | CNC-E02-LED-Voltages Include [120V to 277V]-WQ-[All Color]-Options Include [HA 2L WM L90 R90 TR TMB SM LCF OSX]-[All Accessories] | Outdoor Luminaires | Mid Output | Parking Garage Luminaires | Standard | FALSE | [9 empty] | 42278 |  |  | No |  | 3 | 6184 | 118.8 | 52.057 | 6.358 | 0.997 | 4000 | 70
PRXVXQUX | Eaton (formerly Cooper Lighting) | Streetworks | VAL-E02-LED-E-Voltages Include [120V to 277V]-WQ-[All Color]-Options Include [HA 2L WM L90 R90 TR TMB PBG SM STMB LCF OSX]-[All Accessories] | Outdoor Luminaires | Mid Output | Parking Garage Luminaires | Standard | FALSE | [9 empty] | 42278 |  |  | No |  | 3 | 6184 | 118.8 | 52.06 | 6.358 | 0.997 | 4000 | 70
P538HVXF | Eaton (formerly Cooper Lighting) | Mcgraw-Edison | VPL-E02-LED-Voltages Include [120V to 277V]-WQ-[All Color]-Options Include [HA 2L WM L90 R90 TR TMB PBG SM STMB LCF OSX]-[All Accessories] | Outdoor Luminaires | Mid Output | Parking Garage Luminaires | Standard | FALSE | [9 empty] | 42278 |  |  | No |  | 3 | 6184 | 118.8 | 52.06 | 6.358 | 0.997 | 4000 | 70
PVRC4ZXV | Eaton (formerly Cooper Lighting) | Streetworks | VAL-E02-LED-E-Voltages Include [120V to 277V]-SQ-[All Color]-Options Include [HA 2L WM L90 R90 TR TMB PBG SM STMB LCF OSX]-[All Accessories] | Outdoor Luminaires | Mid Output | Parking Garage Luminaires | Standard | FALSE | [9 empty] | 42278 |  |  | No |  | 3 | 6132 | 117.8 | 52.06 | 6.358 | 0.997 | 4000 | 70
PK72MBW7 | Eaton (formerly Cooper Lighting) | Mcgraw-Edison | VPL-E02-LED-Voltages Include [120V to 277V]-SQ-[All Color]-Options Include [HA 2L WM L90 R90 TR TMB PBG SM STMB LCF OSX]-[All Accessories] | Outdoor Luminaires | Mid Output | Parking Garage Luminaires | Standard | FALSE | [9 empty] | 42278 |  |  | No |  | 3 | 6132 | 117.8 | 52.06 | 6.358 | 0.997 | 4000 | 70
PDVD15BM | Eaton (formerly Cooper Lighting) | Mcgraw-Edison | CNC-E02-LED-Voltages Include [120V to 277V]-SQ-[All Color]-Options Include [HA 2L WM L90 R90 TR TMB SM LCF OSX]-[All Accessories] | Outdoor Luminaires | Mid Output | Parking Garage Luminaires | Standard | FALSE | [9 empty] | 42278 |  |  | No |  | 3 | 6132 | 117.8 | 52.057 | 6.358 | 0.997 | 4000 | 70
PUYMWHMS | Eaton (formerly Cooper Lighting) | Mcgraw-Edison | CNC-E02-LED-Voltages Include [120V to 277V 347V]-RW-[All Color]-Options Include [HA 2L WM L90 R90 TR TMB SM LCF OSX]-[All Accessories] | Outdoor Luminaires | Mid Output | Parking Garage Luminaires | Standard | FALSE | [9 empty] | 42278 |  |  | No |  | 3 | 6007 | 115.4 | 52.057 | 6.358 | 0.997 | 4000 | 70
PQKET2XQ | Eaton (formerly Cooper Lighting) | Mcgraw-Edison | VPL-E02-LED-Voltages Include [120V to 277V 347V]-RW-[All Color]-Options Include [HA 2L WM L90 R90 TR TMB PBG SM STMB LCF OSX]-[All Accessories] | Outdoor Luminaires | Mid Output | Parking Garage Luminaires | Standard | FALSE | [9 empty] | 42278 |  |  | No |  | 3 | 6007 | 115.4 | 52.06 | 6.358 | 0.997 | 4000 | 70
PE4M7YM3 | Eaton (formerly Cooper Lighting) | Streetworks | VAL-E02-LED-E-Voltages Include [120V to 277V 347V]-RW-[All Color]-Options Include [HA 2L WM L90 R90 TR TMB PBG SM STMB LCF OSX]-[All Accessories] | Outdoor Luminaires | Mid Output | Parking Garage Luminaires | Standard | FALSE | [9 empty] | 42278 |  |  | No |  | 3 | 6007 | 115.4 | 52.06 | 6.358 | 0.997 | 4000 | 70
PT1CGEEU | Eaton (formerly Cooper Lighting) | Streetworks | VAL-E02-LED-E-Voltages Include [120V to 277V 347V]-GL3-[All Color]-Options Include [HA 2L WM L90 R90 TR TMB PBG SM STMB LCF OSX]-[All Accessories] | Outdoor Luminaires | Mid Output | Parking Garage Luminaires | Standard | FALSE | [9 empty] | 42278 |  |  | No |  | 3 | 5934 | 114 | 52.06 | 6.358 | 0.997 | 4000 | 70
PSR1Q8HQ | Eaton (formerly Cooper Lighting) | Mcgraw-Edison | CNC-E02-LED-Voltages Include [120V to 277V 347V]-GL3-[All Color]-Options Include [HA 2L WM L90 R90 TR TMB SM LCF OSX]-[All Accessories] | Outdoor Luminaires | Mid Output | Parking Garage Luminaires | Standard | FALSE | [9 empty] | 42278 |  |  | No |  | 3 | 5934 | 114 | 52.057 | 6.358 | 0.997 | 4000 | 70
PK54UD22 | Eaton (formerly Cooper Lighting) | Mcgraw-Edison | VPL-E02-LED-Voltages Include [120V to 277V 347V]-GL3-[All Color]-Options Include [HA 2L WM L90 R90 TR TMB PBG SM STMB LCF OSX]-[All Accessories] | Outdoor Luminaires | Mid Output | Parking Garage Luminaires | Standard | FALSE | [9 empty] | 42278 |  |  | No |  | 3 | 5934 | 114 | 52.06 | 6.358 | 0.997 | 4000 | 70
PZU33C4F | Eaton (formerly Cooper Lighting) | Streetworks | VAL-E02-LED-E-Voltages Include [120V to 277V 347V]-GL2-[All Color]-Options Include [HA 2L WM L90 R90 TR TMB PBG SM STMB LCF OSX]-[All Accessories] | Outdoor Luminaires | Mid Output | Parking Garage Luminaires | Standard | FALSE | [9 empty] | 42278 |  |  | No |  | 3 | 5856 | 112.5 | 52.06 | 6.358 | 0.997 | 4000 | 70
PPK8V59J | Eaton (formerly Cooper Lighting) | Mcgraw-Edison | CNC-E02-LED-Voltages Include [120V to 277V 347V]-GL2-[All Color]-Options Include [HA 2L WM L90 R90 TR TMB SM LCF OSX]-[All Accessories] | Outdoor Luminaires | Mid Output | Parking Garage Luminaires | Standard | FALSE | [9 empty] | 42278 |  |  | No |  | 3 | 5856 | 112.5 | 52.057 | 6.358 | 0.997 | 4000 | 70
P9D7TPKK | Eaton (formerly Cooper Lighting) | Mcgraw-Edison | VPL-E02-LED-Voltages Include [120V to 277V 347V]-GL2-[All Color]-Options Include [HA 2L WM L90 R90 TR TMB PBG SM STMB LCF OSX]-[All Accessories] | Outdoor Luminaires | Mid Output | Parking Garage Luminaires | Standard | FALSE | [9 empty] | 42278 |  |  | No |  | 3 | 5856 | 112.5 | 52.06 | 6.358 | 0.997 | 4000 | 70
PVUKUZCR | Eaton (formerly Cooper Lighting) | Mcgraw-Edison | CNC-E02-LED-Voltages Include [120V to 277V 347V]-GL4-[All Color]-Options Include [HA 2L WM L90 R90 TR TMB SM LCF OSX]-[All Accessories] | Outdoor Luminaires | Mid Output | Parking Garage Luminaires | Standard | FALSE | [9 empty] | 42278 |  |  | No |  | 3 | 5763 | 110.7 | 52.057 | 6.358 | 0.997 | 4000 | 70
PCVJ7JTT | Eaton (formerly Cooper Lighting) | Streetworks | VAL-E02-LED-E-Voltages Include [120V to 277V 347V]-GL4-[All Color]-Options Include [HA 2L WM L90 R90 TR TMB PBG SM STMB LCF OSX]-[All Accessories] | Outdoor Luminaires | Mid Output | Parking Garage Luminaires | Standard | FALSE | [9 empty] | 42278 |  |  | No |  | 3 | 5763 | 110.7 | 52.06 | 6.358 | 0.997 | 4000 | 70
P25B94HX | Eaton (formerly Cooper Lighting) | Mcgraw-Edison | VPL-E02-LED-Voltages Include [120V to 277V 347V]-GL4-[All Color]-Options Include [HA 2L WM L90 R90 TR TMB PBG SM STMB LCF OSX]-[All Accessories] | Outdoor Luminaires | Mid Output | Parking Garage Luminaires | Standard | FALSE | [9 empty] | 42278 |  |  | No |  | 3 | 5763 | 110.7 | 52.06 | 6.358 | 0.997 | 4000 | 70
PYX7RMBY | Eaton (formerly Cooper Lighting) | Streetworks | VAL-E02-LED-E-Voltages Include [120V to 277V 347V]-CPR-[All Color]-Options Include [HA 2L WM L90 R90 TR TMB PBG SM STMB LCF OSX]-[All Accessories] | Outdoor Luminaires | Mid Output | Parking Garage Luminaires | Standard | FALSE | [9 empty] | 42278 |  |  | No |  | 3 | 5388 | 103.5 | 52.06 | 6.358 | 0.997 | 4000 | 70
PJVN4263 | Eaton (formerly Cooper Lighting) | Mcgraw-Edison | VPL-E02-LED-Voltages Include [120V to 277V 347V]-CPR-[All Color]-Options Include [HA 2L WM L90 R90 TR TMB PBG SM STMB LCF OSX]-[All Accessories] | Outdoor Luminaires | Mid Output | Parking Garage Luminaires | Standard | FALSE | [9 empty] | 42278 |  |  | No |  | 3 | 5388 | 103.5 | 52.06 | 6.358 | 0.997 | 4000 | 70
PJC85KK2 | Eaton (formerly Cooper Lighting) | Mcgraw-Edison | CNC-E02-LED-Voltages Include [120V to 277V 347V]-CPL-[All Color]-Options Include [HA 2L WM L90 R90 TR TMB SM LCF OSX]-[All Accessories] | Outdoor Luminaires | Mid Output | Parking Garage Luminaires | Standard | FALSE | [9 empty] | 42278 |  |  | No |  | 3 | 5388 | 103.5 | 52.057 | 6.358 | 0.997 | 4000 | 70
P61XVWG3 | Eaton (formerly Cooper Lighting) | Streetworks | VAL-E02-LED-E-Voltages Include [120V to 277V 347V]-CPL-[All Color]-Options Include [HA 2L WM L90 R90 TR TMB PBG SM STMB LCF OSX]-[All Accessories] | Outdoor Luminaires | Mid Output | Parking Garage Luminaires | Standard | FALSE | [9 empty] | 42278 |  |  | No |  | 3 | 5388 | 103.5 | 52.06 | 6.358 | 0.997 | 4000 | 70
P5JERWFG | Eaton (formerly Cooper Lighting) | Mcgraw-Edison | VPL-E02-LED-Voltages Include [120V to 277V 347V]-CPL-[All Color]-Options Include [HA 2L WM L90 R90 TR TMB PBG SM STMB LCF OSX]-[All Accessories] | Outdoor Luminaires | Mid Output | Parking Garage Luminaires | Standard | FALSE | [9 empty] | 42278 |  |  | No |  | 3 | 5388 | 103.5 | 52.06 | 6.358 | 0.997 | 4000 | 70
P2N989S8 | Eaton (formerly Cooper Lighting) | Mcgraw-Edison | CNC-E02-LED-Voltages Include [120V to 277V 347V]-CPR-[All Color]-Options Include [HA 2L WM L90 R90 TR TMB SM LCF OSX]-[All Accessories] | Outdoor Luminaires | Mid Output | Parking Garage Luminaires | Standard | FALSE | [9 empty] | 42278 |  |  | No |  | 3 | 5388 | 103.5 | 52.057 | 6.358 | 0.997 | 4000 | 70
PMKRM1YB | Eaton (formerly Cooper Lighting) | Streetworks | VAL-F02-LED-E-Voltages Include [120V to 277V 347V]-CQ-[All Color]-Options Include [HA 2L WM L90 R90 TR TMB PBG SM STMB LCF OSX]-[All Accessories] | Outdoor Luminaires | Mid Output | Parking Garage Luminaires | Standard | FALSE | [9 empty] | 42278 |  |  | No |  | 3 | 5129 | 93.2 | 55.03 | 6.113 | 0.998 | 4000 | 70
PJ9BCCCC | Eaton (formerly Cooper Lighting) | Mcgraw-Edison | VPL-F02-LED-Voltages Include [120V to 277V 347V]-CQ-[All Color]-Options Include [HA 2L WM L90 R90 TR TMB PBG SM STMB LCF OSX]-[All Accessories] | Outdoor Luminaires | Mid Output | Parking Garage Luminaires | Standard | FALSE | [9 empty] | 42278 |  |  | No |  | 3 | 5129 | 93.2 | 55.03 | 6.113 | 0.998 | 4000 | 70
P5SH35F2 | Eaton (formerly Cooper Lighting) | Mcgraw-Edison | CNC-F02-LED-Voltages Include [120V to 277V 347V]-CQ-[All Color]-Options Include [HA 2L WM L90 R90 TR TMB SM LCF OSX]-[All Accessories] | Outdoor Luminaires | Mid Output | Parking Garage Luminaires | Standard | FALSE | [9 empty] | 42278 |  |  | No |  | 3 | 5129 | 93.2 | 55.031 | 6.113 | 0.998 | 4000 | 70
PV4XYT8B | Eaton (formerly Cooper Lighting) | Streetworks | VAL-F02-LED-E-Voltages Include [120V to 277V 347V]-WQ-[All Color]-Options Include [HA 2L WM L90 R90 TR TMB PBG SM STMB LCF OSX]-[All Accessories] | Outdoor Luminaires | Mid Output | Parking Garage Luminaires | Standard | FALSE | [9 empty] | 42278 |  |  | No |  | 3 | 5101 | 92.7 | 55.03 | 6.113 | 0.998 | 4000 | 70
PTTG649M | Eaton (formerly Cooper Lighting) | Mcgraw-Edison | VPL-F02-LED-Voltages Include [120V to 277V 347V]-WQ-[All Color]-Options Include [HA 2L WM L90 R90 TR TMB PBG SM STMB LCF OSX]-[All Accessories] | Outdoor Luminaires | Mid Output | Parking Garage Luminaires | Standard | FALSE | [9 empty] | 42278 |  |  | No |  | 3 | 5101 | 92.7 | 55.03 | 6.113 | 0.998 | 4000 | 70
P3AYDDV6 | Eaton (formerly Cooper Lighting) | Mcgraw-Edison | CNC-F02-LED-Voltages Include [120V to 277V 347V]-WQ-[All Color]-Options Include [HA 2L WM L90 R90 TR TMB SM LCF OSX]-[All Accessories] | Outdoor Luminaires | Mid Output | Parking Garage Luminaires | Standard | FALSE | [9 empty] | 42278 |  |  | No |  | 3 | 5101 | 92.7 | 55.031 | 6.113 | 0.998 | 4000 | 70
P9YC84QU | Eaton (formerly Cooper Lighting) | Mcgraw-Edison | CNC-F02-LED-Voltages Include [120V to 277V 347V]-SQ-[All Color]-Options Include [HA 2L WM L90 R90 TR TMB SM LCF OSX]-[All Accessories] | Outdoor Luminaires | Mid Output | Parking Garage Luminaires | Standard | FALSE | [9 empty] | 42278 |  |  | No |  | 3 | 5057 | 91.9 | 55.031 | 6.113 | 0.998 | 4000 | 70
P63VTXN8 | Eaton (formerly Cooper Lighting) | Streetworks | VAL-F02-LED-E-Voltages Include [120V to 277V 347V]-SQ-[All Color]-Options Include [HA 2L WM L90 R90 TR TMB PBG SM STMB LCF OSX]-[All Accessories] | Outdoor Luminaires | Mid Output | Parking Garage Luminaires | Standard | FALSE | [9 empty] | 42278 |  |  | No |  | 3 | 5057 | 91.9 | 55.03 | 6.113 | 0.998 | 4000 | 70
P62QZYCQ | Eaton (formerly Cooper Lighting) | Mcgraw-Edison | VPL-F02-LED-Voltages Include [120V to 277V 347V]-SQ-[All Color]-Options Include [HA 2L WM L90 R90 TR TMB PBG SM STMB LCF OSX]-[All Accessories] | Outdoor Luminaires | Mid Output | Parking Garage Luminaires | Standard | FALSE | [9 empty] | 42278 |  |  | No |  | 3 | 5057 | 91.9 | 55.03 | 6.113 | 0.998 | 4000 | 70
PUNE6S9J | Eaton (formerly Cooper Lighting) | Mcgraw-Edison | VPL-F02-LED-Voltages Include [120V to 277V 347V]-RW-[All Color]-Options Include [HA 2L WM L90 R90 TR TMB PBG SM STMB LCF OSX]-[All Accessories] | Outdoor Luminaires | Low Output | Parking Garage Luminaires | Standard | FALSE | [9 empty] | 42278 |  |  | No |  | 3 | 4958 | 90.1 | 55.03 | 6.113 | 0.998 | 4000 | 70
PGVJRN8A | Eaton (formerly Cooper Lighting) | Streetworks | VAL-F02-LED-E-Voltages Include [120V to 277V 347V]-RW-[All Color]-Options Include [HA 2L WM L90 R90 TR TMB PBG SM STMB LCF OSX]-[All Accessories] | Outdoor Luminaires | Low Output | Parking Garage Luminaires | Standard | FALSE | [9 empty] | 42278 |  |  | No |  | 3 | 4958 | 90.1 | 55.03 | 6.113 | 0.998 | 4000 | 70
P88B2TRQ | Eaton (formerly Cooper Lighting) | Mcgraw-Edison | CNC-F02-LED-Voltages Include [120V to 277V 347V]-RW-[All Color]-Options Include [HA 2L WM L90 R90 TR TMB SM LCF OSX]-[All Accessories] | Outdoor Luminaires | Low Output | Parking Garage Luminaires | Standard | FALSE | [9 empty] | 42278 |  |  | No |  | 3 | 4958 | 90.1 | 55.031 | 6.113 | 0.998 | 4000 | 70
PSMF2VTB | Eaton (formerly Cooper Lighting) | Streetworks | VAL-F02-LED-E-Voltages Include [120V to 277V 347V]-GL3-[All Color]-Options Include [HA 2L WM L90 R90 TR TMB PBG SM STMB LCF OSX]-[All Accessories] | Outdoor Luminaires | Low Output | Parking Garage Luminaires | Standard | FALSE | [9 empty] | 42278 |  |  | No |  | 3 | 4898 | 89 | 55.03 | 6.113 | 0.998 | 4000 | 70
PGNYBZKM | Eaton (formerly Cooper Lighting) | Mcgraw-Edison | CNC-F02-LED-Voltages Include [120V to 277V 347V]-GL3-[All Color]-Options Include [HA 2L WM L90 R90 TR TMB SM LCF OSX]-[All Accessories] | Outdoor Luminaires | Low Output | Parking Garage Luminaires | Standard | FALSE | [9 empty] | 42278 |  |  | No |  | 3 | 4898 | 89 | 55.031 | 6.113 | 0.998 | 4000 | 70
P24185FM | Eaton (formerly Cooper Lighting) | Mcgraw-Edison | VPL-F02-LED-Voltages Include [120V to 277V 347V]-GL3-[All Color]-Options Include [HA 2L WM L90 R90 TR TMB PBG SM STMB LCF OSX]-[All Accessories] | Outdoor Luminaires | Low Output | Parking Garage Luminaires | Standard | FALSE | [9 empty] | 42278 |  |  | No |  | 3 | 4898 | 89 | 55.03 | 6.113 | 0.998 | 4000 | 70
PHMV51QK | Eaton (formerly Cooper Lighting) | Mcgraw-Edison | CNC-F02-LED-Voltages Include [120V to 277V 347V 480V]-GL2-[All Color]-Options Include [HA 2L WM L90 R90 TR TMB SM LCF OSX]-[All Accessories] | Outdoor Luminaires | Low Output | Parking Garage Luminaires | Standard | FALSE | [9 empty] | 42278 |  |  | No |  | 3 | 4832 | 87.8 | 55.031 | 6.113 | 0.998 | 4000 | 70
PBCJMK9F | Eaton (formerly Cooper Lighting) | Streetworks | VAL-F02-LED-E-Voltages Include [120V to 277V 347V 480V]-GL2-[All Color]-Options Include [HA 2L WM L90 R90 TR TMB PBG SM STMB LCF OSX]-[All Accessories] | Outdoor Luminaires | Low Output | Parking Garage Luminaires | Standard | FALSE | [9 empty] | 42278 |  |  | No |  | 3 | 4832 | 87.8 | 55.03 | 6.113 | 0.998 | 4000 | 70
P1JS6KBH | Eaton (formerly Cooper Lighting) | Mcgraw-Edison | VPL-F02-LED-Voltages Include [120V to 277V 347V 480V]-GL2-[All Color]-Options Include [HA 2L WM L90 R90 TR TMB PBG SM STMB LCF OSX]-[All Accessories] | Outdoor Luminaires | Low Output | Parking Garage Luminaires | Standard | FALSE | [9 empty] | 42278 |  |  | No |  | 3 | 4832 | 87.8 | 55.03 | 6.113 | 0.998 | 4000 | 70
PHEVYPD5 | Eaton (formerly Cooper Lighting) | Mcgraw-Edison | CNC-F02-LED-Voltages Include [120V to 277V 347V 480V]-GL4-[All Color]-Options Include [HA 2L WM L90 R90 TR TMB SM LCF OSX]-[All Accessories] | Outdoor Luminaires | Low Output | Parking Garage Luminaires | Standard | FALSE | [9 empty] | 42278 |  |  | No |  | 3 | 4755 | 86.4 | 55.031 | 6.113 | 0.998 | 4000 | 70
PD5CBJ5M | Eaton (formerly Cooper Lighting) | Mcgraw-Edison | VPL-F02-LED-Voltages Include [120V to 277V 347V 480V]-GL4-[All Color]-Options Include [HA 2L WM L90 R90 TR TMB PBG SM STMB LCF OSX]-[All Accessories] | Outdoor Luminaires | Low Output | Parking Garage Luminaires | Standard | FALSE | [9 empty] | 42278 |  |  | No |  | 3 | 4755 | 86.4 | 55.03 | 6.113 | 0.998 | 4000 | 70
PD2C2HGX | Eaton (formerly Cooper Lighting) | Streetworks | VAL-F02-LED-E-Voltages Include [120V to 277V 347V 480V]-GL4-[All Color]-Options Include [HA 2L WM L90 R90 TR TMB PBG SM STMB LCF OSX]-[All Accessories] | Outdoor Luminaires | Low Output | Parking Garage Luminaires | Standard | FALSE | [9 empty] | 42278 |  |  | No |  | 3 | 4755 | 86.4 | 55.03 | 6.113 | 0.998 | 4000 | 70
PTJU7T72 | Eaton (formerly Cooper Lighting) | Mcgraw-Edison | CNC-F02-LED-Voltages Include [120V to 277V 347V 480V]-CPR-[All Color]-Options Include [HA 2L WM L90 R90 TR TMB SM LCF OSX]-[All Accessories] | Outdoor Luminaires | Low Output | Parking Garage Luminaires | Standard | FALSE | [9 empty] | 42278 |  |  | No |  | 3 | 4447 | 80.8 | 55.031 | 6.113 | 0.998 | 4000 | 70
PSRTGSVT | Eaton (formerly Cooper Lighting) | Mcgraw-Edison | CNC-F02-LED-Voltages Include [120V to 277V 347V 480V]-CPL-[All Color]-Options Include [HA 2L WM L90 R90 TR TMB SM LCF OSX]-[All Accessories] | Outdoor Luminaires | Low Output | Parking Garage Luminaires | Standard | FALSE | [9 empty] | 42278 |  |  | No |  | 3 | 4447 | 80.8 | 55.031 | 6.113 | 0.998 | 4000 | 70
PRBTRFBN | Eaton (formerly Cooper Lighting) | Streetworks | VAL-F02-LED-E-Voltages Include [120V to 277V 347V 480V]-CPL-[All Color]-Options Include [HA 2L WM L90 R90 TR TMB PBG SM STMB LCF OSX]-[All Accessories] | Outdoor Luminaires | Low Output | Parking Garage Luminaires | Standard | FALSE | [9 empty] | 42278 |  |  | No |  | 3 | 4447 | 80.8 | 55.03 | 6.113 | 0.998 | 4000 | 70
PMVEMSE5 | Eaton (formerly Cooper Lighting) | Mcgraw-Edison | VPL-F02-LED-Voltages Include [120V to 277V 347V 480V]-CPL-[All Color]-Options Include [HA 2L WM L90 R90 TR TMB PBG SM STMB LCF OSX]-[All Accessories] | Outdoor Luminaires | Low Output | Parking Garage Luminaires | Standard | FALSE | [9 empty] | 42278 |  |  | No |  | 3 | 4447 | 80.8 | 55.03 | 6.113 | 0.998 | 4000 | 70
PM9RF51N | Eaton (formerly Cooper Lighting) | Mcgraw-Edison | VPL-F02-LED-Voltages Include [120V to 277V 347V 480V]-CPR-[All Color]-Options Include [HA 2L WM L90 R90 TR TMB PBG SM STMB LCF OSX]-[All Accessories] | Outdoor Luminaires | Low Output | Parking Garage Luminaires | Standard | FALSE | [9 empty] | 42278 |  |  | No |  | 3 | 4447 | 80.8 | 55.03 | 6.113 | 0.998 | 4000 | 70
PJSNJDSZ | Eaton (formerly Cooper Lighting) | Streetworks | VAL-F02-LED-E-Voltages Include [120V to 277V 347V 480V]-CPR-[All Color]-Options Include [HA 2L WM L90 R90 TR TMB PBG SM STMB LCF OSX]-[All Accessories] | Outdoor Luminaires | Low Output | Parking Garage Luminaires | Standard | FALSE | [9 empty] | 42278 |  |  | No |  | 3 | 4447 | 80.8 | 55.03 | 6.113 | 0.998 | 4000 | 70
PXTCMH2U | Eaton (formerly Cooper Lighting) | Streetworks | VAL-E03-LED-E-Voltages Include [120V to 277V]-CQ-[All Color]-Options Include [HA 2L WM L90 R90 TR TMB PBG SM STMB LCF OSX]-[All Accessories] | Outdoor Luminaires | Mid Output | Parking Garage Luminaires | Standard | FALSE | [9 empty] | 42278 |  |  | No |  | 3 | 9323 | 123.9 | 75.24 | 6.008 | 0.998 | 4000 | 70
P97JWWZJ | Eaton (formerly Cooper Lighting) | Mcgraw-Edison | CNC-E03-LED-Voltages Include [120V to 277V]-CQ-[All Color]-Options Include [HA 2L WM L90 R90 TR TMB SM LCF OSX]-[All Accessories] | Outdoor Luminaires | Mid Output | Parking Garage Luminaires | Standard | FALSE | [9 empty] | 42278 |  |  | No |  | 3 | 9323 | 123.9 | 75.244 | 6.008 | 0.998 | 4000 | 70
P6CDYRY2 | Eaton (formerly Cooper Lighting) | Mcgraw-Edison | VPL-E03-LED-Voltages Include [120V to 277V]-CQ-[All Color]-Options Include [HA 2L WM L90 R90 TR TMB PBG SM STMB LCF OSX]-[All Accessories] | Outdoor Luminaires | Mid Output | Parking Garage Luminaires | Standard | FALSE | [9 empty] | 42278 |  |  | No |  | 3 | 9323 | 123.9 | 75.24 | 6.008 | 0.998 | 4000 | 70
PXE1TC23 | Eaton (formerly Cooper Lighting) | Streetworks | VAL-E03-LED-E-Voltages Include [120V to 277V]-WQ-[All Color]-Options Include [HA 2L WM L90 R90 TR TMB PBG SM STMB LCF OSX]-[All Accessories] | Outdoor Luminaires | Mid Output | Parking Garage Luminaires | Standard | FALSE | [9 empty] | 42278 |  |  | No |  | 3 | 9278 | 123.3 | 75.24 | 6.008 | 0.998 | 4000 | 70
PTBRMD2N | Eaton (formerly Cooper Lighting) | Mcgraw-Edison | CNC-E03-LED-Voltages Include [120V to 277V]-WQ-[All Color]-Options Include [HA 2L WM L90 R90 TR TMB SM LCF OSX]-[All Accessories] | Outdoor Luminaires | Mid Output | Parking Garage Luminaires | Standard | FALSE | [9 empty] | 42278 |  |  | No |  | 3 | 9278 | 123.3 | 75.244 | 6.008 | 0.998 | 4000 | 70
PM46QTTY | Eaton (formerly Cooper Lighting) | Mcgraw-Edison | VPL-E03-LED-Voltages Include [120V to 277V]-WQ-[All Color]-Options Include [HA 2L WM L90 R90 TR TMB PBG SM STMB LCF OSX]-[All Accessories] | Outdoor Luminaires | Mid Output | Parking Garage Luminaires | Standard | FALSE | [9 empty] | 42278 |  |  | No |  | 3 | 9278 | 123.3 | 75.24 | 6.008 | 0.998 | 4000 | 70
PVDJ3WK3 | Eaton (formerly Cooper Lighting) | Mcgraw-Edison | VPL-E03-LED-Voltages Include [120V to 277V]-SQ-[All Color]-Options Include [HA 2L WM L90 R90 TR TMB PBG SM STMB LCF OSX]-[All Accessories] | Outdoor Luminaires | Mid Output | Parking Garage Luminaires | Standard | FALSE | [9 empty] | 42278 |  |  | No |  | 3 | 9195 | 122.2 | 75.24 | 6.008 | 0.998 | 4000 | 70
PDW2FFV3 | Eaton (formerly Cooper Lighting) | Mcgraw-Edison | CNC-E03-LED-Voltages Include [120V to 277V]-SQ-[All Color]-Options Include [HA 2L WM L90 R90 TR TMB SM LCF OSX]-[All Accessories] | Outdoor Luminaires | Mid Output | Parking Garage Luminaires | Standard | FALSE | [9 empty] | 42278 |  |  | No |  | 3 | 9195 | 122.2 | 75.244 | 6.008 | 0.998 | 4000 | 70
P5BW8S1H | Eaton (formerly Cooper Lighting) | Streetworks | VAL-E03-LED-E-Voltages Include [120V to 277V]-SQ-[All Color]-Options Include [HA 2L WM L90 R90 TR TMB PBG SM STMB LCF OSX]-[All Accessories] | Outdoor Luminaires | Mid Output | Parking Garage Luminaires | Standard | FALSE | [9 empty] | 42278 |  |  | No |  | 3 | 9195 | 122.2 | 75.24 | 6.008 | 0.998 | 4000 | 70
PWF4KN5D | Eaton (formerly Cooper Lighting) | Mcgraw-Edison | VPL-E03-LED-Voltages Include [120V to 277V]-RW-[All Color]-Options Include [HA 2L WM L90 R90 TR TMB PBG SM STMB LCF OSX]-[All Accessories] | Outdoor Luminaires | Mid Output | Parking Garage Luminaires | Standard | FALSE | [9 empty] | 42278 |  |  | No |  | 3 | 9014 | 119.8 | 75.24 | 6.008 | 0.998 | 4000 | 70
PQ1PUDPV | Eaton (formerly Cooper Lighting) | Streetworks | VAL-E03-LED-E-Voltages Include [120V to 277V]-RW-[All Color]-Options Include [HA 2L WM L90 R90 TR TMB PBG SM STMB LCF OSX]-[All Accessories] | Outdoor Luminaires | Mid Output | Parking Garage Luminaires | Standard | FALSE | [9 empty] | 42278 |  |  | No |  | 3 | 9014 | 119.8 | 75.24 | 6.008 | 0.998 | 4000 | 70
PAZED5R3 | Eaton (formerly Cooper Lighting) | Mcgraw-Edison | CNC-E03-LED-Voltages Include [120V to 277V]-RW-[All Color]-Options Include [HA 2L WM L90 R90 TR TMB SM LCF OSX]-[All Accessories] | Outdoor Luminaires | Mid Output | Parking Garage Luminaires | Standard | FALSE | [9 empty] | 42278 |  |  | No |  | 3 | 9014 | 119.8 | 75.244 | 6.008 | 0.998 | 4000 | 70
PR5XRHKZ | Eaton (formerly Cooper Lighting) | Streetworks | VAL-E03-LED-E-Voltages Include [120V to 277V]-GL3-[All Color]-Options Include [HA 2L WM L90 R90 TR TMB PBG SM STMB LCF OSX]-[All Accessories] | Outdoor Luminaires | Mid Output | Parking Garage Luminaires | Standard | FALSE | [9 empty] | 42278 |  |  | No |  | 3 | 8909 | 118.4 | 75.24 | 6.008 | 0.998 | 4000 | 70
PAVZR3FS | Eaton (formerly Cooper Lighting) | Mcgraw-Edison | CNC-E03-LED-Voltages Include [120V to 277V]-GL3-[All Color]-Options Include [HA 2L WM L90 R90 TR TMB SM LCF OSX]-[All Accessories] | Outdoor Luminaires | Mid Output | Parking Garage Luminaires | Standard | FALSE | [9 empty] | 42278 |  |  | No |  | 3 | 8909 | 118.4 | 75.244 | 6.008 | 0.998 | 4000 | 70
PA6QN2E2 | Eaton (formerly Cooper Lighting) | Mcgraw-Edison | VPL-E03-LED-Voltages Include [120V to 277V]-GL3-[All Color]-Options Include [HA 2L WM L90 R90 TR TMB PBG SM STMB LCF OSX]-[All Accessories] | Outdoor Luminaires | Mid Output | Parking Garage Luminaires | Standard | FALSE | [9 empty] | 42278 |  |  | No |  | 3 | 8909 | 118.4 | 75.24 | 6.008 | 0.998 | 4000 | 70
PXDM1P9E | Eaton (formerly Cooper Lighting) | Mcgraw-Edison | CNC-E03-LED-Voltages Include [120V to 277V 347V]-GL2-[All Color]-Options Include [HA 2L WM L90 R90 TR TMB SM LCF OSX]-[All Accessories] | Outdoor Luminaires | Mid Output | Parking Garage Luminaires | Standard | FALSE | [9 empty] | 42278 |  |  | No |  | 3 | 8781 | 116.7 | 75.244 | 6.008 | 0.998 | 4000 | 70
PWZQNR6H | Eaton (formerly Cooper Lighting) | Streetworks | VAL-E03-LED-E-Voltages Include [120V to 277V 347V]-GL2-[All Color]-Options Include [HA 2L WM L90 R90 TR TMB PBG SM STMB LCF OSX]-[All Accessories] | Outdoor Luminaires | Mid Output | Parking Garage Luminaires | Standard | FALSE | [9 empty] | 42278 |  |  | No |  | 3 | 8781 | 116.7 | 75.24 | 6.008 | 0.998 | 4000 | 70
PCYFHEAD | Eaton (formerly Cooper Lighting) | Mcgraw-Edison | VPL-E03-LED-Voltages Include [120V to 277V 347V]-GL2-[All Color]-Options Include [HA 2L WM L90 R90 TR TMB PBG SM STMB LCF OSX]-[All Accessories] | Outdoor Luminaires | Mid Output | Parking Garage Luminaires | Standard | FALSE | [9 empty] | 42278 |  |  | No |  | 3 | 8781 | 116.7 | 75.24 | 6.008 | 0.998 | 4000 | 70
PTCJTD41 | Eaton (formerly Cooper Lighting) | Mcgraw-Edison | CNC-E03-LED-Voltages Include [120V to 277V 347V]-GL4-[All Color]-Options Include [HA 2L WM L90 R90 TR TMB SM LCF OSX]-[All Accessories] | Outdoor Luminaires | Mid Output | Parking Garage Luminaires | Standard | FALSE | [9 empty] | 42278 |  |  | No |  | 3 | 8646 | 114.9 | 75.244 | 6.008 | 0.998 | 4000 | 70
PJ9HMR8E | Eaton (formerly Cooper Lighting) | Mcgraw-Edison | VPL-E03-LED-Voltages Include [120V to 277V 347V]-GL4-[All Color]-Options Include [HA 2L WM L90 R90 TR TMB PBG SM STMB LCF OSX]-[All Accessories] | Outdoor Luminaires | Mid Output | Parking Garage Luminaires | Standard | FALSE | [9 empty] | 42278 |  |  | No |  | 3 | 8646 | 114.9 | 75.24 | 6.008 | 0.998 | 4000 | 70
PEW58443 | Eaton (formerly Cooper Lighting) | Streetworks | VAL-E03-LED-E-Voltages Include [120V to 277V 347V]-GL4-[All Color]-Options Include [HA 2L WM L90 R90 TR TMB PBG SM STMB LCF OSX]-[All Accessories] | Outdoor Luminaires | Mid Output | Parking Garage Luminaires | Standard | FALSE | [9 empty] | 42278 |  |  | No |  | 3 | 8646 | 114.9 | 75.24 | 6.008 | 0.998 | 4000 | 70
PPYUDB94 | Eaton (formerly Cooper Lighting) | Streetworks | VAL-E03-LED-E-Voltages Include [120V to 277V 347V]-CPR-[All Color]-Options Include [HA 2L WM L90 R90 TR TMB PBG SM STMB LCF OSX]-[All Accessories] | Outdoor Luminaires | Mid Output | Parking Garage Luminaires | Standard | FALSE | [9 empty] | 42278 |  |  | No |  | 3 | 8081 | 107.4 | 75.24 | 6.008 | 0.998 | 4000 | 70
PNEYUW5E | Eaton (formerly Cooper Lighting) | Mcgraw-Edison | VPL-E03-LED-Voltages Include [120V to 277V 347V]-CPL-[All Color]-Options Include [HA 2L WM L90 R90 TR TMB PBG SM STMB LCF OSX]-[All Accessories] | Outdoor Luminaires | Mid Output | Parking Garage Luminaires | Standard | FALSE | [9 empty] | 42278 |  |  | No |  | 3 | 8081 | 107.4 | 75.24 | 6.008 | 0.998 | 4000 | 70
PNB7T4SA | Eaton (formerly Cooper Lighting) | Mcgraw-Edison | VPL-E03-LED-Voltages Include [120V to 277V 347V]-CPR-[All Color]-Options Include [HA 2L WM L90 R90 TR TMB PBG SM STMB LCF OSX]-[All Accessories] | Outdoor Luminaires | Mid Output | Parking Garage Luminaires | Standard | FALSE | [9 empty] | 42278 |  |  | No |  | 3 | 8081 | 107.4 | 75.24 | 6.008 | 0.998 | 4000 | 70
PMYW7F86 | Eaton (formerly Cooper Lighting) | Streetworks | VAL-E03-LED-E-Voltages Include [120V to 277V 347V]-CPL-[All Color]-Options Include [HA 2L WM L90 R90 TR TMB PBG SM STMB LCF OSX]-[All Accessories] | Outdoor Luminaires | Mid Output | Parking Garage Luminaires | Standard | FALSE | [9 empty] | 42278 |  |  | No |  | 3 | 8081 | 107.4 | 75.24 | 6.008 | 0.998 | 4000 | 70
PBMTS11F | Eaton (formerly Cooper Lighting) | Mcgraw-Edison | CNC-E03-LED-Voltages Include [120V to 277V 347V]-CPL-[All Color]-Options Include [HA 2L WM L90 R90 TR TMB SM LCF OSX]-[All Accessories] | Outdoor Luminaires | Mid Output | Parking Garage Luminaires | Standard | FALSE | [9 empty] | 42278 |  |  | No |  | 3 | 8081 | 107.4 | 75.244 | 6.008 | 0.998 | 4000 | 70
P9HXNXH9 | Eaton (formerly Cooper Lighting) | Mcgraw-Edison | CNC-E03-LED-Voltages Include [120V to 277V 347V]-CPR-[All Color]-Options Include [HA 2L WM L90 R90 TR TMB SM LCF OSX]-[All Accessories] | Outdoor Luminaires | Mid Output | Parking Garage Luminaires | Standard | FALSE | [9 empty] | 42278 |  |  | No |  | 3 | 8081 | 107.4 | 75.244 | 6.008 | 0.998 | 4000 | 70
PJ5ZYDU5 | Eaton (formerly Cooper Lighting) | Streetworks | VAL-F03-LED-E-Voltages Include [120V to 277V 347V]-CQ-[All Color]-Options Include [HA 2L WM L90 R90 TR TMB PBG SM STMB LCF OSX]-[All Accessories] | Outdoor Luminaires | Mid Output | Parking Garage Luminaires | Standard | FALSE | [9 empty] | 42278 |  |  | No |  | 3 | 7692 | 98.3 | 78.25 | 5.97 | 0.998 | 4000 | 70
PH6ZN833 | Eaton (formerly Cooper Lighting) | Mcgraw-Edison | CNC-F03-LED-Voltages Include [120V to 277V 347V]-CQ-[All Color]-Options Include [HA 2L WM L90 R90 TR TMB SM LCF OSX]-[All Accessories] | Outdoor Luminaires | Mid Output | Parking Garage Luminaires | Standard | FALSE | [9 empty] | 42278 |  |  | No |  | 3 | 7692 | 98.3 | 78.25 | 5.97 | 0.998 | 4000 | 70
PCAZQ64P | Eaton (formerly Cooper Lighting) | Mcgraw-Edison | VPL-F03-LED-Voltages Include [120V to 277V 347V]-CQ-[All Color]-Options Include [HA 2L WM L90 R90 TR TMB PBG SM STMB LCF OSX]-[All Accessories] | Outdoor Luminaires | Mid Output | Parking Garage Luminaires | Standard | FALSE | [9 empty] | 42278 |  |  | No |  | 3 | 7692 | 98.3 | 78.25 | 5.97 | 0.998 | 4000 | 70
PY9XJJBJ | Eaton (formerly Cooper Lighting) | Mcgraw-Edison | VPL-F03-LED-Voltages Include [120V to 277V 347V]-WQ-[All Color]-Options Include [HA 2L WM L90 R90 TR TMB PBG SM STMB LCF OSX]-[All Accessories] | Outdoor Luminaires | Mid Output | Parking Garage Luminaires | Standard | FALSE | [9 empty] | 42278 |  |  | No |  | 3 | 7653 | 97.8 | 78.25 | 5.97 | 0.998 | 4000 | 70
PKX5K9VR | Eaton (formerly Cooper Lighting) | Streetworks | VAL-F03-LED-E-Voltages Include [120V to 277V 347V]-WQ-[All Color]-Options Include [HA 2L WM L90 R90 TR TMB PBG SM STMB LCF OSX]-[All Accessories] | Outdoor Luminaires | Mid Output | Parking Garage Luminaires | Standard | FALSE | [9 empty] | 42278 |  |  | No |  | 3 | 7653 | 97.8 | 78.25 | 5.97 | 0.998 | 4000 | 70
PEGKFJ6C | Eaton (formerly Cooper Lighting) | Mcgraw-Edison | CNC-F03-LED-Voltages Include [120V to 277V 347V]-WQ-[All Color]-Options Include [HA 2L WM L90 R90 TR TMB SM LCF OSX]-[All Accessories] | Outdoor Luminaires | Mid Output | Parking Garage Luminaires | Standard | FALSE | [9 empty] | 42278 |  |  | No |  | 3 | 7653 | 97.8 | 78.25 | 5.97 | 0.998 | 4000 | 70
PXHRPCYJ | Eaton (formerly Cooper Lighting) | Mcgraw-Edison | VPL-F03-LED-Voltages Include [120V to 277V 347V]-SQ-[All Color]-Options Include [HA 2L WM L90 R90 TR TMB PBG SM STMB LCF OSX]-[All Accessories] | Outdoor Luminaires | Mid Output | Parking Garage Luminaires | Standard | FALSE | [9 empty] | 42278 |  |  | No |  | 3 | 7590 | 97 | 78.25 | 5.97 | 0.998 | 4000 | 70
PP579KRB | Eaton (formerly Cooper Lighting) | Mcgraw-Edison | CNC-F03-LED-Voltages Include [120V to 277V 347V]-SQ-[All Color]-Options Include [HA 2L WM L90 R90 TR TMB SM LCF OSX]-[All Accessories] | Outdoor Luminaires | Mid Output | Parking Garage Luminaires | Standard | FALSE | [9 empty] | 42278 |  |  | No |  | 3 | 7590 | 97 | 78.25 | 5.97 | 0.998 | 4000 | 70
PB78AEDK | Eaton (formerly Cooper Lighting) | Streetworks | VAL-F03-LED-E-Voltages Include [120V to 277V 347V]-SQ-[All Color]-Options Include [HA 2L WM L90 R90 TR TMB PBG SM STMB LCF OSX]-[All Accessories] | Outdoor Luminaires | Mid Output | Parking Garage Luminaires | Standard | FALSE | [9 empty] | 42278 |  |  | No |  | 3 | 7590 | 97 | 78.25 | 5.97 | 0.998 | 4000 | 70
PXWBB7EZ | Eaton (formerly Cooper Lighting) | Mcgraw-Edison | CNC-F03-LED-Voltages Include [120V to 277V 347V]-RW-[All Color]-Options Include [HA 2L WM L90 R90 TR TMB SM LCF OSX]-[All Accessories] | Outdoor Luminaires | Mid Output | Parking Garage Luminaires | Standard | FALSE | [9 empty] | 42278 |  |  | No |  | 3 | 7434 | 95 | 78.25 | 5.97 | 0.998 | 4000 | 70
PQXQ52S3 | Eaton (formerly Cooper Lighting) | Mcgraw-Edison | VPL-F03-LED-Voltages Include [120V to 277V 347V]-RW-[All Color]-Options Include [HA 2L WM L90 R90 TR TMB PBG SM STMB LCF OSX]-[All Accessories] | Outdoor Luminaires | Mid Output | Parking Garage Luminaires | Standard | FALSE | [9 empty] | 42278 |  |  | No |  | 3 | 7434 | 95 | 78.25 | 5.97 | 0.998 | 4000 | 70
PHVCDYEZ | Eaton (formerly Cooper Lighting) | Streetworks | VAL-F03-LED-E-Voltages Include [120V to 277V 347V]-RW-[All Color]-Options Include [HA 2L WM L90 R90 TR TMB PBG SM STMB LCF OSX]-[All Accessories] | Outdoor Luminaires | Mid Output | Parking Garage Luminaires | Standard | FALSE | [9 empty] | 42278 |  |  | No |  | 3 | 7434 | 95 | 78.25 | 5.97 | 0.998 | 4000 | 70
PB139YUE | Eaton (formerly Cooper Lighting) | Mcgraw-Edison | VPL-F03-LED-Voltages Include [120V to 277V 347V]-GL3-[All Color]-Options Include [HA 2L WM L90 R90 TR TMB PBG SM STMB LCF OSX]-[All Accessories] | Outdoor Luminaires | Mid Output | Parking Garage Luminaires | Standard | FALSE | [9 empty] | 42278 |  |  | No |  | 3 | 7348 | 93.9 | 78.25 | 5.97 | 0.998 | 4000 | 70
P7ZPSXCK | Eaton (formerly Cooper Lighting) | Mcgraw-Edison | CNC-F03-LED-Voltages Include [120V to 277V 347V]-GL3-[All Color]-Options Include [HA 2L WM L90 R90 TR TMB SM LCF OSX]-[All Accessories] | Outdoor Luminaires | Mid Output | Parking Garage Luminaires | Standard | FALSE | [9 empty] | 42278 |  |  | No |  | 3 | 7348 | 93.9 | 78.25 | 5.97 | 0.998 | 4000 | 70
P4XEWJKJ | Eaton (formerly Cooper Lighting) | Streetworks | VAL-F03-LED-E-Voltages Include [120V to 277V 347V]-GL3-[All Color]-Options Include [HA 2L WM L90 R90 TR TMB PBG SM STMB LCF OSX]-[All Accessories] | Outdoor Luminaires | Mid Output | Parking Garage Luminaires | Standard | FALSE | [9 empty] | 42278 |  |  | No |  | 3 | 7348 | 93.9 | 78.25 | 5.97 | 0.998 | 4000 | 70
PTQK69KM | Eaton (formerly Cooper Lighting) | Mcgraw-Edison | VPL-F03-LED-Voltages Include [120V to 277V 347V]-GL2-[All Color]-Options Include [HA 2L WM L90 R90 TR TMB PBG SM STMB LCF OSX]-[All Accessories] | Outdoor Luminaires | Mid Output | Parking Garage Luminaires | Standard | FALSE | [9 empty] | 42278 |  |  | No |  | 3 | 7246 | 92.6 | 78.25 | 5.97 | 0.998 | 4000 | 70
PNPCGMKK | Eaton (formerly Cooper Lighting) | Streetworks | VAL-F03-LED-E-Voltages Include [120V to 277V 347V]-GL2-[All Color]-Options Include [HA 2L WM L90 R90 TR TMB PBG SM STMB LCF OSX]-[All Accessories] | Outdoor Luminaires | Mid Output | Parking Garage Luminaires | Standard | FALSE | [9 empty] | 42278 |  |  | No |  | 3 | 7246 | 92.6 | 78.25 | 5.97 | 0.998 | 4000 | 70
PEFZRAJG | Eaton (formerly Cooper Lighting) | Mcgraw-Edison | CNC-F03-LED-Voltages Include [120V to 277V 347V]-GL2-[All Color]-Options Include [HA 2L WM L90 R90 TR TMB SM LCF OSX]-[All Accessories] | Outdoor Luminaires | Mid Output | Parking Garage Luminaires | Standard | FALSE | [9 empty] | 42278 |  |  | No |  | 3 | 7246 | 92.6 | 78.25 | 5.97 | 0.998 | 4000 | 70
PYTSDYKU | Eaton (formerly Cooper Lighting) | Streetworks | VAL-F03-LED-E-Voltages Include [120V to 277V 347V]-GL4-[All Color]-Options Include [HA 2L WM L90 R90 TR TMB PBG SM STMB LCF OSX]-[All Accessories] | Outdoor Luminaires | Mid Output | Parking Garage Luminaires | Standard | FALSE | [9 empty] | 42278 |  |  | No |  | 3 | 7136 | 91.2 | 78.25 | 5.97 | 0.998 | 4000 | 70
PQCJQWP1 | Eaton (formerly Cooper Lighting) | Mcgraw-Edison | CNC-F03-LED-Voltages Include [120V to 277V 347V]-GL4-[All Color]-Options Include [HA 2L WM L90 R90 TR TMB SM LCF OSX]-[All Accessories] | Outdoor Luminaires | Mid Output | Parking Garage Luminaires | Standard | FALSE | [9 empty] | 42278 |  |  | No |  | 3 | 7136 | 91.2 | 78.25 | 5.97 | 0.998 | 4000 | 70
P551B4SG | Eaton (formerly Cooper Lighting) | Mcgraw-Edison | VPL-F03-LED-Voltages Include [120V to 277V 347V]-GL4-[All Color]-Options Include [HA 2L WM L90 R90 TR TMB PBG SM STMB LCF OSX]-[All Accessories] | Outdoor Luminaires | Mid Output | Parking Garage Luminaires | Standard | FALSE | [9 empty] | 42278 |  |  | No |  | 3 | 7136 | 91.2 | 78.25 | 5.97 | 0.998 | 4000 | 70
PXGSU82Q | Eaton (formerly Cooper Lighting) | Streetworks | VAL-F03-LED-E-Voltages Include [120V to 277V 347V 480V]-CPL-[All Color]-Options Include [HA 2L WM L90 R90 TR TMB PBG SM STMB LCF OSX]-[All Accessories] | Outdoor Luminaires | Mid Output | Parking Garage Luminaires | Standard | FALSE | [9 empty] | 42278 |  |  | No |  | 3 | 6667 | 85.2 | 78.25 | 5.97 | 0.998 | 4000 | 70
PTVY5QJT | Eaton (formerly Cooper Lighting) | Mcgraw-Edison | CNC-F03-LED-Voltages Include [120V to 277V 347V 480V]-CPR-[All Color]-Options Include [HA 2L WM L90 R90 TR TMB SM LCF OSX]-[All Accessories] | Outdoor Luminaires | Mid Output | Parking Garage Luminaires | Standard | FALSE | [9 empty] | 42278 |  |  | No |  | 3 | 6667 | 85.2 | 78.25 | 5.97 | 0.998 | 4000 | 70
PSF3F1MY | Eaton (formerly Cooper Lighting) | Mcgraw-Edison | VPL-F03-LED-Voltages Include [120V to 277V 347V 480V]-CPR-[All Color]-Options Include [HA 2L WM L90 R90 TR TMB PBG SM STMB LCF OSX]-[All Accessories] | Outdoor Luminaires | Mid Output | Parking Garage Luminaires | Standard | FALSE | [9 empty] | 42278 |  |  | No |  | 3 | 6667 | 85.2 | 78.25 | 5.97 | 0.998 | 4000 | 70
PE6K9RRC | Eaton (formerly Cooper Lighting) | Mcgraw-Edison | VPL-F03-LED-Voltages Include [120V to 277V 347V 480V]-CPL-[All Color]-Options Include [HA 2L WM L90 R90 TR TMB PBG SM STMB LCF OSX]-[All Accessories] | Outdoor Luminaires | Mid Output | Parking Garage Luminaires | Standard | FALSE | [9 empty] | 42278 |  |  | No |  | 3 | 6667 | 85.2 | 78.25 | 5.97 | 0.998 | 4000 | 70
PDG5PJFQ | Eaton (formerly Cooper Lighting) | Mcgraw-Edison | CNC-F03-LED-Voltages Include [120V to 277V 347V 480V]-CPL-[All Color]-Options Include [HA 2L WM L90 R90 TR TMB SM LCF OSX]-[All Accessories] | Outdoor Luminaires | Mid Output | Parking Garage Luminaires | Standard | FALSE | [9 empty] | 42278 |  |  | No |  | 3 | 6667 | 85.2 | 78.25 | 5.97 | 0.998 | 4000 | 70
P9NRT9FP | Eaton (formerly Cooper Lighting) | Streetworks | VAL-F03-LED-E-Voltages Include [120V to 277V 347V 480V]-CPR-[All Color]-Options Include [HA 2L WM L90 R90 TR TMB PBG SM STMB LCF OSX]-[All Accessories] | Outdoor Luminaires | Mid Output | Parking Garage Luminaires | Standard | FALSE | [9 empty] | 42278 |  |  | No |  | 3 | 6667 | 85.2 | 78.25 | 5.97 | 0.998 | 4000 | 70
PJCTVFGB | Eaton (formerly Cooper Lighting) | Streetworks | VAL-E04-LED-E-Voltages Include [120V to 277V]-CQ-[All Color]-Options Include [2L WM L90 R90 TR TMB PBG SM STMB LCF OSX]-[All Accessories] | Outdoor Luminaires | High Output | Parking Garage Luminaires | Standard | FALSE | [9 empty] | 42278 |  |  | No |  | 3 | 12428 | 127.8 | 97.25 | 4.88 | 0.998 | 4000 | 70
PGBANH8P | Eaton (formerly Cooper Lighting) | Mcgraw-Edison | CNC-E04-LED-Voltages Include [120V to 277V]-CQ-[All Color]-Options Include [2L WM L90 R90 TR TMB SM LCF OSX]-[All Accessories] | Outdoor Luminaires | High Output | Parking Garage Luminaires | Standard | FALSE | [9 empty] | 42278 |  |  | No |  | 3 | 12428 | 127.8 | 97.247 | 4.88 | 0.998 | 4000 | 70
PFYBXZ4Z | Eaton (formerly Cooper Lighting) | Mcgraw-Edison | VPL-E04-LED-Voltages Include [120V to 277V]-CQ-[All Color]-Options Include [2L WM L90 R90 TR TMB PBG SM STMB LCF OSX]-[All Accessories] | Outdoor Luminaires | High Output | Parking Garage Luminaires | Standard | FALSE | [9 empty] | 42278 |  |  | No |  | 3 | 12428 | 127.8 | 97.25 | 4.88 | 0.998 | 4000 | 70
PXNWUKF3 | Eaton (formerly Cooper Lighting) | Mcgraw-Edison | CNC-E04-LED-Voltages Include [120V to 277V]-WQ-[All Color]-Options Include [2L WM L90 R90 TR TMB SM LCF OSX]-[All Accessories] | Outdoor Luminaires | High Output | Parking Garage Luminaires | Standard | FALSE | [9 empty] | 42278 |  |  | No |  | 3 | 12370 | 127.2 | 97.247 | 4.88 | 0.998 | 4000 | 70
P9HEETHC | Eaton (formerly Cooper Lighting) | Mcgraw-Edison | VPL-E04-LED-Voltages Include [120V to 277V]-WQ-[All Color]-Options Include [2L WM L90 R90 TR TMB PBG SM STMB LCF OSX]-[All Accessories] | Outdoor Luminaires | High Output | Parking Garage Luminaires | Standard | FALSE | [9 empty] | 42278 |  |  | No |  | 3 | 12370 | 127.2 | 97.25 | 4.88 | 0.998 | 4000 | 70
P3B57QHM | Eaton (formerly Cooper Lighting) | Streetworks | VAL-E04-LED-E-Voltages Include [120V to 277V]-WQ-[All Color]-Options Include [2L WM L90 R90 TR TMB PBG SM STMB LCF OSX]-[All Accessories] | Outdoor Luminaires | High Output | Parking Garage Luminaires | Standard | FALSE | [9 empty] | 42278 |  |  | No |  | 3 | 12370 | 127.2 | 97.25 | 4.88 | 0.998 | 4000 | 70
P7TC9FHX | Eaton (formerly Cooper Lighting) | Mcgraw-Edison | VPL-E04-LED-Voltages Include [120V to 277V]-SQ-[All Color]-Options Include [2L WM L90 R90 TR TMB PBG SM STMB LCF OSX]-[All Accessories] | Outdoor Luminaires | High Output | Parking Garage Luminaires | Standard | FALSE | [9 empty] | 42278 |  |  | No |  | 3 | 12263 | 126.1 | 97.25 | 4.88 | 0.998 | 4000 | 70
P6B9BUNA | Eaton (formerly Cooper Lighting) | Streetworks | VAL-E04-LED-E-Voltages Include [120V to 277V]-SQ-[All Color]-Options Include [2L WM L90 R90 TR TMB PBG SM STMB LCF OSX]-[All Accessories] | Outdoor Luminaires | High Output | Parking Garage Luminaires | Standard | FALSE | [9 empty] | 42278 |  |  | No |  | 3 | 12263 | 126.1 | 97.25 | 4.88 | 0.998 | 4000 | 70
P3B5BKQD | Eaton (formerly Cooper Lighting) | Mcgraw-Edison | CNC-E04-LED-Voltages Include [120V to 277V]-SQ-[All Color]-Options Include [2L WM L90 R90 TR TMB SM LCF OSX]-[All Accessories] | Outdoor Luminaires | High Output | Parking Garage Luminaires | Standard | FALSE | [9 empty] | 42278 |  |  | No |  | 3 | 12263 | 126.1 | 97.247 | 4.88 | 0.998 | 4000 | 70
PQB2S836 | Eaton (formerly Cooper Lighting) | Mcgraw-Edison | VPL-E04-LED-Voltages Include [120V to 277V]-RW-[All Color]-Options Include [2L WM L90 R90 TR TMB PBG SM STMB LCF OSX]-[All Accessories] | Outdoor Luminaires | High Output | Parking Garage Luminaires | Standard | FALSE | [9 empty] | 42278 |  |  | No |  | 3 | 12010 | 123.5 | 97.25 | 4.88 | 0.998 | 4000 | 70
PG6ER6CQ | Eaton (formerly Cooper Lighting) | Mcgraw-Edison | CNC-E04-LED-Voltages Include [120V to 277V]-RW-[All Color]-Options Include [2L WM L90 R90 TR TMB SM LCF OSX]-[All Accessories] | Outdoor Luminaires | High Output | Parking Garage Luminaires | Standard | FALSE | [9 empty] | 42278 |  |  | No |  | 3 | 12010 | 123.5 | 97.247 | 4.88 | 0.998 | 4000 | 70
P453SPVD | Eaton (formerly Cooper Lighting) | Streetworks | VAL-E04-LED-E-Voltages Include [120V to 277V]-RW-[All Color]-Options Include [2L WM L90 R90 TR TMB PBG SM STMB LCF OSX]-[All Accessories] | Outdoor Luminaires | High Output | Parking Garage Luminaires | Standard | FALSE | [9 empty] | 42278 |  |  | No |  | 3 | 12010 | 123.5 | 97.25 | 4.88 | 0.998 | 4000 | 70
PVX89RH4 | Eaton (formerly Cooper Lighting) | Mcgraw-Edison | VPL-E04-LED-Voltages Include [120V to 277V]-GL3-[All Color]-Options Include [2L WM L90 R90 TR TMB PBG SM STMB LCF OSX]-[All Accessories] | Outdoor Luminaires | High Output | Parking Garage Luminaires | Standard | FALSE | [9 empty] | 42278 |  |  | No |  | 3 | 11874 | 122.1 | 97.25 | 4.88 | 0.998 | 4000 | 70
PA925VRB | Eaton (formerly Cooper Lighting) | Mcgraw-Edison | CNC-E04-LED-Voltages Include [120V to 277V]-GL3-[All Color]-Options Include [2L WM L90 R90 TR TMB SM LCF OSX]-[All Accessories] | Outdoor Luminaires | High Output | Parking Garage Luminaires | Standard | FALSE | [9 empty] | 42278 |  |  | No |  | 3 | 11874 | 122.1 | 97.247 | 4.88 | 0.998 | 4000 | 70
P7ANNDKF | Eaton (formerly Cooper Lighting) | Streetworks | VAL-E04-LED-E-Voltages Include [120V to 277V]-GL3-[All Color]-Options Include [2L WM L90 R90 TR TMB PBG SM STMB LCF OSX]-[All Accessories] | Outdoor Luminaires | High Output | Parking Garage Luminaires | Standard | FALSE | [9 empty] | 42278 |  |  | No |  | 3 | 11874 | 122.1 | 97.25 | 4.88 | 0.998 | 4000 | 70
PU5GFVY2 | Eaton (formerly Cooper Lighting) | Mcgraw-Edison | VPL-E04-LED-Voltages Include [120V to 277V]-GL2-[All Color]-Options Include [2L WM L90 R90 TR TMB PBG SM STMB LCF OSX]-[All Accessories] | Outdoor Luminaires | High Output | Parking Garage Luminaires | Standard | FALSE | [9 empty] | 42278 |  |  | No |  | 3 | 11709 | 120.4 | 97.25 | 4.88 | 0.998 | 4000 | 70
PQSXEB8J | Eaton (formerly Cooper Lighting) | Mcgraw-Edison | CNC-E04-LED-Voltages Include [120V to 277V]-GL2-[All Color]-Options Include [2L WM L90 R90 TR TMB SM LCF OSX]-[All Accessories] | Outdoor Luminaires | High Output | Parking Garage Luminaires | Standard | FALSE | [9 empty] | 42278 |  |  | No |  | 3 | 11709 | 120.4 | 97.247 | 4.88 | 0.998 | 4000 | 70
PG7XHC3H | Eaton (formerly Cooper Lighting) | Streetworks | VAL-E04-LED-E-Voltages Include [120V to 277V]-GL2-[All Color]-Options Include [2L WM L90 R90 TR TMB PBG SM STMB LCF OSX]-[All Accessories] | Outdoor Luminaires | High Output | Parking Garage Luminaires | Standard | FALSE | [9 empty] | 42278 |  |  | No |  | 3 | 11709 | 120.4 | 97.25 | 4.88 | 0.998 | 4000 | 70
PPTKFBJS | Eaton (formerly Cooper Lighting) | Mcgraw-Edison | VPL-E04-LED-Voltages Include [120V to 277V]-GL4-[All Color]-Options Include [2L WM L90 R90 TR TMB PBG SM STMB LCF OSX]-[All Accessories] | Outdoor Luminaires | High Output | Parking Garage Luminaires | Standard | FALSE | [9 empty] | 42278 |  |  | No |  | 3 | 11524 | 118.5 | 97.25 | 4.88 | 0.998 | 4000 | 70
PH9N1BTT | Eaton (formerly Cooper Lighting) | Streetworks | VAL-E04-LED-E-Voltages Include [120V to 277V]-GL4-[All Color]-Options Include [2L WM L90 R90 TR TMB PBG SM STMB LCF OSX]-[All Accessories] | Outdoor Luminaires | High Output | Parking Garage Luminaires | Standard | FALSE | [9 empty] | 42278 |  |  | No |  | 3 | 11524 | 118.5 | 97.25 | 4.88 | 0.998 | 4000 | 70
PBN7N8ZV | Eaton (formerly Cooper Lighting) | Mcgraw-Edison | CNC-E04-LED-Voltages Include [120V to 277V]-GL4-[All Color]-Options Include [2L WM L90 R90 TR TMB SM LCF OSX]-[All Accessories] | Outdoor Luminaires | High Output | Parking Garage Luminaires | Standard | FALSE | [9 empty] | 42278 |  |  | No |  | 3 | 11524 | 118.5 | 97.247 | 4.88 | 0.998 | 4000 | 70
PRTG7HDG | Eaton (formerly Cooper Lighting) | Streetworks | VAL-E04-LED-E-Voltages Include [120V to 277V 347V]-CPR-[All Color]-Options Include [2L WM L90 R90 TR TMB PBG SM STMB LCF OSX]-[All Accessories] | Outdoor Luminaires | High Output | Parking Garage Luminaires | Standard | FALSE | [9 empty] | 42278 |  |  | No |  | 3 | 10775 | 110.8 | 97.25 | 4.88 | 0.998 | 4000 | 70
PQZTJT5N | Eaton (formerly Cooper Lighting) | Mcgraw-Edison | CNC-E04-LED-Voltages Include [120V to 277V 347V]-CPR-[All Color]-Options Include [2L WM L90 R90 TR TMB SM LCF OSX]-[All Accessories] | Outdoor Luminaires | High Output | Parking Garage Luminaires | Standard | FALSE | [9 empty] | 42278 |  |  | No |  | 3 | 10775 | 110.8 | 97.247 | 4.88 | 0.998 | 4000 | 70
PGWD4EB2 | Eaton (formerly Cooper Lighting) | Mcgraw-Edison | CNC-E04-LED-Voltages Include [120V to 277V 347V]-CPL-[All Color]-Options Include [2L WM L90 R90 TR TMB SM LCF OSX]-[All Accessories] | Outdoor Luminaires | High Output | Parking Garage Luminaires | Standard | FALSE | [9 empty] | 42278 |  |  | No |  | 3 | 10775 | 110.8 | 97.247 | 4.88 | 0.998 | 4000 | 70
PFFMQEV4 | Eaton (formerly Cooper Lighting) | Mcgraw-Edison | VPL-E04-LED-Voltages Include [120V to 277V 347V]-CPL-[All Color]-Options Include [2L WM L90 R90 TR TMB PBG SM STMB LCF OSX]-[All Accessories] | Outdoor Luminaires | High Output | Parking Garage Luminaires | Standard | FALSE | [9 empty] | 42278 |  |  | No |  | 3 | 10775 | 110.8 | 97.25 | 4.88 | 0.998 | 4000 | 70
PC7RWUYJ | Eaton (formerly Cooper Lighting) | Streetworks | VAL-E04-LED-E-Voltages Include [120V to 277V 347V]-CPL-[All Color]-Options Include [2L WM L90 R90 TR TMB PBG SM STMB LCF OSX]-[All Accessories] | Outdoor Luminaires | High Output | Parking Garage Luminaires | Standard | FALSE | [9 empty] | 42278 |  |  | No |  | 3 | 10775 | 110.8 | 97.25 | 4.88 | 0.998 | 4000 | 70
P5ZT8MVS | Eaton (formerly Cooper Lighting) | Mcgraw-Edison | VPL-E04-LED-Voltages Include [120V to 277V 347V]-CPR-[All Color]-Options Include [2L WM L90 R90 TR TMB PBG SM STMB LCF OSX]-[All Accessories] | Outdoor Luminaires | High Output | Parking Garage Luminaires | Standard | FALSE | [9 empty] | 42278 |  |  | No |  | 3 | 10775 | 110.8 | 97.25 | 4.88 | 0.998 | 4000 | 70
PZ9C8SKR | Eaton (formerly Cooper Lighting) | Mcgraw-Edison | CNC-F04-LED-Voltages Include [120V to 277V 347V]-RW-[All Color]-Options Include [2L WM L90 R90 TR TMB SM LCF OSX]-[All Accessories] | Outdoor Luminaires | Mid Output | Parking Garage Luminaires | Standard | FALSE | [9 empty] | 42278 |  |  | No |  | 3 | 9913 | 97 | 102.2 | 4.845 | 0.998 | 4000 | 70
PXS669SR | Eaton (formerly Cooper Lighting) | Mcgraw-Edison | VPL-F04-LED-Voltages Include [120V to 277V 347V]-RW-[All Color]-Options Include [2L WM L90 R90 TR TMB PBG SM STMB LCF OSX]-[All Accessories] | Outdoor Luminaires | Mid Output | Parking Garage Luminaires | Standard | FALSE | [9 empty] | 42278 |  |  | No |  | 3 | 9913 | 97 | 102.2 | 4.845 | 0.998 | 4000 | 70
P3GPQXVP | Eaton (formerly Cooper Lighting) | Streetworks | VAL-F04-LED-E-Voltages Include [120V to 277V 347V]-RW-[All Color]-Options Include [2L WM L90 R90 TR TMB PBG SM STMB LCF OSX]-[All Accessories] | Outdoor Luminaires | Mid Output | Parking Garage Luminaires | Standard | FALSE | [9 empty] | 42278 |  |  | No |  | 3 | 9913 | 97 | 102.2 | 4.845 | 0.998 | 4000 | 70
PUSTBHRS | Eaton (formerly Cooper Lighting) | Mcgraw-Edison | CNC-F04-LED-Voltages Include [120V to 277V 347V]-GL3-[All Color]-Options Include [2L WM L90 R90 TR TMB SM LCF OSX]-[All Accessories] | Outdoor Luminaires | Mid Output | Parking Garage Luminaires | Standard | FALSE | [9 empty] | 42278 |  |  | No |  | 3 | 9801 | 95.9 | 102.2 | 4.845 | 0.998 | 4000 | 70
PM5MNW78 | Eaton (formerly Cooper Lighting) | Mcgraw-Edison | VPL-F04-LED-Voltages Include [120V to 277V 347V]-GL3-[All Color]-Options Include [2L WM L90 R90 TR TMB PBG SM STMB LCF OSX]-[All Accessories] | Outdoor Luminaires | Mid Output | Parking Garage Luminaires | Standard | FALSE | [9 empty] | 42278 |  |  | No |  | 3 | 9801 | 95.9 | 102.2 | 4.845 | 0.998 | 4000 | 70
P3FF6ER7 | Eaton (formerly Cooper Lighting) | Streetworks | VAL-F04-LED-E-Voltages Include [120V to 277V 347V]-GL3-[All Color]-Options Include [2L WM L90 R90 TR TMB PBG SM STMB LCF OSX]-[All Accessories] | Outdoor Luminaires | Mid Output | Parking Garage Luminaires | Standard | FALSE | [9 empty] | 42278 |  |  | No |  | 3 | 9801 | 95.9 | 102.2 | 4.845 | 0.998 | 4000 | 70
PVE7VZ9D | Eaton (formerly Cooper Lighting) | Mcgraw-Edison | CNC-F04-LED-Voltages Include [120V to 277V 347V]-GL2-[All Color]-Options Include [2L WM L90 R90 TR TMB SM LCF OSX]-[All Accessories] | Outdoor Luminaires | Mid Output | Parking Garage Luminaires | Standard | FALSE | [9 empty] | 42278 |  |  | No |  | 3 | 9668 | 94.6 | 102.2 | 4.845 | 0.998 | 4000 | 70
PPSH7PTG | Eaton (formerly Cooper Lighting) | Streetworks | VAL-F04-LED-E-Voltages Include [120V to 277V 347V]-GL2-[All Color]-Options Include [2L WM L90 R90 TR TMB PBG SM STMB LCF OSX]-[All Accessories] | Outdoor Luminaires | Mid Output | Parking Garage Luminaires | Standard | FALSE | [9 empty] | 42278 |  |  | No |  | 3 | 9668 | 94.6 | 102.2 | 4.845 | 0.998 | 4000 | 70
P2Q4ZZCN | Eaton (formerly Cooper Lighting) | Mcgraw-Edison | VPL-F04-LED-Voltages Include [120V to 277V 347V]-GL2-[All Color]-Options Include [2L WM L90 R90 TR TMB PBG SM STMB LCF OSX]-[All Accessories] | Outdoor Luminaires | Mid Output | Parking Garage Luminaires | Standard | FALSE | [9 empty] | 42278 |  |  | No |  | 3 | 9668 | 94.6 | 102.2 | 4.845 | 0.998 | 4000 | 70
PYKZ529Y | Eaton (formerly Cooper Lighting) | Streetworks | VAL-F04-LED-E-Voltages Include [120V to 277V 347V]-GL4-[All Color]-Options Include [2L WM L90 R90 TR TMB PBG SM STMB LCF OSX]-[All Accessories] | Outdoor Luminaires | Mid Output | Parking Garage Luminaires | Standard | FALSE | [9 empty] | 42278 |  |  | No |  | 3 | 9515 | 93.1 | 102.2 | 4.845 | 0.998 | 4000 | 70
PXZ84VSW | Eaton (formerly Cooper Lighting) | Mcgraw-Edison | CNC-F04-LED-Voltages Include [120V to 277V 347V]-GL4-[All Color]-Options Include [2L WM L90 R90 TR TMB SM LCF OSX]-[All Accessories] | Outdoor Luminaires | Mid Output | Parking Garage Luminaires | Standard | FALSE | [9 empty] | 42278 |  |  | No |  | 3 | 9515 | 93.1 | 102.2 | 4.845 | 0.998 | 4000 | 70
PK3CJ2ED | Eaton (formerly Cooper Lighting) | Mcgraw-Edison | VPL-F04-LED-Voltages Include [120V to 277V 347V]-GL4-[All Color]-Options Include [2L WM L90 R90 TR TMB PBG SM STMB LCF OSX]-[All Accessories] | Outdoor Luminaires | Mid Output | Parking Garage Luminaires | Standard | FALSE | [9 empty] | 42278 |  |  | No |  | 3 | 9515 | 93.1 | 102.2 | 4.845 | 0.998 | 4000 | 70
PKJBHQEA | Eaton (formerly Cooper Lighting) | Mcgraw-Edison | VPL-F04-LED-Voltages Include [120V to 277V 347V 480V]-CPR-[All Color]-Options Include [2L WM L90 R90 TR TMB PBG SM STMB LCF OSX]-[All Accessories] | Outdoor Luminaires | Mid Output | Parking Garage Luminaires | Standard | FALSE | [9 empty] | 42278 |  |  | No |  | 3 | 8891 | 87 | 102.2 | 4.845 | 0.998 | 4000 | 70
PK48AC7R | Eaton (formerly Cooper Lighting) | Streetworks | VAL-F04-LED-E-Voltages Include [120V to 277V 347V 480V]-CPR-[All Color]-Options Include [2L WM L90 R90 TR TMB PBG SM STMB LCF OSX]-[All Accessories] | Outdoor Luminaires | Mid Output | Parking Garage Luminaires | Standard | FALSE | [9 empty] | 42278 |  |  | No |  | 3 | 8891 | 87 | 102.2 | 4.845 | 0.998 | 4000 | 70
PFMTEVCP | Eaton (formerly Cooper Lighting) | Mcgraw-Edison | CNC-F04-LED-Voltages Include [120V to 277V 347V 480V]-CPR-[All Color]-Options Include [2L WM L90 R90 TR TMB SM LCF OSX]-[All Accessories] | Outdoor Luminaires | Mid Output | Parking Garage Luminaires | Standard | FALSE | [9 empty] | 42278 |  |  | No |  | 3 | 8891 | 87 | 102.2 | 4.845 | 0.998 | 4000 | 70
P7QHBQA2 | Eaton (formerly Cooper Lighting) | Mcgraw-Edison | CNC-F04-LED-Voltages Include [120V to 277V 347V 480V]-CPL-[All Color]-Options Include [2L WM L90 R90 TR TMB SM LCF OSX]-[All Accessories] | Outdoor Luminaires | Mid Output | Parking Garage Luminaires | Standard | FALSE | [9 empty] | 42278 |  |  | No |  | 3 | 8891 | 87 | 102.2 | 4.845 | 0.998 | 4000 | 70
P5P2ZP5X | Eaton (formerly Cooper Lighting) | Streetworks | VAL-F04-LED-E-Voltages Include [120V to 277V 347V 480V]-CPL-[All Color]-Options Include [2L WM L90 R90 TR TMB PBG SM STMB LCF OSX]-[All Accessories] | Outdoor Luminaires | Mid Output | Parking Garage Luminaires | Standard | FALSE | [9 empty] | 42278 |  |  | No |  | 3 | 8891 | 87 | 102.2 | 4.845 | 0.998 | 4000 | 70
P25PQWYF | Eaton (formerly Cooper Lighting) | Mcgraw-Edison | VPL-F04-LED-Voltages Include [120V to 277V 347V 480V]-CPL-[All Color]-Options Include [2L WM L90 R90 TR TMB PBG SM STMB LCF OSX]-[All Accessories] | Outdoor Luminaires | Mid Output | Parking Garage Luminaires | Standard | FALSE | [9 empty] | 42278 |  |  | No |  | 3 | 8891 | 87 | 102.2 | 4.845 | 0.998 | 4000 | 70
PRJYZX8F | Eaton (formerly Cooper Lighting) | Mcgraw-Edison | CNC-F04-LED-Voltages Include [120V to 277V 347V]-CQ-[All Color]-Options Include [2L WM L90 R90 TR TMB SM LCF OSX]-[All Accessories] | Outdoor Luminaires | High Output | Parking Garage Luminaires | Standard | FALSE | [9 empty] | 42278 |  |  | No |  | 3 | 10261 | 100.4 | 102.2 | 4.845 | 0.998 | 4000 | 70
P3SEHF5C | Eaton (formerly Cooper Lighting) | Streetworks | VAL-F04-LED-E-Voltages Include [120V to 277V 347V]-CQ-[All Color]-Options Include [2L WM L90 R90 TR TMB PBG SM STMB LCF OSX]-[All Accessories] | Outdoor Luminaires | High Output | Parking Garage Luminaires | Standard | FALSE | [9 empty] | 42278 |  |  | No |  | 3 | 10261 | 100.4 | 102.2 | 4.845 | 0.998 | 4000 | 70
P22JWGAE | Eaton (formerly Cooper Lighting) | Mcgraw-Edison | VPL-F04-LED-Voltages Include [120V to 277V 347V]-CQ-[All Color]-Options Include [2L WM L90 R90 TR TMB PBG SM STMB LCF OSX]-[All Accessories] | Outdoor Luminaires | High Output | Parking Garage Luminaires | Standard | FALSE | [9 empty] | 42278 |  |  | No |  | 3 | 10261 | 100.4 | 102.2 | 4.845 | 0.998 | 4000 | 70
PV647J3U | Eaton (formerly Cooper Lighting) | Streetworks | VAL-F04-LED-E-Voltages Include [120V to 277V 347V]-WQ-[All Color]-Options Include [2L WM L90 R90 TR TMB PBG SM STMB LCF OSX]-[All Accessories] | Outdoor Luminaires | High Output | Parking Garage Luminaires | Standard | FALSE | [9 empty] | 42278 |  |  | No |  | 3 | 10210 | 99.9 | 102.2 | 4.845 | 0.998 | 4000 | 70
PP3PX8NM | Eaton (formerly Cooper Lighting) | Mcgraw-Edison | VPL-F04-LED-Voltages Include [120V to 277V 347V]-WQ-[All Color]-Options Include [2L WM L90 R90 TR TMB PBG SM STMB LCF OSX]-[All Accessories] | Outdoor Luminaires | High Output | Parking Garage Luminaires | Standard | FALSE | [9 empty] | 42278 |  |  | No |  | 3 | 10210 | 99.9 | 102.2 | 4.845 | 0.998 | 4000 | 70
PF5XHZYS | Eaton (formerly Cooper Lighting) | Mcgraw-Edison | CNC-F04-LED-Voltages Include [120V to 277V 347V]-WQ-[All Color]-Options Include [2L WM L90 R90 TR TMB SM LCF OSX]-[All Accessories] | Outdoor Luminaires | High Output | Parking Garage Luminaires | Standard | FALSE | [9 empty] | 42278 |  |  | No |  | 3 | 10210 | 99.9 | 102.2 | 4.845 | 0.998 | 4000 | 70
PNX38T2F | Eaton (formerly Cooper Lighting) | Mcgraw-Edison | VPL-F04-LED-Voltages Include [120V to 277V 347V]-SQ-[All Color]-Options Include [2L WM L90 R90 TR TMB PBG SM STMB LCF OSX]-[All Accessories] | Outdoor Luminaires | High Output | Parking Garage Luminaires | Standard | FALSE | [9 empty] | 42278 |  |  | No |  | 3 | 10118 | 99 | 102.2 | 4.845 | 0.998 | 4000 | 70
PNBJNU3U | Eaton (formerly Cooper Lighting) | Mcgraw-Edison | CNC-F04-LED-Voltages Include [120V to 277V 347V]-SQ-[All Color]-Options Include [2L WM L90 R90 TR TMB SM LCF OSX]-[All Accessories] | Outdoor Luminaires | High Output | Parking Garage Luminaires | Standard | FALSE | [9 empty] | 42278 |  |  | No |  | 3 | 10118 | 99 | 102.2 | 4.845 | 0.998 | 4000 | 70
P9ZQN83E | Eaton (formerly Cooper Lighting) | Streetworks | VAL-F04-LED-E-Voltages Include [120V to 277V 347V]-SQ-[All Color]-Options Include [2L WM L90 R90 TR TMB PBG SM STMB LCF OSX]-[All Accessories] | Outdoor Luminaires | High Output | Parking Garage Luminaires | Standard | FALSE | [9 empty] | 42278 |  |  | No |  | 3 | 10118 | 99 | 102.2 | 4.845 | 0.998 | 4000 | 70
PKGZXCJX | Eaton (formerly Cooper Lighting) | Mcgraw-Edison | VPL-E02-LED-Voltages Include [120V to 277V]-CQ-[All Color]-Options Include [DIM HA 2L WM L90 R90 TR TMB PBG SM STMB LCF OSX DIMRF-LW DIMRF-LN]-[All Accessories] | Outdoor Luminaires | Mid Output | Parking Garage Luminaires | Standard | FALSE | [9 empty] | 42278 |  |  | No |  | 3 | 6217 | 128.5 | 48.38 | 6.1784 | 0.9975 | 4000 | 70
P8R9KFWQ | Eaton (formerly Cooper Lighting) | Mcgraw-Edison | CNC-E02-LED-Voltages Include [120V to 277V]-CQ-[All Color]-Options Include [DIM HA 2L WM L90 R90 TR TMB SM LCF OSX]-[All Accessories] | Outdoor Luminaires | Mid Output | Parking Garage Luminaires | Standard | FALSE | [9 empty] | 42278 |  |  | No |  | 3 | 6217 | 128.5 | 48.381 | 6.1784 | 0.9975 | 4000 | 70
P2K2RQ65 | Eaton (formerly Cooper Lighting) | Streetworks | VAL-E02-LED-E-Voltages Include [120V to 277V]-CQ-[All Color]-Options Include [DIM HA 2L WM L90 R90 TR TMB PBG SM STMB LCF OSX DIMRF-LW DIMRF-LN]-[All Accessories] | Outdoor Luminaires | Mid Output | Parking Garage Luminaires | Standard | FALSE | [9 empty] | 42278 |  |  | No |  | 3 | 6217 | 128.5 | 48.38 | 6.1784 | 0.9975 | 4000 | 70
PTRE1DV7 | Eaton (formerly Cooper Lighting) | Streetworks | VAL-E02-LED-E-Voltages Include [120V to 277V]-WQ-[All Color]-Options Include [DIM HA 2L WM L90 R90 TR TMB PBG SM STMB LCF OSX DIMRF-LW DIMRF-LN]-[All Accessories] | Outdoor Luminaires | Mid Output | Parking Garage Luminaires | Standard | FALSE | [9 empty] | 42278 |  |  | No |  | 3 | 6183 | 127.8 | 48.38 | 6.1784 | 0.9975 | 4000 | 70
PPY2CJHZ | Eaton (formerly Cooper Lighting) | Mcgraw-Edison | VPL-E02-LED-Voltages Include [120V to 277V]-WQ-[All Color]-Options Include [DIM HA 2L WM L90 R90 TR TMB PBG SM STMB LCF OSX DIMRF-LW DIMRF-LN]-[All Accessories] | Outdoor Luminaires | Mid Output | Parking Garage Luminaires | Standard | FALSE | [9 empty] | 42278 |  |  | No |  | 3 | 6183 | 127.8 | 48.38 | 6.1784 | 0.9975 | 4000 | 70
PKYR8T65 | Eaton (formerly Cooper Lighting) | Mcgraw-Edison | CNC-E02-LED-Voltages Include [120V to 277V]-WQ-[All Color]-Options Include [DIM HA 2L WM L90 R90 TR TMB SM LCF OSX]-[All Accessories] | Outdoor Luminaires | Mid Output | Parking Garage Luminaires | Standard | FALSE | [9 empty] | 42278 |  |  | No |  | 3 | 6183 | 127.8 | 48.381 | 6.1784 | 0.9975 | 4000 | 70
PS6R1YNF | Eaton (formerly Cooper Lighting) | Streetworks | VAL-E02-LED-E-Voltages Include [120V to 277V]-SQ-[All Color]-Options Include [DIM HA 2L WM L90 R90 TR TMB PBG SM STMB LCF OSX DIMRF-LW DIMRF-LN]-[All Accessories] | Outdoor Luminaires | Mid Output | Parking Garage Luminaires | Standard | FALSE | [9 empty] | 42278 |  |  | No |  | 3 | 6130 | 126.7 | 48.38 | 6.1784 | 0.9975 | 4000 | 70
PENYTEQC | Eaton (formerly Cooper Lighting) | Mcgraw-Edison | CNC-E02-LED-Voltages Include [120V to 277V]-SQ-[All Color]-Options Include [DIM HA 2L WM L90 R90 TR TMB SM LCF OSX]-[All Accessories] | Outdoor Luminaires | Mid Output | Parking Garage Luminaires | Standard | FALSE | [9 empty] | 42278 |  |  | No |  | 3 | 6130 | 126.7 | 48.381 | 6.1784 | 0.9975 | 4000 | 70
PATWQQ9A | Eaton (formerly Cooper Lighting) | Mcgraw-Edison | VPL-E02-LED-Voltages Include [120V to 277V]-SQ-[All Color]-Options Include [DIM HA 2L WM L90 R90 TR TMB PBG SM STMB LCF OSX DIMRF-LW DIMRF-LN]-[All Accessories] | Outdoor Luminaires | Mid Output | Parking Garage Luminaires | Standard | FALSE | [9 empty] | 42278 |  |  | No |  | 3 | 6130 | 126.7 | 48.38 | 6.1784 | 0.9975 | 4000 | 70
PZFAWPME | Eaton (formerly Cooper Lighting) | Mcgraw-Edison | CNC-E02-LED-Voltages Include [120V to 277V]-RW-[All Color]-Options Include [DIM HA 2L WM L90 R90 TR TMB SM LCF OSX]-[All Accessories] | Outdoor Luminaires | Mid Output | Parking Garage Luminaires | Standard | FALSE | [9 empty] | 42278 |  |  | No |  | 3 | 6009 | 124.2 | 48.381 | 6.1784 | 0.9975 | 4000 | 70
PZ8J9CQU | Eaton (formerly Cooper Lighting) | Streetworks | VAL-E02-LED-E-Voltages Include [120V to 277V]-RW-[All Color]-Options Include [DIM HA 2L WM L90 R90 TR TMB PBG SM STMB LCF OSX DIMRF-LW DIMRF-LN]-[All Accessories] | Outdoor Luminaires | Mid Output | Parking Garage Luminaires | Standard | FALSE | [9 empty] | 42278 |  |  | No |  | 3 | 6009 | 124.2 | 48.38 | 6.1784 | 0.9975 | 4000 | 70
PHM628HG | Eaton (formerly Cooper Lighting) | Mcgraw-Edison | VPL-E02-LED-Voltages Include [120V to 277V]-RW-[All Color]-Options Include [DIM HA 2L WM L90 R90 TR TMB PBG SM STMB LCF OSX DIMRF-LW DIMRF-LN]-[All Accessories] | Outdoor Luminaires | Mid Output | Parking Garage Luminaires | Standard | FALSE | [9 empty] | 42278 |  |  | No |  | 3 | 6009 | 124.2 | 48.38 | 6.1784 | 0.9975 | 4000 | 70
PQ6VWWMB | Eaton (formerly Cooper Lighting) | Streetworks | VAL-E02-LED-E-Voltages Include [120V to 277V]-GL3-[All Color]-Options Include [DIM HA 2L WM L90 R90 TR TMB PBG SM STMB LCF OSX DIMRF-LW DIMRF-LN]-[All Accessories] | Outdoor Luminaires | Mid Output | Parking Garage Luminaires | Standard | FALSE | [9 empty] | 42278 |  |  | No |  | 3 | 5936 | 122.7 | 48.38 | 6.1784 | 0.9975 | 4000 | 70
PKJG1PRF | Eaton (formerly Cooper Lighting) | Mcgraw-Edison | VPL-E02-LED-Voltages Include [120V to 277V]-GL3-[All Color]-Options Include [DIM HA 2L WM L90 R90 TR TMB PBG SM STMB LCF OSX DIMRF-LW DIMRF-LN]-[All Accessories] | Outdoor Luminaires | Mid Output | Parking Garage Luminaires | Standard | FALSE | [9 empty] | 42278 |  |  | No |  | 3 | 5936 | 122.7 | 48.38 | 6.1784 | 0.9975 | 4000 | 70
P7METQVZ | Eaton (formerly Cooper Lighting) | Mcgraw-Edison | CNC-E02-LED-Voltages Include [120V to 277V]-GL3-[All Color]-Options Include [DIM HA 2L WM L90 R90 TR TMB SM LCF OSX]-[All Accessories] | Outdoor Luminaires | Mid Output | Parking Garage Luminaires | Standard | FALSE | [9 empty] | 42278 |  |  | No |  | 3 | 5936 | 122.7 | 48.381 | 6.1784 | 0.9975 | 4000 | 70
PKEPMY6F | Eaton (formerly Cooper Lighting) | Mcgraw-Edison | VPL-E02-LED-Voltages Include [120V to 277V]-GL2-[All Color]-Options Include [DIM HA 2L WM L90 R90 TR TMB PBG SM STMB LCF OSX DIMRF-LW DIMRF-LN]-[All Accessories] | Outdoor Luminaires | Mid Output | Parking Garage Luminaires | Standard | FALSE | [9 empty] | 42278 |  |  | No |  | 3 | 5854 | 121 | 48.38 | 6.1784 | 0.9975 | 4000 | 70
PJX38NDW | Eaton (formerly Cooper Lighting) | Mcgraw-Edison | CNC-E02-LED-Voltages Include [120V to 277V]-GL2-[All Color]-Options Include [DIM HA 2L WM L90 R90 TR TMB SM LCF OSX]-[All Accessories] | Outdoor Luminaires | Mid Output | Parking Garage Luminaires | Standard | FALSE | [9 empty] | 42278 |  |  | No |  | 3 | 5854 | 121 | 48.381 | 6.1784 | 0.9975 | 4000 | 70
PFJ14K9W | Eaton (formerly Cooper Lighting) | Streetworks | VAL-E02-LED-E-Voltages Include [120V to 277V]-GL2-[All Color]-Options Include [DIM HA 2L WM L90 R90 TR TMB PBG SM STMB LCF OSX DIMRF-LW DIMRF-LN]-[All Accessories] | Outdoor Luminaires | Mid Output | Parking Garage Luminaires | Standard | FALSE | [9 empty] | 42278 |  |  | No |  | 3 | 5854 | 121 | 48.38 | 6.1784 | 0.9975 | 4000 | 70
PZVVY4CP | Eaton (formerly Cooper Lighting) | Mcgraw-Edison | VPL-E02-LED-Voltages Include [120V to 277V]-GL4-[All Color]-Options Include [DIM HA 2L WM L90 R90 TR TMB PBG SM STMB LCF OSX DIMRF-LW DIMRF-LN]-[All Accessories] | Outdoor Luminaires | Mid Output | Parking Garage Luminaires | Standard | FALSE | [9 empty] | 42278 |  |  | No |  | 3 | 5762 | 119.1 | 48.38 | 6.1784 | 0.9975 | 4000 | 70
PTQKJPDY | Eaton (formerly Cooper Lighting) | Mcgraw-Edison | CNC-E02-LED-Voltages Include [120V to 277V]-GL4-[All Color]-Options Include [DIM HA 2L WM L90 R90 TR TMB SM LCF OSX]-[All Accessories] | Outdoor Luminaires | Mid Output | Parking Garage Luminaires | Standard | FALSE | [9 empty] | 42278 |  |  | No |  | 3 | 5762 | 119.1 | 48.381 | 6.1784 | 0.9975 | 4000 | 70
PBN2CAN2 | Eaton (formerly Cooper Lighting) | Streetworks | VAL-E02-LED-E-Voltages Include [120V to 277V]-GL4-[All Color]-Options Include [DIM HA 2L WM L90 R90 TR TMB PBG SM STMB LCF OSX DIMRF-LW DIMRF-LN]-[All Accessories] | Outdoor Luminaires | Mid Output | Parking Garage Luminaires | Standard | FALSE | [9 empty] | 42278 |  |  | No |  | 3 | 5762 | 119.1 | 48.38 | 6.1784 | 0.9975 | 4000 | 70
PYQGFKB5 | Eaton (formerly Cooper Lighting) | Streetworks | VAL-E02-LED-E-Voltages Include [120V to 277V 347V]-CPR-[All Color]-Options Include [DIM HA 2L WM L90 R90 TR TMB PBG SM STMB LCF OSX DIMRF-LW DIMRF-LN]-[All Accessories] | Outdoor Luminaires | Mid Output | Parking Garage Luminaires | Standard | FALSE | [9 empty] | 42278 |  |  | No |  | 3 | 5385 | 111.3 | 48.38 | 6.1784 | 0.9975 | 4000 | 70
PNBASW9R | Eaton (formerly Cooper Lighting) | Mcgraw-Edison | VPL-E02-LED-Voltages Include [120V to 277V 347V]-CPR-[All Color]-Options Include [DIM HA 2L WM L90 R90 TR TMB PBG SM STMB LCF OSX DIMRF-LW DIMRF-LN]-[All Accessories] | Outdoor Luminaires | Mid Output | Parking Garage Luminaires | Standard | FALSE | [9 empty] | 42278 |  |  | No |  | 3 | 5385 | 111.3 | 48.38 | 6.1784 | 0.9975 | 4000 | 70
PFDNJYA4 | Eaton (formerly Cooper Lighting) | Streetworks | VAL-E02-LED-E-Voltages Include [120V to 277V 347V]-CPL-[All Color]-Options Include [DIM HA 2L WM L90 R90 TR TMB PBG SM STMB LCF OSX DIMRF-LW DIMRF-LN]-[All Accessories] | Outdoor Luminaires | Mid Output | Parking Garage Luminaires | Standard | FALSE | [9 empty] | 42278 |  |  | No |  | 3 | 5385 | 111.3 | 48.38 | 6.1784 | 0.9975 | 4000 | 70
PB5QYQRF | Eaton (formerly Cooper Lighting) | Mcgraw-Edison | CNC-E02-LED-Voltages Include [120V to 277V 347V]-CPL-[All Color]-Options Include [DIM HA 2L WM L90 R90 TR TMB SM LCF OSX]-[All Accessories] | Outdoor Luminaires | Mid Output | Parking Garage Luminaires | Standard | FALSE | [9 empty] | 42278 |  |  | No |  | 3 | 5385 | 111.3 | 48.381 | 6.1784 | 0.9975 | 4000 | 70
PB1SZJMF | Eaton (formerly Cooper Lighting) | Mcgraw-Edison | VPL-E02-LED-Voltages Include [120V to 277V 347V]-CPL-[All Color]-Options Include [DIM HA 2L WM L90 R90 TR TMB PBG SM STMB LCF OSX DIMRF-LW DIMRF-LN]-[All Accessories] | Outdoor Luminaires | Mid Output | Parking Garage Luminaires | Standard | FALSE | [9 empty] | 42278 |  |  | No |  | 3 | 5385 | 111.3 | 48.38 | 6.1784 | 0.9975 | 4000 | 70
P7NXP6UJ | Eaton (formerly Cooper Lighting) | Mcgraw-Edison | CNC-E02-LED-Voltages Include [120V to 277V 347V]-CPR-[All Color]-Options Include [DIM HA 2L WM L90 R90 TR TMB SM LCF OSX]-[All Accessories] | Outdoor Luminaires | Mid Output | Parking Garage Luminaires | Standard | FALSE | [9 empty] | 42278 |  |  | No |  | 3 | 5385 | 111.3 | 48.381 | 6.1784 | 0.9975 | 4000 | 70
PZ53ZYZK | Eaton (formerly Cooper Lighting) | Streetworks | VAL-F02-LED-E-Voltages Include [120V to 277V 347V]-CQ-[All Color]-Options Include [DIM HA 2L WM L90 R90 TR TMB PBG SM STMB LCF OSX DIMRF-LW DIMRF-LN]-[All Accessories] | Outdoor Luminaires | Mid Output | Parking Garage Luminaires | Standard | FALSE | [9 empty] | 42278 |  |  | No |  | 3 | 5126 | 99.7 | 51.42 | 5.6908 | 0.9979 | 4000 | 70
PPXKG57N | Eaton (formerly Cooper Lighting) | Mcgraw-Edison | CNC-F02-LED-Voltages Include [120V to 277V 347V]-CQ-[All Color]-Options Include [DIM HA 2L WM L90 R90 TR TMB SM LCF OSX]-[All Accessories] | Outdoor Luminaires | Mid Output | Parking Garage Luminaires | Standard | FALSE | [9 empty] | 42278 |  |  | No |  | 3 | 5126 | 99.7 | 51.419 | 5.6908 | 0.9979 | 4000 | 70
P83AFEN5 | Eaton (formerly Cooper Lighting) | Mcgraw-Edison | VPL-F02-LED-Voltages Include [120V to 277V 347V]-CQ-[All Color]-Options Include [DIM HA 2L WM L90 R90 TR TMB PBG SM STMB LCF OSX DIMRF-LW DIMRF-LN]-[All Accessories] | Outdoor Luminaires | Mid Output | Parking Garage Luminaires | Standard | FALSE | [9 empty] | 42278 |  |  | No |  | 3 | 5126 | 99.7 | 51.42 | 5.6908 | 0.9979 | 4000 | 70
PTXTMHJB | Eaton (formerly Cooper Lighting) | Mcgraw-Edison | VPL-F02-LED-Voltages Include [120V to 277V 347V]-WQ-[All Color]-Options Include [DIM HA 2L WM L90 R90 TR TMB PBG SM STMB LCF OSX DIMRF-LW DIMRF-LN]-[All Accessories] | Outdoor Luminaires | Mid Output | Parking Garage Luminaires | Standard | FALSE | [9 empty] | 42278 |  |  | No |  | 3 | 5106 | 99.3 | 51.42 | 5.6908 | 0.9979 | 4000 | 70
P441Y5WF | Eaton (formerly Cooper Lighting) | Streetworks | VAL-F02-LED-E-Voltages Include [120V to 277V 347V]-WQ-[All Color]-Options Include [DIM HA 2L WM L90 R90 TR TMB PBG SM STMB LCF OSX DIMRF-LW DIMRF-LN]-[All Accessories] | Outdoor Luminaires | Mid Output | Parking Garage Luminaires | Standard | FALSE | [9 empty] | 42278 |  |  | No |  | 3 | 5106 | 99.3 | 51.42 | 5.6908 | 0.9979 | 4000 | 70
P1Q998EH | Eaton (formerly Cooper Lighting) | Mcgraw-Edison | CNC-F02-LED-Voltages Include [120V to 277V 347V]-WQ-[All Color]-Options Include [DIM HA 2L WM L90 R90 TR TMB SM LCF OSX]-[All Accessories] | Outdoor Luminaires | Mid Output | Parking Garage Luminaires | Standard | FALSE | [9 empty] | 42278 |  |  | No |  | 3 | 5106 | 99.3 | 51.419 | 5.6908 | 0.9979 | 4000 | 70
PP5SNE1A | Eaton (formerly Cooper Lighting) | Streetworks | VAL-F02-LED-E-Voltages Include [120V to 277V 347V]-SQ-[All Color]-Options Include [DIM HA 2L WM L90 R90 TR TMB PBG SM STMB LCF OSX DIMRF-LW DIMRF-LN]-[All Accessories] | Outdoor Luminaires | Mid Output | Parking Garage Luminaires | Standard | FALSE | [9 empty] | 42278 |  |  | No |  | 3 | 5060 | 98.4 | 51.42 | 5.6908 | 0.9979 | 4000 | 70
PFPXF365 | Eaton (formerly Cooper Lighting) | Mcgraw-Edison | CNC-F02-LED-Voltages Include [120V to 277V 347V]-SQ-[All Color]-Options Include [DIM HA 2L WM L90 R90 TR TMB SM LCF OSX]-[All Accessories] | Outdoor Luminaires | Mid Output | Parking Garage Luminaires | Standard | FALSE | [9 empty] | 42278 |  |  | No |  | 3 | 5060 | 98.4 | 51.419 | 5.6908 | 0.9979 | 4000 | 70
P5D117YJ | Eaton (formerly Cooper Lighting) | Mcgraw-Edison | VPL-F02-LED-Voltages Include [120V to 277V 347V]-SQ-[All Color]-Options Include [DIM HA 2L WM L90 R90 TR TMB PBG SM STMB LCF OSX DIMRF-LW DIMRF-LN]-[All Accessories] | Outdoor Luminaires | Mid Output | Parking Garage Luminaires | Standard | FALSE | [9 empty] | 42278 |  |  | No |  | 3 | 5060 | 98.4 | 51.42 | 5.6908 | 0.9979 | 4000 | 70
P8MDZUF8 | Eaton (formerly Cooper Lighting) | Mcgraw-Edison | VPL-F02-LED-Voltages Include [120V to 277V 347V]-RW-[All Color]-Options Include [DIM HA 2L WM L90 R90 TR TMB PBG SM STMB LCF OSX DIMRF-LW DIMRF-LN]-[All Accessories] | Outdoor Luminaires | Low Output | Parking Garage Luminaires | Standard | FALSE | [9 empty] | 42278 |  |  | No |  | 3 | 4957 | 96.4 | 51.42 | 5.6908 | 0.9979 | 4000 | 70
P7QSWSKK | Eaton (formerly Cooper Lighting) | Mcgraw-Edison | CNC-F02-LED-Voltages Include [120V to 277V 347V]-RW-[All Color]-Options Include [DIM HA 2L WM L90 R90 TR TMB SM LCF OSX]-[All Accessories] | Outdoor Luminaires | Low Output | Parking Garage Luminaires | Standard | FALSE | [9 empty] | 42278 |  |  | No |  | 3 | 4957 | 96.4 | 51.419 | 5.6908 | 0.9979 | 4000 | 70
P388TFSH | Eaton (formerly Cooper Lighting) | Streetworks | VAL-F02-LED-E-Voltages Include [120V to 277V 347V]-RW-[All Color]-Options Include [DIM HA 2L WM L90 R90 TR TMB PBG SM STMB LCF OSX DIMRF-LW DIMRF-LN]-[All Accessories] | Outdoor Luminaires | Low Output | Parking Garage Luminaires | Standard | FALSE | [9 empty] | 42278 |  |  | No |  | 3 | 4957 | 96.4 | 51.42 | 5.6908 | 0.9979 | 4000 | 70
PNZ9G6MZ | Eaton (formerly Cooper Lighting) | Streetworks | VAL-F02-LED-E-Voltages Include [120V to 277V 347V]-GL3-[All Color]-Options Include [DIM HA 2L WM L90 R90 TR TMB PBG SM STMB LCF OSX DIMRF-LW DIMRF-LN]-[All Accessories] | Outdoor Luminaires | Low Output | Parking Garage Luminaires | Standard | FALSE | [9 empty] | 42278 |  |  | No |  | 3 | 4900 | 95.3 | 51.42 | 5.6908 | 0.9979 | 4000 | 70
PNTVGXK1 | Eaton (formerly Cooper Lighting) | Mcgraw-Edison | CNC-F02-LED-Voltages Include [120V to 277V 347V]-GL3-[All Color]-Options Include [DIM HA 2L WM L90 R90 TR TMB SM LCF OSX]-[All Accessories] | Outdoor Luminaires | Low Output | Parking Garage Luminaires | Standard | FALSE | [9 empty] | 42278 |  |  | No |  | 3 | 4900 | 95.3 | 51.419 | 5.6908 | 0.9979 | 4000 | 70
PHQNFC5Z | Eaton (formerly Cooper Lighting) | Mcgraw-Edison | VPL-F02-LED-Voltages Include [120V to 277V 347V]-GL3-[All Color]-Options Include [DIM HA 2L WM L90 R90 TR TMB PBG SM STMB LCF OSX DIMRF-LW DIMRF-LN]-[All Accessories] | Outdoor Luminaires | Low Output | Parking Garage Luminaires | Standard | FALSE | [9 empty] | 42278 |  |  | No |  | 3 | 4900 | 95.3 | 51.42 | 5.6908 | 0.9979 | 4000 | 70
PNJMN34Y | Eaton (formerly Cooper Lighting) | Mcgraw-Edison | VPL-F02-LED-Voltages Include [120V to 277V 347V]-GL2-[All Color]-Options Include [DIM HA 2L WM L90 R90 TR TMB PBG SM STMB LCF OSX DIMRF-LW DIMRF-LN]-[All Accessories] | Outdoor Luminaires | Low Output | Parking Garage Luminaires | Standard | FALSE | [9 empty] | 42278 |  |  | No |  | 3 | 4833 | 94 | 51.42 | 5.6908 | 0.9979 | 4000 | 70
P4F6VRJQ | Eaton (formerly Cooper Lighting) | Mcgraw-Edison | CNC-F02-LED-Voltages Include [120V to 277V 347V]-GL2-[All Color]-Options Include [DIM HA 2L WM L90 R90 TR TMB SM LCF OSX]-[All Accessories] | Outdoor Luminaires | Low Output | Parking Garage Luminaires | Standard | FALSE | [9 empty] | 42278 |  |  | No |  | 3 | 4833 | 94 | 51.419 | 5.6908 | 0.9979 | 4000 | 70
P1BKHKTJ | Eaton (formerly Cooper Lighting) | Streetworks | VAL-F02-LED-E-Voltages Include [120V to 277V 347V]-GL2-[All Color]-Options Include [DIM HA 2L WM L90 R90 TR TMB PBG SM STMB LCF OSX DIMRF-LW DIMRF-LN]-[All Accessories] | Outdoor Luminaires | Low Output | Parking Garage Luminaires | Standard | FALSE | [9 empty] | 42278 |  |  | No |  | 3 | 4833 | 94 | 51.42 | 5.6908 | 0.9979 | 4000 | 70
PQJ1VRWE | Eaton (formerly Cooper Lighting) | Mcgraw-Edison | VPL-F02-LED-Voltages Include [120V to 277V 347V]-GL4-[All Color]-Options Include [DIM HA 2L WM L90 R90 TR TMB PBG SM STMB LCF OSX DIMRF-LW DIMRF-LN]-[All Accessories] | Outdoor Luminaires | Low Output | Parking Garage Luminaires | Standard | FALSE | [9 empty] | 42278 |  |  | No |  | 3 | 4756 | 92.5 | 51.42 | 5.6908 | 0.9979 | 4000 | 70
PBXG5T8U | Eaton (formerly Cooper Lighting) | Streetworks | VAL-F02-LED-E-Voltages Include [120V to 277V 347V]-GL4-[All Color]-Options Include [DIM HA 2L WM L90 R90 TR TMB PBG SM STMB LCF OSX DIMRF-LW DIMRF-LN]-[All Accessories] | Outdoor Luminaires | Low Output | Parking Garage Luminaires | Standard | FALSE | [9 empty] | 42278 |  |  | No |  | 3 | 4756 | 92.5 | 51.42 | 5.6908 | 0.9979 | 4000 | 70
P1TCZ6DG | Eaton (formerly Cooper Lighting) | Mcgraw-Edison | CNC-F02-LED-Voltages Include [120V to 277V 347V]-GL4-[All Color]-Options Include [DIM HA 2L WM L90 R90 TR TMB SM LCF OSX]-[All Accessories] | Outdoor Luminaires | Low Output | Parking Garage Luminaires | Standard | FALSE | [9 empty] | 42278 |  |  | No |  | 3 | 4756 | 92.5 | 51.419 | 5.6908 | 0.9979 | 4000 | 70
PVU9R89X | Eaton (formerly Cooper Lighting) | Mcgraw-Edison | VPL-F02-LED-Voltages Include [120V to 277V 347V 480V]-CPL-[All Color]-Options Include [DIM HA 2L WM L90 R90 TR TMB PBG SM STMB LCF OSX DIMRF-LW DIMRF-LN]-[All Accessories] | Outdoor Luminaires | Low Output | Parking Garage Luminaires | Standard | FALSE | [9 empty] | 42278 |  |  | No |  | 3 | 4443 | 86.4 | 51.42 | 5.6908 | 0.9979 | 4000 | 70
PVTDHV1F | Eaton (formerly Cooper Lighting) | Mcgraw-Edison | CNC-F02-LED-Voltages Include [120V to 277V 347V 480V]-CPR-[All Color]-Options Include [DIM HA 2L WM L90 R90 TR TMB SM LCF OSX]-[All Accessories] | Outdoor Luminaires | Low Output | Parking Garage Luminaires | Standard | FALSE | [9 empty] | 42278 |  |  | No |  | 3 | 4443 | 86.4 | 51.419 | 5.6908 | 0.9979 | 4000 | 70
PJDEE44X | Eaton (formerly Cooper Lighting) | Streetworks | VAL-F02-LED-E-Voltages Include [120V to 277V 347V 480V]-CPL-[All Color]-Options Include [DIM HA 2L WM L90 R90 TR TMB PBG SM STMB LCF OSX DIMRF-LW DIMRF-LN]-[All Accessories] | Outdoor Luminaires | Low Output | Parking Garage Luminaires | Standard | FALSE | [9 empty] | 42278 |  |  | No |  | 3 | 4443 | 86.4 | 51.42 | 5.6908 | 0.9979 | 4000 | 70
PDENUGMG | Eaton (formerly Cooper Lighting) | Streetworks | VAL-F02-LED-E-Voltages Include [120V to 277V 347V 480V]-CPR-[All Color]-Options Include [DIM HA 2L WM L90 R90 TR TMB PBG SM STMB LCF OSX DIMRF-LW DIMRF-LN]-[All Accessories] | Outdoor Luminaires | Low Output | Parking Garage Luminaires | Standard | FALSE | [9 empty] | 42278 |  |  | No |  | 3 | 4443 | 86.4 | 51.42 | 5.6908 | 0.9979 | 4000 | 70
P8R6WVXB | Eaton (formerly Cooper Lighting) | Mcgraw-Edison | CNC-F02-LED-Voltages Include [120V to 277V 347V 480V]-CPL-[All Color]-Options Include [DIM HA 2L WM L90 R90 TR TMB SM LCF OSX]-[All Accessories] | Outdoor Luminaires | Low Output | Parking Garage Luminaires | Standard | FALSE | [9 empty] | 42278 |  |  | No |  | 3 | 4443 | 86.4 | 51.419 | 5.6908 | 0.9979 | 4000 | 70
P6APCCWR | Eaton (formerly Cooper Lighting) | Mcgraw-Edison | VPL-F02-LED-Voltages Include [120V to 277V 347V 480V]-CPR-[All Color]-Options Include [DIM HA 2L WM L90 R90 TR TMB PBG SM STMB LCF OSX DIMRF-LW DIMRF-LN]-[All Accessories] | Outdoor Luminaires | Low Output | Parking Garage Luminaires | Standard | FALSE | [9 empty] | 42278 |  |  | No |  | 3 | 4443 | 86.4 | 51.42 | 5.6908 | 0.9979 | 4000 | 70
PWRR4HA4 | Eaton (formerly Cooper Lighting) | Mcgraw-Edison | VPL-E03-LED-Voltages Include [120V to 277V]-CQ-[All Color]-Options Include [DIM HA 2L WM L90 R90 TR TMB PBG SM STMB LCF OSX DIMRF-LW DIMRF-LN]-[All Accessories] | Outdoor Luminaires | Mid Output | Parking Garage Luminaires | Standard | FALSE | [9 empty] | 42278 |  |  | No |  | 3 | 9320 | 127.5 | 73.1 | 5.3229 | 0.9978 | 4000 | 70
PEP76T86 | Eaton (formerly Cooper Lighting) | Mcgraw-Edison | CNC-E03-LED-Voltages Include [120V to 277V]-CQ-[All Color]-Options Include [DIM HA 2L WM L90 R90 TR TMB SM LCF OSX]-[All Accessories] | Outdoor Luminaires | Mid Output | Parking Garage Luminaires | Standard | FALSE | [9 empty] | 42278 |  |  | No |  | 3 | 9320 | 127.5 | 73.1 | 5.3229 | 0.9978 | 4000 | 70
PA2M1T2S | Eaton (formerly Cooper Lighting) | Streetworks | VAL-E03-LED-E-Voltages Include [120V to 277V]-CQ-[All Color]-Options Include [DIM HA 2L WM L90 R90 TR TMB PBG SM STMB LCF OSX DIMRF-LW DIMRF-LN]-[All Accessories] | Outdoor Luminaires | Mid Output | Parking Garage Luminaires | Standard | FALSE | [9 empty] | 42278 |  |  | No |  | 3 | 9320 | 127.5 | 73.1 | 5.3229 | 0.9978 | 4000 | 70
PDBQFB5M | Eaton (formerly Cooper Lighting) | Mcgraw-Edison | CNC-E03-LED-Voltages Include [120V to 277V]-WQ-[All Color]-Options Include [DIM HA 2L WM L90 R90 TR TMB SM LCF OSX]-[All Accessories] | Outdoor Luminaires | Mid Output | Parking Garage Luminaires | Standard | FALSE | [9 empty] | 42278 |  |  | No |  | 3 | 9276 | 126.9 | 73.1 | 5.3229 | 0.9978 | 4000 | 70
PCS4N3C3 | Eaton (formerly Cooper Lighting) | Streetworks | VAL-E03-LED-E-Voltages Include [120V to 277V]-WQ-[All Color]-Options Include [DIM HA 2L WM L90 R90 TR TMB PBG SM STMB LCF OSX DIMRF-LW DIMRF-LN]-[All Accessories] | Outdoor Luminaires | Mid Output | Parking Garage Luminaires | Standard | FALSE | [9 empty] | 42278 |  |  | No |  | 3 | 9276 | 126.9 | 73.1 | 5.3229 | 0.9978 | 4000 | 70
PAGSMWD4 | Eaton (formerly Cooper Lighting) | Mcgraw-Edison | VPL-E03-LED-Voltages Include [120V to 277V]-WQ-[All Color]-Options Include [DIM HA 2L WM L90 R90 TR TMB PBG SM STMB LCF OSX DIMRF-LW DIMRF-LN]-[All Accessories] | Outdoor Luminaires | Mid Output | Parking Garage Luminaires | Standard | FALSE | [9 empty] | 42278 |  |  | No |  | 3 | 9276 | 126.9 | 73.1 | 5.3229 | 0.9978 | 4000 | 70
PT9C4DX6 | Eaton (formerly Cooper Lighting) | Mcgraw-Edison | CNC-E03-LED-Voltages Include [120V to 277V]-SQ-[All Color]-Options Include [DIM HA 2L WM L90 R90 TR TMB SM LCF OSX]-[All Accessories] | Outdoor Luminaires | Mid Output | Parking Garage Luminaires | Standard | FALSE | [9 empty] | 42278 |  |  | No |  | 3 | 9196 | 125.8 | 73.1 | 5.3229 | 0.9978 | 4000 | 70
PFA4X2GR | Eaton (formerly Cooper Lighting) | Mcgraw-Edison | VPL-E03-LED-Voltages Include [120V to 277V]-SQ-[All Color]-Options Include [DIM HA 2L WM L90 R90 TR TMB PBG SM STMB LCF OSX DIMRF-LW DIMRF-LN]-[All Accessories] | Outdoor Luminaires | Mid Output | Parking Garage Luminaires | Standard | FALSE | [9 empty] | 42278 |  |  | No |  | 3 | 9196 | 125.8 | 73.1 | 5.3229 | 0.9978 | 4000 | 70
P45AQ8NV | Eaton (formerly Cooper Lighting) | Streetworks | VAL-E03-LED-E-Voltages Include [120V to 277V]-SQ-[All Color]-Options Include [DIM HA 2L WM L90 R90 TR TMB PBG SM STMB LCF OSX DIMRF-LW DIMRF-LN]-[All Accessories] | Outdoor Luminaires | Mid Output | Parking Garage Luminaires | Standard | FALSE | [9 empty] | 42278 |  |  | No |  | 3 | 9196 | 125.8 | 73.1 | 5.3229 | 0.9978 | 4000 | 70
PXB3R4NM | Eaton (formerly Cooper Lighting) | Mcgraw-Edison | VPL-E03-LED-Voltages Include [120V to 277V]-RW-[All Color]-Options Include [DIM HA 2L WM L90 R90 TR TMB PBG SM STMB LCF OSX DIMRF-LW DIMRF-LN]-[All Accessories] | Outdoor Luminaires | Mid Output | Parking Garage Luminaires | Standard | FALSE | [9 empty] | 42278 |  |  | No |  | 3 | 9013 | 123.3 | 73.1 | 5.3229 | 0.9978 | 4000 | 70
PBJME1XF | Eaton (formerly Cooper Lighting) | Streetworks | VAL-E03-LED-E-Voltages Include [120V to 277V]-RW-[All Color]-Options Include [DIM HA 2L WM L90 R90 TR TMB PBG SM STMB LCF OSX DIMRF-LW DIMRF-LN]-[All Accessories] | Outdoor Luminaires | Mid Output | Parking Garage Luminaires | Standard | FALSE | [9 empty] | 42278 |  |  | No |  | 3 | 9013 | 123.3 | 73.1 | 5.3229 | 0.9978 | 4000 | 70
P23W371Q | Eaton (formerly Cooper Lighting) | Mcgraw-Edison | CNC-E03-LED-Voltages Include [120V to 277V]-RW-[All Color]-Options Include [DIM HA 2L WM L90 R90 TR TMB SM LCF OSX]-[All Accessories] | Outdoor Luminaires | Mid Output | Parking Garage Luminaires | Standard | FALSE | [9 empty] | 42278 |  |  | No |  | 3 | 9013 | 123.3 | 73.1 | 5.3229 | 0.9978 | 4000 | 70
PN4TB291 | Eaton (formerly Cooper Lighting) | Mcgraw-Edison | CNC-E03-LED-Voltages Include [120V to 277V]-GL3-[All Color]-Options Include [DIM HA 2L WM L90 R90 TR TMB SM LCF OSX]-[All Accessories] | Outdoor Luminaires | Mid Output | Parking Garage Luminaires | Standard | FALSE | [9 empty] | 42278 |  |  | No |  | 3 | 8904 | 121.8 | 73.1 | 5.3229 | 0.9978 | 4000 | 70
PJ5QPTJS | Eaton (formerly Cooper Lighting) | Mcgraw-Edison | VPL-E03-LED-Voltages Include [120V to 277V]-GL3-[All Color]-Options Include [DIM HA 2L WM L90 R90 TR TMB PBG SM STMB LCF OSX DIMRF-LW DIMRF-LN]-[All Accessories] | Outdoor Luminaires | Mid Output | Parking Garage Luminaires | Standard | FALSE | [9 empty] | 42278 |  |  | No |  | 3 | 8904 | 121.8 | 73.1 | 5.3229 | 0.9978 | 4000 | 70
PD1S81XT | Eaton (formerly Cooper Lighting) | Streetworks | VAL-E03-LED-E-Voltages Include [120V to 277V]-GL3-[All Color]-Options Include [DIM HA 2L WM L90 R90 TR TMB PBG SM STMB LCF OSX DIMRF-LW DIMRF-LN]-[All Accessories] | Outdoor Luminaires | Mid Output | Parking Garage Luminaires | Standard | FALSE | [9 empty] | 42278 |  |  | No |  | 3 | 8904 | 121.8 | 73.1 | 5.3229 | 0.9978 | 4000 | 70
PW66J5H4 | Eaton (formerly Cooper Lighting) | Mcgraw-Edison | VPL-E03-LED-Voltages Include [120V to 277V]-GL2-[All Color]-Options Include [DIM HA 2L WM L90 R90 TR TMB PBG SM STMB LCF OSX DIMRF-LW DIMRF-LN]-[All Accessories] | Outdoor Luminaires | Mid Output | Parking Garage Luminaires | Standard | FALSE | [9 empty] | 42278 |  |  | No |  | 3 | 8787 | 120.2 | 73.1 | 5.3229 | 0.9978 | 4000 | 70
PMZR9BC2 | Eaton (formerly Cooper Lighting) | Mcgraw-Edison | CNC-E03-LED-Voltages Include [120V to 277V]-GL2-[All Color]-Options Include [DIM HA 2L WM L90 R90 TR TMB SM LCF OSX]-[All Accessories] | Outdoor Luminaires | Mid Output | Parking Garage Luminaires | Standard | FALSE | [9 empty] | 42278 |  |  | No |  | 3 | 8787 | 120.2 | 73.1 | 5.3229 | 0.9978 | 4000 | 70
PFQHE694 | Eaton (formerly Cooper Lighting) | Streetworks | VAL-E03-LED-E-Voltages Include [120V to 277V]-GL2-[All Color]-Options Include [DIM HA 2L WM L90 R90 TR TMB PBG SM STMB LCF OSX DIMRF-LW DIMRF-LN]-[All Accessories] | Outdoor Luminaires | Mid Output | Parking Garage Luminaires | Standard | FALSE | [9 empty] | 42278 |  |  | No |  | 3 | 8787 | 120.2 | 73.1 | 5.3229 | 0.9978 | 4000 | 70
PXQ41538 | Eaton (formerly Cooper Lighting) | Mcgraw-Edison | CNC-E03-LED-Voltages Include [120V to 277V]-GL4-[All Color]-Options Include [DIM HA 2L WM L90 R90 TR TMB SM LCF OSX]-[All Accessories] | Outdoor Luminaires | Mid Output | Parking Garage Luminaires | Standard | FALSE | [9 empty] | 42278 |  |  | No |  | 3 | 8648 | 118.3 | 73.1 | 5.3229 | 0.9978 | 4000 | 70
PTQAXVW3 | Eaton (formerly Cooper Lighting) | Streetworks | VAL-E03-LED-E-Voltages Include [120V to 277V]-GL4-[All Color]-Options Include [DIM HA 2L WM L90 R90 TR TMB PBG SM STMB LCF OSX DIMRF-LW DIMRF-LN]-[All Accessories] | Outdoor Luminaires | Mid Output | Parking Garage Luminaires | Standard | FALSE | [9 empty] | 42278 |  |  | No |  | 3 | 8648 | 118.3 | 73.1 | 5.3229 | 0.9978 | 4000 | 70
PM1SFDQ8 | Eaton (formerly Cooper Lighting) | Mcgraw-Edison | VPL-E03-LED-Voltages Include [120V to 277V]-GL4-[All Color]-Options Include [DIM HA 2L WM L90 R90 TR TMB PBG SM STMB LCF OSX DIMRF-LW DIMRF-LN]-[All Accessories] | Outdoor Luminaires | Mid Output | Parking Garage Luminaires | Standard | FALSE | [9 empty] | 42278 |  |  | No |  | 3 | 8648 | 118.3 | 73.1 | 5.3229 | 0.9978 | 4000 | 70
PUG8EYUQ | Eaton (formerly Cooper Lighting) | Mcgraw-Edison | VPL-E03-LED-Voltages Include [120V to 277V 347V]-CPL-[All Color]-Options Include [DIM HA 2L WM L90 R90 TR TMB PBG SM STMB LCF OSX DIMRF-LW DIMRF-LN]-[All Accessories] | Outdoor Luminaires | Mid Output | Parking Garage Luminaires | Standard | FALSE | [9 empty] | 42278 |  |  | No |  | 3 | 8078 | 110.5 | 73.1 | 5.3229 | 0.9978 | 4000 | 70
PJHWAHQ4 | Eaton (formerly Cooper Lighting) | Mcgraw-Edison | CNC-E03-LED-Voltages Include [120V to 277V 347V]-CPR-[All Color]-Options Include [DIM HA 2L WM L90 R90 TR TMB SM LCF OSX]-[All Accessories] | Outdoor Luminaires | Mid Output | Parking Garage Luminaires | Standard | FALSE | [9 empty] | 42278 |  |  | No |  | 3 | 8078 | 110.5 | 73.1 | 5.3229 | 0.9978 | 4000 | 70
PFXA622P | Eaton (formerly Cooper Lighting) | Streetworks | VAL-E03-LED-E-Voltages Include [120V to 277V 347V]-CPL-[All Color]-Options Include [DIM HA 2L WM L90 R90 TR TMB PBG SM STMB LCF OSX DIMRF-LW DIMRF-LN]-[All Accessories] | Outdoor Luminaires | Mid Output | Parking Garage Luminaires | Standard | FALSE | [9 empty] | 42278 |  |  | No |  | 3 | 8078 | 110.5 | 73.1 | 5.3229 | 0.9978 | 4000 | 70
PFSQA38V | Eaton (formerly Cooper Lighting) | Mcgraw-Edison | VPL-E03-LED-Voltages Include [120V to 277V 347V]-CPR-[All Color]-Options Include [DIM HA 2L WM L90 R90 TR TMB PBG SM STMB LCF OSX DIMRF-LW DIMRF-LN]-[All Accessories] | Outdoor Luminaires | Mid Output | Parking Garage Luminaires | Standard | FALSE | [9 empty] | 42278 |  |  | No |  | 3 | 8078 | 110.5 | 73.1 | 5.3229 | 0.9978 | 4000 | 70
PD8WFTQ5 | Eaton (formerly Cooper Lighting) | Streetworks | VAL-E03-LED-E-Voltages Include [120V to 277V 347V]-CPR-[All Color]-Options Include [DIM HA 2L WM L90 R90 TR TMB PBG SM STMB LCF OSX DIMRF-LW DIMRF-LN]-[All Accessories] | Outdoor Luminaires | Mid Output | Parking Garage Luminaires | Standard | FALSE | [9 empty] | 42278 |  |  | No |  | 3 | 8078 | 110.5 | 73.1 | 5.3229 | 0.9978 | 4000 | 70
P2EBWYY9 | Eaton (formerly Cooper Lighting) | Mcgraw-Edison | CNC-E03-LED-Voltages Include [120V to 277V 347V]-CPL-[All Color]-Options Include [DIM HA 2L WM L90 R90 TR TMB SM LCF OSX]-[All Accessories] | Outdoor Luminaires | Mid Output | Parking Garage Luminaires | Standard | FALSE | [9 empty] | 42278 |  |  | No |  | 3 | 8078 | 110.5 | 73.1 | 5.3229 | 0.9978 | 4000 | 70
PWQV2J6H | Eaton (formerly Cooper Lighting) | Mcgraw-Edison | CNC-F04-LED-Voltages Include [120V to 277V 347V]-RW-[All Color]-Options Include [DIM 2L WM L90 R90 TR TMB SM LCF OSX]-[All Accessories] | Outdoor Luminaires | Mid Output | Parking Garage Luminaires | Standard | FALSE | [9 empty] | 42278 |  |  | No |  | 3 | 9914 | 96.1 | 103.16 | 5.2234 | 0.9983 | 4000 | 70
PHY3UWR3 | Eaton (formerly Cooper Lighting) | Mcgraw-Edison | VPL-F04-LED-Voltages Include [120V to 277V 347V]-RW-[All Color]-Options Include [DIM 2L WM L90 R90 TR TMB PBG SM STMB LCF OSX DIMRF-LW DIMRF-LN]-[All Accessories] | Outdoor Luminaires | Mid Output | Parking Garage Luminaires | Standard | FALSE | [9 empty] | 42278 |  |  | No |  | 3 | 9914 | 96.1 | 103.16 | 5.2234 | 0.9983 | 4000 | 70
P7GY3QB8 | Eaton (formerly Cooper Lighting) | Streetworks | VAL-F04-LED-E-Voltages Include [120V to 277V 347V]-RW-[All Color]-Options Include [DIM 2L WM L90 R90 TR TMB PBG SM STMB LCF OSX DIMRF-LW DIMRF-LN]-[All Accessories] | Outdoor Luminaires | Mid Output | Parking Garage Luminaires | Standard | FALSE | [9 empty] | 42278 |  |  | No |  | 3 | 9914 | 96.1 | 103.16 | 5.2234 | 0.9983 | 4000 | 70
PDFURFBY | Eaton (formerly Cooper Lighting) | Mcgraw-Edison | CNC-F04-LED-Voltages Include [120V to 277V 347V]-GL3-[All Color]-Options Include [DIM 2L WM L90 R90 TR TMB SM LCF OSX]-[All Accessories] | Outdoor Luminaires | Mid Output | Parking Garage Luminaires | Standard | FALSE | [9 empty] | 42278 |  |  | No |  | 3 | 9800 | 95 | 103.16 | 5.2234 | 0.9983 | 4000 | 70
PD5B3951 | Eaton (formerly Cooper Lighting) | Streetworks | VAL-F04-LED-E-Voltages Include [120V to 277V 347V]-GL3-[All Color]-Options Include [DIM 2L WM L90 R90 TR TMB PBG SM STMB LCF OSX DIMRF-LW DIMRF-LN]-[All Accessories] | Outdoor Luminaires | Mid Output | Parking Garage Luminaires | Standard | FALSE | [9 empty] | 42278 |  |  | No |  | 3 | 9800 | 95 | 103.16 | 5.2234 | 0.9983 | 4000 | 70
P7VAHWCF | Eaton (formerly Cooper Lighting) | Mcgraw-Edison | VPL-F04-LED-Voltages Include [120V to 277V 347V]-GL3-[All Color]-Options Include [DIM 2L WM L90 R90 TR TMB PBG SM STMB LCF OSX DIMRF-LW DIMRF-LN]-[All Accessories] | Outdoor Luminaires | Mid Output | Parking Garage Luminaires | Standard | FALSE | [9 empty] | 42278 |  |  | No |  | 3 | 9800 | 95 | 103.16 | 5.2234 | 0.9983 | 4000 | 70
PZGBCD18 | Eaton (formerly Cooper Lighting) | Streetworks | VAL-F04-LED-E-Voltages Include [120V to 277V 347V]-GL2-[All Color]-Options Include [DIM 2L WM L90 R90 TR TMB PBG SM STMB LCF OSX DIMRF-LW DIMRF-LN]-[All Accessories] | Outdoor Luminaires | Mid Output | Parking Garage Luminaires | Standard | FALSE | [9 empty] | 42278 |  |  | No |  | 3 | 9666 | 93.7 | 103.16 | 5.2234 | 0.9983 | 4000 | 70
PUK4B4QN | Eaton (formerly Cooper Lighting) | Mcgraw-Edison | CNC-F04-LED-Voltages Include [120V to 277V 347V]-GL2-[All Color]-Options Include [DIM 2L WM L90 R90 TR TMB SM LCF OSX]-[All Accessories] | Outdoor Luminaires | Mid Output | Parking Garage Luminaires | Standard | FALSE | [9 empty] | 42278 |  |  | No |  | 3 | 9666 | 93.7 | 103.16 | 5.2234 | 0.9983 | 4000 | 70
PTSTY54H | Eaton (formerly Cooper Lighting) | Mcgraw-Edison | VPL-F04-LED-Voltages Include [120V to 277V 347V]-GL2-[All Color]-Options Include [DIM 2L WM L90 R90 TR TMB PBG SM STMB LCF OSX DIMRF-LW DIMRF-LN]-[All Accessories] | Outdoor Luminaires | Mid Output | Parking Garage Luminaires | Standard | FALSE | [9 empty] | 42278 |  |  | No |  | 3 | 9666 | 93.7 | 103.16 | 5.2234 | 0.9983 | 4000 | 70
PY78KUE9 | Eaton (formerly Cooper Lighting) | Streetworks | VAL-F04-LED-E-Voltages Include [120V to 277V 347V]-GL4-[All Color]-Options Include [DIM 2L WM L90 R90 TR TMB PBG SM STMB LCF OSX DIMRF-LW DIMRF-LN]-[All Accessories] | Outdoor Luminaires | Mid Output | Parking Garage Luminaires | Standard | FALSE | [9 empty] | 42278 |  |  | No |  | 3 | 9511 | 92.2 | 103.16 | 5.2234 | 0.9983 | 4000 | 70
PQEWDMNA | Eaton (formerly Cooper Lighting) | Mcgraw-Edison | VPL-F04-LED-Voltages Include [120V to 277V 347V]-GL4-[All Color]-Options Include [DIM 2L WM L90 R90 TR TMB PBG SM STMB LCF OSX DIMRF-LW DIMRF-LN]-[All Accessories] | Outdoor Luminaires | Mid Output | Parking Garage Luminaires | Standard | FALSE | [9 empty] | 42278 |  |  | No |  | 3 | 9511 | 92.2 | 103.16 | 5.2234 | 0.9983 | 4000 | 70
P4T94CT7 | Eaton (formerly Cooper Lighting) | Mcgraw-Edison | CNC-F04-LED-Voltages Include [120V to 277V 347V]-GL4-[All Color]-Options Include [DIM 2L WM L90 R90 TR TMB SM LCF OSX]-[All Accessories] | Outdoor Luminaires | Mid Output | Parking Garage Luminaires | Standard | FALSE | [9 empty] | 42278 |  |  | No |  | 3 | 9511 | 92.2 | 103.16 | 5.2234 | 0.9983 | 4000 | 70
PWJE3CN5 | Eaton (formerly Cooper Lighting) | Mcgraw-Edison | VPL-F04-LED-Voltages Include [120V to 277V 347V 480V]-CPL-[All Color]-Options Include [DIM 2L WM L90 R90 TR TMB PBG SM STMB LCF OSX DIMRF-LW DIMRF-LN]-[All Accessories] | Outdoor Luminaires | Mid Output | Parking Garage Luminaires | Standard | FALSE | [9 empty] | 42278 |  |  | No |  | 3 | 8892 | 86.2 | 103.16 | 5.2234 | 0.9983 | 4000 | 70
PKPT2FR5 | Eaton (formerly Cooper Lighting) | Streetworks | VAL-F04-LED-E-Voltages Include [120V to 277V 347V 480V]-CPR-[All Color]-Options Include [DIM 2L WM L90 R90 TR TMB PBG SM STMB LCF OSX DIMRF-LW DIMRF-LN]-[All Accessories] | Outdoor Luminaires | Mid Output | Parking Garage Luminaires | Standard | FALSE | [9 empty] | 42278 |  |  | No |  | 3 | 8892 | 86.2 | 103.16 | 5.2234 | 0.9983 | 4000 | 70
PDMXJJ4F | Eaton (formerly Cooper Lighting) | Mcgraw-Edison | CNC-F04-LED-Voltages Include [120V to 277V 347V 480V]-CPR-[All Color]-Options Include [DIM 2L WM L90 R90 TR TMB SM LCF OSX]-[All Accessories] | Outdoor Luminaires | Mid Output | Parking Garage Luminaires | Standard | FALSE | [9 empty] | 42278 |  |  | No |  | 3 | 8892 | 86.2 | 103.16 | 5.2234 | 0.9983 | 4000 | 70
PAS4JUYU | Eaton (formerly Cooper Lighting) | Mcgraw-Edison | VPL-F04-LED-Voltages Include [120V to 277V 347V 480V]-CPR-[All Color]-Options Include [DIM 2L WM L90 R90 TR TMB PBG SM STMB LCF OSX DIMRF-LW DIMRF-LN]-[All Accessories] | Outdoor Luminaires | Mid Output | Parking Garage Luminaires | Standard | FALSE | [9 empty] | 42278 |  |  | No |  | 3 | 8892 | 86.2 | 103.16 | 5.2234 | 0.9983 | 4000 | 70
P7Y158HM | Eaton (formerly Cooper Lighting) | Mcgraw-Edison | CNC-F04-LED-Voltages Include [120V to 277V 347V 480V]-CPL-[All Color]-Options Include [DIM 2L WM L90 R90 TR TMB SM LCF OSX]-[All Accessories] | Outdoor Luminaires | Mid Output | Parking Garage Luminaires | Standard | FALSE | [9 empty] | 42278 |  |  | No |  | 3 | 8892 | 86.2 | 103.16 | 5.2234 | 0.9983 | 4000 | 70
P3UDVYPG | Eaton (formerly Cooper Lighting) | Streetworks | VAL-F04-LED-E-Voltages Include [120V to 277V 347V 480V]-CPL-[All Color]-Options Include [DIM 2L WM L90 R90 TR TMB PBG SM STMB LCF OSX DIMRF-LW DIMRF-LN]-[All Accessories] | Outdoor Luminaires | Mid Output | Parking Garage Luminaires | Standard | FALSE | [9 empty] | 42278 |  |  | No |  | 3 | 8892 | 86.2 | 103.16 | 5.2234 | 0.9983 | 4000 | 70
PB77PFT6 | Eaton (formerly Cooper Lighting) | Mcgraw-Edison | VPL-F04-LED-Voltages Include [120V to 277V 347V]-CQ-[All Color]-Options Include [DIM 2L WM L90 R90 TR TMB PBG SM STMB LCF OSX DIMRF-LW DIMRF-LN]-[All Accessories] | Outdoor Luminaires | High Output | Parking Garage Luminaires | Standard | FALSE | [9 empty] | 42278 |  |  | No |  | 3 | 10254 | 99.4 | 103.16 | 5.2234 | 0.9983 | 4000 | 70
PA5FC3V4 | Eaton (formerly Cooper Lighting) | Streetworks | VAL-F04-LED-E-Voltages Include [120V to 277V 347V]-CQ-[All Color]-Options Include [DIM 2L WM L90 R90 TR TMB PBG SM STMB LCF OSX DIMRF-LW DIMRF-LN]-[All Accessories] | Outdoor Luminaires | High Output | Parking Garage Luminaires | Standard | FALSE | [9 empty] | 42278 |  |  | No |  | 3 | 10254 | 99.4 | 103.16 | 5.2234 | 0.9983 | 4000 | 70
P29Y6EQF | Eaton (formerly Cooper Lighting) | Mcgraw-Edison | CNC-F04-LED-Voltages Include [120V to 277V 347V]-CQ-[All Color]-Options Include [DIM 2L WM L90 R90 TR TMB SM LCF OSX]-[All Accessories] | Outdoor Luminaires | High Output | Parking Garage Luminaires | Standard | FALSE | [9 empty] | 42278 |  |  | No |  | 3 | 10254 | 99.4 | 103.16 | 5.2234 | 0.9983 | 4000 | 70
PUV5BEWX | Eaton (formerly Cooper Lighting) | Streetworks | VAL-F04-LED-E-Voltages Include [120V to 277V 347V]-WQ-[All Color]-Options Include [DIM 2L WM L90 R90 TR TMB PBG SM STMB LCF OSX DIMRF-LW DIMRF-LN]-[All Accessories] | Outdoor Luminaires | High Output | Parking Garage Luminaires | Standard | FALSE | [9 empty] | 42278 |  |  | No |  | 3 | 10203 | 98.9 | 103.16 | 5.2234 | 0.9983 | 4000 | 70
P3RTAZKU | Eaton (formerly Cooper Lighting) | Mcgraw-Edison | VPL-F04-LED-Voltages Include [120V to 277V 347V]-WQ-[All Color]-Options Include [DIM 2L WM L90 R90 TR TMB PBG SM STMB LCF OSX DIMRF-LW DIMRF-LN]-[All Accessories] | Outdoor Luminaires | High Output | Parking Garage Luminaires | Standard | FALSE | [9 empty] | 42278 |  |  | No |  | 3 | 10203 | 98.9 | 103.16 | 5.2234 | 0.9983 | 4000 | 70
P3MAW966 | Eaton (formerly Cooper Lighting) | Mcgraw-Edison | CNC-F04-LED-Voltages Include [120V to 277V 347V]-WQ-[All Color]-Options Include [DIM 2L WM L90 R90 TR TMB SM LCF OSX]-[All Accessories] | Outdoor Luminaires | High Output | Parking Garage Luminaires | Standard | FALSE | [9 empty] | 42278 |  |  | No |  | 3 | 10203 | 98.9 | 103.16 | 5.2234 | 0.9983 | 4000 | 70
PYYVF69V | Eaton (formerly Cooper Lighting) | Mcgraw-Edison | VPL-F04-LED-Voltages Include [120V to 277V 347V]-SQ-[All Color]-Options Include [DIM 2L WM L90 R90 TR TMB PBG SM STMB LCF OSX DIMRF-LW DIMRF-LN]-[All Accessories] | Outdoor Luminaires | High Output | Parking Garage Luminaires | Standard | FALSE | [9 empty] | 42278 |  |  | No |  | 3 | 10120 | 98.1 | 103.16 | 5.2234 | 0.9983 | 4000 | 70
PYJAF8SQ | Eaton (formerly Cooper Lighting) | Streetworks | VAL-F04-LED-E-Voltages Include [120V to 277V 347V]-SQ-[All Color]-Options Include [DIM 2L WM L90 R90 TR TMB PBG SM STMB LCF OSX DIMRF-LW DIMRF-LN]-[All Accessories] | Outdoor Luminaires | High Output | Parking Garage Luminaires | Standard | FALSE | [9 empty] | 42278 |  |  | No |  | 3 | 10120 | 98.1 | 103.16 | 5.2234 | 0.9983 | 4000 | 70
PTPNQQ7A | Eaton (formerly Cooper Lighting) | Mcgraw-Edison | CNC-F04-LED-Voltages Include [120V to 277V 347V]-SQ-[All Color]-Options Include [DIM 2L WM L90 R90 TR TMB SM LCF OSX]-[All Accessories] | Outdoor Luminaires | High Output | Parking Garage Luminaires | Standard | FALSE | [9 empty] | 42278 |  |  | No |  | 3 | 10120 | 98.1 | 103.16 | 5.2234 | 0.9983 | 4000 | 70
PYUABFN7 | Eaton (formerly Cooper Lighting) | Mcgraw-Edison | VPL-F03-LED-Voltages Include [120V to 277V 347V]-CQ-[All Color]-Options Include [DIM HA 2L WM L90 R90 TR TMB PBG SM STMB LCF OSX DIMRF-LW DIMRF-LN]-[All Accessories] | Outdoor Luminaires | Mid Output | Parking Garage Luminaires | Standard | FALSE | [9 empty] | 42278 |  |  | No |  | 3 | 7697 | 99.8 | 77.12 | 5.1443 | 0.9979 | 4000 | 70
PFYG713H | Eaton (formerly Cooper Lighting) | Mcgraw-Edison | CNC-F03-LED-Voltages Include [120V to 277V 347V]-CQ-[All Color]-Options Include [DIM HA 2L WM L90 R90 TR TMB SM LCF OSX]-[All Accessories] | Outdoor Luminaires | Mid Output | Parking Garage Luminaires | Standard | FALSE | [9 empty] | 42278 |  |  | No |  | 3 | 7697 | 99.8 | 77.12 | 5.1443 | 0.9979 | 4000 | 70
P7M25BAZ | Eaton (formerly Cooper Lighting) | Streetworks | VAL-F03-LED-E-Voltages Include [120V to 277V 347V]-CQ-[All Color]-Options Include [DIM HA 2L WM L90 R90 TR TMB PBG SM STMB LCF OSX DIMRF-LW DIMRF-LN]-[All Accessories] | Outdoor Luminaires | Mid Output | Parking Garage Luminaires | Standard | FALSE | [9 empty] | 42278 |  |  | No |  | 3 | 7697 | 99.8 | 77.12 | 5.1443 | 0.9979 | 4000 | 70
PT2SQQU2 | Eaton (formerly Cooper Lighting) | Mcgraw-Edison | CNC-F03-LED-Voltages Include [120V to 277V 347V]-WQ-[All Color]-Options Include [DIM HA 2L WM L90 R90 TR TMB SM LCF OSX]-[All Accessories] | Outdoor Luminaires | Mid Output | Parking Garage Luminaires | Standard | FALSE | [9 empty] | 42278 |  |  | No |  | 3 | 7658 | 99.3 | 77.12 | 5.1443 | 0.9979 | 4000 | 70
PNSHJC4Y | Eaton (formerly Cooper Lighting) | Mcgraw-Edison | VPL-F03-LED-Voltages Include [120V to 277V 347V]-WQ-[All Color]-Options Include [DIM HA 2L WM L90 R90 TR TMB PBG SM STMB LCF OSX DIMRF-LW DIMRF-LN]-[All Accessories] | Outdoor Luminaires | Mid Output | Parking Garage Luminaires | Standard | FALSE | [9 empty] | 42278 |  |  | No |  | 3 | 7658 | 99.3 | 77.12 | 5.1443 | 0.9979 | 4000 | 70
P7U6PAT7 | Eaton (formerly Cooper Lighting) | Streetworks | VAL-F03-LED-E-Voltages Include [120V to 277V 347V]-WQ-[All Color]-Options Include [DIM HA 2L WM L90 R90 TR TMB PBG SM STMB LCF OSX DIMRF-LW DIMRF-LN]-[All Accessories] | Outdoor Luminaires | Mid Output | Parking Garage Luminaires | Standard | FALSE | [9 empty] | 42278 |  |  | No |  | 3 | 7658 | 99.3 | 77.12 | 5.1443 | 0.9979 | 4000 | 70
PMSKC133 | Eaton (formerly Cooper Lighting) | Streetworks | VAL-F03-LED-E-Voltages Include [120V to 277V 347V]-SQ-[All Color]-Options Include [DIM HA 2L WM L90 R90 TR TMB PBG SM STMB LCF OSX DIMRF-LW DIMRF-LN]-[All Accessories] | Outdoor Luminaires | Mid Output | Parking Garage Luminaires | Standard | FALSE | [9 empty] | 42278 |  |  | No |  | 3 | 7589 | 98.4 | 77.12 | 5.1443 | 0.9979 | 4000 | 70
PM4486JT | Eaton (formerly Cooper Lighting) | Mcgraw-Edison | CNC-F03-LED-Voltages Include [120V to 277V 347V]-SQ-[All Color]-Options Include [DIM HA 2L WM L90 R90 TR TMB SM LCF OSX]-[All Accessories] | Outdoor Luminaires | Mid Output | Parking Garage Luminaires | Standard | FALSE | [9 empty] | 42278 |  |  | No |  | 3 | 7589 | 98.4 | 77.12 | 5.1443 | 0.9979 | 4000 | 70
PEZ59PRK | Eaton (formerly Cooper Lighting) | Mcgraw-Edison | VPL-F03-LED-Voltages Include [120V to 277V 347V]-SQ-[All Color]-Options Include [DIM HA 2L WM L90 R90 TR TMB PBG SM STMB LCF OSX DIMRF-LW DIMRF-LN]-[All Accessories] | Outdoor Luminaires | Mid Output | Parking Garage Luminaires | Standard | FALSE | [9 empty] | 42278 |  |  | No |  | 3 | 7589 | 98.4 | 77.12 | 5.1443 | 0.9979 | 4000 | 70
PEST2JDS | Eaton (formerly Cooper Lighting) | Mcgraw-Edison | CNC-F03-LED-Voltages Include [120V to 277V 347V]-RW-[All Color]-Options Include [DIM HA 2L WM L90 R90 TR TMB SM LCF OSX]-[All Accessories] | Outdoor Luminaires | Mid Output | Parking Garage Luminaires | Standard | FALSE | [9 empty] | 42278 |  |  | No |  | 3 | 7434 | 96.4 | 77.12 | 5.1443 | 0.9979 | 4000 | 70
P8KQHPFD | Eaton (formerly Cooper Lighting) | Mcgraw-Edison | VPL-F03-LED-Voltages Include [120V to 277V 347V]-RW-[All Color]-Options Include [DIM HA 2L WM L90 R90 TR TMB PBG SM STMB LCF OSX DIMRF-LW DIMRF-LN]-[All Accessories] | Outdoor Luminaires | Mid Output | Parking Garage Luminaires | Standard | FALSE | [9 empty] | 42278 |  |  | No |  | 3 | 7434 | 96.4 | 77.12 | 5.1443 | 0.9979 | 4000 | 70
P3EK19C5 | Eaton (formerly Cooper Lighting) | Streetworks | VAL-F03-LED-E-Voltages Include [120V to 277V 347V]-RW-[All Color]-Options Include [DIM HA 2L WM L90 R90 TR TMB PBG SM STMB LCF OSX DIMRF-LW DIMRF-LN]-[All Accessories] | Outdoor Luminaires | Mid Output | Parking Garage Luminaires | Standard | FALSE | [9 empty] | 42278 |  |  | No |  | 3 | 7434 | 96.4 | 77.12 | 5.1443 | 0.9979 | 4000 | 70
PZKXKFUS | Eaton (formerly Cooper Lighting) | Mcgraw-Edison | VPL-F03-LED-Voltages Include [120V to 277V 347V]-GL3-[All Color]-Options Include [DIM HA 2L WM L90 R90 TR TMB PBG SM STMB LCF OSX DIMRF-LW DIMRF-LN]-[All Accessories] | Outdoor Luminaires | Mid Output | Parking Garage Luminaires | Standard | FALSE | [9 empty] | 42278 |  |  | No |  | 3 | 7350 | 95.3 | 77.12 | 5.1443 | 0.9979 | 4000 | 70
PDATF4AM | Eaton (formerly Cooper Lighting) | Mcgraw-Edison | CNC-F03-LED-Voltages Include [120V to 277V 347V]-GL3-[All Color]-Options Include [DIM HA 2L WM L90 R90 TR TMB SM LCF OSX]-[All Accessories] | Outdoor Luminaires | Mid Output | Parking Garage Luminaires | Standard | FALSE | [9 empty] | 42278 |  |  | No |  | 3 | 7350 | 95.3 | 77.12 | 5.1443 | 0.9979 | 4000 | 70
PCGGYAG8 | Eaton (formerly Cooper Lighting) | Streetworks | VAL-F03-LED-E-Voltages Include [120V to 277V 347V]-GL3-[All Color]-Options Include [DIM HA 2L WM L90 R90 TR TMB PBG SM STMB LCF OSX DIMRF-LW DIMRF-LN]-[All Accessories] | Outdoor Luminaires | Mid Output | Parking Garage Luminaires | Standard | FALSE | [9 empty] | 42278 |  |  | No |  | 3 | 7350 | 95.3 | 77.12 | 5.1443 | 0.9979 | 4000 | 70
P6ETDHWE | Eaton (formerly Cooper Lighting) | Mcgraw-Edison | VPL-F03-LED-Voltages Include [120V to 277V 347V]-GL2-[All Color]-Options Include [DIM HA 2L WM L90 R90 TR TMB PBG SM STMB LCF OSX DIMRF-LW DIMRF-LN]-[All Accessories] | Outdoor Luminaires | Mid Output | Parking Garage Luminaires | Standard | FALSE | [9 empty] | 42278 |  |  | No |  | 3 | 7249 | 94 | 77.12 | 5.1443 | 0.9979 | 4000 | 70
P6EQPTMX | Eaton (formerly Cooper Lighting) | Streetworks | VAL-F03-LED-E-Voltages Include [120V to 277V 347V]-GL2-[All Color]-Options Include [DIM HA 2L WM L90 R90 TR TMB PBG SM STMB LCF OSX DIMRF-LW DIMRF-LN]-[All Accessories] | Outdoor Luminaires | Mid Output | Parking Garage Luminaires | Standard | FALSE | [9 empty] | 42278 |  |  | No |  | 3 | 7249 | 94 | 77.12 | 5.1443 | 0.9979 | 4000 | 70
P1D4TMUH | Eaton (formerly Cooper Lighting) | Mcgraw-Edison | CNC-F03-LED-Voltages Include [120V to 277V 347V]-GL2-[All Color]-Options Include [DIM HA 2L WM L90 R90 TR TMB SM LCF OSX]-[All Accessories] | Outdoor Luminaires | Mid Output | Parking Garage Luminaires | Standard | FALSE | [9 empty] | 42278 |  |  | No |  | 3 | 7249 | 94 | 77.12 | 5.1443 | 0.9979 | 4000 | 70
PWQ39K84 | Eaton (formerly Cooper Lighting) | Mcgraw-Edison | VPL-F03-LED-Voltages Include [120V to 277V 347V]-GL4-[All Color]-Options Include [DIM HA 2L WM L90 R90 TR TMB PBG SM STMB LCF OSX DIMRF-LW DIMRF-LN]-[All Accessories] | Outdoor Luminaires | Mid Output | Parking Garage Luminaires | Standard | FALSE | [9 empty] | 42278 |  |  | No |  | 3 | 7134 | 92.5 | 77.12 | 5.1443 | 0.9979 | 4000 | 70
PHRYNJRT | Eaton (formerly Cooper Lighting) | Mcgraw-Edison | CNC-F03-LED-Voltages Include [120V to 277V 347V]-GL4-[All Color]-Options Include [DIM HA 2L WM L90 R90 TR TMB SM LCF OSX]-[All Accessories] | Outdoor Luminaires | Mid Output | Parking Garage Luminaires | Standard | FALSE | [9 empty] | 42278 |  |  | No |  | 3 | 7134 | 92.5 | 77.12 | 5.1443 | 0.9979 | 4000 | 70
PAYNGR2S | Eaton (formerly Cooper Lighting) | Streetworks | VAL-F03-LED-E-Voltages Include [120V to 277V 347V]-GL4-[All Color]-Options Include [DIM HA 2L WM L90 R90 TR TMB PBG SM STMB LCF OSX DIMRF-LW DIMRF-LN]-[All Accessories] | Outdoor Luminaires | Mid Output | Parking Garage Luminaires | Standard | FALSE | [9 empty] | 42278 |  |  | No |  | 3 | 7134 | 92.5 | 77.12 | 5.1443 | 0.9979 | 4000 | 70
PS1AZA6Q | Eaton (formerly Cooper Lighting) | Streetworks | VAL-F03-LED-E-Voltages Include [120V to 277V 347V 480V]-CPL-[All Color]-Options Include [DIM HA 2L WM L90 R90 TR TMB PBG SM STMB LCF OSX DIMRF-LW DIMRF-LN]-[All Accessories] | Outdoor Luminaires | Mid Output | Parking Garage Luminaires | Standard | FALSE | [9 empty] | 42278 |  |  | No |  | 3 | 6671 | 86.5 | 77.12 | 5.1443 | 0.9979 | 4000 | 70
PKPXW3UE | Eaton (formerly Cooper Lighting) | Mcgraw-Edison | VPL-F03-LED-Voltages Include [120V to 277V 347V 480V]-CPR-[All Color]-Options Include [DIM HA 2L WM L90 R90 TR TMB PBG SM STMB LCF OSX DIMRF-LW DIMRF-LN]-[All Accessories] | Outdoor Luminaires | Mid Output | Parking Garage Luminaires | Standard | FALSE | [9 empty] | 42278 |  |  | No |  | 3 | 6671 | 86.5 | 77.12 | 5.1443 | 0.9979 | 4000 | 70
PKG3SM23 | Eaton (formerly Cooper Lighting) | Streetworks | VAL-F03-LED-E-Voltages Include [120V to 277V 347V 480V]-CPR-[All Color]-Options Include [DIM HA 2L WM L90 R90 TR TMB PBG SM STMB LCF OSX DIMRF-LW DIMRF-LN]-[All Accessories] | Outdoor Luminaires | Mid Output | Parking Garage Luminaires | Standard | FALSE | [9 empty] | 42278 |  |  | No |  | 3 | 6671 | 86.5 | 77.12 | 5.1443 | 0.9979 | 4000 | 70
P8M8QZSF | Eaton (formerly Cooper Lighting) | Mcgraw-Edison | VPL-F03-LED-Voltages Include [120V to 277V 347V 480V]-CPL-[All Color]-Options Include [DIM HA 2L WM L90 R90 TR TMB PBG SM STMB LCF OSX DIMRF-LW DIMRF-LN]-[All Accessories] | Outdoor Luminaires | Mid Output | Parking Garage Luminaires | Standard | FALSE | [9 empty] | 42278 |  |  | No |  | 3 | 6671 | 86.5 | 77.12 | 5.1443 | 0.9979 | 4000 | 70
P5KF92UM | Eaton (formerly Cooper Lighting) | Mcgraw-Edison | CNC-F03-LED-Voltages Include [120V to 277V 347V 480V]-CPR-[All Color]-Options Include [DIM HA 2L WM L90 R90 TR TMB SM LCF OSX]-[All Accessories] | Outdoor Luminaires | Mid Output | Parking Garage Luminaires | Standard | FALSE | [9 empty] | 42278 |  |  | No |  | 3 | 6671 | 86.5 | 77.12 | 5.1443 | 0.9979 | 4000 | 70
P116RXK5 | Eaton (formerly Cooper Lighting) | Mcgraw-Edison | CNC-F03-LED-Voltages Include [120V to 277V 347V 480V]-CPL-[All Color]-Options Include [DIM HA 2L WM L90 R90 TR TMB SM LCF OSX]-[All Accessories] | Outdoor Luminaires | Mid Output | Parking Garage Luminaires | Standard | FALSE | [9 empty] | 42278 |  |  | No |  | 3 | 6671 | 86.5 | 77.12 | 5.1443 | 0.9979 | 4000 | 70
PDWQZNXQ | Eaton (formerly Cooper Lighting) | Mcgraw-Edison | CNC-E04-LED-Voltages Include [120V to 277V]-CQ-[All Color]-Options Include [DIM 2L WM L90 R90 TR TMB SM LCF OSX]-[All Accessories] | Outdoor Luminaires | High Output | Parking Garage Luminaires | Standard | FALSE | [9 empty] | 42278 |  |  | No |  | 3 | 12426 | 122.4 | 101.52 | 5.0455 | 0.9985 | 4000 | 70
P4RCSQ5H | Eaton (formerly Cooper Lighting) | Streetworks | VAL-E04-LED-E-Voltages Include [120V to 277V]-CQ-[All Color]-Options Include [DIM 2L WM L90 R90 TR TMB PBG SM STMB LCF OSX DIMRF-LW DIMRF-LN]-[All Accessories] | Outdoor Luminaires | High Output | Parking Garage Luminaires | Standard | FALSE | [9 empty] | 42278 |  |  | No |  | 3 | 12426 | 122.4 | 101.52 | 5.0455 | 0.9985 | 4000 | 70
P3XS6TZJ | Eaton (formerly Cooper Lighting) | Mcgraw-Edison | VPL-E04-LED-Voltages Include [120V to 277V]-CQ-[All Color]-Options Include [DIM 2L WM L90 R90 TR TMB PBG SM STMB LCF OSX DIMRF-LW DIMRF-LN]-[All Accessories] | Outdoor Luminaires | High Output | Parking Garage Luminaires | Standard | FALSE | [9 empty] | 42278 |  |  | No |  | 3 | 12426 | 122.4 | 101.52 | 5.0455 | 0.9985 | 4000 | 70
PYZQTKZ8 | Eaton (formerly Cooper Lighting) | Streetworks | VAL-E04-LED-E-Voltages Include [120V to 277V]-WQ-[All Color]-Options Include [DIM 2L WM L90 R90 TR TMB PBG SM STMB LCF OSX DIMRF-LW DIMRF-LN]-[All Accessories] | Outdoor Luminaires | High Output | Parking Garage Luminaires | Standard | FALSE | [9 empty] | 42278 |  |  | No |  | 3 | 12365 | 121.8 | 101.52 | 5.0455 | 0.9985 | 4000 | 70
PH1CPMGE | Eaton (formerly Cooper Lighting) | Mcgraw-Edison | CNC-E04-LED-Voltages Include [120V to 277V]-WQ-[All Color]-Options Include [DIM 2L WM L90 R90 TR TMB SM LCF OSX]-[All Accessories] | Outdoor Luminaires | High Output | Parking Garage Luminaires | Standard | FALSE | [9 empty] | 42278 |  |  | No |  | 3 | 12365 | 121.8 | 101.52 | 5.0455 | 0.9985 | 4000 | 70
P43R4HDR | Eaton (formerly Cooper Lighting) | Mcgraw-Edison | VPL-E04-LED-Voltages Include [120V to 277V]-WQ-[All Color]-Options Include [DIM 2L WM L90 R90 TR TMB PBG SM STMB LCF OSX DIMRF-LW DIMRF-LN]-[All Accessories] | Outdoor Luminaires | High Output | Parking Garage Luminaires | Standard | FALSE | [9 empty] | 42278 |  |  | No |  | 3 | 12365 | 121.8 | 101.52 | 5.0455 | 0.9985 | 4000 | 70
PDQSYHWH | Eaton (formerly Cooper Lighting) | Mcgraw-Edison | CNC-E04-LED-Voltages Include [120V to 277V]-SQ-[All Color]-Options Include [DIM 2L WM L90 R90 TR TMB SM LCF OSX]-[All Accessories] | Outdoor Luminaires | High Output | Parking Garage Luminaires | Standard | FALSE | [9 empty] | 42278 |  |  | No |  | 3 | 12264 | 120.8 | 101.52 | 5.0455 | 0.9985 | 4000 | 70
PCCTM3JY | Eaton (formerly Cooper Lighting) | Streetworks | VAL-E04-LED-E-Voltages Include [120V to 277V]-SQ-[All Color]-Options Include [DIM 2L WM L90 R90 TR TMB PBG SM STMB LCF OSX DIMRF-LW DIMRF-LN]-[All Accessories] | Outdoor Luminaires | High Output | Parking Garage Luminaires | Standard | FALSE | [9 empty] | 42278 |  |  | No |  | 3 | 12264 | 120.8 | 101.52 | 5.0455 | 0.9985 | 4000 | 70
P4GT8C8F | Eaton (formerly Cooper Lighting) | Mcgraw-Edison | VPL-E04-LED-Voltages Include [120V to 277V]-SQ-[All Color]-Options Include [DIM 2L WM L90 R90 TR TMB PBG SM STMB LCF OSX DIMRF-LW DIMRF-LN]-[All Accessories] | Outdoor Luminaires | High Output | Parking Garage Luminaires | Standard | FALSE | [9 empty] | 42278 |  |  | No |  | 3 | 12264 | 120.8 | 101.52 | 5.0455 | 0.9985 | 4000 | 70
PV1R6RCW | Eaton (formerly Cooper Lighting) | Streetworks | VAL-E04-LED-E-Voltages Include [120V to 277V]-RW-[All Color]-Options Include [DIM 2L WM L90 R90 TR TMB PBG SM STMB LCF OSX DIMRF-LW DIMRF-LN]-[All Accessories] | Outdoor Luminaires | High Output | Parking Garage Luminaires | Standard | FALSE | [9 empty] | 42278 |  |  | No |  | 3 | 12010 | 118.3 | 101.52 | 5.0455 | 0.9985 | 4000 | 70
PT7S6ND9 | Eaton (formerly Cooper Lighting) | Mcgraw-Edison | CNC-E04-LED-Voltages Include [120V to 277V]-RW-[All Color]-Options Include [DIM 2L WM L90 R90 TR TMB SM LCF OSX]-[All Accessories] | Outdoor Luminaires | High Output | Parking Garage Luminaires | Standard | FALSE | [9 empty] | 42278 |  |  | No |  | 3 | 12010 | 118.3 | 101.52 | 5.0455 | 0.9985 | 4000 | 70
PPKD5DY6 | Eaton (formerly Cooper Lighting) | Mcgraw-Edison | VPL-E04-LED-Voltages Include [120V to 277V]-RW-[All Color]-Options Include [DIM 2L WM L90 R90 TR TMB PBG SM STMB LCF OSX DIMRF-LW DIMRF-LN]-[All Accessories] | Outdoor Luminaires | High Output | Parking Garage Luminaires | Standard | FALSE | [9 empty] | 42278 |  |  | No |  | 3 | 12010 | 118.3 | 101.52 | 5.0455 | 0.9985 | 4000 | 70
PS859ZPP | Eaton (formerly Cooper Lighting) | Streetworks | VAL-E04-LED-E-Voltages Include [120V to 277V]-GL3-[All Color]-Options Include [DIM 2L WM L90 R90 TR TMB PBG SM STMB LCF OSX DIMRF-LW DIMRF-LN]-[All Accessories] | Outdoor Luminaires | High Output | Parking Garage Luminaires | Standard | FALSE | [9 empty] | 42278 |  |  | No |  | 3 | 11878 | 117 | 101.52 | 5.0455 | 0.9985 | 4000 | 70
PGJ7CYXB | Eaton (formerly Cooper Lighting) | Mcgraw-Edison | CNC-E04-LED-Voltages Include [120V to 277V]-GL3-[All Color]-Options Include [DIM 2L WM L90 R90 TR TMB SM LCF OSX]-[All Accessories] | Outdoor Luminaires | High Output | Parking Garage Luminaires | Standard | FALSE | [9 empty] | 42278 |  |  | No |  | 3 | 11878 | 117 | 101.52 | 5.0455 | 0.9985 | 4000 | 70
PBDKPC14 | Eaton (formerly Cooper Lighting) | Mcgraw-Edison | VPL-E04-LED-Voltages Include [120V to 277V]-GL3-[All Color]-Options Include [DIM 2L WM L90 R90 TR TMB PBG SM STMB LCF OSX DIMRF-LW DIMRF-LN]-[All Accessories] | Outdoor Luminaires | High Output | Parking Garage Luminaires | Standard | FALSE | [9 empty] | 42278 |  |  | No |  | 3 | 11878 | 117 | 101.52 | 5.0455 | 0.9985 | 4000 | 70
PYAHCKNS | Eaton (formerly Cooper Lighting) | Streetworks | VAL-E04-LED-E-Voltages Include [120V to 277V 347V]-GL2-[All Color]-Options Include [DIM 2L WM L90 R90 TR TMB PBG SM STMB LCF OSX DIMRF-LW DIMRF-LN]-[All Accessories] | Outdoor Luminaires | High Output | Parking Garage Luminaires | Standard | FALSE | [9 empty] | 42278 |  |  | No |  | 3 | 11715 | 115.4 | 101.52 | 5.0455 | 0.9985 | 4000 | 70
PXU5S7PF | Eaton (formerly Cooper Lighting) | Mcgraw-Edison | CNC-E04-LED-Voltages Include [120V to 277V 347V]-GL2-[All Color]-Options Include [DIM 2L WM L90 R90 TR TMB SM LCF OSX]-[All Accessories] | Outdoor Luminaires | High Output | Parking Garage Luminaires | Standard | FALSE | [9 empty] | 42278 |  |  | No |  | 3 | 11715 | 115.4 | 101.52 | 5.0455 | 0.9985 | 4000 | 70
PPN72GMF | Eaton (formerly Cooper Lighting) | Mcgraw-Edison | VPL-E04-LED-Voltages Include [120V to 277V 347V]-GL2-[All Color]-Options Include [DIM 2L WM L90 R90 TR TMB PBG SM STMB LCF OSX DIMRF-LW DIMRF-LN]-[All Accessories] | Outdoor Luminaires | High Output | Parking Garage Luminaires | Standard | FALSE | [9 empty] | 42278 |  |  | No |  | 3 | 11715 | 115.4 | 101.52 | 5.0455 | 0.9985 | 4000 | 70
PNMFAVPE | Eaton (formerly Cooper Lighting) | Streetworks | VAL-E04-LED-E-Voltages Include [120V to 277V 347V]-GL4-[All Color]-Options Include [DIM 2L WM L90 R90 TR TMB PBG SM STMB LCF OSX DIMRF-LW DIMRF-LN]-[All Accessories] | Outdoor Luminaires | High Output | Parking Garage Luminaires | Standard | FALSE | [9 empty] | 42278 |  |  | No |  | 3 | 11533 | 113.6 | 101.52 | 5.0455 | 0.9985 | 4000 | 70
PEDGMHZY | Eaton (formerly Cooper Lighting) | Mcgraw-Edison | CNC-E04-LED-Voltages Include [120V to 277V 347V]-GL4-[All Color]-Options Include [DIM 2L WM L90 R90 TR TMB SM LCF OSX]-[All Accessories] | Outdoor Luminaires | High Output | Parking Garage Luminaires | Standard | FALSE | [9 empty] | 42278 |  |  | No |  | 3 | 11533 | 113.6 | 101.52 | 5.0455 | 0.9985 | 4000 | 70
PBBNPYQH | Eaton (formerly Cooper Lighting) | Mcgraw-Edison | VPL-E04-LED-Voltages Include [120V to 277V 347V]-GL4-[All Color]-Options Include [DIM 2L WM L90 R90 TR TMB PBG SM STMB LCF OSX DIMRF-LW DIMRF-LN]-[All Accessories] | Outdoor Luminaires | High Output | Parking Garage Luminaires | Standard | FALSE | [9 empty] | 42278 |  |  | No |  | 3 | 11533 | 113.6 | 101.52 | 5.0455 | 0.9985 | 4000 | 70
PWM8711T | Eaton (formerly Cooper Lighting) | Streetworks | VAL-E04-LED-E-Voltages Include [120V to 277V 347V]-CPR-[All Color]-Options Include [DIM 2L WM L90 R90 TR TMB PBG SM STMB LCF OSX DIMRF-LW DIMRF-LN]-[All Accessories] | Outdoor Luminaires | High Output | Parking Garage Luminaires | Standard | FALSE | [9 empty] | 42278 |  |  | No |  | 3 | 10771 | 106.1 | 101.52 | 5.0455 | 0.9985 | 4000 | 70
PVZTBNQ3 | Eaton (formerly Cooper Lighting) | Mcgraw-Edison | CNC-E04-LED-Voltages Include [120V to 277V 347V]-CPL-[All Color]-Options Include [DIM 2L WM L90 R90 TR TMB SM LCF OSX]-[All Accessories] | Outdoor Luminaires | High Output | Parking Garage Luminaires | Standard | FALSE | [9 empty] | 42278 |  |  | No |  | 3 | 10771 | 106.1 | 101.52 | 5.0455 | 0.9985 | 4000 | 70
PKHP3THJ | Eaton (formerly Cooper Lighting) | Mcgraw-Edison | VPL-E04-LED-Voltages Include [120V to 277V 347V]-CPR-[All Color]-Options Include [DIM 2L WM L90 R90 TR TMB PBG SM STMB LCF OSX DIMRF-LW DIMRF-LN]-[All Accessories] | Outdoor Luminaires | High Output | Parking Garage Luminaires | Standard | FALSE | [9 empty] | 42278 |  |  | No |  | 3 | 10771 | 106.1 | 101.52 | 5.0455 | 0.9985 | 4000 | 70
PDUFJANG | Eaton (formerly Cooper Lighting) | Mcgraw-Edison | CNC-E04-LED-Voltages Include [120V to 277V 347V]-CPR-[All Color]-Options Include [DIM 2L WM L90 R90 TR TMB SM LCF OSX]-[All Accessories] | Outdoor Luminaires | High Output | Parking Garage Luminaires | Standard | FALSE | [9 empty] | 42278 |  |  | No |  | 3 | 10771 | 106.1 | 101.52 | 5.0455 | 0.9985 | 4000 | 70
P86UDJYV | Eaton (formerly Cooper Lighting) | Mcgraw-Edison | VPL-E04-LED-Voltages Include [120V to 277V 347V]-CPL-[All Color]-Options Include [DIM 2L WM L90 R90 TR TMB PBG SM STMB LCF OSX DIMRF-LW DIMRF-LN]-[All Accessories] | Outdoor Luminaires | High Output | Parking Garage Luminaires | Standard | FALSE | [9 empty] | 42278 |  |  | No |  | 3 | 10771 | 106.1 | 101.52 | 5.0455 | 0.9985 | 4000 | 70
P3SPFHK2 | Eaton (formerly Cooper Lighting) | Streetworks | VAL-E04-LED-E-Voltages Include [120V to 277V 347V]-CPL-[All Color]-Options Include [DIM 2L WM L90 R90 TR TMB PBG SM STMB LCF OSX DIMRF-LW DIMRF-LN]-[All Accessories] | Outdoor Luminaires | High Output | Parking Garage Luminaires | Standard | FALSE | [9 empty] | 42278 |  |  | No |  | 3 | 10771 | 106.1 | 101.52 | 5.0455 | 0.9985 | 4000 | 70
PEM7WHYP | Hubbell Lighting | Beacon Products | ORB-18LED-60-5K-T5W-UNV-[No Sensors]-[All Colors] | Outdoor Luminaires | Mid Output | Parking Garage Luminaires | Standard | TRUE | 6238.5 | 102.7 | 60.73 | 7.5 | 0.995 | 5593 | 72.5 | 5 | 50000 | 42277 |  |  | No | Product updated on 11/2/2016 | 3 | 6238 | 103 | 60.73 | 7.5 | 1 | 4794 | 74.6
PQ66ZXYP | Hubbell Lighting | Beacon Products | ORB-18LED-60-4K-T5QM-UNV | Outdoor Luminaires | Mid Output | Parking Garage Luminaires | Premium | TRUE | 6391 | 104.8 | 60.96 | 11.2 | 0.929 | 3822 | 72.4 | 5 | 100000 | 42277 |  |  | NotYetVerified |  | 3 | 6390 | 105 | 60.96 | 7.42 | 0.995 | 3833 | 72.4
PY23N614 | Hubbell Lighting | Beacon Products | ORB-18LED-60-3K-T5QM-UNV | Outdoor Luminaires | Mid Output | Parking Garage Luminaires | Standard | TRUE | 5400 | 88.5 | 60.99 | 11.2 | 0.929 | 3022 | 80.8 | 5 | 100000 | 42277 |  |  | NotYetVerified |  | 3 | 5399 | 89 | 60.99 | 11.2 | 0.929 | 3022 | 80.8
PQ9AAKKH | Hubbell Lighting | Beacon Products | ORB-18LED-60-3K-T5W-UNV | Outdoor Luminaires | Mid Output | Parking Garage Luminaires | Standard | TRUE | 5273 | 89.1 | 59.16 | 11.4 | 0.926 | 3030 | 80.8 | 5 | 100000 | 42277 |  |  | NotYetVerified |  | 3 | 5272 | 89 | 59.16 | 11.4 | 0.926 | 3030 | 80.8
P3VB1HK8 | Hubbell Lighting | Beacon Products | ORB-18LED-60-5K-T5QN-UNV-[No Sensors]-[All Colors] | Outdoor Luminaires | Mid Output | Parking Garage Luminaires | Standard | FALSE | [9 empty] | 42277 |  |  | No | Product updated on 11/2/2016 | 3 | 6554 | 108 | 61.21 | 7.29 | 1 | 4794 | 74.6
P8KVSB2S | Hubbell Lighting | Beacon Products | ORB-18LED-60-5K-T5R-UNV-[No Sensors]-[All Colors] | Outdoor Luminaires | Mid Output | Parking Garage Luminaires | Standard | FALSE | [9 empty] | 42277 |  |  | No | Product updated on 11/2/2016 | 3 | 6472 | 106 | 61.21 | 7.29 | 1 | 4794 | 74.6
PQ6MG1CB | Hubbell Lighting | Beacon Products | ORB-18LED-60-5K-T5QM-UNV-[No Sensors]-[All Colors] | Outdoor Luminaires | Mid Output | Parking Garage Luminaires | Standard | FALSE | [9 empty] | 42277 |  |  | No | Product updated on 11/2/2016 | 3 | 6345 | 104 | 61.21 | 7.29 | 1 | 4794 | 74.6
PGDE6H4R | Hubbell Lighting | Beacon Products | ORB-18LED-60-4K-T5QN-UNV-[No Sensors]-[All Colors] | Outdoor Luminaires | Mid Output | Parking Garage Luminaires | Standard | FALSE | [9 empty] | 42277 |  |  | No | Product updated on 11/2/2016 | 3 | 6635.77 | 109.04 | 60.96 | 7.42 | 1 | 3833 | 72.4
PYQ7PX9F | Hubbell Lighting | Beacon Products | ORB-18LED-60-4K-T5R-UNV-[No Sensors]-[All Colors] | Outdoor Luminaires | Mid Output | Parking Garage Luminaires | Standard | FALSE | [9 empty] | 42277 |  |  | No | Product updated on 11/2/2016 | 3 | 6512.88 | 107.02 | 60.96 | 7.42 | 1 | 3833 | 72.4
P56YHCQ1 | Hubbell Lighting | Beacon Products | ORB-18LED-60-4K-T5W-UNV-[No Sensors]-[All Colors] | Outdoor Luminaires | Mid Output | Parking Garage Luminaires | Standard | FALSE | [9 empty] | 42277 |  |  | No | Product updated on 11/2/2016 | 3 | 6298 | 104 | 60.96 | 7.42 | 1 | 3833 | 72.4
PX53141J | Hubbell Lighting | Beacon Products | ORB-18LED-60-3K-T5R-UNV | Outdoor Luminaires | Mid Output | Parking Garage Luminaires | Standard | FALSE | [9 empty] | 42277 |  |  | NotYetVerified |  | 3 | 5502.827 | 90.7115 | 60.99 | 11.2 | 0.929 | 3022 | 80.8
P26FQ2S4 | ECO Lighting Solutions | ECO | FT-GL-80M-U-50-24L-X | Outdoor Luminaires | Mid Output | Parking Garage Luminaires | Standard | TRUE | 8955.21 | 113 | 79.04 | 10.77 | 0.979 | 4935 | 75.4 | 5 | 50000 | 42275 |  |  | NotYetVerified |  | 3 | 8900 | 111.25 | 80 | 8 | 0.93 | 5000 | 75
PPRXAFX1 | ECO Lighting Solutions | ECO | FT-GL-80M-U-50-24L-W | Outdoor Luminaires | Mid Output | Parking Garage Luminaires | Standard | TRUE | 8224.18 | 107 | 77.09 | 11.09 | 0.978 | 5043 | 75.1 | 5 | 50000 | 42275 |  |  | NotYetVerified |  | 3 | 8200 | 102.5 | 80 | 4 | 0.93 | 5000 | 75
P2AXYUGG | ECO Lighting Solutions | ECO | FT-GL-80M-U-50-24G-X | Outdoor Luminaires | Mid Output | Parking Garage Luminaires | Standard | TRUE | 7341.79 | 91 | 80.32 | 11.22 | 0.978 | 4932 | 73.1 | 5 | 50000 | 42275 |  |  | NotYetVerified |  | 3 | 7300 | 91.25 | 80 | 9 | 0.93 | 5000 | 73
PKQ93237 | ECO Lighting Solutions | ECO | FT-GL-100M-U-50-24L-X | Outdoor Luminaires | High Output | Parking Garage Luminaires | Standard | TRUE | 10876.7 | 107.25 | 101.41 | 12.22 | 0.928 | 4996 | 75.7 | 5 | 50000 | 42275 |  |  | NotYetVerified |  | 3 | 10800 | 108 | 100 | 6 | 0.93 | 5000 | 75
P1S14DQ5 | ECO Lighting Solutions | ECO | FT-GL-60M-U-50-24G-X | Outdoor Luminaires | Mid Output | Parking Garage Luminaires | Standard | TRUE | 5992.52 | 102 | 58.82 | 14.91 | 0.912 | 4891 | 72.9 | 5 | 50000 | 42275 |  |  | NotYetVerified |  | 3 | 5900 | 98.33 | 60 | 4 | 0.93 | 5000 | 73
PWVAKZRG | ECO Lighting Solutions | ECO | FT-GL-60M-U-50-24L-X | Outdoor Luminaires | Mid Output | Parking Garage Luminaires | Standard | TRUE | 7026.48 | 122 | 57.4 | 14.98 | 0.91 | 4874 | 75.2 | 5 | 50000 | 42275 |  |  | No |  | 3 | 7000 | 116.67 | 60 | 4 | 0.93 | 5000 | 75
PT6772J8 | ECO Lighting Solutions | ECO | FT-GL-60M-U-50-24L-W | Outdoor Luminaires | Mid Output | Parking Garage Luminaires | Standard | TRUE | 6447.53 | 115 | 56.22 | 15.51 | 0.906 | 5010 | 75.1 | 5 | 50000 | 42275 |  |  | NotYetVerified |  | 3 | 6400 | 106.67 | 60 | 4 | 0.93 | 5000 | 75
PRGA2ZCX | ECO Lighting Solutions | ECO | FT-GL-45M-U-50-24G-X | Outdoor Luminaires | Low Output | Parking Garage Luminaires | Standard | TRUE | 4881.14 | 108 | 45.2 | 18.68 | 0.877 | 4865 | 72.8 | 5 | 50000 | 42275 |  |  | NotYetVerified |  | 3 | 4800 | 106.67 | 45 | 5 | 0.93 | 5000 | 73
PMW7UYB1 | ECO Lighting Solutions | ECO | FT-GL-45M-U-50-24S-X | Outdoor Luminaires | Low Output | Parking Garage Luminaires | Standard | TRUE | 4665.66 | 104 | 45 | 18.61 | 0.876 | 4891 | 74.3 | 5 | 50000 | 42275 |  |  | NotYetVerified |  | 3 | 4600 | 102.22 | 45 | 5 | 0.93 | 5000 | 74
PMZZHPYQ | ECO Lighting Solutions | ECO | FT-GL-45M-U-50-24L-X | Outdoor Luminaires | Mid Output | Parking Garage Luminaires | Standard | TRUE | 5570.29 | 128 | 43.5 | 18.94 | 0.873 | 4838 | 75.3 | 5 | 50000 | 42275 |  |  | NotYetVerified |  | 3 | 5500 | 122.22 | 45 | 5 | 0.93 | 5000 | 75
PCX1XHT7 | ECO Lighting Solutions | ECO | FT-GL-45M-U-50-24L-W | Outdoor Luminaires | Mid Output | Parking Garage Luminaires | Standard | TRUE | 5150.85 | 118 | 43.27 | 19.28 | 0.871 | 4981 | 75.2 | 5 | 50000 | 42275 |  |  | NotYetVerified |  | 3 | 5100 | 113.33 | 45 | 5 | 0.93 | 5000 | 75
PAHPRKFY | ECO Lighting Solutions | ECO | FT-GL-80M-U-50-24L-D | Outdoor Luminaires | Mid Output | Parking Garage Luminaires | Standard | FALSE | [9 empty] | 42275 |  |  | NotYetVerified |  | 3 | 8900 | 111.25 | 80 | 8 | 0.93 | 5000 | 75
P2P2NFWX | ECO Lighting Solutions | ECO | FT-GL-100M-U-50-24L-D | Outdoor Luminaires | High Output | Parking Garage Luminaires | Standard | FALSE | [9 empty] | 42275 |  |  | NotYetVerified |  | 3 | 10800 | 108 | 100 | 6 | 0.93 | 5000 | 75
P9B5QTMX | ECO Lighting Solutions | ECO | FT-GL-45M-U-50-24L-D | Outdoor Luminaires | Mid Output | Parking Garage Luminaires | Standard | FALSE | [9 empty] | 42275 |  |  | NotYetVerified |  | 3 | 5500 | 122.22 | 45 | 5 | 0.93 | 5000 | 75
P56HUVPR | ECO Lighting Solutions | ECO | FT-GL-60M-U-50-24L-D | Outdoor Luminaires | Mid Output | Parking Garage Luminaires | Standard | FALSE | [9 empty] | 42275 |  |  | No |  | 3 | 7000 | 116.67 | 60 | 4 | 0.93 | 5000 | 75
PZERQXVT | ECO Lighting Solutions | ECO | FT-GL-45M-U-50-24S-D | Outdoor Luminaires | Low Output | Parking Garage Luminaires | Standard | FALSE | [9 empty] | 42275 |  |  | NotYetVerified |  | 3 | 4600 | 102.22 | 45 | 5 | 0.93 | 5000 | 74
P5UETQMH | ECO Lighting Solutions | ECO | FT-GL-80M-U-50-24G-D | Outdoor Luminaires | Mid Output | Parking Garage Luminaires | Standard | FALSE | [9 empty] | 42275 |  |  | NotYetVerified |  | 3 | 7300 | 91.25 | 80 | 9 | 0.93 | 5000 | 73
PEAX2294 | ECO Lighting Solutions | ECO | FT-GL-45M-U-50-24G-D | Outdoor Luminaires | Low Output | Parking Garage Luminaires | Standard | FALSE | [9 empty] | 42275 |  |  | NotYetVerified |  | 3 | 4800 | 106.67 | 45 | 5 | 0.93 | 5000 | 73
PKB4C61C | ECO Lighting Solutions | ECO | FT-GL-60M-U-50-24G-D | Outdoor Luminaires | Mid Output | Parking Garage Luminaires | Standard | FALSE | [9 empty] | 42275 |  |  | NotYetVerified |  | 3 | 5900 | 98.33 | 60 | 4 | 0.93 | 5000 | 73
PZVQC17K | Revolution Lighting Technologies | Revolution Lighting Technologies | 113106-110 | Outdoor Luminaires | High Output | Parking Garage Luminaires | Standard | TRUE | 27360 | 93.51 | 292.6 | 10.84 | 0.951 | 3124 | 74.4 | 5 | 50000 | 42272 |  |  | NotYetVerified |  | 3 | 27360 | 93.51 | 292.6 | 11 | 0.95 | 3000 | 74.4
PVJUSAMG | Revolution Lighting Technologies | Revolution Lighting Technologies | 113006-110 | Outdoor Luminaires | High Output | Parking Garage Luminaires | Standard | TRUE | 27360 | 93.51 | 292.6 | 10.84 | 0.951 | 3124 | 74.4 | 5 | 50000 | 42272 |  |  | NotYetVerified |  | 3 | 27360 | 93.51 | 292.6 | 11 | 0.95 | 3000 | 74.4
P29PQ92W | Revolution Lighting Technologies | Revolution Lighting Technologies | 113206-110 | Outdoor Luminaires | High Output | Parking Garage Luminaires | Standard | TRUE | 27360 | 93.51 | 292.6 | 10.84 | 0.951 | 3124 | 74.4 | 5 | 50000 | 42272 |  |  | NotYetVerified |  | 3 | 27360 | 93.51 | 292.6 | 11 | 0.95 | 3000 | 74.4
PZN9RMXP | Revolution Lighting Technologies | Revolution Lighting Technologies | 113203-110 | Outdoor Luminaires | Mid Output | Parking Garage Luminaires | Standard | TRUE | 9315.1 | 95.44 | 97.6 | 13.62 | 0.93 | 3115 | 74.4 | 5 | 50000 | 42272 |  |  | NotYetVerified |  | 3 | 9315.1 | 95.44 | 97.6 | 13.62 | 0.93 | 3000 | 74.4
PSYAE5D9 | Revolution Lighting Technologies | Revolution Lighting Technologies | 113003-110 | Outdoor Luminaires | Mid Output | Parking Garage Luminaires | Standard | TRUE | 9315.1 | 95.44 | 97.6 | 13.62 | 0.93 | 3115 | 74.4 | 5 | 50000 | 42272 |  |  | NotYetVerified |  | 3 | 9315.1 | 95.44 | 97.6 | 13.62 | 0.93 | 3000 | 74.4
PCRGNG2K | Revolution Lighting Technologies | Revolution Lighting Technologies | 113103-110 | Outdoor Luminaires | Mid Output | Parking Garage Luminaires | Standard | TRUE | 9315.1 | 95.44 | 97.6 | 13.62 | 0.93 | 3115 | 74.4 | 5 | 50000 | 42272 |  |  | NotYetVerified |  | 3 | 9315.1 | 95.44 | 97.6 | 13.62 | 0.93 | 3000 | 74.4
PYAYHKWE | Revolution Lighting Technologies | Revolution Lighting Technologies | 113101-110 | Outdoor Luminaires | Low Output | Parking Garage Luminaires | Standard | TRUE | 4470.1 | 94.33 | 47.39 | 19.54 | 0.909 | 3117 | 74.2 | 5 | 50000 | 42272 |  |  | NotYetVerified |  | 3 | 4470.1 | 94.33 | 47.39 | 19.54 | 0.909 | 3000 | 74.2
PXCCFEAU | Revolution Lighting Technologies | Revolution Lighting Technologies | 113001-110 | Outdoor Luminaires | Low Output | Parking Garage Luminaires | Standard | TRUE | 4470.1 | 94.33 | 47.39 | 19.54 | 0.909 | 3117 | 74.2 | 5 | 50000 | 42272 |  |  | NotYetVerified |  | 3 | 4470.1 | 94.33 | 47.39 | 19.54 | 0.909 | 3000 | 74.2
PTAVJM7A | Revolution Lighting Technologies | Revolution Lighting Technologies | 113201-110 | Outdoor Luminaires | Low Output | Parking Garage Luminaires | Standard | TRUE | 4470.1 | 94.33 | 47.39 | 19.54 | 0.909 | 3117 | 74.2 | 5 | 50000 | 42272 |  |  | NotYetVerified |  | 3 | 4470.1 | 94.33 | 47.39 | 19.54 | 0.909 | 3000 | 74.2
PJ6V35B9 | Revolution Lighting Technologies | Revolution Lighting Technologies | 113103-114 | Outdoor Luminaires | Mid Output | Parking Garage Luminaires | Standard | FALSE | [9 empty] | 42272 |  |  | NotYetVerified |  | 3 | 9780 | 100.28 | 97.53 | 13.24 | 0.924 | 5000 | 75
PE2FHJ8E | Revolution Lighting Technologies | Revolution Lighting Technologies | 113203-114 | Outdoor Luminaires | Mid Output | Parking Garage Luminaires | Standard | FALSE | [9 empty] | 42272 |  |  | NotYetVerified |  | 3 | 9780 | 100.28 | 97.53 | 13.24 | 0.924 | 5000 | 75
P2VWBCZ2 | Revolution Lighting Technologies | Revolution Lighting Technologies | 113003-114 | Outdoor Luminaires | Mid Output | Parking Garage Luminaires | Standard | FALSE | [9 empty] | 42272 |  |  | NotYetVerified |  | 3 | 9780 | 100.28 | 97.53 | 13.24 | 0.924 | 5000 | 75
PHGA94Z6 | Revolution Lighting Technologies | Revolution Lighting Technologies | 113001-114 | Outdoor Luminaires | Low Output | Parking Garage Luminaires | Standard | FALSE | [9 empty] | 42272 |  |  | NotYetVerified |  | 3 | 5006 | 103.75 | 48.25 | 19.23 | 0.9048 | 5000 | 74.9
PASFNCWX | Revolution Lighting Technologies | Revolution Lighting Technologies | 113101-114 | Outdoor Luminaires | Low Output | Parking Garage Luminaires | Standard | FALSE | [9 empty] | 42272 |  |  | NotYetVerified |  | 3 | 5006 | 103.75 | 48.25 | 19.23 | 0.9048 | 5000 | 74.9
P6Y9J6VR | Revolution Lighting Technologies | Revolution Lighting Technologies | 113201-114 | Outdoor Luminaires | Low Output | Parking Garage Luminaires | Standard | FALSE | [9 empty] | 42272 |  |  | NotYetVerified |  | 3 | 5006 | 103.75 | 48.25 | 19.23 | 0.9048 | 5000 | 74.9
PXU6R28C | Revolution Lighting Technologies | Revolution Lighting Technologies | 113106-114 | Outdoor Luminaires | High Output | Parking Garage Luminaires | Standard | FALSE | [9 empty] | 42272 |  |  | NotYetVerified |  | 3 | 29002 | 98.85 | 293.4 | 10 | 0.93 | 5000 | 71.9
PXH85EHX | Revolution Lighting Technologies | Revolution Lighting Technologies | 113206-114 | Outdoor Luminaires | High Output | Parking Garage Luminaires | Standard | FALSE | [9 empty] | 42272 |  |  | NotYetVerified |  | 3 | 29002 | 98.85 | 293.4 | 10 | 0.93 | 5000 | 71.9
P66CWS8M | Revolution Lighting Technologies | Revolution Lighting Technologies | 113006-114 | Outdoor Luminaires | High Output | Parking Garage Luminaires | Standard | FALSE | [9 empty] | 42272 |  |  | NotYetVerified |  | 3 | 29002 | 98.85 | 293.4 | 10 | 0.93 | 5000 | 71.9
PPT849C4 | Revolution Lighting Technologies | Revolution Lighting Technologies | 113103-113 | Outdoor Luminaires | Mid Output | Parking Garage Luminaires | Standard | FALSE | [9 empty] | 42272 |  |  | NotYetVerified |  | 3 | 9315.1 | 95.44 | 97.6 | 13.62 | 0.93 | 4500 | 74.4
PMRG9EHD | Revolution Lighting Technologies | Revolution Lighting Technologies | 113003-113 | Outdoor Luminaires | Mid Output | Parking Garage Luminaires | Standard | FALSE | [9 empty] | 42272 |  |  | NotYetVerified |  | 3 | 9315.1 | 95.44 | 97.6 | 13.62 | 0.93 | 4500 | 74.4
PJNQU6FK | Revolution Lighting Technologies | Revolution Lighting Technologies | 113203-113 | Outdoor Luminaires | Mid Output | Parking Garage Luminaires | Standard | FALSE | [9 empty] | 42272 |  |  | NotYetVerified |  | 3 | 9315.1 | 95.44 | 97.6 | 13.62 | 0.93 | 4500 | 74.4
PX6778DZ | Revolution Lighting Technologies | Revolution Lighting Technologies | 113206-113 | Outdoor Luminaires | High Output | Parking Garage Luminaires | Standard | FALSE | [9 empty] | 42272 |  |  | NotYetVerified |  | 3 | 27360 | 93.51 | 292.6 | 11 | 0.95 | 4500 | 74.4
PWT9NFAA | Revolution Lighting Technologies | Revolution Lighting Technologies | 113006-113 | Outdoor Luminaires | High Output | Parking Garage Luminaires | Standard | FALSE | [9 empty] | 42272 |  |  | NotYetVerified |  | 3 | 27360 | 93.51 | 292.6 | 11 | 0.95 | 4500 | 74.4
P6WSMEFV | Revolution Lighting Technologies | Revolution Lighting Technologies | 113106-113 | Outdoor Luminaires | High Output | Parking Garage Luminaires | Standard | FALSE | [9 empty] | 42272 |  |  | NotYetVerified |  | 3 | 27360 | 93.51 | 292.6 | 11 | 0.95 | 4500 | 74.4
PUP4NQSP | Revolution Lighting Technologies | Revolution Lighting Technologies | 113101-113 | Outdoor Luminaires | Low Output | Parking Garage Luminaires | Standard | FALSE | [9 empty] | 42272 |  |  | NotYetVerified |  | 3 | 4470.1 | 94.33 | 47.39 | 19.54 | 0.9085 | 4500 | 74.2
PDA9V48P | Revolution Lighting Technologies | Revolution Lighting Technologies | 113001-113 | Outdoor Luminaires | Low Output | Parking Garage Luminaires | Standard | FALSE | [9 empty] | 42272 |  |  | NotYetVerified |  | 3 | 4470.1 | 94.33 | 47.39 | 19.54 | 0.9085 | 4500 | 74.2
P8773UG2 | Revolution Lighting Technologies | Revolution Lighting Technologies | 113201-113 | Outdoor Luminaires | Low Output | Parking Garage Luminaires | Standard | FALSE | [9 empty] | 42272 |  |  | NotYetVerified |  | 3 | 4470.1 | 94.33 | 47.39 | 19.54 | 0.9085 | 4500 | 74.2
PTNFTFUN | Revolution Lighting Technologies | Revolution Lighting Technologies | 113103-112 | Outdoor Luminaires | Mid Output | Parking Garage Luminaires | Standard | FALSE | [9 empty] | 42272 |  |  | NotYetVerified |  | 3 | 9315.1 | 95.44 | 97.6 | 13.62 | 0.93 | 4000 | 74.4
PKV8EPTB | Revolution Lighting Technologies | Revolution Lighting Technologies | 113003-112 | Outdoor Luminaires | Mid Output | Parking Garage Luminaires | Standard | FALSE | [9 empty] | 42272 |  |  | NotYetVerified |  | 3 | 9315.1 | 95.44 | 97.6 | 13.62 | 0.93 | 4000 | 74.4
P41V7Z2J | Revolution Lighting Technologies | Revolution Lighting Technologies | 113203-112 | Outdoor Luminaires | Mid Output | Parking Garage Luminaires | Standard | FALSE | [9 empty] | 42272 |  |  | NotYetVerified |  | 3 | 9315.1 | 95.44 | 97.6 | 13.62 | 0.93 | 4000 | 74.4
PZEGKBFH | Revolution Lighting Technologies | Revolution Lighting Technologies | 113006-112 | Outdoor Luminaires | High Output | Parking Garage Luminaires | Standard | FALSE | [9 empty] | 42272 |  |  | NotYetVerified |  | 3 | 27360 | 93.51 | 292.6 | 11 | 0.95 | 4000 | 74.4
PTB9B2JM | Revolution Lighting Technologies | Revolution Lighting Technologies | 113106-112 | Outdoor Luminaires | High Output | Parking Garage Luminaires | Standard | FALSE | [9 empty] | 42272 |  |  | NotYetVerified |  | 3 | 27360 | 93.51 | 292.6 | 11 | 0.95 | 4000 | 74.4
PRRHBG5S | Revolution Lighting Technologies | Revolution Lighting Technologies | 113206-112 | Outdoor Luminaires | High Output | Parking Garage Luminaires | Standard | FALSE | [9 empty] | 42272 |  |  | NotYetVerified |  | 3 | 27360 | 93.51 | 292.6 | 11 | 0.95 | 4000 | 74.4
PJSZJWP7 | Revolution Lighting Technologies | Revolution Lighting Technologies | 113201-112 | Outdoor Luminaires | Low Output | Parking Garage Luminaires | Standard | FALSE | [9 empty] | 42272 |  |  | NotYetVerified |  | 3 | 4470.1 | 94.33 | 47.39 | 19.54 | 0.9085 | 4000 | 74.2
PAYRG18S | Revolution Lighting Technologies | Revolution Lighting Technologies | 113101-112 | Outdoor Luminaires | Low Output | Parking Garage Luminaires | Standard | FALSE | [9 empty] | 42272 |  |  | NotYetVerified |  | 3 | 4470.1 | 94.33 | 47.39 | 19.54 | 0.9085 | 4000 | 74.2
P26YVC58 | Revolution Lighting Technologies | Revolution Lighting Technologies | 113001-112 | Outdoor Luminaires | Low Output | Parking Garage Luminaires | Standard | FALSE | [9 empty] | 42272 |  |  | NotYetVerified |  | 3 | 4470.1 | 94.33 | 47.39 | 19.54 | 0.9085 | 4000 | 74.2
PV9RTTXK | Revolution Lighting Technologies | Revolution Lighting Technologies | 113203-111 | Outdoor Luminaires | Mid Output | Parking Garage Luminaires | Standard | FALSE | [9 empty] | 42272 |  |  | NotYetVerified |  | 3 | 9315.1 | 95.44 | 97.6 | 13.62 | 0.93 | 3500 | 74.4
PD4KV7QG | Revolution Lighting Technologies | Revolution Lighting Technologies | 113003-111 | Outdoor Luminaires | Mid Output | Parking Garage Luminaires | Standard | FALSE | [9 empty] | 42272 |  |  | NotYetVerified |  | 3 | 9315.1 | 95.44 | 97.6 | 13.62 | 0.93 | 3500 | 74.4
P4E2EGWC | Revolution Lighting Technologies | Revolution Lighting Technologies | 113103-111 | Outdoor Luminaires | Mid Output | Parking Garage Luminaires | Standard | FALSE | [9 empty] | 42272 |  |  | NotYetVerified |  | 3 | 9315.1 | 95.44 | 97.6 | 13.62 | 0.93 | 3500 | 74.4
PJ3DH9DN | Revolution Lighting Technologies | Revolution Lighting Technologies | 113006-111 | Outdoor Luminaires | High Output | Parking Garage Luminaires | Standard | FALSE | [9 empty] | 42272 |  |  | NotYetVerified |  | 3 | 27360 | 93.51 | 292.6 | 11 | 0.95 | 3500 | 74.4
PH86DP1K | Revolution Lighting Technologies | Revolution Lighting Technologies | 113106-111 | Outdoor Luminaires | High Output | Parking Garage Luminaires | Standard | FALSE | [9 empty] | 42272 |  |  | NotYetVerified |  | 3 | 27360 | 93.51 | 292.6 | 11 | 0.95 | 3500 | 74.4
P2D27YWQ | Revolution Lighting Technologies | Revolution Lighting Technologies | 113206-111 | Outdoor Luminaires | High Output | Parking Garage Luminaires | Standard | FALSE | [9 empty] | 42272 |  |  | NotYetVerified |  | 3 | 27360 | 93.51 | 292.6 | 11 | 0.95 | 3500 | 74.4
PF4WS6QF | Revolution Lighting Technologies | Revolution Lighting Technologies | 113001-111 | Outdoor Luminaires | Low Output | Parking Garage Luminaires | Standard | FALSE | [9 empty] | 42272 |  |  | NotYetVerified |  | 3 | 4470.1 | 94.33 | 47.39 | 19.54 | 0.9085 | 3500 | 74.2
PESFQ8SU | Revolution Lighting Technologies | Revolution Lighting Technologies | 113201-111 | Outdoor Luminaires | Low Output | Parking Garage Luminaires | Standard | FALSE | [9 empty] | 42272 |  |  | NotYetVerified |  | 3 | 4470.1 | 94.33 | 47.39 | 19.54 | 0.9085 | 3500 | 74.2
P26XHZ3G | Revolution Lighting Technologies | Revolution Lighting Technologies | 113101-111 | Outdoor Luminaires | Low Output | Parking Garage Luminaires | Standard | FALSE | [9 empty] | 42272 |  |  | NotYetVerified |  | 3 | 4470.1 | 94.33 | 47.39 | 19.54 | 0.9085 | 3500 | 74.2
PNS6BG1V | E2 Lighting International Inc. | E2 Lighting | E2CP45W27V40KYY | Outdoor Luminaires | Low Output | Parking Garage Luminaires | Standard | TRUE | 4005.121 | 91.722 | 43.666 | 13.77 | 0.9507 | 3991 | 83.5 | 5 | 50000 | 42270 |  |  | NotYetVerified |  | 3 | 4005.121 | 91.722 | 43.666 | 13.77 | 0.987 | 3991 | 83.5
PUVQDB18 | MaxLite Inc | MaxLED | LSP4805XX44DV50PKG | Outdoor Luminaires | Mid Output | Parking Garage Luminaires | Standard | TRUE | 5063 | 129.5 | 39.1 | 16.26 | 0.941 | 5295 | 83.7 | 5 | 50000 | 42270 |  |  | NotYetVerified |  | 3 | 5063 | 129 | 39 | 16 | 0.99 | 5295 | 84
PCQ1ZSRH | MaxLite Inc | MaxLED | LSP4805XX44DV35PKG | Outdoor Luminaires | Low Output | Parking Garage Luminaires | Standard | TRUE | 4153 | 105.9 | 39.2 | 17.76 | 0.933 | 3548 | 85.2 | 5 | 50000 | 42270 |  |  | NotYetVerified |  | 3 | 3967 | 101 | 39.26 | 18 | 0.99 | 3548 | 85
PFT1Z42P | E2 Lighting International Inc. | E2 Lighting | E2CP70W27V40KYY | Outdoor Luminaires | Mid Output | Parking Garage Luminaires | Standard | TRUE | 5703.348 | 79.834 | 71.44 | 21.55 | 0.9074 | 4108 | 85 | 5 | 50000 | 42270 |  |  | NotYetVerified |  | 3 | 5703.348 | 79.834 | 71.44 | 21.55 | 0.983 | 4108 | 85
PZBNVK66 | MaxLite Inc | MaxLED | LSP9605XX80DV50PKG | Outdoor Luminaires | High Output | Parking Garage Luminaires | Standard | FALSE | [9 empty] | 42270 |  |  | NotYetVerified |  | 3 | 10498 | 133 | 79 | 17 | 0.99 | 5308 | 84
PR75B1BJ | MaxLite Inc | MaxLED | LSP9605XX80DV35PKG | Outdoor Luminaires | Mid Output | Parking Garage Luminaires | Standard | FALSE | [9 empty] | 42270 |  |  | NotYetVerified |  | 3 | 9365 | 119 | 78 | 17 | 0.99 | 3564 | 85
P1W3RPQV | E2 Lighting International Inc. | E2 Lighting | E2CP70W27V50KYY | Outdoor Luminaires | Mid Output | Parking Garage Luminaires | Standard | FALSE | [9 empty] | 42270 |  |  | NotYetVerified |  | 3 | 5928.278 | 86.255 | 68.73 | 21.55 | 0.977 | 5286 | 77.1
PN89PQEX | E2 Lighting International Inc. | E2 Lighting | E2CP45W27V50KYY | Outdoor Luminaires | Low Output | Parking Garage Luminaires | Standard | FALSE | [9 empty] | 42270 |  |  | NotYetVerified |  | 3 | 4149.603 | 95.022 | 43.67 | 13.77 | 0.993 | 5074 | 82.3
PVBDTMAZ9 | MaxLite Inc | MaxLED | PKG30U50[BW][PC12 PC27 IBB] | Outdoor Luminaires | Low Output | Parking Garage Luminaires | Premium | TRUE | 3293.7 | 101.7 | 32.4 | 17.43 | 0.9555 | 5230 | 84.9 | 5 | 50000 | 42268 |  |  | Yes |  | 3 | 3293.7 | 101.7 | 32.4 | 17.43 | 0.9555 | 5000 | 85
PETPTATN | MaxLite Inc | MaxLED | PKG45U50[BW][PC12 PC27 IBB] | Outdoor Luminaires | Low Output | Parking Garage Luminaires | Standard | TRUE | 4225.1 | 95.1 | 44.45 | 17.78 | 0.9526 | 5332 | 84.9 | 5 | 50000 | 42268 |  |  | Yes |  | 3 | 4225.1 | 95.1 | 44.45 | 17.78 | 0.9526 | 5000 | 84.9
PDWUHXMM | Sigma Luminous | Luminous Retrofits | Mini-UNV-57K360-X1 | Outdoor Retrofit Kit | Low Output | Retrofit Kits for Parking Garage Luminaires | Standard | TRUE | 3977 | 84.66 | 46.97 | 8.26 | 0.945 | 5773 | 75.2 | 10 | 100000 | 42265 |  |  | NotYetVerified |  | 3 |  |  | 50 |  |  | 5700
PURF4QAB | inSync Lighting Innovations LLC | inSync Lighting Innovations LLC | ISVT 48 52 LED VS | Outdoor Luminaires | Low Output | Parking Garage Luminaires | Standard | TRUE | 4759.48 | 86.19 | 55.22 | 14 | 0.97 | 4248 | 85 | 5 | 50000 | 42263 |  |  | Yes |  | 3 | 4759 | 86 | 52 | 14 | 0.97 | 4248 | 85
P7NFQWSJ | Shanghai Supertek Lighting Co. Ltd | SUPERTEK | CP01A-48W-3000K | Outdoor Luminaires | Low Output | Parking Garage Luminaires | Standard | TRUE | 4018.69 | 86.39 | 46.52 | 13.9 | 0.969 | 2976 | 84.8 | 5 | 50000 | 42258 |  |  | No |  | 3 | 3900 | 82 | 48 | 13.9 | 0.969 | 3000 | 80
PRK2R87Q | Shanghai Supertek Lighting Co. Ltd | SUPERTEK | CP01A-48W-5500K | Outdoor Luminaires | Low Output | Parking Garage Luminaires | Standard | FALSE | [9 empty] | 42258 | Not Dimmable | Not Dimmable | No |  | 3 | 4300 | 90 | 48 | 13.9 | 0.969 | 5500 | 80
P9VRD6W6 | Shanghai Supertek Lighting Co. Ltd | SUPERTEK | CP01A-48W-5000K | Outdoor Luminaires | Low Output | Parking Garage Luminaires | Standard | FALSE | [9 empty] | 42258 | Not Dimmable | Not Dimmable | No |  | 3 | 4200 | 87 | 48 | 13.9 | 0.969 | 5000 | 80
PRVTT873 | Shanghai Supertek Lighting Co. Ltd | SUPERTEK | CP01A-48W-4000K | Outdoor Luminaires | Low Output | Parking Garage Luminaires | Standard | FALSE | [9 empty] | 42258 | Not Dimmable | Not Dimmable | No |  | 3 | 4100 | 84 | 48 | 13.9 | 0.969 | 4000 | 80
PHENJ8YJ | Shanghai Supertek Lighting Co. Ltd | SUPERTEK | CP01A-48W-3500K | Outdoor Luminaires | Low Output | Parking Garage Luminaires | Standard | FALSE | [9 empty] | 42258 | Not Dimmable | Not Dimmable | No |  | 3 | 4000 | 83 | 48 | 13.9 | 0.969 | 3500 | 80
PJ2N83ES | RLE Industries LLC | Robert Lighting & Energy | VPVTLEDG | Outdoor Luminaires | Mid Output | Parking Garage Luminaires | Standard | TRUE | 6924 | 86.96 | 79.24 | 18.286 | 0.9091 | 4029 | 84 | 5 |  | 42248 |  |  | NotYetVerified |  | 3 | 6924 | 87 | 79.6 |  |  | 4000
PV3JDRWT | All Green Lighting Inc. | All Green Lighting Inc | ELECTRA-300W-3000K | Outdoor Luminaires | High Output | Parking Garage Luminaires | Standard | TRUE | 27360 | 93.51 | 292.6 | 10.84 | 0.951 | 3124 | 74.4 | 5 | 50000 | 42246 |  |  | NotYetVerified |  | 3 | 27360 | 93.51 | 292.6 | 11 | 0.95 | 3000 | 74.4
PM4HPK2C | All Green Lighting Inc. | All Green Lighting Inc | ELECTRA-100W-3000K | Outdoor Luminaires | Mid Output | Parking Garage Luminaires | Standard | TRUE | 9315.1 | 95.44 | 97.6 | 13.62 | 0.93 | 3115 | 74.4 | 5 | 50000 | 42246 |  |  | NotYetVerified |  | 3 | 9315.1 | 95.44 | 97.6 | 13.62 | 0.93 | 3000 | 74.4
P26VX93V | All Green Lighting Inc. | All Green Lighting Inc | ELECTRA-100W-5000K | Outdoor Luminaires | Mid Output | Parking Garage Luminaires | Standard | FALSE | [9 empty] | 42246 | Not Dimmable | Not Dimmable | NotYetVerified |  | 3 | 9780 | 100.28 | 97.53 | 13.24 | 0.924 | 5000 | 75
PD1JY5FX | All Green Lighting Inc. | All Green Lighting Inc | ELECTRA-300W-5000K | Outdoor Luminaires | High Output | Parking Garage Luminaires | Standard | FALSE | [9 empty] | 42246 | Not Dimmable | Not Dimmable | NotYetVerified |  | 3 | 29002 | 98.85 | 293.4 | 10 | 0.93 | 5000 | 71.9
PFT5K1H8 | All Green Lighting Inc. | All Green Lighting Inc | ELECTRA-100W-4500K | Outdoor Luminaires | Mid Output | Parking Garage Luminaires | Standard | FALSE | [9 empty] | 42246 | Not Dimmable | Not Dimmable | NotYetVerified |  | 3 | 9315.1 | 95.44 | 97.6 | 13.62 | 0.93 | 4500 | 74.4
P5K1EWGG | All Green Lighting Inc. | All Green Lighting Inc | ELECTRA-300W-4500K | Outdoor Luminaires | High Output | Parking Garage Luminaires | Standard | FALSE | [9 empty] | 42246 | Not Dimmable | Not Dimmable | NotYetVerified |  | 3 | 27360 | 93.51 | 292.6 | 11 | 0.95 | 4500 | 74.4
P14GV2FT | All Green Lighting Inc. | All Green Lighting Inc | ELECTRA-100W-4000K | Outdoor Luminaires | Mid Output | Parking Garage Luminaires | Standard | FALSE | [9 empty] | 42246 | Not Dimmable | Not Dimmable | NotYetVerified |  | 3 | 9315.1 | 95.44 | 97.6 | 13.62 | 0.93 | 4000 | 74.4
P8ST6EQ4 | All Green Lighting Inc. | All Green Lighting Inc | ELECTRA-300W-4000K | Outdoor Luminaires | High Output | Parking Garage Luminaires | Standard | FALSE | [9 empty] | 42246 | Not Dimmable | Not Dimmable | NotYetVerified |  | 3 | 27360 | 93.51 | 292.6 | 11 | 0.95 | 4000 | 74.4
PSNSWSUE | All Green Lighting Inc. | All Green Lighting Inc | ELECTRA-100W-3500K | Outdoor Luminaires | Mid Output | Parking Garage Luminaires | Standard | FALSE | [9 empty] | 42246 | Not Dimmable | Not Dimmable | NotYetVerified |  | 3 | 9315.1 | 95.44 | 97.6 | 13.62 | 0.93 | 3500 | 74.4
PSESK3GU | All Green Lighting Inc. | All Green Lighting Inc | ELECTRA-300W-3500K | Outdoor Luminaires | High Output | Parking Garage Luminaires | Standard | FALSE | [9 empty] | 42246 | Not Dimmable | Not Dimmable | NotYetVerified |  | 3 | 27360 | 93.51 | 292.6 | 11 | 0.95 | 3500 | 74.4
PJ4NK354 | SloanLED | HighLINER2 | 701912-C1I75 [120V ONLY] | Outdoor Luminaires | Low Output | Specialty: Soffit Lighting | Standard | TRUE | 1766.74 | 106.27 | 17.6 | 13.4 | 0.958 | 4886 | 81.11 | 5 | 100000 | 42244 |  |  | No |  | 3 | 1800 | 106 | 17 |  |  | 5000 | 80
P9P4EQGW | SloanLED | HighLINER2 | 701912-C1I75 [120V ONLY] | Outdoor Luminaires | Low Output | Specialty: Canopy Lighting | Standard | TRUE | 1766.74 | 106.27 | 17.6 | 13.4 | 0.958 | 4886 | 81.11 | 5 | 100000 | 42244 |  |  | No |  | 3 | 1800 | 106 | 17 |  |  | 5000 | 80
P9P3R6FE | ACE LED LLC | Ace-LED | ACEPL-300W-30K | Outdoor Luminaires | High Output | Parking Garage Luminaires | Standard | TRUE | 27360 | 93.51 | 292.6 | 10.84 | 0.951 | 3124 | 74.4 | 5 | 50000 | 42244 |  |  | NotYetVerified |  | 3 | 27360 | 93.51 | 292.6 | 11 | 0.95 | 3000 | 74.4
P2XJ5J6N | IntenCity Lighting | IntenCity | GL-40SV-43w-120-277v-4100k | Outdoor Luminaires | Low Output | Parking Garage Luminaires | Standard | TRUE | 4106.83 | 89.94 | 45.66 | 17 | 0.89 | 3827 | 73.5 | 5 | 100000 | 42244 |  |  | NotYetVerified |  | 3 | 4106.83 | 89.94 | 45.66 | 17 | 0.89 | 3827 | 73.5
PBHNCJ86 | IntenCity Lighting | IntenCity | GL-40SV-43w-120-277v-5700k | Outdoor Luminaires | Low Output | Parking Garage Luminaires | Standard | FALSE | [9 empty] | 42244 |  |  | NotYetVerified |  | 3 | 4123.21 | 91 | 45.31 | 6 | 0.99 | 5412 | 73
PN83QB7B | ACE LED LLC | Ace-LED | ACEPL-300W-50K | Outdoor Luminaires | High Output | Parking Garage Luminaires | Standard | FALSE | [9 empty] | 42244 | Not Dimmable | Not Dimmable | NotYetVerified |  | 3 | 29002 | 98.85 | 293.4 | 10 | 0.93 | 5000 | 71.9
P9V63SSE | ACE LED LLC | Ace-LED | ACEPL-300W-45K | Outdoor Luminaires | High Output | Parking Garage Luminaires | Standard | FALSE | [9 empty] | 42244 | Not Dimmable | Not Dimmable | NotYetVerified |  | 3 | 27360 | 93.51 | 292.6 | 11 | 0.95 | 4500 | 74.4
PG6AEGDC | ACE LED LLC | Ace-LED | ACEPL-300W-40K | Outdoor Luminaires | High Output | Parking Garage Luminaires | Standard | FALSE | [9 empty] | 42244 | Not Dimmable | Not Dimmable | NotYetVerified |  | 3 | 27360 | 93.51 | 292.6 | 11 | 0.95 | 4000 | 74.4
PCNA7ERF | ACE LED LLC | Ace-LED | ACEPL-300W-35K | Outdoor Luminaires | High Output | Parking Garage Luminaires | Standard | FALSE | [9 empty] | 42244 | Not Dimmable | Not Dimmable | NotYetVerified |  | 3 | 27360 | 93.51 | 292.6 | 11 | 0.95 | 3500 | 74.4
PWAK1GF9 | Xiamen Holly Lite Co. Ltd. | Holly Lite | HLF-150HSJ-L-X-060-XXXX-SA-NON | Outdoor Luminaires | Mid Output | Parking Garage Luminaires | Standard | TRUE | 5710.8 | 89.11 | 64.09 | 9.98 | 0.926 | 5280 | 86 | 5 | 50000 | 42233 |  |  | NotYetVerified |  | 3 | 5710.759 | 89.105 | 64.09 | 9.98 | 0.997 | 5280 | 86.2
PZ56SBTE | Xiamen Holly Lite Co. Ltd. | Holly Lite | HLF-150HSJ-L-X-090-XXXX-SA-NON | Outdoor Luminaires | Mid Output | Parking Garage Luminaires | Standard | TRUE | 7871.1 | 89.1 | 88.35 | 5.08 | 0.898 | 5498 | 86 | 5 | 50000 | 42233 |  |  | NotYetVerified |  | 3 | 7871.052 | 89.089 | 88.35 | 5.08 | 0.996 | 5498 | 85.7
P9496X2J | Xiamen Holly Lite Co. Ltd. | Holly Lite | HLF-150HSJ-L-X-090-XXXX-SA-STP | Outdoor Luminaires | Mid Output | Parking Garage Luminaires | Standard | FALSE | [9 empty] | 42233 |  |  | NotYetVerified |  | 3 | 7871.052 | 89.089 | 88.35 | 5.08 | 0.996 | 5498 | 85.7
P1ZGRV1X | Xiamen Holly Lite Co. Ltd. | Holly Lite | HLF-150HSJ-L-X-090-XXXX-SA-CTN | Outdoor Luminaires | Mid Output | Parking Garage Luminaires | Standard | FALSE | [9 empty] | 42233 |  |  | NotYetVerified |  | 3 | 7871.052 | 89.089 | 88.35 | 5.08 | 0.996 | 5498 | 85.7
PPY5WB1Z | Xiamen Holly Lite Co. Ltd. | Holly Lite | HLF-150HSJ-L-X-060-XXXX-SA-STP | Outdoor Luminaires | Mid Output | Parking Garage Luminaires | Standard | FALSE | [9 empty] | 42233 |  |  | NotYetVerified |  | 3 | 5710.759 | 89.105 | 64.09 | 9.98 | 0.997 | 5280 | 86.2
PX8CAXRF | Xiamen Holly Lite Co. Ltd. | Holly Lite | HLF-150HSJ-L-X-060-XXXX-SA-CTN | Outdoor Luminaires | Mid Output | Parking Garage Luminaires | Standard | FALSE | [9 empty] | 42233 |  |  | NotYetVerified |  | 3 | 5710.759 | 89.105 | 64.09 | 9.98 | 0.997 | 5280 | 86.2
PUNK1D4T | RAB Lighting | RAB Lighting | PRT55Y/480 | Outdoor Luminaires | Mid Output | Parking Garage Luminaires | Standard | TRUE | 5669 | 96.2 | 58.908 | 16.2 | 0.916 | 3056 | 71 | 5 | 100000 | 42230 |  |  | NotYetVerified |  | 3
PWDGPY9B | RAB Lighting | RAB Lighting | PRT55/480 | Outdoor Luminaires | Mid Output | Parking Garage Luminaires | Standard | FALSE | [9 empty] | 42230 |  |  | NotYetVerified |  | 3 | 6085 | 102.8 | 59.2 | 6.9 | 0.973 | 5004 | 75
PPYQH1ZZ | RAB Lighting | RAB Lighting | PRT55/D10/480 | Outdoor Luminaires | Mid Output | Parking Garage Luminaires | Standard | FALSE | [9 empty] | 42230 |  |  | NotYetVerified |  | 3 | 6035 | 101.8 | 59.3 | 6.9 | 0.973 | 5004 | 75
P4VR2JZA | RAB Lighting | RAB Lighting | PRT55N/480 | Outdoor Luminaires | Mid Output | Parking Garage Luminaires | Standard | FALSE | [9 empty] | 42230 |  |  | NotYetVerified |  | 3 | 5302 | 92.7 | 57.1 | 7.5 | 0.972 | 3899 | 73
PNPZF1SY | RAB Lighting | RAB Lighting | PRT55N/D10/480 | Outdoor Luminaires | Mid Output | Parking Garage Luminaires | Standard | FALSE | [9 empty] | 42230 |  |  | NotYetVerified |  | 3 | 5259 | 92 | 57.15 | 7.5 | 0.972 | 3899 | 73
PH3ZVVYJ | RAB Lighting | RAB Lighting | PRT55Y/D10/480 | Outdoor Luminaires | Mid Output | Parking Garage Luminaires | Standard | FALSE | [9 empty] | 42230 |  |  | NotYetVerified |  | 3 | 5191 | 89.9 | 57.75 | 7.3 | 0.972 | 3064 | 72
PASQHFBC | XtraLight Manufacturing Ltd. | XtraLight Manufacturing Ltd | CSCLED102034X4XDIMXXL8XXW | Outdoor Luminaires | Low Output | Parking Garage Luminaires | Standard | TRUE | 3139 | 98.59 | 31.84 | 11.43 | 0.896 | 5019 | 72.52 | 10 | 100000 | 42227 |  |  | NotYetVerified |  | 3 | 3139 | 100.3 | 31 | 20 | 0.95 | 5000 | 72
PF9MJB5GF | MHT Lighting | MHT Lighting | MHTL-RGL-38E-5K-U-XX-[All Housing Colors EB] | Outdoor Luminaires | Low Output | Parking Garage Luminaires | Standard | TRUE | 3963 | 108.1 | 36.65 | 8.15 | 0.957 | 4979 | 72.5 | 5 | 100000 | 42227 |  |  | Yes |  | 3 | 3963 | 108.1 | 36.65 | 8.15 | 0.957 | 4979 | 72.5
PJPWU8HSJ | MHT Lighting | MHT Lighting | MHTL-RGL-38E-5K-U-XX-DB [All Housing Colors EB] | Outdoor Luminaires | Low Output | Parking Garage Luminaires | Standard | FALSE | [9 empty] | 42227 |  |  | Yes |  | 3 | 3963 | 108.1 | 36.65 | 8.15 | 0.957 | 4979 | 72.5
P2RV9PZUH | MHT Lighting | MHT Lighting | MHTL-RGL-38E-4K-U-XX-[All Housing Colors EB] | Outdoor Luminaires | Low Output | Parking Garage Luminaires | Standard | FALSE | [9 empty] | 42227 |  |  | Yes |  | 3 | 3964 | 113.7 | 34.88 | 8.36 | 0.995 | 3992 | 70.7
PVJYJNGHM | MHT Lighting | MHT Lighting | MHTL-RGL-38E-4K-U-XX-DB [All Housing Colors EB] | Outdoor Luminaires | Low Output | Parking Garage Luminaires | Standard | FALSE | [9 empty] | 42227 |  |  | Yes |  | 3 | 3964 | 113.7 | 34.88 | 8.36 | 0.995 | 3992 | 70.7
PKZ2S8Y9 | Turolight Inc. | Turolight | SSL-CP1/45W/40/UNV/##/+ | Outdoor Luminaires | Low Output | Parking Garage Luminaires | Standard | TRUE | 4005.121 | 91.722 | 43.666 | 13.77 | 0.9507 | 3991 | 83.5 | 5 | 50000 | 42226 |  |  | NotYetVerified |  | 3 | 4005.121 | 91.722 | 43.666 | 13.77 | 0.987 | 3991 | 83.5
P8S1ECM4 | Turolight Inc. | Turolight | SSL-CP1/70W/40/UNV/##/+ | Outdoor Luminaires | Mid Output | Parking Garage Luminaires | Standard | TRUE | 5703.348 | 79.834 | 71.44 | 21.55 | 0.9074 | 4108 | 85 | 5 | 50000 | 42226 |  |  | NotYetVerified |  | 3 | 5703.348 | 79.834 | 71.44 | 21.55 | 0.983 | 4108 | 85
PB94QKYM | Turolight Inc. | Turolight | SSL-CP1/70W/50/UNV/##/+ | Outdoor Luminaires | Mid Output | Parking Garage Luminaires | Standard | FALSE | [9 empty] | 42226 |  |  | NotYetVerified |  | 3 | 5928.278 | 86.255 | 68.73 | 21.55 | 0.977 | 5286 | 77.1
PDK1NM7X | Turolight Inc. | Turolight | SSL-CP1/45W/50/UNV/##/+ | Outdoor Luminaires | Low Output | Parking Garage Luminaires | Standard | FALSE | [9 empty] | 42226 |  |  | NotYetVerified |  | 3 | 4149.603 | 95.022 | 43.67 | 13.77 | 0.993 | 5074 | 82.3
P3985RZY | Green Apple International Ltd | Green Apple International | GAI-02-LBP-CANO2-XX | Outdoor Luminaires | Low Output | Parking Garage Luminaires | Standard | TRUE | 4840.66 | 83.07 | 58.27 | 10.7 | 0.978 | 4434 | 86.4 | 5 | 50000 | 42223 |  |  | NotYetVerified |  | 3 | 4800 | 83.07 | 60 | 10.7 | 0.978 | 4500 | 86
P8MDKE9D | LEDtronics Inc. | Ledtronics | SBX002-300W-XIW-105A-X | Outdoor Luminaires | High Output | Parking Garage Luminaires | Standard | TRUE | 27360 | 93.51 | 292.6 | 10.84 | 0.951 | 3124 | 74.4 | 5 | 50000 | 42223 |  |  | NotYetVerified |  | 3 | 27360 | 93.51 | 292.6 | 11 | 0.95 | 3000 | 74.4
PVFTP5GN | MHT Lighting | MHT Lighting | MHTL-RGL-50E-4K-U-DB | Outdoor Luminaires | Low Output | Parking Garage Luminaires | Standard | TRUE | 4921 | 102.6 | 48.12 | 8.63 | 0.946 | 4058 | 70.7 | 5 | 100000 | 42223 |  |  | NotYetVerified |  | 3 | 4921 | 102.6 | 47.94 | 8.63 | 0.946 | 4058 | 70.7
PCU26CAE | LEDtronics Inc. | Ledtronics | SBX001-100W-XIW-105A-X | Outdoor Luminaires | Mid Output | Parking Garage Luminaires | Standard | TRUE | 9315.1 | 95.44 | 97.6 | 13.62 | 0.93 | 3115 | 74.4 | 5 | 50000 | 42223 |  |  | NotYetVerified |  | 3 | 9315.1 | 95.44 | 97.6 | 13.62 | 0.93 | 3000 | 74.4
P51MH56S | Green Apple International Ltd | Green Apple International | GAI-02-LBP-CANO-XX | Outdoor Luminaires | Low Output | Parking Garage Luminaires | Standard | TRUE | 2851 | 91.78 | 31.06 | 16.2 | 0.925 | 4434 | 86.8 | 5 | 50000 | 42223 |  |  | NotYetVerified |  | 3 | 2800 | 91.78 | 30 | 16.2 | 0.925 | 4500 | 86
PPBJAUCR | LEDtronics Inc. | Ledtronics | SBX000-048W-XIW-105A-X | Outdoor Luminaires | Low Output | Parking Garage Luminaires | Standard | TRUE | 4470.1 | 94.33 | 47.39 | 19.54 | 0.909 | 3117 | 74.2 | 5 | 50000 | 42223 |  |  | NotYetVerified |  | 3 | 4470.1 | 94.33 | 47.39 | 19.54 | 0.909 | 3000 | 74.2
PUHBHQSZ | MHT Lighting | MHT Lighting | MHTL-RGL-50E-5K-U-DB | Outdoor Luminaires | Low Output | Parking Garage Luminaires | Standard | FALSE | [9 empty] | 42223 |  |  | NotYetVerified |  | 3 | 4809 | 99.9 | 48.16 | 7.95 | 0.94 | 5023 | 72.4
P3SEJF6B | LEDtronics Inc. | Ledtronics | SBX001-100W-XPW-105A-X | Outdoor Luminaires | Mid Output | Parking Garage Luminaires | Standard | FALSE | [9 empty] | 42223 |  |  | NotYetVerified |  | 3 | 9780 | 100.28 | 97.53 | 13.24 | 0.924 | 5000 | 75
PXXSCKW8 | LEDtronics Inc. | Ledtronics | SBX000-048W-XPW-105A-X | Outdoor Luminaires | Low Output | Parking Garage Luminaires | Standard | FALSE | [9 empty] | 42223 |  |  | NotYetVerified |  | 3 | 5006 | 103.75 | 48.25 | 19.23 | 0.9048 | 5000 | 74.9
P8QPBWQ4 | LEDtronics Inc. | Ledtronics | SBX002-300W-XPW-105A-X | Outdoor Luminaires | High Output | Parking Garage Luminaires | Standard | FALSE | [9 empty] | 42223 |  |  | NotYetVerified |  | 3 | 29002 | 98.85 | 293.4 | 10 | 0.93 | 5000 | 71.9
P1ZUC4CE | LEDtronics Inc. | Ledtronics | SBX001-100W-XNW-105A-X | Outdoor Luminaires | Mid Output | Parking Garage Luminaires | Standard | FALSE | [9 empty] | 42223 |  |  | NotYetVerified |  | 3 | 9315.1 | 95.44 | 97.6 | 13.62 | 0.93 | 4000 | 74.4
PSEBJSFX | LEDtronics Inc. | Ledtronics | SBX002-300W-XNW-105A-X | Outdoor Luminaires | High Output | Parking Garage Luminaires | Standard | FALSE | [9 empty] | 42223 |  |  | NotYetVerified |  | 3 | 27360 | 93.51 | 292.6 | 11 | 0.95 | 4000 | 74.4
PYN9DRZ7 | LEDtronics Inc. | Ledtronics | SBX000-048W-XNW-105A-X | Outdoor Luminaires | Low Output | Parking Garage Luminaires | Standard | FALSE | [9 empty] | 42223 |  |  | NotYetVerified |  | 3 | 4470.1 | 94.33 | 47.39 | 19.54 | 0.9085 | 4000 | 74.2
PQ3GNRW3 | Green Apple International Ltd | Green Apple International | GAI-02-LB-CANO-X-40W-NW | Outdoor Luminaires | Low Output | Parking Garage Luminaires | Standard | FALSE | [9 empty] | 42223 |  |  | NotYetVerified |  | 3 | 3700 | 90.54 | 40 | 13.4 | 0.952 | 4500 | 86
P5DN664S | Aleddra Inc. | Aleddra | ASB-PL345-W100-30K | Outdoor Luminaires | Mid Output | Parking Garage Luminaires | Standard | TRUE | 9517.8 | 98.16 | 96.96 | 10.58 | 0.9273 | 2989 | 79.9 | 5 | 50000 | 42221 |  |  | Yes | Updated on 11/17/2016 | 4 | 9501.4 | 99.09 | 95.89 | 10.58 | 0.93 | 3000 | 79.9
P17CT7V4 | Aleddra Inc. | Aleddra | ASB-PL345-W100-50K | Outdoor Luminaires | Mid Output | Parking Garage Luminaires | Standard | FALSE | [9 empty] | 42221 | Not Yet Verified | Not Yet Verified | Yes | Updated on 11/17/2016 | 4 | 10482 | 108.53 | 96.58 | 10.66 | 0.93 | 5000 | 85.7
PWQQ5Y31 | K-B Lighting Mfg.Co. Inc | CIT-2-LED | CIT2-2-LED-2X2200LM-UNV-30K | Outdoor Luminaires | Low Output | Parking Garage Luminaires | Standard | TRUE | 3068 | 73.44 | 41.77 | 18.91 | 0.92 | 3070 | 84.06 | 5 | 50000 | 42220 |  |  | NotYetVerified |  | 3 | 3067.8 | 73.6 | 41.7 | 18.91 | 0.921 | 3000 | 84.06
P8HDNQQF | K-B Lighting Mfg.Co. Inc | CIT-2-LED | CIT2-2-LED-2X2200LM-UNV-50K | Outdoor Luminaires | Low Output | Parking Garage Luminaires | Standard | FALSE | [9 empty] | 42220 |  |  | NotYetVerified |  | 3 | 3546 | 73.6 | 42.143 | 18.91 | 0.921 | 5000 | 88.85
PFG48R9V | K-B Lighting Mfg.Co. Inc | CIT-2-LED | CIT2-2-LED-2X2200LM-UNV-40K | Outdoor Luminaires | Low Output | Parking Garage Luminaires | Standard | FALSE | [9 empty] | 42220 |  |  | NotYetVerified |  | 3 | 3067.8 | 73.6 |  | 18.91 | 0.921 | 4000
PSA59KGC | K-B Lighting Mfg.Co. Inc | CIT-2-LED | CIT2-2-LED-2X2200LM-UNV-35K | Outdoor Luminaires | Low Output | Parking Garage Luminaires | Standard | FALSE | [9 empty] | 42220 |  |  | NotYetVerified |  | 3 | 3067.8 | 73.6 |  | 18.91 | 0.921 | 3500
P5F3HD83 | LSI Industries | EXTERIOR | XNPG[DP] 5W LED SS NW [UE 347-480v][All Finishes] DFL | Outdoor Luminaires | Low Output | Parking Garage Luminaires | Standard | TRUE | 4110 | 80 | 51.2 | 21 | 0.903 | 4130 | 86 | 5 | 60000 | 42216 |  |  | NotYetVerified |  | 3 | 4110 | 80 | 51.2 | 2.61 | 0.994 | 4130 | 86
PMYJ55TW | LSI Industries | EXTERIOR | XNPG[DP] 5W LED SS CW [UE 347-480v][All Finishes] | Outdoor Luminaires | Mid Output | Parking Garage Luminaires | Standard | TRUE | 5232 | 102 | 51.5 | 21 | 0.903 | 5183 | 66 | 5 | 60000 | 42216 |  |  | NotYetVerified |  | 3 | 5232 | 102 | 51.5 | 2.94 | 0.994 | 5183 | 66
PRUWBES3 | LSI Industries | EXTERIOR | XNPG[DP] 5W LED HO NW [UE 347-480v][All Finishes] DFL | Outdoor Luminaires | Mid Output | Parking Garage Luminaires | Standard | TRUE | 5730 | 75 | 76 | 14.9 | 0.897 | 4140 | 85 | 5 | 60000 | 42216 |  |  | NotYetVerified |  | 3 | 5730 | 75 | 76 | 7.11 | 0.997 | 4114 | 86
PXR31RU6 | LSI Industries | EXTERIOR | XNPG[DP] 5W LED HO CW [UE 347-480v][All Finishes] | Outdoor Luminaires | Mid Output | Parking Garage Luminaires | Standard | TRUE | 7330 | 93 | 78.7 | 14.9 | 0.897 | 5211 | 66 | 5 | 60000 | 42216 |  |  | NotYetVerified |  | 3 | 7330 | 93 | 78.7 | 7.52 | 0.993 | 5211 | 66
P3BG4ZA5 | LSI Industries | EXTERIOR | XNPG[DP] 5N LED HO CW [UE 347-480v][All Finishes] BLS | Outdoor Luminaires | Mid Output | Parking Garage Luminaires | Standard | FALSE | [9 empty] | 42216 |  |  | NotYetVerified |  | 3 | 7633 | 97 | 78.6 | 7.52 | 0.993 | 5211 | 66
PQNHME1B | LSI Industries | EXTERIOR | XNPG[DP] 5W LED HO CW [UE 347-480v][All Finishes] BLS | Outdoor Luminaires | Mid Output | Parking Garage Luminaires | Standard | FALSE | [9 empty] | 42216 |  |  | NotYetVerified |  | 3 | 7330 | 93 | 78.7 | 7.52 | 0.993 | 5211 | 66
P7F67GVM | LSI Industries | EXTERIOR | XNPG[DP] 5N LED HO CW [UE 347-480v][All Finishes] DFL BLS | Outdoor Luminaires | Mid Output | Parking Garage Luminaires | Standard | FALSE | [9 empty] | 42216 |  |  | NotYetVerified |  | 3 | 6740 | 85 | 79.1 | 7.52 | 0.993 | 5211 | 66
PP9JEPPQ | LSI Industries | EXTERIOR | XNPG[DP] 5W LED HO CW [UE 347-480v][All Finishes] DFL BLS | Outdoor Luminaires | Mid Output | Parking Garage Luminaires | Standard | FALSE | [9 empty] | 42216 |  |  | NotYetVerified |  | 3 | 6459 | 82 | 78.5 | 7.52 | 0.993 | 5211 | 66
P49T3JKX | LSI Industries | EXTERIOR | XNPG[DP] 5N LED HO CW [UE 347-480v][All Finishes] | Outdoor Luminaires | Mid Output | Parking Garage Luminaires | Standard | FALSE | [9 empty] | 42216 |  |  | NotYetVerified |  | 3 | 7633 | 97 | 78.6 | 7.52 | 0.993 | 5211 | 66
PW28D88W | LSI Industries | EXTERIOR | XNPG[DP] 5N LED HO CW [UE 347-480v][All Finishes] DFL | Outdoor Luminaires | Mid Output | Parking Garage Luminaires | Standard | FALSE | [9 empty] | 42216 |  |  | NotYetVerified |  | 3 | 6740 | 85 | 79.1 | 7.52 | 0.993 | 5211 | 66
P4BR9UAH | LSI Industries | EXTERIOR | XNPG[DP] 5W LED HO CW [UE 347-480v][All Finishes] DFL | Outdoor Luminaires | Mid Output | Parking Garage Luminaires | Standard | FALSE | [9 empty] | 42216 |  |  | NotYetVerified |  | 3 | 6459 | 82 | 78.5 | 7.52 | 0.993 | 5211 | 66
PZBJKBSD | LSI Industries | EXTERIOR | XNPG[DP] 5N LED HO CW [UE 347-480v][All Finishes] DIM | Outdoor Luminaires | Mid Output | Parking Garage Luminaires | Standard | FALSE | [9 empty] | 42216 |  |  | NotYetVerified |  | 3 | 7633 | 97 | 78.6 | 7.52 | 0.993 | 5211 | 66
PSBXH5AM | LSI Industries | EXTERIOR | XNPG[DP] 5W LED HO CW [UE 347-480v][All Finishes] DIM | Outdoor Luminaires | Mid Output | Parking Garage Luminaires | Standard | FALSE | [9 empty] | 42216 |  |  | NotYetVerified |  | 3 | 7330 | 93 | 78.7 | 7.52 | 0.993 | 5211 | 66
PQ1J9NMR | LSI Industries | EXTERIOR | XNPG[DP] 5N LED HO CW [UE 347-480v][All Finishes] DFL DIM | Outdoor Luminaires | Mid Output | Parking Garage Luminaires | Standard | FALSE | [9 empty] | 42216 |  |  | NotYetVerified |  | 3 | 6740 | 85 | 79.1 | 7.52 | 0.993 | 5211 | 66
PW1TB77Y | LSI Industries | EXTERIOR | XNPG[DP] 5W LED HO CW [UE 347-480v][All Finishes] DFL DIM | Outdoor Luminaires | Mid Output | Parking Garage Luminaires | Standard | FALSE | [9 empty] | 42216 |  |  | NotYetVerified |  | 3 | 6459 | 82 | 78.5 | 7.52 | 0.993 | 5211 | 66
P262YADZ | LSI Industries | EXTERIOR | XNPG[DP] 5N LED SS CW [UE 347-480v][All Finishes] BLS | Outdoor Luminaires | Mid Output | Parking Garage Luminaires | Standard | FALSE | [9 empty] | 42216 |  |  | NotYetVerified |  | 3 | 5443 | 106 | 51.3 | 2.94 | 0.994 | 5183 | 66
P3S4ZMYA | LSI Industries | EXTERIOR | XNPG[DP] 5W LED SS CW [UE 347-480v][All Finishes] BLS | Outdoor Luminaires | Mid Output | Parking Garage Luminaires | Standard | FALSE | [9 empty] | 42216 |  |  | NotYetVerified |  | 3 | 5232 | 102 | 51.5 | 2.94 | 0.994 | 5183 | 66
PKQXWJPB | LSI Industries | EXTERIOR | XNPG[DP] 5N LED SS CW [UE 347-480v][All Finishes] DFL BLS | Outdoor Luminaires | Low Output | Parking Garage Luminaires | Standard | FALSE | [9 empty] | 42216 |  |  | NotYetVerified |  | 3 | 4587 | 90 | 51.2 | 2.94 | 0.994 | 5183 | 66
P84CCWQY | LSI Industries | EXTERIOR | XNPG[DP] 5W LED SS CW [UE 347-480v][All Finishes] DFL BLS | Outdoor Luminaires | Low Output | Parking Garage Luminaires | Standard | FALSE | [9 empty] | 42216 |  |  | NotYetVerified |  | 3 | 4587 | 90 | 51.2 | 2.94 | 0.994 | 5183 | 66
PA3CP836 | LSI Industries | EXTERIOR | XNPG[DP] 5N LED SS CW [UE 347-480v][All Finishes] | Outdoor Luminaires | Mid Output | Parking Garage Luminaires | Standard | FALSE | [9 empty] | 42216 |  |  | NotYetVerified |  | 3 | 5443 | 106 | 51.3 | 2.94 | 0.994 | 5183 | 66
PW7JQXFR | LSI Industries | EXTERIOR | XNPG[DP] 5W LED SS CW [UE 347-480v][All Finishes] DFL | Outdoor Luminaires | Low Output | Parking Garage Luminaires | Standard | FALSE | [9 empty] | 42216 |  |  | NotYetVerified |  | 3 | 4587 | 90 | 51.2 | 2.94 | 0.994 | 5183 | 66
PJ37XETR | LSI Industries | EXTERIOR | XNPG[DP] 5N LED SS CW [UE 347-480v][All Finishes] DFL | Outdoor Luminaires | Low Output | Parking Garage Luminaires | Standard | FALSE | [9 empty] | 42216 |  |  | NotYetVerified |  | 3 | 4587 | 90 | 51.2 | 2.94 | 0.994 | 5183 | 66
P9HJTDED | LSI Industries | EXTERIOR | XNPG[DP] 5N LED SS CW [UE 347-480v][All Finishes] DIM | Outdoor Luminaires | Mid Output | Parking Garage Luminaires | Standard | FALSE | [9 empty] | 42216 |  |  | NotYetVerified |  | 3 | 5443 | 106 | 51.3 | 2.94 | 0.994 | 5183 | 66
PS94R7X3 | LSI Industries | EXTERIOR | XNPG[DP] 5W LED SS CW [UE 347-480v][All Finishes] DIM | Outdoor Luminaires | Mid Output | Parking Garage Luminaires | Standard | FALSE | [9 empty] | 42216 |  |  | NotYetVerified |  | 3 | 5232 | 102 | 51.5 | 2.94 | 0.994 | 5183 | 66
PM6WPK3H | LSI Industries | EXTERIOR | XNPG[DP] 5N LED SS CW [UE 347-480v][All Finishes] DFL DIM | Outdoor Luminaires | Low Output | Parking Garage Luminaires | Standard | FALSE | [9 empty] | 42216 |  |  | NotYetVerified |  | 3 | 4587 | 90 | 51.2 | 2.94 | 0.994 | 5183 | 66
P9FEEHDY | LSI Industries | EXTERIOR | XNPG[DP] 5W LED SS CW [UE 347-480v][All Finishes] DFL DIM | Outdoor Luminaires | Low Output | Parking Garage Luminaires | Standard | FALSE | [9 empty] | 42216 |  |  | NotYetVerified |  | 3 | 4587 | 90 | 51.2 | 2.94 | 0.994 | 5183 | 66
P9C4FX57 | LSI Industries | EXTERIOR | XNPG[DP] 5N LED HO NW [UE 347-480v][All Finishes] BLS | Outdoor Luminaires | Mid Output | Parking Garage Luminaires | Standard | FALSE | [9 empty] | 42216 |  |  | NotYetVerified |  | 3 | 6813 | 87 | 78.5 | 7.11 | 0.996 | 4140 | 85
PM85NZP6 | LSI Industries | EXTERIOR | XNPG[DP] 5N LED HO NW [UE 347-480v][All Finishes] DFL BLS | Outdoor Luminaires | Mid Output | Parking Garage Luminaires | Standard | FALSE | [9 empty] | 42216 |  |  | NotYetVerified |  | 3 | 6031 | 76 | 78.9 | 7.11 | 0.996 | 4140 | 85
PP263Y77 | LSI Industries | EXTERIOR | XNPG[DP] 5N LED HO NW [UE 347-480v][All Finishes] | Outdoor Luminaires | Mid Output | Parking Garage Luminaires | Standard | FALSE | [9 empty] | 42216 |  |  | NotYetVerified |  | 3 | 6813 | 87 | 78.5 | 7.11 | 0.996 | 4140 | 85
P4W6CZMN | LSI Industries | EXTERIOR | XNPG[DP] 5N LED HO NW [UE 347-480v][All Finishes] DFL | Outdoor Luminaires | Mid Output | Parking Garage Luminaires | Standard | FALSE | [9 empty] | 42216 |  |  | NotYetVerified |  | 3 | 6031 | 76 | 78.9 | 7.11 | 0.996 | 4140 | 85
PQ9EUYPR | LSI Industries | EXTERIOR | XNPG[DP] 5N LED HO NW [UE 347-480v][All Finishes] DIM | Outdoor Luminaires | Mid Output | Parking Garage Luminaires | Standard | FALSE | [9 empty] | 42216 |  |  | NotYetVerified |  | 3 | 6813 | 87 | 78.5 | 7.11 | 0.996 | 4140 | 85
P1Z47SST | LSI Industries | EXTERIOR | XNPG[DP] 5N LED HO NW [UE 347-480v][All Finishes] DFL DIM | Outdoor Luminaires | Mid Output | Parking Garage Luminaires | Standard | FALSE | [9 empty] | 42216 |  |  | NotYetVerified |  | 3 | 6031 | 76 | 78.9 | 7.11 | 0.996 | 4140 | 85
PAV8DQ8Z | LSI Industries | EXTERIOR | XNPG[DP] 5N LED SS NW [UE 347-480v][All Finishes] BLS | Outdoor Luminaires | Low Output | Parking Garage Luminaires | Standard | FALSE | [9 empty] | 42216 |  |  | NotYetVerified |  | 3 | 4864 | 95 | 51.2 | 2.61 | 0.994 | 4130 | 86
PTMEWQ5P | LSI Industries | EXTERIOR | XNPG[DP] 5W LED SS NW [UE 347-480v][All Finishes] BLS | Outdoor Luminaires | Low Output | Parking Garage Luminaires | Standard | FALSE | [9 empty] | 42216 |  |  | NotYetVerified |  | 3 | 4714 | 92 | 51.5 | 2.61 | 0.994 | 4130 | 86
P9EJZKRJ | LSI Industries | EXTERIOR | XNPG[DP] 5N LED SS NW [UE 347-480v][All Finishes] DFL BLS | Outdoor Luminaires | Low Output | Parking Garage Luminaires | Standard | FALSE | [9 empty] | 42216 |  |  | NotYetVerified |  | 3 | 4260 | 83 | 51.4 | 2.61 | 0.994 | 4130 | 86
PKZUCUMD | LSI Industries | EXTERIOR | XNPG[DP] 5W LED SS NW [UE 347-480v][All Finishes] DFL BLS | Outdoor Luminaires | Low Output | Parking Garage Luminaires | Standard | FALSE | [9 empty] | 42216 |  |  | NotYetVerified |  | 3 | 4110 | 80 | 51.2 | 2.61 | 0.994 | 4130 | 86
PA1G9ZDR | LSI Industries | EXTERIOR | XNPG[DP] 5N LED SS NW [UE 347-480v][All Finishes] | Outdoor Luminaires | Low Output | Parking Garage Luminaires | Standard | FALSE | [9 empty] | 42216 |  |  | NotYetVerified |  | 3 | 4864 | 95 | 51.2 | 2.61 | 0.994 | 4130 | 86
PEKMBYKC | LSI Industries | EXTERIOR | XNPG[DP] 5W LED SS NW [UE 347-480v][All Finishes] | Outdoor Luminaires | Low Output | Parking Garage Luminaires | Standard | FALSE | [9 empty] | 42216 |  |  | NotYetVerified |  | 3 | 4714 | 92 | 51.5 | 2.61 | 0.994 | 4130 | 86
PNR3ZQ4Q | LSI Industries | EXTERIOR | XNPG[DP] 5N LED SS NW [UE 347-480v][All Finishes] DFL | Outdoor Luminaires | Low Output | Parking Garage Luminaires | Standard | FALSE | [9 empty] | 42216 |  |  | NotYetVerified |  | 3 | 4260 | 83 | 51.4 | 2.61 | 0.994 | 4130 | 86
PYRWUJWM | LSI Industries | EXTERIOR | XNPG[DP] 5N LED SS NW [UE 347-480v][All Finishes] DIM | Outdoor Luminaires | Low Output | Parking Garage Luminaires | Standard | FALSE | [9 empty] | 42216 |  |  | NotYetVerified |  | 3 | 4864 | 95 | 51.2 | 2.61 | 0.994 | 4130 | 86
PT2B8EWS | LSI Industries | EXTERIOR | XNPG[DP] 5W LED SS NW [UE 347-480v][All Finishes] DIM | Outdoor Luminaires | Low Output | Parking Garage Luminaires | Standard | FALSE | [9 empty] | 42216 |  |  | NotYetVerified |  | 3 | 4714 | 92 | 51.5 | 2.61 | 0.994 | 4130 | 86
PVXDANMK | LSI Industries | EXTERIOR | XNPG[DP] 5N LED SS NW [UE 347-480v][All Finishes] DFL DIM | Outdoor Luminaires | Low Output | Parking Garage Luminaires | Standard | FALSE | [9 empty] | 42216 |  |  | NotYetVerified |  | 3 | 4260 | 83 | 51.4 | 2.61 | 0.994 | 4130 | 86
P7Q91TY3 | LSI Industries | EXTERIOR | XNPG[DP] 5W LED SS NW [UE 347-480v][All Finishes] DFL DIM | Outdoor Luminaires | Low Output | Parking Garage Luminaires | Standard | FALSE | [9 empty] | 42216 |  |  | NotYetVerified |  | 3 | 4110 | 80 | 51.2 | 2.61 | 0.994 | 4130 | 86
P8ZVDPHJ | LSI Industries | EXTERIOR | XNPG[DP] 5W LED HO NW [UE 347-480v][All Finishes] BLS | Outdoor Luminaires | Mid Output | Parking Garage Luminaires | Standard | FALSE | [9 empty] | 42216 |  |  | NotYetVerified |  | 3 | 6532 | 83 | 78.9 | 7.11 | 0.997 | 4114 | 86
PXZJH4PM | LSI Industries | EXTERIOR | XNPG[DP] 5W LED HO NW [UE 347-480v][All Finishes] DFL BLS | Outdoor Luminaires | Mid Output | Parking Garage Luminaires | Standard | FALSE | [9 empty] | 42216 |  |  | NotYetVerified |  | 3 | 5730 | 75 | 76 | 7.11 | 0.997 | 4114 | 86
PMWWM1SV | LSI Industries | EXTERIOR | XNPG[DP] 5W LED HO NW [UE 347-480v][All Finishes] | Outdoor Luminaires | Mid Output | Parking Garage Luminaires | Standard | FALSE | [9 empty] | 42216 |  |  | NotYetVerified |  | 3 | 6532 | 83 | 78.9 | 7.11 | 0.997 | 4114 | 86
PPY3Y74Y | LSI Industries | EXTERIOR | XNPG[DP] 5W LED HO NW [UE 347-480v][All Finishes] DIM | Outdoor Luminaires | Mid Output | Parking Garage Luminaires | Standard | FALSE | [9 empty] | 42216 |  |  | NotYetVerified |  | 3 | 6532 | 83 | 78.9 | 7.11 | 0.997 | 4114 | 86
P931ZA6B | LSI Industries | EXTERIOR | XNPG[DP] 5W LED HO NW [UE 347-480v][All Finishes] DFL DIM | Outdoor Luminaires | Mid Output | Parking Garage Luminaires | Standard | FALSE | [9 empty] | 42216 |  |  | NotYetVerified |  | 3 | 5730 | 75 | 76 | 7.11 | 0.997 | 4114 | 86
PPTBKFKS | Shanghai Yuanming Lighting Technology Co. Ltd | YML | YML-1GS37SP-60(3000K) | Outdoor Luminaires | Mid Output | Parking Garage Luminaires | Standard | TRUE | 5475.84 | 86.66 | 63.19 | 20.2 | 0.921 | 3104 | 74.3 | 5 | 50000 | 42214 |  |  | NotYetVerified |  | 3 | 5475.84 | 86.66 | 63.19 | 11.3 | 0.989 | 3104 | 74
PZ8P4A9N | Shanghai Yuanming Lighting Technology Co. Ltd | YML | YML-1GS37SP-60(5700K) | Outdoor Luminaires | Mid Output | Parking Garage Luminaires | Standard | FALSE | [9 empty] | 42214 |  |  | NotYetVerified |  | 3 | 6120 | 102 | 60 | 11.3 | 0.989 | 5700 | 74
PVK378F7 | Shanghai Yuanming Lighting Technology Co. Ltd | YML | YML-1GS37SP-60(5000K) | Outdoor Luminaires | Mid Output | Parking Garage Luminaires | Standard | FALSE | [9 empty] | 42214 |  |  | NotYetVerified |  | 3 | 6120 | 102 | 60 | 11.3 | 0.989 | 5000 | 74
PQECH2N3 | Shanghai Yuanming Lighting Technology Co. Ltd | YML | YML-1GS37SP-60(4500K) | Outdoor Luminaires | Mid Output | Parking Garage Luminaires | Standard | FALSE | [9 empty] | 42214 |  |  | NotYetVerified |  | 3 | 6120 | 102 | 60 | 11.3 | 0.989 | 4500 | 74
PZWNFV73 | Shanghai Yuanming Lighting Technology Co. Ltd | YML | YML-1GS37SP-60(4000K) | Outdoor Luminaires | Mid Output | Parking Garage Luminaires | Standard | FALSE | [9 empty] | 42214 |  |  | NotYetVerified |  | 3 | 6120 | 102 | 60 | 11.3 | 0.989 | 4000 | 74
PN67T9ZB | Shanghai Yuanming Lighting Technology Co. Ltd | YML | YML-1GS37SP-60(3500K) | Outdoor Luminaires | Mid Output | Parking Garage Luminaires | Standard | FALSE | [9 empty] | 42214 |  |  | NotYetVerified |  | 3 | 6120 | 102 | 60 | 11.3 | 0.989 | 3500 | 74
P7HK9VC8 | SmartRay Inc. | SmartRay | SRCP45W40KYY | Outdoor Luminaires | Low Output | Parking Garage Luminaires | Standard | TRUE | 4005.121 | 91.722 | 43.666 | 13.77 | 0.9507 | 3991 | 83.5 | 5 | 50000 | 42212 |  |  | NotYetVerified |  | 3 | 4005.121 | 91.722 | 43.666 | 13.77 | 0.987 | 3991 | 83.5
PENMQQZU | SmartRay Inc. | SmartRay | SRCP70W40KYY | Outdoor Luminaires | Mid Output | Parking Garage Luminaires | Standard | TRUE | 5703.348 | 79.834 | 71.44 | 21.55 | 0.9074 | 4108 | 85 | 5 | 50000 | 42212 |  |  | NotYetVerified |  | 3 | 5703.348 | 79.834 | 71.44 | 21.55 | 0.983 | 4108 | 85
P2D56B5G | SmartRay Inc. | SmartRay | SRCP70W50KYY | Outdoor Luminaires | Mid Output | Parking Garage Luminaires | Standard | FALSE | [9 empty] | 42212 |  |  | NotYetVerified |  | 3 | 5928.278 | 86.255 | 68.73 | 21.55 | 0.977 | 5286 | 77.1
PVMNQCAT | SmartRay Inc. | SmartRay | SRCP45W50KYY | Outdoor Luminaires | Low Output | Parking Garage Luminaires | Standard | FALSE | [9 empty] | 42212 |  |  | NotYetVerified |  | 3 | 4149.603 | 95.022 | 43.67 | 13.77 | 0.993 | 5074 | 82.3
PXF1Z249 | Damar | Damar | 32173E | Outdoor Luminaires | Low Output | Parking Garage Luminaires | Standard | TRUE | 4948.39 | 80.786 | 61.25 | 14.32 | 0.929 | 4106 | 86.2 | 5 | 50000 | 42206 |  |  | NotYetVerified |  | 3 | 4948.39 | 80.79 | 61.25 | 20 | 0.9 | 4000 | 86
PK7W4ZX9 | Damar | Damar | 32173F | Outdoor Luminaires | Low Output | Parking Garage Luminaires | Standard | FALSE | [9 empty] | 42206 |  |  | NotYetVerified |  | 3 | 4948.39 | 80.79 | 61.25 | 20 | 0.9 | 5000 | 86
PH47Q29Q | Shanghai Yuanming Lighting Technology Co. Ltd | YML | YML-1GS37SP-80(3000K) | Outdoor Luminaires | Mid Output | Parking Garage Luminaires | Standard | TRUE | 6622.52 | 79.77 | 83.02 | 17.5 | 0.947 | 3132 | 74.3 | 5 | 50000 | 42205 |  |  | NotYetVerified |  | 3 | 6622.52 | 79.77 | 83.02 | 8.5 | 0.992 | 3132 | 74
P59Q9TV4 | Shanghai Yuanming Lighting Technology Co. Ltd | YML | YML-1GS37SP-40(3000K) | Outdoor Luminaires | Low Output | Parking Garage Luminaires | Standard | TRUE | 3604.16 | 84.23 | 42.79 | 21.5 | 0.875 | 3105 | 74.5 | 5 | 50000 | 42205 |  |  | NotYetVerified |  | 3 | 3604.16 | 84.23 | 42.79 | 10.2 | 0.984 | 3105 | 75
PJ7KEFDU | Shanghai Yuanming Lighting Technology Co. Ltd | YML | YML-1GS37SP-40(5700K) | Outdoor Luminaires | Low Output | Parking Garage Luminaires | Standard | FALSE | [9 empty] | 42205 |  |  | NotYetVerified |  | 3 | 4000 | 100 | 40 | 10.2 | 0.984 | 5700 | 75
PWBDRA3H | Shanghai Yuanming Lighting Technology Co. Ltd | YML | YML-1GS37SP-80(5700K) | Outdoor Luminaires | Mid Output | Parking Garage Luminaires | Standard | FALSE | [9 empty] | 42205 |  |  | NotYetVerified |  | 3 | 7600 | 95 | 80 | 8.5 | 0.992 | 5700 | 74
PPY3ZC9T | Shanghai Yuanming Lighting Technology Co. Ltd | YML | YML-1GS37SP-40(5000K) | Outdoor Luminaires | Low Output | Parking Garage Luminaires | Standard | FALSE | [9 empty] | 42205 |  |  | NotYetVerified |  | 3 | 4000 | 100 | 40 | 10.2 | 0.984 | 5000 | 75
PVQ4FVH4 | Shanghai Yuanming Lighting Technology Co. Ltd | YML | YML-1GS37SP-80(5000K) | Outdoor Luminaires | Mid Output | Parking Garage Luminaires | Standard | FALSE | [9 empty] | 42205 |  |  | NotYetVerified |  | 3 | 7600 | 95 | 80 | 8.5 | 0.992 | 5000 | 74
P7VQDPUC | Shanghai Yuanming Lighting Technology Co. Ltd | YML | YML-1GS37SP-40(4500K) | Outdoor Luminaires | Low Output | Parking Garage Luminaires | Standard | FALSE | [9 empty] | 42205 |  |  | NotYetVerified |  | 3 | 4000 | 100 | 40 | 10.2 | 0.984 | 4500 | 75
PPJMKY17 | Shanghai Yuanming Lighting Technology Co. Ltd | YML | YML-1GS37SP-80(4500K) | Outdoor Luminaires | Mid Output | Parking Garage Luminaires | Standard | FALSE | [9 empty] | 42205 |  |  | NotYetVerified |  | 3 | 7600 | 95 | 80 | 8.5 | 0.992 | 4500 | 74
PVWDDHSR | Shanghai Yuanming Lighting Technology Co. Ltd | YML | YML-1GS37SP-40(4000K) | Outdoor Luminaires | Low Output | Parking Garage Luminaires | Standard | FALSE | [9 empty] | 42205 |  |  | NotYetVerified |  | 3 | 4000 | 100 | 40 | 10.2 | 0.984 | 4000 | 75
PYQ2H16G | Shanghai Yuanming Lighting Technology Co. Ltd | YML | YML-1GS37SP-80(4000K) | Outdoor Luminaires | Mid Output | Parking Garage Luminaires | Standard | FALSE | [9 empty] | 42205 |  |  | NotYetVerified |  | 3 | 7600 | 95 | 80 | 8.5 | 0.992 | 4000 | 74
PBH4ZR75 | Shanghai Yuanming Lighting Technology Co. Ltd | YML | YML-1GS37SP-40(3500K) | Outdoor Luminaires | Low Output | Parking Garage Luminaires | Standard | FALSE | [9 empty] | 42205 |  |  | NotYetVerified |  | 3 | 4000 | 100 | 40 | 10.2 | 0.984 | 3500 | 75
PAMQVYWN | Shanghai Yuanming Lighting Technology Co. Ltd | YML | YML-1GS37SP-80(3500K) | Outdoor Luminaires | Mid Output | Parking Garage Luminaires | Standard | FALSE | [9 empty] | 42205 |  |  | NotYetVerified |  | 3 | 7600 | 95 | 80 | 8.5 | 0.992 | 3500 | 74
PE1SK7BW | Industrial Lighting Products | Industrial Lighting Products | WTPG-35WLED-UNIV-4000K-RAFL-XXXX [Excluding RCPL] | Outdoor Luminaires | Low Output | Parking Garage Luminaires | Standard | TRUE | 3361 | 91.1 | 36.89 | 18.6 | 0.966 | 4113 | 85.3 | 5 | 50000 | 42202 |  |  | NotYetVerified |  | 3 |  |  | 35 |  |  | 4000
P7D4CDY2 | WISDOM OPTOELECTRONICS TECHNOLOGY CO.LIMITED | WISDOM | WSD-CP45W27-40KYY | Outdoor Luminaires | Low Output | Parking Garage Luminaires | Standard | TRUE | 4005.121 | 91.77 | 43.66 | 13.77 | 0.9507 | 3991 | 83.5 | 5 | 50000 | 42202 |  |  | NotYetVerified |  | 3 | 4005.121 | 91.722 | 43.666 | 13.77 | 0.987 | 3991 | 83.5
P77EEJ2W | WISDOM OPTOELECTRONICS TECHNOLOGY CO.LIMITED | WISDOM | WSD-CP70W27-40KYY | Outdoor Luminaires | Mid Output | Parking Garage Luminaires | Standard | TRUE | 5703.348 | 79.834 | 71.44 | 21.55 | 0.9074 | 4108 | 85 | 5 | 50000 | 42202 |  |  | NotYetVerified |  | 3 | 5703.348 | 79.834 | 71.44 | 21.55 | 0.983 | 4108 | 85
PYU3AAX2 | WISDOM OPTOELECTRONICS TECHNOLOGY CO.LIMITED | WISDOM | WSD-CP70W27-50KYY | Outdoor Luminaires | Mid Output | Parking Garage Luminaires | Standard | FALSE | [9 empty] | 42202 |  |  | NotYetVerified |  | 3 | 5928.278 | 86.255 | 68.73 | 21.55 | 0.977 | 5286 | 77.1
P73Y9381 | WISDOM OPTOELECTRONICS TECHNOLOGY CO.LIMITED | WISDOM | WSD-CP45W27-50KYY | Outdoor Luminaires | Low Output | Parking Garage Luminaires | Standard | FALSE | [9 empty] | 42202 |  |  | NotYetVerified |  | 3 | 4149.603 | 95.022 | 43.67 | 13.77 | 0.993 | 5074 | 82.3
PK1N4TNS | MHT Lighting | MHT Lighting | MHTL-CL-65E-4K-U-DB-XX | Outdoor Luminaires | Mid Output | Parking Garage Luminaires | Standard | TRUE | 6248 | 102.6 | 60.89 | 14.17 | 0.912 | 4099 | 71.9 | 10 | 100000 | 42200 |  |  | NotYetVerified |  | 3 | 6037 | 99.04 | 60.95 | 14.17 | 0.912 | 4099 | 71.9
PCXCT3GB | Pozeen LED LTD | Pozeen | CPSM90HU50K | Outdoor Luminaires | Mid Output | Parking Garage Luminaires | Standard | TRUE | 7975 | 95.58 | 83.44 | 16.75 | 0.905 | 5191 | 74.8 | 5 | 50000 | 42200 |  |  | NotYetVerified |  | 3 | 7975 | 95.58 | 83.44 | 16.75 | 0.905 | 5000 | 74.8
P438PAD1 | Pozeen LED LTD | Pozeen | CPSM60HU50K | Outdoor Luminaires | Mid Output | Parking Garage Luminaires | Standard | TRUE | 5893.2 | 104.8 | 56.23 | 12.67 | 0.903 | 5139 | 74.5 | 5 | 50000 | 42200 |  |  | NotYetVerified |  | 3 | 5893.2 | 104.8 | 56.23 | 12.67 | 0.903 | 5000 | 74.5
PZZUBH5H | Pozeen LED LTD | Pozeen | CPSM45HU50K | Outdoor Luminaires | Low Output | Parking Garage Luminaires | Standard | TRUE | 3859.5 | 100.51 | 38.4 | 16.21 | 0.903 | 4915 | 73.9 | 5 | 50000 | 42200 |  |  | NotYetVerified |  | 3 | 3859.5 | 100.51 | 38.4 | 16.21 | 0.903 | 5000 | 73.9
PY54YXBQ | Blue Arrow Contract Manufacturing Corporation | BA-WISDOM | BAWDPG060BL50K2DM0 | Outdoor Luminaires | Mid Output | Parking Garage Luminaires | Standard | TRUE | 5730.143 | 93.01 | 61.608 | 21.62 | 0.87 | 5064 | 85.6 | 5 | 50000 | 42200 |  |  | NotYetVerified |  | 3 | 5730 | 90 | 60 | 21 | 0.99 | 5000 | 85
P1UY11QS | MHT Lighting | MHT Lighting | MHTL-CL-65E-5K-U-DB-XX | Outdoor Luminaires | Mid Output | Parking Garage Luminaires | Standard | FALSE | [9 empty] | 42200 |  |  | NotYetVerified |  | 3 | 5813 | 94.8 | 61.34 | 13.91 | 0.912 | 5204 | 74.1
PPKXQ6BK | MHT Lighting | MHT Lighting | MHTL-SGL-38E-4K-U-DB-XX | Outdoor Luminaires | Low Output | Parking Garage Luminaires | Standard | TRUE | 4065 | 114.1 | 35.62 | 8.32 | 0.952 | 4013 | 70.5 | 5 | 100000 | 42199 |  |  | NotYetVerified |  | 3 | 4065 | 114.1 | 35.62 | 8.32 | 0.952 | 4013 | 70.5
PQWC6RZS | MHT Lighting | MHT Lighting | MHTL-SGL-38E-5K-U-DB-XX | Outdoor Luminaires | Low Output | Parking Garage Luminaires | Standard | FALSE | [9 empty] | 42199 |  |  | NotYetVerified |  | 3 | 4005 | 110.8 | 36.16 | 8.31 | 0.953 | 4960 | 72.3
PJP2WE7EW | Industrial Lighting Products | Industrial Lighting Products | WTPG4-70WLED-UNIV-4000K-RAFL-XXXX [Excludes RCPL DPCL and DPFL] | Outdoor Luminaires | Mid Output | Parking Garage Luminaires | Standard | TRUE | 7456 | 98.7 | 75.58 | 14.1 | 0.953 | 4217 | 83.1 | 5 | 50000 | 42198 |  |  | NotYetVerified |  | 3 |  |  | 70 |  |  | 4000
P8B9EC3K | US LED | VersaQube | VQ2-x-UNVL-2M-50 | Outdoor Luminaires | Low Output | Parking Garage Luminaires | Standard | TRUE | 4721 | 97.9 | 46.69 | 7.37 | 0.982 | 4951 | 74 | 5 | 50000 | 42193 |  |  | NotYetVerified |  | 3 | 4721 | 97.9 | 48.24 | 20 | 0.9 | 4951 | 74
P1NXQAHJ | Cree Inc. | E-Conolight | E-CC6L06C(*) | Outdoor Luminaires | Mid Output | Parking Garage Luminaires | Standard | TRUE | 6303.1 | 95.3 | 66.11 | 16.05 | 0.927 | 4847 | 74 | 5 | 50000 | 42193 |  |  | NotYetVerified |  | 3 | 6300 | 94.03 | 67 | 20 | 0.9 | 5000 | 74
PGSPJ1QF | US LED | VersaQube | VQ2-x-UNVL-12-50 | Outdoor Luminaires | Low Output | Parking Garage Luminaires | Standard | FALSE | [9 empty] | 42193 |  |  | NotYetVerified |  | 3 | 4854 | 100.7 | 48.22 | 20 | 0.9 | 4936 | 73.8
PYM4GRPN | US LED | VersaQube | VQ2-x-UNVL-5M-50 | Outdoor Luminaires | Low Output | Parking Garage Luminaires | Standard | FALSE | [9 empty] | 42193 |  |  | NotYetVerified |  | 3 | 4645 | 96.3 | 48.21 | 20 | 0.9 | 4877 | 73.7
PHJJFPJN | Cree Inc. | E-Conolight | E-CC6L06N(*) | Outdoor Luminaires | Mid Output | Parking Garage Luminaires | Standard | FALSE | [9 empty] | 42193 |  |  | NotYetVerified |  | 3 | 6600 | 98.5 | 67 | 20 | 0.9 | 4000 | 74
PRX69XR1 | WISDOM OPTOELECTRONICS TECHNOLOGY CO.LIMITED | WISDOM | WSD-LB06W27-50K | Outdoor Luminaires | Mid Output | Parking Garage Luminaires | Standard | TRUE | 5730.143 | 93.01 | 61.608 | 21.62 | 0.87 | 5064 | 85.6 | 5 | 50000 | 42191 |  |  | NotYetVerified | 100-245V Only | 3 | 5730 | 90 | 60 | 21 | 0.99 | 5000 | 85
PDTCKSK9 | Shenzhen Yaorong Technology Co.Ltd | YAORONG | YR-PL670-W300-X(3000K) | Outdoor Luminaires | High Output | Parking Garage Luminaires | Standard | TRUE | 27360 | 93.51 | 292.6 | 10.84 | 0.951 | 3124 | 74.4 | 5 | 50000 | 42186 |  |  | NotYetVerified |  | 3 | 27360 | 93.51 | 292.6 | 11 | 0.95 | 3000 | 74.4
PJ83FPFQ | MHT Lighting | MHT Lighting | MHTL-CL-45E-5K-U-[All Mountings]-DB | Outdoor Luminaires | Low Output | Parking Garage Luminaires | Standard | TRUE | 3871 | 94.6 | 40.93 | 12.81 | 0.943 | 5205 | 73.8 | 5 | 100000 | 42186 |  |  | NotYetVerified |  | 3
PU1CHQC7 | MHT Lighting | MHT Lighting | MHTL-SGL-72E-5K-U-[All Mountings]-DB | Outdoor Luminaires | Mid Output | Parking Garage Luminaires | Standard | TRUE | 7743 | 109.5 | 70.71 | 12.06 | 0.931 | 5025 | 72.5 | 5 | 100000 | 42186 |  |  | NotYetVerified |  | 3
PVZZEV9X | Shenzhen Yaorong Technology Co.Ltd | YAORONG | YR-PL345-W100-X(3000K) | Outdoor Luminaires | Mid Output | Parking Garage Luminaires | Standard | TRUE | 9315.1 | 95.44 | 97.6 | 13.62 | 0.93 | 3115 | 74.4 | 5 | 50000 | 42186 |  |  | NotYetVerified |  | 3 | 9315.1 | 95.44 | 97.6 | 13.62 | 0.93 | 3000 | 74.4
P1WSMDHS | Shenzhen Yaorong Technology Co.Ltd | YAORONG | YR-PL275-W048-X(3000K) | Outdoor Luminaires | Low Output | Parking Garage Luminaires | Standard | TRUE | 4470.1 | 94.33 | 47.39 | 19.54 | 0.909 | 3117 | 74.2 | 5 | 50000 | 42186 |  |  | NotYetVerified |  | 3 | 4470.1 | 94.33 | 47.39 | 19.54 | 0.909 | 3000 | 74.2
P51U5N6Z | IGT Lighting Inc | IGT Lighting | IGT-CP-40WSA | Outdoor Luminaires | Low Output | Parking Garage Luminaires | Standard | TRUE | 3138.48 | 72.76 | 43.2 | 17.1 | 0.904 | 5644 | 88.7 | 5 | 50000 | 42186 |  |  | NotYetVerified |  | 3 | 3143.399 | 72.759 | 43.203 |  | 0.995 | 5644 | 88.7
P5TKVSEH | MHT Lighting | MHT Lighting | MHTL-SGL-100E-5K-U-[All Mountings]-DB | Outdoor Luminaires | Mid Output | Parking Garage Luminaires | Standard | TRUE | 9661 | 102 | 94.67 | 12 | 0.889 | 5030 | 72.4 | 5 | 100000 | 42186 |  |  | NotYetVerified |  | 3
PXYBYEYT | Shenzhen Yaorong Technology Co.Ltd | YAORONG | YR-PL345-W100-X(5000K) | Outdoor Luminaires | Mid Output | Parking Garage Luminaires | Standard | FALSE | [9 empty] | 42186 |  |  | NotYetVerified |  | 3 | 9780 | 100.28 | 97.53 | 13.24 | 0.924 | 5000 | 75
P35S6Z43 | Shenzhen Yaorong Technology Co.Ltd | YAORONG | YR-PL275-W048-X(5000K) | Outdoor Luminaires | Low Output | Parking Garage Luminaires | Standard | FALSE | [9 empty] | 42186 |  |  | NotYetVerified |  | 3 | 5006 | 103.75 | 48.25 | 19.23 | 0.9048 | 5000 | 74.9
P9NZP3F4 | Shenzhen Yaorong Technology Co.Ltd | YAORONG | YR-PL670-W300-X(5000K) | Outdoor Luminaires | High Output | Parking Garage Luminaires | Standard | FALSE | [9 empty] | 42186 |  |  | NotYetVerified |  | 3 | 29002 | 98.85 | 293.4 | 10 | 0.93 | 5000 | 71.9
PKS4GQHQ | Shenzhen Yaorong Technology Co.Ltd | YAORONG | YR-PL345-W100-X(4500K) | Outdoor Luminaires | Mid Output | Parking Garage Luminaires | Standard | FALSE | [9 empty] | 42186 |  |  | NotYetVerified |  | 3 | 9315.1 | 95.44 | 97.6 | 13.62 | 0.93 | 4500 | 74.4
P671K9QF | Shenzhen Yaorong Technology Co.Ltd | YAORONG | YR-PL670-W300-X(4500K) | Outdoor Luminaires | High Output | Parking Garage Luminaires | Standard | FALSE | [9 empty] | 42186 |  |  | NotYetVerified |  | 3 | 27360 | 93.51 | 292.6 | 11 | 0.95 | 4500 | 74.4
PWMAT64J | Shenzhen Yaorong Technology Co.Ltd | YAORONG | YR-PL275-W048-X(4500K) | Outdoor Luminaires | Low Output | Parking Garage Luminaires | Standard | FALSE | [9 empty] | 42186 |  |  | NotYetVerified |  | 3 | 4470.1 | 94.33 | 47.39 | 19.54 | 0.9085 | 4500 | 74.2
P34N98WD | Shenzhen Yaorong Technology Co.Ltd | YAORONG | YR-PL345-W100-X(4000K) | Outdoor Luminaires | Mid Output | Parking Garage Luminaires | Standard | FALSE | [9 empty] | 42186 |  |  | NotYetVerified |  | 3 | 9315.1 | 95.44 | 97.6 | 13.62 | 0.93 | 4000 | 74.4
PTGGAH4S | Shenzhen Yaorong Technology Co.Ltd | YAORONG | YR-PL670-W300-X(4000K) | Outdoor Luminaires | High Output | Parking Garage Luminaires | Standard | FALSE | [9 empty] | 42186 |  |  | NotYetVerified |  | 3 | 27360 | 93.51 | 292.6 | 11 | 0.95 | 4000 | 74.4
PDV6B3GH | Shenzhen Yaorong Technology Co.Ltd | YAORONG | YR-PL275-W048-X(4000K) | Outdoor Luminaires | Low Output | Parking Garage Luminaires | Standard | FALSE | [9 empty] | 42186 |  |  | NotYetVerified |  | 3 | 4470.1 | 94.33 | 47.39 | 19.54 | 0.9085 | 4000 | 74.2
PPWNWR16 | Shenzhen Yaorong Technology Co.Ltd | YAORONG | YR-PL345-W100-X(3500K) | Outdoor Luminaires | Mid Output | Parking Garage Luminaires | Standard | FALSE | [9 empty] | 42186 |  |  | NotYetVerified |  | 3 | 9315.1 | 95.44 | 97.6 | 13.62 | 0.93 | 3500 | 74.4
PHFV5Y5Y | Shenzhen Yaorong Technology Co.Ltd | YAORONG | YR-PL670-W300-X(3500K) | Outdoor Luminaires | High Output | Parking Garage Luminaires | Standard | FALSE | [9 empty] | 42186 |  |  | NotYetVerified |  | 3 | 27360 | 93.51 | 292.6 | 11 | 0.95 | 3500 | 74.4
PHTE7N8R | Shenzhen Yaorong Technology Co.Ltd | YAORONG | YR-PL275-W048-X(3500K) | Outdoor Luminaires | Low Output | Parking Garage Luminaires | Standard | FALSE | [9 empty] | 42186 |  |  | NotYetVerified |  | 3 | 4470.1 | 94.33 | 47.39 | 19.54 | 0.9085 | 3500 | 74.2
PQ1T5FSR | MHT Lighting | MHT Lighting | MHTL-SGL-50E-5K-U-[All Mountings]-DB | Outdoor Luminaires | Low Output | Parking Garage Luminaires | Standard | FALSE | [9 empty] | 42186 |  |  | NotYetVerified |  | 3 | 4875 | 102.5 | 47.56 | 10.72 | 0.945 | 5016 | 72.3
PYJE2KBH | MHT Lighting | MHT Lighting | MHTL-SGL-48E-5K-U-[All Mountings]-DB | Outdoor Luminaires | Mid Output | Parking Garage Luminaires | Standard | FALSE | [9 empty] | 42186 |  |  | NotYetVerified |  | 3 | 5459 | 118.4 | 46.1 | 8.81 | 0.947 | 4966 | 72.3
P92M92G1 | Hyperikon Inc. | Hyperikon | HYPERCANOPY45-40 | Outdoor Luminaires | Low Output | Parking Garage Luminaires | Standard | TRUE | 4005.121 | 91.722 | 43.666 | 13.77 | 0.9507 | 3991 | 83.5 | 5 | 50000 | 42184 |  |  | NotYetVerified |  | 3 | 4005.121 | 91.722 | 43.666 | 13.77 | 0.987 | 3991 | 83.5
PMDJ4XXH | Hyperikon Inc. | Hyperikon | HYPERCANOPY70-40 | Outdoor Luminaires | Mid Output | Parking Garage Luminaires | Standard | TRUE | 5703.348 | 79.834 | 71.44 | 21.55 | 0.9074 | 4108 | 85 | 5 | 50000 | 42184 |  |  | NotYetVerified |  | 3 | 5703.348 | 79.834 | 71.44 | 21.55 | 0.983 | 4108 | 85
P3HWCGKR | Hyperikon Inc. | Hyperikon | HYPERCANOPY70-50 | Outdoor Luminaires | Mid Output | Parking Garage Luminaires | Standard | FALSE | [9 empty] | 42184 |  |  | NotYetVerified |  | 3 | 5928.278 | 86.255 | 68.73 | 21.55 | 0.977 | 5286 | 77.1
PWKFF9F6 | Hyperikon Inc. | Hyperikon | HYPERCANOPY45-50 | Outdoor Luminaires | Low Output | Parking Garage Luminaires | Standard | FALSE | [9 empty] | 42184 |  |  | NotYetVerified |  | 3 | 4149.603 | 95.022 | 43.67 | 13.77 | 0.993 | 5074 | 82.3
PGFKUBSN | Energy Solutions International | Energy Solutions International | F-12PL-P2V-50-CD-D | Outdoor Luminaires | Low Output | Parking Garage Luminaires | Standard | TRUE | 4176 | 105.7 | 40.17 | 14.33 | 0.9544 | 5182 | 83.88 | 5 | 100000 | 42178 |  |  | NotYetVerified |  | 3
PACW5CKD | ABOVE ALL LIGHTING INC. | ABBlighting | ABBPKG55501 | Outdoor Luminaires | Low Output | Parking Garage Luminaires | Standard | TRUE | 4732.7 | 95.7 | 49.44 | 15.46 | 0.954 | 4947 | 78.4 | 5 | 50000 | 42178 |  |  | NotYetVerified |  | 3 | 4800 | 88 | 55 | 20 | 0.9 | 5000 | 70
PRWCWUAZ | ABOVE ALL LIGHTING INC. | ABBlighting | ABPKG40LED50 | Outdoor Luminaires | Low Output | Parking Garage Luminaires | Standard | TRUE | 3597.7 | 102.5 | 35.1 | 9.55 | 0.9465 | 4902 | 78 | 5 | 50000 | 42178 |  |  | NotYetVerified |  | 3 | 3600 | 90 | 40 | 20 | 0.9 | 5000 | 70
PDMH57YQ | ABOVE ALL LIGHTING INC. | ABBlighting | ABBPKG70501 | Outdoor Luminaires | Mid Output | Parking Garage Luminaires | Standard | TRUE | 6159.7 | 94.3 | 65.32 | 16.14 | 0.9383 | 5112 | 78.5 | 5 | 50000 | 42178 |  |  | NotYetVerified |  | 3 | 6300 | 90 | 70 | 20 | 0.9 | 5000 | 70
P16E68WN | cBright Lighting | cBright | CB-EP-50 | Outdoor Luminaires | Mid Output | Parking Garage Luminaires | Standard | TRUE | 5448.28 | 107.46 | 50.7 | 17.4 | 0.9 | 4990 | 82.5 | 5 | 50000 | 42178 |  |  | NotYetVerified |  | 3 | 5448.28 | 107.46 | 50.7 | 5.3 | 0.994 | 4990 | 82.5
P3196DXJ | Hubbell Lighting | Columbia Lighting | LXEP4-30XL-DFA-E | Outdoor Luminaires | Mid Output | Parking Garage Luminaires | Standard | TRUE | 8783 | 85.2 | 103.1 | 9.42 | 0.964 | 3092 | 83.99 | 5 | 60000 | 42177 |  |  | NotYetVerified |  | 3 | 8783 | 85.2 | 103.1 |  |  | 3000
PX4QZKA1 | Hubbell Lighting | Columbia Lighting | LXEP4-30LW-DFA-E | Outdoor Luminaires | Low Output | Parking Garage Luminaires | Standard | TRUE | 4074 | 111.3 | 36.6 | 9.42 | 0.964 | 3092 | 83.99 | 5 | 60000 | 42177 |  |  | NotYetVerified |  | 3 | 3838 | 104.9 | 36.6 |  |  | 3000
PECY6A12 | Hubbell Lighting | Columbia Lighting | LXEP4-50XL-DCA-E | Outdoor Luminaires | Mid Output | Parking Garage Luminaires | Standard | FALSE | [9 empty] | 42177 |  |  | NotYetVerified |  | 3 | 9696.59 | 94.1417 | 103 |  |  | 5000
PHMWDM8A | Hubbell Lighting | Columbia Lighting | LXEP4-50XL-DFA-E | Outdoor Luminaires | Mid Output | Parking Garage Luminaires | Standard | FALSE | [9 empty] | 42177 |  |  | NotYetVerified |  | 3 | 9502.918 | 92.1719 | 103.1 |  |  | 5000
P71F7ES5 | Hubbell Lighting | Columbia Lighting | LXEP8-50LW-DCA-E | Outdoor Luminaires | Mid Output | Parking Garage Luminaires | Standard | FALSE | [9 empty] | 42177 |  |  | NotYetVerified |  | 3 | 8335.476 | 113.8726 | 73.2 |  |  | 5000
P6VX6UZF | Hubbell Lighting | Columbia Lighting | LXEP8-50LW-DFA-E | Outdoor Luminaires | Mid Output | Parking Garage Luminaires | Standard | FALSE | [9 empty] | 42177 |  |  | NotYetVerified |  | 3 | 8305.181 | 113.4587 | 73.2 |  |  | 5000
PU4P81A2 | Hubbell Lighting | Columbia Lighting | LXEP4-50VL-DCA-E | Outdoor Luminaires | Mid Output | Parking Garage Luminaires | Standard | FALSE | [9 empty] | 42177 |  |  | NotYetVerified |  | 3 | 7260 | 108.1967 | 67.1 |  |  | 5000
PH8YDNDT | Hubbell Lighting | Columbia Lighting | LXEP4-50VL-DFA-E | Outdoor Luminaires | Mid Output | Parking Garage Luminaires | Standard | FALSE | [9 empty] | 42177 |  |  | NotYetVerified |  | 3 | 7128 | 106.2295 | 67.1 |  |  | 5000
PAPS79MC | Hubbell Lighting | Columbia Lighting | LXEP4-50HL-DCA-E | Outdoor Luminaires | Mid Output | Parking Garage Luminaires | Standard | FALSE | [9 empty] | 42177 |  |  | NotYetVerified |  | 3 | 5603.8125 | 111.6297 | 50.2 |  |  | 5000
PF5NWXRM | Hubbell Lighting | Columbia Lighting | LXEP4-50HL-DFA-E | Outdoor Luminaires | Mid Output | Parking Garage Luminaires | Standard | FALSE | [9 empty] | 42177 |  |  | NotYetVerified |  | 3 | 5588.3438 | 111.3216 | 50.2 |  |  | 5000
PA3CZD9A | Hubbell Lighting | Columbia Lighting | LXEP4-50ML-DCA-E | Outdoor Luminaires | Mid Output | Parking Garage Luminaires | Standard | FALSE | [9 empty] | 42177 |  |  | NotYetVerified |  | 3 | 5054 | 105.7 | 47.8 |  |  | 5000
PZZC4H91 | Hubbell Lighting | Columbia Lighting | LXEP4-50ML-DFA-E | Outdoor Luminaires | Mid Output | Parking Garage Luminaires | Standard | FALSE | [9 empty] | 42177 |  |  | NotYetVerified |  | 3 | 5019 | 105.7 | 47.5 |  |  | 5000
PAAZZQBN | Hubbell Lighting | Columbia Lighting | LXEP4-50LW-DCA-E | Outdoor Luminaires | Low Output | Parking Garage Luminaires | Standard | FALSE | [9 empty] | 42177 |  |  | NotYetVerified |  | 3 | 4167.738 | 113.8726 | 36.6 |  |  | 5000
PQS9MVTX | Hubbell Lighting | Columbia Lighting | LXEP4-50LW-DFA-E | Outdoor Luminaires | Low Output | Parking Garage Luminaires | Standard | FALSE | [9 empty] | 42177 |  |  | NotYetVerified |  | 3 | 4152.5903 | 113.4587 | 36.6 |  |  | 5000
PS6MF7TA | Hubbell Lighting | Columbia Lighting | LXEP8-50XL-DCA-E | Outdoor Luminaires | High Output | Parking Garage Luminaires | Standard | FALSE | [9 empty] | 42177 |  |  | NotYetVerified |  | 3 | 19393.18 | 94.1417 | 206 |  |  | 5000
P9T9SZG4 | Hubbell Lighting | Columbia Lighting | LXEP8-50XL-DFA-E | Outdoor Luminaires | High Output | Parking Garage Luminaires | Standard | FALSE | [9 empty] | 42177 |  |  | NotYetVerified |  | 3 | 19005.836 | 92.1719 | 206.2 |  |  | 5000
PNCWVPZH | Hubbell Lighting | Columbia Lighting | LXEP8-50VL-DCA-E | Outdoor Luminaires | High Output | Parking Garage Luminaires | Standard | FALSE | [9 empty] | 42177 |  |  | NotYetVerified |  | 3 | 14520 | 108.1967 | 134.2 |  |  | 5000
PFJUX4T4 | Hubbell Lighting | Columbia Lighting | LXEP8-50VL-DFA-E | Outdoor Luminaires | High Output | Parking Garage Luminaires | Standard | FALSE | [9 empty] | 42177 |  |  | NotYetVerified |  | 3 | 14256 | 106.2295 | 134.2 |  |  | 5000
PTB891C1 | Hubbell Lighting | Columbia Lighting | LXEP8-50HL-DCA-E | Outdoor Luminaires | High Output | Parking Garage Luminaires | Standard | FALSE | [9 empty] | 42177 |  |  | NotYetVerified |  | 3 | 11207.625 | 111.6297 | 100.4 |  |  | 5000
P94ZPBV7 | Hubbell Lighting | Columbia Lighting | LXEP8-50HL-DFA-E | Outdoor Luminaires | High Output | Parking Garage Luminaires | Standard | FALSE | [9 empty] | 42177 |  |  | NotYetVerified |  | 3 | 11176.6875 | 111.3216 | 100.4 |  |  | 5000
PB1ZBRSV | Hubbell Lighting | Columbia Lighting | LXEP8-50ML-DCA-E | Outdoor Luminaires | High Output | Parking Garage Luminaires | Standard | FALSE | [9 empty] | 42177 |  |  | NotYetVerified |  | 3 | 10108 | 105.7 | 95.6 |  |  | 5000
PDFU6SGW | Hubbell Lighting | Columbia Lighting | LXEP8-50ML-DFA-E | Outdoor Luminaires | High Output | Parking Garage Luminaires | Standard | FALSE | [9 empty] | 42177 |  |  | NotYetVerified |  | 3 | 10038 | 105.7 | 95 |  |  | 5000
PX1GNW5G | Hubbell Lighting | Columbia Lighting | LXEP4-50XL-DCA-ED | Outdoor Luminaires | Mid Output | Parking Garage Luminaires | Standard | FALSE | [9 empty] | 42177 |  |  | NotYetVerified |  | 3 | 9696.59 | 94.1417 | 103 |  |  | 5000
PK1E2G4F | Hubbell Lighting | Columbia Lighting | LXEP4-50XL-DFA-ED | Outdoor Luminaires | Mid Output | Parking Garage Luminaires | Standard | FALSE | [9 empty] | 42177 |  |  | NotYetVerified |  | 3 | 9502.918 | 92.1719 | 103.1 |  |  | 5000
P2EYM3M8 | Hubbell Lighting | Columbia Lighting | LXEP8-50LW-DCA-ED | Outdoor Luminaires | Mid Output | Parking Garage Luminaires | Standard | FALSE | [9 empty] | 42177 |  |  | NotYetVerified |  | 3 | 8335.476 | 113.8726 | 73.2 |  |  | 5000
PBGE8F13 | Hubbell Lighting | Columbia Lighting | LXEP8-50LW-DFA-ED | Outdoor Luminaires | Mid Output | Parking Garage Luminaires | Standard | FALSE | [9 empty] | 42177 |  |  | NotYetVerified |  | 3 | 8305.181 | 113.4587 | 73.2 |  |  | 5000
P8XB9UEP | Hubbell Lighting | Columbia Lighting | LXEP4-50VL-DCA-ED | Outdoor Luminaires | Mid Output | Parking Garage Luminaires | Standard | FALSE | [9 empty] | 42177 |  |  | NotYetVerified |  | 3 | 7260 | 108.1967 | 67.1 |  |  | 5000
PN7ZS3Y2 | Hubbell Lighting | Columbia Lighting | LXEP4-50VL-DFA-ED | Outdoor Luminaires | Mid Output | Parking Garage Luminaires | Standard | FALSE | [9 empty] | 42177 |  |  | NotYetVerified |  | 3 | 7128 | 106.2295 | 67.1 |  |  | 5000
PKREFDWW | Hubbell Lighting | Columbia Lighting | LXEP4-50HL-DCA-ED | Outdoor Luminaires | Mid Output | Parking Garage Luminaires | Standard | FALSE | [9 empty] | 42177 |  |  | NotYetVerified |  | 3 | 5603.8125 | 111.6297 | 50.2 |  |  | 5000
PJHPJDMM | Hubbell Lighting | Columbia Lighting | LXEP4-50HL-DFA-ED | Outdoor Luminaires | Mid Output | Parking Garage Luminaires | Standard | FALSE | [9 empty] | 42177 |  |  | NotYetVerified |  | 3 | 5588.3438 | 111.3216 | 50.2 |  |  | 5000
P3MD995G | Hubbell Lighting | Columbia Lighting | LXEP4-50ML-DCA-ED | Outdoor Luminaires | Mid Output | Parking Garage Luminaires | Standard | FALSE | [9 empty] | 42177 |  |  | NotYetVerified |  | 3 | 5054 | 105.7 | 47.8 |  |  | 5000
PYHJKEJ9 | Hubbell Lighting | Columbia Lighting | LXEP4-50ML-DFA-ED | Outdoor Luminaires | Mid Output | Parking Garage Luminaires | Standard | FALSE | [9 empty] | 42177 |  |  | NotYetVerified |  | 3 | 5019 | 105.7 | 47.5 |  |  | 5000
PCCU5JDX | Hubbell Lighting | Columbia Lighting | LXEP4-50LW-DCA-ED | Outdoor Luminaires | Low Output | Parking Garage Luminaires | Standard | FALSE | [9 empty] | 42177 |  |  | NotYetVerified |  | 3 | 4167.738 | 113.8726 | 36.6 |  |  | 5000
PA9MHSCB | Hubbell Lighting | Columbia Lighting | LXEP4-50LW-DFA-ED | Outdoor Luminaires | Low Output | Parking Garage Luminaires | Standard | FALSE | [9 empty] | 42177 |  |  | NotYetVerified |  | 3 | 4152.5903 | 113.4587 | 36.6 |  |  | 5000
P6Y1RY5R | Hubbell Lighting | Columbia Lighting | LXEP8-50XL-DCA-ED | Outdoor Luminaires | High Output | Parking Garage Luminaires | Standard | FALSE | [9 empty] | 42177 |  |  | NotYetVerified |  | 3 | 19393.18 | 94.1417 | 206 |  |  | 5000
PKTAZXP4 | Hubbell Lighting | Columbia Lighting | LXEP8-50XL-DFA-ED | Outdoor Luminaires | High Output | Parking Garage Luminaires | Standard | FALSE | [9 empty] | 42177 |  |  | NotYetVerified |  | 3 | 19005.836 | 92.1719 | 206.2 |  |  | 5000
PU5FQV61 | Hubbell Lighting | Columbia Lighting | LXEP8-50VL-DCA-ED | Outdoor Luminaires | High Output | Parking Garage Luminaires | Standard | FALSE | [9 empty] | 42177 |  |  | NotYetVerified |  | 3 | 14520 | 108.1967 | 134.2 |  |  | 5000
PU6B4T9T | Hubbell Lighting | Columbia Lighting | LXEP8-50VL-DFA-ED | Outdoor Luminaires | High Output | Parking Garage Luminaires | Standard | FALSE | [9 empty] | 42177 |  |  | NotYetVerified |  | 3 | 14256 | 106.2295 | 134.2 |  |  | 5000
PP9JM4ND | Hubbell Lighting | Columbia Lighting | LXEP8-50HL-DCA-ED | Outdoor Luminaires | High Output | Parking Garage Luminaires | Standard | FALSE | [9 empty] | 42177 |  |  | NotYetVerified |  | 3 | 11207.625 | 111.6297 | 100.4 |  |  | 5000
PAVCYUFH | Hubbell Lighting | Columbia Lighting | LXEP8-50HL-DFA-ED | Outdoor Luminaires | High Output | Parking Garage Luminaires | Standard | FALSE | [9 empty] | 42177 |  |  | NotYetVerified |  | 3 | 11176.6875 | 111.3216 | 100.4 |  |  | 5000
P2W3FEXW | Hubbell Lighting | Columbia Lighting | LXEP8-50ML-DCA-ED | Outdoor Luminaires | High Output | Parking Garage Luminaires | Standard | FALSE | [9 empty] | 42177 |  |  | NotYetVerified |  | 3 | 10108 | 105.7 | 95.6 |  |  | 5000
P4NWR5D6 | Hubbell Lighting | Columbia Lighting | LXEP8-50ML-DFA-ED | Outdoor Luminaires | High Output | Parking Garage Luminaires | Standard | FALSE | [9 empty] | 42177 |  |  | NotYetVerified |  | 3 | 10038 | 105.7 | 95 |  |  | 5000
PZBXTQYA | Hubbell Lighting | Columbia Lighting | LXEP8-40ML-DCA-E | Outdoor Luminaires | Mid Output | Parking Garage Luminaires | Standard | FALSE | [9 empty] | 42177 |  |  | NotYetVerified |  | 3 | 9801.697 | 102.959 | 95.2 |  |  | 4000
P1GYMVYF | Hubbell Lighting | Columbia Lighting | LXEP8-40ML-DFA-E | Outdoor Luminaires | Mid Output | Parking Garage Luminaires | Standard | FALSE | [9 empty] | 42177 |  |  | NotYetVerified |  | 3 | 9733.818 | 102.246 | 95.2 |  |  | 4000
PGF9YV16 | Hubbell Lighting | Columbia Lighting | LXEP4-40XL-DCA-E | Outdoor Luminaires | Mid Output | Parking Garage Luminaires | Standard | FALSE | [9 empty] | 42177 |  |  | NotYetVerified |  | 3 | 9402.754 | 91.2889 | 103 |  |  | 4000
PJ3H8DMW | Hubbell Lighting | Columbia Lighting | LXEP4-40XL-DFA-E | Outdoor Luminaires | Mid Output | Parking Garage Luminaires | Standard | FALSE | [9 empty] | 42177 |  |  | NotYetVerified |  | 3 | 9214.951 | 89.3788 | 103.1 |  |  | 4000
PVMZNAGT | Hubbell Lighting | Columbia Lighting | LXEP8-40LW-DCA-E | Outdoor Luminaires | Mid Output | Parking Garage Luminaires | Standard | FALSE | [9 empty] | 42177 |  |  | NotYetVerified |  | 3 | 8082.8853 | 110.4219 | 73.2 |  |  | 4000
P69DCP3E | Hubbell Lighting | Columbia Lighting | LXEP8-40LW-DFA-E | Outdoor Luminaires | Mid Output | Parking Garage Luminaires | Standard | FALSE | [9 empty] | 42177 |  |  | NotYetVerified |  | 3 | 8053.5083 | 110.0206 | 73.2 |  |  | 4000
P34H8AGZ | Hubbell Lighting | Columbia Lighting | LXEP4-40VL-DCA-E | Outdoor Luminaires | Mid Output | Parking Garage Luminaires | Standard | FALSE | [9 empty] | 42177 |  |  | NotYetVerified |  | 3 | 7040 | 104.918 | 67.1 |  |  | 4000
PXHT2ZV2 | Hubbell Lighting | Columbia Lighting | LXEP4-40VL-DFA-E | Outdoor Luminaires | Mid Output | Parking Garage Luminaires | Standard | FALSE | [9 empty] | 42177 |  |  | NotYetVerified |  | 3 | 6912 | 103.0104 | 67.1 |  |  | 4000
P7V598BE | Hubbell Lighting | Columbia Lighting | LXEP4-40HL-DCA-E | Outdoor Luminaires | Mid Output | Parking Garage Luminaires | Standard | FALSE | [9 empty] | 42177 |  |  | NotYetVerified |  | 3 | 5434 | 108.2 | 50.2 |  |  | 4000
P4U5RPEK | Hubbell Lighting | Columbia Lighting | LXEP4-40HL-DFA-E | Outdoor Luminaires | Mid Output | Parking Garage Luminaires | Standard | FALSE | [9 empty] | 42177 |  |  | NotYetVerified |  | 3 | 5419 | 107.9 | 50.2 |  |  | 4000
P9HS7WSK | Hubbell Lighting | Columbia Lighting | LXEP4-40ML-DCA-E | Outdoor Luminaires | Low Output | Parking Garage Luminaires | Standard | FALSE | [9 empty] | 42177 |  |  | NotYetVerified |  | 3 | 4900.8486 | 102.959 | 47.6 |  |  | 4000
PXTKSWKM | Hubbell Lighting | Columbia Lighting | LXEP4-40ML-DFA-E | Outdoor Luminaires | Low Output | Parking Garage Luminaires | Standard | FALSE | [9 empty] | 42177 |  |  | NotYetVerified |  | 3 | 4866.909 | 102.246 | 47.6 |  |  | 4000
PBYHAVU4 | Hubbell Lighting | Columbia Lighting | LXEP4-40LW-DCA-E | Outdoor Luminaires | Low Output | Parking Garage Luminaires | Standard | FALSE | [9 empty] | 42177 |  |  | NotYetVerified |  | 3 | 4041.4426 | 110.4219 | 36.6 |  |  | 4000
PN8Y7X5K | Hubbell Lighting | Columbia Lighting | LXEP4-40LW-DFA-E | Outdoor Luminaires | Low Output | Parking Garage Luminaires | Standard | FALSE | [9 empty] | 42177 |  |  | NotYetVerified |  | 3 | 4026.7542 | 110.0206 | 36.6 |  |  | 4000
PJR1FBA2 | Hubbell Lighting | Columbia Lighting | LXEP8-40XL-DCA-E | Outdoor Luminaires | High Output | Parking Garage Luminaires | Standard | FALSE | [9 empty] | 42177 |  |  | NotYetVerified |  | 3 | 18805.508 | 91.2889 | 206 |  |  | 4000
PPJ55Y4E | Hubbell Lighting | Columbia Lighting | LXEP8-40XL-DFA-E | Outdoor Luminaires | High Output | Parking Garage Luminaires | Standard | FALSE | [9 empty] | 42177 |  |  | NotYetVerified |  | 3 | 18429.902 | 89.3788 | 206.2 |  |  | 4000
P5H2FUEN | Hubbell Lighting | Columbia Lighting | LXEP8-40VL-DCA-E | Outdoor Luminaires | High Output | Parking Garage Luminaires | Standard | FALSE | [9 empty] | 42177 |  |  | NotYetVerified |  | 3 | 14080 | 104.918 | 134.2 |  |  | 4000
PRPNMGFH | Hubbell Lighting | Columbia Lighting | LXEP8-40VL-DFA-E | Outdoor Luminaires | High Output | Parking Garage Luminaires | Standard | FALSE | [9 empty] | 42177 |  |  | NotYetVerified |  | 3 | 13824 | 103.0104 | 134.2 |  |  | 4000
PTFHC5G3 | Hubbell Lighting | Columbia Lighting | LXEP8-40HL-DCA-E | Outdoor Luminaires | High Output | Parking Garage Luminaires | Standard | FALSE | [9 empty] | 42177 |  |  | NotYetVerified |  | 3 | 10868 | 108.2 | 100.4 |  |  | 4000
PYWDZHT7 | Hubbell Lighting | Columbia Lighting | LXEP8-40HL-DFA-E | Outdoor Luminaires | High Output | Parking Garage Luminaires | Standard | FALSE | [9 empty] | 42177 |  |  | NotYetVerified |  | 3 | 10838 | 107.9 | 100.4 |  |  | 4000
P6KS8ZVX | Hubbell Lighting | Columbia Lighting | LXEP8-40ML-DCA-ED | Outdoor Luminaires | Mid Output | Parking Garage Luminaires | Standard | FALSE | [9 empty] | 42177 |  |  | NotYetVerified |  | 3 | 9801.697 | 102.959 | 95.2 |  |  | 4000
P6GQ2HE6 | Hubbell Lighting | Columbia Lighting | LXEP8-40ML-DFA-ED | Outdoor Luminaires | Mid Output | Parking Garage Luminaires | Standard | FALSE | [9 empty] | 42177 |  |  | NotYetVerified |  | 3 | 9733.818 | 102.246 | 95.2 |  |  | 4000
PA3A3PAH | Hubbell Lighting | Columbia Lighting | LXEP4-40XL-DCA-ED | Outdoor Luminaires | Mid Output | Parking Garage Luminaires | Standard | FALSE | [9 empty] | 42177 |  |  | NotYetVerified |  | 3 | 9402.754 | 91.2889 | 103 |  |  | 4000
PEFGV6X6 | Hubbell Lighting | Columbia Lighting | LXEP4-40XL-DFA-ED | Outdoor Luminaires | Mid Output | Parking Garage Luminaires | Standard | FALSE | [9 empty] | 42177 |  |  | NotYetVerified |  | 3 | 9214.951 | 89.3788 | 103.1 |  |  | 4000
PTZP3P7S | Hubbell Lighting | Columbia Lighting | LXEP8-40LW-DCA-ED | Outdoor Luminaires | Mid Output | Parking Garage Luminaires | Standard | FALSE | [9 empty] | 42177 |  |  | NotYetVerified |  | 3 | 8082.8853 | 110.4219 | 73.2 |  |  | 4000
PY4UD7NM | Hubbell Lighting | Columbia Lighting | LXEP8-40LW-DFA-ED | Outdoor Luminaires | Mid Output | Parking Garage Luminaires | Standard | FALSE | [9 empty] | 42177 |  |  | NotYetVerified |  | 3 | 8053.5083 | 110.0206 | 73.2 |  |  | 4000
PVJCGRA9 | Hubbell Lighting | Columbia Lighting | LXEP4-40VL-DCA-ED | Outdoor Luminaires | Mid Output | Parking Garage Luminaires | Standard | FALSE | [9 empty] | 42177 |  |  | NotYetVerified |  | 3 | 7040 | 104.918 | 67.1 |  |  | 4000
P73HJM3Y | Hubbell Lighting | Columbia Lighting | LXEP4-40VL-DFA-ED | Outdoor Luminaires | Mid Output | Parking Garage Luminaires | Standard | FALSE | [9 empty] | 42177 |  |  | NotYetVerified |  | 3 | 6912 | 103.0104 | 67.1 |  |  | 4000
PY5B94V1 | Hubbell Lighting | Columbia Lighting | LXEP4-40HL-DCA-ED | Outdoor Luminaires | Mid Output | Parking Garage Luminaires | Standard | FALSE | [9 empty] | 42177 |  |  | NotYetVerified |  | 3 | 5434 | 108.2 | 50.2 |  |  | 4000
PHPY9KRP | Hubbell Lighting | Columbia Lighting | LXEP4-40HL-DFA-ED | Outdoor Luminaires | Mid Output | Parking Garage Luminaires | Standard | FALSE | [9 empty] | 42177 |  |  | NotYetVerified |  | 3 | 5419 | 107.9 | 50.2 |  |  | 4000
PXEDCFSF | Hubbell Lighting | Columbia Lighting | LXEP4-40ML-DCA-ED | Outdoor Luminaires | Low Output | Parking Garage Luminaires | Standard | FALSE | [9 empty] | 42177 |  |  | NotYetVerified |  | 3 | 4900.8486 | 102.959 | 47.6 |  |  | 4000
PVRYZXRD | Hubbell Lighting | Columbia Lighting | LXEP4-40ML-DFA-ED | Outdoor Luminaires | Low Output | Parking Garage Luminaires | Standard | FALSE | [9 empty] | 42177 |  |  | NotYetVerified |  | 3 | 4866.909 | 102.246 | 47.6 |  |  | 4000
PD7N9VM6 | Hubbell Lighting | Columbia Lighting | LXEP4-40LW-DCA-ED | Outdoor Luminaires | Low Output | Parking Garage Luminaires | Standard | FALSE | [9 empty] | 42177 |  |  | NotYetVerified |  | 3 | 4041.4426 | 110.4219 | 36.6 |  |  | 4000
P81YEWV2 | Hubbell Lighting | Columbia Lighting | LXEP4-40LW-DFA-ED | Outdoor Luminaires | Low Output | Parking Garage Luminaires | Standard | FALSE | [9 empty] | 42177 |  |  | NotYetVerified |  | 3 | 4026.7542 | 110.0206 | 36.6 |  |  | 4000
PTT2ZMWT | Hubbell Lighting | Columbia Lighting | LXEP8-40XL-DCA-ED | Outdoor Luminaires | High Output | Parking Garage Luminaires | Standard | FALSE | [9 empty] | 42177 |  |  | NotYetVerified |  | 3 | 18805.508 | 91.2889 | 206 |  |  | 4000
PSQ9S9VK | Hubbell Lighting | Columbia Lighting | LXEP8-40XL-DFA-ED | Outdoor Luminaires | High Output | Parking Garage Luminaires | Standard | FALSE | [9 empty] | 42177 |  |  | NotYetVerified |  | 3 | 18429.902 | 89.3788 | 206.2 |  |  | 4000
PEH55N4D | Hubbell Lighting | Columbia Lighting | LXEP8-40VL-DCA-ED | Outdoor Luminaires | High Output | Parking Garage Luminaires | Standard | FALSE | [9 empty] | 42177 |  |  | NotYetVerified |  | 3 | 14080 | 104.918 | 134.2 |  |  | 4000
PVKB9X96 | Hubbell Lighting | Columbia Lighting | LXEP8-40VL-DFA-ED | Outdoor Luminaires | High Output | Parking Garage Luminaires | Standard | FALSE | [9 empty] | 42177 |  |  | NotYetVerified |  | 3 | 13824 | 103.0104 | 134.2 |  |  | 4000
PX1J8JR9 | Hubbell Lighting | Columbia Lighting | LXEP8-40HL-DCA-ED | Outdoor Luminaires | High Output | Parking Garage Luminaires | Standard | FALSE | [9 empty] | 42177 |  |  | NotYetVerified |  | 3 | 10868 | 108.2 | 100.4 |  |  | 4000
PW63MYE3 | Hubbell Lighting | Columbia Lighting | LXEP8-40HL-DFA-ED | Outdoor Luminaires | High Output | Parking Garage Luminaires | Standard | FALSE | [9 empty] | 42177 |  |  | NotYetVerified |  | 3 | 10838 | 107.9 | 100.4 |  |  | 4000
P19JMXTK | Hubbell Lighting | Columbia Lighting | LXEP8-35ML-DCA-E | Outdoor Luminaires | Mid Output | Parking Garage Luminaires | Standard | FALSE | [9 empty] | 42177 |  |  | NotYetVerified |  | 3 | 9495.394 | 99.7415 | 95.2 |  |  | 3500
PNNCY8P6 | Hubbell Lighting | Columbia Lighting | LXEP8-35ML-DFA-E | Outdoor Luminaires | Mid Output | Parking Garage Luminaires | Standard | FALSE | [9 empty] | 42177 |  |  | NotYetVerified |  | 3 | 9429.637 | 99.0508 | 95.2 |  |  | 3500
PRTNDJDJ | Hubbell Lighting | Columbia Lighting | LXEP4-35XL-DCA-E | Outdoor Luminaires | Mid Output | Parking Garage Luminaires | Standard | FALSE | [9 empty] | 42177 |  |  | NotYetVerified |  | 3 | 9108.918 | 88.4361 | 103 |  |  | 3500
PKV5JB7F | Hubbell Lighting | Columbia Lighting | LXEP4-35XL-DFA-E | Outdoor Luminaires | Mid Output | Parking Garage Luminaires | Standard | FALSE | [9 empty] | 42177 |  |  | NotYetVerified |  | 3 | 8926.983 | 86.5857 | 103.1 |  |  | 3500
PVN192TQ | Hubbell Lighting | Columbia Lighting | LXEP8-35LW-DCA-E | Outdoor Luminaires | Mid Output | Parking Garage Luminaires | Standard | FALSE | [9 empty] | 42177 |  |  | NotYetVerified |  | 3 | 7830.295 | 106.9712 | 73.2 |  |  | 3500
PBM1EJU1 | Hubbell Lighting | Columbia Lighting | LXEP8-35LW-DFA-E | Outdoor Luminaires | Mid Output | Parking Garage Luminaires | Standard | FALSE | [9 empty] | 42177 |  |  | NotYetVerified |  | 3 | 7801.836 | 106.5825 | 73.2 |  |  | 3500
PNVJFGDK | Hubbell Lighting | Columbia Lighting | LXEP4-35VL-DCA-E | Outdoor Luminaires | Mid Output | Parking Garage Luminaires | Standard | FALSE | [9 empty] | 42177 |  |  | NotYetVerified |  | 3 | 6820 | 101.6393 | 67.1 |  |  | 3500
PHXN3VNF | Hubbell Lighting | Columbia Lighting | LXEP4-35VL-DFA-E | Outdoor Luminaires | Mid Output | Parking Garage Luminaires | Standard | FALSE | [9 empty] | 42177 |  |  | NotYetVerified |  | 3 | 6696 | 99.7914 | 67.1 |  |  | 3500
PF2QHK84 | Hubbell Lighting | Columbia Lighting | LXEP4-35HL-DCA-E | Outdoor Luminaires | Mid Output | Parking Garage Luminaires | Standard | FALSE | [9 empty] | 42177 |  |  | NotYetVerified |  | 3 | 5264.1875 | 104.8643 | 50.2 |  |  | 3500
PV74KT1T | Hubbell Lighting | Columbia Lighting | LXEP4-35HL-DFA-E | Outdoor Luminaires | Mid Output | Parking Garage Luminaires | Standard | FALSE | [9 empty] | 42177 |  |  | NotYetVerified |  | 3 | 5249.6562 | 104.5748 | 50.2 |  |  | 3500
PS67EWFF | Hubbell Lighting | Columbia Lighting | LXEP4-35ML-DCA-E | Outdoor Luminaires | Low Output | Parking Garage Luminaires | Standard | FALSE | [9 empty] | 42177 |  |  | NotYetVerified |  | 3 | 4747.697 | 99.7415 | 47.6 |  |  | 3500
PGEG8EMP | Hubbell Lighting | Columbia Lighting | LXEP4-35ML-DFA-E | Outdoor Luminaires | Low Output | Parking Garage Luminaires | Standard | FALSE | [9 empty] | 42177 |  |  | NotYetVerified |  | 3 | 4714.8184 | 99.0508 | 47.6 |  |  | 3500
P22KJJ4A | Hubbell Lighting | Columbia Lighting | LXEP4-35LW-DCA-E | Outdoor Luminaires | Low Output | Parking Garage Luminaires | Standard | FALSE | [9 empty] | 42177 |  |  | NotYetVerified |  | 3 | 3915.1475 | 106.9712 | 36.6 |  |  | 3500
PTX8MBZJ | Hubbell Lighting | Columbia Lighting | LXEP4-35LW-DFA-E | Outdoor Luminaires | Low Output | Parking Garage Luminaires | Standard | FALSE | [9 empty] | 42177 |  |  | NotYetVerified |  | 3 | 3900.918 | 106.5825 | 36.6 |  |  | 3500
PNVNEYR8 | Hubbell Lighting | Columbia Lighting | LXEP8-35XL-DCA-E | Outdoor Luminaires | High Output | Parking Garage Luminaires | Standard | FALSE | [9 empty] | 42177 |  |  | NotYetVerified |  | 3 | 18217.836 | 88.4361 | 206 |  |  | 3500
PEQWRZTF | Hubbell Lighting | Columbia Lighting | LXEP8-35XL-DFA-E | Outdoor Luminaires | High Output | Parking Garage Luminaires | Standard | FALSE | [9 empty] | 42177 |  |  | NotYetVerified |  | 3 | 17853.967 | 86.5857 | 206.2 |  |  | 3500
PTY2ZFRZ | Hubbell Lighting | Columbia Lighting | LXEP8-35VL-DCA-E | Outdoor Luminaires | High Output | Parking Garage Luminaires | Standard | FALSE | [9 empty] | 42177 |  |  | NotYetVerified |  | 3 | 13640 | 101.6393 | 134.2 |  |  | 3500
PCD97AK6 | Hubbell Lighting | Columbia Lighting | LXEP8-35VL-DFA-E | Outdoor Luminaires | High Output | Parking Garage Luminaires | Standard | FALSE | [9 empty] | 42177 |  |  | NotYetVerified |  | 3 | 13392 | 99.7914 | 134.2 |  |  | 3500
P2TRWWDN | Hubbell Lighting | Columbia Lighting | LXEP8-35HL-DCA-E | Outdoor Luminaires | High Output | Parking Garage Luminaires | Standard | FALSE | [9 empty] | 42177 |  |  | NotYetVerified |  | 3 | 10528.375 | 104.8643 | 100.4 |  |  | 3500
P8GSE8UP | Hubbell Lighting | Columbia Lighting | LXEP8-35HL-DFA-E | Outdoor Luminaires | High Output | Parking Garage Luminaires | Standard | FALSE | [9 empty] | 42177 |  |  | NotYetVerified |  | 3 | 10499.3125 | 104.5748 | 100.4 |  |  | 3500
PRNTXEWG | Hubbell Lighting | Columbia Lighting | LXEP8-35ML-DCA-ED | Outdoor Luminaires | Mid Output | Parking Garage Luminaires | Standard | FALSE | [9 empty] | 42177 |  |  | NotYetVerified |  | 3 | 9495.394 | 99.7415 | 95.2 |  |  | 3500
P4RVU8N4 | Hubbell Lighting | Columbia Lighting | LXEP8-35ML-DFA-ED | Outdoor Luminaires | Mid Output | Parking Garage Luminaires | Standard | FALSE | [9 empty] | 42177 |  |  | NotYetVerified |  | 3 | 9429.637 | 99.0508 | 95.2 |  |  | 3500
PNKPEXZK | Hubbell Lighting | Columbia Lighting | LXEP4-35XL-DCA-ED | Outdoor Luminaires | Mid Output | Parking Garage Luminaires | Standard | FALSE | [9 empty] | 42177 |  |  | NotYetVerified |  | 3 | 9108.918 | 88.4361 | 103 |  |  | 3500
PYUDWMT2 | Hubbell Lighting | Columbia Lighting | LXEP4-35XL-DFA-ED | Outdoor Luminaires | Mid Output | Parking Garage Luminaires | Standard | FALSE | [9 empty] | 42177 |  |  | NotYetVerified |  | 3 | 8926.983 | 86.5857 | 103.1 |  |  | 3500
PDRUMMUY | Hubbell Lighting | Columbia Lighting | LXEP8-35LW-DCA-ED | Outdoor Luminaires | Mid Output | Parking Garage Luminaires | Standard | FALSE | [9 empty] | 42177 |  |  | NotYetVerified |  | 3 | 7830.295 | 106.9712 | 73.2 |  |  | 3500
P1WHUF6M | Hubbell Lighting | Columbia Lighting | LXEP8-35LW-DFA-ED | Outdoor Luminaires | Mid Output | Parking Garage Luminaires | Standard | FALSE | [9 empty] | 42177 |  |  | NotYetVerified |  | 3 | 7801.836 | 106.5825 | 73.2 |  |  | 3500
PJXJRHZV | Hubbell Lighting | Columbia Lighting | LXEP4-35VL-DCA-ED | Outdoor Luminaires | Mid Output | Parking Garage Luminaires | Standard | FALSE | [9 empty] | 42177 |  |  | NotYetVerified |  | 3 | 6820 | 101.6393 | 67.1 |  |  | 3500
PWTW7GT2 | Hubbell Lighting | Columbia Lighting | LXEP4-35VL-DFA-ED | Outdoor Luminaires | Mid Output | Parking Garage Luminaires | Standard | FALSE | [9 empty] | 42177 |  |  | NotYetVerified |  | 3 | 6696 | 99.7914 | 67.1 |  |  | 3500
PW7UVN2A | Hubbell Lighting | Columbia Lighting | LXEP4-35HL-DCA-ED | Outdoor Luminaires | Mid Output | Parking Garage Luminaires | Standard | FALSE | [9 empty] | 42177 |  |  | NotYetVerified |  | 3 | 5264.1875 | 104.8643 | 50.2 |  |  | 3500
PQM66GZZ | Hubbell Lighting | Columbia Lighting | LXEP4-35HL-DFA-ED | Outdoor Luminaires | Mid Output | Parking Garage Luminaires | Standard | FALSE | [9 empty] | 42177 |  |  | NotYetVerified |  | 3 | 5249.6562 | 104.5748 | 50.2 |  |  | 3500
PSBBT1GT | Hubbell Lighting | Columbia Lighting | LXEP4-35ML-DCA-ED | Outdoor Luminaires | Low Output | Parking Garage Luminaires | Standard | FALSE | [9 empty] | 42177 |  |  | NotYetVerified |  | 3 | 4747.697 | 99.7415 | 47.6 |  |  | 3500
P2TN6Q8B | Hubbell Lighting | Columbia Lighting | LXEP4-35ML-DFA-ED | Outdoor Luminaires | Low Output | Parking Garage Luminaires | Standard | FALSE | [9 empty] | 42177 |  |  | NotYetVerified |  | 3 | 4714.8184 | 99.0508 | 47.6 |  |  | 3500
PKT4ZFT7 | Hubbell Lighting | Columbia Lighting | LXEP4-35LW-DCA-ED | Outdoor Luminaires | Low Output | Parking Garage Luminaires | Standard | FALSE | [9 empty] | 42177 |  |  | NotYetVerified |  | 3 | 3915.1475 | 106.9712 | 36.6 |  |  | 3500
PZVT5ATC | Hubbell Lighting | Columbia Lighting | LXEP4-35LW-DFA-ED | Outdoor Luminaires | Low Output | Parking Garage Luminaires | Standard | FALSE | [9 empty] | 42177 |  |  | NotYetVerified |  | 3 | 3900.918 | 106.5825 | 36.6 |  |  | 3500
PWHA486C | Hubbell Lighting | Columbia Lighting | LXEP8-35XL-DCA-ED | Outdoor Luminaires | High Output | Parking Garage Luminaires | Standard | FALSE | [9 empty] | 42177 |  |  | NotYetVerified |  | 3 | 18217.836 | 88.4361 | 206 |  |  | 3500
PB6KSEBJ | Hubbell Lighting | Columbia Lighting | LXEP8-35XL-DFA-ED | Outdoor Luminaires | High Output | Parking Garage Luminaires | Standard | FALSE | [9 empty] | 42177 |  |  | NotYetVerified |  | 3 | 17853.967 | 86.5857 | 206.2 |  |  | 3500
P5CBTS45 | Hubbell Lighting | Columbia Lighting | LXEP8-35VL-DCA-ED | Outdoor Luminaires | High Output | Parking Garage Luminaires | Standard | FALSE | [9 empty] | 42177 |  |  | NotYetVerified |  | 3 | 13640 | 101.6393 | 134.2 |  |  | 3500
PJDQ94RT | Hubbell Lighting | Columbia Lighting | LXEP8-35VL-DFA-ED | Outdoor Luminaires | High Output | Parking Garage Luminaires | Standard | FALSE | [9 empty] | 42177 |  |  | NotYetVerified |  | 3 | 13392 | 99.7914 | 134.2 |  |  | 3500
PSJ9ZAPW | Hubbell Lighting | Columbia Lighting | LXEP8-35HL-DCA-ED | Outdoor Luminaires | High Output | Parking Garage Luminaires | Standard | FALSE | [9 empty] | 42177 |  |  | NotYetVerified |  | 3 | 10528.375 | 104.8643 | 100.4 |  |  | 3500
PHE5HSQ7 | Hubbell Lighting | Columbia Lighting | LXEP8-35HL-DFA-ED | Outdoor Luminaires | High Output | Parking Garage Luminaires | Standard | FALSE | [9 empty] | 42177 |  |  | NotYetVerified |  | 3 | 10499.3125 | 104.5748 | 100.4 |  |  | 3500
PNUE46V1 | Hubbell Lighting | Columbia Lighting | LXEP8-30ML-DCA-E | Outdoor Luminaires | Mid Output | Parking Garage Luminaires | Standard | FALSE | [9 empty] | 42177 |  |  | NotYetVerified |  | 3 | 9342.242 | 98.1328 | 95.2 |  |  | 3000
P8TV7KQC | Hubbell Lighting | Columbia Lighting | LXEP8-30ML-DFA-E | Outdoor Luminaires | Mid Output | Parking Garage Luminaires | Standard | FALSE | [9 empty] | 42177 |  |  | NotYetVerified |  | 3 | 9277.546 | 97.4532 | 95.2 |  |  | 3000
P86PWC1N | Hubbell Lighting | Columbia Lighting | LXEP4-30XL-DCA-E | Outdoor Luminaires | Mid Output | Parking Garage Luminaires | Standard | FALSE | [9 empty] | 42177 |  |  | NotYetVerified |  | 3 | 8962 | 87 | 103 |  |  | 3000
P6YR7MA3 | Hubbell Lighting | Columbia Lighting | LXEP8-30LW-DCA-E | Outdoor Luminaires | Mid Output | Parking Garage Luminaires | Standard | FALSE | [9 empty] | 42177 |  |  | NotYetVerified |  | 3 | 7704 | 105.2 | 73.2 |  |  | 3000
PGR11JKE | Hubbell Lighting | Columbia Lighting | LXEP8-30LW-DFA-E | Outdoor Luminaires | Mid Output | Parking Garage Luminaires | Standard | FALSE | [9 empty] | 42177 |  |  | NotYetVerified |  | 3 | 7676 | 104.9 | 73.2 |  |  | 3000
PJGMZH8W | Hubbell Lighting | Columbia Lighting | LXEP4-30VL-DCA-E | Outdoor Luminaires | Mid Output | Parking Garage Luminaires | Standard | FALSE | [9 empty] | 42177 |  |  | NotYetVerified |  | 3 | 6710 | 100 | 67.1 |  |  | 3000
P429JEV7 | Hubbell Lighting | Columbia Lighting | LXEP4-30VL-DFA-E | Outdoor Luminaires | Mid Output | Parking Garage Luminaires | Standard | FALSE | [9 empty] | 42177 |  |  | NotYetVerified |  | 3 | 6588 | 98.2 | 67.1 |  |  | 3000
P6WJEQV2 | Hubbell Lighting | Columbia Lighting | LXEP4-30HL-DCA-E | Outdoor Luminaires | Mid Output | Parking Garage Luminaires | Standard | FALSE | [9 empty] | 42177 |  |  | NotYetVerified |  | 3 | 5179.2812 | 103.1729 | 50.2 |  |  | 3000
PG9XQXBT | Hubbell Lighting | Columbia Lighting | LXEP4-30HL-DFA-E | Outdoor Luminaires | Mid Output | Parking Garage Luminaires | Standard | FALSE | [9 empty] | 42177 |  |  | NotYetVerified |  | 3 | 5164.9844 | 102.8881 | 50.2 |  |  | 3000
PFMJM1HF | Hubbell Lighting | Columbia Lighting | LXEP4-30ML-DCA-E | Outdoor Luminaires | Low Output | Parking Garage Luminaires | Standard | FALSE | [9 empty] | 42177 |  |  | NotYetVerified |  | 3 | 4671.121 | 98.1328 | 47.6 |  |  | 3000
PU8NA252 | Hubbell Lighting | Columbia Lighting | LXEP4-30ML-DFA-E | Outdoor Luminaires | Low Output | Parking Garage Luminaires | Standard | FALSE | [9 empty] | 42177 |  |  | NotYetVerified |  | 3 | 4638.773 | 97.4532 | 47.6 |  |  | 3000
PJ7XXZE5 | Hubbell Lighting | Columbia Lighting | LXEP4-30LW-DCA-E | Outdoor Luminaires | Low Output | Parking Garage Luminaires | Standard | FALSE | [9 empty] | 42177 |  |  | NotYetVerified |  | 3 | 3852 | 105.2 | 36.6 |  |  | 3000
PJ6F9FEX | Hubbell Lighting | Columbia Lighting | LXEP8-30XL-DCA-E | Outdoor Luminaires | High Output | Parking Garage Luminaires | Standard | FALSE | [9 empty] | 42177 |  |  | NotYetVerified |  | 3 | 17924 | 87 | 206 |  |  | 3000
PM46PASC | Hubbell Lighting | Columbia Lighting | LXEP8-30XL-DFA-E | Outdoor Luminaires | High Output | Parking Garage Luminaires | Standard | FALSE | [9 empty] | 42177 |  |  | NotYetVerified |  | 3 | 17566 | 85.2 | 206.2 |  |  | 3000
PFD5PURS | Hubbell Lighting | Columbia Lighting | LXEP8-30VL-DCA-E | Outdoor Luminaires | High Output | Parking Garage Luminaires | Standard | FALSE | [9 empty] | 42177 |  |  | NotYetVerified |  | 3 | 13420 | 100 | 134.2 |  |  | 3000
PT6QHV8V | Hubbell Lighting | Columbia Lighting | LXEP8-30VL-DFA-E | Outdoor Luminaires | High Output | Parking Garage Luminaires | Standard | FALSE | [9 empty] | 42177 |  |  | NotYetVerified |  | 3 | 13176 | 98.2 | 134.2 |  |  | 3000
PVCRWK8G | Hubbell Lighting | Columbia Lighting | LXEP8-30HL-DCA-E | Outdoor Luminaires | High Output | Parking Garage Luminaires | Standard | FALSE | [9 empty] | 42177 |  |  | NotYetVerified |  | 3 | 10358.5625 | 103.1729 | 100.4 |  |  | 3000
PZMRQ6SX | Hubbell Lighting | Columbia Lighting | LXEP8-30HL-DFA-E | Outdoor Luminaires | High Output | Parking Garage Luminaires | Standard | FALSE | [9 empty] | 42177 |  |  | NotYetVerified |  | 3 | 10329.969 | 102.8881 | 100.4 |  |  | 3000
PB1QJ4QY | Hubbell Lighting | Columbia Lighting | LXEP8-30ML-DCA-ED | Outdoor Luminaires | Mid Output | Parking Garage Luminaires | Standard | FALSE | [9 empty] | 42177 |  |  | NotYetVerified |  | 3 | 9342.242 | 98.1328 | 95.2 |  |  | 3000
PJPA8TAK | Hubbell Lighting | Columbia Lighting | LXEP8-30ML-DFA-ED | Outdoor Luminaires | Mid Output | Parking Garage Luminaires | Standard | FALSE | [9 empty] | 42177 |  |  | NotYetVerified |  | 3 | 9277.546 | 97.4532 | 95.2 |  |  | 3000
P7JMK3UH | Hubbell Lighting | Columbia Lighting | LXEP4-30XL-DCA-ED | Outdoor Luminaires | Mid Output | Parking Garage Luminaires | Standard | FALSE | [9 empty] | 42177 |  |  | NotYetVerified |  | 3 | 8962 | 87 | 103 |  |  | 3000
P6PSZ7EG | Hubbell Lighting | Columbia Lighting | LXEP4-30XL-DFA-ED | Outdoor Luminaires | Mid Output | Parking Garage Luminaires | Standard | FALSE | [9 empty] | 42177 |  |  | NotYetVerified |  | 3 | 8783 | 85.2 | 103.1 |  |  | 3000
PUNDTPXW | Hubbell Lighting | Columbia Lighting | LXEP8-30LW-DCA-ED | Outdoor Luminaires | Mid Output | Parking Garage Luminaires | Standard | FALSE | [9 empty] | 42177 |  |  | NotYetVerified |  | 3 | 7704 | 105.2 | 73.2 |  |  | 3000
PWDPS115 | Hubbell Lighting | Columbia Lighting | LXEP8-30LW-DFA-ED | Outdoor Luminaires | Mid Output | Parking Garage Luminaires | Standard | FALSE | [9 empty] | 42177 |  |  | NotYetVerified |  | 3 | 7676 | 104.9 | 73.2 |  |  | 3000
P9F7R276 | Hubbell Lighting | Columbia Lighting | LXEP4-30VL-DCA-ED | Outdoor Luminaires | Mid Output | Parking Garage Luminaires | Standard | FALSE | [9 empty] | 42177 |  |  | NotYetVerified |  | 3 | 6710 | 100 | 67.1 |  |  | 3000
PCQVP8Y3 | Hubbell Lighting | Columbia Lighting | LXEP4-30VL-DFA-ED | Outdoor Luminaires | Mid Output | Parking Garage Luminaires | Standard | FALSE | [9 empty] | 42177 |  |  | NotYetVerified |  | 3 | 6588 | 98.2 | 67.1 |  |  | 3000
PXDVBT1F | Hubbell Lighting | Columbia Lighting | LXEP4-30HL-DCA-ED | Outdoor Luminaires | Mid Output | Parking Garage Luminaires | Standard | FALSE | [9 empty] | 42177 |  |  | NotYetVerified |  | 3 | 5179.2812 | 103.1729 | 50.2 |  |  | 3000
PCYP24TB | Hubbell Lighting | Columbia Lighting | LXEP4-30HL-DFA-ED | Outdoor Luminaires | Mid Output | Parking Garage Luminaires | Standard | FALSE | [9 empty] | 42177 |  |  | NotYetVerified |  | 3 | 5164.9844 | 102.8881 | 50.2 |  |  | 3000
PSWQC6NZ | Hubbell Lighting | Columbia Lighting | LXEP4-30ML-DCA-ED | Outdoor Luminaires | Low Output | Parking Garage Luminaires | Standard | FALSE | [9 empty] | 42177 |  |  | NotYetVerified |  | 3 | 4671.121 | 98.1328 | 47.6 |  |  | 3000
PEBC9BAG | Hubbell Lighting | Columbia Lighting | LXEP4-30ML-DFA-ED | Outdoor Luminaires | Low Output | Parking Garage Luminaires | Standard | FALSE | [9 empty] | 42177 |  |  | NotYetVerified |  | 3 | 4638.773 | 97.4532 | 47.6 |  |  | 3000
P89P7316 | Hubbell Lighting | Columbia Lighting | LXEP4-30LW-DCA-ED | Outdoor Luminaires | Low Output | Parking Garage Luminaires | Standard | FALSE | [9 empty] | 42177 |  |  | NotYetVerified |  | 3 | 3852 | 105.2 | 36.6 |  |  | 3000
PCBAPUZJ | Hubbell Lighting | Columbia Lighting | LXEP4-30LW-DFA-ED | Outdoor Luminaires | Low Output | Parking Garage Luminaires | Standard | FALSE | [9 empty] | 42177 |  |  | NotYetVerified |  | 3 | 3838 | 104.9 | 36.6 |  |  | 3000
P54DTQYA | Hubbell Lighting | Columbia Lighting | LXEP8-30XL-DCA-ED | Outdoor Luminaires | High Output | Parking Garage Luminaires | Standard | FALSE | [9 empty] | 42177 |  |  | NotYetVerified |  | 3 | 17924 | 87 | 206 |  |  | 3000
P7EG14SD | Hubbell Lighting | Columbia Lighting | LXEP8-30XL-DFA-ED | Outdoor Luminaires | High Output | Parking Garage Luminaires | Standard | FALSE | [9 empty] | 42177 |  |  | NotYetVerified |  | 3 | 17566 | 85.2 | 206.2 |  |  | 3000
PY9XUSRF | Hubbell Lighting | Columbia Lighting | LXEP8-30VL-DCA-ED | Outdoor Luminaires | High Output | Parking Garage Luminaires | Standard | FALSE | [9 empty] | 42177 |  |  | NotYetVerified |  | 3 | 13420 | 100 | 134.2 |  |  | 3000
PCUTXUY8 | Hubbell Lighting | Columbia Lighting | LXEP8-30VL-DFA-ED | Outdoor Luminaires | High Output | Parking Garage Luminaires | Standard | FALSE | [9 empty] | 42177 |  |  | NotYetVerified |  | 3 | 13176 | 98.2 | 134.2 |  |  | 3000
P39ZSB5E | Hubbell Lighting | Columbia Lighting | LXEP8-30HL-DCA-ED | Outdoor Luminaires | High Output | Parking Garage Luminaires | Standard | FALSE | [9 empty] | 42177 |  |  | NotYetVerified |  | 3 | 10358.5625 | 103.1729 | 100.4 |  |  | 3000
PW4VQK2C | Hubbell Lighting | Columbia Lighting | LXEP8-30HL-DFA-ED | Outdoor Luminaires | High Output | Parking Garage Luminaires | Standard | FALSE | [9 empty] | 42177 |  |  | NotYetVerified |  | 3 | 10329.969 | 102.8881 | 100.4 |  |  | 3000
PKJH1BSF | MaxLite Inc | MaxLED | LSP9605HU55DV35PKG | Outdoor Luminaires | Mid Output | Parking Garage Luminaires | Standard | TRUE | 7095 | 121.9 | 58.2 | 12.43 | 0.955 | 3558 | 85 | 5 | 50000 | 42174 |  |  | NotYetVerified |  | 3 | 5700 | 95 | 55 |  | 0.91 | 3500 | 80
PKP3M11T | MaxLite Inc | MaxLED | LSP9605HU55DV50PKG | Outdoor Luminaires | Mid Output | Parking Garage Luminaires | Standard | FALSE | [9 empty] | 42174 |  |  | NotYetVerified |  | 3 | 8010 | 137 | 55 |  | 0.91 | 5000 | 80
P68UKDAT | MaxLite Inc | MaxLED | LSP9605SU55DV50PKG | Outdoor Luminaires | Mid Output | Parking Garage Luminaires | Standard | FALSE | [9 empty] | 42174 |  |  | NotYetVerified |  | 3 | 8010 | 137 | 55 |  | 0.91 | 5000 | 80
PC3ETNJC | MaxLite Inc | MaxLED | LSP9605SU55DV35PKG | Outdoor Luminaires | Mid Output | Parking Garage Luminaires | Standard | FALSE | [9 empty] | 42174 |  |  | NotYetVerified |  | 3 | 5700 | 95 | 55 |  | 0.91 | 3500 | 80
P4126CRR | P.Q.L. Inc. | Superior Life | 83230 | Outdoor Luminaires | Low Output | Parking Garage Luminaires | Standard | TRUE | 4005.121 | 91.722 | 43.666 | 13.77 | 0.9507 | 3991 | 83.5 | 5 | 50000 | 42173 |  |  | NotYetVerified |  | 3 | 4005.121 | 91.722 | 43.666 | 13.77 | 0.987 | 3991 | 83.5
PU5FC3JC | P.Q.L. Inc. | Superior Life | 83234 | Outdoor Luminaires | Mid Output | Parking Garage Luminaires | Standard | TRUE | 5703.348 | 79.834 | 71.44 | 21.55 | 0.9074 | 4108 | 85 | 5 | 50000 | 42173 |  |  | NotYetVerified |  | 3 | 5703.348 | 79.834 | 71.44 | 21.55 | 0.983 | 4108 | 85
P3A6QU9K | Xiamen Holly Lite Co. Ltd. | Holly Lite | HLF-L082-X-060-XXXX-NON | Outdoor Luminaires | Low Output | Parking Garage Luminaires | Standard | TRUE | 4280.718 | 78.463 | 54.557 | 11.8 | 0.9723 | 5390 | 74.4 | 5 | 50000 | 42172 |  |  | NotYetVerified |  | 3 | 4280.718 | 78.463 | 54.557 | 11.8 | 0.99 | 5390 | 74.4
PZEB4GTV | Xiamen Holly Lite Co. Ltd. | Holly Lite | HLF-L082-X-060-XXXX-STP | Outdoor Luminaires | Low Output | Parking Garage Luminaires | Standard | FALSE | [9 empty] | 42172 |  |  | NotYetVerified |  | 3 | 4280.718 | 78.463 | 54.557 | 11.8 | 0.99 | 5390 | 74.4
PAHCPEJU | Xiamen Holly Lite Co. Ltd. | Holly Lite | HLF-L082-X-060-XXXX-CTN | Outdoor Luminaires | Low Output | Parking Garage Luminaires | Standard | FALSE | [9 empty] | 42172 |  |  | NotYetVerified |  | 3 | 4280.718 | 78.463 | 54.557 | 11.8 | 0.99 | 5390 | 74.4
PRCZ54GK | LEDrock | LEDrock | Top50W | Outdoor Luminaires | Mid Output | Parking Garage Luminaires | Standard | TRUE | 5448.28 | 107.46 | 50.7 | 17.4 | 0.9 | 4990 | 82.5 | 5 | 50000 | 42171 |  |  | NotYetVerified |  | 3 | 5448.28 | 107.46 | 50.7 | 5.3 | 0.994 | 4990 | 82.5
P77DB41W | LEDone Distribution Inc. | LED One | LOD-LN-50(GL) | Outdoor Luminaires | Mid Output | Parking Garage Luminaires | Standard | TRUE | 5448.28 | 107.46 | 50.7 | 17.4 | 0.9 | 4990 | 82.5 | 5 | 50000 | 42171 |  |  | NotYetVerified |  | 3 | 5448.28 | 107.46 | 50.7 | 5.3 | 0.994 | 4990 | 82.5
PYN5JC2U | Luminlite LLC | LuminLite | VEDV452FD40MVWV | Outdoor Luminaires | Mid Output | Parking Garage Luminaires | Standard | TRUE | 5014 | 98.09 | 51.115 | 18.032 | 0.9368 | 4082 | 82.77 | 5 | 50000 | 42170 |  |  | NotYetVerified |  | 3 | 5000 | 98 | 51 |  | 0.9 | 4000 | 82
PWAX98YZ | Luminlite LLC | LuminLite | VEDV242FD30MVW | Outdoor Luminaires | Low Output | Parking Garage Luminaires | Standard | TRUE | 3068 | 73.44 | 41.77 | 18.91 | 0.92 | 3070 | 84.06 | 5 | 50000 | 42170 |  |  | NotYetVerified |  | 3 | 3067.8 | 73.6 | 41.7 | 18.91 | 0.921 | 3000 | 84.06
PQNJWCEP | Luminlite LLC | LuminLite | VEDV478FD40MVWV | Outdoor Luminaires | Mid Output | Parking Garage Luminaires | Standard | TRUE | 7648 | 91.36 | 83.717 | 19.261 | 0.9167 | 4118 | 82.82 | 5 | 50000 | 42170 |  |  | NotYetVerified |  | 3 | 7600 | 90 | 84 |  | 0.9 | 4000 | 82
PCNMH3WB | Luminlite LLC | LuminLite | VEDV473FD40MVWV | Outdoor Luminaires | Mid Output | Parking Garage Luminaires | Standard | TRUE | 6924 | 86.96 | 79.24 | 18.286 | 0.9091 | 4029 | 84 | 5 |  | 42170 |  |  | NotYetVerified |  | 3 | 6924 | 87 | 79.6 |  |  | 4000
PQNQNC75 | Luminlite LLC | LuminLite | VEDV242FD50MVW | Outdoor Luminaires | Low Output | Parking Garage Luminaires | Standard | FALSE | [9 empty] | 42170 |  |  | NotYetVerified |  | 3 | 3546 | 73.6 | 42.143 | 18.91 | 0.921 | 5000 | 88.85
PPEQF5DD | Luminlite LLC | LuminLite | VEDV242FD40MVW | Outdoor Luminaires | Low Output | Parking Garage Luminaires | Standard | FALSE | [9 empty] | 42170 |  |  | NotYetVerified |  | 3 | 3067.8 | 73.6 |  | 18.91 | 0.921 | 4000
P1CNCWD5 | Luminlite LLC | LuminLite | VEDV242FD35MVW | Outdoor Luminaires | Low Output | Parking Garage Luminaires | Standard | FALSE | [9 empty] | 42170 |  |  | NotYetVerified |  | 3 | 3067.8 | 73.6 |  | 18.91 | 0.921 | 3500
P1JH3NMV3 | Hubbell Lighting | Beacon Products | ORB-18NB-5K-T5W-OP-UNV | Outdoor Luminaires | Mid Output | Parking Garage Luminaires | Standard | TRUE | 5670 | 89.26 | 63.52 | 10.34 | 0.92 | 5593 | 72.5 | 5 | 100000 | 42167 |  |  | NotYetVerified |  | 3 | 5670 | 89.26 | 60 |  | 0.9 | 5000 | 70
P5G4W5NY | MHT Lighting | MHT Lighting | MHTL-SGL-50E-4K-U-[All Mountings]-DB | Outdoor Luminaires | Low Output | Parking Garage Luminaires | Standard | TRUE | 4932 | 105.3 | 46.82 | 7.91 | 0.942 | 4036 | 70.5 | 5 | 100000 | 42166 |  |  | NotYetVerified |  | 3
P5D73573 | MHT Lighting | MHT Lighting | MHTL-SGL-48E-4K-U-[All Mountings]-DB | Outdoor Luminaires | Mid Output | Parking Garage Luminaires | Standard | TRUE | 5517 | 120 | 45.97 | 9.17 | 0.936 | 4006 | 70.9 | 5 | 100000 | 42166 |  |  | NotYetVerified |  | 3
PJWUM3AR | MHT Lighting | MHT Lighting | MHTL-CL-45E-4K-U-[All Mountings]-DB | Outdoor Luminaires | Low Output | Parking Garage Luminaires | Standard | TRUE | 4289 | 102.7 | 41.78 | 16.06 | 0.93 | 4092 | 71.7 | 5 | 100000 | 42166 |  |  | NotYetVerified |  | 3
P2R3HBC5 | MHT Lighting | MHT Lighting | MHTL-SGL-72E-4K-U-[All Mountings]-DB | Outdoor Luminaires | Mid Output | Parking Garage Luminaires | Standard | TRUE | 7914 | 115.2 | 64.67 | 12.33 | 0.928 | 4034 | 70.8 | 5 | 100000 | 42166 |  |  | NotYetVerified |  | 3
PUAHKP5P | MHT Lighting | MHT Lighting | MHTL-SGL-100E-4K-U-[All Mountings]-DB | Outdoor Luminaires | High Output | Parking Garage Luminaires | Standard | TRUE | 10028 | 106.2 | 94.41 | 15.23 | 0.888 | 4024 | 70.5 | 5 | 100000 | 42166 |  |  | NotYetVerified |  | 3
P93VSHC6 | Shanghai Yuanming Lighting Technology Co. Ltd | YML | YML-1GS02-60 4000K | Outdoor Luminaires | Mid Output | Parking Garage Luminaires | Standard | TRUE | 5106.8 | 86.24 | 59.219 | 17.68 | 0.975 | 3973 | 70.9 | 5 | 50000 | 42164 |  |  | NotYetVerified |  | 3 | 5158.406 | 87.107 | 59.219 | 17.68 | 0.997 | 4000 | 70.9
PJ5KTSHJ | Shanghai Yuanming Lighting Technology Co. Ltd | YML | YML-1GS02-80 4000K | Outdoor Luminaires | Mid Output | Parking Garage Luminaires | Standard | TRUE | 6798.906 | 83.916 | 81.02 | 13.11 | 0.969 | 3962 | 71 | 5 | 50000 | 42164 |  |  | NotYetVerified |  | 3 | 6798.906 | 83.916 | 81.02 | 13.11 | 0.99 | 3962 | 71
PKRVR3R9 | Spring Lighting Group Inc | SLG | DCL45UNV4KY | Outdoor Luminaires | Low Output | Parking Garage Luminaires | Standard | TRUE | 4005.121 | 91.722 | 43.666 | 13.77 | 0.9507 | 3991 | 83.5 | 5 | 50000 | 42164 |  |  | NotYetVerified |  | 3 | 4005.121 | 91.722 | 43.666 | 13.77 | 0.987 | 3991 | 83.5
PF72H3DS | Spring Lighting Group Inc | SLG | DCL70UNV4KY | Outdoor Luminaires | Mid Output | Parking Garage Luminaires | Standard | TRUE | 5703.348 | 79.834 | 71.44 | 21.55 | 0.9074 | 4108 | 85 | 5 | 50000 | 42164 |  |  | NotYetVerified |  | 3 | 5703.348 | 79.834 | 71.44 | 21.55 | 0.983 | 4108 | 85
P15S8A9G | Shanghai Yuanming Lighting Technology Co. Ltd | YML | YML-1GS02-80 5700K | Outdoor Luminaires | Mid Output | Parking Garage Luminaires | Standard | FALSE | [9 empty] | 42164 |  |  | NotYetVerified |  | 3 | 6808.344 | 85.009 | 80.09 | 13.11 | 0.99 | 5926 | 77.4
PHNPC94J | Shanghai Yuanming Lighting Technology Co. Ltd | YML | YML-1GS02-60 5700K | Outdoor Luminaires | Mid Output | Parking Garage Luminaires | Standard | FALSE | [9 empty] | 42164 |  |  | NotYetVerified |  | 3 | 5193.993 | 88.354 | 58.786 | 17.68 | 0.997 | 5700 | 77.5
PVPSSC1X | Shanghai Yuanming Lighting Technology Co. Ltd | YML | YML-1GS02-60 5000K | Outdoor Luminaires | Mid Output | Parking Garage Luminaires | Standard | FALSE | [9 empty] | 42164 |  |  | NotYetVerified |  | 3 | 5158.406 | 87.107 | 59.219 | 17.68 | 0.997 | 5000 | 70.9
PXDRXWAT | Shanghai Yuanming Lighting Technology Co. Ltd | YML | YML-1GS02-60 4500K | Outdoor Luminaires | Mid Output | Parking Garage Luminaires | Standard | FALSE | [9 empty] | 42164 |  |  | NotYetVerified |  | 3 | 5158.406 | 87.107 | 59.219 | 17.68 | 0.997 | 4500 | 70.9
PP6V7MCD | Shanghai Yuanming Lighting Technology Co. Ltd | YML | YML-1GS02-80 4500K | Outdoor Luminaires | Mid Output | Parking Garage Luminaires | Standard | FALSE | [9 empty] | 42164 |  |  | NotYetVerified |  | 3 | 6798.906 | 83.916 | 81.02 | 13.11 | 0.99 | 3962 | 71
P77V6R76 | Shanghai Yuanming Lighting Technology Co. Ltd | YML | YML-1GS02-80 5000K | Outdoor Luminaires | Mid Output | Parking Garage Luminaires | Standard | FALSE | [9 empty] | 42164 |  |  | NotYetVerified |  | 3 | 6798.906 | 83.916 | 81.02 | 13.11 | 0.99 | 3962 | 71
P81GDPUW | Spring Lighting Group Inc | SLG | DCL70UNV5KY | Outdoor Luminaires | Mid Output | Parking Garage Luminaires | Standard | FALSE | [9 empty] | 42164 | Not Dimmable | Not Dimmable | NotYetVerified |  | 3 | 5928.278 | 86.255 | 68.73 | 21.55 | 0.977 | 5286 | 77.1
PBMSRBEA | Spring Lighting Group Inc | SLG | DCL45UNV5KY | Outdoor Luminaires | Low Output | Parking Garage Luminaires | Standard | FALSE | [9 empty] | 42164 | Not Dimmable | Not Dimmable | NotYetVerified |  | 3 | 4149.603 | 95.022 | 43.67 | 13.77 | 0.993 | 5074 | 82.3
PFE4M171T | SimplyLEDs | GRG | GRG-050W-50K | Outdoor Luminaires | Mid Output | Parking Garage Luminaires | Standard | TRUE | 5403 | 101 | 53.47 | 10.39 | 0.971 | 5345 | 76.8 | 5 | 336000 | 42160 |  |  | NotYetVerified |  | 3
P8QW1N22 | Mester LED Limited | MESTER | CP45W27V40KYY | Outdoor Luminaires | Low Output | Parking Garage Luminaires | Standard | TRUE | 4005.121 | 91.722 | 43.666 | 13.77 | 0.9507 | 3991 | 83.5 | 5 | 50000 | 42157 |  |  | NotYetVerified |  | 3 | 4005.121 | 91.722 | 43.666 | 13.77 | 0.987 | 3991 | 83.5
PHRXS1DT | Mester LED Limited | MESTER | CP70W27V40KYY | Outdoor Luminaires | Mid Output | Parking Garage Luminaires | Standard | TRUE | 5703.348 | 79.834 | 71.44 | 21.55 | 0.9074 | 4108 | 85 | 5 | 50000 | 42157 |  |  | NotYetVerified |  | 3 | 5703.348 | 79.834 | 71.44 | 21.55 | 0.983 | 4108 | 85
P77S7QG5 | Mester LED Limited | MESTER | CP70W27V50KYY | Outdoor Luminaires | Mid Output | Parking Garage Luminaires | Standard | FALSE | [9 empty] | 42157 |  |  | NotYetVerified |  | 3 | 5928.278 | 86.255 | 68.73 | 21.55 | 0.977 | 5286 | 77.1
P27F1QC2 | Mester LED Limited | MESTER | CP45W27V50KYY | Outdoor Luminaires | Low Output | Parking Garage Luminaires | Standard | FALSE | [9 empty] | 42157 |  |  | NotYetVerified |  | 3 | 4149.603 | 95.022 | 43.67 | 13.77 | 0.993 | 5074 | 82.3
PJATRUFB | RC Lighting | RC Lighting | PRT42Y RCL | Outdoor Luminaires | Low Output | Parking Garage Luminaires | Standard | TRUE | 4316 | 100.8 | 42.8 | 8.4 | 0.972 | 3064 | 72 | 5 | 100000 | 42153 |  |  | NotYetVerified |  | 3
PWKN8M24 | RC Lighting | RC Lighting | PRT55Y RCL | Outdoor Luminaires | Mid Output | Parking Garage Luminaires | Standard | TRUE | 5234 | 90.7 | 57.7 | 7.3 | 0.972 | 3064 | 72 | 5 | 100000 | 42153 |  |  | NotYetVerified |  | 3
PZ6K6ZYE | RC Lighting | RC Lighting | PRT30Y RCL | Outdoor Luminaires | Low Output | Parking Garage Luminaires | Standard | TRUE | 3136 | 107 | 29.3 | 15 | 0.907 | 3060 | 72 | 5 | 100000 | 42153 |  |  | NotYetVerified |  | 3
PVQTKUPS | RC Lighting | RC Lighting | PRT55 RCL | Outdoor Luminaires | Mid Output | Parking Garage Luminaires | Standard | FALSE | [9 empty] | 42153 |  |  | NotYetVerified |  | 3 | 6085 | 102.8 | 59.2 | 6.9 | 0.973 | 5004 | 75
PVMEJQWG | RC Lighting | RC Lighting | PRT55/D10 RCL | Outdoor Luminaires | Mid Output | Parking Garage Luminaires | Standard | FALSE | [9 empty] | 42153 |  |  | NotYetVerified |  | 3 | 6035 | 101.8 | 59.3 | 6.9 | 0.973 | 5004 | 75
PCH1MVKM | RC Lighting | RC Lighting | PRT42 RCL | Outdoor Luminaires | Low Output | Parking Garage Luminaires | Standard | FALSE | [9 empty] | 42153 |  |  | NotYetVerified |  | 3 | 4833 | 111.6 | 43.3 | 7 | 0.969 | 4982 | 74
P81Z1SKD | RC Lighting | RC Lighting | PRT42/D10 RCL | Outdoor Luminaires | Mid Output | Parking Garage Luminaires | Standard | FALSE | [9 empty] | 42153 |  |  | NotYetVerified |  | 3 | 5030 | 111.9 | 44.95 | 7 | 0.969 | 4982 | 74
PBKSGT3R | RC Lighting | RC Lighting | PRT30 RCL | Outdoor Luminaires | Low Output | Parking Garage Luminaires | Standard | FALSE | [9 empty] | 42153 |  |  | NotYetVerified |  | 3 | 3455 | 117.9 | 29.3 | 14.9 | 0.907 | 4951 | 74
PWQW8N2M | RC Lighting | RC Lighting | PRT30/D10 RCL | Outdoor Luminaires | Low Output | Parking Garage Luminaires | Standard | FALSE | [9 empty] | 42153 |  |  | NotYetVerified |  | 3 | 3377 | 118.1 | 28.59 | 14.9 | 0.907 | 4951 | 74
PC3MHKA1 | RC Lighting | RC Lighting | PRT42N RCL | Outdoor Luminaires | Low Output | Parking Garage Luminaires | Standard | FALSE | [9 empty] | 42153 |  |  | NotYetVerified |  | 3 | 4382 | 103.1 | 42.5 | 7 | 0.971 | 3919 | 73
PPDT3WJE | RC Lighting | RC Lighting | PRT42N/D10 RCL | Outdoor Luminaires | Low Output | Parking Garage Luminaires | Standard | FALSE | [9 empty] | 42153 |  |  | NotYetVerified |  | 3 | 4561 | 103.5 | 44.05 | 7 | 0.971 | 3919 | 73
PT8Q7A2C | RC Lighting | RC Lighting | PRT55N RCL | Outdoor Luminaires | Mid Output | Parking Garage Luminaires | Standard | FALSE | [9 empty] | 42153 |  |  | NotYetVerified |  | 3 | 5302 | 92.7 | 57.1 | 7.5 | 0.972 | 3899 | 73
PT8K8H6T | RC Lighting | RC Lighting | PRT55N/D10 RCL | Outdoor Luminaires | Mid Output | Parking Garage Luminaires | Standard | FALSE | [9 empty] | 42153 |  |  | NotYetVerified |  | 3 | 5259 | 92 | 57.15 | 7.5 | 0.972 | 3899 | 73
PXR3QZ75 | RC Lighting | RC Lighting | PRT30N RCL | Outdoor Luminaires | Low Output | Parking Garage Luminaires | Standard | FALSE | [9 empty] | 42153 |  |  | NotYetVerified |  | 3 | 3151 | 108.3 | 29.1 | 15.2 | 0.909 | 3886 | 73
PCN9DRX5 | RC Lighting | RC Lighting | PRT30N/D10 RCL | Outdoor Luminaires | Low Output | Parking Garage Luminaires | Standard | FALSE | [9 empty] | 42153 |  |  | NotYetVerified |  | 3 | 3080 | 108.5 | 29.2 | 15.2 | 0.909 | 3886 | 73
PHGGJFM5 | RC Lighting | RC Lighting | PRT55Y/D10 RCL | Outdoor Luminaires | Mid Output | Parking Garage Luminaires | Standard | FALSE | [9 empty] | 42153 |  |  | NotYetVerified |  | 3 | 5191 | 89.9 | 57.75 | 7.3 | 0.972 | 3064 | 72
PSY7M64U | RC Lighting | RC Lighting | PRT42Y/D10 RCL | Outdoor Luminaires | Low Output | Parking Garage Luminaires | Standard | FALSE | [9 empty] | 42153 |  |  | NotYetVerified |  | 3 | 4316 | 100.8 | 42.8 | 6.9 | 0.972 | 3064 | 72
PMHHRFHF | RC Lighting | RC Lighting | PRT30Y/D10 RCL | Outdoor Luminaires | Low Output | Parking Garage Luminaires | Standard | FALSE | [9 empty] | 42153 |  |  | NotYetVerified |  | 3 | 3066 | 107.1 | 29.4 | 15 | 0.907 | 3060 | 72
P44R4V6X | GE Lighting Solutions | GE Lighting Evolve | EG2R-0-A5-P-S-40-XX-XXXX | Outdoor Luminaires | Low Output | Parking Garage Luminaires | Standard | TRUE | 5067 | 91.13 | 55.6 | 6.94 | 0.98 | 3951 | 73 | 5 | 100000 | 42152 |  |  | NotYetVerified | Product updated on 3/8/2017. | 3 | 5040 | 90 | 56 | 8.56 | 0.98 | 4000 | 70
PFXAPNXA | Philips Day-Brite | Philips Day-Brite | DWPE51L850-8-UNV-SDIM-WHP-[MD360W] | Outdoor Luminaires | Mid Output | Parking Garage Luminaires | Standard | FALSE | [9 empty] | 42152 |  |  | Yes | Product updated on 3/8/2017 | 4.1 | 8591.06 | 107.39 | 80 | 20 | 0.9 | 5000 | 80
PE3VRRGW | Philips Day-Brite | Philips Day-Brite | DWPE51L850-8-UNV-WHP-[MD360W EMLED] | Outdoor Luminaires | Mid Output | Parking Garage Luminaires | Standard | FALSE | [9 empty] | 42152 |  |  | Yes | Product updated on 3/8/2017 | 4.1 | 8591.06 | 107.93 | 79.6 | 20 | 0.9 | 5000 | 80
PHQ7GB8A | Philips Day-Brite | VaporLume LED | DWLE51LH850-8-UNV-WHP-[MD360W] | Outdoor Luminaires | Mid Output | Parking Garage Luminaires | Standard | FALSE | [9 empty] | 42152 |  |  | NotYetVerified |  | 4.1 | 9224.096 | 102.4899 | 90 | 20 | 0.9 | 5000 | 80
PFBY3R29 | Philips Day-Brite | VaporLume LED | DWPE51LH850-8-UNV-WHP-[MD360W] | Outdoor Luminaires | Mid Output | Parking Garage Luminaires | Standard | FALSE | [9 empty] | 42152 |  |  | NotYetVerified |  | 4.1 | 8932.809 | 99.2534 | 90 | 20 | 0.9 | 5000 | 80
PQVB8C21 | Philips Day-Brite | VaporLume LED | DWLE70L850-4-UNV-SDIM-WHP-[MD360W] | Outdoor Luminaires | Mid Output | Parking Garage Luminaires | Standard | FALSE | [9 empty] | 42152 |  |  | NotYetVerified |  | 4.1 | 6663.762 | 95.1966 | 70 | 20 | 0.9 | 5000 | 80
P97ABNCQ | Philips Day-Brite | Philips Day-Brite | DWLE70L850-4-UNV-WHP-[MD360W] | Outdoor Luminaires | Mid Output | Parking Garage Luminaires | Standard | FALSE | [9 empty] | 42152 |  |  | Yes | Product updated on 3/8/2017 | 4.1 | 6270.08 | 110.78 | 56.6 | 20 | 0.9 | 5000 | 80
PYBKN65K | Philips Day-Brite | VaporLume LED | DWPE70L850-4-UNV-SDIM-WHP-[MD360W] | Outdoor Luminaires | Mid Output | Parking Garage Luminaires | Standard | FALSE | [9 empty] | 42152 |  |  | NotYetVerified |  | 4.1 | 6346.44 | 90.6634 | 70 | 20 | 0.9 | 5000 | 80
P3SHAMNZ | Philips Day-Brite | Philips Day-Brite | DWPE70L850-4-UNV-WHP-[MD360W] | Outdoor Luminaires | Mid Output | Parking Garage Luminaires | Standard | FALSE | [9 empty] | 42152 |  |  | Yes | Product updated on 3/8/2017 | 4.1 | 5943.85 | 105.02 | 56.6 | 20 | 0.9 | 5000 | 80
P54MY3QX | Philips Day-Brite | VaporLume LED | DWLE51LH850-4-UNV-WHP-[MD360W] | Outdoor Luminaires | Low Output | Parking Garage Luminaires | Standard | FALSE | [9 empty] | 42152 |  |  | NotYetVerified |  | 4.1 | 4697.406 | 95.8654 | 49 | 20 | 0.9 | 5000 | 80
P74Z2NYU | Philips Day-Brite | VaporLume LED | DWPE51LH850-4-UNV-WHP-[MD360W] | Outdoor Luminaires | Low Output | Parking Garage Luminaires | Standard | FALSE | [9 empty] | 42152 |  |  | NotYetVerified |  | 4.1 | 4473.72 | 91.3004 | 49 | 20 | 0.9 | 5000 | 80
PY7ZNYCM | Philips Day-Brite | Philips Day-Brite | DWLE51L850-4-UNV-SDIM-WHP-[MD360W] | Outdoor Luminaires | Low Output | Parking Garage Luminaires | Standard | FALSE | [9 empty] | 42152 |  |  | Yes | Product updated on 3/8/2017 | 4.1 | 4531.87 | 113.3 | 40 | 20 | 0.9 | 5000 | 80
PMFEBMRN | Philips Day-Brite | Philips Day-Brite | DWLE51L850-4-UNV-WHP-[MD360W] | Outdoor Luminaires | Low Output | Parking Garage Luminaires | Standard | FALSE | [9 empty] | 42152 |  |  | Yes | Product updated on 3/8/2017 | 4.1 | 4531.87 | 113.87 | 39.8 | 20 | 0.9 | 5000 | 80
PJ1B5AM7 | Philips Day-Brite | Philips Day-Brite | DWPE51L850-4-UNV-SDIM-WHP-[MD360W] | Outdoor Luminaires | Low Output | Parking Garage Luminaires | Standard | FALSE | [9 empty] | 42152 |  |  | Yes | Product updated on 3/8/2017 | 4.1 | 4295.53 | 107.39 | 40 | 20 | 0.9 | 5000 | 80
PBHBHS3J | Philips Day-Brite | Philips Day-Brite | DWPE51L850-4-UNV-WHP-[MD360W] | Outdoor Luminaires | Low Output | Parking Garage Luminaires | Standard | FALSE | [9 empty] | 42152 |  |  | Yes | Product updated on 3/8/2017 | 4.1 | 4295.53 | 107.93 | 39.8 | 20 | 0.9 | 5000 | 80
PSHEUQSA | Philips Day-Brite | Philips Day-Brite | DWLE43L850-4-UNV-WHP-[MD360W] | Outdoor Luminaires | Low Output | Parking Garage Luminaires | Standard | FALSE | [9 empty] | 42152 |  |  | Yes | Product updated on 3/8/2017 | 4.1 | 3870.32 | 114.51 | 33.8 | 20 | 0.9 | 5000 | 80
PQ6KKY4J | Philips Day-Brite | Philips Day-Brite | DWLE43L850-4-UNV-SDIM-WHP-[MD360W] | Outdoor Luminaires | Low Output | Parking Garage Luminaires | Standard | FALSE | [9 empty] | 42152 |  |  | Yes | Product updated on 3/8/2017 | 4.1 | 3870.32 | 113.83 | 34 | 20 | 0.9 | 5000 | 80
PH37X4BZ | Philips Day-Brite | Philips Day-Brite | DWPE43L850-4-UNV-WHP-[MD360W] | Outdoor Luminaires | Low Output | Parking Garage Luminaires | Standard | FALSE | [9 empty] | 42152 |  |  | Yes | Product updated on 3/8/2017 | 4.1 | 3668.32 | 108.53 | 33.8 | 20 | 0.9 | 5000 | 80
PH6X2KXS | Philips Day-Brite | Philips Day-Brite | DWPE43L850-4-UNV-SDIM-WHP-[MD360W] | Outdoor Luminaires | Low Output | Parking Garage Luminaires | Standard | FALSE | [9 empty] | 42152 |  |  | Yes | Product updated on 3/8/2017 | 4.1 | 3668.32 | 107.89 | 34 | 20 | 0.9 | 5000 | 80
P1MH9GB4 | Philips Day-Brite | Philips Day-Brite | DWLE70L850-8-UNV-WHP-[MD360W] | Outdoor Luminaires | High Output | Parking Garage Luminaires | Standard | FALSE | [9 empty] | 42152 |  |  | Yes | Product updated on 3/8/2017 | 4.1 | 12541.17 | 110.79 | 113.2 | 20 | 0.9 | 5000 | 80
P8RHBAUQ | Philips Day-Brite | Philips Day-Brite | DWPE70L850-8-UNV-WHP-[MD360W] | Outdoor Luminaires | High Output | Parking Garage Luminaires | Standard | FALSE | [9 empty] | 42152 |  |  | Yes | Product updated on 3/8/2017 | 4.1 | 11887.7 | 105.02 | 113.2 | 20 | 0.9 | 5000 | 80
PZRJ6XF9 | Philips Day-Brite | Philips Day-Brite | DWLE51L850-8-UNV-WHP-[MD360W] | Outdoor Luminaires | High Output | Parking Garage Luminaires | Standard | FALSE | [9 empty] | 42152 |  |  | Yes | Product updated on 3/8/2017 | 4.1 | 9063.74 | 113.87 | 79.6 | 20 | 0.9 | 5000 | 80
PSRNJN6V | Philips Day-Brite | Philips Day-Brite | DWLE51L850-8-UNV-SDIM-WHP-[MD360W] | Outdoor Luminaires | High Output | Parking Garage Luminaires | Standard | FALSE | [9 empty] | 42152 |  |  | Yes | Product updated on 3/8/2017 | 4.1 | 9063.74 | 113.3 | 80 | 20 | 0.9 | 5000 | 80
PMM7X26V | Philips Day-Brite | Philips Day-Brite | DWPE51L840-8-UNV-WHP-[MD360W | Outdoor Luminaires | Mid Output | Parking Garage Luminaires | Standard | FALSE | [9 empty] | 42152 |  |  | Yes | Product updated on 3/8/2017 | 4.1 | 8506 | 106.86 | 79.6 | 20 | 0.9 | 4000 | 80
PHCNNBR9 | Philips Day-Brite | Philips Day-Brite | DWPE51L840-8-UNV-SDIM-WHP-[MD360W] | Outdoor Luminaires | Mid Output | Parking Garage Luminaires | Standard | FALSE | [9 empty] | 42152 |  |  | Yes | Product updated on 3/8/2017 | 4.1 | 8506 | 106.33 | 80 | 20 | 0.9 | 4000 | 80
P2XJF54W | Philips Day-Brite | VaporLume LED | DWLE51LH840-8-UNV-WHP-[MD360W] | Outdoor Luminaires | Mid Output | Parking Garage Luminaires | Standard | FALSE | [9 empty] | 42152 |  |  | NotYetVerified |  | 4.1 | 9043.231 | 100.4804 | 90 | 20 | 0.9 | 4000 | 80
PY8SY6J6 | Philips Day-Brite | VaporLume LED | DWPE51LH840-8-UNV-WHP-[MD360W] | Outdoor Luminaires | Mid Output | Parking Garage Luminaires | Standard | FALSE | [9 empty] | 42152 |  |  | NotYetVerified |  | 4.1 | 8757.655 | 97.3073 | 90 | 20 | 0.9 | 4000 | 80
PUTPGFEN | Philips Day-Brite | VaporLume LED | DWLE70L840-4-UNV-SDIM-WHP-[MD360W] | Outdoor Luminaires | Mid Output | Parking Garage Luminaires | Standard | FALSE | [9 empty] | 42152 |  |  | NotYetVerified |  | 4.1 | 6533.1 | 93.33 | 70 | 20 | 0.9 | 4000 | 80
P238N1SK | Philips Day-Brite | Philips Day-Brite | DWLE70L840-4-UNV-WHP-[MD360W] | Outdoor Luminaires | Mid Output | Parking Garage Luminaires | Standard | FALSE | [9 empty] | 42152 |  |  | Yes | Product updated on 3/8/2017 | 4.1 | 6208 | 109.68 | 56.6 | 20 | 0.9 | 4000 | 80
PTHKKZVM | Philips Day-Brite | VaporLume LED | DWPE70L840-4-UNV-SDIM-WHP-[MD360W] | Outdoor Luminaires | Mid Output | Parking Garage Luminaires | Standard | FALSE | [9 empty] | 42152 |  |  | NotYetVerified |  | 4.1 | 6222 | 88.8857 | 70 | 20 | 0.9 | 4000 | 80
PHTSGD3K | Philips Day-Brite | Philips Day-Brite | DWPE70L840-4-UNV-WHP-[MD360W] | Outdoor Luminaires | Mid Output | Parking Garage Luminaires | Standard | FALSE | [9 empty] | 42152 |  |  | Yes | Product updated on 3/8/2017 | 4.1 | 5885 | 103.98 | 56.6 | 20 | 0.9 | 4000 | 80
PY237Y8S | Philips Day-Brite | VaporLume LED | DWLE51LH840-4-UNV-WHP-[MD360W] | Outdoor Luminaires | Low Output | Parking Garage Luminaires | Standard | FALSE | [9 empty] | 42152 |  |  | NotYetVerified |  | 4.1 | 4605.3 | 93.9857 | 49 | 20 | 0.9 | 4000 | 80
PA6HBVJP | Philips Day-Brite | VaporLume LED | DWPE51LH840-4-UNV-WHP-[MD360W] | Outdoor Luminaires | Low Output | Parking Garage Luminaires | Standard | FALSE | [9 empty] | 42152 |  |  | NotYetVerified |  | 4.1 | 4386 | 89.5102 | 49 | 20 | 0.9 | 4000 | 80
PGEY6SD9 | Philips Day-Brite | Philips Day-Brite | DWLE51L840-4-UNV-SDIM-WHP-[MD360W] | Outdoor Luminaires | Low Output | Parking Garage Luminaires | Standard | FALSE | [9 empty] | 42152 |  |  | Yes | Product updated on 3/8/2017 | 4.1 | 4487 | 112.18 | 40 | 20 | 0.9 | 4000 | 80
PEQUTD2Q | Philips Day-Brite | Philips Day-Brite | DWLE51L840-4-UNV-WHP-[MD360W] | Outdoor Luminaires | Low Output | Parking Garage Luminaires | Standard | FALSE | [9 empty] | 42152 |  |  | Yes | Product updated on 3/8/2017 | 4.1 | 4487 | 112.74 | 39.8 | 20 | 0.9 | 4000 | 80
PXS2FER6 | Philips Day-Brite | Philips Day-Brite | DWPE51L840-4-UNV-WHP-[MD360W] | Outdoor Luminaires | Low Output | Parking Garage Luminaires | Standard | FALSE | [9 empty] | 42152 |  |  | Yes | Product updated on 3/8/2017 | 4.1 | 4253 | 106.86 | 39.8 | 20 | 0.9 | 4000 | 80
P8CEB6J3 | Philips Day-Brite | Philips Day-Brite | DWPE51L840-4-UNV-SDIM-WHP-[MD360W] | Outdoor Luminaires | Low Output | Parking Garage Luminaires | Standard | FALSE | [9 empty] | 42152 |  |  | Yes | Product updated on 3/8/2017 | 4.1 | 4253 | 106.33 | 40 | 20 | 0.9 | 4000 | 80
PCNF8CA2 | Philips Day-Brite | Philips Day-Brite | DWLE43L840-4-UNV-WHP-[MD360W] | Outdoor Luminaires | Low Output | Parking Garage Luminaires | Standard | FALSE | [9 empty] | 42152 |  |  | Yes | Product updated on 3/8/2017 | 4.1 | 3832 | 113.37 | 33.8 | 20 | 0.9 | 4000 | 80
PPGP422D | Philips Day-Brite | Philips Day-Brite | DWLE43L840-4-UNV-SDIM-WHP-[MD360W] | Outdoor Luminaires | Low Output | Parking Garage Luminaires | Standard | FALSE | [9 empty] | 42152 |  |  | Yes | Product updated on 3/8/2017 | 4.1 | 3832 | 112.71 | 34 | 20 | 0.9 | 4000 | 80
PYUFW1YM | Philips Day-Brite | Philips Day-Brite | DWPE43L840-4-UNV-WHP-[MD360W] | Outdoor Luminaires | Low Output | Parking Garage Luminaires | Standard | FALSE | [9 empty] | 42152 |  |  | Yes | Product updated on 3/8/2017 | 4.1 | 3632 | 107.46 | 33.8 | 20 | 0.9 | 4000 | 80
P19WCXY1 | Philips Day-Brite | Philips Day-Brite | DWPE43L840-4-UNV-SDIM-WHP-[MD360W] | Outdoor Luminaires | Low Output | Parking Garage Luminaires | Standard | FALSE | [9 empty] | 42152 |  |  | Yes | Product updated on 3/8/2017 | 4.1 | 3632 | 106.82 | 34 | 20 | 0.9 | 4000 | 80
PCR4CYH8 | Philips Day-Brite | Philips Day-Brite | DWLE70L840-8-UNV-WHP-[MD360W] | Outdoor Luminaires | High Output | Parking Garage Luminaires | Standard | FALSE | [9 empty] | 42152 |  |  | Yes | Product updated on 3/8/2017 | 4.1 | 12417 | 109.69 | 113.2 | 20 | 0.9 | 4000 | 80
PBBWE2KJ | Philips Day-Brite | Philips Day-Brite | DWPE70L840-8-UNV-WHP-[MD360W] | Outdoor Luminaires | High Output | Parking Garage Luminaires | Standard | FALSE | [9 empty] | 42152 |  |  | Yes | Product updated on 3/8/2017 | 4.1 | 11770 | 103.98 | 113.2 | 20 | 0.9 | 4000 | 80
PW4PAAJR | Philips Day-Brite | Philips Day-Brite | DWLE51L840-8-UNV-SDIM-WHP-[MD360W] | Outdoor Luminaires | High Output | Parking Garage Luminaires | Standard | FALSE | [9 empty] | 42152 |  |  | Yes | Product updated on 3/8/2017 | 4.1 | 8974 | 112.18 | 80 | 20 | 0.9 | 4000 | 80
PKRTD68C | Philips Day-Brite | Philips Day-Brite | DWLE51L840-8-UNV-WHP-[MD360W] | Outdoor Luminaires | High Output | Parking Garage Luminaires | Standard | FALSE | [9 empty] | 42152 |  |  | Yes | Product updated on 3/8/2017 | 4.1 | 8974 | 112.74 | 79.6 | 20 | 0.9 | 4000 | 80
PYP2H5FQ | Philips Day-Brite | Philips Day-Brite | DWPE51L835-8-UNV-SDIM-WHP-[MD360W] | Outdoor Luminaires | Mid Output | Parking Garage Luminaires | Standard | FALSE | [9 empty] | 42152 |  |  | Yes | Product updated on 3/8/2017 | 4.1 | 8335.88 | 104.2 | 80 | 20 | 0.9 | 3500 | 80
PH25R2UK | Philips Day-Brite | Philips Day-Brite | DWPE51L835-8-UNV-WHP-[MD360W] | Outdoor Luminaires | Mid Output | Parking Garage Luminaires | Standard | FALSE | [9 empty] | 42152 |  |  | Yes | Product updated on 3/8/2017 | 4.1 | 8335.88 | 104.72 | 79.6 | 20 | 0.9 | 3500 | 80
PUEX93MN | Philips Day-Brite | VaporLume LED | DWLE51LH835-8-UNV-WHP-[MD360W] | Outdoor Luminaires | Mid Output | Parking Garage Luminaires | Standard | FALSE | [9 empty] | 42152 |  |  | NotYetVerified |  | 4.1 | 8865.913 | 98.5101 | 90 | 20 | 0.9 | 3500 | 80
P33M5XJN | Philips Day-Brite | VaporLume LED | DWPE51LH835-8-UNV-WHP-[MD360W] | Outdoor Luminaires | Mid Output | Parking Garage Luminaires | Standard | FALSE | [9 empty] | 42152 |  |  | NotYetVerified |  | 4.1 | 8585.937 | 95.3993 | 90 | 20 | 0.9 | 3500 | 80
P4MJ3ZWF | Philips Day-Brite | VaporLume LED | DWLE70L835-4-UNV-SDIM-WHP-[MD360W] | Outdoor Luminaires | Mid Output | Parking Garage Luminaires | Standard | FALSE | [9 empty] | 42152 |  |  | NotYetVerified |  | 4.1 | 6405 | 91.5 | 70 | 20 | 0.9 | 3500 | 80
P3UQSECQ | Philips Day-Brite | Philips Day-Brite | DWLE70L835-4-UNV-WHP-[MD360W] | Outdoor Luminaires | Mid Output | Parking Garage Luminaires | Standard | FALSE | [9 empty] | 42152 |  |  | Yes | Product updated on 3/8/2017 | 4.1 | 6083.84 | 107.49 | 56.6 | 20 | 0.9 | 3500 | 80
PTVR4M6Y | Philips Day-Brite | Philips Day-Brite | DWPE70L835-4-UNV-WHP-[MD360W] | Outdoor Luminaires | Mid Output | Parking Garage Luminaires | Standard | TRUE | 5823.7 | 108.85 | 53.5 | 17.6 | 0.911 | 3448 | 83.34 | 5 | 50000 | 42152 |  |  | Yes | Product updated on 3/8/2017 | 4.1 | 5767.3 | 101.9 | 56.6 | 20 | 0.9 | 3500 | 80
PC6P3525 | Philips Day-Brite | VaporLume LED | DWPE70L835-4-UNV-SDIM-WHP-[MD360W] | Outdoor Luminaires | Mid Output | Parking Garage Luminaires | Standard | FALSE | [9 empty] | 42152 |  |  | NotYetVerified |  | 4.1 | 6100 | 87.1429 | 70 | 20 | 0.9 | 3500 | 80
PYXEFKB2 | Philips Day-Brite | VaporLume LED | DWLE51LH835-4-UNV-WHP-[MD360W] | Outdoor Luminaires | Low Output | Parking Garage Luminaires | Standard | FALSE | [9 empty] | 42152 |  |  | NotYetVerified |  | 4.1 | 4515 | 92.1429 | 49 | 20 | 0.9 | 3500 | 80
PKYWXRMF | Philips Day-Brite | VaporLume LED | DWPE51LH835-4-UNV-WHP-[MD360W] | Outdoor Luminaires | Low Output | Parking Garage Luminaires | Standard | FALSE | [9 empty] | 42152 |  |  | NotYetVerified |  | 4.1 | 4300 | 87.7551 | 49 | 20 | 0.9 | 3500 | 80
PXHHAC3K | Philips Day-Brite | Philips Day-Brite | DWLE51L835-4-UNV-SDIM-WHP-[MD360W] | Outdoor Luminaires | Low Output | Parking Garage Luminaires | Standard | FALSE | [9 empty] | 42152 |  |  | Yes | Product updated on 3/8/2017 | 4.1 | 4397.26 | 109.93 | 40 | 20 | 0.9 | 3500 | 80
PRUF2NKF | Philips Day-Brite | Philips Day-Brite | DWLE51L835-4-UNV-WHP-[MD360W] | Outdoor Luminaires | Low Output | Parking Garage Luminaires | Standard | FALSE | [9 empty] | 42152 |  |  | Yes | Product updated on 3/8/2017 | 4.1 | 4397.26 | 110.48 | 39.8 | 20 | 0.9 | 3500 | 80
PMACMGKG | Philips Day-Brite | Philips Day-Brite | DWPE51L835-4-UNV-WHP-[MD360W] | Outdoor Luminaires | Low Output | Parking Garage Luminaires | Standard | FALSE | [9 empty] | 42152 |  |  | Yes | Product updated on 3/8/2017 | 4.1 | 4167.94 | 104.72 | 39.8 | 20 | 0.9 | 3500 | 80
PCK284R4 | Philips Day-Brite | Philips Day-Brite | DWPE51L835-4-UNV-SDIM-WHP-[MD360W] | Outdoor Luminaires | Low Output | Parking Garage Luminaires | Standard | FALSE | [9 empty] | 42152 |  |  | Yes | Product updated on 3/8/2017 | 4.1 | 4167.94 | 104.2 | 40 | 20 | 0.9 | 3500 | 80
PHS4HFCG | Philips Day-Brite | Philips Day-Brite | DWLE43L835-4-UNV-WHP-[MD360W] | Outdoor Luminaires | Low Output | Parking Garage Luminaires | Standard | FALSE | [9 empty] | 42152 |  |  | Yes | Product updated on 3/8/2017 | 4.1 | 3755.36 | 111.11 | 33.8 | 20 | 0.9 | 3500 | 80
PPA6GATX | Philips Day-Brite | Philips Day-Brite | DWLE43L835-4-UNV-SDIM-WHP-[MD360W] | Outdoor Luminaires | Low Output | Parking Garage Luminaires | Standard | FALSE | [9 empty] | 42152 |  |  | Yes | Product updated on 3/8/2017 | 4.1 | 3755.36 | 110.45 | 34 | 20 | 0.9 | 3500 | 80
PCV96Z43 | Philips Day-Brite | Philips Day-Brite | DWPE43L835-4-UNV-WHP-[MD360W] | Outdoor Luminaires | Low Output | Parking Garage Luminaires | Standard | TRUE | 3614.4 | 111.21 | 32.5 | 17.6 | 0.911 | 3477 | 83.62 | 5 | 50000 | 42152 |  |  | Yes | Product updated on 3/8/2017 | 4.1 | 3559.36 | 105.31 | 33.8 | 20 | 0.9 | 3500 | 80
PYRJRUB1 | Philips Day-Brite | Philips Day-Brite | DWPE43L835-4-UNV-SDIM-WHP-[MD360W] | Outdoor Luminaires | Low Output | Parking Garage Luminaires | Standard | FALSE | [9 empty] | 42152 |  |  | Yes | Product updated on 3/8/2017 | 4.1 | 3559.36 | 104.69 | 34 | 20 | 0.9 | 3500 | 80
P2Y5MXXC | Philips Day-Brite | Philips Day-Brite | DWLE70L835-8-UNV-WHP-[MD360W] | Outdoor Luminaires | High Output | Parking Garage Luminaires | Standard | FALSE | [9 empty] | 42152 |  |  | Yes | Product updated on 3/8/2017 | 4.1 | 12168.66 | 107.5 | 113.2 | 20 | 0.9 | 3500 | 80
PSR9YCPF | Philips Day-Brite | Philips Day-Brite | DWPE70L835-8-UNV-WHP-[MD360W] | Outdoor Luminaires | High Output | Parking Garage Luminaires | Standard | FALSE | [9 empty] | 42152 |  |  | Yes | Product updated on 3/8/2017 | 4.1 | 11534.6 | 101.9 | 113.2 | 20 | 0.9 | 3500 | 80
PDNY42UV | Philips Day-Brite | Philips Day-Brite | DWLE51L835-8-UNV-SDIM-WHP-[MD360W] | Outdoor Luminaires | High Output | Parking Garage Luminaires | Standard | FALSE | [9 empty] | 42152 |  |  | Yes | Product updated on 3/8/2017 | 4.1 | 8794.52 | 109.93 | 80 | 20 | 0.9 | 3500 | 80
P7PVVAF2 | Philips Day-Brite | Philips Day-Brite | DWLE51L835-8-UNV-WHP-[MD360W] | Outdoor Luminaires | High Output | Parking Garage Luminaires | Standard | FALSE | [9 empty] | 42152 |  |  | Yes | Product updated on 3/8/2017 | 4.1 | 8794.52 | 110.48 | 79.6 | 20 | 0.9 | 3500 | 80
P3U8YHEH | GE Lighting Solutions | GE Lighting Evolve | EG2R-0-A5-P-S-50-XX-XXXX | Outdoor Luminaires | Low Output | Parking Garage Luminaires | Standard | FALSE | [9 empty] | 42152 |  |  | NotYetVerified | Product updated on 3/8/2017. | 3 | 5040 | 90 | 56 | 8.56 | 0.98 | 4000 | 70
PWVR7N16 | GE Lighting Solutions | GE Lighting Evolve | EG2R-0-A5-P-S-50-XX-XXXX-D | Outdoor Luminaires | Low Output | Parking Garage Luminaires | Standard | FALSE | [9 empty] | 42152 |  |  | NotYetVerified | Product updated on 3/8/2017. | 3 | 5040 | 90 | 56 | 8.56 | 0.98 | 5000 | 70
P1ZC9XXN | GE Lighting Solutions | GE Lighting Evolve | EG2R-0-A5-P-S-50-XX-XXXX-H | Outdoor Luminaires | Low Output | Parking Garage Luminaires | Standard | FALSE | [9 empty] | 42152 |  |  | NotYetVerified | Product updated on 3/8/2017. | 3 | 5040 | 90 | 56 | 8.56 | 0.98 | 5000 | 70
PJN8WS9R | GE Lighting Solutions | GE Lighting Evolve | EG2R-0-A5-P-S-40-XX-XXXX-D | Outdoor Luminaires | Low Output | Parking Garage Luminaires | Standard | FALSE | [9 empty] | 42152 |  |  | NotYetVerified | Product updated on 3/8/2017. | 3 | 5040 | 90 | 56 | 8.56 | 0.98 | 4000 | 70
P335D77Q | GE Lighting Solutions | GE Lighting Evolve | EG2R-0-A5-P-S-40-XX-XXXX-H | Outdoor Luminaires | Low Output | Parking Garage Luminaires | Standard | FALSE | [9 empty] | 42152 |  |  | NotYetVerified | Product updated on 3/8/2017. | 3 | 5040 | 90 | 56 | 8.56 | 0.98 | 5000 | 70
PS9F3Y9K | E-Lite Semiconductor Inc. | E-LITE | EO-LN-50(GL) | Outdoor Luminaires | Mid Output | Parking Garage Luminaires | Standard | TRUE | 5448.28 | 107.46 | 50.7 | 17.4 | 0.9 | 4990 | 82.5 | 5 | 50000 | 42151 |  |  | NotYetVerified |  | 3 | 5448.28 | 107.46 | 50.7 | 5.3 | 0.994 | 4990 | 82.5
P75PRFDN | E-Lite Semiconductor Inc. | E-LITE | EO-LN-50T(GL) | Outdoor Luminaires | Mid Output | Parking Garage Luminaires | Standard | FALSE | [9 empty] | 42151 |  |  | NotYetVerified |  | 3 | 5000 | 100 | 50 | 5.3 | 0.994 | 5000 | 82.5
PPFG9SB8 | Shanghai Supertek Lighting Co. Ltd | SUPERTEK | CP01A-48L-3000K | Outdoor Luminaires | Low Output | Parking Garage Luminaires | Standard | TRUE | 4095.89 | 84.98 | 48.2 | 23.5 | 0.965 | 2905 | 84.7 | 5 | 50000 | 42150 |  |  | NotYetVerified |  | 3 | 3900 | 82 | 48 | 24 | 0.965 | 3000 | 80
PPND9MES | Shanghai Supertek Lighting Co. Ltd | SUPERTEK | CP01A-48L-5500K | Outdoor Luminaires | Low Output | Parking Garage Luminaires | Standard | FALSE | [9 empty] | 42150 | Not Dimmable | Not Dimmable | NotYetVerified |  | 3 | 4300 | 90 | 48 | 23.5 | 0.965 | 5500 | 80
P9WC1EUX | Shanghai Supertek Lighting Co. Ltd | SUPERTEK | CP01A-48L-5000K | Outdoor Luminaires | Low Output | Parking Garage Luminaires | Standard | FALSE | [9 empty] | 42150 | Not Dimmable | Not Dimmable | NotYetVerified |  | 3 | 4200 | 87 | 48 | 23.5 | 0.965 | 5000 | 80
PJSX3FR6 | Shanghai Supertek Lighting Co. Ltd | SUPERTEK | CP01A-48L-4000K | Outdoor Luminaires | Low Output | Parking Garage Luminaires | Standard | FALSE | [9 empty] | 42150 | Not Dimmable | Not Dimmable | NotYetVerified |  | 3 | 4100 | 84 | 48 | 23.5 | 0.965 | 4000 | 80
PNPU3MHE | Shanghai Supertek Lighting Co. Ltd | SUPERTEK | CP01A-48L-3500K | Outdoor Luminaires | Low Output | Parking Garage Luminaires | Standard | FALSE | [9 empty] | 42150 | Not Dimmable | Not Dimmable | NotYetVerified |  | 3 | 4000 | 83 | 48 | 23.5 | 0.965 | 3500 | 80
P422QEJ8 | RAB Lighting | RAB Lighting | GPLED26(All Fixture Colors)/D10 | Outdoor Luminaires | Low Output | Parking Garage Luminaires | Standard | FALSE | [9 empty] | 42145 |  |  | NotYetVerified |  | 3 | 2812 | 94 | 26 | 10.8 | 0.897 | 5000 | 69
PJZ3RWU1 | RAB Lighting | RAB Lighting | GPLED78(All Fixture Colors)/D10 | Outdoor Luminaires | Mid Output | Parking Garage Luminaires | Standard | FALSE | [9 empty] | 42145 |  |  | NotYetVerified |  | 3 | 7053 | 80 | 88 |  | 0.9 | 5000 | 68
PVJS38PQ | RAB Lighting | RAB Lighting | GPLED52(All Fixture Colors)/D10 | Outdoor Luminaires | Low Output | Parking Garage Luminaires | Standard | FALSE | [9 empty] | 42145 |  |  | NotYetVerified |  | 3 | 4975 | 84.5 | 59 |  | 0.902 | 5000 | 68
PTH7SMUG | RAB Lighting | RAB Lighting | GPLED26N(All Fixture Colors)/D10 | Outdoor Luminaires | Low Output | Parking Garage Luminaires | Standard | FALSE | [9 empty] | 42145 |  |  | NotYetVerified |  | 3 | 2272 | 82.6 | 27.5 | 10.5 | 0.871 | 4041 | 84
PVA9SDHQ | RAB Lighting | RAB Lighting | GPLED26Y(All Fixture Colors)/D10 | Outdoor Luminaires | Low Output | Parking Garage Luminaires | Standard | FALSE | [9 empty] | 42145 |  |  | NotYetVerified |  | 3 | 2202 | 78.9 | 28 | 10.7 | 0.871 | 3098 | 83
PW6FPAFX | Dongbu Lightec | LumiDas Parking | PG45-UM-PFB(NT5M-O) | Outdoor Luminaires | Low Output | Parking Garage Luminaires | Standard | TRUE | 4810.03 | 105.1 | 45.77 | 15.8 | 0.9485 | 3960.2 | 72.9 | 5 | 50000 | 42144 |  |  | NotYetVerified |  | 3 | 4810 | 105 | 45.77 | 20 | 0.9 | 4000 | 70
PKWYHU4R | Infinilux Corporation | Infinilux SBSG Series | SBSGSV56-03 (5000K) | Outdoor Luminaires | Mid Output | Parking Garage Luminaires | Standard | TRUE | 5566.55 | 88 | 64.38 | 16 | 0.92 | 4805 | 73 | 5 | 190000 | 42144 |  |  | NotYetVerified |  | 3 | 5567 | 88 | 63 |  | 0.9 | 5000 | 70
P6QE97R1 | Dongbu Lightec | LumiDas Parking | PG45-UM-PFB(DT5M-O) | Outdoor Luminaires | Low Output | Parking Garage Luminaires | Standard | FALSE | [9 empty] | 42144 |  |  | NotYetVerified |  | 3 | 4930 | 108 | 45.24 | 20 | 0.9 | 5000 | 70
PZ6F8R75 | HD Supply Power Solutions | ProValue | PV37584 | Outdoor Luminaires | Low Output | Parking Garage Luminaires | Standard | TRUE | 3138.48 | 72.76 | 43.2 | 17.1 | 0.904 | 5644 | 88.7 | 5 | 50000 | 42142 |  |  | NotYetVerified |  | 3 | 3143.399 | 72.759 | 43.203 |  | 0.995 | 5644 | 88.7
PXCEY5X5 | HD Supply Power Solutions | ProValue | PV37586 | Outdoor Luminaires | Low Output | Parking Garage Luminaires | Standard | TRUE | 3409.182 | 78.861 | 43.23 | 18.04 | 0.9 | 5338 | 86 | 5 | 50000 | 42142 |  |  | NotYetVerified |  | 3 | 3409.182 | 78.861 | 43.23 | 18 | 0.992 | 5338 | 86
P6FZGXH5 | Visionaire Lighting | PG | PG[AS]-1-T4-16LC-5-4K-[UNV]-[LPM CM PM12 PM24 PM36]-[DIM] | Outdoor Luminaires | Low Output | Parking Garage Luminaires | Standard | FALSE | [9 empty] | 42139 |  |  | Yes | Updated on 2/13/17 | 4.1 | 3038.69 | 116.87 | 26 | 15 | 0.94 | 4000 | 70
PX5AF8CV | Visionaire Lighting | PG | PG[AS]-1-T4-16LC-3-4K-[UNV]-[LPM CM PM12 PM24 PM36]-[DIM] | Outdoor Luminaires | Low Output | Parking Garage Luminaires | Standard | TRUE | 2126 | 118.9 | 17.88 | 18.8 | 0.872 | 3942 | 73.1 | 5 | 50000 | 42139 |  |  | Yes | Updated on 2/13/17 | 4.1 | 2126 | 118.11 | 18 | 11 | 0.97 | 4000 | 70
P5VEZNNJ | Visionaire Lighting | PG | PG[AS]-1-T4-32LC-7-4K-[UNV 5 8]-[LPM CM PM12 PM24 PM36]-[DIM] | Outdoor Luminaires | Mid Output | Parking Garage Luminaires | Standard | FALSE | [9 empty] | 42139 |  |  | Yes | Updated on 2/13/17 | 4.1 | 7723.31 | 108.78 | 71 | 7 | 0.99 | 4000 | 70
PV26JUHB | Visionaire Lighting | PGA | PGA-1-T4-32LC-10-4K-[58] | Outdoor Luminaires | Mid Output | Parking Garage Luminaires | Standard | TRUE | 9013.41 | 84 | 107.26 | 12 | 0.97 |  |  | 5 | 50000 | 42139 |  |  | NotYetVerified |  | 3 | 9013.41 | 84.03 | 107.26 | 12 | 0.97 | 4000 | 74
PWDG1N74 | Visionaire Lighting | PG | PG[AS]-1-T4-16LC-7-4K-[UNV]-[LPM CM PM12 PM24 PM36]-[DIM] | Outdoor Luminaires | Low Output | Parking Garage Luminaires | Standard | FALSE | [9 empty] | 42139 |  |  | Yes | Updated on 2/13/17 | 4.1 | 3991.85 | 107.89 | 37 | 9 | 0.97 | 4000 | 70
PP2RD6G9 | Visionaire Lighting | PG | PG[AS]-1-T4-48LC-3-4K-[UNV 5 8]-[LPM CM PM12 PM24 PM36]-[DIM] | Outdoor Luminaires | Mid Output | Parking Garage Luminaires | Standard | FALSE | [9 empty] | 42139 |  |  | Yes | Updated on 2/13/17 | 4.1 | 6725.95 | 129.35 | 52 | 8 | 0.96 | 4000 | 70
P8DGXFW8 | JK Lighting Systems | JK Lighting Systems | JKVN50I-G-41-U-5K-W | Outdoor Luminaires | Low Output | Parking Garage Luminaires | Standard | TRUE | 4576 | 111.46 | 41.05 | 10.8 | 0.9599 | 4837 | 74 | 5 | 50000 | 42139 |  |  | NotYetVerified |  | 3 | 4576 | 112 | 41 |  | 0.9 | 5000 | 75
PTW9TW5X | Visionaire Lighting | PGA | PGA-1-T4-32LC-10-4K-UNV | Outdoor Luminaires | Mid Output | Parking Garage Luminaires | Standard | TRUE | 9337.26 | 87 | 107.64 | 9 | 0.95 |  |  | 5 | 50000 | 42139 |  |  | NotYetVerified |  | 3 | 9337.26 | 86.75 | 107.64 | 9 | 0.95 | 4000 | 74
PZ5R85R2 | Visionaire Lighting | PGA | PGA-1-T4-16LC-10-4K-UNV | Outdoor Luminaires | Mid Output | Parking Garage Luminaires | Standard | TRUE | 5115.46 | 92 | 55.47 | 10 | 0.94 |  |  | 5 | 50000 | 42139 |  |  | NotYetVerified |  | 3 | 5115.46 | 92.22 | 55.47 | 10 | 0.94 | 4000 | 74
P5TVD9VZ | Visionaire Lighting | PG | PG[AS]-1-T4-48LC-7-4K-[UNV 5 8]-[LPM CM PM12 PM24 PM36]-[DIM] | Outdoor Luminaires | Mid Output | Parking Garage Luminaires | Standard | TRUE | 10830 | 100.6 | 107.6 | 14.1 | 0.954 | 3944 | 73.3 | 5 | 50000 | 42139 |  |  | Yes | Updated on 2/13/17 | 4.1 | 10830 | 100.28 | 108 | 15 | 0.93 | 4000 | 70
PEUQGTR7 | Visionaire Lighting | PG | PG[AS]-1-T4-32LC-5-4K-[UNV 5 8]-[LPM CM PM12 PM24 PM36]-[DIM] | Outdoor Luminaires | Mid Output | Parking Garage Luminaires | Standard | FALSE | [9 empty] | 42139 |  |  | Yes | Updated on 2/13/17 | 4.1 | 6157.41 | 118.41 | 52 | 10 | 0.93 | 4000 | 70
PYH76KEV | Visionaire Lighting | PG | PG[AS]-1-T4-32LC-3-4K-[UNV]-[LPM CM PM12 PM24 PM36]-[DIM] | Outdoor Luminaires | Low Output | Parking Garage Luminaires | Standard | FALSE | [9 empty] | 42139 |  |  | Yes | Updated on 2/13/17 | 4.1 | 4444.32 | 126.98 | 35 | 8 | 0.93 | 4000 | 70
PMQ7FEM5 | JK Lighting Systems | JK Lighting Systems | JKVN50I-G-55-U-5K-W | Outdoor Luminaires | Mid Output | Parking Garage Luminaires | Standard | TRUE | 6142 | 113.57 | 54.08 | 14.7 | 0.9046 | 4943 | 74 | 5 | 50000 | 42139 |  |  | NotYetVerified |  | 3 | 6142 | 114 | 54 |  | 0.9 | 5000 | 75
PG8AFUN5 | JK Lighting Systems | JK Lighting Systems | JKVN51I-G-55-U-5K-W | Outdoor Luminaires | Mid Output | Parking Garage Luminaires | Standard | FALSE | [9 empty] | 42139 |  |  | NotYetVerified |  | 3 | 6142 | 114 | 54 |  | 0.9 | 5000 | 75
PEXGHJSC | Visionaire Lighting | PG | PG[AS]-1-T5W-16LC-3-4K-[UNV]-[LPM CM PM12 PM24 PM36]-[DIM] | Outdoor Luminaires | Low Output | Parking Garage Luminaires | Standard | FALSE | [9 empty] | 42139 |  |  | Yes | Updated on 2/13/17 | 4.1 | 2151.35 | 119.52 | 18 | 11 | 0.97 | 4000 | 70
PE9APQG4 | Visionaire Lighting | PG | PG[AS]-1-T3-48LC-7-5K-[UNV 5 8]-[LPM CM PM12 PM24 PM36]-[DIM] | Outdoor Luminaires | High Output | Parking Garage Luminaires | Standard | FALSE | [9 empty] | 42139 |  |  | Yes | Updated on 2/13/17 | 4.1 | 11276.16 | 104.41 | 108 | 15 | 0.93 | 5000 | 70
PEK9DAK6 | Visionaire Lighting | PG | PG[AS]-1-T5W-48LC-7-5K-[UNV 5 8]-[LPM CM PM12 PM24 PM36]-[DIM] | Outdoor Luminaires | High Output | Parking Garage Luminaires | Standard | FALSE | [9 empty] | 42139 |  |  | Yes | Updated on 2/13/17 | 4.1 | 11182.81 | 103.54 | 108 | 15 | 0.93 | 5000 | 70
P5J1RRQR | Visionaire Lighting | PG | PG[AS]-1-T2-48LC-7-5K-[UNV 5 8]-[LPM CM PM12 PM24 PM36]-[DIM] | Outdoor Luminaires | High Output | Parking Garage Luminaires | Standard | FALSE | [9 empty] | 42139 |  |  | Yes | Updated on 2/13/17 | 4.1 | 11320.09 | 104.82 | 108 | 15 | 0.93 | 5000 | 70
PH3AXP8J | Visionaire Lighting | PG | PG[AS]-1-T4-48LC-7-5K-[UNV 5 8]-[LPM CM PM12 PM24 PM36]-[DIM] | Outdoor Luminaires | High Output | Parking Garage Luminaires | Standard | FALSE | [9 empty] | 42139 |  |  | Yes | Updated on 2/13/17 | 4.1 | 12437.55 | 115.16 | 108 | 15 | 0.93 | 5000 | 70
P3V81A6U | Visionaire Lighting | PGA | PGA-1-T4-32LC-10-5K-[58] | Outdoor Luminaires | Mid Output | Parking Garage Luminaires | Standard | FALSE | [9 empty] | 42139 |  |  | NotYetVerified |  | 3 | 9487.8 | 88.46 | 107.26 | 12 | 0.97 | 5000 | 67
PFY8UAU2 | Visionaire Lighting | PGA | PGA-1-T5-32LC-10-5K-[58] | Outdoor Luminaires | High Output | Parking Garage Luminaires | Standard | FALSE | [9 empty] | 42139 |  |  | NotYetVerified |  | 3 | 10876.64 | 101.4 | 107.26 | 12 | 0.97 | 5000 | 67
P45HNERZ | Visionaire Lighting | PGA | PGA-1-T3-32LC-10-5K-[58] | Outdoor Luminaires | High Output | Parking Garage Luminaires | Standard | FALSE | [9 empty] | 42139 |  |  | NotYetVerified |  | 3 | 10389.35 | 96.86 | 107.26 | 12 | 0.97 | 5000 | 67
PWJVN8T6 | Visionaire Lighting | PGA | PGA-1-T5W-32LC-10-5K-[58] | Outdoor Luminaires | High Output | Parking Garage Luminaires | Standard | FALSE | [9 empty] | 42139 |  |  | NotYetVerified |  | 3 | 10216.52 | 95.25 | 107.26 | 12 | 0.97 | 5000 | 67
PXYFPV4F | Visionaire Lighting | PGA | PGA-1-T2-32LC-10-5K-[58] | Outdoor Luminaires | High Output | Parking Garage Luminaires | Standard | FALSE | [9 empty] | 42139 |  |  | NotYetVerified |  | 3 | 10083.47 | 94.01 | 107.26 | 12 | 0.97 | 5000 | 67
PS7UU481 | Visionaire Lighting | PG | PG[AS]-1-T5W-48LC-5-5K-[UNV 5 8]-[LPM CM PM12 PM24 PM36]-[DIM] | Outdoor Luminaires | Mid Output | Parking Garage Luminaires | Standard | FALSE | [9 empty] | 42139 |  |  | Yes | Updated on 2/13/17 | 4.1 | 9582.45 | 119.78 | 80 | 9 | 0.98 | 5000 | 70
P4X7SN3B | Visionaire Lighting | PG | PG[AS]-1-T2-48LC-5-5K-[UNV 5 8]-[LPM CM PM12 PM24 PM36]-[DIM] | Outdoor Luminaires | Mid Output | Parking Garage Luminaires | Standard | FALSE | [9 empty] | 42139 |  |  | Yes | Updated on 2/13/17 | 4.1 | 9700.08 | 121.25 | 80 | 9 | 0.98 | 5000 | 70
P2QFEJQ7 | Visionaire Lighting | PG | PG[AS]-1-T4-48LC-5-5K-[UNV 5 8]-[LPM CM PM12 PM24 PM36]-[DIM] | Outdoor Luminaires | Mid Output | Parking Garage Luminaires | Standard | FALSE | [9 empty] | 42139 |  |  | Yes | Updated on 2/13/17 | 4.1 | 9469.52 | 118.37 | 80 | 9 | 0.98 | 5000 | 70
P9MH25SC | Visionaire Lighting | PG | PG[AS]-1-T5-32LC-7-4K-[UNV 5 8]-[LPM CM PM12 PM24 PM36]-[DIM] | Outdoor Luminaires | Mid Output | Parking Garage Luminaires | Standard | FALSE | [9 empty] | 42139 |  |  | Yes | Updated on 2/13/17 | 4.1 | 8653.94 | 121.89 | 71 | 7 | 0.99 | 4000 | 70
PZDQBGTM | Visionaire Lighting | PG | PG[AS]-1-T3-32LC-5-5K-[UNV 5 8]-[LPM CM PM12 PM24 PM36]-[DIM] | Outdoor Luminaires | Mid Output | Parking Garage Luminaires | Standard | FALSE | [9 empty] | 42139 |  |  | Yes | Updated on 2/13/17 | 4.1 | 6411.08 | 123.29 | 52 | 10 | 0.93 | 5000 | 70
PX7JVP1T | Visionaire Lighting | PG | PG[AS]-1-T5W-32LC-5-5K-[UNV 5 8]-[LPM CM PM12 PM24 PM36]-[DIM] | Outdoor Luminaires | Mid Output | Parking Garage Luminaires | Standard | FALSE | [9 empty] | 42139 |  |  | Yes | Updated on 2/13/17 | 4.1 | 6358 | 122.27 | 52 | 10 | 0.93 | 5000 | 70
PR9HQH1B | Visionaire Lighting | PG | PG[AS]-1-T2-32LC-5-5K-[UNV 5 8]-[LPM CM PM12 PM24 PM36]-[DIM] | Outdoor Luminaires | Mid Output | Parking Garage Luminaires | Standard | FALSE | [9 empty] | 42139 |  |  | Yes | Updated on 2/13/17 | 4.1 | 6436.05 | 123.77 | 52 | 10 | 0.93 | 5000 | 70
P189M7W9 | Visionaire Lighting | PGA | PGA-1-T5-16LC-10-5K-UNV | Outdoor Luminaires | Mid Output | Parking Garage Luminaires | Standard | FALSE | [9 empty] | 42139 |  |  | NotYetVerified |  | 3 | 6172.92 | 111.28 | 55.47 | 10 | 0.94 | 5000 | 67
PTR4WQYP | Visionaire Lighting | PG | PG[AS]-1-T4-32LC-5-5K-[UNV 5 8]-[LPM CM PM12 PM24 PM36]-[DIM] | Outdoor Luminaires | Mid Output | Parking Garage Luminaires | Standard | FALSE | [9 empty] | 42139 |  |  | Yes | Updated on 2/13/17 | 4.1 | 6283.07 | 120.83 | 52 | 10 | 0.93 | 5000 | 70
P7QYFGSG | Visionaire Lighting | PGA | PGA-1-T3-16LC-10-5K-UNV | Outdoor Luminaires | Mid Output | Parking Garage Luminaires | Standard | FALSE | [9 empty] | 42139 |  |  | NotYetVerified |  | 3 | 5896.36 | 106.3 | 55.47 | 10 | 0.94 | 5000 | 67
PK4BHVFG | Visionaire Lighting | PGA | PGA-1-T5W-16LC-10-5K-UNV | Outdoor Luminaires | Mid Output | Parking Garage Luminaires | Standard | FALSE | [9 empty] | 42139 |  |  | NotYetVerified |  | 3 | 5798.27 | 104.53 | 55.47 | 10 | 0.94 | 5000 | 67
PJ7HD17W | Visionaire Lighting | PGA | PGA-1-T2-16LC-10-5K-UNV | Outdoor Luminaires | Mid Output | Parking Garage Luminaires | Standard | FALSE | [9 empty] | 42139 |  |  | NotYetVerified |  | 3 | 5722.76 | 103.17 | 55.47 | 10 | 0.94 | 5000 | 67
PEZCKTZ4 | Visionaire Lighting | PGA | PGA-1-T4-16LC-10-5K-UNV | Outdoor Luminaires | Mid Output | Parking Garage Luminaires | Standard | FALSE | [9 empty] | 42139 |  |  | NotYetVerified |  | 3 | 5384.69 | 97.07 | 55.47 | 10 | 0.94 | 5000 | 67
PUSJJETU | Visionaire Lighting | PG | PG[AS]-1-T5-48LC-7-4K-[UNV 5 8]-[LPM CM PM12 PM24 PM36]-[DIM] | Outdoor Luminaires | High Output | Parking Garage Luminaires | Standard | FALSE | [9 empty] | 42139 |  |  | Yes | Updated on 2/13/17 | 4.1 | 12134.98 | 112.36 | 108 | 15 | 0.93 | 4000 | 70
PUB5U78B | Visionaire Lighting | PG | PG[AS]-1-T3-48LC-5-5K-[UNV 5 8]-[LPM CM PM12 PM24 PM36]-[DIM] | Outdoor Luminaires | High Output | Parking Garage Luminaires | Standard | FALSE | [9 empty] | 42139 |  |  | Yes | Updated on 2/13/17 | 4.1 | 9662.44 | 120.78 | 80 | 9 | 0.98 | 5000 | 70
P4HZDQBY | Visionaire Lighting | PGA | PGA-1-T4-32LC-10-5K-UNV | Outdoor Luminaires | Mid Output | Parking Garage Luminaires | Standard | FALSE | [9 empty] | 42139 |  |  | NotYetVerified |  | 3 | 9828.69 | 91.31 | 107.64 | 9 | 0.95 | 5000 | 67
PBC6BENV | Visionaire Lighting | PG | PG[AS]-1-T5-32LC-3-4K-[UNV]-[LPM CM PM12 PM24 PM36]-[DIM] | Outdoor Luminaires | Low Output | Parking Garage Luminaires | Standard | FALSE | [9 empty] | 42139 |  |  | Yes | Updated on 2/13/17 | 4.1 | 4979.84 | 142.28 | 35 | 8 | 0.93 | 4000 | 70
PW8H8EG3 | Visionaire Lighting | PG | PG[AS]-1-T3-16LC-7-5K-[UNV]-[LPM CM PM12 PM24 PM36]-[DIM] | Outdoor Luminaires | Low Output | Parking Garage Luminaires | Standard | FALSE | [9 empty] | 42139 |  |  | Yes | Updated on 2/13/17 | 4.1 | 4156.3 | 112.33 | 37 | 9 | 0.97 | 5000 | 70
PWYP76XW | Visionaire Lighting | PG | PG[AS]-1-T5W-16LC-7-5K-[UNV]-[LPM CM PM12 PM24 PM36]-[DIM] | Outdoor Luminaires | Low Output | Parking Garage Luminaires | Standard | FALSE | [9 empty] | 42139 |  |  | Yes | Updated on 2/13/17 | 4.1 | 4121.9 | 111.4 | 37 | 9 | 0.97 | 5000 | 70
P544ASJG | Visionaire Lighting | PG | PG[AS]-1-T2-16LC-7-5K-[UNV]-[LPM CM PM12 PM24 PM36]-[DIM] | Outdoor Luminaires | Low Output | Parking Garage Luminaires | Standard | FALSE | [9 empty] | 42139 |  |  | Yes | Updated on 2/13/17 | 4.1 | 4172.5 | 112.77 | 37 | 9 | 0.97 | 5000 | 70
PSMTG29C | Visionaire Lighting | PG | PG[AS]-1-T4-16LC-7-5K-[UNV]-[LPM CM PM12 PM24 PM36]-[DIM] | Outdoor Luminaires | Low Output | Parking Garage Luminaires | Standard | FALSE | [9 empty] | 42139 |  |  | Yes | Updated on 2/13/17 | 4.1 | 4073.32 | 110.09 | 37 | 9 | 0.97 | 5000 | 70
PPMM3SGA | Visionaire Lighting | PGA | PGA-1-T5-32LC-10-5K-UNV | Outdoor Luminaires | High Output | Parking Garage Luminaires | Standard | FALSE | [9 empty] | 42139 |  |  | NotYetVerified |  | 3 | 11267.44 | 104.68 | 107.64 | 9 | 0.95 | 5000 | 67
P8SY2E9S | Visionaire Lighting | PGA | PGA-1-T3-32LC-10-5K-UNV | Outdoor Luminaires | High Output | Parking Garage Luminaires | Standard | FALSE | [9 empty] | 42139 |  |  | NotYetVerified |  | 3 | 10762.64 | 99.99 | 107.64 | 9 | 0.95 | 5000 | 67
PGKKKS6C | Visionaire Lighting | PGA | PGA-1-T5W-32LC-10-5K-UNV | Outdoor Luminaires | High Output | Parking Garage Luminaires | Standard | FALSE | [9 empty] | 42139 |  |  | NotYetVerified |  | 3 | 10583.6 | 98.32 | 107.64 | 9 | 0.95 | 5000 | 67
PC56NGE4 | Visionaire Lighting | PGA | PGA-1-T2-32LC-10-5K-UNV | Outdoor Luminaires | High Output | Parking Garage Luminaires | Standard | FALSE | [9 empty] | 42139 |  |  | NotYetVerified |  | 3 | 10445.77 | 97.04 | 107.64 | 9 | 0.95 | 5000 | 67
PAG4UKPH | Visionaire Lighting | PG | PG[AS]-1-T5-48LC-5-4K-[UNV 5 8]-[LPM CM PM12 PM24 PM36]-[DIM] | Outdoor Luminaires | High Output | Parking Garage Luminaires | Standard | FALSE | [9 empty] | 42139 |  |  | Yes | Updated on 2/13/17 | 4.1 | 10398.36 | 129.98 | 80 | 9 | 0.98 | 4000 | 70
PED6ZSX3 | Visionaire Lighting | PG | PG[AS]-1-T3-48LC-3-5K-[UNV 5 8]-[LPM CM PM12 PM24 PM36]-[DIM] | Outdoor Luminaires | Mid Output | Parking Garage Luminaires | Standard | FALSE | [9 empty] | 42139 |  |  | Yes | Updated on 2/13/17 | 4.1 | 7003.04 | 134.67 | 52 | 8 | 0.96 | 5000 | 70
PVX9F745 | Visionaire Lighting | PG | PG[AS]-1-T5W-48LC-3-5K-[UNV 5 8]-[LPM CM PM12 PM24 PM36]-[DIM] | Outdoor Luminaires | Mid Output | Parking Garage Luminaires | Standard | FALSE | [9 empty] | 42139 |  |  | Yes | Updated on 2/13/17 | 4.1 | 6945.07 | 133.56 | 52 | 8 | 0.96 | 5000 | 70
P71M3UU2 | Visionaire Lighting | PG | PG[AS]-1-T2-48LC-3-5K-[UNV 5 8]-[LPM CM PM12 PM24 PM36]-[DIM] | Outdoor Luminaires | Mid Output | Parking Garage Luminaires | Standard | FALSE | [9 empty] | 42139 |  |  | Yes | Updated on 2/13/17 | 4.1 | 7030.32 | 135.2 | 52 | 8 | 0.96 | 5000 | 70
PUSFG4HR | Visionaire Lighting | PG | PG[AS]-1-T4-48LC-3-5K-[UNV 5 8]-[LPM CM PM12 PM24 PM36]-[DIM] | Outdoor Luminaires | Mid Output | Parking Garage Luminaires | Standard | FALSE | [9 empty] | 42139 |  |  | Yes | Updated on 2/13/17 | 4.1 | 6863.22 | 131.98 | 52 | 8 | 0.96 | 5000 | 70
P9J23KWX | Visionaire Lighting | PG | PG[AS]-1-T5-32LC-5-4K-[UNV 5 8]-[LPM CM PM12 PM24 PM36]-[DIM] | Outdoor Luminaires | Mid Output | Parking Garage Luminaires | Standard | FALSE | [9 empty] | 42139 |  |  | Yes | Updated on 2/13/17 | 4.1 | 6899.36 | 132.68 | 52 | 10 | 0.93 | 4000 | 70
PYH675PR | Visionaire Lighting | PG | PG[AS]-1-T3-32LC-3-5K-[UNV]-[LPM CM PM12 PM24 PM36]-[DIM] | Outdoor Luminaires | Low Output | Parking Garage Luminaires | Standard | FALSE | [9 empty] | 42139 |  |  | Yes | Updated on 2/13/17 | 4.1 | 4627.41 | 132.21 | 35 | 8 | 0.93 | 5000 | 70
PVW8XK91 | Visionaire Lighting | PG | PG[AS]-1-T5W-32LC-3-5K-[UNV]-[LPM CM PM12 PM24 PM36]-[DIM] | Outdoor Luminaires | Low Output | Parking Garage Luminaires | Standard | FALSE | [9 empty] | 42139 |  |  | Yes | Updated on 2/13/17 | 4.1 | 4589.1 | 131.12 | 35 | 8 | 0.93 | 5000 | 70
PPJCBCRD | Visionaire Lighting | PG | PG[AS]-1-T2-32LC-3-5K-[UNV]-[LPM CM PM12 PM24 PM36]-[DIM] | Outdoor Luminaires | Low Output | Parking Garage Luminaires | Standard | FALSE | [9 empty] | 42139 |  |  | Yes | Updated on 2/13/17 | 4.1 | 4645.43 | 132.73 | 35 | 8 | 0.93 | 5000 | 70
P8MWP82U | Visionaire Lighting | PG | PG[AS]-1-T4-32LC-3-5K-[UNV]-[LPM CM PM12 PM24 PM36]-[DIM] | Outdoor Luminaires | Low Output | Parking Garage Luminaires | Standard | FALSE | [9 empty] | 42139 |  |  | Yes | Updated on 2/13/17 | 4.1 | 4535.02 | 129.57 | 35 | 8 | 0.93 | 5000 | 70
PY9XPJ9C | Visionaire Lighting | PG | PG[AS]-1-T5-48LC-3-4K-[UNV 5 8]-[LPM CM PM12 PM24 PM36]-[DIM] | Outdoor Luminaires | Mid Output | Parking Garage Luminaires | Standard | FALSE | [9 empty] | 42139 |  |  | Yes | Updated on 2/13/17 | 4.1 | 7536.41 | 144.93 | 52 | 8 | 0.96 | 4000 | 70
PFN2DCMC | Visionaire Lighting | PG | PG[AS]-1-T3-32LC-7-5K-[UNV 5 8]-[LPM CM PM12 PM24 PM36]-[DIM] | Outdoor Luminaires | Mid Output | Parking Garage Luminaires | Standard | FALSE | [9 empty] | 42139 |  |  | Yes | Updated on 2/13/17 | 4.1 | 8041.48 | 113.26 | 71 | 7 | 0.99 | 5000 | 70
PFES334F | Visionaire Lighting | PG | PG[AS]-1-T5W-32LC-7-5K-[UNV 5 8]-[LPM CM PM12 PM24 PM36]-[DIM] | Outdoor Luminaires | Mid Output | Parking Garage Luminaires | Standard | FALSE | [9 empty] | 42139 |  |  | Yes | Updated on 2/13/17 | 4.1 | 7974.91 | 112.32 | 71 | 7 | 0.99 | 5000 | 70
PMN91BSJ | Visionaire Lighting | PG | PG[AS]-1-T2-32LC-7-5K-[UNV 5 8]-[LPM CM PM12 PM24 PM36]-[DIM] | Outdoor Luminaires | Mid Output | Parking Garage Luminaires | Standard | FALSE | [9 empty] | 42139 |  |  | Yes | Updated on 2/13/17 | 4.1 | 8072.81 | 113.7 | 71 | 7 | 0.99 | 5000 | 70
PEDA6KMR | Visionaire Lighting | PG | PG[AS]-1-T4-32LC-7-5K-[UNV 5 8]-[LPM CM PM12 PM24 PM36]-[DIM] | Outdoor Luminaires | Mid Output | Parking Garage Luminaires | Standard | FALSE | [9 empty] | 42139 |  |  | Yes | Updated on 2/13/17 | 4.1 | 7880.93 | 111 | 71 | 7 | 0.99 | 5000 | 70
PG6XXMQJ | Visionaire Lighting | PG | PG[AS]-1-T5-16LC-7-4K-[UNV]-[LPM CM PM12 PM24 PM36]-[DIM] | Outdoor Luminaires | Low Output | Parking Garage Luminaires | Standard | FALSE | [9 empty] | 42139 |  |  | Yes | Updated on 2/13/17 | 4.1 | 4472.86 | 120.89 | 37 | 9 | 0.97 | 4000 | 70
PJB6Z9PP | Visionaire Lighting | PG | PG[AS]-1-T3-16LC-5-5K-[UNV]-[LPM CM PM12 PM24 PM36]-[DIM] | Outdoor Luminaires | Low Output | Parking Garage Luminaires | Standard | FALSE | [9 empty] | 42139 |  |  | Yes | Updated on 2/13/17 | 4.1 | 3163.88 | 121.69 | 26 | 15 | 0.94 | 5000 | 70
PYRHKCT2 | Visionaire Lighting | PG | PG[AS]-1-T5W-16LC-5-5K-[UNV]-[LPM CM PM12 PM24 PM36]-[DIM] | Outdoor Luminaires | Low Output | Parking Garage Luminaires | Standard | FALSE | [9 empty] | 42139 |  |  | Yes | Updated on 2/13/17 | 4.1 | 3137.68 | 120.68 | 26 | 15 | 0.94 | 5000 | 70
PJ71TNVW | Visionaire Lighting | PG | PG[AS]-1-T2-16LC-5-5K-[UNV]-[LPM CM PM12 PM24 PM36]-[DIM] | Outdoor Luminaires | Low Output | Parking Garage Luminaires | Standard | FALSE | [9 empty] | 42139 |  |  | Yes | Updated on 2/13/17 | 4.1 | 3176.2 | 122.16 | 26 | 15 | 0.94 | 5000 | 70
PSC2JW9D | Visionaire Lighting | PG | PG[AS]-1-T4-16LC-5-5K-[UNV]-[LPM CM PM12 PM24 PM36]-[DIM] | Outdoor Luminaires | Low Output | Parking Garage Luminaires | Standard | FALSE | [9 empty] | 42139 |  |  | Yes | Updated on 2/13/17 | 4.1 | 3100.71 | 119.26 | 26 | 15 | 0.94 | 5000 | 70
PRX578UW | Visionaire Lighting | PG | PG[AS]-1-T5-16LC-3-5K-[UNV]-[LPM CM PM12 PM24 PM36]-[DIM] | Outdoor Luminaires | Low Output | Parking Garage Luminaires | Standard | FALSE | [9 empty] | 42139 |  |  | Yes | Updated on 2/13/17 | 4.1 | 2430.79 | 135.04 | 18 | 11 | 0.97 | 5000 | 70
PUHVAD4W | Visionaire Lighting | PG | PG[AS]-1-T3-16LC-3-5K-[UNV]-[LPM CM PM12 PM24 PM36]-[DIM] | Outdoor Luminaires | Low Output | Parking Garage Luminaires | Standard | FALSE | [9 empty] | 42139 |  |  | Yes | Updated on 2/13/17 | 4.1 | 2213.58 | 122.98 | 18 | 11 | 0.97 | 5000 | 70
PJUD332D | Visionaire Lighting | PG | PG[AS]-1-T5W-16LC-5-4K-[UNV]-[LPM CM PM12 PM24 PM36]-[DIM] | Outdoor Luminaires | Low Output | Parking Garage Luminaires | Standard | FALSE | [9 empty] | 42139 |  |  | Yes | Updated on 2/13/17 | 4.1 | 3074.93 | 118.27 | 26 | 15 | 0.94 | 4000 | 70
PV52VV5B | Visionaire Lighting | PG | PG[AS]-1-T2-16LC-3-5K-[UNV]-[LPM CM PM12 PM24 PM36]-[DIM] | Outdoor Luminaires | Low Output | Parking Garage Luminaires | Standard | FALSE | [9 empty] | 42139 |  |  | Yes | Updated on 2/13/17 | 4.1 | 2222.21 | 123.46 | 18 | 11 | 0.97 | 5000 | 70
PA3UNPB5 | Visionaire Lighting | PG | PG[AS]-1-T4-16LC-3-5K-[UNV]-[LPM CM PM12 PM24 PM36]-[DIM] | Outdoor Luminaires | Low Output | Parking Garage Luminaires | Standard | FALSE | [9 empty] | 42139 |  |  | Yes | Updated on 2/13/17 | 4.1 | 2169.39 | 120.52 | 18 | 11 | 0.97 | 5000 | 70
PE19RAPU | Visionaire Lighting | PG | PG[AS]-1-T5-48LC-7-5K-[UNV 5 8]-[LPM CM PM12 PM24 PM36]-[DIM] | Outdoor Luminaires | High Output | Parking Garage Luminaires | Standard | FALSE | [9 empty] | 42139 |  |  | Yes | Updated on 2/13/17 | 4.1 | 12382.63 | 114.65 | 108 | 15 | 0.93 | 5000 | 70
PUXYC89X | Visionaire Lighting | PG | PG[AS]-1-T3-48LC-7-4K-[UNV 5 8]-[LPM CM PM12 PM24 PM36]-[DIM] | Outdoor Luminaires | High Output | Parking Garage Luminaires | Standard | FALSE | [9 empty] | 42139 |  |  | Yes | Updated on 2/13/17 | 4.1 | 11050.64 | 102.32 | 108 | 15 | 0.93 | 4000 | 70
P2ES4ZNH | Visionaire Lighting | PG | PG[AS]-1-T5W-48LC-7-4K-[UNV 5 8]-[LPM CM PM12 PM24 PM36]-[DIM] | Outdoor Luminaires | High Output | Parking Garage Luminaires | Standard | FALSE | [9 empty] | 42139 |  |  | Yes | Updated on 2/13/17 | 4.1 | 10959.15 | 101.47 | 108 | 15 | 0.93 | 4000 | 70
PCUX11FK | Visionaire Lighting | PG | PG[AS]-1-T2-48LC-7-4K-[UNV 5 8]-[LPM CM PM12 PM24 PM36]-[DIM] | Outdoor Luminaires | High Output | Parking Garage Luminaires | Standard | FALSE | [9 empty] | 42139 |  |  | Yes | Updated on 2/13/17 | 4.1 | 11093.69 | 102.72 | 108 | 15 | 0.93 | 4000 | 70
PWB6QZFQ | Visionaire Lighting | PGA | PGA-1-T3-32LC-10-4K-[58] | Outdoor Luminaires | Mid Output | Parking Garage Luminaires | Standard | FALSE | [9 empty] | 42139 |  |  | NotYetVerified |  | 3 | 9869.89 | 92.02 | 107.26 | 12 | 0.97 | 4000 | 74
PTDHT9DZ | Visionaire Lighting | PGA | PGA-1-T5W-32LC-10-4K-[58] | Outdoor Luminaires | Mid Output | Parking Garage Luminaires | Standard | FALSE | [9 empty] | 42139 |  |  | NotYetVerified |  | 3 | 9705.69 | 90.49 | 107.26 | 12 | 0.97 | 4000 | 74
PHP2F4R2 | Visionaire Lighting | PGA | PGA-1-T2-32LC-10-4K-[58] | Outdoor Luminaires | Mid Output | Parking Garage Luminaires | Standard | FALSE | [9 empty] | 42139 |  |  | NotYetVerified |  | 3 | 9579.3 | 89.31 | 107.26 | 12 | 0.97 | 4000 | 74
PHQTUW6M | Visionaire Lighting | PGA | PGA-1-T5-32LC-10-4K-[58] | Outdoor Luminaires | High Output | Parking Garage Luminaires | Standard | FALSE | [9 empty] | 42139 |  |  | NotYetVerified |  | 3 | 10332.81 | 96.33 | 107.26 | 12 | 0.97 | 4000 | 74
PYZ9TSSE | Visionaire Lighting | PG | PG[AS]-1-T3-48LC-5-4K-[UNV 5 8]-[LPM CM PM12 PM24 PM36]-[DIM] | Outdoor Luminaires | Mid Output | Parking Garage Luminaires | Standard | FALSE | [9 empty] | 42139 |  |  | Yes | Updated on 2/13/17 | 4.1 | 9469.19 | 118.36 | 80 | 9 | 0.98 | 4000 | 70
PD75BY22 | Visionaire Lighting | PG | PG[AS]-1-T5W-48LC-5-4K-[UNV 5 8]-[LPM CM PM12 PM24 PM36]-[DIM] | Outdoor Luminaires | Mid Output | Parking Garage Luminaires | Standard | FALSE | [9 empty] | 42139 |  |  | Yes | Updated on 2/13/17 | 4.1 | 9390.8 | 117.39 | 80 | 9 | 0.98 | 4000 | 70
PWZ6SES4 | Visionaire Lighting | PG | PG[AS]-1-T2-48LC-5-4K-[UNV 5 8]-[LPM CM PM12 PM24 PM36]-[DIM] | Outdoor Luminaires | Mid Output | Parking Garage Luminaires | Standard | FALSE | [9 empty] | 42139 |  |  | Yes | Updated on 2/13/17 | 4.1 | 9506.08 | 118.83 | 80 | 9 | 0.98 | 4000 | 70
PM3PD71T | Visionaire Lighting | PG | PG[AS]-1-T4-48LC-5-4K-[UNV 5 8]-[LPM CM PM12 PM24 PM36]-[DIM] | Outdoor Luminaires | Mid Output | Parking Garage Luminaires | Standard | FALSE | [9 empty] | 42139 |  |  | Yes | Updated on 2/13/17 | 4.1 | 9280.13 | 116 | 80 | 9 | 0.98 | 4000 | 70
PMJBB4YU | Visionaire Lighting | PG | PG[AS]-1-T5-32LC-5-5K-[UNV 5 8]-[LPM CM PM12 PM24 PM36]-[DIM] | Outdoor Luminaires | Mid Output | Parking Garage Luminaires | Standard | FALSE | [9 empty] | 42139 |  |  | Yes | Updated on 2/13/17 | 4.1 | 7040.17 | 135.39 | 52 | 10 | 0.93 | 5000 | 70
PE54W5E6 | Visionaire Lighting | PG | PG[AS]-1-T3-32LC-5-4K-[UNV 5 8]-[LPM CM PM12 PM24 PM36]-[DIM] | Outdoor Luminaires | Mid Output | Parking Garage Luminaires | Standard | FALSE | [9 empty] | 42139 |  |  | Yes | Updated on 2/13/17 | 4.1 | 6282.86 | 120.82 | 52 | 10 | 0.93 | 4000 | 70
PWC2Z69D | Visionaire Lighting | PG | PG[AS]-1-T5W-32LC-5-4K-[UNV 5 8]-[LPM CM PM12 PM24 PM36]-[DIM] | Outdoor Luminaires | Mid Output | Parking Garage Luminaires | Standard | FALSE | [9 empty] | 42139 |  |  | Yes | Updated on 2/13/17 | 4.1 | 6230.84 | 119.82 | 52 | 10 | 0.93 | 4000 | 70
PVQTX4CB | Visionaire Lighting | PG | PG[AS]-1-T2-32LC-5-4K-[UNV 5 8]-[LPM CM PM12 PM24 PM36]-[DIM] | Outdoor Luminaires | Mid Output | Parking Garage Luminaires | Standard | FALSE | [9 empty] | 42139 |  |  | Yes | Updated on 2/13/17 | 4.1 | 6307.33 | 121.29 | 52 | 10 | 0.93 | 4000 | 70
P8E78TUP | Visionaire Lighting | PGA | PGA-1-T5-16LC-10-4K-UNV | Outdoor Luminaires | Mid Output | Parking Garage Luminaires | Standard | FALSE | [9 empty] | 42139 |  |  | NotYetVerified |  | 3 | 5864.27 | 105.72 | 55.47 | 10 | 0.94 | 4000 | 74
PU15J565 | Visionaire Lighting | PGA | PGA-1-T3-16LC-10-4K-UNV | Outdoor Luminaires | Mid Output | Parking Garage Luminaires | Standard | FALSE | [9 empty] | 42139 |  |  | NotYetVerified |  | 3 | 5601.54 | 100.98 | 55.47 | 10 | 0.94 | 4000 | 74
PUNSKTYB | Visionaire Lighting | PGA | PGA-1-T5W-16LC-10-4K-UNV | Outdoor Luminaires | Mid Output | Parking Garage Luminaires | Standard | FALSE | [9 empty] | 42139 |  |  | NotYetVerified |  | 3 | 5508.36 | 99.3 | 55.47 | 10 | 0.94 | 4000 | 74
PUY7Z71G | Visionaire Lighting | PGA | PGA-1-T2-16LC-10-4K-UNV | Outdoor Luminaires | Mid Output | Parking Garage Luminaires | Standard | FALSE | [9 empty] | 42139 |  |  | NotYetVerified |  | 3 | 5436.62 | 98.01 | 55.47 | 10 | 0.94 | 4000 | 74
P6UESYRR | Visionaire Lighting | PG | PG[AS]-1-T5-48LC-5-5K-[UNV 5 8]-[LPM CM PM12 PM24 PM36]-[DIM] | Outdoor Luminaires | High Output | Parking Garage Luminaires | Standard | FALSE | [9 empty] | 42139 |  |  | Yes | Updated on 2/13/17 | 4.1 | 10610.57 | 132.63 | 80 | 9 | 0.98 | 5000 | 70
PEF1R6TG | Visionaire Lighting | PGA | PGA-1-T2-32LC-10-4K-UNV | Outdoor Luminaires | Mid Output | Parking Garage Luminaires | Standard | FALSE | [9 empty] | 42139 |  |  | NotYetVerified |  | 3 | 9923.48 | 92.19 | 107.64 | 9 | 0.95 | 4000 | 74
PHX6N93U | Visionaire Lighting | PG | PG[AS]-1-T5-16LC-7-5K-[UNV]-[LPM CM PM12 PM24 PM36]-[DIM] | Outdoor Luminaires | Low Output | Parking Garage Luminaires | Standard | FALSE | [9 empty] | 42139 |  |  | Yes | Updated on 2/13/17 | 4.1 | 4564.14 | 123.36 | 37 | 9 | 0.97 | 5000 | 70
PNCBPBKV | Visionaire Lighting | PG | PG[AS]-1-T3-16LC-7-4K-[UNV]-[LPM CM PM12 PM24 PM36]-[DIM] | Outdoor Luminaires | Low Output | Parking Garage Luminaires | Standard | FALSE | [9 empty] | 42139 |  |  | Yes | Updated on 2/13/17 | 4.1 | 4073.18 | 110.09 | 37 | 9 | 0.97 | 4000 | 70
P8TY6127 | Visionaire Lighting | PG | PG[AS]-1-T5W-16LC-7-4K-[UNV]-[LPM CM PM12 PM24 PM36]-[DIM] | Outdoor Luminaires | Low Output | Parking Garage Luminaires | Standard | FALSE | [9 empty] | 42139 |  |  | Yes | Updated on 2/13/17 | 4.1 | 4039.46 | 109.17 | 37 | 9 | 0.97 | 4000 | 70
P9WAK8MD | Visionaire Lighting | PG | PG[AS]-1-T2-16LC-7-4K-[UNV]-[LPM CM PM12 PM24 PM36]-[DIM] | Outdoor Luminaires | Low Output | Parking Garage Luminaires | Standard | FALSE | [9 empty] | 42139 |  |  | Yes | Updated on 2/13/17 | 4.1 | 4089.05 | 110.51 | 37 | 9 | 0.97 | 4000 | 70
P8XSXC6N | Visionaire Lighting | PGA | PGA-1-T5-32LC-10-4K-UNV | Outdoor Luminaires | High Output | Parking Garage Luminaires | Standard | FALSE | [9 empty] | 42139 |  |  | NotYetVerified |  | 3 | 10704.07 | 99.44 | 107.64 | 9 | 0.95 | 4000 | 74
PNJ1FUM2 | Visionaire Lighting | PGA | PGA-1-T3-32LC-10-4K-UNV | Outdoor Luminaires | High Output | Parking Garage Luminaires | Standard | FALSE | [9 empty] | 42139 |  |  | NotYetVerified |  | 3 | 10224.51 | 94.99 | 107.64 | 9 | 0.95 | 4000 | 74
P46MSK6Z | Visionaire Lighting | PGA | PGA-1-T5W-32LC-10-4K-UNV | Outdoor Luminaires | High Output | Parking Garage Luminaires | Standard | FALSE | [9 empty] | 42139 |  |  | NotYetVerified |  | 3 | 10054.42 | 93.41 | 107.64 | 9 | 0.95 | 4000 | 74
P8JXGVQD | Visionaire Lighting | PG | PG[AS]-1-T5-48LC-3-5K-[UNV 5 8]-[LPM CM PM12 PM24 PM36]-[DIM] | Outdoor Luminaires | Mid Output | Parking Garage Luminaires | Standard | FALSE | [9 empty] | 42139 |  |  | Yes | Updated on 2/13/17 | 4.1 | 7690.22 | 147.89 | 52 | 8 | 0.96 | 5000 | 70
PQ24UCP5 | Visionaire Lighting | PG | PG[AS]-1-T3-48LC-3-4K-[UNV 5 8]-[LPM CM PM12 PM24 PM36]-[DIM] | Outdoor Luminaires | Mid Output | Parking Garage Luminaires | Standard | FALSE | [9 empty] | 42139 |  |  | Yes | Updated on 2/13/17 | 4.1 | 6862.98 | 131.98 | 52 | 8 | 0.96 | 4000 | 70
P8X6ZBZD | Visionaire Lighting | PG | PG[AS]-1-T5W-48LC-3-4K-[UNV 5 8]-[LPM CM PM12 PM24 PM36]-[DIM] | Outdoor Luminaires | Mid Output | Parking Garage Luminaires | Standard | FALSE | [9 empty] | 42139 |  |  | Yes | Updated on 2/13/17 | 4.1 | 6806.16 | 130.89 | 52 | 8 | 0.96 | 4000 | 70
PSEFNBDU | Visionaire Lighting | PG | PG[AS]-1-T2-48LC-3-4K-[UNV 5 8]-[LPM CM PM12 PM24 PM36]-[DIM] | Outdoor Luminaires | Mid Output | Parking Garage Luminaires | Standard | FALSE | [9 empty] | 42139 |  |  | Yes | Updated on 2/13/17 | 4.1 | 6889.72 | 132.49 | 52 | 8 | 0.96 | 4000 | 70
PU92PF3A | Visionaire Lighting | PG | PG[AS]-1-T5-32LC-3-5K-[UNV]-[LPM CM PM12 PM24 PM36]-[DIM] | Outdoor Luminaires | Mid Output | Parking Garage Luminaires | Standard | FALSE | [9 empty] | 42139 |  |  | Yes | Updated on 2/13/17 | 4.1 | 5081.47 | 145.18 | 35 | 8 | 0.93 | 5000 | 70
P7ACD7ZH | Visionaire Lighting | PG | PG[AS]-1-T3-32LC-3-4K-[UNV]-[LPM CM PM12 PM24 PM36]-[DIM] | Outdoor Luminaires | Low Output | Parking Garage Luminaires | Standard | FALSE | [9 empty] | 42139 |  |  | Yes | Updated on 2/13/17 | 4.1 | 4534.86 | 129.57 | 35 | 8 | 0.93 | 4000 | 70
PNP9NH4J | Visionaire Lighting | PG | PG[AS]-1-T5W-32LC-3-4K-[UNV]-[LPM CM PM12 PM24 PM36]-[DIM] | Outdoor Luminaires | Low Output | Parking Garage Luminaires | Standard | FALSE | [9 empty] | 42139 |  |  | Yes | Updated on 2/13/17 | 4.1 | 4497.32 | 128.49 | 35 | 8 | 0.93 | 4000 | 70
PRKARGXY | Visionaire Lighting | PG | PG[AS]-1-T2-32LC-3-4K-[UNV]-[LPM CM PM12 PM24 PM36]-[DIM] | Outdoor Luminaires | Low Output | Parking Garage Luminaires | Standard | FALSE | [9 empty] | 42139 |  |  | Yes | Updated on 2/13/17 | 4.1 | 4552.52 | 130.07 | 35 | 8 | 0.93 | 4000 | 70
PESWAQST | Visionaire Lighting | PG | PG[AS]-1-T5-32LC-7-5K-[UNV 5 8]-[LPM CM PM12 PM24 PM36]-[DIM] | Outdoor Luminaires | Mid Output | Parking Garage Luminaires | Standard | FALSE | [9 empty] | 42139 |  |  | Yes | Updated on 2/13/17 | 4.1 | 8830.55 | 124.37 | 71 | 7 | 0.99 | 5000 | 70
PE73KXDH | Visionaire Lighting | PG | PG[AS]-1-T3-32LC-7-4K-[UNV 5 8]-[LPM CM PM12 PM24 PM36]-[DIM] | Outdoor Luminaires | Mid Output | Parking Garage Luminaires | Standard | FALSE | [9 empty] | 42139 |  |  | Yes | Updated on 2/13/17 | 4.1 | 7880.65 | 111 | 71 | 7 | 0.99 | 4000 | 70
P2C79F3M | Visionaire Lighting | PG | PG[AS]-1-T5W-32LC-7-4K-[UNV 5 8]-[LPM CM PM12 PM24 PM36]-[DIM] | Outdoor Luminaires | Mid Output | Parking Garage Luminaires | Standard | FALSE | [9 empty] | 42139 |  |  | Yes | Updated on 2/13/17 | 4.1 | 7815.41 | 110.08 | 71 | 7 | 0.99 | 4000 | 70
P3QHSCUQ | Visionaire Lighting | PG | PG[AS]-1-T2-32LC-7-4K-[UNV 5 8]-[LPM CM PM12 PM24 PM36]-[DIM] | Outdoor Luminaires | Mid Output | Parking Garage Luminaires | Standard | FALSE | [9 empty] | 42139 |  |  | Yes | Updated on 2/13/17 | 4.1 | 7911.35 | 111.43 | 71 | 7 | 0.99 | 4000 | 70
PUX2HKER | Visionaire Lighting | PG | PG[AS]-1-T5-16LC-5-4K-[UNV]-[LPM CM PM12 PM24 PM36]-[DIM] | Outdoor Luminaires | Low Output | Parking Garage Luminaires | Standard | FALSE | [9 empty] | 42139 |  |  | Yes | Updated on 2/13/17 | 4.1 | 3404.84 | 130.96 | 26 | 15 | 0.94 | 4000 | 70
PB2W5GTB | Visionaire Lighting | PG | PG[AS]-1-T3-16LC-5-4K-[UNV]-[LPM CM PM12 PM24 PM36]-[DIM] | Outdoor Luminaires | Low Output | Parking Garage Luminaires | Standard | FALSE | [9 empty] | 42139 |  |  | Yes | Updated on 2/13/17 | 4.1 | 3100.6 | 119.25 | 26 | 15 | 0.94 | 4000 | 70
PS4CGM2J | Visionaire Lighting | PG | PG[AS]-1-T5-16LC-5-5K-[UNV]-[LPM CM PM12 PM24 PM36]-[DIM] | Outdoor Luminaires | Low Output | Parking Garage Luminaires | Standard | FALSE | [9 empty] | 42139 |  |  | Yes | Updated on 2/13/17 | 4.1 | 3474.33 | 133.63 | 26 | 15 | 0.94 | 5000 | 70
PN5QEYEJ | Visionaire Lighting | PG | PG[AS]-1-T2-16LC-5-4K-[UNV]-[LPM CM PM12 PM24 PM36]-[DIM] | Outdoor Luminaires | Low Output | Parking Garage Luminaires | Standard | FALSE | [9 empty] | 42139 |  |  | Yes | Updated on 2/13/17 | 4.1 | 3112.68 | 119.72 | 26 | 15 | 0.94 | 4000 | 70
PEEY7VUM | Visionaire Lighting | PG | PG[AS]-1-T5-16LC-3-4K-[UNV]-[LPM CM PM12 PM24 PM36]-[DIM] | Outdoor Luminaires | Low Output | Parking Garage Luminaires | Standard | FALSE | [9 empty] | 42139 |  |  | Yes | Updated on 2/13/17 | 4.1 | 2382.18 | 132.34 | 18 | 11 | 0.97 | 4000 | 70
P6HXRV7U | Visionaire Lighting | PG | PG[AS]-1-T3-16LC-3-4K-[UNV]-[LPM CM PM12 PM24 PM36]-[DIM] | Outdoor Luminaires | Low Output | Parking Garage Luminaires | Standard | FALSE | [9 empty] | 42139 |  |  | Yes | Updated on 2/13/17 | 4.1 | 2169.31 | 120.52 | 18 | 11 | 0.97 | 4000 | 70
PR24PPV2 | Visionaire Lighting | PG | PG[AS]-1-T5W-16LC-3-5K-[UNV]-[LPM CM PM12 PM24 PM36]-[DIM] | Outdoor Luminaires | Low Output | Parking Garage Luminaires | Standard | FALSE | [9 empty] | 42139 |  |  | Yes | Updated on 2/13/17 | 4.1 | 2195.26 | 121.96 | 18 | 11 | 0.97 | 5000 | 70
P9YMY45S | Visionaire Lighting | PG | PG[AS]-1-T2-16LC-3-4K-[UNV]-[LPM CM PM12 PM24 PM36]-[DIM] | Outdoor Luminaires | Low Output | Parking Garage Luminaires | Standard | FALSE | [9 empty] | 42139 |  |  | Yes | Updated on 2/13/17 | 4.1 | 2177.76 | 120.99 | 18 | 11 | 0.97 | 4000 | 70
PP851EA4 | Orbit Industries Inc. | ORBIT | LCM6-95W-CW-WH | Outdoor Luminaires | Mid Output | Parking Garage Luminaires | Standard | TRUE | 8178.22 | 78 | 105 | 21 | 0.88 | 4952 | 70 | 5 |  | 42138 |  |  | NotYetVerified |  | 3 | 8178 | 77.9 | 105 | 21 | 0.9 | 5000 | 70
PTXA746N | Orbit Industries Inc. | ORBIT | LCM6-138W-CW-WH | Outdoor Luminaires | High Output | Parking Garage Luminaires | Standard | FALSE | [9 empty] | 42138 |  |  | NotYetVerified |  | 3 | 12267 | 78.6 | 156 | 15 | 0.94 | 5000 | 70
PKBGMCCVJ | SteelCraft | SteelCraft | F2202RLED-21B2 | Outdoor Luminaires | Low Output | Parking Garage Luminaires | Standard | TRUE | 3485.5 | 98.13 | 35.52 | 19.56 | 0.919 | 4243 | 83.6 | 5 |  | 42135 |  |  | NotYetVerified |  | 3
PDFTCP78 | Orion Energy Systems Inc | Harris | LBGP1 | Outdoor Luminaires | Low Output | Parking Garage Luminaires | Standard | TRUE | 4309.79 | 78 | 55.14 | 16 | 0.96 | 5100 | 67.2 | 5 |  | 42132 |  |  | NotYetVerified | Only qualified at 20Â° setting | 3 | 4000 | 74 | 54 |  |  | 5000 | 70
PJYP8G9J | Xiamen Holly Lite Co. Ltd. | Holly Lite | HLF-150HSJ-L-X-040-XXXX-SA-NON | Outdoor Luminaires | Low Output | Parking Garage Luminaires | Standard | TRUE | 3138.48 | 72.76 | 43.2 | 17.1 | 0.904 | 5644 | 88.7 | 5 | 50000 | 42130 |  |  | NotYetVerified |  | 3 | 3143.399 | 72.759 | 43.203 |  | 0.995 | 5644 | 88.7
PSN4SUW6 | Xiamen Holly Lite Co. Ltd. | Holly Lite | HLF-150HSJ-L-X-040-XXXX-SA-STP | Outdoor Luminaires | Low Output | Parking Garage Luminaires | Standard | FALSE | [9 empty] | 42130 |  |  | NotYetVerified |  | 3 | 3143.399 | 72.759 | 43.203 |  | 0.995 | 5644 | 88.7
PYZ5XDEF | Xiamen Holly Lite Co. Ltd. | Holly Lite | HLF-150HSJ-L-X-040-XXXX-SA-CTN | Outdoor Luminaires | Low Output | Parking Garage Luminaires | Standard | FALSE | [9 empty] | 42130 |  |  | NotYetVerified |  | 3 | 3143.399 | 72.759 | 43.203 |  | 0.995 | 5644 | 88.7
PXJJQRVH | RAB Lighting | RAB Lighting | PRT42Y | Outdoor Luminaires | Low Output | Parking Garage Luminaires | Standard | TRUE | 4316 | 100.8 | 42.8 | 8.4 | 0.972 | 3064 | 72 | 5 | 100000 | 42128 |  |  | NotYetVerified |  | 3
P5DPSF3J | RAB Lighting | RAB Lighting | PRT55Y | Outdoor Luminaires | Mid Output | Parking Garage Luminaires | Standard | TRUE | 5234 | 90.7 | 57.7 | 7.3 | 0.972 | 3064 | 72 | 5 | 100000 | 42128 |  |  | NotYetVerified |  | 3
P8F9V1EU | Crystal Lighting Corporation | Crystal Lighting Corporation | CLC-CUATRO-55LED | Outdoor Luminaires | Low Output | Parking Garage Luminaires | Standard | TRUE | 4309.79 | 78 | 55.14 | 16 | 0.96 | 5100 | 67.2 | 5 |  | 42128 |  |  | NotYetVerified | Only qualified at 20° setting | 3 | 4000 | 74 | 54 |  |  | 5000 | 70
PKG7WXYN | RAB Lighting | RAB Lighting | PRT30Y | Outdoor Luminaires | Low Output | Parking Garage Luminaires | Standard | TRUE | 3136 | 107 | 29.3 | 15 | 0.907 | 3060 | 72 | 5 | 100000 | 42128 |  |  | NotYetVerified |  | 3
PDVHHUCJ | Crystal Lighting Corporation | Crystal Lighting Corporation | CLC-365SM-105LED | Outdoor Luminaires | Mid Output | Parking Garage Luminaires | Standard | TRUE | 8178.22 | 78 | 105 | 21 | 0.88 | 4952 | 70 | 5 |  | 42128 |  |  | NotYetVerified |  | 3 | 8178 | 77.9 | 105 | 21 | 0.9 | 5000 | 70
PXH62TJ3 | RAB Lighting | RAB Lighting | PRT55 | Outdoor Luminaires | Mid Output | Parking Garage Luminaires | Standard | FALSE | [9 empty] | 42128 |  |  | NotYetVerified |  | 3 | 6085 | 102.8 | 59.2 | 6.9 | 0.973 | 5004 | 75
PTXBTKZ9 | RAB Lighting | RAB Lighting | PRT55/D10 | Outdoor Luminaires | Mid Output | Parking Garage Luminaires | Standard | FALSE | [9 empty] | 42128 |  |  | NotYetVerified |  | 3 | 6035 | 101.8 | 59.3 | 6.9 | 0.973 | 5004 | 75
PW9AFCEY | RAB Lighting | RAB Lighting | PRT42 | Outdoor Luminaires | Low Output | Parking Garage Luminaires | Standard | FALSE | [9 empty] | 42128 |  |  | NotYetVerified |  | 3 | 4833 | 111.6 | 43.3 | 7 | 0.969 | 4982 | 74
PMYFA99Y | RAB Lighting | RAB Lighting | PRT42/D10 | Outdoor Luminaires | Mid Output | Parking Garage Luminaires | Standard | FALSE | [9 empty] | 42128 |  |  | NotYetVerified |  | 3 | 5030 | 111.9 | 44.95 | 7 | 0.969 | 4982 | 74
P5DRFSDX | RAB Lighting | RAB Lighting | PRT30 | Outdoor Luminaires | Low Output | Parking Garage Luminaires | Standard | FALSE | [9 empty] | 42128 |  |  | NotYetVerified |  | 3 | 3455 | 117.9 | 29.3 | 14.9 | 0.907 | 4951 | 74
P5BG1SGU | RAB Lighting | RAB Lighting | PRT30/D10 | Outdoor Luminaires | Low Output | Parking Garage Luminaires | Standard | FALSE | [9 empty] | 42128 |  |  | NotYetVerified |  | 3 | 3377 | 118.1 | 28.59 | 14.9 | 0.907 | 4951 | 74
P5ZHGF44 | RAB Lighting | RAB Lighting | PRT42N | Outdoor Luminaires | Low Output | Parking Garage Luminaires | Standard | FALSE | [9 empty] | 42128 |  |  | NotYetVerified |  | 3 | 4382 | 103.1 | 42.5 | 7 | 0.971 | 3919 | 73
PBHRA6C4 | RAB Lighting | RAB Lighting | PRT42N/D10 | Outdoor Luminaires | Low Output | Parking Garage Luminaires | Standard | FALSE | [9 empty] | 42128 |  |  | NotYetVerified |  | 3 | 4561 | 103.5 | 44.05 | 7 | 0.971 | 3919 | 73
PCGUPC5T | RAB Lighting | RAB Lighting | PRT55N | Outdoor Luminaires | Mid Output | Parking Garage Luminaires | Standard | FALSE | [9 empty] | 42128 |  |  | NotYetVerified |  | 3 | 5302 | 92.7 | 57.1 | 7.5 | 0.972 | 3899 | 73
PK4FDFAJ | RAB Lighting | RAB Lighting | PRT55N/D10 | Outdoor Luminaires | Mid Output | Parking Garage Luminaires | Standard | FALSE | [9 empty] | 42128 |  |  | NotYetVerified |  | 3 | 5259 | 92 | 57.15 | 7.5 | 0.972 | 3899 | 73
PGZ9WFYZ | RAB Lighting | RAB Lighting | PRT30N | Outdoor Luminaires | Low Output | Parking Garage Luminaires | Standard | FALSE | [9 empty] | 42128 |  |  | NotYetVerified |  | 3 | 3151 | 108.3 | 29.1 | 15.2 | 0.909 | 3886 | 73
PTVMWXAW | RAB Lighting | RAB Lighting | PRT30N/D10 | Outdoor Luminaires | Low Output | Parking Garage Luminaires | Standard | FALSE | [9 empty] | 42128 |  |  | NotYetVerified |  | 3 | 3080 | 108.5 | 29.2 | 15.2 | 0.909 | 3886 | 73
PS3GJ29J | RAB Lighting | RAB Lighting | PRT55Y/D10 | Outdoor Luminaires | Mid Output | Parking Garage Luminaires | Standard | FALSE | [9 empty] | 42128 |  |  | NotYetVerified |  | 3 | 5191 | 89.9 | 57.75 | 7.3 | 0.972 | 3064 | 72
PDXATYC9 | RAB Lighting | RAB Lighting | PRT42Y/D10 | Outdoor Luminaires | Low Output | Parking Garage Luminaires | Standard | FALSE | [9 empty] | 42128 |  |  | NotYetVerified |  | 3 | 4316 | 100.8 | 42.8 | 6.9 | 0.972 | 3064 | 72
PRV7WRVH | RAB Lighting | RAB Lighting | PRT30Y/D10 | Outdoor Luminaires | Low Output | Parking Garage Luminaires | Standard | FALSE | [9 empty] | 42128 |  |  | NotYetVerified |  | 3 | 3066 | 107.1 | 29.4 | 15 | 0.907 | 3060 | 72
P6B4E2NF | Crystal Lighting Corporation | Crystal Lighting Corporation | CLC-365SM-156LED | Outdoor Luminaires | High Output | Parking Garage Luminaires | Standard | FALSE | [9 empty] | 42128 |  |  | NotYetVerified |  | 3 | 12267 | 78.6 | 156 | 15 | 0.94 | 5000 | 70
PGVPFD11 | Kenall Lighting | TekDek LED | TD17B-vv-5S-TP-ww-52L-40K7-DCC-DV-xx-yy-zz | Outdoor Luminaires | Mid Output | Parking Garage Luminaires | Standard | TRUE | 5689.88 | 96.53 | 58.93 | 15.769 | 0.92 | 3835 | 75.2 | 10 |  | 42125 |  |  | NotYetVerified |  | 3 | 5689.88 | 96.55 | 58.93 | 15.77 | 0.92 | 3835 | 75
PJKSB6CA | Kenall Lighting | Kenall Lighting | TD17B-vv-5S-TP-ww-79L-50K7-DCC-DV-xx-yy-zz | Outdoor Luminaires | Mid Output | Parking Garage Luminaires | Standard | TRUE | 8123.139 | 88.739 | 91.54 | 22.78 | 0.906 | 5166 | 75.3 | 10 | 60000 | 42125 |  |  | NotYetVerified |  | 3 | 8123.14 | 88.74 | 91.54 | 22.78 | 0.906 | 5166 | 75
PU1PZYCY | Kenall Lighting | Kenall Lighting | TD17B-vv-5S-TP-ww-79L-40K7-DCC-DV-xx-yy-zz | Outdoor Luminaires | Mid Output | Parking Garage Luminaires | Standard | TRUE | 8025.843 | 87.66 | 91.55 | 22.78 | 0.906 | 3875 | 75.4 | 10 | 60000 | 42125 |  |  | NotYetVerified |  | 3 | 8025.84 | 87.666 | 91.55 | 22.78 | 0.906 | 3875 | 75
P2BBMFGF | Kenall Lighting | Kenall Lighting | TD17B-vv-5S-TA-ww-79L-50K7-DCC-DV-xx-yy-zz | Outdoor Luminaires | Mid Output | Parking Garage Luminaires | Standard | FALSE | [9 empty] | 42125 |  |  | NotYetVerified |  | 3 | 8311.16 | 90.79 | 91.54 | 22.78 | 0.906 | 5166 | 75
P943422P | Kenall Lighting | TekDek LED | TD17B-vv-5S-TA-ww-52L-50K7-DCC-DV-xx-yy-zz | Outdoor Luminaires | Mid Output | Parking Garage Luminaires | Standard | FALSE | [9 empty] | 42125 |  |  | NotYetVerified |  | 3 | 5809.9 | 98.39 | 59.05 | 15.77 | 0.92 | 5108 | 75
PYHQXW85 | Kenall Lighting | TekDek LED | TD17B-vv-5S-TP-ww-52L-50K7-DCC-DV-xx-yy-zz | Outdoor Luminaires | Mid Output | Parking Garage Luminaires | Standard | FALSE | [9 empty] | 42125 |  |  | NotYetVerified |  | 3 | 5799.15 | 98.28 | 59.05 | 15.77 | 0.92 | 5108 | 75
PH82QX1K | Kenall Lighting | Kenall Lighting | TD17B-vv-5S-TA-ww-79L-40K7-DCC-DV-xx-yy-zz | Outdoor Luminaires | Mid Output | Parking Garage Luminaires | Standard | FALSE | [9 empty] | 42125 |  |  | NotYetVerified |  | 3 | 8311.16 | 90.78 | 91.55 | 22.78 | 0.906 | 3875 | 75
PCCVRKN7 | Kenall Lighting | TekDek LED | TD17B-vv-5S-TA-ww-52L-40K7-DCC-DV-xx-yy-zz | Outdoor Luminaires | Mid Output | Parking Garage Luminaires | Standard | FALSE | [9 empty] | 42125 |  |  | NotYetVerified |  | 3 | 5809.9 | 98.59 | 58.93 | 15.77 | 0.92 | 3835 | 75
PYGNGCENC | SteelCraft | SteelCraft | F2402RLED-21B3 | Outdoor Luminaires | Mid Output | Parking Garage Luminaires | Standard | TRUE | 5602 | 108.35 | 51.7 | 14.84 | 0.93 | 4233 | 83.5 | 5 | 50000 | 42123 |  |  | NotYetVerified |  | 3
PN7U7XNE | MaxLite Inc | MaxLite | PKG30U50BMSH | Outdoor Luminaires | Low Output | Parking Garage Luminaires | Standard | TRUE | 3293.7 | 101.7 | 32.4 | 17.43 | 0.9555 | 5230 | 84.9 | 5 | 100000 | 42122 |  |  | No |  | 3.1 | 3293.7 | 101.7 | 32.4 | 17.43 | 0.9555 | 5000 | 84.9
PNCFWYTJ | Xiamen Holly Lite Co. Ltd. | Holly Lite | HLJ-L058-X-040-XXXX-SA-NON | Outdoor Luminaires | Low Output | Parking Garage Luminaires | Standard | TRUE | 3409.182 | 78.861 | 43.23 | 18.04 | 0.9 | 5338 | 86 | 5 | 50000 | 42121 |  |  | NotYetVerified |  | 3 | 3409.182 | 78.861 | 43.23 | 18 | 0.992 | 5338 | 86
PAZVQX58 | Xiamen Holly Lite Co. Ltd. | Holly Lite | HLJ-L058-X-040-XXXX-SA-STP | Outdoor Luminaires | Low Output | Parking Garage Luminaires | Standard | FALSE | [9 empty] | 42121 |  |  | NotYetVerified |  | 3 | 3409.182 | 78.861 | 43.23 | 18 | 0.992 | 5338 | 86
PB9Z6URJ | Xiamen Holly Lite Co. Ltd. | Holly Lite | HLJ-L058-X-040-XXXX-SA-CTN | Outdoor Luminaires | Low Output | Parking Garage Luminaires | Standard | FALSE | [9 empty] | 42121 |  |  | NotYetVerified |  | 3 | 3409.182 | 78.861 | 43.23 | 18 | 0.992 | 5338 | 86
PSTEPPVW | AMAX INDUSTRIAL LTD | AMAX | AWLHD-60W-PC (4000K) | Outdoor Luminaires | Low Output | Parking Garage Luminaires | Standard | TRUE | 4753.6 | 83.923 | 56.71 | 19.27 | 0.9233 | 4071 | 72.7 | 5 | 50000 | 42118 |  |  | NotYetVerified |  | 3 | 4740.7 | 85.34 | 60 | 19.27 | 0.9233 | 4000 | 72.7
PU2AVWVG | AMAX INDUSTRIAL LTD | AMAX | AWLHD-60W (5700K) | Outdoor Luminaires | Low Output | Parking Garage Luminaires | Standard | FALSE | [9 empty] | 42118 | Dimmable | Continuous Below 10 | NotYetVerified |  | 3 | 4988.3 | 89.67 | 60 | 19.32 | 0.9131 | 5700 | 67.5
PJZAB4Z4 | AMAX INDUSTRIAL LTD | AMAX | AWLHD-60W-PC (5700K) | Outdoor Luminaires | Low Output | Parking Garage Luminaires | Standard | FALSE | [9 empty] | 42118 | Dimmable | Continuous Below 10 | NotYetVerified |  | 3 | 4988.3 | 89.67 | 60 | 19.27 | 0.9233 | 5700 | 67.5
PPYSHZW5 | AMAX INDUSTRIAL LTD | AMAX | AWLHD-60W (5000K) | Outdoor Luminaires | Low Output | Parking Garage Luminaires | Standard | FALSE | [9 empty] | 42118 | Dimmable | Continuous Below 10 | NotYetVerified |  | 3 | 4740.7 | 85.34 | 60 | 19.27 | 0.9233 | 5000 | 72.7
PFF7R48B | AMAX INDUSTRIAL LTD | AMAX | AWLHD-60W-PC (5000K) | Outdoor Luminaires | Low Output | Parking Garage Luminaires | Standard | FALSE | [9 empty] | 42118 | Dimmable | Continuous Below 10 | NotYetVerified |  | 3 | 4740.7 | 85.34 | 60 | 19.27 | 0.9233 | 5000 | 72.7
PE2YCECX | AMAX INDUSTRIAL LTD | AMAX | AWLHD-60W (4500K) | Outdoor Luminaires | Low Output | Parking Garage Luminaires | Standard | FALSE | [9 empty] | 42118 | Dimmable | Continuous Below 10 | NotYetVerified |  | 3 | 4740.7 | 85.34 | 60 | 19.27 | 0.9233 | 4500 | 72.7
P7RHS567 | AMAX INDUSTRIAL LTD | AMAX | AWLHD-60W-PC (4500K) | Outdoor Luminaires | Low Output | Parking Garage Luminaires | Standard | FALSE | [9 empty] | 42118 | Dimmable | Continuous Below 10 | NotYetVerified |  | 3 | 4740.7 | 85.34 | 60 | 19.27 | 0.9233 | 4500 | 72.7
PMV8W5M4 | AMAX INDUSTRIAL LTD | AMAX | AWLHD-60W (4000K) | Outdoor Luminaires | Low Output | Parking Garage Luminaires | Standard | FALSE | [9 empty] | 42118 | Dimmable | Continuous Below 10 | NotYetVerified |  | 3 | 4740.7 | 85.34 | 60 | 19.27 | 0.9233 | 4000 | 72.7
P777B3QT | Revolution Lighting Technologies | Relume Technologies | PV71HB-D5-DA-NW-UL1-XX-*-*-* [90 degree beam angle only] | Outdoor Luminaires | Mid Output | Parking Garage Luminaires | Standard | TRUE | 6633 | 94 | 70.55 | 9.04 | 0.956 | 4079 | 75 | 5 |  | 42117 |  |  | NotYetVerified |  | 3 |  |  |  | 20 | 0.98 | 4000
PM3KC4ZB | Revolution Lighting Technologies | Relume Technologies | PV71HB-D5-DA-CW-UL1-XX-*-*-*[90 degree beam angle only] | Outdoor Luminaires | Mid Output | Parking Garage Luminaires | Standard | FALSE | [9 empty] | 42117 |  |  | NotYetVerified |  | 3 | 6600 | 94 | 70 | 20 | 0.98 | 5000 | 75
PXS5C4ZE | Energy Solutions International | Energy Solutions International | F-14PL-P4H-50-CD-D | Outdoor Luminaires | Mid Output | Parking Garage Luminaires | Standard | TRUE | 6714 | 108.27 | 62.012 | 13.299 | 0.9418 | 5096 | 83.06 | 5 | 60000 | 42116 |  |  | NotYetVerified |  | 3
PUVEXKQ9 | Shenzhen Kingliming Technology Limited | KING | KING-CP100W | Outdoor Luminaires | Mid Output | Parking Garage Luminaires | Standard | TRUE | 7576.32 | 76.823 | 98.62 | 14.4 | 0.912 | 5166 | 75.2 | 5 | 50000 | 42116 |  |  | NotYetVerified |  | 3 | 7576.32 | 76.82 | 100 | 14 | 0.9 | 5000 | 75
PDR43U36 | Shenzhen Kingliming Technology Limited | KING | KING-CP120W | Outdoor Luminaires | Mid Output | Parking Garage Luminaires | Standard | TRUE | 8843.85 | 73.77 | 119.89 | 14.9 | 0.911 | 5218 | 74.8 | 5 | 50000 | 42116 |  |  | NotYetVerified |  | 3 | 8843.85 | 73.77 | 120 | 14 | 0.9 | 5000 | 75
PVCF1UJ9 | Relume Technologies | Relume Technologies | PV85HB-D5-DA-NW-UL1-XX-*-*-* | Outdoor Luminaires | Mid Output | Parking Garage Luminaires | Standard | TRUE | 8776 | 86.2 | 100.9 | 8.61 | 0.944 | 4103 | 74.7 | 5 | 50000 | 42115 |  |  | NotYetVerified |  | 3 | 8776 | 86.2 | 101.8 | 5.17 | 0.997 | 4000 | 74.7
PXCV1T5H | Kenall Lighting | Kenall Lighting | TD17B-vv-5S-TP-ww-112L-40K7-DCC-DV-xx-yy-zz | Outdoor Luminaires | Mid Output | Parking Garage Luminaires | Standard | TRUE | 9322.834 | 75.574 | 121.75 | 16.209 | 0.937 | 3919 | 74.8 | 10 |  | 42115 |  |  | NotYetVerified |  | 3 | 9322.83 | 76.57 | 121.75 | 16.209 | 0.937 | 3919 | 75
PAQ2YC6Q | Relume Technologies | Relume Technologies | PV85HB-D5-DA-CW-UL1-OC-*-*-* | Outdoor Luminaires | Mid Output | Parking Garage Luminaires | Standard | FALSE | [9 empty] | 42115 |  |  | NotYetVerified |  | 3 | 9022 | 89.2 | 101.1 | 5.196 | 0.997 | 5000 | 74.2
P4EKV8X2 | Relume Technologies | Relume Technologies | PV85HB-D5-DA-CW-UL1-SC-*-*-* | Outdoor Luminaires | Mid Output | Parking Garage Luminaires | Standard | FALSE | [9 empty] | 42115 |  |  | NotYetVerified |  | 3 | 9022 | 89.2 | 101.1 | 5.196 | 0.997 | 5000 | 74.2
PKHBR8KN | Relume Technologies | Relume Technologies | PV85HB-D5-DA-CW-UL1-PC-*-*-* | Outdoor Luminaires | Mid Output | Parking Garage Luminaires | Standard | FALSE | [9 empty] | 42115 |  |  | NotYetVerified |  | 3 | 9022 | 89.2 | 101.1 | 5.196 | 0.997 | 5000 | 74.2
PKE3P11T | Relume Technologies | Relume Technologies | PV85HB-D5-DA-CW-UL1-BB-*-*-* | Outdoor Luminaires | Mid Output | Parking Garage Luminaires | Standard | FALSE | [9 empty] | 42115 |  |  | NotYetVerified |  | 3 | 9022 | 89.2 | 101.1 | 5.196 | 0.997 | 5000 | 74.2
PC12P7ZQ | Relume Technologies | Relume Technologies | PV85HB-D5-DA-CW-UL1-XX-*-*-* | Outdoor Luminaires | Mid Output | Parking Garage Luminaires | Standard | FALSE | [9 empty] | 42115 |  |  | NotYetVerified |  | 3 | 9022 | 89.2 | 101.1 | 5.196 | 0.997 | 5000 | 74.2
PXE3BPB3 | Relume Technologies | Relume Technologies | PV85HB-D5-DA-CW-UL1-DM-*-*-* | Outdoor Luminaires | Mid Output | Parking Garage Luminaires | Standard | FALSE | [9 empty] | 42115 |  |  | NotYetVerified |  | 3 | 9022 | 89.2 | 101.1 | 5.196 | 0.997 | 5000 | 74.2
PTBZTPGJ | Relume Technologies | Relume Technologies | PV85HB-D5-DA-NW-UL1-OC-*-*-* | Outdoor Luminaires | Mid Output | Parking Garage Luminaires | Standard | FALSE | [9 empty] | 42115 |  |  | NotYetVerified |  | 3 | 8776 | 86.2 | 101.8 | 5.17 | 0.997 | 4000 | 74.7
PNW6X76M | Relume Technologies | Relume Technologies | PV85HB-D5-DA-NW-UL1-SC-*-*-* | Outdoor Luminaires | Mid Output | Parking Garage Luminaires | Standard | FALSE | [9 empty] | 42115 |  |  | NotYetVerified |  | 3 | 8776 | 86.2 | 101.8 | 5.17 | 0.997 | 4000 | 74.7
PK1MWHWT | Relume Technologies | Relume Technologies | PV85HB-D5-DA-NW-UL1-BB-*-*-* | Outdoor Luminaires | Mid Output | Parking Garage Luminaires | Standard | FALSE | [9 empty] | 42115 |  |  | NotYetVerified |  | 3 | 8776 | 86.2 | 101.8 | 5.17 | 0.997 | 4000 | 74.7
P1C3952F | Relume Technologies | Relume Technologies | PV85HB-D5-DA-NW-UL1-PC-*-*-* | Outdoor Luminaires | Mid Output | Parking Garage Luminaires | Standard | FALSE | [9 empty] | 42115 |  |  | NotYetVerified |  | 3 | 8776 | 86.2 | 101.8 | 5.17 | 0.997 | 4000 | 74.7
P89WDAY8 | Relume Technologies | Relume Technologies | PV85HB-D5-DA-NW-UL1-DM-*-*-* | Outdoor Luminaires | Mid Output | Parking Garage Luminaires | Standard | FALSE | [9 empty] | 42115 |  |  | NotYetVerified |  | 3 | 8776 | 86.2 | 101.8 | 5.17 | 0.997 | 4000 | 74.7
PDAZZE82 | Kenall Lighting | Kenall Lighting | TD17B-vv-5S-TA-ww-112L-50K7-DCC-DV-xx-yy-zz | Outdoor Luminaires | Mid Output | Parking Garage Luminaires | Standard | FALSE | [9 empty] | 42115 |  |  | NotYetVerified |  | 3 | 9519.24 | 77.63 | 122.62 | 16.209 | 0.937 | 5272 | 76
PEV71PPT | Kenall Lighting | Kenall Lighting | TD17B-vv-5S-TP-ww-112L-50K7-DCC-DV-xx-yy-zz | Outdoor Luminaires | Mid Output | Parking Garage Luminaires | Standard | FALSE | [9 empty] | 42115 |  |  | NotYetVerified |  | 3 | 9457.41 | 77.13 | 122.62 | 16.209 | 0.937 | 5272 | 76
PA9XXK4R | Kenall Lighting | Kenall Lighting | TD17B-vv-5S-TA-ww-112L-40K7-DCC-DV-xx-yy-zz | Outdoor Luminaires | Mid Output | Parking Garage Luminaires | Standard | FALSE | [9 empty] | 42115 |  |  | NotYetVerified |  | 3 | 9519.24 | 78.19 | 121.75 | 16.209 | 0.937 | 3919 | 75
PVXT3WH4 | Energy Solutions International | Energy Solutions International | F-14PL-P4N-50 | Outdoor Luminaires | Low Output | Parking Garage Luminaires | Standard | TRUE | 4670 | 124.8 | 37.422 | 13.972 | 0.9348 | 5135 | 83.87 | 5 | 50000 | 42111 |  |  | NotYetVerified |  | 3
PVPGCHF4 | Standard Products Inc. | STANDARD | LPPG/45W/3/CL/40K/STD | Outdoor Luminaires | Low Output | Parking Garage Luminaires | Standard | TRUE | 4252 | 98.15 | 43.32 | 8.86 | 0.97 | 4077 | 71.2 | 5 | 50000 | 42108 |  |  | NotYetVerified |  | 3 | 4500 | 100 | 45 |  |  | 4000 | 70
PBXMW591 | Standard Products Inc. | STANDARD | LPPG/45W/2/CL/40K/STD | Outdoor Luminaires | Low Output | Parking Garage Luminaires | Standard | TRUE | 4383 | 95.67 | 45.67 | 16.22 | 0.94 | 4346 | 72.1 | 5 |  | 42108 |  |  | NotYetVerified |  | 3 | 4470 | 97.7 | 45.75 | 20 | 0.9 | 4000 | 70
PP34J4KM | Standard Products Inc. | STANDARD | LPPG/45W/2/CL/50K/STD | Outdoor Luminaires | Low Output | Parking Garage Luminaires | Standard | FALSE | [9 empty] | 42108 |  |  | NotYetVerified |  | 3 | 4876 | 107.4 | 45.39 | 20 | 0.9 | 5000 | 70
PXNVCVKF | Standard Products Inc. | STANDARD | LPPG/45W/3/CL/50K/STD | Outdoor Luminaires | Low Output | Parking Garage Luminaires | Standard | FALSE | [9 empty] | 42108 |  |  | NotYetVerified |  | 3 | 4500 | 100 | 45 |  |  | 5000 | 70
P12JB4K6 | Open Platform Systems LLC | PRK | PRK-050W | Outdoor Luminaires | Low Output | Parking Garage Luminaires | Standard | TRUE | 4553 | 86.15 | 52.85 | 9.65 | 0.97 | 5247 | 72.6 | 5 | 200000 | 42103 |  |  | NotYetVerified |  | 3 | 4553 | 86 | 53 | 19 | 0.9 | 5455 | 72
PND98NWF | Shanghai CKRA Lighting Technology Co. Ltd | CKRA | CP01A-80-3000k | Outdoor Luminaires | Mid Output | Parking Garage Luminaires | Standard | TRUE | 6499.03 | 81.12 | 80.12 | 14.2 | 0.9603 | 3023 | 83.4 | 5 | 50000 | 42102 |  |  | NotYetVerified |  | 3 | 6400 | 81 | 80 | 14.2 | 0.9603 | 3000 | 80
PR53EQH7 | Shanghai CKRA Lighting Technology Co. Ltd | CKRA | CP01A-60-3000K | Outdoor Luminaires | Mid Output | Parking Garage Luminaires | Standard | TRUE | 5122.01 | 82.57 | 62.03 | 15.9 | 0.951 | 2995 | 83.8 | 5 | 50000 | 42102 |  |  | NotYetVerified |  | 3 | 5000 | 82 | 60 | 15.9 | 0.951 | 3000 | 80
PMEMZ5P2 | MaxLite Inc | MaxLED | LSP4805HU44DV35PKG | Outdoor Luminaires | Low Output | Parking Garage Luminaires | Standard | TRUE | 4153 | 105.14 | 39.5 | 17.76 | 0.933 | 3548 | 85.2 | 5 | 50000 | 42102 |  |  | NotYetVerified |  | 3 | 3900 | 100 | 38.8 |  | 0.91 | 3500
PZAM6WCF | Shanghai CKRA Lighting Technology Co. Ltd | CKRA | CP01A-60-5500K | Outdoor Luminaires | Mid Output | Parking Garage Luminaires | Standard | FALSE | [9 empty] | 42102 |  |  | NotYetVerified |  | 3 | 5600 | 90 | 60 | 15.9 | 0.951 | 5500 | 80
PJXUFBVQ | Shanghai CKRA Lighting Technology Co. Ltd | CKRA | CP01A-80-5500K | Outdoor Luminaires | Mid Output | Parking Garage Luminaires | Standard | FALSE | [9 empty] | 42102 |  |  | NotYetVerified |  | 3 | 7100 | 90 | 80 | 14.2 | 0.9603 | 5500 | 80
PRNBMRDJ | Shanghai CKRA Lighting Technology Co. Ltd | CKRA | CP01A-60-5000K | Outdoor Luminaires | Mid Output | Parking Garage Luminaires | Standard | FALSE | [9 empty] | 42102 |  |  | NotYetVerified |  | 3 | 5400 | 87 | 60 | 15.9 | 0.951 | 5000 | 80
PS52FQ8T | Shanghai CKRA Lighting Technology Co. Ltd | CKRA | CP01A-80-5000K | Outdoor Luminaires | Mid Output | Parking Garage Luminaires | Standard | FALSE | [9 empty] | 42102 |  |  | NotYetVerified |  | 3 | 7000 | 87 | 80 | 14.2 | 0.9603 | 5000 | 80
P7YEC4U6 | Shanghai CKRA Lighting Technology Co. Ltd | CKRA | CP01A-60-4000K | Outdoor Luminaires | Mid Output | Parking Garage Luminaires | Standard | FALSE | [9 empty] | 42102 |  |  | NotYetVerified |  | 3 | 5200 | 84 | 60 | 15.9 | 0.951 | 4000 | 80
P8EA2DUK | Shanghai CKRA Lighting Technology Co. Ltd | CKRA | CP01A-80-4000K | Outdoor Luminaires | Mid Output | Parking Garage Luminaires | Standard | FALSE | [9 empty] | 42102 |  |  | NotYetVerified |  | 3 | 6800 | 85 | 80 | 14.2 | 0.9603 | 4000 | 80
P25GC8XY | Shanghai CKRA Lighting Technology Co. Ltd | CKRA | CP01A-60-3500K | Outdoor Luminaires | Mid Output | Parking Garage Luminaires | Standard | FALSE | [9 empty] | 42102 |  |  | NotYetVerified |  | 3 | 5100 | 83 | 60 | 15.9 | 0.951 | 3500 | 80
PH78BZA3 | Shanghai CKRA Lighting Technology Co. Ltd | CKRA | CP01A-80-3500K | Outdoor Luminaires | Mid Output | Parking Garage Luminaires | Standard | FALSE | [9 empty] | 42102 |  |  | NotYetVerified |  | 3 | 6600 | 83 | 80 | 14.2 | 0.9603 | 3500 | 80
PWDF2NTU | MaxLite Inc | MaxLED | LSP4805HU44DV50PKG | Outdoor Luminaires | Low Output | Parking Garage Luminaires | Standard | FALSE | [9 empty] | 42102 |  |  | NotYetVerified |  | 3 | 4106 | 105.8 | 38.8 |  | 0.91 | 5000
PT3GQR41 | Shenzhen Wisdom Light Co. Ltd | Shenzhen Wisdom Light Co. Ltd | WLCPSM90UV50K | Outdoor Luminaires | Mid Output | Parking Garage Luminaires | Standard | TRUE | 7039.9 | 78.41 | 89.78 | 21 | 0.938 | 5198 | 65.5 | 5 | 50000 | 42096 |  |  | NotYetVerified |  | 3 | 7040 | 78 | 90 |  | 0.9 | 5500 | 65
PSR4QG1J | Shenzhen Wisdom Light Co. Ltd | Shenzhen Wisdom Light Co. Ltd | WLCPSM60UV50K | Outdoor Luminaires | Mid Output | Parking Garage Luminaires | Standard | TRUE | 5356 | 86.59 | 61.85 | 10.2 | 0.922 | 4929 | 74 | 5 | 50000 | 42096 |  |  | NotYetVerified |  | 3 | 5356 | 86 | 61.85 |  | 0.98 | 4929 | 75
PQEZX7Q2 | Shenzhen Wisdom Light Co. Ltd | Shenzhen Wisdom Light Co. Ltd | WLCPSM40UV50K | Outdoor Luminaires | Low Output | Parking Garage Luminaires | Standard | TRUE | 3333 | 78.54 | 42.54 | 18.5 | 0.894 | 4816 | 73 | 5 | 50000 | 42096 |  |  | NotYetVerified |  | 3 | 3333 | 78 | 42.54 |  | 0.98 | 4816 | 75
P5C2HMAM | Truly Green Solutions | Truly Green | 331590-30 | Outdoor Luminaires | Mid Output | Parking Garage Luminaires | Standard | TRUE | 7039.9 | 78.41 | 89.78 | 21 | 0.938 | 5198 | 65.5 | 5 | 50000 | 42087 |  |  | NotYetVerified |  | 3 | 7040 | 78 | 90 |  | 0.9 | 5500 | 65
PX8Q9PXA | Beghelli North America | Beghelli | BS100LED-DLC-4HT-48W-WT40-347V | Outdoor Luminaires | Low Output | Parking Garage Luminaires | Standard | TRUE | 4404 | 92.2 | 47.77 | 13.04 | 0.99 | 4058 | 85.99 | 5 | 100000 | 42082 |  |  | NotYetVerified |  | 3 |  |  | 48 |  |  | 4000
PEXVUZXQ | Beghelli North America | Beghelli | BS100LED-DLC-4HT-80W-WT40-347V | Outdoor Luminaires | Mid Output | Parking Garage Luminaires | Standard | TRUE | 6418 | 90.1 | 71.22 | 13.85 | 0.982 | 4084 | 85.99 | 5 | 100000 | 42082 |  |  | NotYetVerified |  | 3 |  |  | 80 |  |  | 4000
PGCK6UX9 | Truly Green Solutions | Truly Green | 331540-50 | Outdoor Luminaires | Mid Output | Parking Garage Luminaires | Standard | TRUE | 5356 | 86.59 | 61.85 | 10.2 | 0.922 | 4929 | 74 | 5 |  | 42081 |  |  | NotYetVerified |  | 3 | 5356 | 86 | 61.85 |  | 0.98 | 4929 | 75
PJ5P2WBY | Truly Green Solutions | Truly Green | 331560-50 | Outdoor Luminaires | Low Output | Parking Garage Luminaires | Standard | TRUE | 3333 | 78.54 | 42.54 | 18.5 | 0.894 | 4816 | 73 | 5 | 50000 | 42081 |  |  | NotYetVerified |  | 3 | 3330 | 79 | 40 | 20 | 0.9 | 5000 | 70
PPQQRE9G | SimplyLEDs | CLG | CLG-50-N40-APF-V450 | Outdoor Luminaires | Low Output | Parking Garage Luminaires | Standard | TRUE | 4121 | 78.65 | 52.4 | 10.47 | 0.963 | 4061 | 83.2 | 5 | 50000 | 42074 |  |  | NotYetVerified |  | 3 | 4553 | 79 | 53 | 11 | 0.96 | 4000 | 83
PZ72PRS6 | Shanghai Supertek Lighting Co. Ltd | SUPERTEK | CP01A-80-3000k | Outdoor Luminaires | Mid Output | Parking Garage Luminaires | Standard | TRUE | 6499.03 | 81.12 | 80.12 | 14.2 | 0.9603 | 3023 | 83.4 | 5 | 50000 | 42072 |  |  | NotYetVerified |  | 3 | 6400 | 81 | 80 | 14.2 | 0.9603 | 3000 | 80
PCQD52Z5 | Shanghai Supertek Lighting Co. Ltd | SUPERTEK | CP01A-60-3000K | Outdoor Luminaires | Mid Output | Parking Garage Luminaires | Standard | TRUE | 5122.01 | 82.57 | 62.03 | 15.9 | 0.951 | 2995 | 83.8 | 5 | 50000 | 42072 |  |  | NotYetVerified |  | 3 | 5000 | 82 | 60 | 15.9 | 0.951 | 3000 | 80
P7EERXX2 | Shanghai Supertek Lighting Co. Ltd | SUPERTEK | CP01A-60-5500K | Outdoor Luminaires | Mid Output | Parking Garage Luminaires | Standard | FALSE | [9 empty] | 42072 | Not Dimmable | Not Dimmable | NotYetVerified |  | 3 | 5600 | 90 | 60 | 15.9 | 0.951 | 5500 | 80
PDBPEKSA | Shanghai Supertek Lighting Co. Ltd | SUPERTEK | CP01A-80-5500K | Outdoor Luminaires | Mid Output | Parking Garage Luminaires | Standard | FALSE | [9 empty] | 42072 | Not Dimmable | Not Dimmable | NotYetVerified |  | 3 | 7100 | 90 | 80 | 14.2 | 0.9603 | 5500 | 80
P8QS3AS4 | Shanghai Supertek Lighting Co. Ltd | SUPERTEK | CP01A-60-5000K | Outdoor Luminaires | Mid Output | Parking Garage Luminaires | Standard | FALSE | [9 empty] | 42072 | Not Dimmable | Not Dimmable | NotYetVerified |  | 3 | 5400 | 87 | 60 | 15.9 | 0.951 | 5000 | 80
PAJTCD9N | Shanghai Supertek Lighting Co. Ltd | SUPERTEK | CP01A-80-5000K | Outdoor Luminaires | Mid Output | Parking Garage Luminaires | Standard | FALSE | [9 empty] | 42072 | Not Dimmable | Not Dimmable | NotYetVerified |  | 3 | 7000 | 87 | 80 | 14.2 | 0.9603 | 5000 | 80
PDHZGHMG | Shanghai Supertek Lighting Co. Ltd | SUPERTEK | CP01A-60-4000K | Outdoor Luminaires | Mid Output | Parking Garage Luminaires | Standard | FALSE | [9 empty] | 42072 | Not Dimmable | Not Dimmable | NotYetVerified |  | 3 | 5200 | 84 | 60 | 15.9 | 0.951 | 4000 | 80
PTKF8EKD | Shanghai Supertek Lighting Co. Ltd | SUPERTEK | CP01A-80-4000K | Outdoor Luminaires | Mid Output | Parking Garage Luminaires | Standard | FALSE | [9 empty] | 42072 | Not Dimmable | Not Dimmable | NotYetVerified |  | 3 | 6800 | 85 | 80 | 14.2 | 0.9603 | 4000 | 80
P6T7X9CJ | Shanghai Supertek Lighting Co. Ltd | SUPERTEK | CP01A-60-3500K | Outdoor Luminaires | Mid Output | Parking Garage Luminaires | Standard | FALSE | [9 empty] | 42072 | Not Dimmable | Not Dimmable | NotYetVerified |  | 3 | 5100 | 83 | 60 | 15.9 | 0.951 | 3500 | 80
P9P4AKTN | Shanghai Supertek Lighting Co. Ltd | SUPERTEK | CP01A-80-3500K | Outdoor Luminaires | Mid Output | Parking Garage Luminaires | Standard | FALSE | [9 empty] | 42072 | Not Dimmable | Not Dimmable | NotYetVerified |  | 3 | 6600 | 83 | 80 | 14.2 | 0.9603 | 3500 | 80
PUJNXEXW1 | ECO Lighting Solutions | FlexTech | FTSQ-470-50-AP-U-XX-C | Outdoor Luminaires | Mid Output | Parking Garage Luminaires | Standard | TRUE | 8087 | 103.81 | 77.9 | 11.91 | 0.975 | 5267 | 75 | 5 | 50000 | 42066 |  |  | NotYetVerified |  | 3 | 8087 | 103.81 | 77.9 | 11.91 | 0.975 | 5267 | 75
P645A3E3 | XtraLight Manufacturing Ltd. | XtraLight | VTELED402042X5XUINXXFR | Outdoor Luminaires | Low Output | Parking Garage Luminaires | Standard | TRUE | 4062 | 96.3 | 42.21 | 10.14 | 0.962 | 5473 | 85.9 | 5 | 50000 | 42066 |  |  | NotYetVerified |  | 3 | 4062 | 96.3 | 42 | 10.14 | 0.962 | 5200 | 85.9
PME9V3WGT | Energy Efficient Lighting Co. Ltd. | EEL | GA40LED04-120M | Outdoor Luminaires | Low Output | Parking Garage Luminaires | Standard | TRUE | 2980 | 75.3 | 39.59 | 9.88 | 0.95 | 4093 | 81.78 | 5 | 50000 | 42066 |  |  | NotYetVerified |  | 3 | 2980 | 74.5 | 40 | 10 | 0.95 | 4000 | 82
P1FZCCZG | Engineered Products Co. | GLSF | G4LED-FX-P4131 [Frosted Ribbed Diffuser ONLY] | Outdoor Luminaires | Low Output | Parking Garage Luminaires | Standard | TRUE | 3014 | 85.9 | 35 | 14.1 | 0.915 | 3966 | 82 | 5 | 50000 | 42066 |  |  | NotYetVerified |  | 3 | 3014 | 86 | 35.1 | 20 | 0.9 | 3966 | 82
P8WQJKE61 | Energy Efficient Lighting Co. Ltd. | EEL | GA40LED04-347M | Outdoor Luminaires | Low Output | Parking Garage Luminaires | Standard | FALSE | [9 empty] | 42066 |  |  | NotYetVerified |  | 3 | 3000 | 75 | 40 |  |  | 4000 | 80
PNRA14XA | Sundance Lighting | Sundanceled.com | TURNKEY-LED-120W(4000K) | Outdoor Retrofit Kit | Mid Output | Retrofit Kits for Parking Garage Luminaires | Standard | TRUE | 8932.8 | 75.38 | 118.5 | 10.6 | 0.911 | 4163 | 74.8 | 5 | 50000 | 42062 |  |  | NotYetVerified |  | 3 | 8932.8 | 75.38 | 120 |  |  | 4000 | 74.8
PR6998G2 | Sundance Lighting | Sundanceled.com | TURNKEY-LED-120W(5700K) | Outdoor Retrofit Kit | High Output | Retrofit Kits for Parking Garage Luminaires | Standard | FALSE | [9 empty] | 42062 |  |  | NotYetVerified |  | 3 | 10284 | 86.42 | 120 |  |  | 5700 | 71.8
PA8RXBK4 | Sundance Lighting | Sundanceled.com | TURNKEY-LED-120W(5000K) | Outdoor Retrofit Kit | Mid Output | Retrofit Kits for Parking Garage Luminaires | Standard | FALSE | [9 empty] | 42062 |  |  | NotYetVerified |  | 3 | 8932.8 | 75.38 | 120 |  |  | 5000 | 74.8
PUG9W23T | Sundance Lighting | Sundanceled.com | TURNKEY-LED-120W(4500K) | Outdoor Retrofit Kit | Mid Output | Retrofit Kits for Parking Garage Luminaires | Standard | FALSE | [9 empty] | 42062 |  |  | NotYetVerified |  | 3 | 8932.8 | 75.38 | 120 |  |  | 4500 | 74.8
PC9S25Z3N | RENOVA Lighting Systems Inc. | Renova | GLT4-MS-L83-UNV-2/48DM-W72-C50-CA-B6CLRBKT01 | Outdoor Luminaires | Mid Output | Parking Garage Luminaires | Standard | TRUE | 8369 | 115.9 | 72.16 | 18.3 | 0.926 | 5047 | 83.7 | 5 |  | 42061 |  |  | NotYetVerified |  | 3 | 8300 |  | 72 |  |  | 5000
PGARBCPD | LED Living Technology | LED Living Technology | G3DRA-45-4-35K-DF-XX-WD-XX-XX-XX-XX | Outdoor Luminaires | Low Output | Parking Garage Luminaires | Standard | TRUE | 4836 | 105 | 46.26 | 15.6 | 0.924 | 3590 | 85.5 | 10 | 50000 | 42058 |  |  | NotYetVerified |  | 3 | 4834.09 | 103.76 | 46.59 |  |  | 3500
P7WD3A5U | LED Living Technology | LED Living Technology | G3DRA-24-4-35K-DF-XX-WD-XX-XX-XX-XX | Outdoor Luminaires | Low Output | Parking Garage Luminaires | Standard | TRUE | 2780 | 112 | 24.84 | 15.6 | 0.924 | 3569 | 85.4 | 10 | 50000 | 42058 |  |  | NotYetVerified |  | 3 | 2772.65 | 112.12 | 24.73 |  |  | 3500
PZDTSKBT | LED Living Technology | LED Living Technology | G3DRA-68-8-50K-DF-XX-WD-XX-XX-XX-XX | Outdoor Luminaires | Mid Output | Parking Garage Luminaires | Standard | FALSE | [9 empty] | 42058 |  |  | NotYetVerified |  | 3 | 8353.22 | 121.68 | 68.65 |  |  | 5000
PBXUD953 | LED Living Technology | LED Living Technology | G3DRA-45-8-50K-DF-XX-WD-XX-XX-XX-XX | Outdoor Luminaires | Mid Output | Parking Garage Luminaires | Standard | FALSE | [9 empty] | 42058 |  |  | NotYetVerified |  | 3 | 5727.41 | 128.47 | 44.58 |  |  | 5000
PUAG5RWN | LED Living Technology | LED Living Technology | G3DRA-45-4-50K-DF-XX-WD-XX-XX-XX-XX | Outdoor Luminaires | Mid Output | Parking Garage Luminaires | Standard | FALSE | [9 empty] | 42058 |  |  | NotYetVerified |  | 3 | 5356.63 | 114.97 | 46.59 |  |  | 5000
PEMUUKAJ | LED Living Technology | LED Living Technology | G3DRA-30-4-50K-DF-XX-WD-XX-XX-XX-XX | Outdoor Luminaires | Low Output | Parking Garage Luminaires | Standard | FALSE | [9 empty] | 42058 |  |  | NotYetVerified |  | 3 | 3799.68 | 124.01 | 30.64 |  |  | 5000
PGK9RKUW | LED Living Technology | LED Living Technology | G3DRA-24-4-50K-DF-XX-WD-XX-XX-XX-XX | Outdoor Luminaires | Low Output | Parking Garage Luminaires | Standard | FALSE | [9 empty] | 42058 |  |  | NotYetVerified |  | 3 | 3036.79 | 122.8 | 24.73 |  |  | 5000
PKNY4Q7Q | LED Living Technology | LED Living Technology | G3DRA-68-8-40K-DF-XX-WD-XX-XX-XX-XX | Outdoor Luminaires | Mid Output | Parking Garage Luminaires | Standard | FALSE | [9 empty] | 42058 |  |  | NotYetVerified |  | 3 | 7938.14 | 115.63 | 68.65 |  |  | 4000
P9Q69UM4 | LED Living Technology | LED Living Technology | G3DRA-45-8-40K-DF-XX-WD-XX-XX-XX-XX | Outdoor Luminaires | Mid Output | Parking Garage Luminaires | Standard | FALSE | [9 empty] | 42058 |  |  | NotYetVerified |  | 3 | 5510.84 | 123.62 | 44.58 |  |  | 4000
PTX4DR16 | LED Living Technology | LED Living Technology | G3DRA-45-4-40K-DF-XX-WD-XX-XX-XX-XX | Outdoor Luminaires | Mid Output | Parking Garage Luminaires | Standard | FALSE | [9 empty] | 42058 |  |  | NotYetVerified |  | 3 | 5096.59 | 109.39 | 46.59 |  |  | 4000
PK7CMTCG | LED Living Technology | LED Living Technology | G3DRA-30-4-40K-DF-XX-WD-XX-XX-XX-XX | Outdoor Luminaires | Low Output | Parking Garage Luminaires | Standard | FALSE | [9 empty] | 42058 |  |  | NotYetVerified |  | 3 | 3600.34 | 117.5 | 30.64 |  |  | 4000
PXYQYBXM | LED Living Technology | LED Living Technology | G3DRA-24-4-40K-DF-XX-WD-XX-XX-XX-XX | Outdoor Luminaires | Low Output | Parking Garage Luminaires | Standard | FALSE | [9 empty] | 42058 |  |  | NotYetVerified |  | 3 | 2922.77 | 118.19 | 24.73 |  |  | 4000
PJJGBMKW | LED Living Technology | LED Living Technology | G3DRA-68-8-35K-DF-XX-WD-XX-XX-XX-XX | Outdoor Luminaires | Mid Output | Parking Garage Luminaires | Standard | FALSE | [9 empty] | 42058 |  |  | NotYetVerified |  | 3 | 7527.17 | 109.65 | 68.65 |  |  | 3500
P2MMUVDC | LED Living Technology | LED Living Technology | G3DRA-45-8-35K-DF-XX-WD-XX-XX-XX-XX | Outdoor Luminaires | Mid Output | Parking Garage Luminaires | Standard | FALSE | [9 empty] | 42058 |  |  | NotYetVerified |  | 3 | 5269.67 | 118.21 | 44.58 |  |  | 3500
PACCWFP8 | LED Living Technology | LED Living Technology | G3DRA-30-4-35K-DF-XX-WD-XX-XX-XX-XX | Outdoor Luminaires | Low Output | Parking Garage Luminaires | Standard | FALSE | [9 empty] | 42058 |  |  | NotYetVerified |  | 3 | 3469.91 | 113.25 | 30.64 |  |  | 3500
PQS4EEYP | ECO Lighting Solutions | FlexTech | FTSQ-445-50-AP-U-XX-C | Outdoor Luminaires | Mid Output | Parking Garage Luminaires | Standard | TRUE | 5140 | 112.24 | 45.8 | 19.52 | 0.875 | 5183 | 73.6 | 5 | 50000 | 42054 |  |  | NotYetVerified |  | 3 | 5140 | 112.27 | 45.8 | 19.52 | 0.875 | 5183 | 73.6
PHBBJESU | ECO Lighting Solutions | FlexTech | FTSQ-455-50-AP-U-XX-C | Outdoor Luminaires | Mid Output | Parking Garage Luminaires | Standard | FALSE | [9 empty] | 42054 |  |  | NotYetVerified |  | 3 | 5495 | 88.37 | 62.18 | 14.33 | 0.915 | 5257 | 73.3
PNJP8UV8 | ECO Lighting Solutions | FlexTech | FTSQ-456-50-AP-U-XX-C | Outdoor Luminaires | Mid Output | Parking Garage Luminaires | Standard | FALSE | [9 empty] | 42054 |  |  | NotYetVerified |  | 3 | 7030 | 109.36 | 64.28 | 13.53 | 0.923 | 5192 | 72.9
PY4VPFKA | ECO Lighting Solutions | FlexTech | FTSQ-445-50-AP-U-XX | Outdoor Luminaires | Mid Output | Parking Garage Luminaires | Standard | FALSE | [9 empty] | 42054 |  |  | NotYetVerified |  | 3 | 5363 | 119.82 | 44.76 | 20.31 | 0.892 | 5128 | 74.2
P8H1GNATX | Eaton (formerly Cooper Lighting) | Mcgraw-Edison | TT-B3-LED-DALI-WQ-SG-DIMRF-LW | Outdoor Luminaires | Low Output | Parking Garage Luminaires | Standard | TRUE | 4785.28 | 101.99 | 46.92 | 9.4 | 0.974 | 3784 | 71.3 | 5 | 60000 | 42048 |  |  | NotYetVerified |  | 3
P77GHX79 | Dongbu Lightec | LumiDas Parking | PG45-CH-PFB(NT5M-O) | Outdoor Luminaires | Low Output | Parking Garage Luminaires | Standard | TRUE | 4338 | 99.04 | 43.8 | 11.05 | 0.966 | 4149 | 71.2 | 5 |  | 42048 |  |  | NotYetVerified |  | 3 | 4600 | 102 | 45 |  |  | 4000 | 70
PE4FCWYAA | Eaton (formerly Cooper Lighting) | Mcgraw-Edison | TT-B5-LED-E1-WQ-SG-DIMRF-LW-8030 | Outdoor Luminaires | Mid Output | Parking Garage Luminaires | Standard | TRUE | 6468.57 | 83.7 | 77.28 | 10.5 | 0.957 | 2952 | 81.7 | 5 | 60000 | 42048 |  |  | NotYetVerified |  | 3
PDCWWQTUE | Eaton (formerly Cooper Lighting) | Mcgraw-Edison | TT-B1-LED-E1-WQ-XX-8030-MSP/DIM-L12 | Outdoor Luminaires | Low Output | Parking Garage Luminaires | Standard | TRUE | 2528.53 | 83.93 | 30.13 | 22.4 | 0.928 | 2969 | 81.4 | 5 | 60000 | 42048 |  |  | NotYetVerified |  | 3
PNVG4D3K | Dongbu Lightec | LumiDas Parking | PG45-CH-PFB(DT5M-O) | Outdoor Luminaires | Low Output | Parking Garage Luminaires | Standard | FALSE | [9 empty] | 42048 |  |  | NotYetVerified |  | 3 | 4800 | 106 | 45 |  |  | 5000 | 70
PH16Y6YV | Eaton (formerly Cooper Lighting) | Mcgraw-Edison | TT-B4-LED-120V-MQ-[All Mounting]-[Options Include [5LTD]-7060] | Outdoor Luminaires | Mid Output | Parking Garage Luminaires | Standard | FALSE | [9 empty] | 42048 |  |  | NotYetVerified |  | 3 | 6587 | 102.12 | 64.5 | 10.6 | 0.972 | 6000 | 70
P4PDE3UE | Eaton (formerly Cooper Lighting) | Mcgraw-Edison | TT-B4-LED-[All Voltages]-MQ-[All Mounting]-[Options Include [30L HA TR X IBP ICP]-[DOS DIM-MSP DIMRF-(LW LN)]-7060] | Outdoor Luminaires | Mid Output | Parking Garage Luminaires | Standard | FALSE | [9 empty] | 42048 |  |  | NotYetVerified |  | 3 | 6587 | 105.9 | 62.2 | 10.6 | 0.972 | 6000 | 70
PJEJCY9G | Eaton (formerly Cooper Lighting) | Mcgraw-Edison | TT-B4-LED-120V-WQ-[All Mounting]-[Options Include [5LTD]-7060] | Outdoor Luminaires | Mid Output | Parking Garage Luminaires | Standard | FALSE | [9 empty] | 42048 |  |  | NotYetVerified |  | 3 | 6124 | 94.95 | 64.5 | 10.6 | 0.972 | 6000 | 70
PCG59U7K | Eaton (formerly Cooper Lighting) | Mcgraw-Edison | TT-B4-LED-[All Voltages]-WQ-[All Mounting]-[Options Include [30L HA TR X IBP ICP]-[DOS DIM-MSP DIMRF-(LW LN)]-7060] | Outdoor Luminaires | Mid Output | Parking Garage Luminaires | Standard | FALSE | [9 empty] | 42048 |  |  | NotYetVerified |  | 3 | 6124 | 98.46 | 62.2 | 10.6 | 0.972 | 6000 | 70
PCG18CZW | Eaton (formerly Cooper Lighting) | Mcgraw-Edison | TT-B4-LED-120V-WQ-[All Mounting]-[Options Include [5LTD]-7060]-CG] | Outdoor Luminaires | Mid Output | Parking Garage Luminaires | Standard | FALSE | [9 empty] | 42048 |  |  | NotYetVerified |  | 3 | 5859 | 90.84 | 64.5 | 10.6 | 0.972 | 6000 | 70
P3M66AFS | Eaton (formerly Cooper Lighting) | Mcgraw-Edison | TT-B4-LED-[All Voltages]-WQ-[All Mounting]-[Options Include [30L HA TR X IBP ICP]-[DOS DIM-MSP DIMRF-(LW LN)]-7060]-CG] | Outdoor Luminaires | Mid Output | Parking Garage Luminaires | Standard | FALSE | [9 empty] | 42048 |  |  | NotYetVerified |  | 3 | 5859 | 94.2 | 62.2 | 10.6 | 0.972 | 6000 | 70
PUBWT3BT | Eaton (formerly Cooper Lighting) | Mcgraw-Edison | TT-B4-LED-[All Voltages]-MQ-[All Mounting]-[Options Include [30L HA TR X IBP ICP]-[DOS DIM-MSP DIMRF-(LW LN)]-7060]-CG] | Outdoor Luminaires | Mid Output | Parking Garage Luminaires | Standard | FALSE | [9 empty] | 42048 |  |  | NotYetVerified |  | 3 | 5853 | 94.1 | 62.2 | 10.6 | 0.972 | 6000 | 70
PJRC2QQD | Eaton (formerly Cooper Lighting) | Mcgraw-Edison | TT-B4-LED-120V-MQ-[All Mounting]-[Options Include [5LTD]-7060]-CG] | Outdoor Luminaires | Mid Output | Parking Garage Luminaires | Standard | FALSE | [9 empty] | 42048 |  |  | NotYetVerified |  | 3 | 5853 | 90.74 | 64.5 | 10.6 | 0.972 | 6000 | 70
PN9HGW8M | Eaton (formerly Cooper Lighting) | Mcgraw-Edison | TT-B4-LED-120V-WQ-[All Mounting]-[Options Include [5LTD]-7060]-SG] | Outdoor Luminaires | Mid Output | Parking Garage Luminaires | Standard | FALSE | [9 empty] | 42048 |  |  | NotYetVerified |  | 3 | 5812 | 90.11 | 64.5 | 10.6 | 0.972 | 6000 | 70
PJD3ZD4W | Eaton (formerly Cooper Lighting) | Mcgraw-Edison | TT-B4-LED-[All Voltages]-WQ-[All Mounting]-[Options Include [30L HA TR X IBP ICP]-[DOS DIM-MSP DIMRF-(LW LN)]-7060]-SG] | Outdoor Luminaires | Mid Output | Parking Garage Luminaires | Standard | FALSE | [9 empty] | 42048 |  |  | NotYetVerified |  | 3 | 5812 | 93.44 | 62.2 | 10.6 | 0.972 | 6000 | 70
PZPQTT45 | Eaton (formerly Cooper Lighting) | Mcgraw-Edison | TT-B3-LED-[All Voltages]-MQ-[All Mounting]-[Options Include [30L HA TR X IBP ICP]-[DOS DIM-MSP DIMRF-(LW LN)]-7060] | Outdoor Luminaires | Mid Output | Parking Garage Luminaires | Standard | FALSE | [9 empty] | 42048 |  |  | NotYetVerified |  | 3 | 5248 | 107.54 | 48.8 | 7.7 | 0.986 | 6000 | 70
PK8HRHSN | Eaton (formerly Cooper Lighting) | Mcgraw-Edison | TT-B3-LED-120V-MQ-[All Mounting]-[Options Include [5LTD]-7060] | Outdoor Luminaires | Mid Output | Parking Garage Luminaires | Standard | FALSE | [9 empty] | 42048 |  |  | NotYetVerified |  | 3 | 5248 | 106.23 | 49.4 | 7.7 | 0.986 | 6000 | 70
PCQ3SPFQ | Eaton (formerly Cooper Lighting) | Mcgraw-Edison | TT-B3-LED-120V-WQ-[All Mounting]-[Options Include [5LTD]-7060] | Outdoor Luminaires | Low Output | Parking Garage Luminaires | Standard | FALSE | [9 empty] | 42048 |  |  | NotYetVerified |  | 3 | 4879 | 98.77 | 49.4 | 7.7 | 0.986 | 6000 | 70
P14SHVPE | Eaton (formerly Cooper Lighting) | Mcgraw-Edison | TT-B3-LED-[All Voltages]-WQ-[All Mounting]-[Options Include [30L HA TR X IBP ICP]-[DOS DIM-MSP DIMRF-(LW LN)]-7060] | Outdoor Luminaires | Low Output | Parking Garage Luminaires | Standard | FALSE | [9 empty] | 42048 |  |  | NotYetVerified |  | 3 | 4879 | 99.98 | 48.8 | 7.7 | 0.986 | 6000 | 70
PC736RC2 | Eaton (formerly Cooper Lighting) | Mcgraw-Edison | TT-B3-LED-[All Voltages]-WQ-[All Mounting]-[Options Include [30L HA TR X IBP ICP]-[DOS DIM-MSP DIMRF-(LW LN)]-7060]-CG] | Outdoor Luminaires | Low Output | Parking Garage Luminaires | Standard | FALSE | [9 empty] | 42048 |  |  | NotYetVerified |  | 3 | 4668 | 95.66 | 48.8 | 7.7 | 0.986 | 6000 | 70
P9MV783E | Eaton (formerly Cooper Lighting) | Mcgraw-Edison | TT-B3-LED-120V-WQ-[All Mounting]-[Options Include [5LTD]-7060]-CG] | Outdoor Luminaires | Low Output | Parking Garage Luminaires | Standard | FALSE | [9 empty] | 42048 |  |  | NotYetVerified |  | 3 | 4668 | 94.49 | 49.4 | 7.7 | 0.986 | 6000 | 70
PSMD529T | Eaton (formerly Cooper Lighting) | Mcgraw-Edison | TT-B3-LED-[All Voltages]-MQ-[All Mounting]-[Options Include [30L HA TR X IBP ICP]-[DOS DIM-MSP DIMRF-(LW LN)]-7060]-CG] | Outdoor Luminaires | Low Output | Parking Garage Luminaires | Standard | FALSE | [9 empty] | 42048 |  |  | NotYetVerified |  | 3 | 4662 | 95.53 | 48.8 | 7.7 | 0.986 | 6000 | 70
PRUS8FHS | Eaton (formerly Cooper Lighting) | Mcgraw-Edison | TT-B3-LED-120V-MQ-[All Mounting]-[Options Include [5LTD]-7060]-CG] | Outdoor Luminaires | Low Output | Parking Garage Luminaires | Standard | FALSE | [9 empty] | 42048 |  |  | NotYetVerified |  | 3 | 4662 | 94.37 | 49.4 | 7.7 | 0.986 | 6000 | 70
PCY4J3HM | Eaton (formerly Cooper Lighting) | Mcgraw-Edison | TT-B3-LED-120V-WQ-[All Mounting]-[Options Include [5LTD]-7060]-SG] | Outdoor Luminaires | Low Output | Parking Garage Luminaires | Standard | FALSE | [9 empty] | 42048 |  |  | NotYetVerified |  | 3 | 4630 | 93.72 | 49.4 | 7.7 | 0.986 | 6000 | 70
P41F2S2K | Eaton (formerly Cooper Lighting) | Mcgraw-Edison | TT-B3-LED-[All Voltages]-WQ-[All Mounting]-[Options Include [30L HA TR X IBP ICP]-[DOS DIM-MSP DIMRF-(LW LN)]-7060]-SG] | Outdoor Luminaires | Low Output | Parking Garage Luminaires | Standard | FALSE | [9 empty] | 42048 |  |  | NotYetVerified |  | 3 | 4630 | 94.88 | 48.8 | 7.7 | 0.986 | 6000 | 70
PPYWX4ZZ | Eaton (formerly Cooper Lighting) | Mcgraw-Edison | TT-B1-LED-[All Voltages]-MQ-[All Mounting]-[Options Include [30L HA TR X IBP ICP]-[DOS DIM-MSP DIMRF-(LW LN)]-7060] | Outdoor Luminaires | Low Output | Parking Garage Luminaires | Standard | FALSE | [9 empty] | 42048 |  |  | NotYetVerified |  | 3 | 3120 | 107.59 | 29 | 7.4 | 0.973 | 6000 | 70
P8MY4CJ9 | Eaton (formerly Cooper Lighting) | Mcgraw-Edison | TT-B1-LED-120V-MQ-[All Mounting]-[Options Include [5LTD]-7060] | Outdoor Luminaires | Low Output | Parking Garage Luminaires | Standard | FALSE | [9 empty] | 42048 |  |  | NotYetVerified |  | 3 | 3120 | 106.85 | 29.2 | 7.4 | 0.973 | 6000 | 70
PXX653KQ | Eaton (formerly Cooper Lighting) | Mcgraw-Edison | TT-B1-LED-[All Voltages]-WQ-[All Mounting]-[Options Include [30L HA TR X IBP ICP]-[DOS DIM-MSP DIMRF-(LW LN)]-7060] | Outdoor Luminaires | Low Output | Parking Garage Luminaires | Standard | FALSE | [9 empty] | 42048 |  |  | NotYetVerified |  | 3 | 2901 | 100.03 | 29 | 7.4 | 0.973 | 6000 | 70
PJBSRSB2 | Eaton (formerly Cooper Lighting) | Mcgraw-Edison | TT-B1-LED-120V-WQ-[All Mounting]-[Options Include [5LTD]-7060] | Outdoor Luminaires | Low Output | Parking Garage Luminaires | Standard | FALSE | [9 empty] | 42048 |  |  | NotYetVerified |  | 3 | 2901 | 99.35 | 29.2 | 7.4 | 0.973 | 6000 | 70
PW93C2HQ | Eaton (formerly Cooper Lighting) | Mcgraw-Edison | TT-B1-LED-120V-WQ-[All Mounting]-[Options Include [5LTD]-7060]-CG] | Outdoor Luminaires | Low Output | Parking Garage Luminaires | Standard | FALSE | [9 empty] | 42048 |  |  | NotYetVerified |  | 3 | 2775 | 95.03 | 29.2 | 7.4 | 0.973 | 6000 | 70
PCRBHBXJ | Eaton (formerly Cooper Lighting) | Mcgraw-Edison | TT-B1-LED-[All Voltages]-WQ-[All Mounting]-[Options Include [30L HA TR X IBP ICP]-[DOS DIM-MSP DIMRF-(LW LN)]-7060]-CG] | Outdoor Luminaires | Low Output | Parking Garage Luminaires | Standard | FALSE | [9 empty] | 42048 |  |  | NotYetVerified |  | 3 | 2775 | 95.69 | 29 | 7.4 | 0.973 | 6000 | 70
PKMC1RP4 | Eaton (formerly Cooper Lighting) | Mcgraw-Edison | TT-B1-LED-120V-MQ-[All Mounting]-[Options Include [5LTD]-7060]-CG] | Outdoor Luminaires | Low Output | Parking Garage Luminaires | Standard | FALSE | [9 empty] | 42048 |  |  | NotYetVerified |  | 3 | 2772 | 94.93 | 29.2 | 7.4 | 0.973 | 6000 | 70
P8US218J | Eaton (formerly Cooper Lighting) | Mcgraw-Edison | TT-B1-LED-[All Voltages]-MQ-[All Mounting]-[Options Include [30L HA TR X IBP ICP]-[DOS DIM-MSP DIMRF-(LW LN)]-7060]-CG] | Outdoor Luminaires | Low Output | Parking Garage Luminaires | Standard | FALSE | [9 empty] | 42048 |  |  | NotYetVerified |  | 3 | 2772 | 95.59 | 29 | 7.4 | 0.973 | 6000 | 70
PXFHFAEF | Eaton (formerly Cooper Lighting) | Mcgraw-Edison | TT-B1-LED-120V-WQ-[All Mounting]-[Options Include [5LTD]-7060]-SG] | Outdoor Luminaires | Low Output | Parking Garage Luminaires | Standard | FALSE | [9 empty] | 42048 |  |  | NotYetVerified |  | 3 | 2753 | 94.28 | 29.2 | 7.4 | 0.973 | 6000 | 70
PTN8P1K4 | Eaton (formerly Cooper Lighting) | Mcgraw-Edison | TT-B1-LED-[All Voltages]-WQ-[All Mounting]-[Options Include [30L HA TR X IBP ICP]-[DOS DIM-MSP DIMRF-(LW LN)]-7060]-SG] | Outdoor Luminaires | Low Output | Parking Garage Luminaires | Standard | FALSE | [9 empty] | 42048 |  |  | NotYetVerified |  | 3 | 2753 | 94.93 | 29 | 7.4 | 0.973 | 6000 | 70
PPHWNW24 | Eaton (formerly Cooper Lighting) | Mcgraw-Edison | TT-B2-LED-120V-MQ-[All Mounting]-[Options Include [5LTD]-7060] | Outdoor Luminaires | Low Output | Parking Garage Luminaires | Standard | FALSE | [9 empty] | 42048 |  |  | NotYetVerified |  | 3 | 3778 | 104.94 | 36 | 7.1 | 0.979 | 6000 | 70
PKQA7M3B | Eaton (formerly Cooper Lighting) | Mcgraw-Edison | TT-B2-LED-[All Voltages]-MQ-[All Mounting]-[Options Include [30L HA TR X IBP ICP]-[DOS DIM-MSP DIMRF-(LW LN)]-7060] | Outdoor Luminaires | Low Output | Parking Garage Luminaires | Standard | FALSE | [9 empty] | 42048 |  |  | NotYetVerified |  | 3 | 3778 | 104.36 | 36.2 | 7.1 | 0.979 | 6000 | 70
PRJKTK6H | Eaton (formerly Cooper Lighting) | Mcgraw-Edison | TT-B2-LED-[All Voltages]-WQ-[All Mounting]-[Options Include [30L HA TR X IBP ICP]-[DOS DIM-MSP DIMRF-(LW LN)]-7060] | Outdoor Luminaires | Low Output | Parking Garage Luminaires | Standard | FALSE | [9 empty] | 42048 |  |  | NotYetVerified |  | 3 | 3512 | 97.02 | 36.2 | 7.1 | 0.979 | 6000 | 70
P3B1T233 | Eaton (formerly Cooper Lighting) | Mcgraw-Edison | TT-B2-LED-120V-WQ-[All Mounting]-[Options Include [5LTD]-7060] | Outdoor Luminaires | Low Output | Parking Garage Luminaires | Standard | FALSE | [9 empty] | 42048 |  |  | NotYetVerified |  | 3 | 3512 | 97.56 | 36 | 7.1 | 0.979 | 6000 | 70
PNBQ7K5V | Eaton (formerly Cooper Lighting) | Mcgraw-Edison | TT-B2-LED-120V-WQ-[All Mounting]-[Options Include [5LTD]-7060]-CG] | Outdoor Luminaires | Low Output | Parking Garage Luminaires | Standard | FALSE | [9 empty] | 42048 |  |  | NotYetVerified |  | 3 | 3360 | 93.33 | 36 | 7.1 | 0.979 | 6000 | 70
PJ6QAVA5 | Eaton (formerly Cooper Lighting) | Mcgraw-Edison | TT-B2-LED-[All Voltages]-WQ-[All Mounting]-[Options Include [30L HA TR X IBP ICP]-[DOS DIM-MSP DIMRF-(LW LN)]-7060]-CG] | Outdoor Luminaires | Low Output | Parking Garage Luminaires | Standard | FALSE | [9 empty] | 42048 |  |  | NotYetVerified |  | 3 | 3360 | 92.82 | 36.2 | 7.1 | 0.979 | 6000 | 70
PZXEC4JU | Eaton (formerly Cooper Lighting) | Mcgraw-Edison | TT-B2-LED-[All Voltages]-MQ-[All Mounting]-[Options Include [30L HA TR X IBP ICP]-[DOS DIM-MSP DIMRF-(LW LN)]-7060]-CG] | Outdoor Luminaires | Low Output | Parking Garage Luminaires | Standard | FALSE | [9 empty] | 42048 |  |  | NotYetVerified |  | 3 | 3356 | 92.71 | 36.2 | 7.1 | 0.979 | 6000 | 70
PVFDBYXR | Eaton (formerly Cooper Lighting) | Mcgraw-Edison | TT-B2-LED-120V-MQ-[All Mounting]-[Options Include [5LTD]-7060]-CG] | Outdoor Luminaires | Low Output | Parking Garage Luminaires | Standard | FALSE | [9 empty] | 42048 |  |  | NotYetVerified |  | 3 | 3356 | 93.22 | 36 | 7.1 | 0.979 | 6000 | 70
PAG84FE2 | Eaton (formerly Cooper Lighting) | Mcgraw-Edison | TT-B2-LED-[All Voltages]-WQ-[All Mounting]-[Options Include [30L HA TR X IBP ICP]-[DOS DIM-MSP DIMRF-(LW LN)]-7060]-SG] | Outdoor Luminaires | Low Output | Parking Garage Luminaires | Standard | FALSE | [9 empty] | 42048 |  |  | NotYetVerified |  | 3 | 3333 | 92.07 | 36.2 | 7.1 | 0.979 | 6000 | 70
P7QZVFGD | Eaton (formerly Cooper Lighting) | Mcgraw-Edison | TT-B2-LED-120V-WQ-[All Mounting]-[Options Include [5LTD]-7060]-SG] | Outdoor Luminaires | Low Output | Parking Garage Luminaires | Standard | FALSE | [9 empty] | 42048 |  |  | NotYetVerified |  | 3 | 3333 | 92.58 | 36 | 7.1 | 0.979 | 6000 | 70
PGYP9CR4 | Eaton (formerly Cooper Lighting) | Mcgraw-Edison | TT-B5-LED-120V-MQ-[All Mounting]-[Options Include [5LTD]-7060] | Outdoor Luminaires | Mid Output | Parking Garage Luminaires | Standard | FALSE | [9 empty] | 42048 |  |  | NotYetVerified |  | 3 | 7983 | 94.7 | 84.3 | 6.9 | 0.984 | 6000 | 70
PFS1HP3Z | Eaton (formerly Cooper Lighting) | Mcgraw-Edison | TT-B5-LED-[All Voltages]-MQ-[All Mounting]-[Options Include [30L TR X IBP ICP]-[DOS DIM-MSP DIMRF-(LW LN)]-7060] | Outdoor Luminaires | Mid Output | Parking Garage Luminaires | Standard | FALSE | [9 empty] | 42048 |  |  | NotYetVerified |  | 3 | 7983 | 97.59 | 81.8 | 6.9 | 0.984 | 6000 | 70
PPBS3G1H | Eaton (formerly Cooper Lighting) | Mcgraw-Edison | TT-B5-LED-120V-WQ-[All Mounting]-[Options Include [5LTD]-7060] | Outdoor Luminaires | Mid Output | Parking Garage Luminaires | Standard | FALSE | [9 empty] | 42048 |  |  | NotYetVerified |  | 3 | 7422 | 88.04 | 84.3 | 6.9 | 0.984 | 6000 | 70
PF2UAGF7 | Eaton (formerly Cooper Lighting) | Mcgraw-Edison | TT-B5-LED-[All Voltages]-WQ-[All Mounting]-[Options Include [30LTR X IBP ICP]-[DOS DIM-MSP DIMRF-(LW LN)]-7060] | Outdoor Luminaires | Mid Output | Parking Garage Luminaires | Standard | FALSE | [9 empty] | 42048 |  |  | NotYetVerified |  | 3 | 7422 | 90.73 | 81.8 | 6.9 | 0.984 | 6000 | 70
PRZHHJ5Q | Eaton (formerly Cooper Lighting) | Mcgraw-Edison | TT-B5-LED-120V-WQ-[All Mounting]-[Options Include [5LTD]-7060]-CG] | Outdoor Luminaires | Mid Output | Parking Garage Luminaires | Standard | FALSE | [9 empty] | 42048 |  |  | NotYetVerified |  | 3 | 7100 | 84.22 | 84.3 | 6.9 | 0.984 | 6000 | 70
PJ3NWC4H | Eaton (formerly Cooper Lighting) | Mcgraw-Edison | TT-B5-LED-[All Voltages]-WQ-[All Mounting]-[Options Include [30L TR X IBP ICP]-[DOS DIM-MSP DIMRF-(LW LN)]-7060]-CG] | Outdoor Luminaires | Mid Output | Parking Garage Luminaires | Standard | FALSE | [9 empty] | 42048 |  |  | NotYetVerified |  | 3 | 7100 | 86.8 | 81.8 | 6.9 | 0.984 | 6000 | 70
PS9PQSEC | Eaton (formerly Cooper Lighting) | Mcgraw-Edison | TT-B5-LED-120V-MQ-[All Mounting]-[Options Include [5LTD]-7060]-CG] | Outdoor Luminaires | Mid Output | Parking Garage Luminaires | Standard | FALSE | [9 empty] | 42048 |  |  | NotYetVerified |  | 3 | 7092 | 84.13 | 84.3 | 6.9 | 0.984 | 6000 | 70
P4CJ26DF | Eaton (formerly Cooper Lighting) | Mcgraw-Edison | TT-B5-LED-[All Voltages]-MQ-[All Mounting]-[Options Include [30L TR X IBP ICP]-[DOS DIM-MSP DIMRF-(LW LN)]-7060]-CG] | Outdoor Luminaires | Mid Output | Parking Garage Luminaires | Standard | FALSE | [9 empty] | 42048 |  |  | NotYetVerified |  | 3 | 7092 | 86.7 | 81.8 | 6.9 | 0.984 | 6000 | 70
PWKFQYZK | Eaton (formerly Cooper Lighting) | Mcgraw-Edison | TT-B5-LED-[All Voltages]-WQ-[All Mounting]-[Options Include [30L TR X IBP ICP]-[DOS DIM-MSP DIMRF-(LW LN)]-7060]-SG] | Outdoor Luminaires | Mid Output | Parking Garage Luminaires | Standard | FALSE | [9 empty] | 42048 |  |  | NotYetVerified |  | 3 | 7043 | 86.1 | 81.8 | 6.9 | 0.984 | 6000 | 70
P5HVRBGP | Eaton (formerly Cooper Lighting) | Mcgraw-Edison | TT-B5-LED-120V-WQ-[All Mounting]-[Options Include [5LTD]-7060]-SG] | Outdoor Luminaires | Mid Output | Parking Garage Luminaires | Standard | FALSE | [9 empty] | 42048 |  |  | NotYetVerified |  | 3 | 7043 | 83.55 | 84.3 | 6.9 | 0.984 | 6000 | 70
PUY3SJBT | Eaton (formerly Cooper Lighting) | Mcgraw-Edison | TT-B6-LED-[All Voltages]-WQ-[All Mounting]-[Options Include [30L TR X]-[DOS DIM-MSP DIMRF-(LW LN)]-7060] | Outdoor Luminaires | Mid Output | Parking Garage Luminaires | Standard | FALSE | [9 empty] | 42048 |  |  | NotYetVerified |  | 3 | 9730 | 86.03 | 113.1 | 6.3 | 0.989 | 6000 | 70
P6P2UFRG | Eaton (formerly Cooper Lighting) | Mcgraw-Edison | TT-B6-LED-120V-WQ-[All Mounting]-[Options Include [5LTD]-7060] | Outdoor Luminaires | Mid Output | Parking Garage Luminaires | Standard | FALSE | [9 empty] | 42048 |  |  | NotYetVerified |  | 3 | 9730 | 92.14 | 105.6 | 6.3 | 0.989 | 6000 | 70
PU2JEKRZ | Eaton (formerly Cooper Lighting) | Mcgraw-Edison | TT-B6-LED-120V-WQ-[All Mounting]-[Options Include [5LTD]-7060]-CG] | Outdoor Luminaires | Mid Output | Parking Garage Luminaires | Standard | FALSE | [9 empty] | 42048 |  |  | NotYetVerified |  | 3 | 9309 | 88.15 | 105.6 | 6.3 | 0.989 | 6000 | 70
PJPEHEFB | Eaton (formerly Cooper Lighting) | Mcgraw-Edison | TT-B6-LED-[All Voltages]-WQ-[All Mounting]-[Options Include [30L TR X]-[DOS DIM-MSP DIMRF-(LW LN)]-7060]-CG] | Outdoor Luminaires | Mid Output | Parking Garage Luminaires | Standard | FALSE | [9 empty] | 42048 |  |  | NotYetVerified |  | 3 | 9309 | 82.31 | 113.1 | 6.3 | 0.989 | 6000 | 70
PA3V5XM4 | Eaton (formerly Cooper Lighting) | Mcgraw-Edison | TT-B6-LED-[All Voltages]-MQ-[All Mounting]-[Options Include [30L TR X]-[DOS DIM-MSP DIMRF-(LW LN)]-7060]-CG] | Outdoor Luminaires | Mid Output | Parking Garage Luminaires | Standard | FALSE | [9 empty] | 42048 |  |  | NotYetVerified |  | 3 | 9298 | 82.21 | 113.1 | 6.3 | 0.989 | 6000 | 70
P6EQGN1R | Eaton (formerly Cooper Lighting) | Mcgraw-Edison | TT-B6-LED-120V-MQ-[All Mounting]-[Options Include [5LTD]-7060]-CG] | Outdoor Luminaires | Mid Output | Parking Garage Luminaires | Standard | FALSE | [9 empty] | 42048 |  |  | NotYetVerified |  | 3 | 9298 | 88.05 | 105.6 | 6.3 | 0.989 | 6000 | 70
PZTPPSNS | Eaton (formerly Cooper Lighting) | Mcgraw-Edison | TT-B6-LED-[All Voltages]-WQ-[All Mounting]-[Options Include [30L TR X]-[DOS DIM-MSP DIMRF-(LW LN)]-7060]-SG] | Outdoor Luminaires | Mid Output | Parking Garage Luminaires | Standard | FALSE | [9 empty] | 42048 |  |  | NotYetVerified |  | 3 | 9233 | 81.64 | 113.1 | 6.3 | 0.989 | 6000 | 70
P93D5D9Q | Eaton (formerly Cooper Lighting) | Mcgraw-Edison | TT-B6-LED-120V-WQ-[All Mounting]-[Options Include [5LTD]-7060]-SG] | Outdoor Luminaires | Mid Output | Parking Garage Luminaires | Standard | FALSE | [9 empty] | 42048 |  |  | NotYetVerified |  | 3 | 9233 | 87.43 | 105.6 | 6.3 | 0.989 | 6000 | 70
PH2BZRGD | Eaton (formerly Cooper Lighting) | Mcgraw-Edison | TT-B6-LED-[All Voltages]-MQ-[All Mounting]-[Options Include [30L TR X]-[DOS DIM-MSP DIMRF-(LW LN)]-7060] | Outdoor Luminaires | High Output | Parking Garage Luminaires | Standard | FALSE | [9 empty] | 42048 |  |  | NotYetVerified |  | 3 | 10465 | 92.53 | 113.1 | 6.3 | 0.989 | 6000 | 70
P2YWQYQX | Eaton (formerly Cooper Lighting) | Mcgraw-Edison | TT-B6-LED-120V-MQ-[All Mounting]-[Options Include [5LTD]-7060] | Outdoor Luminaires | High Output | Parking Garage Luminaires | Standard | FALSE | [9 empty] | 42048 |  |  | NotYetVerified |  | 3 | 10465 | 99.1 | 105.6 | 6.3 | 0.989 | 6000 | 70
PTZHASDC | Eaton (formerly Cooper Lighting) | Mcgraw-Edison | TT-B4-LED-120V-MQ-[All Mounting]-[Options Include [5LTD]] | Outdoor Luminaires | Mid Output | Parking Garage Luminaires | Standard | FALSE | [9 empty] | 42048 |  |  | NotYetVerified |  | 3 | 6625 | 102.71 | 64.5 | 10.6 | 0.972 | 4000 | 70
PQGFK9CU | Eaton (formerly Cooper Lighting) | Mcgraw-Edison | TT-B4-LED-[All Voltages]-MQ-[All Mounting]-[Options Include [30L HA TR X IBP ICP]-[DOS DIM-MSP DIMRF-(LW LN)]] | Outdoor Luminaires | Mid Output | Parking Garage Luminaires | Standard | FALSE | [9 empty] | 42048 |  |  | NotYetVerified |  | 3 | 6625 | 106.51 | 62.2 | 10.6 | 0.972 | 4000 | 70
PXN7RYCX | Eaton (formerly Cooper Lighting) | Mcgraw-Edison | TT-B4-LED-120V-WQ-[All Mounting]-[Options Include [5LTD]] | Outdoor Luminaires | Mid Output | Parking Garage Luminaires | Standard | FALSE | [9 empty] | 42048 |  |  | NotYetVerified |  | 3 | 6160 | 95.5 | 64.5 | 10.6 | 0.972 | 4000 | 70
P98685Z1 | Eaton (formerly Cooper Lighting) | Mcgraw-Edison | TT-B4-LED-[All Voltages]-WQ-[All Mounting]-[Options Include [30L HA TR X IBP ICP]-[DOS DIM-MSP DIMRF-(LW LN)]] | Outdoor Luminaires | Mid Output | Parking Garage Luminaires | Standard | FALSE | [9 empty] | 42048 |  |  | NotYetVerified |  | 3 | 6160 | 99.04 | 62.2 | 10.6 | 0.972 | 4000 | 70
P7YZMTF1 | Eaton (formerly Cooper Lighting) | Mcgraw-Edison | TT-B4-LED-120V-WQ-[All Mounting]-[Options Include [5LTD]-CG] | Outdoor Luminaires | Mid Output | Parking Garage Luminaires | Standard | FALSE | [9 empty] | 42048 |  |  | NotYetVerified |  | 3 | 5893 | 91.36 | 64.5 | 10.6 | 0.972 | 4000 | 70
P62TV95U | Eaton (formerly Cooper Lighting) | Mcgraw-Edison | TT-B4-LED-[All Voltages]-WQ-[All Mounting]-[Options Include [30L HA TR X IBP ICP]-[DOS DIM-MSP DIMRF-(LW LN)]-CG] | Outdoor Luminaires | Mid Output | Parking Garage Luminaires | Standard | FALSE | [9 empty] | 42048 |  |  | NotYetVerified |  | 3 | 5893 | 94.74 | 62.2 | 10.6 | 0.972 | 4000 | 70
PR2EUS1F | Eaton (formerly Cooper Lighting) | Mcgraw-Edison | TT-B4-LED-120V-MQ-[All Mounting]-[Options Include [5LTD]-CG] | Outdoor Luminaires | Mid Output | Parking Garage Luminaires | Standard | FALSE | [9 empty] | 42048 |  |  | NotYetVerified |  | 3 | 5886 | 91.26 | 64.5 | 10.6 | 0.972 | 4000 | 70
PHSNWHUJ | Eaton (formerly Cooper Lighting) | Mcgraw-Edison | TT-B4-LED-[All Voltages]-MQ-[All Mounting]-[Options Include [30L HA TR X IBP ICP]-[DOS DIM-MSP DIMRF-(LW LN)]-CG] | Outdoor Luminaires | Mid Output | Parking Garage Luminaires | Standard | FALSE | [9 empty] | 42048 |  |  | NotYetVerified |  | 3 | 5886 | 94.63 | 62.2 | 10.6 | 0.972 | 4000 | 70
PRG5Y8FJ | Eaton (formerly Cooper Lighting) | Mcgraw-Edison | TT-B4-LED-120V-WQ-[All Mounting]-[Options Include [5LTD]-SG] | Outdoor Luminaires | Mid Output | Parking Garage Luminaires | Standard | FALSE | [9 empty] | 42048 |  |  | NotYetVerified |  | 3 | 5845 | 90.62 | 64.5 | 10.6 | 0.972 | 4000 | 70
PCZV7M36 | Eaton (formerly Cooper Lighting) | Mcgraw-Edison | TT-B4-LED-[All Voltages]-WQ-[All Mounting]-[Options Include [30L HA TR X IBP ICP]-[DOS DIM-MSP DIMRF-(LW LN)]-SG] | Outdoor Luminaires | Mid Output | Parking Garage Luminaires | Standard | FALSE | [9 empty] | 42048 |  |  | NotYetVerified |  | 3 | 5845 | 93.97 | 62.2 | 10.6 | 0.972 | 4000 | 70
PHW61XWY | Eaton (formerly Cooper Lighting) | Mcgraw-Edison | TT-B3-LED-120V-MQ-[All Mounting]-[Options Include [5LTD]] | Outdoor Luminaires | Mid Output | Parking Garage Luminaires | Standard | FALSE | [9 empty] | 42048 |  |  | NotYetVerified |  | 3 | 5137 | 103.99 | 49.4 | 7.7 | 0.986 | 4000 | 70
PCG87TGY | Eaton (formerly Cooper Lighting) | Mcgraw-Edison | TT-B3-LED-[All Voltages]-MQ-[All Mounting]-[Options Include [30L HA TR X IBP ICP]-[DOS DIM-MSP DIMRF-(LW LN)]] | Outdoor Luminaires | Mid Output | Parking Garage Luminaires | Standard | FALSE | [9 empty] | 42048 |  |  | NotYetVerified |  | 3 | 5137 | 105.27 | 48.8 | 7.7 | 0.986 | 4000 | 70
PQN12MZF | Eaton (formerly Cooper Lighting) | Mcgraw-Edison | PDR48665-TT-B3-LED-480-WQ-DOS W/TT-IDEAL-30-103X | Outdoor Luminaires | Low Output | Parking Garage Luminaires | Standard | FALSE | [9 empty] | 42048 |  |  | NotYetVerified |  | 3 | 4776 | 97.87 | 48.8 | 7.7 | 0.986 | 4000 | 70
PE5UX8YE | Eaton (formerly Cooper Lighting) | Mcgraw-Edison | TT-B3-LED-120V-WQ-[All Mounting]-[Options Include [5LTD]] | Outdoor Luminaires | Low Output | Parking Garage Luminaires | Standard | FALSE | [9 empty] | 42048 |  |  | NotYetVerified |  | 3 | 4776 | 96.68 | 49.4 | 7.7 | 0.986 | 4000 | 70
PD4R2EZ5 | Eaton (formerly Cooper Lighting) | Mcgraw-Edison | PDR48664-TT-B3-LED-480-WQ W/TT-IDEAL-30-103X | Outdoor Luminaires | Low Output | Parking Garage Luminaires | Standard | FALSE | [9 empty] | 42048 |  |  | NotYetVerified |  | 3 | 4776 | 97.87 | 48.8 | 7.7 | 0.986 | 4000 | 70
P6V9Z6RM | Eaton (formerly Cooper Lighting) | Mcgraw-Edison | TT-B3-LED-[All Voltages]-WQ-[All Mounting]-[Options Include [30L HA TR X IBP ICP]-[DOS DIM-MSP DIMRF-(LW LN)]] | Outdoor Luminaires | Low Output | Parking Garage Luminaires | Standard | FALSE | [9 empty] | 42048 |  |  | NotYetVerified |  | 3 | 4776 | 97.87 | 48.8 | 7.7 | 0.986 | 4000 | 70
PURM93DB | Eaton (formerly Cooper Lighting) | Mcgraw-Edison | TT-B3-LED-[All Voltages]-WQ-[All Mounting]-[Options Include [30L HA TR X IBP ICP]-[DOS DIM-MSP DIMRF-(LW LN)]-CG] | Outdoor Luminaires | Low Output | Parking Garage Luminaires | Standard | FALSE | [9 empty] | 42048 |  |  | NotYetVerified |  | 3 | 4569 | 93.63 | 48.8 | 7.7 | 0.986 | 4000 | 70
PEVK4XY4 | Eaton (formerly Cooper Lighting) | Mcgraw-Edison | TT-B3-LED-120V-WQ-[All Mounting]-[Options Include [5LTD]-CG] | Outdoor Luminaires | Low Output | Parking Garage Luminaires | Standard | FALSE | [9 empty] | 42048 |  |  | NotYetVerified |  | 3 | 4569 | 92.49 | 49.4 | 7.7 | 0.986 | 4000 | 70
PNRJGR65 | Eaton (formerly Cooper Lighting) | Mcgraw-Edison | TT-B3-LED-[All Voltages]-MQ-[All Mounting]-[Options Include [30L HA TR X IBP ICP]-[DOS DIM-MSP DIMRF-(LW LN)]-CG] | Outdoor Luminaires | Low Output | Parking Garage Luminaires | Standard | FALSE | [9 empty] | 42048 |  |  | NotYetVerified |  | 3 | 4564 | 93.52 | 48.8 | 7.7 | 0.986 | 4000 | 70
P5QMETCY | Eaton (formerly Cooper Lighting) | Mcgraw-Edison | TT-B3-LED-120V-MQ-[All Mounting]-[Options Include [5LTD]-CG] | Outdoor Luminaires | Low Output | Parking Garage Luminaires | Standard | FALSE | [9 empty] | 42048 |  |  | NotYetVerified |  | 3 | 4564 | 92.39 | 49.4 | 7.7 | 0.986 | 4000 | 70
PY7JMUX2 | Eaton (formerly Cooper Lighting) | Mcgraw-Edison | TT-B3-LED-120V-WQ-[All Mounting]-[Options Include [5LTD]-SG] | Outdoor Luminaires | Low Output | Parking Garage Luminaires | Standard | FALSE | [9 empty] | 42048 |  |  | NotYetVerified |  | 3 | 4532 | 91.74 | 49.4 | 7.7 | 0.986 | 4000 | 70
P447PZBY | Eaton (formerly Cooper Lighting) | Mcgraw-Edison | TT-B3-LED-[All Voltages]-WQ-[All Mounting]-[Options Include [30L HA TR X IBP ICP]-[DOS DIM-MSP DIMRF-(LW LN)]-SG] | Outdoor Luminaires | Low Output | Parking Garage Luminaires | Standard | FALSE | [9 empty] | 42048 |  |  | NotYetVerified |  | 3 | 4532 | 92.87 | 48.8 | 7.7 | 0.986 | 4000 | 70
P2EH9C21 | Eaton (formerly Cooper Lighting) | Mcgraw-Edison | TT-B1-LED-120V-MQ-[All Mounting]-[Options Include [5LTD]] | Outdoor Luminaires | Low Output | Parking Garage Luminaires | Standard | FALSE | [9 empty] | 42048 |  |  | NotYetVerified |  | 3 | 3069 | 105.1 | 29.2 | 7.4 | 0.973 | 4000 | 70
P1XGHUXY | Eaton (formerly Cooper Lighting) | Mcgraw-Edison | TT-B1-LED-[All Voltages]-MQ-[All Mounting]-[Options Include [30L HA TR X IBP ICP]-[DOS DIM-MSP DIMRF-(LW LN)]] | Outdoor Luminaires | Low Output | Parking Garage Luminaires | Standard | FALSE | [9 empty] | 42048 |  |  | NotYetVerified |  | 3 | 3069 | 105.83 | 29 | 7.4 | 0.973 | 4000 | 70
PRRWVDRY | Eaton (formerly Cooper Lighting) | Mcgraw-Edison | TT-B1-LED-[All Voltages]-WQ-[All Mounting]-[Options Include [30L HA TR X IBP ICP]-[DOS DIM-MSP DIMRF-(LW LN)]] | Outdoor Luminaires | Low Output | Parking Garage Luminaires | Standard | FALSE | [9 empty] | 42048 |  |  | NotYetVerified |  | 3 | 2854 | 98.41 | 29 | 7.4 | 0.973 | 4000 | 70
PGKDM6RV | Eaton (formerly Cooper Lighting) | Mcgraw-Edison | TT-B1-LED-120V-WQ-[All Mounting]-[Options Include [5LTD]] | Outdoor Luminaires | Low Output | Parking Garage Luminaires | Standard | FALSE | [9 empty] | 42048 |  |  | NotYetVerified |  | 3 | 2854 | 97.74 | 29.2 | 7.4 | 0.973 | 4000 | 70
P865QARE | Eaton (formerly Cooper Lighting) | Mcgraw-Edison | TT-B1-LED-120V-WQ-[All Mounting]-[Options Include [5LTD]-CG] | Outdoor Luminaires | Low Output | Parking Garage Luminaires | Standard | FALSE | [9 empty] | 42048 |  |  | NotYetVerified |  | 3 | 2730 | 93.49 | 29.2 | 7.4 | 0.973 | 4000 | 70
P61FEX67 | Eaton (formerly Cooper Lighting) | Mcgraw-Edison | TT-B1-LED-[All Voltages]-WQ-[All Mounting]-[Options Include [30L HA TR X IBP ICP]-[DOS DIM-MSP DIMRF-(LW LN)]-CG] | Outdoor Luminaires | Low Output | Parking Garage Luminaires | Standard | FALSE | [9 empty] | 42048 |  |  | NotYetVerified |  | 3 | 2730 | 94.14 | 29 | 7.4 | 0.973 | 4000 | 70
PMM2QGKE | Eaton (formerly Cooper Lighting) | Mcgraw-Edison | TT-B1-LED-[All Voltages]-MQ-[All Mounting]-[Options Include [30L HA TR X IBP ICP]-[DOS DIM-MSP DIMRF-(LW LN)]-CG] | Outdoor Luminaires | Low Output | Parking Garage Luminaires | Standard | FALSE | [9 empty] | 42048 |  |  | NotYetVerified |  | 3 | 2727 | 94.03 | 29 | 7.4 | 0.973 | 4000 | 70
P45VDMDW | Eaton (formerly Cooper Lighting) | Mcgraw-Edison | TT-B1-LED-120V-MQ-[All Mounting]-[Options Include [5LTD]-CG] | Outdoor Luminaires | Low Output | Parking Garage Luminaires | Standard | FALSE | [9 empty] | 42048 |  |  | NotYetVerified |  | 3 | 2727 | 93.39 | 29.2 | 7.4 | 0.973 | 4000 | 70
PY6H7N1T | Eaton (formerly Cooper Lighting) | Mcgraw-Edison | TT-B1-LED-[All Voltages]-WQ-[All Mounting]-[Options Include [30L HA TR X IBP ICP]-[DOS DIM-MSP DIMRF-(LW LN)]-SG] | Outdoor Luminaires | Low Output | Parking Garage Luminaires | Standard | FALSE | [9 empty] | 42048 |  |  | NotYetVerified |  | 3 | 2708 | 93.38 | 29 | 7.4 | 0.973 | 4000 | 70
PG9PAMAZ | Eaton (formerly Cooper Lighting) | Mcgraw-Edison | TT-B1-LED-120V-WQ-[All Mounting]-[Options Include [5LTD]-SG] | Outdoor Luminaires | Low Output | Parking Garage Luminaires | Standard | FALSE | [9 empty] | 42048 |  |  | NotYetVerified |  | 3 | 2708 | 92.74 | 29.2 | 7.4 | 0.973 | 4000 | 70
PV9K3ZUA | Eaton (formerly Cooper Lighting) | Mcgraw-Edison | TT-B2-LED-[All Voltages]-MQ-[All Mounting]-[Options Include [30L HA TR X IBP ICP]-[DOS DIM-MSP DIMRF-(LW LN)]] | Outdoor Luminaires | Low Output | Parking Garage Luminaires | Standard | FALSE | [9 empty] | 42048 |  |  | NotYetVerified |  | 3 | 3804 | 105.08 | 36.2 | 7.1 | 0.979 | 4000 | 70
P7BMJH1U | Eaton (formerly Cooper Lighting) | Mcgraw-Edison | TT-B2-LED-120V-MQ-[All Mounting]-[Options Include [5LTD]] | Outdoor Luminaires | Low Output | Parking Garage Luminaires | Standard | FALSE | [9 empty] | 42048 |  |  | NotYetVerified |  | 3 | 3804 | 105.67 | 36 | 7.1 | 0.979 | 4000 | 70
PKEHMD5T | Eaton (formerly Cooper Lighting) | Mcgraw-Edison | TT-B2-LED-[All Voltages]-WQ-[All Mounting]-[Options Include [30L HA TR X IBP ICP]-[DOS DIM-MSP DIMRF-(LW LN)]] | Outdoor Luminaires | Low Output | Parking Garage Luminaires | Standard | FALSE | [9 empty] | 42048 |  |  | NotYetVerified |  | 3 | 3537 | 97.71 | 36.2 | 7.1 | 0.979 | 4000 | 70
PEFNYSN4 | Eaton (formerly Cooper Lighting) | Mcgraw-Edison | TT-B2-LED-120V-WQ-[All Mounting]-[Options Include [5LTD]] | Outdoor Luminaires | Low Output | Parking Garage Luminaires | Standard | FALSE | [9 empty] | 42048 |  |  | NotYetVerified |  | 3 | 3537 | 98.25 | 36 | 7.1 | 0.979 | 4000 | 70
PUJ9TGZK | Eaton (formerly Cooper Lighting) | Mcgraw-Edison | TT-B2-LED-[All Voltages]-WQ-[All Mounting]-[Options Include [30L HA TR X IBP ICP]-[DOS DIM-MSP DIMRF-(LW LN)]-CG] | Outdoor Luminaires | Low Output | Parking Garage Luminaires | Standard | FALSE | [9 empty] | 42048 |  |  | NotYetVerified |  | 3 | 3384 | 93.48 | 36.2 | 7.1 | 0.979 | 4000 | 70
PPJB3BTG | Eaton (formerly Cooper Lighting) | Mcgraw-Edison | TT-B2-LED-120V-WQ-[All Mounting]-[Options Include [5LTD]-CG] | Outdoor Luminaires | Low Output | Parking Garage Luminaires | Standard | FALSE | [9 empty] | 42048 |  |  | NotYetVerified |  | 3 | 3384 | 94 | 36 | 7.1 | 0.979 | 4000 | 70
P4QZ9CHV | Eaton (formerly Cooper Lighting) | Mcgraw-Edison | TT-B2-LED-[All Voltages]-MQ-[All Mounting]-[Options Include [30L HA TR X IBP ICP]-[DOS DIM-MSP DIMRF-(LW LN)]-CG] | Outdoor Luminaires | Low Output | Parking Garage Luminaires | Standard | FALSE | [9 empty] | 42048 |  |  | NotYetVerified |  | 3 | 3380 | 93.37 | 36.2 | 7.1 | 0.979 | 4000 | 70
P3E4M5UV | Eaton (formerly Cooper Lighting) | Mcgraw-Edison | TT-B2-LED-120V-MQ-[All Mounting]-[Options Include [5LTD]-CG] | Outdoor Luminaires | Low Output | Parking Garage Luminaires | Standard | FALSE | [9 empty] | 42048 |  |  | NotYetVerified |  | 3 | 3380 | 93.89 | 36 | 7.1 | 0.979 | 4000 | 70
PJ7ABJDJ | Eaton (formerly Cooper Lighting) | Mcgraw-Edison | TT-B2-LED-120V-WQ-[All Mounting]-[Options Include [5LTD]-SG] | Outdoor Luminaires | Low Output | Parking Garage Luminaires | Standard | FALSE | [9 empty] | 42048 |  |  | NotYetVerified |  | 3 | 3356 | 93.22 | 36 | 7.1 | 0.979 | 4000 | 70
P8JS712Y | Eaton (formerly Cooper Lighting) | Mcgraw-Edison | TT-B2-LED-[All Voltages]-WQ-[All Mounting]-[Options Include [30L HA TR X IBP ICP]-[DOS DIM-MSP DIMRF-(LW LN)]-SG] | Outdoor Luminaires | Low Output | Parking Garage Luminaires | Standard | FALSE | [9 empty] | 42048 |  |  | NotYetVerified |  | 3 | 3356 | 92.71 | 36.2 | 7.1 | 0.979 | 4000 | 70
P2NQ7JN3 | Eaton (formerly Cooper Lighting) | Mcgraw-Edison | TT-B5-LED-120V-MQ-[All Mounting]-[Options Include [5LTD]] | Outdoor Luminaires | Mid Output | Parking Garage Luminaires | Standard | FALSE | [9 empty] | 42048 |  |  | NotYetVerified |  | 3 | 8036 | 95.33 | 84.3 | 6.9 | 0.984 | 4000 | 70
P1GS1CQQ | Eaton (formerly Cooper Lighting) | Mcgraw-Edison | TT-B5-LED-[All Voltages]-MQ-[All Mounting]-[Options Include [30L TR X IBP ICP]-[DOS DIM-MSP DIMRF-(LW LN)]] | Outdoor Luminaires | Mid Output | Parking Garage Luminaires | Standard | FALSE | [9 empty] | 42048 |  |  | NotYetVerified |  | 3 | 8036 | 98.24 | 81.8 | 6.9 | 0.984 | 4000 | 70
P7M8BPF1 | Eaton (formerly Cooper Lighting) | Mcgraw-Edison | TT-B5-LED-[All Voltages]-WQ-[All Mounting]-[Options Include [30L TR X IBP ICP]-[DOS DIM-MSP DIMRF-(LW LN)]] | Outdoor Luminaires | Mid Output | Parking Garage Luminaires | Standard | FALSE | [9 empty] | 42048 |  |  | NotYetVerified |  | 3 | 7471 | 91.33 | 81.8 | 6.9 | 0.984 | 4000 | 70
P5VPTAKJ | Eaton (formerly Cooper Lighting) | Mcgraw-Edison | PDR48739-TT-B5-LED-480-WQ W/TT-IDEAL-30-103X | Outdoor Luminaires | Mid Output | Parking Garage Luminaires | Standard | FALSE | [9 empty] | 42048 |  |  | NotYetVerified |  | 3 | 7471 | 91.33 | 81.8 | 6.9 | 0.984 | 4000 | 70
P34EQWPX | Eaton (formerly Cooper Lighting) | Mcgraw-Edison | TT-B5-LED-120V-WQ-[All Mounting]-[Options Include [5LTD]] | Outdoor Luminaires | Mid Output | Parking Garage Luminaires | Standard | FALSE | [9 empty] | 42048 |  |  | NotYetVerified |  | 3 | 7471 | 88.62 | 84.3 | 6.9 | 0.984 | 4000 | 70
PUC9A6SA | Eaton (formerly Cooper Lighting) | Mcgraw-Edison | TT-B5-LED-[All Voltages]-WQ-[All Mounting]-[Options Include [30LTR X IBP ICP]-[DOS DIM-MSP DIMRF-(LW LN)]-CG] | Outdoor Luminaires | Mid Output | Parking Garage Luminaires | Standard | FALSE | [9 empty] | 42048 |  |  | NotYetVerified |  | 3 | 7148 | 87.38 | 81.8 | 6.9 | 0.984 | 4000 | 70
PDVNXSHF | Eaton (formerly Cooper Lighting) | Mcgraw-Edison | TT-B5-LED-120V-WQ-[All Mounting]-[Options Include [5LTD]-CG] | Outdoor Luminaires | Mid Output | Parking Garage Luminaires | Standard | FALSE | [9 empty] | 42048 |  |  | NotYetVerified |  | 3 | 7148 | 84.79 | 84.3 | 6.9 | 0.984 | 4000 | 70
PRMQVC1Z | Eaton (formerly Cooper Lighting) | Mcgraw-Edison | TT-B5-LED-[All Voltages]-MQ-[All Mounting]-[Options Include [30L TR X IBP ICP]-[DOS DIM-MSP DIMRF-(LW LN)]-CG] | Outdoor Luminaires | Mid Output | Parking Garage Luminaires | Standard | FALSE | [9 empty] | 42048 |  |  | NotYetVerified |  | 3 | 7139 | 87.27 | 81.8 | 6.9 | 0.984 | 4000 | 70
PRDEVRGN | Eaton (formerly Cooper Lighting) | Mcgraw-Edison | TT-B5-LED-120V-MQ-[All Mounting]-[Options Include [5LTD]-CG] | Outdoor Luminaires | Mid Output | Parking Garage Luminaires | Standard | FALSE | [9 empty] | 42048 |  |  | NotYetVerified |  | 3 | 7139 | 84.69 | 84.3 | 6.9 | 0.984 | 4000 | 70
PK4HTTSK | Eaton (formerly Cooper Lighting) | Mcgraw-Edison | TT-B5-LED-120V-WQ-[All Mounting]-[Options Include [5LTD]-SG] | Outdoor Luminaires | Mid Output | Parking Garage Luminaires | Standard | FALSE | [9 empty] | 42048 |  |  | NotYetVerified |  | 3 | 7089 | 84.09 | 84.3 | 6.9 | 0.984 | 4000 | 70
P5CF9ZZT | Eaton (formerly Cooper Lighting) | Mcgraw-Edison | TT-B5-LED-[All Voltages]-WQ-[All Mounting]-[Options Include [30L TR X IBP ICP]-[DOS DIM-MSP DIMRF-(LW LN)]-SG] | Outdoor Luminaires | Mid Output | Parking Garage Luminaires | Standard | FALSE | [9 empty] | 42048 |  |  | NotYetVerified |  | 3 | 7089 | 86.66 | 81.8 | 6.9 | 0.984 | 4000 | 70
PBZ3K3KY | Eaton (formerly Cooper Lighting) | Mcgraw-Edison | TT-B6-LED-120V-WQ-[All Mounting]-[Options Include [5LTD]] | Outdoor Luminaires | Mid Output | Parking Garage Luminaires | Standard | FALSE | [9 empty] | 42048 |  |  | NotYetVerified |  | 3 | 9532 | 90.27 | 105.6 | 6.3 | 0.989 | 4000 | 70
P8JKK85T | Eaton (formerly Cooper Lighting) | Mcgraw-Edison | TT-B6-LED-[All Voltages]-WQ-[All Mounting]-[Options Include [30L TR X]-[DOS DIM-MSP DIMRF-(LW LN)]] | Outdoor Luminaires | Mid Output | Parking Garage Luminaires | Standard | FALSE | [9 empty] | 42048 |  |  | NotYetVerified |  | 3 | 9532 | 84.28 | 113.1 | 6.3 | 0.989 | 4000 | 70
PVB5GY9C | Eaton (formerly Cooper Lighting) | Mcgraw-Edison | TT-B6-LED-[All Voltages]-WQ-[All Mounting]-[Options Include [30L TR X]-[DOS DIM-MSP DIMRF-(LW LN)]-CG] | Outdoor Luminaires | Mid Output | Parking Garage Luminaires | Standard | FALSE | [9 empty] | 42048 |  |  | NotYetVerified |  | 3 | 9119 | 80.63 | 113.1 | 6.3 | 0.989 | 4000 | 70
PRQT4X9D | Eaton (formerly Cooper Lighting) | Mcgraw-Edison | TT-B6-LED-120V-WQ-[All Mounting]-[Options Include [5LTD]-CG] | Outdoor Luminaires | Mid Output | Parking Garage Luminaires | Standard | FALSE | [9 empty] | 42048 |  |  | NotYetVerified |  | 3 | 9119 | 86.35 | 105.6 | 6.3 | 0.989 | 4000 | 70
P9G94HTE | Eaton (formerly Cooper Lighting) | Mcgraw-Edison | TT-B6-LED-[All Voltages]-MQ-[All Mounting]-[Options Include [30L TR X]-[DOS DIM-MSP DIMRF-(LW LN)]-CG] | Outdoor Luminaires | Mid Output | Parking Garage Luminaires | Standard | FALSE | [9 empty] | 42048 |  |  | NotYetVerified |  | 3 | 9108 | 80.53 | 113.1 | 6.3 | 0.989 | 4000 | 70
P3H4ZRGQ | Eaton (formerly Cooper Lighting) | Mcgraw-Edison | TT-B6-LED-120V-MQ-[All Mounting]-[Options Include [5LTD]-CG] | Outdoor Luminaires | Mid Output | Parking Garage Luminaires | Standard | FALSE | [9 empty] | 42048 |  |  | NotYetVerified |  | 3 | 9108 | 86.25 | 105.6 | 6.3 | 0.989 | 4000 | 70
PV8BP31T | Eaton (formerly Cooper Lighting) | Mcgraw-Edison | TT-B6-LED-120V-WQ-[All Mounting]-[Options Include [5LTD]-SG] | Outdoor Luminaires | Mid Output | Parking Garage Luminaires | Standard | FALSE | [9 empty] | 42048 |  |  | NotYetVerified |  | 3 | 9045 | 85.65 | 105.6 | 6.3 | 0.989 | 4000 | 70
PTJUZSKQ | Eaton (formerly Cooper Lighting) | Mcgraw-Edison | TT-B6-LED-[All Voltages]-WQ-[All Mounting]-[Options Include [30L TR X]-[DOS DIM-MSP DIMRF-(LW LN)]-SG] | Outdoor Luminaires | Mid Output | Parking Garage Luminaires | Standard | FALSE | [9 empty] | 42048 |  |  | NotYetVerified |  | 3 | 9045 | 79.97 | 113.1 | 6.3 | 0.989 | 4000 | 70
PPA39777 | Eaton (formerly Cooper Lighting) | Mcgraw-Edison | TT-B6-LED-120V-MQ-[All Mounting]-[Options Include [5LTD]] | Outdoor Luminaires | High Output | Parking Garage Luminaires | Standard | FALSE | [9 empty] | 42048 |  |  | NotYetVerified |  | 3 | 10252 | 97.08 | 105.6 | 6.3 | 0.989 | 4000 | 70
PA3JZ6HC | Eaton (formerly Cooper Lighting) | Mcgraw-Edison | TT-B6-LED-[All Voltages]-MQ-[All Mounting]-[Options Include [30L TR X]-[DOS DIM-MSP DIMRF-(LW LN)]] | Outdoor Luminaires | High Output | Parking Garage Luminaires | Standard | FALSE | [9 empty] | 42048 |  |  | NotYetVerified |  | 3 | 10252 | 90.65 | 113.1 | 6.3 | 0.989 | 4000 | 70
PJY84UXS | Eaton (formerly Cooper Lighting) | Mcgraw-Edison | TT-B4-LED-120V-MQ-[All Mounting]-[Options Include [5LTD]-8030] | Outdoor Luminaires | Mid Output | Parking Garage Luminaires | Standard | FALSE | [9 empty] | 42048 |  |  | NotYetVerified |  | 3 | 5079 | 78.74 | 64.5 | 10.6 | 0.972 | 3000 | 80
P88BSK9Z | Eaton (formerly Cooper Lighting) | Mcgraw-Edison | TT-B4-LED-[All Voltages]-MQ-[All Mounting]-[Options Include [30L HA TR X IBP ICP]-[DOS DIM-MSP DIMRF-(LW LN)]-8030] | Outdoor Luminaires | Mid Output | Parking Garage Luminaires | Standard | FALSE | [9 empty] | 42048 |  |  | NotYetVerified |  | 3 | 5079 | 81.66 | 62.2 | 10.6 | 0.972 | 3000 | 80
PRR9UVE6 | Eaton (formerly Cooper Lighting) | Mcgraw-Edison | TT-B3-LED-120V-MQ-[All Mounting]-[Options Include [5LTD]-8030] | Outdoor Luminaires | Low Output | Parking Garage Luminaires | Standard | FALSE | [9 empty] | 42048 |  |  | NotYetVerified |  | 3 | 4246 | 85.95 | 49.4 | 7.7 | 0.986 | 3000 | 80
P7DBEX2W | Eaton (formerly Cooper Lighting) | Mcgraw-Edison | TT-B3-LED-[All Voltages]-MQ-[All Mounting]-[Options Include [30L HA TR X IBP ICP]-[DOS DIM-MSP DIMRF-(LW LN)]-8030] | Outdoor Luminaires | Low Output | Parking Garage Luminaires | Standard | FALSE | [9 empty] | 42048 |  |  | NotYetVerified |  | 3 | 4246 | 87.01 | 48.8 | 7.7 | 0.986 | 3000 | 80
PCPJBKPB | Eaton (formerly Cooper Lighting) | Mcgraw-Edison | TT-B3-LED-[All Voltages]-WQ-[All Mounting]-[Options Include [30L HA TR X IBP ICP]-[DOS DIM-MSP DIMRF-(LW LN)]-8030] | Outdoor Luminaires | Low Output | Parking Garage Luminaires | Standard | FALSE | [9 empty] | 42048 |  |  | NotYetVerified |  | 3 | 3948 | 80.9 | 48.8 | 7.7 | 0.986 | 3000 | 80
P9FDUUX2 | Eaton (formerly Cooper Lighting) | Mcgraw-Edison | TT-B3-LED-120V-WQ-[All Mounting]-[Options Include [5LTD]-8030] | Outdoor Luminaires | Low Output | Parking Garage Luminaires | Standard | FALSE | [9 empty] | 42048 |  |  | NotYetVerified |  | 3 | 3948 | 79.92 | 49.4 | 7.7 | 0.986 | 3000 | 80
PUCQ2KJG | Eaton (formerly Cooper Lighting) | Mcgraw-Edison | TT-B3-LED-[All Voltages]-WQ-[All Mounting]-[Options Include [30L HA TR X IBP ICP]-[DOS DIM-MSP DIMRF-(LW LN)]-8030]-CG] | Outdoor Luminaires | Low Output | Parking Garage Luminaires | Standard | FALSE | [9 empty] | 42048 |  |  | NotYetVerified |  | 3 | 3777 | 77.4 | 48.8 | 7.7 | 0.986 | 3000 | 80
P982WT5A | Eaton (formerly Cooper Lighting) | Mcgraw-Edison | TT-B3-LED-[All Voltages]-MQ-[All Mounting]-[Options Include [30L HA TR X IBP ICP]-[DOS DIM-MSP DIMRF-(LW LN)]-8030]-CG] | Outdoor Luminaires | Low Output | Parking Garage Luminaires | Standard | FALSE | [9 empty] | 42048 |  |  | NotYetVerified |  | 3 | 3773 | 77.32 | 48.8 | 7.7 | 0.986 | 3000 | 80
PZGDF88J | Eaton (formerly Cooper Lighting) | Mcgraw-Edison | TT-B3-LED-[All Voltages]-WQ-[All Mounting]-[Options Include [30L HA TR X IBP ICP]-[DOS DIM-MSP DIMRF-(LW LN)]-8030]-SG] | Outdoor Luminaires | Low Output | Parking Garage Luminaires | Standard | FALSE | [9 empty] | 42048 |  |  | NotYetVerified |  | 3 | 3746 | 76.76 | 48.8 | 7.7 | 0.986 | 3000 | 80
PKU2FKWA | Eaton (formerly Cooper Lighting) | Mcgraw-Edison | TT-B1-LED-[All Voltages]-MQ-[All Mounting]-[Options Include [30L HA TR X IBP ICP]-[DOS DIM-MSP DIMRF-(LW LN)]-8030] | Outdoor Luminaires | Low Output | Parking Garage Luminaires | Standard | FALSE | [9 empty] | 42048 |  |  | NotYetVerified |  | 3 | 2700 | 93.1 | 29 | 7.4 | 0.973 | 3000 | 80
PDVTX5WV | Eaton (formerly Cooper Lighting) | Mcgraw-Edison | TT-B1-LED-120V-MQ-[All Mounting]-[Options Include [5LTD]-8030] | Outdoor Luminaires | Low Output | Parking Garage Luminaires | Standard | FALSE | [9 empty] | 42048 |  |  | NotYetVerified |  | 3 | 2700 | 92.47 | 29.2 | 7.4 | 0.973 | 3000 | 80
PZYH5EQ9 | Eaton (formerly Cooper Lighting) | Mcgraw-Edison | TT-B1-LED-120V-WQ-[All Mounting]-[Options Include [5LTD]-8030] | Outdoor Luminaires | Low Output | Parking Garage Luminaires | Standard | FALSE | [9 empty] | 42048 |  |  | NotYetVerified |  | 3 | 2510 | 85.96 | 29.2 | 7.4 | 0.973 | 3000 | 80
P3C7UAW5 | Eaton (formerly Cooper Lighting) | Mcgraw-Edison | TT-B1-LED-[All Voltages]-WQ-[All Mounting]-[Options Include [30L HA TR X IBP ICP]-[DOS DIM-MSP DIMRF-(LW LN)]-8030] | Outdoor Luminaires | Low Output | Parking Garage Luminaires | Standard | FALSE | [9 empty] | 42048 |  |  | NotYetVerified |  | 3 | 2510 | 86.55 | 29 | 7.4 | 0.973 | 3000 | 80
PCEWGEMR | Eaton (formerly Cooper Lighting) | Mcgraw-Edison | TT-B1-LED-[All Voltages]-WQ-[All Mounting]-[Options Include [30L HA TR X IBP ICP]-[DOS DIM-MSP DIMRF-(LW LN)]-8030]-CG] | Outdoor Luminaires | Low Output | Parking Garage Luminaires | Standard | FALSE | [9 empty] | 42048 |  |  | NotYetVerified |  | 3 | 2402 | 82.83 | 29 | 7.4 | 0.973 | 3000 | 80
P6FQNQ1J | Eaton (formerly Cooper Lighting) | Mcgraw-Edison | TT-B1-LED-120V-WQ-[All Mounting]-[Options Include [5LTD]-8030]-CG] | Outdoor Luminaires | Low Output | Parking Garage Luminaires | Standard | FALSE | [9 empty] | 42048 |  |  | NotYetVerified |  | 3 | 2402 | 82.26 | 29.2 | 7.4 | 0.973 | 3000 | 80
PG1YB9T1 | Eaton (formerly Cooper Lighting) | Mcgraw-Edison | TT-B1-LED-120V-MQ-[All Mounting]-[Options Include [5LTD]-8030]-CG] | Outdoor Luminaires | Low Output | Parking Garage Luminaires | Standard | FALSE | [9 empty] | 42048 |  |  | NotYetVerified |  | 3 | 2399 | 82.16 | 29.2 | 7.4 | 0.973 | 3000 | 80
PCEYVK8B | Eaton (formerly Cooper Lighting) | Mcgraw-Edison | TT-B1-LED-[All Voltages]-MQ-[All Mounting]-[Options Include [30L HA TR X IBP ICP]-[DOS DIM-MSP DIMRF-(LW LN)]-8030]-CG] | Outdoor Luminaires | Low Output | Parking Garage Luminaires | Standard | FALSE | [9 empty] | 42048 |  |  | NotYetVerified |  | 3 | 2399 | 82.72 | 29 | 7.4 | 0.973 | 3000 | 80
PS31SYXH | Eaton (formerly Cooper Lighting) | Mcgraw-Edison | TT-B1-LED-[All Voltages]-WQ-[All Mounting]-[Options Include [30L HA TR X IBP ICP]-[DOS DIM-MSP DIMRF-(LW LN)]-8030]-SG] | Outdoor Luminaires | Low Output | Parking Garage Luminaires | Standard | FALSE | [9 empty] | 42048 |  |  | NotYetVerified |  | 3 | 2382 | 82.14 | 29 | 7.4 | 0.973 | 3000 | 80
P88QFS7Y | Eaton (formerly Cooper Lighting) | Mcgraw-Edison | TT-B1-LED-120V-WQ-[All Mounting]-[Options Include [5LTD]-8030]-SG] | Outdoor Luminaires | Low Output | Parking Garage Luminaires | Standard | FALSE | [9 empty] | 42048 |  |  | NotYetVerified |  | 3 | 2382 | 81.58 | 29.2 | 7.4 | 0.973 | 3000 | 80
PUN3VM32 | Eaton (formerly Cooper Lighting) | Mcgraw-Edison | TT-B2-LED-120V-MQ-[All Mounting]-[Options Include [5LTD]-8030] | Outdoor Luminaires | Low Output | Parking Garage Luminaires | Standard | FALSE | [9 empty] | 42048 |  |  | NotYetVerified |  | 3 | 3419 | 94.97 | 36 | 7.1 | 0.979 | 3000 | 80
PM1QNZ8A | Eaton (formerly Cooper Lighting) | Mcgraw-Edison | TT-B2-LED-[All Voltages]-MQ-[All Mounting]-[Options Include [30L HA TR X IBP ICP]-[DOS DIM-MSP DIMRF-(LW LN)]-8030] | Outdoor Luminaires | Low Output | Parking Garage Luminaires | Standard | FALSE | [9 empty] | 42048 |  |  | NotYetVerified |  | 3 | 3419 | 94.45 | 36.2 | 7.1 | 0.979 | 3000 | 80
PD22KKVM | Eaton (formerly Cooper Lighting) | Mcgraw-Edison | TT-B2-LED-120V-WQ-[All Mounting]-[Options Include [5LTD]-8030] | Outdoor Luminaires | Low Output | Parking Garage Luminaires | Standard | FALSE | [9 empty] | 42048 |  |  | NotYetVerified |  | 3 | 3107 | 86.31 | 36 | 7.1 | 0.979 | 3000 | 80
P3GCUNNB | Eaton (formerly Cooper Lighting) | Mcgraw-Edison | TT-B2-LED-[All Voltages]-WQ-[All Mounting]-[Options Include [30L HA TR X IBP ICP]-[DOS DIM-MSP DIMRF-(LW LN)]-8030] | Outdoor Luminaires | Low Output | Parking Garage Luminaires | Standard | FALSE | [9 empty] | 42048 |  |  | NotYetVerified |  | 3 | 3107 | 85.83 | 36.2 | 7.1 | 0.979 | 3000 | 80
PVGBVCSA | Eaton (formerly Cooper Lighting) | Mcgraw-Edison | TT-B2-LED-[All Voltages]-WQ-[All Mounting]-[Options Include [30L HA TR X IBP ICP]-[DOS DIM-MSP DIMRF-(LW LN)]-8030]-CG] | Outdoor Luminaires | Low Output | Parking Garage Luminaires | Standard | FALSE | [9 empty] | 42048 |  |  | NotYetVerified |  | 3 | 2973 | 82.13 | 36.2 | 7.1 | 0.979 | 3000 | 80
P9V6RNZN | Eaton (formerly Cooper Lighting) | Mcgraw-Edison | TT-B2-LED-120V-WQ-[All Mounting]-[Options Include [5LTD]-8030]-CG] | Outdoor Luminaires | Low Output | Parking Garage Luminaires | Standard | FALSE | [9 empty] | 42048 |  |  | NotYetVerified |  | 3 | 2973 | 82.58 | 36 | 7.1 | 0.979 | 3000 | 80
PW6V7ZR8 | Eaton (formerly Cooper Lighting) | Mcgraw-Edison | TT-B2-LED-120V-MQ-[All Mounting]-[Options Include [5LTD]-8030]-CG] | Outdoor Luminaires | Low Output | Parking Garage Luminaires | Standard | FALSE | [9 empty] | 42048 |  |  | NotYetVerified |  | 3 | 2969 | 82.47 | 36 | 7.1 | 0.979 | 3000 | 80
PRQ48SW6 | Eaton (formerly Cooper Lighting) | Mcgraw-Edison | TT-B2-LED-[All Voltages]-MQ-[All Mounting]-[Options Include [30L HA TR X IBP ICP]-[DOS DIM-MSP DIMRF-(LW LN)]-8030]-CG] | Outdoor Luminaires | Low Output | Parking Garage Luminaires | Standard | FALSE | [9 empty] | 42048 |  |  | NotYetVerified |  | 3 | 2969 | 82.02 | 36.2 | 7.1 | 0.979 | 3000 | 80
PEUQF1XV | Eaton (formerly Cooper Lighting) | Mcgraw-Edison | TT-B2-LED-[All Voltages]-WQ-[All Mounting]-[Options Include [30L HA TR X IBP ICP]-[DOS DIM-MSP DIMRF-(LW LN)]-8030]-SG] | Outdoor Luminaires | Low Output | Parking Garage Luminaires | Standard | FALSE | [9 empty] | 42048 |  |  | NotYetVerified |  | 3 | 2949 | 81.46 | 36.2 | 7.1 | 0.979 | 3000 | 80
P8G4CE3C | Eaton (formerly Cooper Lighting) | Mcgraw-Edison | TT-B2-LED-120V-WQ-[All Mounting]-[Options Include [5LTD]-8030]-SG] | Outdoor Luminaires | Low Output | Parking Garage Luminaires | Standard | FALSE | [9 empty] | 42048 |  |  | NotYetVerified |  | 3 | 2949 | 81.92 | 36 | 7.1 | 0.979 | 3000 | 80
PXM8ZPVT | Eaton (formerly Cooper Lighting) | Mcgraw-Edison | TT-B5-LED-[All Voltages]-MQ-[All Mounting]-[Options Include [30LTR X IBP ICP]-[DOS DIM-MSP DIMRF-(LW LN)]-8030] | Outdoor Luminaires | Mid Output | Parking Garage Luminaires | Standard | FALSE | [9 empty] | 42048 |  |  | NotYetVerified |  | 3 | 6649 | 81.28 | 81.8 | 6.9 | 0.984 | 3000 | 80
PHXRNH7T | Eaton (formerly Cooper Lighting) | Mcgraw-Edison | TT-B5-LED-120V-MQ-[All Mounting]-[Options Include [5LTD]-8030] | Outdoor Luminaires | Mid Output | Parking Garage Luminaires | Standard | FALSE | [9 empty] | 42048 |  |  | NotYetVerified |  | 3 | 6649 | 78.87 | 84.3 | 6.9 | 0.984 | 3000 | 80
P2M1S8RF | Eaton (formerly Cooper Lighting) | Mcgraw-Edison | TT-B5-LED-[All Voltages]-WQ-[All Mounting]-[Options Include [30LTR X IBP ICP]-[DOS DIM-MSP DIMRF-(LW LN)]-8030] | Outdoor Luminaires | Mid Output | Parking Garage Luminaires | Standard | FALSE | [9 empty] | 42048 |  |  | NotYetVerified |  | 3 | 6224 | 76.09 | 81.8 | 6.9 | 0.984 | 3000 | 80
PVYBRK79 | Eaton (formerly Cooper Lighting) | Mcgraw-Edison | TT-B6-LED-120V-MQ-[All Mounting]-[Options Include [5LTD]-8030] | Outdoor Luminaires | Mid Output | Parking Garage Luminaires | Standard | FALSE | [9 empty] | 42048 |  |  | NotYetVerified |  | 3 | 8688 | 82.27 | 105.6 | 6.3 | 0.989 | 3000 | 80
P9R71HEK | Eaton (formerly Cooper Lighting) | Mcgraw-Edison | TT-B6-LED-[All Voltages]-MQ-[All Mounting]-[Options Include [30L TR X]-[DOS DIM-MSP DIMRF-(LW LN)]-8030] | Outdoor Luminaires | Mid Output | Parking Garage Luminaires | Standard | FALSE | [9 empty] | 42048 |  |  | NotYetVerified |  | 3 | 8688 | 76.82 | 113.1 | 6.3 | 0.989 | 3000 | 80
PWHWNF6PS | Cree Inc. | E-Conolight | E-CC5L03NX | Outdoor Luminaires | Low Output | Parking Garage Luminaires | Standard | TRUE | 3554.6 | 101.88 | 36.16 | 16.45 | 0.931 | 3866 | 75 | 5 | 50000 | 42047 |  |  | NotYetVerified |  | 3 | 3618 |  |  | 20 | 0.9 | 4000 | 70
P5X2K5KHC | Cree Inc. | E-Conolight | E-CC5L03CX | Outdoor Luminaires | Low Output | Parking Garage Luminaires | Standard | FALSE | [9 empty] | 42047 |  |  | NotYetVerified |  | 3 | 3662 | 100 | 36 | 20 | 0.9 | 5000
P3UR2A43 | Infinilux Corporation | Infinilux CLSG Series | CLRGXX48-01 (5000K) | Outdoor Luminaires | Mid Output | Parking Garage Luminaires | Standard | FALSE | [9 empty] | 42046 |  |  | NotYetVerified | Qualified with dimming and non-dimming driver options | 3 | 5712 | 104 | 55 |  | 0.9 | 5000 | 70
P5FB5G2Q | Infinilux Corporation | Infinilux CLSG Series | CLRGXX36-01 (5000K) | Outdoor Luminaires | Low Output | Parking Garage Luminaires | Standard | FALSE | [9 empty] | 42046 |  |  | NotYetVerified | Qualified with dimming and non-dimming driver options | 3 | 4119 | 101 | 41 |  | 0.9 | 5000 | 70
P3JB6GTB | Infinilux Corporation | Infinilux CLSG Series | CLRGXX24-01 (5000K) | Outdoor Luminaires | Low Output | Parking Garage Luminaires | Standard | FALSE | [9 empty] | 42046 |  |  | NotYetVerified | Qualified with dimming and non-dimming driver options | 3 | 2817 | 101 | 28 |  | 0.9 | 5000 | 70
PFXH793A | Infinilux Corporation | Infinilux CLSG Series XBD | CLRGXX18-01 (5000K) | Outdoor Luminaires | Low Output | Parking Garage Luminaires | Standard | FALSE | [9 empty] | 42046 |  |  | NotYetVerified |  | 3 | 1907 | 92 |  |  |  | 4500
P1S481DE | Infinilux Corporation | Infinilux CLSP Series XBD | CLRGXX64-01 (5000K) | Outdoor Luminaires | Mid Output | Parking Garage Luminaires | Standard | FALSE | [9 empty] | 42046 |  |  | NotYetVerified |  | 3 | 7250 | 100 | 72
P3ZM1SCK | Acuity Brands Lighting | Lithonia Lighting | KACM LED 20C 700 30K R3 XXXXX XX XXXXXXX XXXXXX | Outdoor Luminaires | Low Output | Parking Garage Luminaires | Standard | TRUE | 4315.26 | 88.88 | 48.55 | 9.42 | 0.942 | 3036 | 73.4 | 5 |  | 42044 |  |  | NotYetVerified |  | 3 | 4315 | 88.88 | 48.55 |  |  | 3026 | 73.5
PD6CV141 | Acuity Brands Lighting | Lithonia Lighting | KACM LED 60C 700 30K R3 XXXXX XX XXXXXXX XXXXXX | Outdoor Luminaires | High Output | Parking Garage Luminaires | Standard | TRUE | 12240.58 | 91.36 | 133.98 | 12.4 | 0.896 | 3032 | 73.4 | 5 |  | 42044 |  |  | NotYetVerified |  | 3 | 12241 | 91.36 | 133.98 |  |  | 3026 | 73.5
PX3WG7TT | Acuity Brands Lighting | Lithonia Lighting | KACM LED 40C 700 50K R5 XXXXX XX XXXXXXX XXXXXX | Outdoor Luminaires | Mid Output | Parking Garage Luminaires | Standard | FALSE | [9 empty] | 42044 | Dimmable | Continuous Below 10 | NotYetVerified |  | 3 | 9885 | 108.78 | 90.87 |  |  | 5234 | 75.8
PJWZX22P | Acuity Brands Lighting | Lithonia Lighting | KACM LED 40C 700 50K R4 XXXXX XX XXXXXXX XXXXXX | Outdoor Luminaires | Mid Output | Parking Garage Luminaires | Standard | FALSE | [9 empty] | 42044 | Dimmable | Continuous Below 10 | NotYetVerified |  | 3 | 9275 | 102.07 | 90.87 |  |  | 5234 | 75.8
PE3CQNA9 | Acuity Brands Lighting | Lithonia Lighting | KACM LED 40C 700 50K R2 XXXXX XX XXXXXXX XXXXXX | Outdoor Luminaires | Mid Output | Parking Garage Luminaires | Standard | FALSE | [9 empty] | 42044 | Dimmable | Continuous Below 10 | NotYetVerified |  | 3 | 9267 | 101.98 | 90.87 |  |  | 5234 | 75.8
PCHP57JT | Acuity Brands Lighting | Lithonia Lighting | KACM LED 40C 700 50K R3 XXXXX XX XXXXXXX XXXXXX | Outdoor Luminaires | Mid Output | Parking Garage Luminaires | Standard | FALSE | [9 empty] | 42044 | Dimmable | Continuous Below 10 | NotYetVerified |  | 3 | 9233 | 101.6 | 90.87 |  |  | 5234 | 75.8
PJATN7W9 | Acuity Brands Lighting | Lithonia Lighting | KACM LED 30C 700 50K R5 XXXXX XX XXXXXXX XXXXXX | Outdoor Luminaires | Mid Output | Parking Garage Luminaires | Standard | FALSE | [9 empty] | 42044 | Dimmable | Continuous Below 10 | NotYetVerified |  | 3 | 7551 | 107.74 | 70.09 |  |  | 5234 | 75.8
PFFPVB7T | Acuity Brands Lighting | Lithonia Lighting | KACM LED 30C 700 50K R4 XXXXX XX XXXXXXX XXXXXX | Outdoor Luminaires | Mid Output | Parking Garage Luminaires | Standard | FALSE | [9 empty] | 42044 | Dimmable | Continuous Below 10 | NotYetVerified |  | 3 | 7085 | 101.08 | 70.09 |  |  | 5234 | 75.8
P9M3MGG4 | Acuity Brands Lighting | Lithonia Lighting | KACM LED 30C 700 50K R2 XXXXX XX XXXXXXX XXXXXX | Outdoor Luminaires | Mid Output | Parking Garage Luminaires | Standard | FALSE | [9 empty] | 42044 | Dimmable | Continuous Below 10 | NotYetVerified |  | 3 | 7079 | 101 | 70.09 |  |  | 5234 | 75.8
PPUQGJ3S | Acuity Brands Lighting | Lithonia Lighting | KACM LED 30C 700 50K R3 XXXXX XX XXXXXXX XXXXXX | Outdoor Luminaires | Mid Output | Parking Garage Luminaires | Standard | FALSE | [9 empty] | 42044 | Dimmable | Continuous Below 10 | NotYetVerified |  | 3 | 7053 | 100.62 | 70.09 |  |  | 5234 | 75.8
PGVZE173 | Acuity Brands Lighting | Lithonia Lighting | KACM LED 30C 530 50K R5 XXXXX XX XXXXXXX XXXXXX | Outdoor Luminaires | Mid Output | Parking Garage Luminaires | Standard | FALSE | [9 empty] | 42044 | Dimmable | Continuous Below 10 | NotYetVerified |  | 3 | 6028 | 112.53 | 53.57 |  |  | 5234 | 75.8
PE4N2R1D | Acuity Brands Lighting | Lithonia Lighting | KACM LED 30C 530 50K R4 XXXXX XX XXXXXXX XXXXXX | Outdoor Luminaires | Mid Output | Parking Garage Luminaires | Standard | FALSE | [9 empty] | 42044 | Dimmable | Continuous Below 10 | NotYetVerified |  | 3 | 5656 | 105.59 | 53.57 |  |  | 5234 | 75.8
P3K4PTP4 | Acuity Brands Lighting | Lithonia Lighting | KACM LED 30C 530 50K R2 XXXXX XX XXXXXXX XXXXXX | Outdoor Luminaires | Mid Output | Parking Garage Luminaires | Standard | FALSE | [9 empty] | 42044 | Dimmable | Continuous Below 10 | NotYetVerified |  | 3 | 5652 | 105.5 | 53.57 |  |  | 5234 | 75.8
P4UWJYMR | Acuity Brands Lighting | Lithonia Lighting | KACM LED 30C 530 50K R3 XXXXX XX XXXXXXX XXXXXX | Outdoor Luminaires | Mid Output | Parking Garage Luminaires | Standard | FALSE | [9 empty] | 42044 | Dimmable | Continuous Below 10 | NotYetVerified |  | 3 | 5630 | 105.11 | 53.57 |  |  | 5234 | 75.8
PFX3Y5JQ | Acuity Brands Lighting | Lithonia Lighting | KACM LED 20C 700 50K R5 XXXXX XX XXXXXXX XXXXXX | Outdoor Luminaires | Mid Output | Parking Garage Luminaires | Standard | FALSE | [9 empty] | 42044 | Dimmable | Continuous Below 10 | NotYetVerified |  | 3 | 5134 | 105.74 | 48.55 |  |  | 5234 | 75.8
PP7KMX99 | Acuity Brands Lighting | Lithonia Lighting | KACM LED 20C 700 50K R4 XXXXX XX XXXXXXX XXXXXX | Outdoor Luminaires | Low Output | Parking Garage Luminaires | Standard | FALSE | [9 empty] | 42044 | Dimmable | Continuous Below 10 | NotYetVerified |  | 3 | 4817 | 99.21 | 48.55 |  |  | 5234 | 75.8
PGDKYEBE | Acuity Brands Lighting | Lithonia Lighting | KACM LED 20C 700 50K R2 XXXXX XX XXXXXXX XXXXXX | Outdoor Luminaires | Low Output | Parking Garage Luminaires | Standard | FALSE | [9 empty] | 42044 | Dimmable | Continuous Below 10 | NotYetVerified |  | 3 | 4813 | 99.13 | 48.55 |  |  | 5234 | 75.8
P8MDRJ2U | Acuity Brands Lighting | Lithonia Lighting | KACM LED 20C 700 50K R3 XXXXX XX XXXXXXX XXXXXX | Outdoor Luminaires | Low Output | Parking Garage Luminaires | Standard | FALSE | [9 empty] | 42044 | Dimmable | Continuous Below 10 | NotYetVerified |  | 3 | 4795 | 98.76 | 48.55 |  |  | 5234 | 75.8
PKBG3YYJ | Acuity Brands Lighting | Lithonia Lighting | KACM LED 20C 530 50K R5 XXXXX XX XXXXXXX XXXXXX | Outdoor Luminaires | Low Output | Parking Garage Luminaires | Standard | FALSE | [9 empty] | 42044 | Dimmable | Continuous Below 10 | NotYetVerified |  | 3 | 4090 | 108.35 | 37.75 |  |  | 5234 | 75.8
PP613D4U | Acuity Brands Lighting | Lithonia Lighting | KACM LED 20C 530 50K R4 XXXXX XX XXXXXXX XXXXXX | Outdoor Luminaires | Low Output | Parking Garage Luminaires | Standard | FALSE | [9 empty] | 42044 | Dimmable | Continuous Below 10 | NotYetVerified |  | 3 | 3838 | 101.66 | 37.75 |  |  | 5234 | 75.8
PXZ83MYC | Acuity Brands Lighting | Lithonia Lighting | KACM LED 20C 530 50K R2 XXXXX XX XXXXXXX XXXXXX | Outdoor Luminaires | Low Output | Parking Garage Luminaires | Standard | FALSE | [9 empty] | 42044 | Dimmable | Continuous Below 10 | NotYetVerified |  | 3 | 3834 | 101.57 | 37.75 |  |  | 5234 | 75.8
PHQHNNJS | Acuity Brands Lighting | Lithonia Lighting | KACM LED 20C 530 50K R3 XXXXX XX XXXXXXX XXXXXX | Outdoor Luminaires | Low Output | Parking Garage Luminaires | Standard | FALSE | [9 empty] | 42044 | Dimmable | Continuous Below 10 | NotYetVerified |  | 3 | 3820 | 101.19 | 37.75 |  |  | 5234 | 75.8
P5YNZV62 | Acuity Brands Lighting | Lithonia Lighting | KACM LED 60C 700 50K R5 XXXXX XX XXXXXXX XXXXXX | Outdoor Luminaires | High Output | Parking Garage Luminaires | Standard | FALSE | [9 empty] | 42044 | Dimmable | Continuous Below 10 | NotYetVerified |  | 3 | 14562 | 108.69 | 133.98 |  |  | 5234 | 75.8
PBM1DVQW | Acuity Brands Lighting | Lithonia Lighting | KACM LED 60C 700 50K R4 XXXXX XX XXXXXXX XXXXXX | Outdoor Luminaires | High Output | Parking Garage Luminaires | Standard | FALSE | [9 empty] | 42044 | Dimmable | Continuous Below 10 | NotYetVerified |  | 3 | 13663 | 101.98 | 133.98 |  |  | 5234 | 75.8
PKFD435C | Acuity Brands Lighting | Lithonia Lighting | KACM LED 60C 700 50K R2 XXXXX XX XXXXXXX XXXXXX | Outdoor Luminaires | High Output | Parking Garage Luminaires | Standard | FALSE | [9 empty] | 42044 | Dimmable | Continuous Below 10 | NotYetVerified |  | 3 | 13651 | 101.89 | 133.98 |  |  | 5234 | 75.8
PQ6EJM9U | Acuity Brands Lighting | Lithonia Lighting | KACM LED 60C 700 50K R3 XXXXX XX XXXXXXX XXXXXX | Outdoor Luminaires | High Output | Parking Garage Luminaires | Standard | FALSE | [9 empty] | 42044 | Dimmable | Continuous Below 10 | NotYetVerified |  | 3 | 13600 | 101.51 | 133.98 |  |  | 5234 | 75.8
P48FNDPW | Acuity Brands Lighting | Lithonia Lighting | KACM LED 40C 700 40K R5 XXXXX XX XXXXXXX XXXXXX | Outdoor Luminaires | Mid Output | Parking Garage Luminaires | Standard | FALSE | [9 empty] | 42044 | Dimmable | Continuous Below 10 | NotYetVerified |  | 3 | 9850 | 108.39 | 90.87 |  |  | 3986 | 73.5
P3G7VEWH | Acuity Brands Lighting | Lithonia Lighting | KACM LED 40C 700 40K R4 XXXXX XX XXXXXXX XXXXXX | Outdoor Luminaires | Mid Output | Parking Garage Luminaires | Standard | FALSE | [9 empty] | 42044 | Dimmable | Continuous Below 10 | NotYetVerified |  | 3 | 9242 | 101.7 | 90.87 |  |  | 3986 | 73.5
PMK8JV5W | Acuity Brands Lighting | Lithonia Lighting | KACM LED 40C 700 40K R2 XXXXX XX XXXXXXX XXXXXX | Outdoor Luminaires | Mid Output | Parking Garage Luminaires | Standard | FALSE | [9 empty] | 42044 | Dimmable | Continuous Below 10 | NotYetVerified |  | 3 | 9234 | 101.62 | 90.87 |  |  | 3986 | 73.5
PU78T714 | Acuity Brands Lighting | Lithonia Lighting | KACM LED 40C 700 40K R3 XXXXX XX XXXXXXX XXXXXX | Outdoor Luminaires | Mid Output | Parking Garage Luminaires | Standard | FALSE | [9 empty] | 42044 | Dimmable | Continuous Below 10 | NotYetVerified |  | 3 | 9199 | 101.24 | 90.87 |  |  | 3986 | 73.5
P1NHJHJC | Acuity Brands Lighting | Lithonia Lighting | KACM LED 30C 700 40K R5 XXXXX XX XXXXXXX XXXXXX | Outdoor Luminaires | Mid Output | Parking Garage Luminaires | Standard | FALSE | [9 empty] | 42044 | Dimmable | Continuous Below 10 | NotYetVerified |  | 3 | 7524 | 107.35 | 70.09 |  |  | 3986 | 73.5
PKVV2RN9 | Acuity Brands Lighting | Lithonia Lighting | KACM LED 30C 700 40K R4 XXXXX XX XXXXXXX XXXXXX | Outdoor Luminaires | Mid Output | Parking Garage Luminaires | Standard | FALSE | [9 empty] | 42044 | Dimmable | Continuous Below 10 | NotYetVerified |  | 3 | 7060 | 100.72 | 70.09 |  |  | 3986 | 73.5
PZEH3SA8 | Acuity Brands Lighting | Lithonia Lighting | KACM LED 30C 700 40K R2 XXXXX XX XXXXXXX XXXXXX | Outdoor Luminaires | Mid Output | Parking Garage Luminaires | Standard | FALSE | [9 empty] | 42044 | Dimmable | Continuous Below 10 | NotYetVerified |  | 3 | 7054 | 100.64 | 70.09 |  |  | 3986 | 73.5
P1YFT5XW | Acuity Brands Lighting | Lithonia Lighting | KACM LED 30C 700 40K R3 XXXXX XX XXXXXXX XXXXXX | Outdoor Luminaires | Mid Output | Parking Garage Luminaires | Standard | FALSE | [9 empty] | 42044 | Dimmable | Continuous Below 10 | NotYetVerified |  | 3 | 7027 | 100.26 | 70.09 |  |  | 3986 | 73.5
PYXFN1VP | Acuity Brands Lighting | Lithonia Lighting | KACM LED 30C 530 40K R5 XXXXX XX XXXXXXX XXXXXX | Outdoor Luminaires | Mid Output | Parking Garage Luminaires | Standard | FALSE | [9 empty] | 42044 | Dimmable | Continuous Below 10 | NotYetVerified |  | 3 | 6007 | 112.13 | 53.57 |  |  | 3986 | 73.5
PW2QVV3E | Acuity Brands Lighting | Lithonia Lighting | KACM LED 30C 530 40K R4 XXXXX XX XXXXXXX XXXXXX | Outdoor Luminaires | Mid Output | Parking Garage Luminaires | Standard | FALSE | [9 empty] | 42044 | Dimmable | Continuous Below 10 | NotYetVerified |  | 3 | 5636 | 105.21 | 53.57 |  |  | 3986 | 73.5
PSS9K315 | Acuity Brands Lighting | Lithonia Lighting | KACM LED 30C 530 40K R2 XXXXX XX XXXXXXX XXXXXX | Outdoor Luminaires | Mid Output | Parking Garage Luminaires | Standard | FALSE | [9 empty] | 42044 | Dimmable | Continuous Below 10 | NotYetVerified |  | 3 | 5631 | 105.12 | 53.57 |  |  | 3986 | 73.5
PW4NFZCD | Acuity Brands Lighting | Lithonia Lighting | KACM LED 30C 530 40K R3 XXXXX XX XXXXXXX XXXXXX | Outdoor Luminaires | Mid Output | Parking Garage Luminaires | Standard | FALSE | [9 empty] | 42044 | Dimmable | Continuous Below 10 | NotYetVerified |  | 3 | 5610 | 104.73 | 53.57 |  |  | 3986 | 73.5
PHXJM7ZT | Acuity Brands Lighting | Lithonia Lighting | KACM LED 20C 700 40K R5 XXXXX XX XXXXXXX XXXXXX | Outdoor Luminaires | Mid Output | Parking Garage Luminaires | Standard | FALSE | [9 empty] | 42044 | Dimmable | Continuous Below 10 | NotYetVerified |  | 3 | 5115 | 105.36 | 48.55 |  |  | 3986 | 73.5
PFPCX2HC | Acuity Brands Lighting | Lithonia Lighting | KACM LED 20C 700 40K R4 XXXXX XX XXXXXXX XXXXXX | Outdoor Luminaires | Low Output | Parking Garage Luminaires | Standard | FALSE | [9 empty] | 42044 | Dimmable | Continuous Below 10 | NotYetVerified |  | 3 | 4799 | 98.85 | 48.55 |  |  | 3986 | 73.5
PX2AXA3U | Acuity Brands Lighting | Lithonia Lighting | KACM LED 20C 700 40K R2 XXXXX XX XXXXXXX XXXXXX | Outdoor Luminaires | Low Output | Parking Garage Luminaires | Standard | FALSE | [9 empty] | 42044 | Dimmable | Continuous Below 10 | NotYetVerified |  | 3 | 4795 | 98.77 | 48.55 |  |  | 3986 | 73.5
PYPXHADV | Acuity Brands Lighting | Lithonia Lighting | KACM LED 20C 700 40K R3 XXXXX XX XXXXXXX XXXXXX | Outdoor Luminaires | Low Output | Parking Garage Luminaires | Standard | FALSE | [9 empty] | 42044 | Dimmable | Continuous Below 10 | NotYetVerified |  | 3 | 4777 | 98.4 | 48.55 |  |  | 3986 | 73.5
P7BJTTKX | Acuity Brands Lighting | Lithonia Lighting | KACM LED 20C 530 40K R5 XXXXX XX XXXXXXX XXXXXX | Outdoor Luminaires | Low Output | Parking Garage Luminaires | Standard | FALSE | [9 empty] | 42044 | Dimmable | Continuous Below 10 | NotYetVerified |  | 3 | 4075 | 107.96 | 37.75 |  |  | 3986 | 73.5
PUXA76WH | Acuity Brands Lighting | Lithonia Lighting | KACM LED 20C 530 40K R4 XXXXX XX XXXXXXX XXXXXX | Outdoor Luminaires | Low Output | Parking Garage Luminaires | Standard | FALSE | [9 empty] | 42044 | Dimmable | Continuous Below 10 | NotYetVerified |  | 3 | 3824 | 101.29 | 37.75 |  |  | 3986 | 73.5
PG1BMJP6 | Acuity Brands Lighting | Lithonia Lighting | KACM LED 20C 530 40K R2 XXXXX XX XXXXXXX XXXXXX | Outdoor Luminaires | Low Output | Parking Garage Luminaires | Standard | FALSE | [9 empty] | 42044 | Dimmable | Continuous Below 10 | NotYetVerified |  | 3 | 3821 | 101.21 | 37.75 |  |  | 3986 | 73.5
PATYEBEE | Acuity Brands Lighting | Lithonia Lighting | KACM LED 20C 530 40K R3 XXXXX XX XXXXXXX XXXXXX | Outdoor Luminaires | Low Output | Parking Garage Luminaires | Standard | FALSE | [9 empty] | 42044 | Dimmable | Continuous Below 10 | NotYetVerified |  | 3 | 3806 | 100.83 | 37.75 |  |  | 3986 | 73.5
PJ6AV379 | Acuity Brands Lighting | Lithonia Lighting | KACM LED 60C 700 40K R5 XXXXX XX XXXXXXX XXXXXX | Outdoor Luminaires | High Output | Parking Garage Luminaires | Standard | FALSE | [9 empty] | 42044 | Dimmable | Continuous Below 10 | NotYetVerified |  | 3 | 14510 | 108.3 | 133.98 |  |  | 3986 | 73.5
P1WCA7XX | Acuity Brands Lighting | Lithonia Lighting | KACM LED 60C 700 40K R4 XXXXX XX XXXXXXX XXXXXX | Outdoor Luminaires | High Output | Parking Garage Luminaires | Standard | FALSE | [9 empty] | 42044 | Dimmable | Continuous Below 10 | NotYetVerified |  | 3 | 13614 | 101.61 | 133.98 |  |  | 3986 | 73.5
PARGQSS1 | Acuity Brands Lighting | Lithonia Lighting | KACM LED 60C 700 40K R2 XXXXX XX XXXXXXX XXXXXX | Outdoor Luminaires | High Output | Parking Garage Luminaires | Standard | FALSE | [9 empty] | 42044 | Dimmable | Continuous Below 10 | NotYetVerified |  | 3 | 13602 | 101.53 | 133.98 |  |  | 3986 | 73.5
PRSPSJEF | Acuity Brands Lighting | Lithonia Lighting | KACM LED 60C 700 40K R3 XXXXX XX XXXXXXX XXXXXX | Outdoor Luminaires | High Output | Parking Garage Luminaires | Standard | FALSE | [9 empty] | 42044 | Dimmable | Continuous Below 10 | NotYetVerified |  | 3 | 13552 | 101.15 | 133.98 |  |  | 3986 | 73.5
PF5ZGNU1 | Acuity Brands Lighting | Lithonia Lighting | KACM LED 40C 700 30K R5 XXXXX XX XXXXXXX XXXXXX | Outdoor Luminaires | Mid Output | Parking Garage Luminaires | Standard | FALSE | [9 empty] | 42044 | Dimmable | Continuous Below 10 | NotYetVerified |  | 3 | 9259 | 101.89 | 90.87 |  |  | 3026 | 73.5
PBFUGUTV | Acuity Brands Lighting | Lithonia Lighting | KACM LED 40C 700 30K R4 XXXXX XX XXXXXXX XXXXXX | Outdoor Luminaires | Mid Output | Parking Garage Luminaires | Standard | FALSE | [9 empty] | 42044 | Dimmable | Continuous Below 10 | NotYetVerified |  | 3 | 8687 | 95.6 | 90.87 |  |  | 3026 | 73.5
P2ATJ261 | Acuity Brands Lighting | Lithonia Lighting | KACM LED 40C 700 30K R2 XXXXX XX XXXXXXX XXXXXX | Outdoor Luminaires | Mid Output | Parking Garage Luminaires | Standard | FALSE | [9 empty] | 42044 | Dimmable | Continuous Below 10 | NotYetVerified |  | 3 | 8680 | 95.52 | 90.87 |  |  | 3026 | 73.5
PMNFYR36 | Acuity Brands Lighting | Lithonia Lighting | KACM LED 40C 700 30K R3 XXXXX XX XXXXXXX XXXXXX | Outdoor Luminaires | Mid Output | Parking Garage Luminaires | Standard | FALSE | [9 empty] | 42044 | Dimmable | Continuous Below 10 | NotYetVerified |  | 3 | 8310 | 91.44 | 90.87 |  |  | 3026 | 73.5
P34VJ4JW | Acuity Brands Lighting | Lithonia Lighting | KACM LED 30C 700 30K R5 XXXXX XX XXXXXXX XXXXXX | Outdoor Luminaires | Mid Output | Parking Garage Luminaires | Standard | FALSE | [9 empty] | 42044 | Dimmable | Continuous Below 10 | NotYetVerified |  | 3 | 7073 | 100.91 | 70.09 |  |  | 3026 | 73.5
PG4M6RYU | Acuity Brands Lighting | Lithonia Lighting | KACM LED 30C 700 30K R4 XXXXX XX XXXXXXX XXXXXX | Outdoor Luminaires | Mid Output | Parking Garage Luminaires | Standard | FALSE | [9 empty] | 42044 | Dimmable | Continuous Below 10 | NotYetVerified |  | 3 | 6636 | 94.68 | 70.09 |  |  | 3026 | 73.5
P547CFS3 | Acuity Brands Lighting | Lithonia Lighting | KACM LED 30C 700 30K R2 XXXXX XX XXXXXXX XXXXXX | Outdoor Luminaires | Mid Output | Parking Garage Luminaires | Standard | FALSE | [9 empty] | 42044 | Dimmable | Continuous Below 10 | NotYetVerified |  | 3 | 6631 | 94.6 | 70.09 |  |  | 3026 | 73.5
PUU2GYK2 | Acuity Brands Lighting | Lithonia Lighting | KACM LED 30C 700 30K R3 XXXXX XX XXXXXXX XXXXXX | Outdoor Luminaires | Mid Output | Parking Garage Luminaires | Standard | FALSE | [9 empty] | 42044 | Dimmable | Continuous Below 10 | NotYetVerified |  | 3 | 6348 | 90.56 | 70.09 |  |  | 3026 | 73.5
PZ8AJZTB | Acuity Brands Lighting | Lithonia Lighting | KACM LED 30C 530 30K R5 XXXXX XX XXXXXXX XXXXXX | Outdoor Luminaires | Mid Output | Parking Garage Luminaires | Standard | FALSE | [9 empty] | 42044 | Dimmable | Continuous Below 10 | NotYetVerified |  | 3 | 5646 | 105.4 | 53.57 |  |  | 3026 | 73.5
PB8FTSU4 | Acuity Brands Lighting | Lithonia Lighting | KACM LED 30C 530 30K R4 XXXXX XX XXXXXXX XXXXXX | Outdoor Luminaires | Mid Output | Parking Garage Luminaires | Standard | FALSE | [9 empty] | 42044 | Dimmable | Continuous Below 10 | NotYetVerified |  | 3 | 5298 | 98.9 | 53.57 |  |  | 3026 | 73.5
PD1KDDBR | Acuity Brands Lighting | Lithonia Lighting | KACM LED 30C 530 30K R2 XXXXX XX XXXXXXX XXXXXX | Outdoor Luminaires | Mid Output | Parking Garage Luminaires | Standard | FALSE | [9 empty] | 42044 | Dimmable | Continuous Below 10 | NotYetVerified |  | 3 | 5293 | 98.81 | 53.57 |  |  | 3026 | 73.5
PKMU6BQG | Acuity Brands Lighting | Lithonia Lighting | KACM LED 30C 530 30K R3 XXXXX XX XXXXXXX XXXXXX | Outdoor Luminaires | Mid Output | Parking Garage Luminaires | Standard | FALSE | [9 empty] | 42044 | Dimmable | Continuous Below 10 | NotYetVerified |  | 3 | 5068 | 94.6 | 53.57 |  |  | 3026 | 73.5
PFUZQRDM | Acuity Brands Lighting | Lithonia Lighting | KACM LED 20C 700 30K R5 XXXXX XX XXXXXXX XXXXXX | Outdoor Luminaires | Low Output | Parking Garage Luminaires | Standard | FALSE | [9 empty] | 42044 | Dimmable | Continuous Below 10 | NotYetVerified |  | 3 | 4808 | 99.04 | 48.55 |  |  | 3026 | 73.5
PG3UTN1U | Acuity Brands Lighting | Lithonia Lighting | KACM LED 20C 700 30K R4 XXXXX XX XXXXXXX XXXXXX | Outdoor Luminaires | Low Output | Parking Garage Luminaires | Standard | FALSE | [9 empty] | 42044 | Dimmable | Continuous Below 10 | NotYetVerified |  | 3 | 4511 | 92.92 | 48.55 |  |  | 3026 | 73.5
PY241DHP | Acuity Brands Lighting | Lithonia Lighting | KACM LED 20C 700 30K R2 XXXXX XX XXXXXXX XXXXXX | Outdoor Luminaires | Low Output | Parking Garage Luminaires | Standard | FALSE | [9 empty] | 42044 | Dimmable | Continuous Below 10 | NotYetVerified |  | 3 | 4508 | 92.85 | 48.55 |  |  | 3026 | 73.5
PD7BEYK6 | Acuity Brands Lighting | Lithonia Lighting | KACM LED 20C 530 30K R5 XXXXX XX XXXXXXX XXXXXX | Outdoor Luminaires | Low Output | Parking Garage Luminaires | Standard | FALSE | [9 empty] | 42044 | Dimmable | Continuous Below 10 | NotYetVerified |  | 3 | 3831 | 101.48 | 37.75 |  |  | 3026 | 73.5
PT6U55H8 | Acuity Brands Lighting | Lithonia Lighting | KACM LED 20C 530 30K R4 XXXXX XX XXXXXXX XXXXXX | Outdoor Luminaires | Low Output | Parking Garage Luminaires | Standard | FALSE | [9 empty] | 42044 | Dimmable | Continuous Below 10 | NotYetVerified |  | 3 | 3594 | 95.22 | 37.75 |  |  | 3026 | 73.5
P2U1CRWV | Acuity Brands Lighting | Lithonia Lighting | KACM LED 20C 530 30K R2 XXXXX XX XXXXXXX XXXXXX | Outdoor Luminaires | Low Output | Parking Garage Luminaires | Standard | FALSE | [9 empty] | 42044 | Dimmable | Continuous Below 10 | NotYetVerified |  | 3 | 3591 | 95.14 | 37.75 |  |  | 3026 | 73.5
PJ9RUX2E | Acuity Brands Lighting | Lithonia Lighting | KACM LED 20C 530 30K R3 XXXXX XX XXXXXXX XXXXXX | Outdoor Luminaires | Low Output | Parking Garage Luminaires | Standard | FALSE | [9 empty] | 42044 | Dimmable | Continuous Below 10 | NotYetVerified |  | 3 | 3438 | 91.08 | 37.75 |  |  | 3026 | 73.5
PMS1NXHT | Acuity Brands Lighting | Lithonia Lighting | KACM LED 60C 700 30K R5 XXXXX XX XXXXXXX XXXXXX | Outdoor Luminaires | High Output | Parking Garage Luminaires | Standard | FALSE | [9 empty] | 42044 | Dimmable | Continuous Below 10 | NotYetVerified |  | 3 | 13639 | 101.8 | 133.98 |  |  | 3026 | 73.5
P9T1GNZV | Acuity Brands Lighting | Lithonia Lighting | KACM LED 60C 700 30K R4 XXXXX XX XXXXXXX XXXXXX | Outdoor Luminaires | High Output | Parking Garage Luminaires | Standard | FALSE | [9 empty] | 42044 | Dimmable | Continuous Below 10 | NotYetVerified |  | 3 | 12797 | 95.51 | 133.98 |  |  | 3026 | 73.5
PM27SRAP | Acuity Brands Lighting | Lithonia Lighting | KACM LED 60C 700 30K R2 XXXXX XX XXXXXXX XXXXXX | Outdoor Luminaires | High Output | Parking Garage Luminaires | Standard | FALSE | [9 empty] | 42044 | Dimmable | Continuous Below 10 | NotYetVerified |  | 3 | 12786 | 95.43 | 133.98 |  |  | 3026 | 73.5
PJ73SWMV | Shanghai Yuanming Lighting Technology Co. Ltd | YML | YML-1GS03A-40(4000K) | Outdoor Luminaires | Low Output | Parking Garage Luminaires | Standard | TRUE | 3584.93 | 87.25 | 41.09 | 13.76 | 0.973 | 3904 | 70.3 | 5 | 50000 | 42041 |  |  | NotYetVerified |  | 3 | 3584.93 | 87.25 | 41.09 | 4.81 | 0.997 | 3904 | 70.3
PWDFUJ51 | Shanghai Yuanming Lighting Technology Co. Ltd | YML | YML-1GS03A-60(4000K) | Outdoor Luminaires | Low Output | Parking Garage Luminaires | Standard | TRUE | 4498.71 | 74.19 | 60.64 | 12.18 | 0.951 | 3937 | 71.2 | 5 | 50000 | 42041 |  |  | NotYetVerified |  | 3 | 4498.71 | 74.19 | 60.64 | 8.4 | 0.991 | 3937 | 71.2
PYH478E7 | Shanghai Yuanming Lighting Technology Co. Ltd | YML | YML-1GS03B-60(4000K) | Outdoor Luminaires | Mid Output | Parking Garage Luminaires | Standard | TRUE | 5166.54 | 86.22 | 59.92 | 13.48 | 0.948 | 3934 | 70.6 | 5 | 50000 | 42041 |  |  | NotYetVerified |  | 3 | 5166 | 86.22 | 59.92 | 9.03 | 0.991 | 3934 | 70.6
PTTGWAWB | Shanghai Yuanming Lighting Technology Co. Ltd | YML | YML-1GS03B-40(4000K) | Outdoor Luminaires | Low Output | Parking Garage Luminaires | Standard | TRUE | 3873.42 | 96.45 | 40.16 | 15.71 | 0.919 | 3925 | 70.6 | 5 | 50000 | 42041 |  |  | NotYetVerified |  | 3 | 3873.42 | 96.45 | 40.16 | 9.24 | 0.99 | 3925 | 70.6
PDWGTMRB | Shanghai Yuanming Lighting Technology Co. Ltd | YML | YML-1GS03A-60(5700K) | Outdoor Luminaires | Mid Output | Parking Garage Luminaires | Standard | FALSE | [9 empty] | 42041 |  |  | NotYetVerified |  | 3 | 5160 | 86 | 60 | 8.4 | 0.991 | 5700 | 71.2
PTCFYSY4 | Shanghai Yuanming Lighting Technology Co. Ltd | YML | YML-1GS03B-40(5700K) | Outdoor Luminaires | Low Output | Parking Garage Luminaires | Standard | FALSE | [9 empty] | 42041 |  |  | NotYetVerified |  | 3 | 3440 | 86 | 40 | 9.24 | 0.99 | 5700 | 70.6
P3MHU1HM | Shanghai Yuanming Lighting Technology Co. Ltd | YML | YML-1GS03B-60(5700K) | Outdoor Luminaires | Mid Output | Parking Garage Luminaires | Standard | FALSE | [9 empty] | 42041 |  |  | NotYetVerified |  | 3 | 5160 | 86 | 60 | 9.03 | 0.991 | 5700 | 70.6
PDHUXYNR | Shanghai Yuanming Lighting Technology Co. Ltd | YML | YML-1GS03A-40(5700K) | Outdoor Luminaires | Low Output | Parking Garage Luminaires | Standard | FALSE | [9 empty] | 42041 |  |  | NotYetVerified |  | 3 | 3400 | 85 | 40 | 4.81 | 0.997 | 5700 | 70.3
PME2QBAX | Shanghai Yuanming Lighting Technology Co. Ltd | YML | YML-1GS03A-60(5000K) | Outdoor Luminaires | Mid Output | Parking Garage Luminaires | Standard | FALSE | [9 empty] | 42041 |  |  | NotYetVerified |  | 3 | 5160 | 86 | 60 | 8.4 | 0.991 | 5000 | 71.2
PQFYEJYM | Shanghai Yuanming Lighting Technology Co. Ltd | YML | YML-1GS03B-40(5000K) | Outdoor Luminaires | Low Output | Parking Garage Luminaires | Standard | FALSE | [9 empty] | 42041 |  |  | NotYetVerified |  | 3 | 3440 | 86 | 40 | 9.24 | 0.99 | 5000 | 70.6
PHJHDMGU | Shanghai Yuanming Lighting Technology Co. Ltd | YML | YML-1GS03B-60(5000K) | Outdoor Luminaires | Mid Output | Parking Garage Luminaires | Standard | FALSE | [9 empty] | 42041 |  |  | NotYetVerified |  | 3 | 5160 | 86 | 60 | 9.03 | 0.991 | 5000 | 70.6
PSRC5KKM | Shanghai Yuanming Lighting Technology Co. Ltd | YML | YML-1GS03A-40(5000K) | Outdoor Luminaires | Low Output | Parking Garage Luminaires | Standard | FALSE | [9 empty] | 42041 |  |  | NotYetVerified |  | 3 | 3400 | 85 | 40 | 4.81 | 0.997 | 5000 | 70.3
PCZAU2V6 | Shanghai Yuanming Lighting Technology Co. Ltd | YML | YML-1GS03A-60(4500K) | Outdoor Luminaires | Mid Output | Parking Garage Luminaires | Standard | FALSE | [9 empty] | 42041 |  |  | NotYetVerified |  | 3 | 5160 | 86 | 60 | 8.4 | 0.991 | 4500 | 71.2
PUXWCN58 | Shanghai Yuanming Lighting Technology Co. Ltd | YML | YML-1GS03B-40(4500K) | Outdoor Luminaires | Low Output | Parking Garage Luminaires | Standard | FALSE | [9 empty] | 42041 |  |  | NotYetVerified |  | 3 | 3440 | 86 | 40 | 9.24 | 0.99 | 4500 | 70.6
P3QANDH3 | Shanghai Yuanming Lighting Technology Co. Ltd | YML | YML-1GS03B-60(4500K) | Outdoor Luminaires | Mid Output | Parking Garage Luminaires | Standard | FALSE | [9 empty] | 42041 |  |  | NotYetVerified |  | 3 | 5160 | 86 | 60 | 9.03 | 0.991 | 4500 | 70.6
P8CRM8JA | Shanghai Yuanming Lighting Technology Co. Ltd | YML | YML-1GS03A-40(4500K) | Outdoor Luminaires | Low Output | Parking Garage Luminaires | Standard | FALSE | [9 empty] | 42041 |  |  | NotYetVerified |  | 3 | 3400 | 85 | 40 | 4.81 | 0.997 | 4500 | 70.3
PXC59C9G | Living Well Industrial Co. LTD | Living Well | CP60SP277 5000K | Outdoor Luminaires | Mid Output | Parking Garage Luminaires | Standard | TRUE | 5356 | 86.59 | 61.85 | 10.2 | 0.922 | 4929 | 74 | 5 | 50000 | 42038 |  |  | NotYetVerified |  | 3 | 5356 | 86 | 61.85 |  | 0.98 | 4929 | 75
P8JSAKCS6 | XtraLight Manufacturing Ltd. | XtraLight Manufacturing Ltd. | VTELED201025X5XUINXXFR | Outdoor Luminaires | Low Output | Parking Garage Luminaires | Standard | TRUE | 2250 | 84.6 | 26.56 | 11.42 | 0.9123 | 5665 | 87.57 | 10 | 100000 | 42038 |  |  | NotYetVerified |  | 3 |  |  | 25 |  |  | 5200
P62WAUBU | Living Well Industrial Co. LTD | Living Well | CP40SP277 5000K | Outdoor Luminaires | Low Output | Parking Garage Luminaires | Standard | TRUE | 3333 | 78.54 | 42.54 | 18.5 | 0.894 | 4816 | 73 | 5 | 50000 | 42038 |  |  | NotYetVerified |  | 3 | 3333 | 78 | 42.54 |  | 0.98 | 4816 | 75
PK76WB6X | RC Lighting | RC Lighting | GLED78(All Fixture Colors)/BL RCL | Outdoor Luminaires | Mid Output | Parking Garage Luminaires | Standard | FALSE | [9 empty] | 42038 |  |  | NotYetVerified |  | 3 | 7053 | 80 | 88 |  | 0.9 | 5000 | 68
P9AD3953 | VL Lighting Solutions | Valuelight | ECOLED-G50-UNV | Outdoor Luminaires | Low Output | Parking Garage Luminaires | Standard | TRUE | 4058.031 | 83.861 | 48.39 | 16.3 | 0.952 | 5460 | 73.3 | 5 | 50000 | 42034 |  |  | NotYetVerified |  | 3 | 4200 | 85 | 50 |  | 0.99 | 5000 | 70
PJFKAHXR | #1 Advance LEDs | #1 Advance LEDs | USA-PG-100W | Outdoor Luminaires | Mid Output | Parking Garage Luminaires | Standard | TRUE | 7576.32 | 76.823 | 98.62 | 14.4 | 0.912 | 5166 | 75.2 | 5 | 50000 | 42034 |  |  | NotYetVerified |  | 3 | 7576.32 | 76.82 | 100 | 14 | 0.9 | 5000 | 75
P1FPVHSJ | #1 Advance LEDs | #1 Advance LEDs | USA-FC-120W | Outdoor Luminaires | Mid Output | Parking Garage Luminaires | Standard | TRUE | 8843.85 | 73.77 | 119.89 | 14.9 | 0.911 | 5218 | 74.8 | 5 | 50000 | 42034 |  |  | NotYetVerified |  | 3 | 8843.85 | 73.77 | 120 | 14 | 0.9 | 5000 | 75
P1HXWNYF | RHYNO LED Lighting Solutions Inc. | RHYNO LED | RL-CP90W | Outdoor Luminaires | Mid Output | Parking Garage Luminaires | Standard | TRUE | 7039.9 | 78.41 | 89.78 | 21 | 0.938 | 5198 | 65.5 | 5 | 50000 | 42033 |  |  | NotYetVerified |  | 3 | 7040 | 78 | 90 |  | 0.9 | 5500 | 65
P3VBEZ62 | RHYNO LED Lighting Solutions Inc. | RHYNO LED | RL-CP60W | Outdoor Luminaires | Low Output | Parking Garage Luminaires | Standard | TRUE | 4737.9 | 79.12 | 59.88 | 16.2 | 0.926 | 5644 | 68.2 | 5 | 50000 | 42033 |  |  | NotYetVerified |  | 3 | 4738 | 78.97 | 60 |  | 0.9 | 5500 | 68
PM4Z7E83 | Venture Lighting International | Venture Lighting International | VL1-CPA055C-WDA-WHAC00 | Outdoor Luminaires | Mid Output | Parking Garage Luminaires | Standard | TRUE | 6142 | 113.57 | 54.08 | 14.7 | 0.9046 | 4943 | 74 | 5 | 190000 | 42032 |  |  | NotYetVerified | Qualified with dimming and non-dimming driver options | 3 | 6142 | 114 | 54 |  | 0.9 | 5000 | 75
P298JHEU | Venture Lighting International | Venture Lighting International | VL1-CPB055C-WDA-WHAC00 | Outdoor Luminaires | Mid Output | Parking Garage Luminaires | Standard | FALSE | [9 empty] | 42032 |  |  | NotYetVerified | Qualified with dimming and non-dimming driver options | 3 | 6142 | 114 | 54 |  | 0.9 | 5000 | 75
P6T58K1N | Lumax Lighting | Lumax Lighting | VWLED32L3K48-9PGR | Outdoor Luminaires | Low Output | Parking Garage Luminaires | Standard | TRUE | 3068 | 73.44 | 41.77 | 18.91 | 0.92 | 3070 | 84.06 | 5 | 50000 | 42031 |  |  | NotYetVerified |  | 3 | 3067.8 | 73.6 | 41.7 | 18.91 | 0.921 | 3000 | 84.06
PHBWF4ZG | Lumax Lighting | Lumax Lighting | VWLED35L5K48-9PGR | Outdoor Luminaires | Low Output | Parking Garage Luminaires | Standard | FALSE | [9 empty] | 42031 |  |  | NotYetVerified |  | 3 | 3546 | 73.6 | 42.143 | 18.91 | 0.921 | 5000 | 88.85
PY9BP8PD | Lumax Lighting | Lumax Lighting | VWLED34L4K48-9PGR | Outdoor Luminaires | Low Output | Parking Garage Luminaires | Standard | FALSE | [9 empty] | 42031 |  |  | NotYetVerified |  | 3 | 3067.8 | 73.6 |  | 18.91 | 0.921 | 4000
P3EPW69E | Lumax Lighting | Lumax Lighting | VWLED33L35K48-9PGR | Outdoor Luminaires | Low Output | Parking Garage Luminaires | Standard | FALSE | [9 empty] | 42031 |  |  | NotYetVerified |  | 3 | 3067.8 | 73.6 |  | 18.91 | 0.921 | 3500
PFWH63BU | Energy Tech Solutions | ETECHLED | PSL-CU-74W-6353LM-50K-T5B-MV | Outdoor Luminaires | Mid Output | Parking Garage Luminaires | Standard | TRUE | 6353 | 86.2 | 73.69 | 15.7 | 0.902 | 5091 | 71.9 | 5 | 70000 | 42027 |  |  | NotYetVerified |  | 3 | 6615 | 89.7 | 73.72 | 6.25 | 0.995 | 5091 | 71.9
PHKKNG5U | Acuity Brands Lighting | Lithonia Lighting | PGX LED P1 40K T5M XXXXX XXX XXXXXXXXXXXXXX XXXXX | Outdoor Luminaires | Low Output | Parking Garage Luminaires | Premium | TRUE | 3648.04 | 122.13 | 29.87 | 9.25 | 0.96 | 3945 | 71 | 5 |  | 42026 |  |  | No |  | 3 | 3648 | 122 | 29.87 |  |  | 3945 | 71
PKKSJBNA | Acuity Brands Lighting | Lithonia Lighting | PGX LED P2 30K T5R XXXXX XXX XXXXXXXXXXXXXX XXXXX | Outdoor Luminaires | Low Output | Parking Garage Luminaires | Premium | TRUE | 4782 | 104.39 | 45.81 | 9.25 | 0.96 | 3067 | 71.19 | 5 |  | 42026 |  |  | No |  | 3 | 4782 | 104 | 45.81 |  |  | 3067 | 71
PBCPGUB7 | Acuity Brands Lighting | Lithonia Lighting | PGX LED P1 30K T5R XXXXX XXX XXXXXXXXXXXXXX XXXXX | Outdoor Luminaires | Low Output | Parking Garage Luminaires | Premium | TRUE | 3428 | 114.92 | 29.83 | 9.25 | 0.96 | 3060 | 71.38 | 5 |  | 42026 | Dimmable | Continuous Below 10 | No |  | 3 | 3428 | 115 | 29.83 |  |  | 3060 | 71
P3113SFH | Acuity Brands Lighting | Lithonia Lighting | KACM LED 40C 530 30K R3 XXXXX XX XXXXXXX XXXXXX | Outdoor Luminaires | Mid Output | Parking Garage Luminaires | Standard | TRUE | 6689.89 | 96.62 | 69.24 | 14.4 | 0.89 | 3031 | 73.6 | 5 |  | 42026 |  |  | NotYetVerified |  | 3 | 6690 | 96.62 | 69.24 |  |  | 3026 | 73.5
PD1D4AKV | Acuity Brands Lighting | Lithonia Lighting | PGX LED P3 30K T5R XXXXX XXX XXXXXXXXXXXXXX XXXXX | Outdoor Luminaires | Mid Output | Parking Garage Luminaires | Premium | TRUE | 6439 | 122.18 | 52.7 | 17.79 | 0.871 | 3084 | 70.37 | 5 | 50000 | 42026 | Dimmable | Continuous Below 10 | No |  | 3 | 6403 | 118.5 | 54 | 12.97 | 0.95 | 3084 | 70
PWYFHH4B | LSI Industries | EXTERIOR | XLPG LED SS CW [UE 347] XXX BLS XXXXX [Excludes CLR] | Outdoor Luminaires | Mid Output | Parking Garage Luminaires | Standard | FALSE | [9 empty] | 42026 |  |  | NotYetVerified |  | 3 | 6764 | 118 | 57.1 | 5.5 | 0.986 | 4999 | 70
P9CNMUFJ | LSI Industries | EXTERIOR | XLPG LED SS CW [UE 347] XXX DIM XXXXX [Excludes CLR] | Outdoor Luminaires | Mid Output | Parking Garage Luminaires | Standard | FALSE | [9 empty] | 42026 |  |  | NotYetVerified |  | 3 | 6764 | 118 | 57.1 | 5.5 | 0.986 | 4999 | 70
PFUSYHFW | LSI Industries | Parking Garage | XLPG LED HO CW [UE 347] XXX BLS CLR XXXXX | Outdoor Luminaires | Mid Output | Parking Garage Luminaires | Standard | FALSE | [9 empty] | 42026 |  |  | NotYetVerified |  | 3 | 9874 | 125 | 79.2 |  | 0.991 | 4972 | 67
PVSRQ26R | LSI Industries | Parking Garage | XLPG LED HO CW [UE 347] XXX BLS XXXXX [Excludes CLR] | Outdoor Luminaires | Mid Output | Parking Garage Luminaires | Standard | FALSE | [9 empty] | 42026 |  |  | NotYetVerified |  | 3 | 9634 | 122 | 79.2 |  | 0.991 | 4972 | 67
PPAU37ET | LSI Industries | Parking Garage | XLPG LED HO CW [UE 347] XXX DIM CLR XXXXX | Outdoor Luminaires | Mid Output | Parking Garage Luminaires | Standard | FALSE | [9 empty] | 42026 |  |  | NotYetVerified |  | 3 | 9874 | 125 | 79.2 |  | 0.991 | 4972 | 67
PQZYENNC | LSI Industries | Parking Garage | XLPG LED HO CW [UE 347] XXX DIM XXXXX [Excludes CLR] | Outdoor Luminaires | Mid Output | Parking Garage Luminaires | Standard | FALSE | [9 empty] | 42026 |  |  | NotYetVerified |  | 3 | 9634 | 122 | 79.2 |  | 0.991 | 4972 | 67
PJUPKUM5 | LSI Industries | Parking Garage | XLPG LED HO NW [UE 347] XXX BLS CLR XXXXX | Outdoor Luminaires | Mid Output | Parking Garage Luminaires | Standard | FALSE | [9 empty] | 42026 |  |  | NotYetVerified |  | 3 | 8478 | 107 | 79.1 |  | 0.991 | 3947 | 84
P4ZJYAST | LSI Industries | Parking Garage | XLPG LED HO NW [UE 347] XXX BLS XXXXX [Excludes CLR] | Outdoor Luminaires | Mid Output | Parking Garage Luminaires | Standard | FALSE | [9 empty] | 42026 |  |  | NotYetVerified |  | 3 | 8273 | 105 | 79.1 |  | 0.991 | 3947 | 84
P9PSM6V6 | LSI Industries | Parking Garage | XLPG LED HO NW [UE 347] XXX DIM CLR XXXXX | Outdoor Luminaires | Mid Output | Parking Garage Luminaires | Standard | FALSE | [9 empty] | 42026 |  |  | NotYetVerified |  | 3 | 8478 | 107 | 79.1 |  | 0.991 | 3947 | 84
PWCENAWX | LSI Industries | Parking Garage | XLPG LED HO NW [UE 347] XXX DIM XXXXX [Excludes CLR] | Outdoor Luminaires | Mid Output | Parking Garage Luminaires | Standard | FALSE | [9 empty] | 42026 |  |  | NotYetVerified |  | 3 | 8273 | 105 | 79.1 |  | 0.991 | 3947 | 84
PTRKGFEY | LSI Industries | EXTERIOR | XLPG LED SS NW [UE 347] XXX BLS XXXXX [Excludes CLR] | Outdoor Luminaires | Mid Output | Parking Garage Luminaires | Standard | FALSE | [9 empty] | 42026 |  |  | NotYetVerified |  | 3 | 6048 | 107 | 56.7 | 5.8 | 0.984 | 3911 | 81
PX8521MG | LSI Industries | EXTERIOR | XLPG LED SS NW [UE 347] XXX DIM XXXXX [Excludes CLR] | Outdoor Luminaires | Mid Output | Parking Garage Luminaires | Standard | FALSE | [9 empty] | 42026 |  |  | NotYetVerified |  | 3 | 6048 | 107 | 56.7 | 5.8 | 0.984 | 3911 | 81
PZZ5DN9T | LSI Industries | Parking Garage | XLPG LED HO WW [UE 347] XXX BLS CLR XXXXX | Outdoor Luminaires | Mid Output | Parking Garage Luminaires | Standard | FALSE | [9 empty] | 42026 |  |  | NotYetVerified |  | 3 | 8188 | 104 | 78.8 |  | 0.991 | 3420 | 82
P2WB33VN | LSI Industries | Parking Garage | XLPG LED HO WW [UE 347] XXX BLS XXXXX [Excludes CLR] | Outdoor Luminaires | Mid Output | Parking Garage Luminaires | Standard | FALSE | [9 empty] | 42026 |  |  | NotYetVerified |  | 3 | 7980 | 101 | 78.8 |  | 0.991 | 3420 | 82
PRCUHAKQ | LSI Industries | Parking Garage | XLPG LED HO WW [UE 347] XXX DIM CLR XXXXX | Outdoor Luminaires | Mid Output | Parking Garage Luminaires | Standard | FALSE | [9 empty] | 42026 |  |  | NotYetVerified |  | 3 | 8188 | 104 | 78.8 |  | 0.991 | 3420 | 82
PZG7ASND | LSI Industries | Parking Garage | XLPG LED HO WW [UE 347] XXX DIM XXXXX [Excludes CLR] | Outdoor Luminaires | Mid Output | Parking Garage Luminaires | Standard | FALSE | [9 empty] | 42026 |  |  | NotYetVerified |  | 3 | 7980 | 101 | 78.8 |  | 0.991 | 3420 | 82
PEJY5Z54 | LSI Industries | EXTERIOR | XLPG LED SS WW [UE 347] XXX BLS XXXXX [Excludes CLR] | Outdoor Luminaires | Mid Output | Parking Garage Luminaires | Standard | FALSE | [9 empty] | 42026 |  |  | NotYetVerified |  | 3 | 5731 | 101 | 56.5 | 5.8 | 0.958 | 3343 | 82
P85R9V3V | LSI Industries | EXTERIOR | XLPG LED SS WW [UE 347] XXX DIM XXXXX [Excludes CLR] | Outdoor Luminaires | Mid Output | Parking Garage Luminaires | Standard | FALSE | [9 empty] | 42026 |  |  | NotYetVerified |  | 3 | 5731 | 101 | 56.5 | 5.8 | 0.958 | 3343 | 82
P2WC89KR | Beghelli North America | Beghelli Systems | BS100LEDDLC4HT48WWT40120-277V | Outdoor Luminaires | Low Output | Parking Garage Luminaires | Standard | FALSE | [9 empty] | 42026 | Not Yet Verified | Not Yet Verified | NotYetVerified |  | 3 | 4600 | 96 | 47.8 |  |  | 4100 | 80
PCMN1WYV | Acuity Brands Lighting | Lithonia Lighting | KACM LED 40C 530 50K R5 XXXXX XX XXXXXXX XXXXXX | Outdoor Luminaires | Mid Output | Parking Garage Luminaires | Standard | FALSE | [9 empty] | 42026 | Dimmable | Continuous Below 10 | NotYetVerified |  | 3 | 7958 | 114.94 | 69.24 |  |  | 5234 | 75.8
PJ5NJB7Y | Acuity Brands Lighting | Lithonia Lighting | KACM LED 40C 530 50K R4 XXXXX XX XXXXXXX XXXXXX | Outdoor Luminaires | Mid Output | Parking Garage Luminaires | Standard | FALSE | [9 empty] | 42026 | Dimmable | Continuous Below 10 | NotYetVerified |  | 3 | 7467 | 107.84 | 69.24 |  |  | 5234 | 75.8
PY5A78P8 | Acuity Brands Lighting | Lithonia Lighting | KACM LED 40C 530 50K R2 XXXXX XX XXXXXXX XXXXXX | Outdoor Luminaires | Mid Output | Parking Garage Luminaires | Standard | FALSE | [9 empty] | 42026 | Dimmable | Continuous Below 10 | NotYetVerified |  | 3 | 7461 | 107.75 | 69.24 |  |  | 5234 | 75.8
PG3U7A3D | Acuity Brands Lighting | Lithonia Lighting | KACM LED 40C 530 50K R3 XXXXX XX XXXXXXX XXXXXX | Outdoor Luminaires | Mid Output | Parking Garage Luminaires | Standard | FALSE | [9 empty] | 42026 | Dimmable | Continuous Below 10 | NotYetVerified |  | 3 | 7433 | 107.35 | 69.24 |  |  | 5234 | 75.8
PRP3EWSX | Acuity Brands Lighting | Lithonia Lighting | KACM LED 60C 530 50K R5 XXXXX XX XXXXXXX XXXXXX | Outdoor Luminaires | High Output | Parking Garage Luminaires | Standard | FALSE | [9 empty] | 42026 | Dimmable | Continuous Below 10 | NotYetVerified |  | 3 | 11691 | 116.3 | 100.53 |  |  | 5234 | 75.8
PQU3DMMQ | Acuity Brands Lighting | Lithonia Lighting | KACM LED 60C 530 50K R4 XXXXX XX XXXXXXX XXXXXX | Outdoor Luminaires | High Output | Parking Garage Luminaires | Standard | FALSE | [9 empty] | 42026 | Dimmable | Continuous Below 10 | NotYetVerified |  | 3 | 10970 | 109.12 | 100.53 |  |  | 5234 | 75.8
PMDX4NXB | Acuity Brands Lighting | Lithonia Lighting | KACM LED 60C 530 50K R2 XXXXX XX XXXXXXX XXXXXX | Outdoor Luminaires | High Output | Parking Garage Luminaires | Standard | FALSE | [9 empty] | 42026 | Dimmable | Continuous Below 10 | NotYetVerified |  | 3 | 10960 | 109.03 | 100.53 |  |  | 5234 | 75.8
PHA61SEF | Acuity Brands Lighting | Lithonia Lighting | KACM LED 60C 530 50K R3 XXXXX XX XXXXXXX XXXXXX | Outdoor Luminaires | High Output | Parking Garage Luminaires | Standard | FALSE | [9 empty] | 42026 | Dimmable | Continuous Below 10 | NotYetVerified |  | 3 | 10919 | 108.62 | 100.53 |  |  | 5234 | 75.8
P6Q16YZP | Acuity Brands Lighting | Lithonia Lighting | PGX LED P3 50K T5M XXXXX XXX XXXXXXXXXXXXXX XXXXX | Outdoor Luminaires | Mid Output | Parking Garage Luminaires | Premium | FALSE | [9 empty] | 42026 | Dimmable | Continuous Below 10 | No |  | 3 | 7014 | 129.8 | 54 | 12.97 | 0.95 | 5000 | 70
PS6RCEJ6 | Acuity Brands Lighting | Lithonia Lighting | PGX LED P3 50K T5R XXXXX XXX XXXXXXXXXXXXXX XXXXX | Outdoor Luminaires | Mid Output | Parking Garage Luminaires | Premium | FALSE | [9 empty] | 42026 | Dimmable | Continuous Below 10 | No |  | 3 | 6712 | 124.2 | 54 | 12.97 | 0.95 | 5000 | 70
PAPW4FAF | Acuity Brands Lighting | Lithonia Lighting | PGX LED P2 50K T5M XXXXX XXX XXXXXXXXXXXXXX XXXXX | Outdoor Luminaires | Mid Output | Parking Garage Luminaires | Premium | FALSE | [9 empty] | 42026 | Dimmable | Continuous Below 10 | No |  | 3 | 5316 | 116 | 45.95 |  |  | 4845 | 70
P8M27X9T | Acuity Brands Lighting | Lithonia Lighting | PGX LED P2 50K T5R XXXXX XXX XXXXXXXXXXXXXX XXXXX | Outdoor Luminaires | Low Output | Parking Garage Luminaires | Premium | FALSE | [9 empty] | 42026 | Dimmable | Continuous Below 10 | No |  | 3 | 4942 | 107 | 46.04 |  |  | 4845 | 70
P4SG3CFP | Acuity Brands Lighting | Lithonia Lighting | PGX LED P1 50K T5M XXXXX XXX XXXXXXXXXXXXXX XXXXX | Outdoor Luminaires | Low Output | Parking Garage Luminaires | Premium | FALSE | [9 empty] | 42026 | Dimmable | Continuous Below 10 | No |  | 3 | 3729 | 125 | 29.85 |  |  | 4845 | 70
PNK62NYT | Acuity Brands Lighting | Lithonia Lighting | PGX LED P1 50K T5R XXXXX XXX XXXXXXXXXXXXXX XXXXX | Outdoor Luminaires | Low Output | Parking Garage Luminaires | Premium | FALSE | [9 empty] | 42026 | Dimmable | Continuous Below 10 | No |  | 3 | 3516 | 118 | 29.85 |  |  | 4845 | 70
P3N1Y8WK | Acuity Brands Lighting | Lithonia Lighting | PGX LED P3 40K T5M XXXXX XXX XXXXXXXXXXXXXX XXXXX | Outdoor Luminaires | Mid Output | Parking Garage Luminaires | Premium | FALSE | [9 empty] | 42026 | Dimmable | Continuous Below 10 | No |  | 3 | 6909 | 127.9 | 54 | 12.97 | 0.95 | 4000 | 70
P65R5M53 | Acuity Brands Lighting | Lithonia Lighting | PGX LED P3 40K T5R XXXXX XXX XXXXXXXXXXXXXX XXXXX | Outdoor Luminaires | Mid Output | Parking Garage Luminaires | Premium | FALSE | [9 empty] | 42026 | Dimmable | Continuous Below 10 | No |  | 3 | 6613 | 122.4 | 54 | 12.97 | 0.95 | 4000 | 70
PKH9ZRE6 | Acuity Brands Lighting | Lithonia Lighting | KACM LED 40C 530 40K R5 XXXXX XX XXXXXXX XXXXXX | Outdoor Luminaires | Mid Output | Parking Garage Luminaires | Standard | FALSE | [9 empty] | 42026 | Dimmable | Continuous Below 10 | NotYetVerified |  | 3 | 7930 | 114.53 | 69.24 |  |  | 3986 | 73.5
PJ39M2EM | Acuity Brands Lighting | Lithonia Lighting | KACM LED 40C 530 40K R4 XXXXX XX XXXXXXX XXXXXX | Outdoor Luminaires | Mid Output | Parking Garage Luminaires | Standard | FALSE | [9 empty] | 42026 | Dimmable | Continuous Below 10 | NotYetVerified |  | 3 | 7440 | 107.46 | 69.24 |  |  | 3986 | 73.5
P5T8JUFR | Acuity Brands Lighting | Lithonia Lighting | KACM LED 40C 530 40K R2 XXXXX XX XXXXXXX XXXXXX | Outdoor Luminaires | Mid Output | Parking Garage Luminaires | Standard | FALSE | [9 empty] | 42026 | Dimmable | Continuous Below 10 | NotYetVerified |  | 3 | 7434 | 107.37 | 69.24 |  |  | 3986 | 73.5
P6R6CF34 | Acuity Brands Lighting | Lithonia Lighting | KACM LED 40C 530 40K R3 XXXXX XX XXXXXXX XXXXXX | Outdoor Luminaires | Mid Output | Parking Garage Luminaires | Standard | FALSE | [9 empty] | 42026 | Dimmable | Continuous Below 10 | NotYetVerified |  | 3 | 7406 | 106.97 | 69.24 |  |  | 3986 | 73.5
P689JRU7 | Acuity Brands Lighting | Lithonia Lighting | KACM LED 60C 530 40K R5 XXXXX XX XXXXXXX XXXXXX | Outdoor Luminaires | High Output | Parking Garage Luminaires | Standard | FALSE | [9 empty] | 42026 | Dimmable | Continuous Below 10 | NotYetVerified |  | 3 | 11649 | 115.88 | 100.53 |  |  | 3986 | 73.5
P8FBWBWC | Acuity Brands Lighting | Lithonia Lighting | KACM LED 60C 530 40K R4 XXXXX XX XXXXXXX XXXXXX | Outdoor Luminaires | High Output | Parking Garage Luminaires | Standard | FALSE | [9 empty] | 42026 | Dimmable | Continuous Below 10 | NotYetVerified |  | 3 | 10930 | 108.73 | 100.53 |  |  | 3986 | 73.5
PUXFNZP7 | Acuity Brands Lighting | Lithonia Lighting | KACM LED 60C 530 40K R2 XXXXX XX XXXXXXX XXXXXX | Outdoor Luminaires | High Output | Parking Garage Luminaires | Standard | FALSE | [9 empty] | 42026 | Dimmable | Continuous Below 10 | NotYetVerified |  | 3 | 10921 | 108.64 | 100.53 |  |  | 3986 | 73.5
P4A58G6Z | Acuity Brands Lighting | Lithonia Lighting | KACM LED 60C 530 40K R3 XXXXX XX XXXXXXX XXXXXX | Outdoor Luminaires | High Output | Parking Garage Luminaires | Standard | FALSE | [9 empty] | 42026 | Dimmable | Continuous Below 10 | NotYetVerified |  | 3 | 10880 | 108.23 | 100.53 |  |  | 3986 | 73.5
P1GFXTXH | Acuity Brands Lighting | Lithonia Lighting | PGX LED P2 40K T5M XXXXX XXX XXXXXXXXXXXXXX XXXXX | Outdoor Luminaires | Mid Output | Parking Garage Luminaires | Premium | FALSE | [9 empty] | 42026 | Dimmable | Continuous Below 10 | No |  | 3 | 5316 | 115 | 46.03 |  |  | 3951 | 71
PM7C8RCS | Acuity Brands Lighting | Lithonia Lighting | PGX LED P1 40K T5R XXXXX XXX XXXXXXXXXXXXXX XXXXX | Outdoor Luminaires | Low Output | Parking Garage Luminaires | Premium | FALSE | [9 empty] | 42026 | Dimmable | Continuous Below 10 | No |  | 3 | 3516 | 118 | 29.85 |  |  | 3950 | 71
PVGPR6T6 | Acuity Brands Lighting | Lithonia Lighting | PGX LED P2 40K T5R XXXXX XXX XXXXXXXXXXXXXX XXXXX | Outdoor Luminaires | Mid Output | Parking Garage Luminaires | Premium | FALSE | [9 empty] | 42026 | Dimmable | Continuous Below 10 | No |  | 3 | 5012 | 109 | 45.91 |  |  | 3947 | 71
PF91FURS | Acuity Brands Lighting | Lithonia Lighting | PGX LED P2 30K T5M XXXXX XXX XXXXXXXXXXXXXX XXXXX | Outdoor Luminaires | Mid Output | Parking Garage Luminaires | Premium | FALSE | [9 empty] | 42026 | Dimmable | Continuous Below 10 | No |  | 3 | 5156 | 112 | 45.95 |  |  | 3069 | 71
PNYJDDWE | Acuity Brands Lighting | Lithonia Lighting | PGX LED P1 30K T5M XXXXX XXX XXXXXXXXXXXXXX XXXXX | Outdoor Luminaires | Low Output | Parking Garage Luminaires | Premium | FALSE | [9 empty] | 42026 | Dimmable | Continuous Below 10 | No |  | 3 | 3617 | 121 | 29.85 |  |  | 3069 | 71
PV6FHQ6B | Acuity Brands Lighting | Lithonia Lighting | KACM LED 60C 530 30K R3 XXXXX XX XXXXXXX XXXXXX | Outdoor Luminaires | Mid Output | Parking Garage Luminaires | Standard | FALSE | [9 empty] | 42026 | Dimmable | Continuous Below 10 | NotYetVerified |  | 3 | 9828 | 97.76 | 100.53 |  |  | 3026 | 73.5
P76KZT1A | Acuity Brands Lighting | Lithonia Lighting | KACM LED 40C 530 30K R5 XXXXX XX XXXXXXX XXXXXX | Outdoor Luminaires | Mid Output | Parking Garage Luminaires | Standard | FALSE | [9 empty] | 42026 | Dimmable | Continuous Below 10 | NotYetVerified |  | 3 | 7454 | 107.66 | 69.24 |  |  | 3026 | 73.5
P912QR42 | Acuity Brands Lighting | Lithonia Lighting | KACM LED 40C 530 30K R4 XXXXX XX XXXXXXX XXXXXX | Outdoor Luminaires | Mid Output | Parking Garage Luminaires | Standard | FALSE | [9 empty] | 42026 | Dimmable | Continuous Below 10 | NotYetVerified |  | 3 | 6994 | 101.01 | 69.24 |  |  | 3026 | 73.5
P3VFZQYP | Acuity Brands Lighting | Lithonia Lighting | KACM LED 40C 530 30K R2 XXXXX XX XXXXXXX XXXXXX | Outdoor Luminaires | Mid Output | Parking Garage Luminaires | Standard | FALSE | [9 empty] | 42026 | Dimmable | Continuous Below 10 | NotYetVerified |  | 3 | 6988 | 100.93 | 69.24 |  |  | 3026 | 73.5
PNXQQGGV | Acuity Brands Lighting | Lithonia Lighting | KACM LED 60C 530 30K R5 XXXXX XX XXXXXXX XXXXXX | Outdoor Luminaires | High Output | Parking Garage Luminaires | Standard | FALSE | [9 empty] | 42026 | Dimmable | Continuous Below 10 | NotYetVerified |  | 3 | 10951 | 108.93 | 100.53 |  |  | 3026 | 73.5
PAQP2MGA | Acuity Brands Lighting | Lithonia Lighting | KACM LED 60C 530 30K R4 XXXXX XX XXXXXXX XXXXXX | Outdoor Luminaires | High Output | Parking Garage Luminaires | Standard | FALSE | [9 empty] | 42026 | Dimmable | Continuous Below 10 | NotYetVerified |  | 3 | 10274 | 102.2 | 100.53 |  |  | 3026 | 73.5
PK8UCBVG | Acuity Brands Lighting | Lithonia Lighting | KACM LED 60C 530 30K R2 XXXXX XX XXXXXXX XXXXXX | Outdoor Luminaires | High Output | Parking Garage Luminaires | Standard | FALSE | [9 empty] | 42026 | Dimmable | Continuous Below 10 | NotYetVerified |  | 3 | 10266 | 102.12 | 100.53 |  |  | 3026 | 73.5
PGZTA3PW | Acuity Brands Lighting | Lithonia Lighting | PGX LED P3 30K T5M XXXXX XXX XXXXXXXXXXXXXX XXXXX | Outdoor Luminaires | Mid Output | Parking Garage Luminaires | Premium | FALSE | [9 empty] | 42026 | Dimmable | Continuous Below 10 | No |  | 3 | 6690 | 123.8 | 54 | 12.97 | 0.95 | 3000 | 70
PA5J58EXV | Infinilux Corporation | Infinilux CLSG Series | CLSGXX64-02 (4000K) | Outdoor Luminaires | Mid Output | Parking Garage Luminaires | Standard | TRUE | 7387.55 | 102 | 72.09 | 14 | 0.92 | 4089 | 74 | 5 | 190000 | 42019 |  |  | NotYetVerified |  | 3 | 7388 | 102 | 72 |  |  | 4000
P3SQ597F1 | Infinilux Corporation | Infinilux CLSG Series | CLSGXX20-02 (4000K) | Outdoor Luminaires | Low Output | Parking Garage Luminaires | Standard | TRUE | 2380.96 | 104 | 22.96 | 13 | 0.9 | 4082 | 74 | 5 | 190000 | 42019 |  |  | NotYetVerified |  | 3 | 2380 | 104 | 23 |  |  | 4000
PXMKRR1SA | Infinilux Corporation | Infinilux CLSG Series | CLSGXX64-02 (5000K) | Outdoor Luminaires | Mid Output | Parking Garage Luminaires | Standard | FALSE | [9 empty] | 42019 |  |  | NotYetVerified |  | 3 | 8126 | 112 | 72 |  |  | 5000
PGDSZGPM | Infinilux Corporation | Infinilux CLSG Series | CRSGXX64-02 (5000K) -C01 | Outdoor Luminaires | Mid Output | Parking Garage Luminaires | Standard | FALSE | [9 empty] | 42019 |  |  | NotYetVerified |  | 3 | 8126 | 112 | 72 |  |  | 5000
PJE74766 | Infinilux Corporation | Infinilux CLSG Series | CRSGXX20-02 (5000K)-C01 | Outdoor Luminaires | Low Output | Parking Garage Luminaires | Standard | FALSE | [9 empty] | 42019 |  |  | NotYetVerified |  | 3 | 2618 | 113 | 23 |  |  | 5000
PD54HZP49 | Infinilux Corporation | Infinilux CLSG Series | CLSGXX20-02 (5000K) | Outdoor Luminaires | Low Output | Parking Garage Luminaires | Standard | FALSE | [9 empty] | 42019 |  |  | NotYetVerified |  | 3 | 2618 | 113 | 23 |  |  | 5000
PWYAKX97 | Infinilux Corporation | Infinilux CLSG Series | CRSGXX64-02 (4000K)-C01 | Outdoor Luminaires | Mid Output | Parking Garage Luminaires | Standard | FALSE | [9 empty] | 42019 |  |  | NotYetVerified |  | 3 | 7388 | 102 | 72 |  |  | 4000
PJVVJMYZ | Infinilux Corporation | Infinilux CLSG Series | CRSGXX20-02 (4000K)-C01 | Outdoor Luminaires | Low Output | Parking Garage Luminaires | Standard | FALSE | [9 empty] | 42019 |  |  | NotYetVerified |  | 3 | 2380 | 104 | 23 |  |  | 4000
PGGG3SCE | QSSI | Duraguard | VN50IG41U5K* | Outdoor Luminaires | Low Output | Parking Garage Luminaires | Standard | TRUE | 4576 | 111.46 | 41.05 | 10.8 | 0.9599 | 4837 | 74 | 5 | 190000 | 42017 |  |  | NotYetVerified | Qualified with dimming and non-dimming driver options | 3 | 4576 | 112 | 41 |  | 0.9 | 5000 | 75
P2KHEDGW | QSSI | Duraguard | VN50IG55U5K* | Outdoor Luminaires | Mid Output | Parking Garage Luminaires | Standard | TRUE | 6142 | 113.57 | 54.08 | 14.7 | 0.9046 | 4943 | 74 | 5 | 190000 | 42017 |  |  | NotYetVerified | Qualified with dimming and non-dimming driver options | 3 | 6142 | 114 | 54 |  | 0.9 | 5000 | 75
P5SW482R | QSSI | Duraguard | VN51IG55U5K* | Outdoor Luminaires | Mid Output | Parking Garage Luminaires | Standard | FALSE | [9 empty] | 42017 |  |  | NotYetVerified | Qualified with dimming and non-dimming driver options | 3 | 6142 | 114 | 54 |  | 0.9 | 5000 | 75
PSV5JR9H | Kenall Lighting | Kenall Lighting | TD17HO-rr-5S-TP-uu-47L-30K8-DCC-DV-zz | Outdoor Luminaires | Mid Output | Parking Garage Luminaires | Standard | TRUE | 6106.45 | 113.63 | 53.74 | 21.38 | 0.898 | 3000 | 84.8 | 5 | 50000 | 42016 |  |  | NotYetVerified |  | 3 | 6106.44 | 113.63 | 53.74 | 21.38 | 0.898 | 3000 | 85
PXKXXBGA | Kenall Lighting | Kenall Lighting | TD17-rr-5S-TP-uu-49L-30K8-DCC-DV-zz | Outdoor Luminaires | Mid Output | Parking Garage Luminaires | Standard | TRUE | 5507.61 | 100.93 | 54.57 | 21.32 | 0.898 | 3004 | 83.9 | 5 | 50000 | 42016 |  |  | NotYetVerified |  | 3 | 5507.61 | 100.93 | 54.57 | 21.32 | 0.898 | 3000 | 84
PZPGYG7Q | Kenall Lighting | Kenall Lighting | TD17HO-rr-5S-TP-uu-94L-30K8-DCC-DV-zz | Outdoor Luminaires | High Output | Parking Garage Luminaires | Standard | TRUE | 10928.75 | 103.17 | 105.93 | 21.38 | 0.898 | 3014 | 83.9 | 5 | 50000 | 42016 |  |  | NotYetVerified |  | 3 | 10928.75 | 103.17 | 105.93 | 21.38 | 0.898 | 3000 | 84
PMJJ85Q8 | Kenall Lighting | Kenall Lighting | TD17-rr-5S-TP-uu-104L-30K8-DCC-DV-zz | Outdoor Luminaires | Mid Output | Parking Garage Luminaires | Standard | TRUE | 8800.57 | 81.074 | 108.55 | 21.32 | 0.898 | 3050 | 82.9 | 5 | 50000 | 42016 |  |  | NotYetVerified |  | 3 | 8800.57 | 81.07 | 108.55 | 21.32 | 0.898 | 3000 | 83
PHFEU2V6 | Kenall Lighting | Kenall Lighting | TD17-rr-5S-TA-uu-75L-50K7-DCC-DV-zz | Outdoor Luminaires | Mid Output | Parking Garage Luminaires | Standard | FALSE | [9 empty] | 42016 |  |  | NotYetVerified |  | 3 | 8935 | 110.43 | 80.91 | 21.32 | 0.898 | 5000 | 76
PVMNGAGY | Kenall Lighting | Kenall Lighting | TD17-rr-5S-TP-uu-75L-50K7-DCC-DV-zz | Outdoor Luminaires | Mid Output | Parking Garage Luminaires | Standard | FALSE | [9 empty] | 42016 |  |  | NotYetVerified |  | 3 | 8750 | 108.14 | 80.91 | 21.32 | 0.898 | 5000 | 76
PSJ233MT | Kenall Lighting | Kenall Lighting | TD17-rr-5S-TA-uu-49L-50K7-DCC-DV-zz | Outdoor Luminaires | Mid Output | Parking Garage Luminaires | Standard | FALSE | [9 empty] | 42016 |  |  | NotYetVerified |  | 3 | 6658 | 119.45 | 55.74 | 21.32 | 0.898 | 5000 | 76
PA2889KP | Kenall Lighting | Kenall Lighting | TD17-rr-5S-TP-uu-49L-50K7-DCC-DV-zz | Outdoor Luminaires | Mid Output | Parking Garage Luminaires | Standard | FALSE | [9 empty] | 42016 |  |  | NotYetVerified |  | 3 | 6520.13 | 116.97 | 55.74 | 21.32 | 0.898 | 5000 | 76
PVU62RQS | Kenall Lighting | Kenall Lighting | TD17-rr-5S-TA-uu-104L-50K7-DCC-DV-zz | Outdoor Luminaires | High Output | Parking Garage Luminaires | Standard | FALSE | [9 empty] | 42016 |  |  | NotYetVerified |  | 3 | 10638 | 98 | 108.55 | 21.32 | 0.898 | 5000 | 76
PGTC8PDE | Kenall Lighting | Kenall Lighting | TD17-rr-5S-TP-uu-104L-50K7-DCC-DV-zz | Outdoor Luminaires | High Output | Parking Garage Luminaires | Standard | FALSE | [9 empty] | 42016 |  |  | NotYetVerified |  | 3 | 10418 | 95.97 | 108.55 | 21.32 | 0.898 | 5000 | 76
PDU25V9W | Kenall Lighting | Kenall Lighting | TD17HO-rr-5S-TA-uu-47L-50K7-DCC-DV-zz | Outdoor Luminaires | Mid Output | Parking Garage Luminaires | Standard | FALSE | [9 empty] | 42016 |  |  | NotYetVerified |  | 3 | 7408 | 137.31 | 53.95 | 21.38 | 0.898 | 5000 | 75
PWMXT8GS | Kenall Lighting | Kenall Lighting | TD17HO-rr-5S-TP-uu-47L-50K7-DCC-DV-zz | Outdoor Luminaires | Mid Output | Parking Garage Luminaires | Standard | FALSE | [9 empty] | 42016 |  |  | NotYetVerified |  | 3 | 7255.91 | 134.49 | 53.95 | 21.38 | 0.898 | 5000 | 75
PB6K81JG | Kenall Lighting | Kenall Lighting | TD17HO-rr-5S-TA-uu-94L-50K7-DCC-DV-zz | Outdoor Luminaires | High Output | Parking Garage Luminaires | Standard | FALSE | [9 empty] | 42016 |  |  | NotYetVerified |  | 3 | 13258 | 125.16 | 105.93 | 21.38 | 0.898 | 5000 | 75
PPGRBRSK | Kenall Lighting | Kenall Lighting | TD17HO-rr-5S-TP-uu-94L-50K7-DCC-DV-zz | Outdoor Luminaires | High Output | Parking Garage Luminaires | Standard | FALSE | [9 empty] | 42016 |  |  | NotYetVerified |  | 3 | 12986 | 122.59 | 105.93 | 21.38 | 0.898 | 5000 | 75
PXCJTW18 | Kenall Lighting | Kenall Lighting | TD17HO-rr-5S-TA-uu-72L-50K7-DCC-DV-zz | Outdoor Luminaires | High Output | Parking Garage Luminaires | Standard | FALSE | [9 empty] | 42016 |  |  | NotYetVerified |  | 3 | 10428 | 132.98 | 78.42 | 21.38 | 0.898 | 5000 | 75
PY91ZZ48 | Kenall Lighting | Kenall Lighting | TD17HO-rr-5S-TP-uu-72L-50K7-DCC-DV-zz | Outdoor Luminaires | High Output | Parking Garage Luminaires | Standard | FALSE | [9 empty] | 42016 |  |  | NotYetVerified |  | 3 | 10215 | 130.26 | 78.42 | 21.38 | 0.898 | 5000 | 75
PCA1Z79Q | Kenall Lighting | Kenall Lighting | TD17HO-rr-5S-TA-uu-72L-40K8-DCC-DV-zz | Outdoor Luminaires | Mid Output | Parking Garage Luminaires | Standard | FALSE | [9 empty] | 42016 |  |  | NotYetVerified |  | 3 | 9238 | 117.8 | 78.42 | 21.38 | 0.898 | 4000 | 83
PHCMUJQ2 | Kenall Lighting | Kenall Lighting | TD17HO-rr-5S-TP-uu-72L-40K8-DCC-DV-zz | Outdoor Luminaires | Mid Output | Parking Garage Luminaires | Standard | FALSE | [9 empty] | 42016 |  |  | NotYetVerified |  | 3 | 9049 | 115.39 | 78.42 | 21.38 | 0.898 | 4000 | 83
P8MHW1HZ | Kenall Lighting | Kenall Lighting | TD17HO-rr-5S-TA-uu-47L-40K8-DCC-DV-zz | Outdoor Luminaires | Mid Output | Parking Garage Luminaires | Standard | FALSE | [9 empty] | 42016 |  |  | NotYetVerified |  | 3 | 6562 | 122.11 | 53.74 | 21.38 | 0.898 | 4000 | 83
P9P3NNQ6 | Kenall Lighting | Kenall Lighting | TD17HO-rr-5S-TP-uu-47L-40K8-DCC-DV-zz | Outdoor Luminaires | Mid Output | Parking Garage Luminaires | Standard | FALSE | [9 empty] | 42016 |  |  | NotYetVerified |  | 3 | 6428 | 119.61 | 53.74 | 21.38 | 0.898 | 4000 | 83
PH1MWMJJ | Kenall Lighting | Kenall Lighting | TD17HO-rr-5S-TA-uu-94L-40K8-DCC-DV-zz | Outdoor Luminaires | High Output | Parking Garage Luminaires | Standard | FALSE | [9 empty] | 42016 |  |  | NotYetVerified |  | 3 | 11745 | 110.88 | 105.93 | 21.38 | 0.898 | 4000 | 83
PDPYVJDE | Kenall Lighting | Kenall Lighting | TD17HO-rr-5S-TP-uu-94L-40K8-DCC-DV-zz | Outdoor Luminaires | High Output | Parking Garage Luminaires | Standard | FALSE | [9 empty] | 42016 |  |  | NotYetVerified |  | 3 | 11504 | 108.6 | 105.93 | 21.38 | 0.898 | 4000 | 83
P5KASABF | Kenall Lighting | Kenall Lighting | TD17-rr-5S-TA-uu-104L-40K8-DCC-DV-zz | Outdoor Luminaires | Mid Output | Parking Garage Luminaires | Standard | FALSE | [9 empty] | 42016 |  |  | NotYetVerified |  | 3 | 9459 | 87.14 | 108.55 | 21.32 | 0.898 | 4000 | 83
PJDJB18R | Kenall Lighting | Kenall Lighting | TD17-rr-5S-TP-uu-104L-40K8-DCC-DV-zz | Outdoor Luminaires | Mid Output | Parking Garage Luminaires | Standard | FALSE | [9 empty] | 42016 |  |  | NotYetVerified |  | 3 | 9263 | 85.33 | 108.55 | 21.32 | 0.898 | 4000 | 83
P2FP96DZ | Kenall Lighting | Kenall Lighting | TD17-rr-5S-TA-uu-75L-40K8-DCC-DV-zz | Outdoor Luminaires | Mid Output | Parking Garage Luminaires | Standard | FALSE | [9 empty] | 42016 |  |  | NotYetVerified |  | 3 | 7945 | 98.2 | 80.91 | 21.32 | 0.898 | 4000 | 83
PXRNVYZT | Kenall Lighting | Kenall Lighting | TD17-rr-5S-TP-uu-75L-40K8-DCC-DV-zz | Outdoor Luminaires | Mid Output | Parking Garage Luminaires | Standard | FALSE | [9 empty] | 42016 |  |  | NotYetVerified |  | 3 | 7780 | 96.16 | 80.91 | 21.32 | 0.898 | 4000 | 83
PE447WBG | Kenall Lighting | Kenall Lighting | TD17-rr-5S-TA-uu-49L-40K8-DCC-DV-zz | Outdoor Luminaires | Mid Output | Parking Garage Luminaires | Standard | FALSE | [9 empty] | 42016 |  |  | NotYetVerified |  | 3 | 5920 | 108.48 | 54.57 | 21.32 | 0.898 | 4000 | 83
PY58AFUT | Kenall Lighting | Kenall Lighting | TD17-rr-5S-TP-uu-49L-40K8-DCC-DV-zz | Outdoor Luminaires | Mid Output | Parking Garage Luminaires | Standard | FALSE | [9 empty] | 42016 |  |  | NotYetVerified |  | 3 | 5797 | 106.23 | 54.57 | 21.32 | 0.898 | 4000 | 83
PSNCHR41 | Kenall Lighting | Kenall Lighting | TD17HO-rr-5S-TA-uu-47L-40K7-DCC-DV-zz | Outdoor Luminaires | Mid Output | Parking Garage Luminaires | Standard | FALSE | [9 empty] | 42016 |  |  | NotYetVerified |  | 3 | 7408 | 137.85 | 53.74 | 21.38 | 0.898 | 4000 | 75
PA24GDJA | Kenall Lighting | Kenall Lighting | TD17HO-rr-5S-TP-uu-47L-40K7-DCC-DV-zz | Outdoor Luminaires | Mid Output | Parking Garage Luminaires | Standard | FALSE | [9 empty] | 42016 |  |  | NotYetVerified |  | 3 | 7256 | 135.02 | 53.74 | 21.38 | 0.898 | 4000 | 75
PY1BQXVX | Kenall Lighting | Kenall Lighting | TD17HO-rr-5S-TA-uu-94L-40K7-DCC-DV-zz | Outdoor Luminaires | High Output | Parking Garage Luminaires | Standard | FALSE | [9 empty] | 42016 |  |  | NotYetVerified |  | 3 | 13258 | 125.16 | 105.93 | 21.38 | 0.898 | 4000 | 75
PUE4S9VG | Kenall Lighting | Kenall Lighting | TD17HO-rr-5S-TP-uu-94L-40K7-DCC-DV-zz | Outdoor Luminaires | High Output | Parking Garage Luminaires | Standard | FALSE | [9 empty] | 42016 |  |  | NotYetVerified |  | 3 | 12986 | 122.59 | 105.93 | 21.38 | 0.898 | 4000 | 75
P4X794JZ | Kenall Lighting | Kenall Lighting | TD17HO-rr-5S-TA-uu-72L-40K7-DCC-DV-zz | Outdoor Luminaires | High Output | Parking Garage Luminaires | Standard | FALSE | [9 empty] | 42016 |  |  | NotYetVerified |  | 3 | 10428 | 132.98 | 78.42 | 21.38 | 0.898 | 4000 | 75
PWGYFF9C | Kenall Lighting | Kenall Lighting | TD17HO-rr-5S-TP-uu-72L-40K7-DCC-DV-zz | Outdoor Luminaires | High Output | Parking Garage Luminaires | Standard | FALSE | [9 empty] | 42016 |  |  | NotYetVerified |  | 3 | 10215 | 130.26 | 78.42 | 21.38 | 0.898 | 4000 | 75
P2DV9MQA | Kenall Lighting | Kenall Lighting | TD17-rr-5S-TA-uu-75L-40K7-DCC-DV-zz | Outdoor Luminaires | Mid Output | Parking Garage Luminaires | Standard | FALSE | [9 empty] | 42016 |  |  | NotYetVerified |  | 3 | 8935 | 110.43 | 80.91 | 21.32 | 0.898 | 4000 | 75
PCRH34K4 | Kenall Lighting | Kenall Lighting | TD17-rr-5S-TP-uu-75L-40K7-DCC-DV-zz | Outdoor Luminaires | Mid Output | Parking Garage Luminaires | Standard | FALSE | [9 empty] | 42016 |  |  | NotYetVerified |  | 3 | 8750 | 108.14 | 80.91 | 21.32 | 0.898 | 4000 | 75
PVGRN8ZU | Kenall Lighting | Kenall Lighting | TD17-rr-5S-TA-uu-49L-40K7-DCC-DV-zz | Outdoor Luminaires | Mid Output | Parking Garage Luminaires | Standard | FALSE | [9 empty] | 42016 |  |  | NotYetVerified |  | 3 | 6658 | 119.45 | 55.74 | 21.32 | 0.898 | 4000 | 75
PZ7GEP9H | Kenall Lighting | Kenall Lighting | TD17-rr-5S-TP-uu-49L-40K7-DCC-DV-zz | Outdoor Luminaires | Mid Output | Parking Garage Luminaires | Standard | FALSE | [9 empty] | 42016 |  |  | NotYetVerified |  | 3 | 6520.13 | 116.97 | 55.74 | 21.32 | 0.898 | 4000 | 75
PPUGTB1R | Kenall Lighting | Kenall Lighting | TD17-rr-5S-TA-uu-104L-40K7-DCC-DV-zz | Outdoor Luminaires | High Output | Parking Garage Luminaires | Standard | FALSE | [9 empty] | 42016 |  |  | NotYetVerified |  | 3 | 10638 | 98 | 108.55 | 21.32 | 0.898 | 4000 | 75
PXUJU336 | Kenall Lighting | Kenall Lighting | TD17-rr-5S-TP-uu-104L-40K7-DCC-DV-zz | Outdoor Luminaires | High Output | Parking Garage Luminaires | Standard | FALSE | [9 empty] | 42016 |  |  | NotYetVerified |  | 3 | 10418 | 95.97 | 108.55 | 21.32 | 0.898 | 4000 | 75
PAWD2BG7 | Kenall Lighting | Kenall Lighting | TD17HO-rr-5S-TA-uu-72L-35K8-DCC-DV-zz | Outdoor Luminaires | Mid Output | Parking Garage Luminaires | Standard | FALSE | [9 empty] | 42016 |  |  | NotYetVerified |  | 3 | 8776 | 111.91 | 78.42 | 21.38 | 0.898 | 3500 | 80
PAZE7VFN | Kenall Lighting | Kenall Lighting | TD17HO-rr-5S-TP-uu-72L-35K8-DCC-DV-zz | Outdoor Luminaires | Mid Output | Parking Garage Luminaires | Standard | FALSE | [9 empty] | 42016 |  |  | NotYetVerified |  | 3 | 8596 | 109.61 | 78.42 | 21.38 | 0.898 | 3500 | 80
P28UW8BB | Kenall Lighting | Kenall Lighting | TD17HO-rr-5S-TA-uu-47L-35K8-DCC-DV-zz | Outdoor Luminaires | Mid Output | Parking Garage Luminaires | Standard | FALSE | [9 empty] | 42016 |  |  | NotYetVerified |  | 3 | 6234 | 116 | 53.74 | 21.38 | 0.898 | 3500 | 80
PVBUYG9X | Kenall Lighting | Kenall Lighting | TD17HO-rr-5S-TP-uu-47L-35K8-DCC-DV-zz | Outdoor Luminaires | Mid Output | Parking Garage Luminaires | Standard | FALSE | [9 empty] | 42016 |  |  | NotYetVerified |  | 3 | 6106 | 113.62 | 53.74 | 21.38 | 0.898 | 3500 | 80
PBA9GES8 | Kenall Lighting | Kenall Lighting | TD17HO-rr-5S-TA-uu-94L-35K8-DCC-DV-zz | Outdoor Luminaires | High Output | Parking Garage Luminaires | Standard | FALSE | [9 empty] | 42016 |  |  | NotYetVerified |  | 3 | 11157 | 105.32 | 105.93 | 21.38 | 0.898 | 3500 | 80
PRQURFCP | Kenall Lighting | Kenall Lighting | TD17HO-rr-5S-TP-uu-94L-35K8-DCC-DV-zz | Outdoor Luminaires | High Output | Parking Garage Luminaires | Standard | FALSE | [9 empty] | 42016 |  |  | NotYetVerified |  | 3 | 10929 | 103.17 | 105.93 | 21.38 | 0.898 | 3500 | 80
P5B257A5 | Kenall Lighting | Kenall Lighting | TD17-rr-5S-TA-uu-104L-35K8-DCC-DV-zz | Outdoor Luminaires | Mid Output | Parking Garage Luminaires | Standard | FALSE | [9 empty] | 42016 |  |  | NotYetVerified |  | 3 | 8986 | 82.78 | 108.55 | 21.32 | 0.898 | 3500 | 80
PM3WMJTF | Kenall Lighting | Kenall Lighting | TD17-rr-5S-TP-uu-104L-35K8-DCC-DV-zz | Outdoor Luminaires | Mid Output | Parking Garage Luminaires | Standard | FALSE | [9 empty] | 42016 |  |  | NotYetVerified |  | 3 | 8800.57 | 81.07 | 108.55 | 21.32 | 0.898 | 3500 | 80
PXTYH49D | Kenall Lighting | Kenall Lighting | TD17-rr-5S-TP-uu-75L-35K8-DCC-DV-zz | Outdoor Luminaires | Mid Output | Parking Garage Luminaires | Standard | FALSE | [9 empty] | 42016 |  |  | NotYetVerified |  | 3 | 7931.42 | 98.03 | 80.91 | 21.32 | 0.898 | 3500 | 80
PB58W23H | Kenall Lighting | Kenall Lighting | TD17-rr-5S-TA-uu-75L-35K8-DCC-DV-zz | Outdoor Luminaires | Mid Output | Parking Garage Luminaires | Standard | FALSE | [9 empty] | 42016 |  |  | NotYetVerified |  | 3 | 7547 | 93.28 | 80.91 | 21.32 | 0.898 | 3500 | 80
PDJ6YCGZ | Kenall Lighting | Kenall Lighting | TD17-rr-5S-TA-uu-49L-35K8-DCC-DV-zz | Outdoor Luminaires | Mid Output | Parking Garage Luminaires | Standard | FALSE | [9 empty] | 42016 |  |  | NotYetVerified |  | 3 | 5624 | 103.06 | 54.57 | 21.32 | 0.898 | 3500 | 80
PX6JFUBA | Kenall Lighting | Kenall Lighting | TD17-rr-5S-TP-uu-49L-35K8-DCC-DV-zz | Outdoor Luminaires | Mid Output | Parking Garage Luminaires | Standard | FALSE | [9 empty] | 42016 |  |  | NotYetVerified |  | 3 | 5507.61 | 100.93 | 54.57 | 21.32 | 0.898 | 3500 | 80
PGZQ42AT | Kenall Lighting | Kenall Lighting | TD17HO-rr-5S-TA-uu-72L-30K8-DCC-DV-zz | Outdoor Luminaires | Mid Output | Parking Garage Luminaires | Standard | FALSE | [9 empty] | 42016 |  |  | NotYetVerified |  | 3 | 8776 | 111.91 | 78.42 | 21.38 | 0.898 | 3000 | 85
PZKCS171 | Kenall Lighting | Kenall Lighting | TD17HO-rr-5S-TP-uu-72L-30K8-DCC-DV-zz | Outdoor Luminaires | Mid Output | Parking Garage Luminaires | Standard | FALSE | [9 empty] | 42016 |  |  | NotYetVerified |  | 3 | 8596 | 109.61 | 78.42 | 21.38 | 0.898 | 3000 | 85
PSSMDG96 | Kenall Lighting | Kenall Lighting | TD17HO-rr-5S-TA-uu-47L-30K8-DCC-DV-zz | Outdoor Luminaires | Mid Output | Parking Garage Luminaires | Standard | FALSE | [9 empty] | 42016 |  |  | NotYetVerified |  | 3 | 6234 | 116 | 53.74 | 21.38 | 0.898 | 3000 | 85
PQQV5H5P | Kenall Lighting | Kenall Lighting | TD17HO-rr-5S-TA-uu-94L-30K8-DCC-DV-zz | Outdoor Luminaires | High Output | Parking Garage Luminaires | Standard | FALSE | [9 empty] | 42016 |  |  | NotYetVerified |  | 3 | 11157 | 105.32 | 105.93 | 21.38 | 0.898 | 3000 | 84
PMYTZGSC | Kenall Lighting | Kenall Lighting | TD17-rr-5S-TA-uu-75L-30K8-DCC-DV-zz | Outdoor Luminaires | Mid Output | Parking Garage Luminaires | Standard | FALSE | [9 empty] | 42016 |  |  | NotYetVerified |  | 3 | 7547 | 93.28 | 80.91 | 21.32 | 0.898 | 3000 | 84
PBRJ894Q | Kenall Lighting | Kenall Lighting | TD17-rr-5S-TP-uu-75L-30K8-DCC-DV-zz | Outdoor Luminaires | Mid Output | Parking Garage Luminaires | Standard | FALSE | [9 empty] | 42016 |  |  | NotYetVerified |  | 3 | 7391.42 | 91.35 | 80.91 | 21.32 | 0.898 | 3000 | 84
PCMG39M4 | Kenall Lighting | Kenall Lighting | TD17-rr-5S-TA-uu-49L-30K8-DCC-DV-zz | Outdoor Luminaires | Mid Output | Parking Garage Luminaires | Standard | FALSE | [9 empty] | 42016 |  |  | NotYetVerified |  | 3 | 5624 | 103.06 | 54.57 | 21.32 | 0.898 | 3000 | 84
PQZ37SP6 | Kenall Lighting | Kenall Lighting | TD17-rr-5S-TA-uu-104L-30K8-DCC-DV-zz | Outdoor Luminaires | Mid Output | Parking Garage Luminaires | Standard | FALSE | [9 empty] | 42016 |  |  | NotYetVerified |  | 3 | 8986 | 82.78 | 108.55 | 21.32 | 0.898 | 3000 | 83
PEYUGC5A | LSI Industries | EXTERIOR | XPG3P S LED 50 550 CW [UE 347 480] XXX BLS [ES IMSW BB CWBB] | Outdoor Luminaires | Mid Output | Parking Garage Luminaires | Standard | FALSE | [9 empty] | 42013 |  |  | NotYetVerified |  | 3 | 8950 | 99 | 90.4 | 8.5 | 0.989 | 5873 | 69
P5KF6HKY | LSI Industries | EXTERIOR | XPG3D S LED 50 550 CW [UE 347 480] XXX BLS [ES IMSW BB CWBB] | Outdoor Luminaires | Mid Output | Parking Garage Luminaires | Standard | FALSE | [9 empty] | 42013 |  |  | NotYetVerified |  | 3 | 8950 | 99 | 90.4 | 8.5 | 0.989 | 5873 | 69
P949BN8G | LSI Industries | EXTERIOR | XPG3P S LED 50 550 CW [UE 347 480] XXX DIM [ES IMSW BB CWBB] | Outdoor Luminaires | Mid Output | Parking Garage Luminaires | Standard | FALSE | [9 empty] | 42013 |  |  | NotYetVerified |  | 3 | 8950 | 99 | 90.4 | 8.5 | 0.989 | 5873 | 69
P1HKTF42 | LSI Industries | EXTERIOR | XPG3D S LED 50 550 CW [UE 347 480] XXX DIM [ES IMSW BB CWBB] | Outdoor Luminaires | Mid Output | Parking Garage Luminaires | Standard | FALSE | [9 empty] | 42013 |  |  | NotYetVerified |  | 3 | 8950 | 99 | 90.4 | 8.5 | 0.989 | 5873 | 69
PM4BHH4H | LSI Industries | EXTERIOR | XPG3P 5 LED 50 450 CW [UE 347 480] XXX BLS [ES IMSW BB CWBB] | Outdoor Luminaires | Mid Output | Parking Garage Luminaires | Standard | FALSE | [9 empty] | 42013 |  |  | NotYetVerified |  | 3 | 5744 | 79 | 72.7 | 9.5 | 0.984 | 5815 | 69
P3EKFYJE | LSI Industries | EXTERIOR | XPG3D 5 LED 50 450 CW [UE 347 480] XXX BLS [ES IMSW BB CWBB] | Outdoor Luminaires | Mid Output | Parking Garage Luminaires | Standard | FALSE | [9 empty] | 42013 |  |  | NotYetVerified |  | 3 | 5744 | 79 | 72.7 | 9.5 | 0.984 | 5815 | 69
PK9E879X | LSI Industries | EXTERIOR | XPG3P S LED 50 450 CW [UE 347 480] XXX BLS [ES IMSW BB CWBB] | Outdoor Luminaires | Mid Output | Parking Garage Luminaires | Standard | FALSE | [9 empty] | 42013 |  |  | NotYetVerified |  | 3 | 7603 | 104.4 | 72.8 | 9.4 | 0.985 | 5815 | 69
PA9514Z3 | LSI Industries | EXTERIOR | XPG3D S LED 50 450 CW [UE 347 480] XXX BLS [ES IMSW BB CWBB] | Outdoor Luminaires | Mid Output | Parking Garage Luminaires | Standard | FALSE | [9 empty] | 42013 |  |  | NotYetVerified |  | 3 | 7603 | 104.4 | 72.8 | 9.4 | 0.985 | 5815 | 69
PQKSTYTX | LSI Industries | EXTERIOR | XPG3P 5 LED 50 450 CW [UE 347 480] XXX DIM [ES IMSW BB CWBB] | Outdoor Luminaires | Mid Output | Parking Garage Luminaires | Standard | FALSE | [9 empty] | 42013 |  |  | NotYetVerified |  | 3 | 5744 | 79 | 72.7 | 9.5 | 0.984 | 5815 | 69
P28ZSNJA | LSI Industries | EXTERIOR | XPG3D 5 LED 50 450 CW [UE 347 480] XXX DIM [ES IMSW BB CWBB] | Outdoor Luminaires | Mid Output | Parking Garage Luminaires | Standard | FALSE | [9 empty] | 42013 |  |  | NotYetVerified |  | 3 | 5744 | 79 | 72.7 | 9.5 | 0.984 | 5815 | 69
PZPXM7WJ | LSI Industries | EXTERIOR | XPG3P S LED 50 450 CW [UE 347 480] XXX DIM [ES IMSW BB CWBB] | Outdoor Luminaires | Mid Output | Parking Garage Luminaires | Standard | FALSE | [9 empty] | 42013 |  |  | NotYetVerified |  | 3 | 7603 | 104.4 | 72.8 | 9.4 | 0.985 | 5815 | 69
P4BF77GY | LSI Industries | EXTERIOR | XPG3D S LED 50 450 CW [UE 347 480] XXX DIM [ES IMSW BB CWBB] | Outdoor Luminaires | Mid Output | Parking Garage Luminaires | Standard | FALSE | [9 empty] | 42013 |  |  | NotYetVerified |  | 3 | 7603 | 104.4 | 72.8 | 9.4 | 0.985 | 5815 | 69
PKUP8U59 | LSI Industries | EXTERIOR | XPG3P S LED 50 350 CW [UE 347 480] XXX BLS [ES IMSW BB CWBB] | Outdoor Luminaires | Mid Output | Parking Garage Luminaires | Standard | FALSE | [9 empty] | 42013 |  |  | NotYetVerified |  | 3 | 6185 | 110.4 | 56 | 10.7 | 0.976 | 5773 | 69
PC4HSPSU | LSI Industries | EXTERIOR | XPG3D S LED 50 350 CW [UE 347 480] XXX BLS [ES IMSW BB CWBB] | Outdoor Luminaires | Mid Output | Parking Garage Luminaires | Standard | FALSE | [9 empty] | 42013 |  |  | NotYetVerified |  | 3 | 6185 | 110.4 | 56 | 10.7 | 0.976 | 5773 | 69
PT5YJH5N | LSI Industries | EXTERIOR | XPG3P 5 LED 50 350 CW [UE 347 480] XXX BLS [ES IMSW BB CWBB] | Outdoor Luminaires | Low Output | Parking Garage Luminaires | Standard | FALSE | [9 empty] | 42013 |  |  | NotYetVerified |  | 3 | 4718 | 84.2 | 56 | 10.7 | 0.976 | 5773 | 69
P5CWM8MT | LSI Industries | EXTERIOR | XPG3D 5 LED 50 350 CW [UE 347 480] XXX BLS [ES IMSW BB CWBB] | Outdoor Luminaires | Low Output | Parking Garage Luminaires | Standard | FALSE | [9 empty] | 42013 |  |  | NotYetVerified |  | 3 | 4718 | 84.2 | 56 | 10.7 | 0.976 | 5773 | 69
PDYJDQ3Z | LSI Industries | EXTERIOR | XPG3D S LED 50 350 CW [UE 347 480] XXX DIM [ES IMSW BB CWBB] | Outdoor Luminaires | Mid Output | Parking Garage Luminaires | Standard | FALSE | [9 empty] | 42013 |  |  | NotYetVerified |  | 3 | 6185 | 110.4 | 56 | 10.7 | 0.976 | 5773 | 69
P8RRMBS1 | LSI Industries | EXTERIOR | XPG3P S LED 50 350 CW [UE 347 480] XXX DIM [ES IMSW BB CWBB] | Outdoor Luminaires | Mid Output | Parking Garage Luminaires | Standard | FALSE | [9 empty] | 42013 |  |  | NotYetVerified |  | 3 | 6185 | 110.4 | 56 | 10.7 | 0.976 | 5773 | 69
PNNS7ZCS | LSI Industries | EXTERIOR | XPG3D 5 LED 50 350 CW [UE 347 480] XXX DIM [ES IMSW BB CWBB] | Outdoor Luminaires | Low Output | Parking Garage Luminaires | Standard | FALSE | [9 empty] | 42013 |  |  | NotYetVerified |  | 3 | 4718 | 84.2 | 56 | 10.7 | 0.976 | 5773 | 69
PH516YSQ | LSI Industries | EXTERIOR | XPG3P 5 LED 50 350 CW [UE 347 480] XXX DIM [ES IMSW BB CWBB] | Outdoor Luminaires | Low Output | Parking Garage Luminaires | Standard | FALSE | [9 empty] | 42013 |  |  | NotYetVerified |  | 3 | 4718 | 84.2 | 56 | 10.7 | 0.976 | 5773 | 69
PDHQAKHR | LSI Industries | EXTERIOR | XPG3P 5 LED 50 550 CW [UE 347 480] XXX BLS [ES IMSW BB CWBB] | Outdoor Luminaires | Mid Output | Parking Garage Luminaires | Standard | FALSE | [9 empty] | 42013 |  |  | NotYetVerified |  | 3 | 6657 | 74 | 90 | 14.5 | 0.971 | 5700 | 69
P6MABMSF | LSI Industries | EXTERIOR | XPG3D 5 LED 50 550 CW [UE 347 480] XXX BLS [ES IMSW BB CWBB] | Outdoor Luminaires | Mid Output | Parking Garage Luminaires | Standard | FALSE | [9 empty] | 42013 |  |  | NotYetVerified |  | 3 | 6657 | 74 | 90 | 14.5 | 0.971 | 5700 | 69
PWUT4JKN | LSI Industries | EXTERIOR | XPG3P 5 LED 50 550 CW [UE 347 480] XXX DIM [ES IMSW BB CWBB] | Outdoor Luminaires | Mid Output | Parking Garage Luminaires | Standard | FALSE | [9 empty] | 42013 |  |  | NotYetVerified |  | 3 | 6657 | 74 | 90 | 14.5 | 0.971 | 5700 | 69
PCBS8F5Y | LSI Industries | EXTERIOR | XPG3D 5 LED 50 550 CW [UE 347 480] XXX DIM [ES IMSW BB CWBB] | Outdoor Luminaires | Mid Output | Parking Garage Luminaires | Standard | FALSE | [9 empty] | 42013 |  |  | NotYetVerified |  | 3 | 6657 | 74 | 90 | 14.5 | 0.971 | 5700 | 69
PWUB18UP | LSI Industries | EXTERIOR | XPG3D S LED 68 550 CW [UE 347 480] XXX BLS [ES IMSW BB CWBB] | Outdoor Luminaires | High Output | Parking Garage Luminaires | Standard | FALSE | [9 empty] | 42013 |  |  | NotYetVerified |  | 3 | 10711 | 85.7 | 125 | 11.2 | 0.99 | 5467 | 68
P2J6VGVB | LSI Industries | EXTERIOR | XPG3P S LED 68 550 CW [UE 347 480] XXX BLS [ES IMSW BB CWBB] | Outdoor Luminaires | High Output | Parking Garage Luminaires | Standard | FALSE | [9 empty] | 42013 |  |  | NotYetVerified |  | 3 | 10711 | 85.7 | 125 | 11.2 | 0.99 | 5467 | 68
PV1MD924 | LSI Industries | EXTERIOR | XPG3D S LED 68 550 CW [UE 347 480] XXX DIM [ES IMSW BB CWBB] | Outdoor Luminaires | High Output | Parking Garage Luminaires | Standard | FALSE | [9 empty] | 42013 |  |  | NotYetVerified |  | 3 | 10711 | 85.7 | 125 | 11.2 | 0.99 | 5467 | 68
PNX8GFTM | LSI Industries | EXTERIOR | XPG3P S LED 68 550 CW [UE 347 480] XXX DIM [ES IMSW BB CWBB] | Outdoor Luminaires | High Output | Parking Garage Luminaires | Standard | FALSE | [9 empty] | 42013 |  |  | NotYetVerified |  | 3 | 10711 | 85.7 | 125 | 11.2 | 0.99 | 5467 | 68
PWBZ2Z3J | LSI Industries | EXTERIOR | XPG3P 5 LED 68 350 CW [UE 347 480] XXX BLS [ES IMSW BB CWBB] | Outdoor Luminaires | Mid Output | Parking Garage Luminaires | Standard | FALSE | [9 empty] | 42013 |  |  | NotYetVerified |  | 3 | 5814 | 77.1 | 75.4 | 10 | 0.985 | 5428 | 67
PAK6Z3YA | LSI Industries | EXTERIOR | XPG3D 5 LED 68 350 CW [UE 347 480] XXX BLS [ES IMSW BB CWBB] | Outdoor Luminaires | Mid Output | Parking Garage Luminaires | Standard | FALSE | [9 empty] | 42013 |  |  | NotYetVerified |  | 3 | 5814 | 77.1 | 75.4 | 10 | 0.985 | 5428 | 67
PVHN97JA | LSI Industries | EXTERIOR | XPG3P 5 LED 68 350 CW [UE 347 480] XXX DIM [ES IMSW BB CWBB] | Outdoor Luminaires | Mid Output | Parking Garage Luminaires | Standard | FALSE | [9 empty] | 42013 |  |  | NotYetVerified |  | 3 | 5814 | 77.1 | 75.4 | 10 | 0.985 | 5428 | 67
PS4XRGEU | LSI Industries | EXTERIOR | XPG3D 5 LED 68 350 CW [UE 347 480] XXX DIM [ES IMSW BB CWBB] | Outdoor Luminaires | Mid Output | Parking Garage Luminaires | Standard | FALSE | [9 empty] | 42013 |  |  | NotYetVerified |  | 3 | 5814 | 77.1 | 75.4 | 10 | 0.985 | 5428 | 67
PHY1FA18 | LSI Industries | EXTERIOR | XPG3D S LED 68 450 CW [UE 347 480] XXX BLS [ES IMSW BB CWBB] | Outdoor Luminaires | Mid Output | Parking Garage Luminaires | Standard | FALSE | [9 empty] | 42013 |  |  | NotYetVerified |  | 3 | 9578 | 97.9 | 97.8 | 9 | 0.989 | 5396 | 67
P2K11Z5F | LSI Industries | EXTERIOR | XPG3P S LED 68 450 CW [UE 347 480] XXX BLS [ES IMSW BB CWBB] | Outdoor Luminaires | Mid Output | Parking Garage Luminaires | Standard | FALSE | [9 empty] | 42013 |  |  | NotYetVerified |  | 3 | 9578 | 97.9 | 97.8 | 9 | 0.989 | 5396 | 67
PT4V5KKS | LSI Industries | EXTERIOR | XPG3P S LED 68 450 CW [UE 347 480] XXX DIM [ES IMSW BB CWBB] | Outdoor Luminaires | Mid Output | Parking Garage Luminaires | Standard | FALSE | [9 empty] | 42013 |  |  | NotYetVerified |  | 3 | 9578 | 97.9 | 97.8 | 9 | 0.989 | 5396 | 67
PCA9AHBA | LSI Industries | EXTERIOR | XPG3D S LED 68 450 CW [UE 347 480] XXX DIM [ES IMSW BB CWBB] | Outdoor Luminaires | Mid Output | Parking Garage Luminaires | Standard | FALSE | [9 empty] | 42013 |  |  | NotYetVerified |  | 3 | 9578 | 97.9 | 97.8 | 9 | 0.989 | 5396 | 67
PJBC1A3B | LSI Industries | EXTERIOR | XPG3P S LED 68 350 CW [UE 347 480] XXX BLS [ES IMSW BB CWBB] | Outdoor Luminaires | Mid Output | Parking Garage Luminaires | Standard | FALSE | [9 empty] | 42013 |  |  | NotYetVerified |  | 3 | 7511 | 100.1 | 75 | 10 | 0.983 | 5373 | 67
P2KV2H2J | LSI Industries | EXTERIOR | XPG3D S LED 68 350 CW [UE 347 480] XXX BLS [ES IMSW BB CWBB] | Outdoor Luminaires | Mid Output | Parking Garage Luminaires | Standard | FALSE | [9 empty] | 42013 |  |  | NotYetVerified |  | 3 | 7511 | 100.1 | 75 | 10 | 0.983 | 5373 | 67
PZTQNBGU | LSI Industries | EXTERIOR | XPG3P S LED 68 350 CW [UE 347 480] XXX DIM [ES IMSW BB CWBB] | Outdoor Luminaires | Mid Output | Parking Garage Luminaires | Standard | FALSE | [9 empty] | 42013 |  |  | NotYetVerified |  | 3 | 7511 | 100.1 | 75 | 10 | 0.983 | 5373 | 67
PD5E681H | LSI Industries | EXTERIOR | XPG3D S LED 68 350 CW [UE 347 480] XXX DIM [ES IMSW BB CWBB] | Outdoor Luminaires | Mid Output | Parking Garage Luminaires | Standard | FALSE | [9 empty] | 42013 |  |  | NotYetVerified |  | 3 | 7511 | 100.1 | 75 | 10 | 0.983 | 5373 | 67
PZA9EA6H | LSI Industries | EXTERIOR | XPG3D S LED 68 550 NW [UE 347 480] XXX BLS [ES IMSW BB CWBB] | Outdoor Luminaires | Mid Output | Parking Garage Luminaires | Standard | FALSE | [9 empty] | 42013 |  |  | NotYetVerified |  | 3 | 9880 | 78 | 126 | 11.3 | 0.99 | 4252 | 67
PDP17WJ3 | LSI Industries | EXTERIOR | XPG3P S LED 68 550 NW [UE 347 480] XXX BLS [ES IMSW BB CWBB] | Outdoor Luminaires | Mid Output | Parking Garage Luminaires | Standard | FALSE | [9 empty] | 42013 |  |  | NotYetVerified |  | 3 | 9880 | 78 | 126 | 11.3 | 0.99 | 4252 | 67
PNHUTCBW | LSI Industries | EXTERIOR | XPG3P S LED 68 550 NW [UE 347 480] XXX DIM [ES IMSW BB CWBB] | Outdoor Luminaires | Mid Output | Parking Garage Luminaires | Standard | FALSE | [9 empty] | 42013 |  |  | NotYetVerified |  | 3 | 9880 | 78 | 126 | 11.3 | 0.99 | 4252 | 67
P8K6PHUA | LSI Industries | EXTERIOR | XPG3D S LED 68 550 NW [UE 347 480] XXX DIM [ES IMSW BB CWBB] | Outdoor Luminaires | Mid Output | Parking Garage Luminaires | Standard | FALSE | [9 empty] | 42013 |  |  | NotYetVerified |  | 3 | 9880 | 78 | 126 | 11.3 | 0.99 | 4252 | 67
PVRNCE2Z | LSI Industries | EXTERIOR | XPG3D S LED 50 550 NW [UE 347 480] XXX BLS [ES IMSW BB CWBB] | Outdoor Luminaires | Mid Output | Parking Garage Luminaires | Standard | FALSE | [9 empty] | 42013 |  |  | NotYetVerified |  | 3 | 8456 | 93 | 91 | 8.4 | 0.989 | 4228 | 67
P91M7CDV | LSI Industries | EXTERIOR | XPG3P S LED 50 550 NW [UE 347 480] XXX BLS [ES IMSW BB CWBB] | Outdoor Luminaires | Mid Output | Parking Garage Luminaires | Standard | FALSE | [9 empty] | 42013 |  |  | NotYetVerified |  | 3 | 8456 | 93 | 91 | 8.4 | 0.989 | 4228 | 67
PAZX4SND | LSI Industries | EXTERIOR | XPG3D S LED 50 550 NW [UE 347 480] XXX DIM [ES IMSW BB CWBB] | Outdoor Luminaires | Mid Output | Parking Garage Luminaires | Standard | FALSE | [9 empty] | 42013 |  |  | NotYetVerified |  | 3 | 8456 | 93 | 91 | 8.4 | 0.989 | 4228 | 67
P46KKSXR | LSI Industries | EXTERIOR | XPG3P S LED 50 550 NW [UE 347 480] XXX DIM [ES IMSW BB CWBB] | Outdoor Luminaires | Mid Output | Parking Garage Luminaires | Standard | FALSE | [9 empty] | 42013 |  |  | NotYetVerified |  | 3 | 8456 | 93 | 91 | 8.4 | 0.989 | 4228 | 67
PR31PKBM | LSI Industries | EXTERIOR | XPG3P S LED 68 450 NW [UE 347 480] XXX BLS [ES IMSW BB CWBB] | Outdoor Luminaires | Mid Output | Parking Garage Luminaires | Standard | FALSE | [9 empty] | 42013 |  |  | NotYetVerified |  | 3 | 8584 | 87 | 98.7 | 8.9 | 0.989 | 4202 | 68
P5415J8U | LSI Industries | EXTERIOR | XPG3D S LED 68 450 NW [UE 347 480] XXX BLS [ES IMSW BB CWBB] | Outdoor Luminaires | Mid Output | Parking Garage Luminaires | Standard | FALSE | [9 empty] | 42013 |  |  | NotYetVerified |  | 3 | 8584 | 87 | 98.7 | 8.9 | 0.989 | 4202 | 68
PUECFT3M | LSI Industries | EXTERIOR | XPG3P S LED 68 450 NW [UE 347 480] XXX DIM [ES IMSW BB CWBB] | Outdoor Luminaires | Mid Output | Parking Garage Luminaires | Standard | FALSE | [9 empty] | 42013 |  |  | NotYetVerified |  | 3 | 8584 | 87 | 98.7 | 8.9 | 0.989 | 4202 | 68
PR4QADTY | LSI Industries | EXTERIOR | XPG3D S LED 68 450 NW [UE 347 480] XXX DIM [ES IMSW BB CWBB] | Outdoor Luminaires | Mid Output | Parking Garage Luminaires | Standard | FALSE | [9 empty] | 42013 |  |  | NotYetVerified |  | 3 | 8584 | 87 | 98.7 | 8.9 | 0.989 | 4202 | 68
P5JNVYVU | LSI Industries | EXTERIOR | XPG3P S LED 50 450 NW [UE 347 480] XXX BLS [ES IMSW BB CWBB] | Outdoor Luminaires | Mid Output | Parking Garage Luminaires | Standard | FALSE | [9 empty] | 42013 |  |  | NotYetVerified |  | 3 | 7313 | 100 | 73.4 | 9.2 | 0.984 | 4162 | 67
P1532CK8 | LSI Industries | EXTERIOR | XPG3D S LED 50 450 NW [UE 347 480] XXX BLS [ES IMSW BB CWBB] | Outdoor Luminaires | Mid Output | Parking Garage Luminaires | Standard | FALSE | [9 empty] | 42013 |  |  | NotYetVerified |  | 3 | 7313 | 100 | 73.4 | 9.2 | 0.984 | 4162 | 67
PA1GAYZC | LSI Industries | EXTERIOR | XPG3D S LED 50 450 NW [UE 347 480] XXX DIM [ES IMSW BB CWBB] | Outdoor Luminaires | Mid Output | Parking Garage Luminaires | Standard | FALSE | [9 empty] | 42013 |  |  | NotYetVerified |  | 3 | 7313 | 100 | 73.4 | 9.2 | 0.984 | 4162 | 67
P3H5HFJ2 | LSI Industries | EXTERIOR | XPG3P S LED 50 450 NW [UE 347 480] XXX DIM [ES IMSW BB CWBB] | Outdoor Luminaires | Mid Output | Parking Garage Luminaires | Standard | FALSE | [9 empty] | 42013 |  |  | NotYetVerified |  | 3 | 7313 | 100 | 73.4 | 9.2 | 0.984 | 4162 | 67
PRH6ZTJ5 | LSI Industries | EXTERIOR | XPG3P S LED 68 350 NW [UE 347 480] XXX BLS [ES IMSW BB CWBB] | Outdoor Luminaires | Mid Output | Parking Garage Luminaires | Standard | FALSE | [9 empty] | 42013 |  |  | NotYetVerified |  | 3 | 7051 | 93 | 75.7 | 9.8 | 0.99 | 4147 | 67
P63A1ZJ8 | LSI Industries | EXTERIOR | XPG3D S LED 68 350 NW [UE 347 480] XXX BLS [ES IMSW BB CWBB] | Outdoor Luminaires | Mid Output | Parking Garage Luminaires | Standard | FALSE | [9 empty] | 42013 |  |  | NotYetVerified |  | 3 | 7051 | 93 | 75.7 | 9.8 | 0.99 | 4147 | 67
PR4BTQWS | LSI Industries | EXTERIOR | XPG3D 5 LED 68 350 NW [UE 347 480] XXX BLS [ES IMSW BB CWBB] | Outdoor Luminaires | Mid Output | Parking Garage Luminaires | Standard | FALSE | [9 empty] | 42013 |  |  | NotYetVerified |  | 3 | 5695 | 75 | 75.8 | 9.8 | 0.984 | 4147 | 67
P3QZ7Y46 | LSI Industries | EXTERIOR | XPG3P 5 LED 68 350 NW [UE 347 480] XXX BLS [ES IMSW BB CWBB] | Outdoor Luminaires | Mid Output | Parking Garage Luminaires | Standard | FALSE | [9 empty] | 42013 |  |  | NotYetVerified |  | 3 | 5695 | 75 | 75.8 | 9.8 | 0.984 | 4147 | 67
PDJW6T8V | LSI Industries | EXTERIOR | XPG3D S LED 68 350 NW [UE 347 480] XXX DIM [ES IMSW BB CWBB] | Outdoor Luminaires | Mid Output | Parking Garage Luminaires | Standard | FALSE | [9 empty] | 42013 |  |  | NotYetVerified |  | 3 | 7051 | 93 | 75.7 | 9.8 | 0.99 | 4147 | 67
P92DVB6C | LSI Industries | EXTERIOR | XPG3P S LED 68 350 NW [UE 347 480] XXX DIM [ES IMSW BB CWBB] | Outdoor Luminaires | Mid Output | Parking Garage Luminaires | Standard | FALSE | [9 empty] | 42013 |  |  | NotYetVerified |  | 3 | 7051 | 93 | 75.7 | 9.8 | 0.99 | 4147 | 67
PAT2PWA1 | LSI Industries | EXTERIOR | XPG3D 5 LED 68 350 NW [UE 347 480] XXX DIM [ES IMSW BB CWBB] | Outdoor Luminaires | Mid Output | Parking Garage Luminaires | Standard | FALSE | [9 empty] | 42013 |  |  | NotYetVerified |  | 3 | 5695 | 75 | 75.8 | 9.8 | 0.984 | 4147 | 67
P815ZSUR | LSI Industries | EXTERIOR | XPG3P 5 LED 68 350 NW [UE 347 480] XXX DIM [ES IMSW BB CWBB] | Outdoor Luminaires | Mid Output | Parking Garage Luminaires | Standard | FALSE | [9 empty] | 42013 |  |  | NotYetVerified |  | 3 | 5695 | 75 | 75.8 | 9.8 | 0.984 | 4147 | 67
PY287YRT | LSI Industries | EXTERIOR | XPG3D S LED 50 350 NW [UE 347 480] XXX BLS [ES IMSW BB CWBB] | Outdoor Luminaires | Mid Output | Parking Garage Luminaires | Standard | FALSE | [9 empty] | 42013 |  |  | NotYetVerified |  | 3 | 5998 | 106 | 56.5 | 10.5 | 0.975 | 4117 | 67
P28YJ1Z4 | LSI Industries | EXTERIOR | XPG3P S LED 50 350 NW [UE 347 480] XXX BLS [ES IMSW BB CWBB] | Outdoor Luminaires | Mid Output | Parking Garage Luminaires | Standard | FALSE | [9 empty] | 42013 |  |  | NotYetVerified |  | 3 | 5998 | 106 | 56.5 | 10.5 | 0.975 | 4117 | 67
PAB2Y584 | LSI Industries | EXTERIOR | XPG3P 5 LED 50 350 NW [UE 347 480] XXX BLS [ES IMSW BB CWBB] | Outdoor Luminaires | Low Output | Parking Garage Luminaires | Standard | FALSE | [9 empty] | 42013 |  |  | NotYetVerified |  | 3 | 4245 | 76 | 56 | 10.5 | 0.975 | 4117 | 67
P4C86XH2 | LSI Industries | EXTERIOR | XPG3D S LED 50 350 NW [UE 347 480] XXX DIM [ES IMSW BB CWBB] | Outdoor Luminaires | Mid Output | Parking Garage Luminaires | Standard | FALSE | [9 empty] | 42013 |  |  | NotYetVerified |  | 3 | 5998 | 106 | 56.5 | 10.5 | 0.975 | 4117 | 67
P1KN544F | LSI Industries | EXTERIOR | XPG3P S LED 50 350 NW [UE 347 480] XXX DIM [ES IMSW BB CWBB] | Outdoor Luminaires | Mid Output | Parking Garage Luminaires | Standard | FALSE | [9 empty] | 42013 |  |  | NotYetVerified |  | 3 | 5998 | 106 | 56.5 | 10.5 | 0.975 | 4117 | 67
PTJWVSFV | LSI Industries | EXTERIOR | XPG3P 5 LED 50 350 NW [UE 347 480] XXX DIM [ES IMSW BB CWBB] | Outdoor Luminaires | Low Output | Parking Garage Luminaires | Standard | FALSE | [9 empty] | 42013 |  |  | NotYetVerified |  | 3 | 4245 | 76 | 56 | 10.5 | 0.975 | 4117 | 67
PHJSTZUE | LSI Industries | EXTERIOR | XPG3D 5 LED 50 350 NW [UE 347 480] XXX BLS [ES IMSW BB CWBB] | Outdoor Luminaires | Low Output | Parking Garage Luminaires | Standard | FALSE | [9 empty] | 42013 |  |  | NotYetVerified |  | 3 | 4245 | 76 | 56.5 | 14.5 | 0.971 | 4000 | 67
PKBKQJU5 | LSI Industries | EXTERIOR | XPG3D 5 LED 50 350 NW [UE 347 480] XXX DIM [ES IMSW BB CWBB] | Outdoor Luminaires | Low Output | Parking Garage Luminaires | Standard | FALSE | [9 empty] | 42013 |  |  | NotYetVerified |  | 3 | 4245 | 76 | 56.5 | 14.5 | 0.971 | 4000 | 67
PU6PZE22 | Infinilux Corporation | Infinilux CLSG Series | CLSGXX24-01 (5000K) | Outdoor Luminaires | Low Output | Parking Garage Luminaires | Standard | TRUE | 2817 | 101.37 | 27.79 | 13.7 | 0.9089 | 4599 | 73 | 5 | 100000 | 42011 |  |  | NotYetVerified | Qualified with dimming and non-dimming driver options | 3 | 2817 | 101 | 28 |  | 0.9 | 5000 | 70
PN9MDRZD | Infinilux Corporation | Infinilux CRSG Series | CRSGXX24-01 (5000K) | Outdoor Luminaires | Low Output | Parking Garage Luminaires | Standard | FALSE | [7 empty] | 5 |  | 42011 |  |  | NotYetVerified | Qualified with dimming and non-dimming driver options | 3 | 2817 | 101 | 28 |  | 0.9 | 5000 | 70
PS5MPX6N | Barron Lighting Group | Barron Lighting Group | TLED-SC-24-VS-G | Outdoor Luminaires | Low Output | Parking Garage Luminaires | Standard | FALSE | [9 empty] | 42011 |  |  | NotYetVerified | Qualified with dimming and non-dimming driver options | 3 | 2817 | 101 | 28 |  | 0.9 | 5000 | 70
PXAK3TRV | Barron Lighting Group | Barron Lighting Group | TLED-SC-48-VS-G | Outdoor Luminaires | Mid Output | Parking Garage Luminaires | Standard | FALSE | [9 empty] | 42011 | Not Yet Verified | Not Yet Verified | NotYetVerified | Qualified with dimming and non-dimming driver options | 3 | 5712 | 104 | 55 |  | 0.9 | 5000 | 70
PPE623EB | Barron Lighting Group | Barron Lighting Group | TLED-SC-36-VS-G | Outdoor Luminaires | Low Output | Parking Garage Luminaires | Standard | FALSE | [9 empty] | 42011 | Not Yet Verified | Not Yet Verified | NotYetVerified | Qualified with dimming and non-dimming driver options | 3 | 4119 | 101 | 41 |  | 0.9 | 5000 | 70
P2EHVCUP | Barron Lighting Group | Barron Lighting Group | TLED-SC-18-VS-G | Outdoor Luminaires | Low Output | Parking Garage Luminaires | Standard | FALSE | [9 empty] | 42011 | Not Yet Verified | Not Yet Verified | NotYetVerified |  | 3 | 1907 | 92 |  |  |  | 4500
PCRJ2ZXB | Barron Lighting Group | Barron Lighting Group | TLED-SC-64-VS-G | Outdoor Luminaires | Mid Output | Parking Garage Luminaires | Standard | FALSE | [9 empty] | 42011 | Not Yet Verified | Not Yet Verified | NotYetVerified |  | 3 | 7250 | 100 | 72
PCJNUZBJ | QSSI | QSSI | VN50IG41U5K* | Outdoor Luminaires | Low Output | Parking Garage Luminaires | Standard | TRUE | 4576 | 111.46 | 41.05 | 10.8 | 0.9599 | 4837 | 74 | 5 | 190000 | 42009 |  |  | NotYetVerified | Qualified with dimming and non-dimming driver options | 3 | 4576 | 112 | 41 |  | 0.9 | 5000 | 75
PH9ZEQWT | QSSI | QSSI | VN50IG55U5K* | Outdoor Luminaires | Mid Output | Parking Garage Luminaires | Standard | TRUE | 6142 | 113.57 | 54.08 | 14.7 | 0.9046 | 4943 | 74 | 5 | 190000 | 42009 |  |  | NotYetVerified | Qualified with dimming and non-dimming driver options | 3 | 6142 | 114 | 54 |  | 0.9 | 5000 | 75
PB54VZSY | QSSI | QSSI | VN51IG55U5K* | Outdoor Luminaires | Mid Output | Parking Garage Luminaires | Standard | FALSE | [9 empty] | 42009 |  |  | NotYetVerified | Qualified with dimming and non-dimming driver options | 3 | 6142 | 114 | 54 |  | 0.9 | 5000 | 75
PKKNQ1CV | InLine Electrical Resources | IER | IER-RK-80W(4000K) | Outdoor Luminaires | Mid Output | Parking Garage Luminaires | Standard | TRUE | 5950.2 | 75.22 | 79.1 | 9.7 | 0.914 | 4127 | 74.8 | 5 | 50000 | 42003 |  |  | NotYetVerified |  | 3 | 5950.2 | 75.22 | 79.1 | 9.7 | 0.9136 | 4000 | 74.8
P7SRJFFQ | InLine Electrical Resources | IER | IER-RK-120W(4000K) | Outdoor Luminaires | Mid Output | Parking Garage Luminaires | Standard | TRUE | 8932.8 | 75.38 | 118.5 | 10.6 | 0.911 | 4163 | 74.8 | 5 | 50000 | 42003 |  |  | NotYetVerified |  | 3 | 8932.8 | 75.38 | 118.5 | 10.6 | 0.9112 | 4000 | 74.8
PFMTPKD7 | InLine Electrical Resources | IER | IER-RK-120W(5700K) | Outdoor Luminaires | High Output | Parking Garage Luminaires | Standard | FALSE | [9 empty] | 42003 | Not Dimmable | Not Dimmable | NotYetVerified |  | 3 | 10284 | 86.42 | 119 | 13.1 | 0.9231 | 5700 | 71.8
PPB357BS | InLine Electrical Resources | IER | IER-RK-80W(5700K) | Outdoor Luminaires | Mid Output | Parking Garage Luminaires | Standard | FALSE | [9 empty] | 42003 | Not Dimmable | Not Dimmable | NotYetVerified |  | 3 | 6884 | 87.47 | 78.7 | 9.73 | 0.9228 | 5700 | 71.8
PKTAC9W4 | InLine Electrical Resources | IER | IER-RK-120W(5000K) | Outdoor Luminaires | Mid Output | Parking Garage Luminaires | Standard | FALSE | [9 empty] | 42003 | Not Dimmable | Not Dimmable | NotYetVerified |  | 3 | 8932.8 | 75.38 | 118.5 | 10.6 | 0.9112 | 5000 | 74.8
PQXK86YQ | InLine Electrical Resources | IER | IER-RK-80W(5000K) | Outdoor Luminaires | Mid Output | Parking Garage Luminaires | Standard | FALSE | [9 empty] | 42003 | Not Dimmable | Not Dimmable | NotYetVerified |  | 3 | 5950.2 | 75.22 | 79.1 | 9.7 | 0.9136 | 5000 | 74.8
PM97E2UF | InLine Electrical Resources | IER | IER-RK-120W(4500K) | Outdoor Luminaires | Mid Output | Parking Garage Luminaires | Standard | FALSE | [9 empty] | 42003 | Not Dimmable | Not Dimmable | NotYetVerified |  | 3 | 8932.8 | 75.38 | 118.5 | 10.6 | 0.9112 | 4500 | 74.8
PN6WY266 | InLine Electrical Resources | IER | IER-RK-80W(4500K) | Outdoor Luminaires | Mid Output | Parking Garage Luminaires | Standard | FALSE | [9 empty] | 42003 | Not Dimmable | Not Dimmable | NotYetVerified |  | 3 | 5950.2 | 75.22 | 79.1 | 9.7 | 0.9136 | 4500 | 74.8
PAWHWM1N | Feexer Supply Inc. | Feexer Supply | SL-120W-5000K-lll-YY-XX | Outdoor Luminaires | High Output | Parking Garage Luminaires | Standard | FALSE | [9 empty] | 42002 |  |  | NotYetVerified |  | 3 | 11000 | 90 | 120 | 20 | 0.9 | 5000 | 65
PBTVN6CE2 | MHT Lighting | MHT Lighting | MHTL-RGL-72E-4K-U-DB | Outdoor Luminaires | Mid Output | Parking Garage Luminaires | Standard | TRUE | 6454 | 90.97 | 70.95 | 11.9 | 0.93 | 3966 | 69.7 | 5 | 100000 | 41996 |  |  | NotYetVerified |  | 3 | 6454 | 90.97 | 70.95 | 11.9 | 0.93 | 3966 | 69.7
PKTNV2YPP | MHT Lighting | MHT Lighting | MHTL-RGL-72E-5K-U-DB | Outdoor Luminaires | Mid Output | Parking Garage Luminaires | Standard | FALSE | [9 empty] | 41996 |  |  | NotYetVerified |  | 3 | 6841 | 94.72 | 72.22 | 11.76 | 0.932 | 4920 | 70.9
P26VMVN5 | Fleco Industries | Texas Fluorescents | PGL55W4300LMV50K | Outdoor Luminaires | Low Output | Parking Garage Luminaires | Standard | TRUE | 4309.79 | 78 | 55.14 | 16 | 0.96 | 5100 | 67.2 | 5 |  | 41995 |  |  | NotYetVerified | Only qualified at 20Â° setting | 3 | 4000 | 74 | 54 |  |  | 5000 | 70
PVRXD5PP | Mobern Lighting Co | Mobern Lighting Co | MPGLLED55MVGR50 | Outdoor Luminaires | Low Output | Parking Garage Luminaires | Standard | TRUE | 4309.79 | 78 | 55.14 | 16 | 0.96 | 5100 | 67.2 | 5 |  | 41995 |  |  | NotYetVerified | Only qualified at 20Â° setting | 3 | 4000 | 74 | 54 |  |  | 5000 | 70
PKWZM3TG | Orion Energy Systems Inc | Harris | CLLEDRF060XXX | Outdoor Luminaires | Mid Output | Parking Garage Luminaires | Standard | TRUE | 5145 | 78.99 | 65.13 | 13.5 | 0.958 | 5112 | 73 | 5 | 50000 | 41995 |  |  | NotYetVerified |  | 3 | 5145 | 78 | 65.13 |  | 0.98 | 5112 | 75
P4YSV3ZW | Orion Energy Systems Inc | Harris | CLLEDRF060SDX | Outdoor Luminaires | Mid Output | Parking Garage Luminaires | Standard | FALSE | [9 empty] | 41995 |  |  | NotYetVerified |  | 3 | 5145 | 78 | 65.13 |  | 0.98 | 5112 | 75
PC5NSEWU | Orion Energy Systems Inc | Harris | CLLEDRF060FDX | Outdoor Luminaires | Mid Output | Parking Garage Luminaires | Standard | FALSE | [9 empty] | 41995 |  |  | NotYetVerified |  | 3 | 5145 | 78 | 65.13 |  | 0.98 | 5112 | 75
PEKFAWTJ | Philips Day-Brite | Philips Day-Brite | DWAE43L835-4-UNV-WHP-[MD360W] | Outdoor Luminaires | Low Output | Parking Garage Luminaires | Premium | FALSE | [9 empty] | 41983 |  |  | Yes | Product updated on 3/8/2017 | 4.1 | 3911.18 | 115.72 | 33.8 | 20 | 0.9 | 3500 | 80
PJYWNBCC | Philips Day-Brite | Philips Day-Brite | V2WPE51L850-8-UNV-SDIM-WHP-[MD360W] | Outdoor Luminaires | Mid Output | Parking Garage Luminaires | Standard | FALSE | [9 empty] | 41983 |  |  | Yes | Product updated on 3/8/2017 | 4.1 | 8591.06 | 107.39 | 80 | 20 | 0.9 | 5000 | 80
P5TSGPRX | Philips Day-Brite | Philips Day-Brite | V2WPE51L850-8-UNV-WHP-[MD360W] | Outdoor Luminaires | Mid Output | Parking Garage Luminaires | Standard | FALSE | [9 empty] | 41983 |  |  | Yes | Product updated on 3/8/2017 | 4.1 | 8591.06 | 107.93 | 79.6 | 20 | 0.9 | 5000 | 80
PZSXQYSN | Philips Day-Brite | Philips Day-Brite | V2WAE51L850-4-UNV-SDIM-WHP-[MD360W] | Outdoor Luminaires | Low Output | Parking Garage Luminaires | Premium | FALSE | [9 empty] | 41983 |  |  | Yes | Product updated on 3/8/2017 | 4.1 | 4720.74 | 118.02 | 40 | 20 | 0.9 | 5000 | 80
PX1XS4TU | Philips Day-Brite | Philips Day-Brite | V2WAE51L850-4-UNV-WHP-[MD360W] | Outdoor Luminaires | Low Output | Parking Garage Luminaires | Premium | FALSE | [9 empty] | 41983 |  |  | Yes | Product updated on 3/8/2017 | 4.1 | 4720.74 | 118.61 | 39.8 | 20 | 0.9 | 5000 | 80
PYQKFW7S | Philips Day-Brite | Philips Day-Brite | V2WLE51L850-4-UNV-SDIM-WHP-[MD360W] | Outdoor Luminaires | Low Output | Parking Garage Luminaires | Standard | FALSE | [9 empty] | 41983 |  |  | Yes | Product updated on 3/8/2017 | 4.1 | 4531.87 | 113.3 | 40 | 20 | 0.9 | 5000 | 80
P3XA1QGR | Philips Day-Brite | Philips Day-Brite | V2WLE51L850-4-UNV-WHP-[MD360W] | Outdoor Luminaires | Low Output | Parking Garage Luminaires | Standard | FALSE | [9 empty] | 41983 |  |  | Yes | Product updated on 3/8/2017 | 4.1 | 4531.87 | 113.87 | 39.8 | 20 | 0.9 | 5000 | 80
PG1TPCPM | Philips Day-Brite | Philips Day-Brite | V2WPE51L850-4-UNV-SDIM-WHP-[MD360W] | Outdoor Luminaires | Low Output | Parking Garage Luminaires | Standard | FALSE | [9 empty] | 41983 |  |  | Yes | Product updated on 3/8/2017 | 4.1 | 4295.53 | 107.39 | 40 | 20 | 0.9 | 5000 | 80
PANCT4NC | Philips Day-Brite | Philips Day-Brite | V2WPE51L850-4-UNV-WHP-[MD360W] | Outdoor Luminaires | Low Output | Parking Garage Luminaires | Standard | FALSE | [9 empty] | 41983 |  |  | Yes | Product updated on 3/8/2017 | 4.1 | 4295.53 | 107.93 | 39.8 | 20 | 0.9 | 5000 | 80
PY134HUG | Philips Day-Brite | Philips Day-Brite | V2WAE43L850-4-UNV-WHP-[MD360W] | Outdoor Luminaires | Low Output | Parking Garage Luminaires | Premium | FALSE | [9 empty] | 41983 |  |  | Yes | Product updated on 3/8/2017 | 4.1 | 4030.91 | 119.26 | 33.8 | 20 | 0.9 | 5000 | 80
PMJ7GUYA | Philips Day-Brite | Philips Day-Brite | DWAE43L850-4-UNV-WHP-[MD360W] | Outdoor Luminaires | Low Output | Parking Garage Luminaires | Premium | FALSE | [9 empty] | 41983 |  |  | Yes | Product updated on 3/8/2017 | 4.1 | 4030.91 | 119.26 | 33.8 | 20 | 0.9 | 5000 | 80
PT2YDMD5 | Philips Day-Brite | Philips Day-Brite | V2WAE43L850-4-UNV-SDIM-WHP-[MD360W] | Outdoor Luminaires | Low Output | Parking Garage Luminaires | Premium | FALSE | [9 empty] | 41983 |  |  | Yes | Product updated on 3/8/2017 | 4.1 | 4030.91 | 118.56 | 34 | 20 | 0.9 | 5000 | 80
PD3S2WVG | Philips Day-Brite | Philips Day-Brite | DWAE43L850-4-UNV-SDIM-WHP-[MD360W] | Outdoor Luminaires | Low Output | Parking Garage Luminaires | Premium | FALSE | [9 empty] | 41983 |  |  | Yes | Product updated on 3/8/2017 | 4.1 | 4030.91 | 118.56 | 34 | 20 | 0.9 | 5000 | 80
PPZAX1SK | Philips Day-Brite | Philips Day-Brite | V2WLE43L850-4-UNV-WHP-[MD360W] | Outdoor Luminaires | Low Output | Parking Garage Luminaires | Standard | FALSE | [9 empty] | 41983 |  |  | Yes | Product updated on 3/8/2017 | 4.1 | 3870.32 | 114.51 | 33.8 | 20 | 0.9 | 5000 | 80
PUBG8BRW | Philips Day-Brite | Philips Day-Brite | V2WLE43L850-4-UNV-SDIM-WHP-[MD360W] | Outdoor Luminaires | Low Output | Parking Garage Luminaires | Standard | FALSE | [9 empty] | 41983 |  |  | Yes | Product updated on 3/8/2017 | 4.1 | 3870.32 | 113.83 | 34 | 20 | 0.9 | 5000 | 80
PT1QQ55S | Philips Day-Brite | Philips Day-Brite | V2WPE43L850-4-UNV-WHP-[MD360W] | Outdoor Luminaires | Low Output | Parking Garage Luminaires | Standard | FALSE | [9 empty] | 41983 |  |  | Yes | Product updated on 3/8/2017 | 4.1 | 3668.32 | 108.53 | 33.8 | 20 | 0.9 | 5000 | 80
P78UB14W | Philips Day-Brite | Philips Day-Brite | V2WPE43L850-4-UNV-SDIM-WHP-[MD360W] | Outdoor Luminaires | Low Output | Parking Garage Luminaires | Standard | FALSE | [9 empty] | 41983 |  |  | Yes | Product updated on 3/8/2017 | 4.1 | 3668.32 | 107.89 | 34 | 20 | 0.9 | 5000 | 80
PCS9D847 | Philips Day-Brite | Philips Day-Brite | V2WAE51L850-8-UNV-SDIM-WHP-[MD360W] | Outdoor Luminaires | High Output | Parking Garage Luminaires | Standard | FALSE | [9 empty] | 41983 |  |  | Yes | Product updated on 3/8/2017 | 4.1 | 9441.48 | 118.02 | 80 | 20 | 0.9 | 5000 | 80
PBAHPRZ5 | Philips Day-Brite | Philips Day-Brite | V2WAE51L850-8-UNV-WHP-[MD360W] | Outdoor Luminaires | High Output | Parking Garage Luminaires | Standard | FALSE | [9 empty] | 41983 |  |  | Yes | Product updated on 3/8/2017 | 4.1 | 9441.48 | 118.61 | 79.6 | 20 | 0.9 | 5000 | 80
PXK9ESRK | Philips Day-Brite | Philips Day-Brite | V2WLE51L850-8-UNV-WHP-[MD360W] | Outdoor Luminaires | High Output | Parking Garage Luminaires | Standard | FALSE | [9 empty] | 41983 |  |  | Yes | Product updated on 3/8/2017 | 4.1 | 9063.74 | 113.87 | 79.6 | 20 | 0.9 | 5000 | 80
P7JRRVFQ | Philips Day-Brite | Philips Day-Brite | V2WLE51L850-8-UNV-SDIM-WHP-[MD360W] | Outdoor Luminaires | High Output | Parking Garage Luminaires | Standard | FALSE | [9 empty] | 41983 |  |  | Yes | Product updated on 3/8/2017 | 4.1 | 9063.74 | 113.3 | 80 | 20 | 0.9 | 5000 | 80
PDSUHXW6 | Philips Day-Brite | Philips Day-Brite | V2WPE51L840-8-UNV-WHP-[MD360W] | Outdoor Luminaires | Mid Output | Parking Garage Luminaires | Standard | FALSE | [9 empty] | 41983 |  |  | Yes | Product updated on 3/8/2017 | 4.1 | 8506 | 106.86 | 79.6 | 20 | 0.9 | 4000 | 80
PCZ8388U | Philips Day-Brite | Philips Day-Brite | V2WPE51L840-8-UNV-SDIM-WHP-[MD360W] | Outdoor Luminaires | Mid Output | Parking Garage Luminaires | Standard | FALSE | [9 empty] | 41983 |  |  | Yes | Product updated on 3/8/2017 | 4.1 | 8506 | 106.33 | 80 | 20 | 0.9 | 4000 | 80
P9FNPAYV | Philips Day-Brite | Philips Day-Brite | V2WAE51L840-4-UNV-SDIM-WHP-[MD360W] | Outdoor Luminaires | Low Output | Parking Garage Luminaires | Premium | FALSE | [9 empty] | 41983 |  |  | Yes | Product updated on 3/8/2017 | 4.1 | 4674 | 116.85 | 40 | 20 | 0.9 | 4000 | 80
P6KD5RPU | Philips Day-Brite | Philips Day-Brite | V2WAE51L840-4-UNV-WHP-[MD360W] | Outdoor Luminaires | Low Output | Parking Garage Luminaires | Premium | FALSE | [9 empty] | 41983 |  |  | Yes | Product updated on 3/8/2017 | 4.1 | 4674 | 117.44 | 39.8 | 20 | 0.9 | 4000 | 80
PXCW17KC | Philips Day-Brite | Philips Day-Brite | V2WLE51L840-4-UNV-SDIM-WHP-[MD360W] | Outdoor Luminaires | Low Output | Parking Garage Luminaires | Standard | FALSE | [9 empty] | 41983 |  |  | Yes | Product updated on 3/8/2017 | 4.1 | 4487 | 112.18 | 40 | 20 | 0.9 | 4000 | 80
PPTW4ZP2 | Philips Day-Brite | Philips Day-Brite | V2WLE51L840-4-UNV-WHP-[MD360W] | Outdoor Luminaires | Low Output | Parking Garage Luminaires | Standard | FALSE | [9 empty] | 41983 |  |  | Yes | Product updated on 3/8/2017 | 4.1 | 4487 | 112.74 | 39.8 | 20 | 0.9 | 4000 | 80
PYWUFSJS | Philips Day-Brite | Philips Day-Brite | V2WPE51L840-4-UNV-SDIM-WHP-[MD360W] | Outdoor Luminaires | Low Output | Parking Garage Luminaires | Standard | FALSE | [9 empty] | 41983 |  |  | Yes | Product updated on 3/8/2017 | 4.1 | 4253 | 106.33 | 40 | 20 | 0.9 | 4000 | 80
P1PFR1ZE | Philips Day-Brite | Philips Day-Brite | V2WPE51L840-4-UNV-WHP-[MD360W] | Outdoor Luminaires | Low Output | Parking Garage Luminaires | Standard | FALSE | [9 empty] | 41983 |  |  | Yes | Product updated on 3/8/2017 | 4.1 | 4253 | 106.86 | 39.8 | 20 | 0.9 | 4000 | 80
PJ26XPBK | Philips Day-Brite | Philips Day-Brite | DWAE43L840-4-UNV-WHP-[MD360W] | Outdoor Luminaires | Low Output | Parking Garage Luminaires | Premium | FALSE | [9 empty] | 41983 |  |  | Yes | Product updated on 3/8/2017 | 4.1 | 3991 | 118.08 | 33.8 | 20 | 0.9 | 4000 | 80
P2A1HN1T | Philips Day-Brite | Philips Day-Brite | V2WAE43L840-4-UNV-WHP-[MD360W] | Outdoor Luminaires | Low Output | Parking Garage Luminaires | Premium | FALSE | [9 empty] | 41983 |  |  | Yes | Product updated on 3/8/2017 | 4.1 | 3991 | 118.08 | 33.8 | 20 | 0.9 | 4000 | 80
PUJC6E3F | Philips Day-Brite | Philips Day-Brite | V2WAE43L840-4-UNV-SDIM-WHP-[MD360W] | Outdoor Luminaires | Low Output | Parking Garage Luminaires | Premium | FALSE | [9 empty] | 41983 |  |  | Yes | Product updated on 3/8/2017 | 4.1 | 3991 | 117.38 | 34 | 20 | 0.9 | 4000 | 80
PP7N2GTE | Philips Day-Brite | Philips Day-Brite | DWAE43L840-4-UNV-SDIM-WHP-[MD360W] | Outdoor Luminaires | Low Output | Parking Garage Luminaires | Premium | FALSE | [9 empty] | 41983 |  |  | Yes | Product updated on 3/8/2017 | 4.1 | 3991 | 117.38 | 34 | 20 | 0.9 | 4000 | 80
P2DD5BMU | Philips Day-Brite | Philips Day-Brite | V2WLE43L840-4-UNV-WHP-[MD360W] | Outdoor Luminaires | Low Output | Parking Garage Luminaires | Standard | FALSE | [9 empty] | 41983 |  |  | Yes | Product updated on 3/8/2017 | 4.1 | 3832 | 113.37 | 33.8 | 20 | 0.9 | 4000 | 80
PKC6NX4X | Philips Day-Brite | Philips Day-Brite | V2WLE43L840-4-UNV-SDIM-WHP-[MD360W] | Outdoor Luminaires | Low Output | Parking Garage Luminaires | Standard | FALSE | [9 empty] | 41983 |  |  | Yes | Product updated on 3/8/2017 | 4.1 | 3832 | 112.71 | 34 | 20 | 0.9 | 4000 | 80
P4ZX863T | Philips Day-Brite | Philips Day-Brite | V2WPE43L840-4-UNV-WHP-[MD360W] | Outdoor Luminaires | Low Output | Parking Garage Luminaires | Standard | FALSE | [9 empty] | 41983 |  |  | Yes | Product updated on 3/8/2017 | 4.1 | 3632 | 107.46 | 33.8 | 20 | 0.9 | 4000 | 80
P6QXC2FJ | Philips Day-Brite | Philips Day-Brite | V2WPE43L840-4-UNV-SDIM-WHP-[MD360W] | Outdoor Luminaires | Low Output | Parking Garage Luminaires | Standard | FALSE | [9 empty] | 41983 |  |  | Yes | Product updated on 3/8/2017 | 4.1 | 3632 | 106.82 | 34 | 20 | 0.9 | 4000 | 80
PKJ4GS7A | Philips Day-Brite | Philips Day-Brite | V2WAE51L840-8-UNV-WHP-[MD360W] | Outdoor Luminaires | High Output | Parking Garage Luminaires | Standard | FALSE | [9 empty] | 41983 |  |  | Yes | Product updated on 3/8/2017 | 4.1 | 9348 | 117.44 | 79.6 | 20 | 0.9 | 4000 | 80
PG97W89D | Philips Day-Brite | Philips Day-Brite | V2WAE51L840-8-UNV-SDIM-WHP-[MD360W] | Outdoor Luminaires | High Output | Parking Garage Luminaires | Standard | FALSE | [9 empty] | 41983 |  |  | Yes | Product updated on 3/8/2017 | 4.1 | 9348 | 116.85 | 80 | 20 | 0.9 | 4000 | 80
PKP4NG62 | Philips Day-Brite | Philips Day-Brite | V2WLE51L840-8-UNV-WHP-[MD360W] | Outdoor Luminaires | High Output | Parking Garage Luminaires | Standard | FALSE | [9 empty] | 41983 |  |  | Yes | Product updated on 3/8/2017 | 4.1 | 8974 | 112.74 | 79.6 | 20 | 0.9 | 4000 | 80
PFQ4YDFC | Philips Day-Brite | Philips Day-Brite | V2WLE51L840-8-UNV-SDIM-WHP-[MD360W] | Outdoor Luminaires | High Output | Parking Garage Luminaires | Standard | FALSE | [9 empty] | 41983 |  |  | Yes | Product updated on 3/8/2017 | 4.1 | 8974 | 112.18 | 80 | 20 | 0.9 | 4000 | 80
PZFKZZJA | Philips Day-Brite | Philips Day-Brite | V2WPE51L835-8-UNV-SDIM-WHP-[MD360W] | Outdoor Luminaires | Mid Output | Parking Garage Luminaires | Standard | FALSE | [9 empty] | 41983 |  |  | Yes | Product updated on 3/8/2017 | 4.1 | 8335.88 | 104.2 | 80 | 20 | 0.9 | 3500 | 80
PFWDN7BP | Philips Day-Brite | Philips Day-Brite | V2WPE51L835-8-UNV-WHP-[MD360W EMLED] | Outdoor Luminaires | Mid Output | Parking Garage Luminaires | Standard | FALSE | [9 empty] | 41983 |  |  | Yes | Product updated on 3/8/2017 | 4.1 | 8335.88 | 104.72 | 79.6 | 20 | 0.9 | 3500 | 80
PZXN6M8A | Philips Day-Brite | Philips Day-Brite | V2WAE51L835-4-UNV-SDIM-WHP-[MD360W] | Outdoor Luminaires | Low Output | Parking Garage Luminaires | Standard | FALSE | [9 empty] | 41983 |  |  | Yes | Product updated on 3/8/2017 | 4.1 | 4580.52 | 114.51 | 40 | 20 | 0.9 | 3500 | 80
PTG7GDYG | Philips Day-Brite | Philips Day-Brite | DWAE51L835-4-UNV-SDIM-WHP-[MD360W] | Outdoor Luminaires | Low Output | Parking Garage Luminaires | Standard | FALSE | [9 empty] | 41983 |  |  | Yes | Product updated on 3/8/2017 | 4.1 | 4580.52 | 114.51 | 40 | 20 | 0.9 | 3500 | 80
P76S8R1C | Philips Day-Brite | Philips Day-Brite | DWAE51L835-4-UNV-WHP-[MD360W] | Outdoor Luminaires | Low Output | Parking Garage Luminaires | Premium | FALSE | [9 empty] | 41983 |  |  | Yes | Product updated on 3/8/2017 | 4.1 | 4580.52 | 115.09 | 39.8 | 20 | 0.9 | 3500 | 80
P68HYFFA | Philips Day-Brite | Philips Day-Brite | V2WAE51L835-4-UNV-WHP-[MD360W] | Outdoor Luminaires | Low Output | Parking Garage Luminaires | Premium | FALSE | [9 empty] | 41983 |  |  | Yes | Product updated on 3/8/2017 | 4.1 | 4580.52 | 115.09 | 39.8 | 20 | 0.9 | 3500 | 80
PPJP2BDN | Philips Day-Brite | Philips Day-Brite | V2WLE51L835-4-UNV-SDIM-WHP-[MD360W] | Outdoor Luminaires | Low Output | Parking Garage Luminaires | Standard | FALSE | [9 empty] | 41983 |  |  | Yes | Product updated on 3/8/2017 | 4.1 | 4397.26 | 109.93 | 40 | 20 | 0.9 | 3500 | 80
PFV3KT8Q | Philips Day-Brite | Philips Day-Brite | V2WLE51L835-4-UNV-WHP-[MD360W] | Outdoor Luminaires | Low Output | Parking Garage Luminaires | Standard | FALSE | [9 empty] | 41983 |  |  | Yes | Product updated on 3/8/2017 | 4.1 | 4397.26 | 110.48 | 39.8 | 20 | 0.9 | 3500 | 80
PPRE11X4 | Philips Day-Brite | Philips Day-Brite | V2WPE51L835-4-UNV-SDIM-WHP-[MD360W] | Outdoor Luminaires | Low Output | Parking Garage Luminaires | Standard | FALSE | [9 empty] | 41983 |  |  | Yes | Product updated on 3/8/2017 | 4.1 | 4167.94 | 104.2 | 40 | 20 | 0.9 | 3500 | 80
PAWMFKGB | Philips Day-Brite | Philips Day-Brite | V2WPE51L835-4-UNV-WHP-[MD360W] | Outdoor Luminaires | Low Output | Parking Garage Luminaires | Standard | FALSE | [9 empty] | 41983 |  |  | Yes | Product updated on 3/8/2017 | 4.1 | 4167.94 | 104.72 | 39.8 | 20 | 0.9 | 3500 | 80
PCRANKTE | Philips Day-Brite | Philips Day-Brite | V2WAE43L835-4-UNV-WHP-[MD360W] | Outdoor Luminaires | Low Output | Parking Garage Luminaires | Premium | FALSE | [9 empty] | 41983 |  |  | Yes | Product updated on 3/8/2017 | 4.1 | 3911.18 | 115.72 | 33.8 | 20 | 0.9 | 3500 | 80
PTJPGR81 | Philips Day-Brite | Philips Day-Brite | DWAE43L835-4-UNV-SDIM-WHP-[MD360W] | Outdoor Luminaires | Low Output | Parking Garage Luminaires | Premium | TRUE | 4116.8 | 124 | 33.2 | 17.6 | 0.911 | 3492 | 82.8 | 5 | 50000 | 41983 |  |  | Yes | Product updated on 3/8/2017 | 4.1 | 3911.18 | 115.03 | 34 | 20 | 0.9 | 3500 | 80
PKH2B2TU | Philips Day-Brite | Philips Day-Brite | V2WAE43L835-4-UNV-SDIM-WHP-[MD360W] | Outdoor Luminaires | Low Output | Parking Garage Luminaires | Premium | FALSE | [9 empty] | 41983 |  |  | Yes | Product updated on 3/8/2017 | 4.1 | 3911.18 | 115.03 | 34 | 20 | 0.9 | 3500 | 80
PT4MDQ61 | Philips Day-Brite | Philips Day-Brite | V2WLE43L835-4-UNV-WHP-[MD360W] | Outdoor Luminaires | Low Output | Parking Garage Luminaires | Standard | FALSE | [9 empty] | 41983 |  |  | Yes | Product updated on 3/8/2017 | 4.1 | 3755.36 | 111.11 | 33.8 | 20 | 0.9 | 3500 | 80
PWF7RQJ5 | Philips Day-Brite | Philips Day-Brite | V2WLE43L835-4-UNV-SDIM-WHP-[MD360W] | Outdoor Luminaires | Low Output | Parking Garage Luminaires | Standard | FALSE | [9 empty] | 41983 |  |  | Yes | Product updated on 3/8/2017 | 4.1 | 3755.36 | 110.45 | 34 | 20 | 0.9 | 3500 | 80
PCW5JRGQ | Philips Day-Brite | Philips Day-Brite | V2WPE43L835-4-UNV-WHP-[MD360W] | Outdoor Luminaires | Low Output | Parking Garage Luminaires | Standard | FALSE | [9 empty] | 41983 |  |  | Yes | Product updated on 3/8/2017 | 4.1 | 3559.36 | 105.31 | 33.8 | 20 | 0.9 | 3500 | 80
P7A46ZUR | Philips Day-Brite | Philips Day-Brite | V2WPE43L835-4-UNV-SDIM-WHP-[MD360W] | Outdoor Luminaires | Low Output | Parking Garage Luminaires | Standard | FALSE | [9 empty] | 41983 |  |  | Yes | Product updated on 3/8/2017 | 4.1 | 3559.36 | 104.69 | 34 | 20 | 0.9 | 3500 | 80
PWNV1V6B | Philips Day-Brite | Philips Day-Brite | V2WAE51L835-8-UNV-SDIM-WHP-[MD360W] | Outdoor Luminaires | High Output | Parking Garage Luminaires | Standard | FALSE | [9 empty] | 41983 |  |  | Yes | Product updated on 3/8/2017 | 4.1 | 9161.04 | 114.51 | 80 | 20 | 0.9 | 3500 | 80
PQSSE7DY | Philips Day-Brite | Philips Day-Brite | V2WAE51L835-8-UNV-WHP-[MD360W] | Outdoor Luminaires | High Output | Parking Garage Luminaires | Standard | FALSE | [9 empty] | 41983 |  |  | Yes | Product updated on 3/8/2017 | 4.1 | 9161.04 | 115.09 | 79.6 | 20 | 0.9 | 3500 | 80
PM3TFVEU | Philips Day-Brite | Philips Day-Brite | V2WLE51L835-8-UNV-SDIM-WHP-[MD360W] | Outdoor Luminaires | High Output | Parking Garage Luminaires | Standard | FALSE | [9 empty] | 41983 |  |  | Yes | Product updated on 3/8/2017 | 4.1 | 8794.52 | 109.93 | 80 | 20 | 0.9 | 3500 | 80
PH6795SN | Philips Day-Brite | Philips Day-Brite | V2WLE51L835-8-UNV-WHP-[MD360W] | Outdoor Luminaires | High Output | Parking Garage Luminaires | Standard | FALSE | [9 empty] | 41983 |  |  | Yes | Product updated on 3/8/2017 | 4.1 | 8794.52 | 110.48 | 79.6 | 20 | 0.9 | 3500 | 80
PBX4UK6U | Philips Day-Brite | VaporLume LED | DWAE70L850-4-UNV-SDIM-WHP-[MD360W] | Outdoor Luminaires | Mid Output | Parking Garage Luminaires | Standard | TRUE | 6236.84 | 92.4 | 67.5 | 17.6 | 0.911 | 5072 | 82.24 | 5 | 50000 | 41978 |  |  | NotYetVerified |  | 4.1 | 6854.1553 | 97.9165 | 70 | 20 | 0.9 | 5000 | 80
PBAJQHMX | Philips Day-Brite | Philips Day-Brite | DWAE51L835-8-UNV-SDIM-WHP-[MD360W] | Outdoor Luminaires | High Output | Parking Garage Luminaires | Standard | FALSE | [9 empty] | 41978 |  |  | Yes | Product updated on 3/8/2017 | 4.1 | 9161.04 | 114.51 | 80 | 20 | 0.9 | 3500 | 80
PW83XKA8 | Philips Day-Brite | VaporLume LED | DWAE51LH850-4-UNV-WHP-[MD360W] | Outdoor Luminaires | Mid Output | Parking Garage Luminaires | Standard | TRUE | 5118.35 | 108.67 | 47.1 | 18.6 | 0.89 | 5013 | 81.01 | 5 | 50000 | 41978 |  |  | NotYetVerified |  | 4.1 | 4831.6177 | 98.6044 | 49 | 20 | 0.9 | 5000 | 80
P6E3KA3C | Philips Day-Brite | Philips Day-Brite | DWAE70L835-8-UNV-WHP-[MD360W] | Outdoor Luminaires | High Output | Parking Garage Luminaires | Standard | FALSE | [9 empty] | 41978 |  |  | Yes | Product updated on 3/8/2017 | 4.1 | 12675.32 | 111.97 | 113.2 | 20 | 0.9 | 3500 | 80
P3T3E6XB | Philips Day-Brite | VaporLume LED | DWAE51LH835-4-UNV-WHP-[MD360W] | Outdoor Luminaires | Low Output | Parking Garage Luminaires | Standard | TRUE | 4324.17 | 91.42 | 47.29 | 18.6 | 0.89 | 3469 | 82.51 | 5 | 50000 | 41978 |  |  | NotYetVerified |  | 4.1 | 4644 | 94.7755 | 49 | 20 | 0.9 | 3500 | 80
PNRDNQUA | Philips Day-Brite | VaporLume LED | V2WAE51LH850-8-UNV-WHP-[MD360W] | Outdoor Luminaires | Mid Output | Parking Garage Luminaires | Standard | FALSE | [9 empty] | 41978 |  |  | NotYetVerified |  | 4.1 | 9709.574 | 107.8842 | 90 | 20 | 0.9 | 5000 | 80
PE57JKTH | Philips Day-Brite | VaporLume LED | DWAE51LH850-8-UNV-WHP-[MD360W] | Outdoor Luminaires | Mid Output | Parking Garage Luminaires | Standard | FALSE | [9 empty] | 41978 |  |  | NotYetVerified |  | 4.1 | 9709.574 | 107.8842 | 90 | 20 | 0.9 | 5000 | 80
PR27SUF3 | Philips Day-Brite | VaporLume LED | V2WLE51LH850-8-UNV-WHP-[MD360W] | Outdoor Luminaires | Mid Output | Parking Garage Luminaires | Standard | FALSE | [9 empty] | 41978 |  |  | NotYetVerified |  | 4.1 | 9224.096 | 102.4899 | 90 | 20 | 0.9 | 5000 | 80
PB2DNAFX | Philips Day-Brite | VaporLume LED | V2WPE51LH850-8-UNV-WHP-[MD360W] | Outdoor Luminaires | Mid Output | Parking Garage Luminaires | Standard | FALSE | [9 empty] | 41978 |  |  | NotYetVerified |  | 4.1 | 8932.809 | 99.2534 | 90 | 20 | 0.9 | 5000 | 80
PWPEQUTU | Philips Day-Brite | VaporLume LED | V2WAE70L850-4-UNV-SDIM-WHP-[MD360W] | Outdoor Luminaires | Mid Output | Parking Garage Luminaires | Standard | FALSE | [9 empty] | 41978 |  |  | NotYetVerified |  | 4.1 | 6854.1553 | 97.9165 | 70 | 20 | 0.9 | 5000 | 80
PH8PW1X7 | Philips Day-Brite | Philips Day-Brite | V2WAE70L850-4-UNV-WHP-[MD360W] | Outdoor Luminaires | Mid Output | Parking Garage Luminaires | Standard | FALSE | [9 empty] | 41978 |  |  | Yes | Product updated on 3/8/2017 | 4.1 | 6531.67 | 115.4 | 56.6 | 20 | 0.9 | 5000 | 80
P8ZA6JM4 | Philips Day-Brite | Philips Day-Brite | DWAE70L850-4-UNV-WHP-[MD360W] | Outdoor Luminaires | Mid Output | Parking Garage Luminaires | Standard | FALSE | [9 empty] | 41978 |  |  | Yes | Product updated on 3/8/2017 | 4.1 | 6531.67 | 115.4 | 56.6 | 20 | 0.9 | 5000 | 80
PXCMG5XY | Philips Day-Brite | Philips Day-Brite | V2WLE70L850-4-UNV-WHP-[MD360W] | Outdoor Luminaires | Mid Output | Parking Garage Luminaires | Standard | FALSE | [9 empty] | 41978 |  |  | Yes | Product updated on 3/8/2017 | 4.1 | 6270.08 | 110.78 | 56.6 | 20 | 0.9 | 5000 | 80
P8PDJB52 | Philips Day-Brite | VaporLume LED | V2WLE70L850-4-UNV-SDIM-WHP-[MD360W] | Outdoor Luminaires | Mid Output | Parking Garage Luminaires | Standard | FALSE | [9 empty] | 41978 |  |  | NotYetVerified |  | 4.1 | 6663.762 | 95.1966 | 70 | 20 | 0.9 | 5000 | 80
PPEERFX2 | Philips Day-Brite | Philips Day-Brite | V2WPE70L850-4-UNV-WHP-[MD360W] | Outdoor Luminaires | Mid Output | Parking Garage Luminaires | Standard | FALSE | [9 empty] | 41978 |  |  | Yes | Product updated on 3/8/2017 | 4.1 | 5943.85 | 105.02 | 56.6 | 20 | 0.9 | 5000 | 80
PKZHB2YZ | Philips Day-Brite | VaporLume LED | V2WPE70L850-4-UNV-SDIM-WHP-[MD360W] | Outdoor Luminaires | Mid Output | Parking Garage Luminaires | Standard | FALSE | [9 empty] | 41978 |  |  | NotYetVerified |  | 4.1 | 6346.44 | 90.6634 | 70 | 20 | 0.9 | 5000 | 80
PUSUDVPX | Philips Day-Brite | VaporLume LED | V2WAE51LH850-4-UNV-WHP-[MD360W] | Outdoor Luminaires | Low Output | Parking Garage Luminaires | Standard | FALSE | [9 empty] | 41978 |  |  | NotYetVerified |  | 4.1 | 4831.6177 | 98.6044 | 49 | 20 | 0.9 | 5000 | 80
PDKQYXGZ | Philips Day-Brite | VaporLume LED | V2WLE51LH850-4-UNV-WHP-[MD360W] | Outdoor Luminaires | Low Output | Parking Garage Luminaires | Standard | FALSE | [9 empty] | 41978 |  |  | NotYetVerified |  | 4.1 | 4697.406 | 95.8654 | 49 | 20 | 0.9 | 5000 | 80
PWD192NY | Philips Day-Brite | Philips Day-Brite | DWAE51L850-4-UNV-SDIM-WHP-[MD360W] | Outdoor Luminaires | Low Output | Parking Garage Luminaires | Premium | FALSE | [9 empty] | 41978 |  |  | Yes | Product updated on 3/8/2017 | 4.1 | 4720.74 | 118.02 | 40 | 20 | 0.9 | 5000 | 80
PEA14TZ6 | Philips Day-Brite | Philips Day-Brite | DWAE51L850-4-UNV-WHP-[MD360W] | Outdoor Luminaires | Low Output | Parking Garage Luminaires | Premium | FALSE | [9 empty] | 41978 |  |  | Yes | Product updated on 3/8/2017 | 4.1 | 4720.74 | 118.61 | 39.8 | 20 | 0.9 | 5000 | 80
PDZNSEKS | Philips Day-Brite | VaporLume LED | V2WPE51LH850-4-UNV-WHP-[MD360W] | Outdoor Luminaires | Low Output | Parking Garage Luminaires | Standard | FALSE | [9 empty] | 41978 |  |  | NotYetVerified |  | 4.1 | 4473.72 | 91.3004 | 49 | 20 | 0.9 | 5000 | 80
PSXQP6HW | Philips Day-Brite | Philips Day-Brite | V2WAE70L850-8-UNV-WHP-[MD360W] | Outdoor Luminaires | High Output | Parking Garage Luminaires | Standard | FALSE | [9 empty] | 41978 |  |  | Yes | Product updated on 3/8/2017 | 4.1 | 13063.34 | 115.4 | 113.2 | 20 | 0.9 | 5000 | 80
PBRDBX9H | Philips Day-Brite | Philips Day-Brite | DWAE70L850-8-UNV-WHP-[MD360W] | Outdoor Luminaires | High Output | Parking Garage Luminaires | Standard | FALSE | [9 empty] | 41978 |  |  | Yes | Product updated on 3/8/2017 | 4.1 | 13063.34 | 115.4 | 113.2 | 20 | 0.9 | 5000 | 80
P4S8T9D7 | Philips Day-Brite | Philips Day-Brite | V2WLE70L850-8-UNV-WHP-[MD360W] | Outdoor Luminaires | High Output | Parking Garage Luminaires | Standard | FALSE | [9 empty] | 41978 |  |  | Yes | Product updated on 3/8/2017 | 4.1 | 12541.17 | 110.79 | 113.2 | 20 | 0.9 | 5000 | 80
PCKMQ8KU | Philips Day-Brite | Philips Day-Brite | V2WPE70L850-8-UNV-WHP-[MD360W] | Outdoor Luminaires | High Output | Parking Garage Luminaires | Standard | FALSE | [9 empty] | 41978 |  |  | Yes | Product updated on 3/8/2017 | 4.1 | 11887.7 | 105.02 | 113.2 | 20 | 0.9 | 5000 | 80
PKBZYXSY | Philips Day-Brite | Philips Day-Brite | DWAE51L850-8-UNV-SDIM-WHP-[MD360W] | Outdoor Luminaires | High Output | Parking Garage Luminaires | Standard | FALSE | [9 empty] | 41978 |  |  | Yes | Product updated on 3/8/2017 | 4.1 | 9441.48 | 118.02 | 80 | 20 | 0.9 | 5000 | 80
PF67SZ98 | Philips Day-Brite | Philips Day-Brite | DWAE51L850-8-UNV-WHP-[MD360W] | Outdoor Luminaires | High Output | Parking Garage Luminaires | Standard | FALSE | [9 empty] | 41978 |  |  | Yes | Product updated on 3/8/2017 | 4.1 | 9441.48 | 118.61 | 79.6 | 20 | 0.9 | 5000 | 80
PZP3D1U1 | Philips Day-Brite | VaporLume LED | V2WAE51LH840-8-UNV-WHP-[MD360W] | Outdoor Luminaires | Mid Output | Parking Garage Luminaires | Standard | FALSE | [9 empty] | 41978 |  |  | NotYetVerified |  | 4.1 | 9519.19 | 105.7688 | 90 | 20 | 0.9 | 4000 | 80
PTFT5212 | Philips Day-Brite | VaporLume LED | DWAE51LH840-8-UNV-WHP-[MD360W] | Outdoor Luminaires | Mid Output | Parking Garage Luminaires | Standard | FALSE | [9 empty] | 41978 |  |  | NotYetVerified |  | 4.1 | 9519.19 | 105.7688 | 90 | 20 | 0.9 | 4000 | 80
PHBWHU26 | Philips Day-Brite | VaporLume LED | V2WLE51LH840-8-UNV-WHP-[MD360W] | Outdoor Luminaires | Mid Output | Parking Garage Luminaires | Standard | FALSE | [9 empty] | 41978 |  |  | NotYetVerified |  | 4.1 | 9043.231 | 100.4804 | 90 | 20 | 0.9 | 4000 | 80
PDE4JCJ9 | Philips Day-Brite | VaporLume LED | V2WPE51LH840-8-UNV-WHP-[MD360W] | Outdoor Luminaires | Mid Output | Parking Garage Luminaires | Standard | FALSE | [9 empty] | 41978 |  |  | NotYetVerified |  | 4.1 | 8757.655 | 97.3073 | 90 | 20 | 0.9 | 4000 | 80
PR3Q2SH8 | Philips Day-Brite | Philips Day-Brite | V2WAE70L840-4-UNV-WHP-[MD360W] | Outdoor Luminaires | Mid Output | Parking Garage Luminaires | Standard | FALSE | [9 empty] | 41978 |  |  | Yes | Product updated on 3/8/2017 | 4.1 | 6467 | 114.26 | 56.6 | 20 | 0.9 | 4000 | 80
PKQYSY4S | Philips Day-Brite | Philips Day-Brite | DWAE70L840-4-UNV-WHP-[MD360W] | Outdoor Luminaires | Mid Output | Parking Garage Luminaires | Standard | FALSE | [9 empty] | 41978 |  |  | Yes | Product updated on 3/8/2017 | 4.1 | 6467 | 114.26 | 56.6 | 20 | 0.9 | 4000 | 80
PHJB7DYA | Philips Day-Brite | VaporLume LED | DWAE70L840-4-UNV-SDIM-WHP-[MD360W] | Outdoor Luminaires | Mid Output | Parking Garage Luminaires | Standard | FALSE | [9 empty] | 41978 |  |  | NotYetVerified |  | 4.1 | 6719.76 | 95.9966 | 70 | 20 | 0.9 | 4000 | 80
P88NSQZW | Philips Day-Brite | VaporLume LED | V2WAE70L840-4-UNV-SDIM-WHP-[MD360W] | Outdoor Luminaires | Mid Output | Parking Garage Luminaires | Standard | FALSE | [9 empty] | 41978 |  |  | NotYetVerified |  | 4.1 | 6719.76 | 95.9966 | 70 | 20 | 0.9 | 4000 | 80
PVES7YYZ | Philips Day-Brite | VaporLume LED | V2WLE70L840-4-UNV-SDIM-WHP-[MD360W] | Outdoor Luminaires | Mid Output | Parking Garage Luminaires | Standard | FALSE | [9 empty] | 41978 |  |  | NotYetVerified |  | 4.1 | 6533.1 | 93.33 | 70 | 20 | 0.9 | 4000 | 80
PTEDPAME | Philips Day-Brite | Philips Day-Brite | V2WLE70L840-4-UNV-WHP-[MD360W] | Outdoor Luminaires | Mid Output | Parking Garage Luminaires | Standard | FALSE | [9 empty] | 41978 |  |  | Yes | Product updated on 3/8/2017 | 4.1 | 6208 | 109.68 | 56.6 | 20 | 0.9 | 4000 | 80
PSM7U2AR | Philips Day-Brite | VaporLume LED | V2WPE70L840-4-UNV-SDIM-WHP-[MD360W] | Outdoor Luminaires | Mid Output | Parking Garage Luminaires | Standard | FALSE | [9 empty] | 41978 |  |  | NotYetVerified |  | 4.1 | 6222 | 88.8857 | 70 | 20 | 0.9 | 4000 | 80
P6SPVR4B | Philips Day-Brite | Philips Day-Brite | V2WPE70L840-4-UNV-WHP-[MD360W] | Outdoor Luminaires | Mid Output | Parking Garage Luminaires | Standard | FALSE | [9 empty] | 41978 |  |  | Yes | Product updated on 3/8/2017 | 4.1 | 5885 | 103.98 | 56.6 | 20 | 0.9 | 4000 | 80
PP955492 | Philips Day-Brite | VaporLume LED | V2WAE51LH840-4-UNV-WHP-[MD360W] | Outdoor Luminaires | Low Output | Parking Garage Luminaires | Standard | FALSE | [9 empty] | 41978 |  |  | NotYetVerified |  | 4.1 | 4736.88 | 96.671 | 49 | 20 | 0.9 | 4000 | 80
P5PMCGRU | Philips Day-Brite | VaporLume LED | DWAE51LH840-4-UNV-WHP-[MD360W] | Outdoor Luminaires | Low Output | Parking Garage Luminaires | Standard | FALSE | [9 empty] | 41978 |  |  | NotYetVerified |  | 4.1 | 4736.88 | 96.671 | 49 | 20 | 0.9 | 4000 | 80
P28HF12H | Philips Day-Brite | VaporLume LED | V2WLE51LH840-4-UNV-WHP-[MD360W] | Outdoor Luminaires | Low Output | Parking Garage Luminaires | Standard | FALSE | [9 empty] | 41978 |  |  | NotYetVerified |  | 4.1 | 4605.3 | 93.9857 | 49 | 20 | 0.9 | 4000 | 80
PHFNA9EP | Philips Day-Brite | Philips Day-Brite | DWAE51L840-4-UNV-SDIM-WHP-[MD360W] | Outdoor Luminaires | Low Output | Parking Garage Luminaires | Premium | FALSE | [9 empty] | 41978 |  |  | Yes | Product updated on 3/8/2017 | 4.1 | 4674 | 116.85 | 40 | 20 | 0.9 | 4000 | 80
PBHY1G8X | Philips Day-Brite | Philips Day-Brite | DWAE51L840-4-UNV-WHP-[MD360W] | Outdoor Luminaires | Low Output | Parking Garage Luminaires | Premium | FALSE | [9 empty] | 41978 |  |  | Yes | Product updated on 3/8/2017 | 4.1 | 4674 | 117.44 | 39.8 | 20 | 0.9 | 4000 | 80
PS8WRX4G | Philips Day-Brite | VaporLume LED | V2WPE51LH840-4-UNV-WHP-[MD360W] | Outdoor Luminaires | Low Output | Parking Garage Luminaires | Standard | FALSE | [9 empty] | 41978 |  |  | NotYetVerified |  | 4.1 | 4386 | 89.5102 | 49 | 20 | 0.9 | 4000 | 80
PR5XGJNX | Philips Day-Brite | Philips Day-Brite | V2WAE70L840-8-UNV-WHP-[MD360W] | Outdoor Luminaires | High Output | Parking Garage Luminaires | Standard | FALSE | [9 empty] | 41978 |  |  | Yes | Product updated on 3/8/2017 | 4.1 | 12934 | 114.26 | 113.2 | 20 | 0.9 | 4000 | 80
PMXCTBJC | Philips Day-Brite | Philips Day-Brite | DWAE70L840-8-UNV-WHP-[MD360W] | Outdoor Luminaires | High Output | Parking Garage Luminaires | Standard | FALSE | [9 empty] | 41978 |  |  | Yes | Product updated on 3/8/2017 | 4.1 | 12934 | 114.26 | 113.2 | 20 | 0.9 | 4000 | 80
P483PK43 | Philips Day-Brite | Philips Day-Brite | V2WLE70L840-8-UNV-WHP-[MD360W] | Outdoor Luminaires | High Output | Parking Garage Luminaires | Standard | FALSE | [9 empty] | 41978 |  |  | Yes | Product updated on 3/8/2017 | 4.1 | 12417 | 109.69 | 113.2 | 20 | 0.9 | 4000 | 80
P2KXQTMA | Philips Day-Brite | Philips Day-Brite | V2WPE70L840-8-UNV-WHP-[MD360W] | Outdoor Luminaires | High Output | Parking Garage Luminaires | Standard | FALSE | [9 empty] | 41978 |  |  | Yes | Product updated on 3/8/2017 | 4.1 | 11770 | 103.98 | 113.2 | 20 | 0.9 | 4000 | 80
PGR2Y8GZ | Philips Day-Brite | Philips Day-Brite | DWAE51L840-8-UNV-WHP-[MD360W EMLED] | Outdoor Luminaires | High Output | Parking Garage Luminaires | Standard | FALSE | [9 empty] | 41978 |  |  | Yes | Product updated on 3/8/2017 | 4.1 | 9348 | 117.44 | 79.6 | 20 | 0.9 | 4000 | 80
PD1SEEV4 | Philips Day-Brite | Philips Day-Brite | DWAE51L840-8-UNV-SDIM-WHP-[MD360W] | Outdoor Luminaires | High Output | Parking Garage Luminaires | Standard | FALSE | [9 empty] | 41978 |  |  | Yes | Product updated on 3/8/2017 | 4.1 | 9348 | 116.85 | 80 | 20 | 0.9 | 4000 | 80
PGQDN13K | Philips Day-Brite | VaporLume LED | DWAE51LH835-8-UNV-WHP-[MD360W] | Outdoor Luminaires | Mid Output | Parking Garage Luminaires | Standard | FALSE | [9 empty] | 41978 |  |  | NotYetVerified |  | 4.1 | 9332.54 | 103.6949 | 90 | 20 | 0.9 | 3500 | 80
P3A4ZTHR | Philips Day-Brite | VaporLume LED | V2WAE51LH835-8-UNV-WHP-[MD360W] | Outdoor Luminaires | Mid Output | Parking Garage Luminaires | Standard | FALSE | [9 empty] | 41978 |  |  | NotYetVerified |  | 4.1 | 9332.54 | 103.6949 | 90 | 20 | 0.9 | 3500 | 80
P8QNPENN | Philips Day-Brite | VaporLume LED | V2WLE51LH835-8-UNV-WHP-[MD360W] | Outdoor Luminaires | Mid Output | Parking Garage Luminaires | Standard | FALSE | [9 empty] | 41978 |  |  | NotYetVerified |  | 4.1 | 8865.913 | 98.5101 | 90 | 20 | 0.9 | 3500 | 80
PBDPN62C | Philips Day-Brite | VaporLume LED | V2WPE51LH835-8-UNV-WHP-[MD360W] | Outdoor Luminaires | Mid Output | Parking Garage Luminaires | Standard | FALSE | [9 empty] | 41978 |  |  | NotYetVerified |  | 4.1 | 8585.937 | 95.3993 | 90 | 20 | 0.9 | 3500 | 80
PMM99QSA | Philips Day-Brite | VaporLume LED | DWAE70L835-4-UNV-SDIM-WHP-[MD360W] | Outdoor Luminaires | Mid Output | Parking Garage Luminaires | Standard | FALSE | [9 empty] | 41978 |  |  | NotYetVerified |  | 4.1 | 6588 | 94.1143 | 70 | 20 | 0.9 | 3500 | 80
PG9R2DA7 | Philips Day-Brite | Philips Day-Brite | V2WAE70L835-4-UNV-WHP-[MD360W] | Outdoor Luminaires | Mid Output | Parking Garage Luminaires | Standard | FALSE | [9 empty] | 41978 |  |  | Yes | Product updated on 3/8/2017 | 4.1 | 6337.66 | 111.97 | 56.6 | 20 | 0.9 | 3500 | 80
PBA9MWPE | Philips Day-Brite | VaporLume LED | V2WAE70L835-4-UNV-SDIM-WHP-[MD360W] | Outdoor Luminaires | Mid Output | Parking Garage Luminaires | Standard | FALSE | [9 empty] | 41978 |  |  | NotYetVerified |  | 4.1 | 6588 | 94.1143 | 70 | 20 | 0.9 | 3500 | 80
P7WY8Q8T | Philips Day-Brite | Philips Day-Brite | DWAE70L835-4-UNV-WHP-[MD360W] | Outdoor Luminaires | Mid Output | Parking Garage Luminaires | Standard | FALSE | [9 empty] | 41978 |  |  | Yes | Product updated on 3/8/2017 | 4.1 | 6337.66 | 111.97 | 56.6 | 20 | 0.9 | 3500 | 80
PNJ2QSQX | Philips Day-Brite | Philips Day-Brite | V2WLE70L835-4-UNV-WHP-[MD360W] | Outdoor Luminaires | Mid Output | Parking Garage Luminaires | Standard | FALSE | [9 empty] | 41978 |  |  | Yes | Product updated on 3/8/2017 | 4.1 | 6083.84 | 107.49 | 56.6 | 20 | 0.9 | 3500 | 80
P3Q7YSHP | Philips Day-Brite | VaporLume LED | V2WLE70L835-4-UNV-SDIM-WHP-[MD360W] | Outdoor Luminaires | Mid Output | Parking Garage Luminaires | Standard | FALSE | [9 empty] | 41978 |  |  | NotYetVerified |  | 4.1 | 6405 | 91.5 | 70 | 20 | 0.9 | 3500 | 80
PXF3AWTE | Philips Day-Brite | VaporLume LED | V2WPE70L835-4-UNV-SDIM-WHP-[MD360W] | Outdoor Luminaires | Mid Output | Parking Garage Luminaires | Standard | FALSE | [9 empty] | 41978 |  |  | NotYetVerified |  | 4.1 | 6100 | 87.1429 | 70 | 20 | 0.9 | 3500 | 80
PN62UDGB | Philips Day-Brite | Philips Day-Brite | V2WPE70L835-4-UNV-WHP-[MD360W] | Outdoor Luminaires | Mid Output | Parking Garage Luminaires | Standard | FALSE | [9 empty] | 41978 |  |  | Yes | Product updated on 3/8/2017 | 4.1 | 5767.3 | 101.9 | 56.6 | 20 | 0.9 | 3500 | 80
P6ENZWZ7 | Philips Day-Brite | VaporLume LED | V2WAE51LH835-4-UNV-WHP-[MD360W] | Outdoor Luminaires | Low Output | Parking Garage Luminaires | Standard | FALSE | [9 empty] | 41978 |  |  | NotYetVerified |  | 4.1 | 4644 | 94.7755 | 49 | 20 | 0.9 | 3500 | 80
PBGY2VQJ | Philips Day-Brite | VaporLume LED | V2WLE51LH835-4-UNV-WHP-[MD360W] | Outdoor Luminaires | Low Output | Parking Garage Luminaires | Standard | FALSE | [9 empty] | 41978 |  |  | NotYetVerified |  | 4.1 | 4515 | 92.1429 | 49 | 20 | 0.9 | 3500 | 80
PRC7TH6T | Philips Day-Brite | VaporLume LED | V2WPE51LH835-4-UNV-WHP-[MD360W] | Outdoor Luminaires | Low Output | Parking Garage Luminaires | Standard | FALSE | [9 empty] | 41978 |  |  | NotYetVerified |  | 4.1 | 4300 | 87.7551 | 49 | 20 | 0.9 | 3500 | 80
PNJMUNBA | Philips Day-Brite | Philips Day-Brite | V2WAE70L835-8-UNV-WHP-[MD360W] | Outdoor Luminaires | High Output | Parking Garage Luminaires | Standard | FALSE | [9 empty] | 41978 |  |  | Yes | Product updated on 3/8/2017 | 4.1 | 12675.32 | 111.97 | 113.2 | 20 | 0.9 | 3500 | 80
PTKMXABK | Philips Day-Brite | Philips Day-Brite | V2WLE70L835-8-UNV-WHP-[MD360W] | Outdoor Luminaires | High Output | Parking Garage Luminaires | Standard | FALSE | [9 empty] | 41978 |  |  | Yes | Product updated on 3/8/2017 | 4.1 | 12168.66 | 107.5 | 113.2 | 20 | 0.9 | 3500 | 80
PKQ4XCD3 | Philips Day-Brite | Philips Day-Brite | V2WPE70L835-8-UNV-WHP-[MD360W] | Outdoor Luminaires | High Output | Parking Garage Luminaires | Standard | FALSE | [9 empty] | 41978 |  |  | Yes | Product updated on 3/8/2017 | 4.1 | 11534.6 | 101.9 | 113.2 | 20 | 0.9 | 3500 | 80
PQ4W451P | Philips Day-Brite | Philips Day-Brite | DWAE51L835-8-UNV-WHP-[MD360W] | Outdoor Luminaires | High Output | Parking Garage Luminaires | Standard | FALSE | [9 empty] | 41978 |  |  | Yes | Product updated on 3/8/2017 | 4.1 | 9161.04 | 115.09 | 79.6 | 20 | 0.9 | 3500 | 80
P8SFMD9VF | Delviro | Delviro Energy | ARIUS-LB-60-5K -U-CL-SS-XX-FL-XX-XX | Outdoor Luminaires | Mid Output | Parking Garage Luminaires | Standard | TRUE | 5256 | 94.4 | 56.88 | 9 | 0.9822 | 5282 | 83.73 | 5 | 100000 | 41976 |  |  | NotYetVerified |  | 3 | 5256 |  | 57 |  |  | 5000
PUFJRYBZ3 | Delviro | Delviro Energy | ARIUS-LB-40-5K -U-CL-SS-XX-FL-XX-XX | Outdoor Luminaires | Low Output | Parking Garage Luminaires | Standard | TRUE | 3967 | 99.2 | 39.99 | 10.78 | 0.9403 | 5339 | 84.83 | 5 | 100000 | 41976 |  |  | NotYetVerified |  | 3 | 3967 |  | 40 |  |  | 5000
PMNTKFZ1 | TechBrite LLC | Vaportite Strip LED | V474SS1AR4NXXXX | Outdoor Luminaires | Mid Output | Parking Garage Luminaires | Standard | TRUE | 5014 | 98.09 | 51.115 | 18.032 | 0.9368 | 4082 | 82.77 | 5 | 50000 | 41976 |  |  | NotYetVerified |  | 3 | 5000 | 98 | 51 |  | 0.9 | 4000 | 82
PX9C66DH | TechBrite LLC | Vaportite Strip LED | V474SS1AR4HXXXX | Outdoor Luminaires | Mid Output | Parking Garage Luminaires | Standard | TRUE | 7648 | 91.36 | 83.717 | 19.261 | 0.9167 | 4118 | 82.82 | 5 | 50000 | 41976 |  |  | NotYetVerified |  | 3 | 7600 | 90 | 84 |  | 0.9 | 4000 | 82
P7W5V7ZW | Shenzhen Bbier Lighting Co. Ltd | Bbier Lighting | BB-MTD-021 4000K | Outdoor Luminaires | Low Output | Parking Garage Luminaires | Standard | TRUE | 3342.2 | 83.82 | 39.87 | 14.29 | 0.9443 | 4193 | 84.7 | 5 | 50000 | 41968 |  |  | NotYetVerified |  | 3 | 3342.2 | 83.82 | 39.87 | 14.29 | 0.94 | 4000 | 84.4
PWWG8X1Y | Shenzhen Bbier Lighting Co. Ltd | Bbier Lighting | BB-MTD-023 4000K | Outdoor Luminaires | Mid Output | Parking Garage Luminaires | Standard | TRUE | 5926.9 | 75.92 | 78.06 | 11.86 | 0.9412 | 4055 | 74.1 | 5 | 50000 | 41968 |  |  | NotYetVerified |  | 3 | 5926.9 | 75.92 | 78.06 | 14.29 | 0.94 | 4000 | 84.4
PE3TGNP8 | Shenzhen Bbier Lighting Co. Ltd | Bbier Lighting | BB-MTD-023 5700K | Outdoor Luminaires | Mid Output | Parking Garage Luminaires | Standard | FALSE | [9 empty] | 41968 |  |  | NotYetVerified |  | 3 | 7716 | 96.75 | 79.75 | 14.29 | 0.95 | 5700 | 83.5
P8S39H3J | Shenzhen Bbier Lighting Co. Ltd | Bbier Lighting | BB-MTD-023 5000K | Outdoor Luminaires | Mid Output | Parking Garage Luminaires | Standard | FALSE | [9 empty] | 41968 |  |  | NotYetVerified |  | 3 | 5926.9 | 75.92 | 78.06 | 14.29 | 0.95 | 5700 | 83.5
P842J4K3 | Shenzhen Bbier Lighting Co. Ltd | Bbier Lighting | BB-MTD-021 5700K | Outdoor Luminaires | Low Output | Parking Garage Luminaires | Standard | FALSE | [9 empty] | 41968 |  |  | NotYetVerified |  | 3 | 4203 | 105.13 | 39.98 | 14.29 | 0.95 | 5700 | 83.5
PX6MBQ82 | Shenzhen Bbier Lighting Co. Ltd | Bbier Lighting | BB-MTD-021 5000K | Outdoor Luminaires | Low Output | Parking Garage Luminaires | Standard | FALSE | [9 empty] | 41968 |  |  | NotYetVerified |  | 3 | 3342.2 | 83.82 | 39.87 | 14.29 | 0.95 | 5700 | 83.5
PZJHB1NW | Shenzhen Bbier Lighting Co. Ltd | Bbier Lighting | BB-MTD-023 4500K | Outdoor Luminaires | Mid Output | Parking Garage Luminaires | Standard | FALSE | [9 empty] | 41968 |  |  | NotYetVerified |  | 3 | 5926.9 | 75.92 | 78.06 | 14.29 | 0.94 | 4500 | 84.4
P1F7ATGJ | Shenzhen Bbier Lighting Co. Ltd | Bbier Lighting | BB-MTD-021 4500K | Outdoor Luminaires | Low Output | Parking Garage Luminaires | Standard | FALSE | [9 empty] | 41968 |  |  | NotYetVerified |  | 3 | 3342.2 | 83.82 | 39.87 | 14.29 | 0.94 | 4500 | 84.4
PBJHFQPDA | MaxLite Inc | MaxLED | LSV4806SU50DV50PKG[EN.EN2EN3] | Outdoor Luminaires | Low Output | Parking Garage Luminaires | Standard | TRUE | 4159 | 88.19 | 47.16 | 17.94 | 0.894 | 4940 | 81.5 | 5 | 50000 | 41967 |  |  | NotYetVerified | Updated on 10/24/2016 | 3 | [5 empty] | 5000
PKK2GK4P | Precision Paragon [P2] | precision Paragon [P2] | VPL-1x8-XL-BL-UL-50K | Outdoor Luminaires | Mid Output | Parking Garage Luminaires | Standard | FALSE | [9 empty] | 41967 |  |  | NotYetVerified |  | 3 | 6490 | 106 | 61 |  |  | 5000 | 86
PPEMVFFF | Precision Paragon [P2] | precision Paragon [P2] | VPL-1x8-HL-BL-UL-50K | Outdoor Luminaires | High Output | Parking Garage Luminaires | Standard | FALSE | [9 empty] | 41967 |  |  | NotYetVerified |  | 3 | 16976 | 92 | 185 |  |  | 5000 | 86
PKYMJPA2 | Precision Paragon [P2] | precision Paragon [P2] | VPL-1x8-LW-BL-UL-50K | Outdoor Luminaires | High Output | Parking Garage Luminaires | Standard | FALSE | [9 empty] | 41967 |  |  | NotYetVerified |  | 3 | 10307 | 99 | 104 |  |  | 5000 | 86
P1GHCVQY | Precision Paragon [P2] | precision Paragon [P2] | VPL-1x8-XL-F-UL-50K | Outdoor Luminaires | Mid Output | Parking Garage Luminaires | Standard | FALSE | [9 empty] | 41967 |  |  | NotYetVerified |  | 3 | 6490 | 106 | 61 |  |  | 5000 | 86
P3MXYSRG | Precision Paragon [P2] | precision Paragon [P2] | VPL-1x8-HL-F-UL-50K | Outdoor Luminaires | High Output | Parking Garage Luminaires | Standard | FALSE | [9 empty] | 41967 |  |  | NotYetVerified |  | 3 | 16976 | 92 | 185 |  |  | 5000 | 86
PVAC3J6G | Precision Paragon [P2] | precision Paragon [P2] | VPL-1x8-LW-F-UL-50K | Outdoor Luminaires | High Output | Parking Garage Luminaires | Standard | FALSE | [9 empty] | 41967 |  |  | NotYetVerified |  | 3 | 10307 | 99 | 104 |  |  | 5000 | 86
P5W9MM3D | Precision Paragon [P2] | precision Paragon [P2] | VPL-1x8-XL-DM-UL-50K | Outdoor Luminaires | Mid Output | Parking Garage Luminaires | Standard | FALSE | [9 empty] | 41967 |  |  | NotYetVerified |  | 3 | 6490 | 106 | 61 |  |  | 5000 | 86
PY23TW4Z | Precision Paragon [P2] | precision Paragon [P2] | VPL-1x8-HL-DM-UL-50K | Outdoor Luminaires | High Output | Parking Garage Luminaires | Standard | FALSE | [9 empty] | 41967 |  |  | NotYetVerified |  | 3 | 16976 | 92 | 185 |  |  | 5000 | 86
PHSFCZVA | Precision Paragon [P2] | precision Paragon [P2] | VPL-1x8-LW-DM-UL-50K | Outdoor Luminaires | High Output | Parking Garage Luminaires | Standard | FALSE | [9 empty] | 41967 |  |  | NotYetVerified |  | 3 | 10307 | 99 | 104 |  |  | 5000 | 86
PEPV6AU3 | Precision Paragon [P2] | precision Paragon [P2] | VPL-1x8-XL-BL-UL-40K | Outdoor Luminaires | Mid Output | Parking Garage Luminaires | Standard | FALSE | [9 empty] | 41967 |  |  | NotYetVerified |  | 3 | 6360 | 106 | 60 |  |  | 4000 | 84
PW3ZJCY9 | Precision Paragon [P2] | precision Paragon [P2] | VPL-1x8-HL-BL-UL-40K | Outdoor Luminaires | High Output | Parking Garage Luminaires | Standard | FALSE | [9 empty] | 41967 |  |  | NotYetVerified |  | 3 | 16643 | 92 | 181 |  |  | 4000 | 84
PTMCB7WW | Precision Paragon [P2] | precision Paragon [P2] | VPL-1x8-LW-BL-UL-40K | Outdoor Luminaires | High Output | Parking Garage Luminaires | Standard | FALSE | [9 empty] | 41967 |  |  | NotYetVerified |  | 3 | 10105 | 99 | 102 |  |  | 4000 | 84
P9FMAF6H | Precision Paragon [P2] | precision Paragon [P2] | VPL-1x8-XL-F-UL-40K | Outdoor Luminaires | Mid Output | Parking Garage Luminaires | Standard | FALSE | [9 empty] | 41967 |  |  | NotYetVerified |  | 3 | 6360 | 106 | 60 |  |  | 4000 | 84
P6X7RY1B | Precision Paragon [P2] | precision Paragon [P2] | VPL-1x8-HL-F-UL-40K | Outdoor Luminaires | High Output | Parking Garage Luminaires | Standard | FALSE | [9 empty] | 41967 |  |  | NotYetVerified |  | 3 | 16643 | 92 | 181 |  |  | 4000 | 84
PFX5ST85 | Precision Paragon [P2] | precision Paragon [P2] | VPL-1x8-LW-F-UL-40K | Outdoor Luminaires | High Output | Parking Garage Luminaires | Standard | FALSE | [9 empty] | 41967 |  |  | NotYetVerified |  | 3 | 10105 | 99 | 102 |  |  | 4000 | 84
PXNY7T3B | Precision Paragon [P2] | precision Paragon [P2] | VPL-1x8-XL-DM-UL-40K | Outdoor Luminaires | Mid Output | Parking Garage Luminaires | Standard | FALSE | [9 empty] | 41967 |  |  | NotYetVerified |  | 3 | 6360 | 106 | 60 |  |  | 4000 | 84
PC194XAV | Precision Paragon [P2] | precision Paragon [P2] | VPL-1x8-HL-DM-UL-40K | Outdoor Luminaires | High Output | Parking Garage Luminaires | Standard | FALSE | [9 empty] | 41967 |  |  | NotYetVerified |  | 3 | 16643 | 92 | 181 |  |  | 4000 | 84
PGJTZPBR | Precision Paragon [P2] | precision Paragon [P2] | VPL-1x8-LW-DM-UL-40K | Outdoor Luminaires | High Output | Parking Garage Luminaires | Standard | FALSE | [9 empty] | 41967 |  |  | NotYetVerified |  | 3 | 10105 | 99 | 102 |  |  | 4000 | 84
PBFPU28K5 | MaxLite Inc | MaxLED | LSV4806SU50DV50PKG[MSEN.EN2EN3] | Outdoor Luminaires | Low Output | Parking Garage Luminaires | Standard | FALSE | [9 empty] | 41967 |  |  | NotYetVerified | Updated on 10/24/2016 | 3 | 4197 | 88.7 | 47.3 | 17.9 | 0.89 | 4940 | 88.7
PXQB2FWEY | MHT Lighting | MHT Lighting | MHTL-RGL-48E-4K-U-DB-[Options also include -CC -PM -OS -DS] | Outdoor Luminaires | Low Output | Parking Garage Luminaires | Standard | TRUE | 4576 | 98.89 | 46.27 | 9.02 | 0.936 | 4019 | 69.8 | 5 | 100000 | 41960 |  |  | NotYetVerified |  | 3
PBQWNMZGQ | MHT Lighting | MHT Lighting | MHTL-RGL-48E-5K-U-DB-[Options also include -CC -PM -OS -DS] | Outdoor Luminaires | Low Output | Parking Garage Luminaires | Standard | FALSE | [9 empty] | 41960 |  |  | NotYetVerified |  | 3 | 4866 | 104.1 | 46.76 | 8.03 | 0.941 | 4992 | 71
P8838T1P | Infinilux Corporation | Infinilux CLSG Series | CRSGXX48 - 02 (5000K)-C01 | Outdoor Luminaires | Mid Output | Parking Garage Luminaires | Standard | FALSE | [9 empty] | 41954 |  |  | NotYetVerified | Qualified with dimming and non-dimming driver options | 3 | 6142 | 114 | 54 |  | 0.9 | 5000 | 75
PDW95J7H | Infinilux Corporation | Infinilux CLSG Series | CRSGXX36 - 02 (5000K)-C01 | Outdoor Luminaires | Low Output | Parking Garage Luminaires | Standard | FALSE | [9 empty] | 41954 |  |  | NotYetVerified | Qualified with dimming and non-dimming driver options | 3 | 4576 | 112 | 41 |  | 0.9 | 5000 | 75
PP687VXN | Infinilux Corporation | Infinilux CLSG Series | CRSGXX48-01 (5000K)-C01 | Outdoor Luminaires | Mid Output | Parking Garage Luminaires | Standard | FALSE | [9 empty] | 41954 |  |  | NotYetVerified | Qualified with dimming and non-dimming driver options | 3 | 5712 | 104 | 55 |  | 0.9 | 5000 | 70
PJ9E557Y | Infinilux Corporation | Infinilux CLSG Series | CRSGXX36-01 (5000K)-C01 | Outdoor Luminaires | Low Output | Parking Garage Luminaires | Standard | FALSE | [9 empty] | 41954 |  |  | NotYetVerified | Qualified with dimming and non-dimming driver options | 3 | 4119 | 101 | 41 |  | 0.9 | 5000 | 70
P6TFX9EE | Infinilux Corporation | Infinilux CLSG Series XBD | CRSGXX18-01 (5000K)-C01 | Outdoor Luminaires | Low Output | Parking Garage Luminaires | Standard | FALSE | [9 empty] | 41954 |  |  | NotYetVerified |  | 3 | 1907 | 92 |  |  |  | 4500
P8S8E12S | Infinilux Corporation | Infinilux CLSG Series | CRSGXX48 - 02 (4000K)-C01 | Outdoor Luminaires | Mid Output | Parking Garage Luminaires | Standard | FALSE | [9 empty] | 41954 |  |  | NotYetVerified | Qualified with dimming and non-dimming driver options | 3 | 5394 | 100 | 54 |  | 0.9 | 4000 | 70
P75KE3GD | Infinilux Corporation | Infinilux CLSG Series | CRSGXX36 - 02 (4000K)-C01 | Outdoor Luminaires | Low Output | Parking Garage Luminaires | Standard | FALSE | [9 empty] | 41954 |  |  | NotYetVerified | Qualified with dimming and non-dimming driver options | 3 | 4286 | 105 | 41 |  | 0.9 | 4000 | 70
PS9Y8VWM | Infinilux Corporation | Infinilux CLSP Series XBD | CRSGXX64-01 (5000K)-C01 | Outdoor Luminaires | Mid Output | Parking Garage Luminaires | Standard | FALSE | [9 empty] | 41954 |  |  | NotYetVerified |  | 3 | 7250 | 100 | 72
PWPW329E | RAB Lighting | RAB Lighting | GLED78(All Fixture Colors)/BL | Outdoor Luminaires | Mid Output | Parking Garage Luminaires | Standard | FALSE | [9 empty] | 41953 |  |  | NotYetVerified |  | 3 | 7053 | 80 | 88 |  | 0.9 | 5000 | 68
PHDQNKES | RAB Lighting | RAB Lighting | GPLED78(All Fixture Colors)/BL | Outdoor Luminaires | Mid Output | Parking Garage Luminaires | Standard | FALSE | [9 empty] | 41953 |  |  | NotYetVerified |  | 3 | 7053 | 80 | 88 |  | 0.9 | 5000 | 68
P78RRGT2 | RAB Lighting | RAB Lighting | GLED52(All Fixture Colors)/BL | Outdoor Luminaires | Low Output | Parking Garage Luminaires | Standard | FALSE | [9 empty] | 41953 |  |  | NotYetVerified |  | 3 | 4975 | 84.5 | 59 |  | 0.902 | 5000 | 68
P76PPP4G | RAB Lighting | RAB Lighting | GPLED52(All Fixture Colors)/BL | Outdoor Luminaires | Low Output | Parking Garage Luminaires | Standard | FALSE | [9 empty] | 41953 |  |  | NotYetVerified |  | 3 | 4975 | 84.5 | 59 |  | 0.902 | 5000 | 68
PZ6FN1XH | Damar | Damar | 32173D | Outdoor Luminaires | Low Output | Parking Garage Luminaires | Standard | TRUE | 4948.39 | 80.79 | 61.25 | 14.32 | 0.929 | 4106 | 86.2 | 5 | 50000 | 41946 |  |  | NotYetVerified |  | 3 | 4948.38 | 80.79 | 61.25 | 14 | 0.93 | 4000 | 86.2
PNQMRA3B | Damar | Damar | 32173B | Outdoor Luminaires | Low Output | Parking Garage Luminaires | Standard | FALSE | [9 empty] | 41946 |  |  | NotYetVerified |  | 3 | 4948.38 | 80.786 | 61.25 | 14.32 | 0.929 | 5000 | 86.2
PDAEZ6DU | LED Trail | LED Trail | 4731 | Outdoor Luminaires | Low Output | Parking Garage Luminaires | Standard | TRUE | 3333 | 78.54 | 42.54 | 18.5 | 0.894 | 4816 | 73 | 5 |  | 41941 |  |  | NotYetVerified |  | 3 | 3333 | 78 | 42.54 |  | 0.98 | 4816 | 75
PMZMVABQ9 | Shenzhen Bbier Lighting Co. Ltd | Bbier Lighting | BB-MTD-022 4000K | Outdoor Luminaires | Low Output | Parking Garage Luminaires | Standard | TRUE | 4785.7 | 80.38 | 59.54 | 14.42 | 0.9443 | 4190 | 84.4 | 5 | 50000 | 41936 |  |  | NotYetVerified |  | 3 | 4785.7 | 80.38 | 59.54 | 14.42 | 0.94 | 4000 | 84.4
P4G539VVX | Shenzhen Bbier Lighting Co. Ltd | Bbier Lighting | BB-MTD-022 5700K | Outdoor Luminaires | Mid Output | Parking Garage Luminaires | Standard | FALSE | [9 empty] | 41936 |  |  | NotYetVerified |  | 3 | 5642 | 95.67 | 58.97 | 13.88 | 0.95 | 5700 | 83.5
PJ7FN2EW8 | Shenzhen Bbier Lighting Co. Ltd | Bbier Lighting | BB-MTD-022 5000K | Outdoor Luminaires | Low Output | Parking Garage Luminaires | Standard | FALSE | [9 empty] | 41936 |  |  | NotYetVerified |  | 3 | 4782.7 | 80.38 | 59.54 | 13.88 | 0.95 | 5700 | 83.5
PCZXWUUQQ | Shenzhen Bbier Lighting Co. Ltd | Bbier Lighting | BB-MTD-022 4500K | Outdoor Luminaires | Low Output | Parking Garage Luminaires | Standard | FALSE | [9 empty] | 41936 |  |  | NotYetVerified |  | 3 | 4785.7 | 80.38 | 59.54 | 14.42 | 0.94 | 4500 | 84.4
PG5QEYHZ | ALLED Lighting Systems | RAYdiant LED Lighting System | CL5-01-28W-1-T3-4000-AA-BBB-NC-YYYY [Qualified at 120V Only] | Outdoor Luminaires | Low Output | Parking Garage Luminaires | Standard | TRUE | 3335 | 119.1 | 28 | 23.5 | 0.937 | 3978 | 71 | 5 | 50000 | 41934 |  |  | NotYetVerified |  | 3 | 3335 | 119.1 | 28 | 20 | 0.9 | 4000 | 70
P9JCTGEX | ALLED Lighting Systems | RAYdiant LED Lighting System | CL5-01-37W-1-T3-4000-AA-BBB-NC-YYYY | Outdoor Luminaires | Low Output | Parking Garage Luminaires | Standard | TRUE | 4331 | 114 | 38 | 17 | 0.911 | 3981 | 71 | 5 | 50000 | 41934 |  |  | NotYetVerified |  | 3 | 4331 | 114 | 37 | 20 | 0.9 | 4000 | 70
PMKQ9WA5 | ALLED Lighting Systems | RAYdiant LED Lighting System | CL5-02-56W-1-T3-5000-AA-BBB-NC-YYYY | Outdoor Luminaires | Mid Output | Parking Garage Luminaires | Standard | FALSE | [9 empty] | 41934 | Not Dimmable | Not Dimmable | NotYetVerified |  | 3 | 7105 | 118.6 | 56 | 20 | 0.9 | 5000 | 70
PVY6FCH1 | ALLED Lighting Systems | RAYdiant LED Lighting System | CL5-02-56W-1-T3-5000-AA-BBB-WC-YYYY | Outdoor Luminaires | Mid Output | Parking Garage Luminaires | Standard | FALSE | [9 empty] | 41934 | Dimmable | Continuous Below 10 | NotYetVerified |  | 3 | 7105 | 118.6 | 56 | 20 | 0.9 | 5000 | 70
PPHQFDHG | ALLED Lighting Systems | RAYdiant LED Lighting System | CL5-01-37W-1-T3-4000-AA-BBB-WC-YYYY | Outdoor Luminaires | Low Output | Parking Garage Luminaires | Standard | FALSE | [9 empty] | 41934 | Dimmable | Continuous Below 10 | NotYetVerified |  | 3 | 4331 | 114 | 37 | 20 | 0.9 | 4000 | 70
PMX6UGJF | ALLED Lighting Systems | RAYdiant LED Lighting System | CL5-01-28W-1-T3-4000-AA-BBB-WC-YYYY [Qualified at 120V Only] | Outdoor Luminaires | Low Output | Parking Garage Luminaires | Standard | FALSE | [9 empty] | 41934 | Dimmable | Continuous Below 10 | NotYetVerified |  | 3 | 3335 | 119.1 | 28 | 20 | 0.9 | 4000 | 70
P1YTA3HM | RC Lighting | RC Lighting | GPLED26(All Fixture Colors) RCL | Outdoor Luminaires | Low Output | Parking Garage Luminaires | Standard | TRUE | 2812 | 94 | 29.9 | 10.8 | 0.897 | 5058 | 69 | 5 | 100000 | 41933 |  |  | NotYetVerified |  | 3 | 2812 | 94 | 26 | 10.8 | 0.897 | 5000 | 69
PVCMEUFX | RC Lighting | RC Lighting | GPLED26Y(All Fixture Colors) RCL | Outdoor Luminaires | Low Output | Parking Garage Luminaires | Standard | TRUE | 2202 | 78.9 | 27.9 | 10.7 | 0.871 | 3098 | 83 | 5 | 100000 | 41933 |  |  | NotYetVerified |  | 3 | 2202 | 78.9 | 28 | 10.7 | 0.871 | 3098 | 83
PWTRPT1Z | RC Lighting | RC Lighting | GPLED26N(All Fixture Colors) RCL | Outdoor Luminaires | Low Output | Parking Garage Luminaires | Standard | FALSE | [9 empty] | 41933 |  |  | NotYetVerified |  | 3 | 2272 | 82.6 | 27.5 | 10.5 | 0.871 | 4041 | 84
PZ5B9HS8P | Hubbell Lighting | Hubbell Outdoor Lighting | GSL-15L | Outdoor Luminaires | Low Output | Parking Garage Luminaires | Standard | TRUE | 4386 | 82.3 | 53.3 | 8.3 | 0.955 | 4098 | 74.4 | 5 |  | 41929 |  |  | NotYetVerified |  | 3
P7Z1VB7J | Shenzhen Bbier Lighting Co. Ltd | Bbier Lighting | BB-MTD-014-NW | Outdoor Luminaires | Low Output | Parking Garage Luminaires | Standard | TRUE | 4840.66 | 83.07 | 58.27 | 10.7 | 0.978 | 4434 | 86.4 | 5 | 50000 | 41925 |  |  | NotYetVerified |  | 3 | 4800 | 83.07 | 60 | 10.7 | 0.978 | 4500 | 86
P926FPRZ | Pozeen LED LTD | Pozeen LED LTD | CPSM90HU50K | Outdoor Luminaires | Mid Output | Parking Garage Luminaires | Standard | TRUE | 7039.9 | 78.41 | 89.78 | 21 | 0.938 | 5198 | 65.5 | 5 | 50000 | 41925 |  |  | NotYetVerified |  | 3 | 7040 | 78 | 90 |  | 0.9 | 5500 | 65
PXE75GWG | Shenzhen Bbier Lighting Co. Ltd | Bbier Lighting | BB-MTD-011-NW | Outdoor Luminaires | Low Output | Parking Garage Luminaires | Standard | TRUE | 2851 | 91.78 | 31.06 | 16.2 | 0.925 | 4434 | 86.8 | 5 | 50000 | 41925 |  |  | NotYetVerified |  | 3 | 2800 | 91.78 | 30 | 16.2 | 0.925 | 4500 | 86
PY9KZS7W | Shenzhen Bbier Lighting Co. Ltd | Bbier Lighting | BB-MTD-011-CW | Outdoor Luminaires | Low Output | Parking Garage Luminaires | Standard | FALSE | [9 empty] | 41925 |  |  | NotYetVerified |  | 3 | 2800 | 91.78 | 30 | 16.2 | 0.925 | 5300 | 86
PMH6JFM8 | Shenzhen Bbier Lighting Co. Ltd | Bbier Lighting | BB-MTD-012-CW | Outdoor Luminaires | Low Output | Parking Garage Luminaires | Standard | FALSE | [9 empty] | 41925 |  |  | NotYetVerified |  | 3 | 3700 | 90.54 | 40 | 13.4 | 0.952 | 5300 | 86
PQK9USY4 | Shenzhen Bbier Lighting Co. Ltd | Bbier Lighting | BB-MTD-013-CW | Outdoor Luminaires | Low Output | Parking Garage Luminaires | Standard | FALSE | [9 empty] | 41925 |  |  | NotYetVerified |  | 3 | 4300 | 85.65 | 50 | 11.7 | 0.969 | 5300 | 86
P929KRNM | Shenzhen Bbier Lighting Co. Ltd | Bbier Lighting | BB-MTD-014-CW | Outdoor Luminaires | Low Output | Parking Garage Luminaires | Standard | FALSE | [9 empty] | 41925 |  |  | NotYetVerified |  | 3 | 4800 | 83.07 | 60 | 10.7 | 0.978 | 5300 | 86
PHCT5Z33 | Shenzhen Bbier Lighting Co. Ltd | Bbier Lighting | BB-MTD-012-NW | Outdoor Luminaires | Low Output | Parking Garage Luminaires | Standard | FALSE | [9 empty] | 41925 |  |  | NotYetVerified |  | 3 | 3700 | 90.54 | 40 | 13.4 | 0.952 | 4500 | 86
PK2N6Q25 | Shenzhen Bbier Lighting Co. Ltd | Bbier Lighting | BB-MTD-013-NW | Outdoor Luminaires | Low Output | Parking Garage Luminaires | Standard | FALSE | [9 empty] | 41925 |  |  | NotYetVerified |  | 3 | 4300 | 85.65 | 50 | 11.7 | 0.969 | 4500 | 86
PREGCACU | Savenergy Inc | SavEnergy | PGM-42TS | Outdoor Luminaires | Low Output | Parking Garage Luminaires | Standard | TRUE | 3954.5 | 94.22 | 41.97 | 25 | 0.878 | 3223 | 80.2 | 5 | 50000 | 41921 |  |  | NotYetVerified |  | 3
PC5AS1T5 | Savenergy Inc | SavEnergy | PGM-42TD | Outdoor Luminaires | Low Output | Parking Garage Luminaires | Standard | FALSE | [9 empty] | 41921 |  |  | NotYetVerified |  | 3 | 4083.4 | 98.75 | 41.35 | 23.1 | 0.9878 | 5995 | 83.1
PP3NSQF4 | Savenergy Inc | SavEnergy | PGM-42TE | Outdoor Luminaires | Low Output | Parking Garage Luminaires | Standard | FALSE | [9 empty] | 41921 |  |  | NotYetVerified |  | 3 | 4000 | 98 | 42 | 20 | 0.98 | 5000 | 81
PYRSADE6 | Lighting Group of America | Lighting Group of America | GL-366 | Outdoor Luminaires | Low Output | Parking Garage Luminaires | Standard | TRUE | 4309.79 | 78 | 55.14 | 16 | 0.96 | 5100 | 67.2 | 5 |  | 41920 |  |  | NotYetVerified | Only qualified at 20Â° setting | 3 | 4000 | 74 | 54 |  |  | 5000 | 70
PWPTGYR85 | Raffino | Raffino | LG48-XXXXL-40K-XHC-X-X [120-277V ONLY] | Outdoor Luminaires | Mid Output | Parking Garage Luminaires | Standard | TRUE | 6538.3 | 112.34 | 58.2 | 11.33 | 0.983 | 4040 | 84 | 5 | 178000 | 41919 |  |  | NotYetVerified |  | 3 | 6700 | 111 | 58 |  |  | 4000 | 84
PPKYGY6SG | Raffino | Raffino | LG48-XXXXL-50K-XHC-X-X [120-277V ONLY] | Outdoor Luminaires | Mid Output | Parking Garage Luminaires | Standard | FALSE | [9 empty] | 41919 |  |  | NotYetVerified |  | 3 | 6700 | 111 | 58 |  |  | 5000 | 84
PW7FM4TGR | Raffino | Raffino | LG36-XXXXL-40K-XHC-N-X [120-277V ONLY] | Outdoor Luminaires | Low Output | Parking Garage Luminaires | Standard | TRUE | 4125 | 111.22 | 37.09 | 17.53 | 0.899 | 3990 | 84 | 5 | 178000 | 41913 |  |  | NotYetVerified |  | 3 | 4200 | 111 | 37.5 |  |  | 4000 | 84
PJMX3KZRR | Raffino | Raffino | LG55-XXXXL-50K-XHC-N-X [120-277V ONLY] | Outdoor Luminaires | Mid Output | Parking Garage Luminaires | Standard | FALSE | [9 empty] | 41913 |  |  | NotYetVerified |  | 3 | 8800 | 115.7 | 76 |  |  | 5000 | 84
PJBFX5PZM | Raffino | Raffino | LG36-XXXXL-50K-XHC-N-X [120-277V ONLY] | Outdoor Luminaires | Low Output | Parking Garage Luminaires | Standard | FALSE | [9 empty] | 41913 |  |  | NotYetVerified |  | 3 | 4200 | 111 | 37.5 |  |  | 5000 | 84
PCD53TAVE | Raffino | Raffino | LG55-XXXXL-40K-XHC-N-X [120-277V ONLY] | Outdoor Luminaires | Mid Output | Parking Garage Luminaires | Standard | FALSE | [9 empty] | 41913 |  |  | NotYetVerified |  | 3 | 8800 | 111 | 76 |  |  | 4000 | 84
PJSXGSPQG | Crystal Lighting Corporation | Crystal Lighting Corporation | LG-CLW-3034-30CLED-50-120-277V-XX-XXX [Excludes GS Options] | Outdoor Luminaires | Low Output | Parking Garage Luminaires | Standard | TRUE | 2374.19 | 82 | 28.94 | 13 | 0.89 | 5348 | 75 | 5 | 60000 | 41912 |  |  | NotYetVerified |  | 3 |  |  | 30 | 20 | 0.9 | 5000 | 70
P6HDZ2775 | Crystal Lighting Corporation | Crystal Lighting Corporation | LG-CLW-3034-40CLED-50-120-277V-XX-XXX [Excludes GS Options] | Outdoor Luminaires | Mid Output | Parking Garage Luminaires | Standard | FALSE | [9 empty] | 41912 |  |  | NotYetVerified |  | 3 | 5565 | 105 | 40 | 20 | 0.9 | 5000 | 70
P4Q2CKU3H | Crystal Lighting Corporation | Crystal Lighting Corporation | LG-CLW-3034-50CLED-50-120-277V-XX-XXX [Excludes GS Options] | Outdoor Luminaires | Low Output | Parking Garage Luminaires | Standard | FALSE | [9 empty] | 41912 |  |  | NotYetVerified |  | 3 | 4559 | 105 | 50 | 20 | 0.9 | 5000 | 70
PG8KHTD9 | Lumia Energy Solutions LLC | LUMIA | LPGL0042S | Outdoor Luminaires | Low Output | Parking Garage Luminaires | Standard | TRUE | 3954.5 | 94.22 | 41.97 | 25 | 0.878 | 3223 | 80.2 | 5 | 50000 | 41911 |  |  | NotYetVerified |  | 3
PS331EF5 | Lumia Energy Solutions LLC | LUMIA | LPGL0042D | Outdoor Luminaires | Low Output | Parking Garage Luminaires | Standard | FALSE | [9 empty] | 41911 |  |  | NotYetVerified |  | 3 | 4083.4 | 98.75 | 41.35 | 23.1 | 0.9878 | 5995 | 83.1
PTJ6PMTD | Lumia Energy Solutions LLC | LUMIA | LPGL0042E | Outdoor Luminaires | Low Output | Parking Garage Luminaires | Standard | FALSE | [9 empty] | 41911 |  |  | NotYetVerified |  | 3 | 4000 | 98 | 42 | 20 | 0.98 | 5000 | 81
PK4WRDEE | Truex Lighting | TRUEX LIGHTING | PG1LEDBL4(38W) | Outdoor Luminaires | Low Output | Parking Garage Luminaires | Standard | TRUE | 3520 | 96.7 | 36.4 | 18.45 | 0.9615 | 3929 | 84.69 | 7 | 50000 | 41909 |  |  | NotYetVerified |  | 3 | 3501 | 94 | 37.4 |  | 0.99 | 4000 | 80
P69M9RNQ | Lighting Solutions LLC... | Lighting Solutions LLC | ASPBL4(38W) | Outdoor Luminaires | Low Output | Parking Garage Luminaires | Standard | TRUE | 3520 | 96.7 | 36.4 | 18.45 | 0.9615 | 3929 | 84.69 | 7 | 50000 | 41909 |  |  | NotYetVerified |  | 3 | 3501 | 94 | 37.4 |  | 0.99 | 4000 | 80
P4GJPYFZ | Truex Lighting | TRUEX LIGHTING | PG1LEDBL5(38W) | Outdoor Luminaires | Low Output | Parking Garage Luminaires | Standard | FALSE | [9 empty] | 41909 |  |  | NotYetVerified |  | 3 | 3564 | 95 | 37.4 | 13 | 0.99 | 5000 | 80
P1578WHZ | Truex Lighting | TRUEX LIGHTING | PG1LEDDL5(38W) | Outdoor Luminaires | Low Output | Parking Garage Luminaires | Standard | FALSE | [9 empty] | 41909 |  |  | NotYetVerified |  | 3 | 3564 | 95 | 37.4 | 13 | 0.99 | 5000 | 80
PVAQTR1T | Truex Lighting | TRUEX LIGHTING | PG1LEDBH5(53W) | Outdoor Luminaires | Mid Output | Parking Garage Luminaires | Standard | FALSE | [9 empty] | 41909 |  |  | NotYetVerified |  | 3 | 5166 | 98 | 52.8 | 11 | 0.99 | 5000 | 80
PTUNDS2K | Truex Lighting | TRUEX LIGHTING | PG1LEDDH5(53W) | Outdoor Luminaires | Mid Output | Parking Garage Luminaires | Standard | FALSE | [9 empty] | 41909 |  |  | NotYetVerified |  | 3 | 5166 | 98 | 53 | 11 | 0.99 | 5000 | 80
PW3A24QJ | Lighting Solutions LLC... | Lighting Solutions LLC | ASPDL5(38W) | Outdoor Luminaires | Low Output | Parking Garage Luminaires | Standard | FALSE | [9 empty] | 41909 |  |  | NotYetVerified |  | 3 | 3564 | 95 | 37.4 | 13 | 0.99 | 5000 | 80
PGG4YHAP | Lighting Solutions LLC... | Lighting Solutions LLC | ASPBL5(38W) | Outdoor Luminaires | Low Output | Parking Garage Luminaires | Standard | FALSE | [9 empty] | 41909 |  |  | NotYetVerified |  | 3 | 3564 | 95 | 37.4 | 13 | 0.99 | 5000 | 80
P53NC94Z | Lighting Solutions LLC... | Lighting Solutions LLC | ASPBH5(53W) | Outdoor Luminaires | Mid Output | Parking Garage Luminaires | Standard | FALSE | [9 empty] | 41909 |  |  | NotYetVerified |  | 3 | 5166 | 98 | 52.8 | 11 | 0.99 | 5000 | 80
P3FVDPDN | Lighting Solutions LLC... | Lighting Solutions LLC | ASPDH5(53W) | Outdoor Luminaires | Mid Output | Parking Garage Luminaires | Standard | FALSE | [9 empty] | 41909 |  |  | NotYetVerified |  | 3 | 5166 | 98 | 53 | 11 | 0.99 | 5000 | 80
P4YTNJU8H | Raffino | Raffino | LG24-XXXXL-40K-XHC-N-X [120-277V ONLY] | Outdoor Luminaires | Low Output | Parking Garage Luminaires | Standard | TRUE | 2107.4 | 112.9 | 18.66 | 22.1 | 0.904 | 4040 | 84 | 5 | 178000 | 41908 |  |  | NotYetVerified |  | 3 | 2200 |  | 18.7 |  |  | 4000 | 84
PM3WEWRA | Foshan Naturaled Electric Co.Ltd | Naturaled | LED-FXCCM60/40K/xx | Outdoor Luminaires | Low Output | Parking Garage Luminaires | Standard | TRUE | 4948.39 | 80.786 | 61.25 | 14.32 | 0.929 | 4106 | 86.2 | 5 | 50000 | 41907 |  |  | NotYetVerified |  | 3 | 4948.39 | 80.79 | 61.25 | 20 | 0.9 | 4000 | 86
PKTF9G3V | Beghelli North America | Beghelli Systems | BS100LEDDLC4HT80WWT35120-277V | Outdoor Luminaires | Mid Output | Parking Garage Luminaires | Standard | TRUE | 5810 | 85.63 | 67.848 | 14.86 | 0.883 | 3590 | 83 | 5 |  | 41907 |  |  | NotYetVerified |  | 3 |  |  | 80 |  |  | 3500
PA89PQEZ | Foshan Naturaled Electric Co.Ltd | Naturaled | LED-FXCCM40/40K/XX | Outdoor Luminaires | Low Output | Parking Garage Luminaires | Standard | TRUE | 3429.924 | 82.53 | 41.56 | 23.3 | 0.87 | 4006 | 85 | 5 | 50000 | 41907 |  |  | NotYetVerified |  | 3 | 3429 | 82.5 | 41.56 | 20 | 0.9 | 4000 | 85
PKHZAX2V | Foshan Naturaled Electric Co.Ltd | Naturaled | LED-FXCCM60/50K/xx | Outdoor Luminaires | Low Output | Parking Garage Luminaires | Standard | FALSE | [9 empty] | 41907 |  |  | NotYetVerified |  | 3 | 4948.39 | 80.79 | 61.25 | 20 | 0.9 | 5000 | 86
PGY9AW6Y | Foshan Naturaled Electric Co.Ltd | Naturaled | LED-FXCCM40/50K/XX | Outdoor Luminaires | Low Output | Parking Garage Luminaires | Standard | FALSE | [9 empty] | 41907 |  |  | NotYetVerified |  | 3 | 3429 | 82.5 | 41.56 | 20 | 0.9 | 5000 | 85
P8AH4P6WV | RENOVA Lighting Systems Inc. | Renova | L-WDG2-MN-L34-UNV-37DM-W36-C40-CA | Outdoor Luminaires | Low Output | Parking Garage Luminaires | Standard | TRUE | 3476 | 96.02 | 36.2 | 20.2 | 0.92 | 4237 | 84.8 | 5 | 50000 | 41894 |  |  | NotYetVerified |  | 3 |  |  | 37 |  |  | 4000
PTJX9M3GW | RENOVA Lighting Systems Inc. | Renova | L-WDG2-MN-L30-UNV-37DM-W36-C40-CP | Outdoor Luminaires | Low Output | Parking Garage Luminaires | Standard | TRUE | 3005 | 83.08 | 36.17 | 20.4 | 0.92 | 4306 | 86.9 | 5 | 50000 | 41894 |  |  | NotYetVerified |  | 3 |  |  | 37 |  |  | 4000
P5HVJTHQ | SimplyLEDs | CLG-50-C-APF-V450 | CLG-50-C-APF-V450 | Outdoor Luminaires | Low Output | Parking Garage Luminaires | Standard | TRUE | 4553 | 86.15 | 52.85 | 9.65 | 0.97 | 5247 | 72.6 | 5 | 200000 | 41893 |  |  | NotYetVerified |  | 3 | 4553 | 86 | 53 | 19 | 0.9 | 5455 | 72
P00001BUF | US LED | QubePark | QG2-1-UNVH-2-5M-52-0 | Outdoor Luminaires | Mid Output | Parking Garage Luminaires | Standard | TRUE | 6328 | 90 | 70.3 | 11.5 | 0.94 | 5010 | 67 | 5 | 50000 | 41891 |  |  | NotYetVerified |  | 3 | 6328 | 90 | 70.3 | 11.5 | 0.94 | 5000 | 67
P000016W3 | Precision Paragon [P2] | precision Paragon [P2] | VPL-1X2-LW-F-UL-50K | Outdoor Luminaires | Mid Output | Parking Garage Luminaires | Standard | TRUE | 5277.36 | 91 | 57.8 | 18 | 0.95 | 5324 | 86 | 5 | 50000 | 41890 |  |  | NotYetVerified |  | 3 | 5277.36 | 91 | 58 | 18 | 0.95 | 5000 | 86
P000016VO | Precision Paragon [P2] | precision Paragon [P2] | VPL-1X4-XL-F-UL-40K | Outdoor Luminaires | Low Output | Parking Garage Luminaires | Standard | TRUE | 3130.73 | 102 | 30.59 | 10 | 0.95 | 3994 | 84 | 5 | 50000 | 41890 |  |  | NotYetVerified |  | 3 | 3130 | 102 | 30.59 | 10 | 0.95 | 4000 | 84
P000016VX | Precision Paragon [P2] | precision Paragon [P2] | VPL-1X2-XL-F-UL-40K | Outdoor Luminaires | Low Output | Parking Garage Luminaires | Standard | TRUE | 3028.73 | 96 | 31.6 | 21 | 0.89 | 4150 | 84 | 5 | 50000 | 41890 |  |  | NotYetVerified |  | 3 | 3028.73 | 96 | 31.6 | 21 | 0.89 | 4000 | 84
P000016W5 | Precision Paragon [P2] | precision Paragon [P2] | VPL-1X2-LW-BL-UL-50K | Outdoor Luminaires | Mid Output | Parking Garage Luminaires | Standard | FALSE | [9 empty] | 41890 |  |  | NotYetVerified |  | 3 | 5277.36 | 91 | 57.8 | 18 | 0.95 | 5000 | 86
P000016W4 | Precision Paragon [P2] | precision Paragon [P2] | VPL-1X2-LW-DM-UL-50K | Outdoor Luminaires | Mid Output | Parking Garage Luminaires | Standard | FALSE | [9 empty] | 41890 |  |  | NotYetVerified |  | 3 | 5277.36 | 91 | 57.8 | 18 | 0.95 | 5000 | 86
P000016W2 | Precision Paragon [P2] | precision Paragon [P2] | VPL-1X2-XL-BL-UL-50K | Outdoor Luminaires | Low Output | Parking Garage Luminaires | Standard | FALSE | [9 empty] | 41890 |  |  | NotYetVerified |  | 3 | 3172.31 | 99 | 31.89 | 21 | 0.89 | 5000 | 84
P000016W1 | Precision Paragon [P2] | precision Paragon [P2] | VPL-1X2-XL-DM-UL-50K | Outdoor Luminaires | Low Output | Parking Garage Luminaires | Standard | FALSE | [9 empty] | 41890 |  |  | NotYetVerified |  | 3 | 3172.31 | 99 | 31.89 | 21 | 0.89 | 5000 | 84
P000016W0 | Precision Paragon [P2] | precision Paragon [P2] | VPL-1X2-XL-F-UL-50K | Outdoor Luminaires | Low Output | Parking Garage Luminaires | Standard | FALSE | [9 empty] | 41890 |  |  | NotYetVerified |  | 3 | 3172.31 | 99 | 31.89 | 21 | 0.89 | 5000 | 84
P000016VZ | Precision Paragon [P2] | precision Paragon [P2] | VPL-1X2-XL-BL-UL-40K | Outdoor Luminaires | Low Output | Parking Garage Luminaires | Standard | FALSE | [9 empty] | 41890 |  |  | NotYetVerified |  | 3 | 3028.73 | 96 | 31.6 | 21 | 0.89 | 4000 | 84
P000016VY | Precision Paragon [P2] | precision Paragon [P2] | VPL-1X2-XL-DM-UL-40K | Outdoor Luminaires | Low Output | Parking Garage Luminaires | Standard | FALSE | [9 empty] | 41890 |  |  | NotYetVerified |  | 3 | 3028.73 | 96 | 31.6 | 21 | 0.89 | 4000 | 84
P000016VQ | Precision Paragon [P2] | precision Paragon [P2] | VPL-1X4-XL-BL-UL-40K | Outdoor Luminaires | Low Output | Parking Garage Luminaires | Standard | FALSE | [9 empty] | 41890 |  |  | NotYetVerified |  | 3 | 3130.73 | 102 | 30.59 | 10 | 0.95 | 4000 | 84
P000016VP | Precision Paragon [P2] | precision Paragon [P2] | VPL-1X4-XL-DM-UL-40K | Outdoor Luminaires | Low Output | Parking Garage Luminaires | Standard | FALSE | [9 empty] | 41890 |  |  | NotYetVerified |  | 3 | 3130.73 | 102 | 30.59 | 10 | 0.95 | 4000 | 84
P00000WAD | Hubbell Lighting | Hubbell Outdoor Lighting | GSL-21L | Outdoor Luminaires | Mid Output | Parking Garage Luminaires | Standard | TRUE | 6039 | 81.9 | 73.7 | 14.3 | 0.936 | 4110 | 74.59 | 5 | 60000 | 41887 |  |  | NotYetVerified | Product updated 8/15/2016 | 3
P000016LW | Portland Habilitation Center | Beyond Limitations Lighting | FP-GGL-PA-0000-08-AL | Outdoor Luminaires | High Output | Parking Garage Luminaires | Standard | TRUE | 10087 | 82.41 | 122.4 | 19.66 | 0.895 | 4218 | 74 | 5 | 50000 | 41886 |  |  | NotYetVerified |  | 3 | [5 empty] | 4218
P000016LY | Portland Habilitation Center | Beyond Limitations Lighting | FP-GGL-PA-0000-08-ALBRN | Outdoor Luminaires | High Output | Parking Garage Luminaires | Standard | FALSE | [9 empty] | 41886 |  |  | NotYetVerified |  | 3 | 10087 | 84.21 | 122.4 |  |  | 4218 | 74
P000016LX | Portland Habilitation Center | Beyond Limitations Lighting | FP-GGL-PA-0000-08-ALBLK | Outdoor Luminaires | High Output | Parking Garage Luminaires | Standard | FALSE | [9 empty] | 41886 |  |  | NotYetVerified |  | 3 | 10087 | 84.21 | 122.4 |  |  | 4218 | 74
P00001H98 | Shenzhen Botanica Lighting Co | botanica | BL-MD-50 | Outdoor Luminaires | Mid Output | Parking Garage Luminaires | Standard | TRUE | 5591 | 89.6 | 62.4 | 16.53 | 0.9794 | 4935 | 70.6 | 5 | 50000 | 41885 |  |  | NotYetVerified |  | 3 | 5500 | 82 | 57 |  | 0.95 | 5000 | 70
P00001LOA | Micro High Tech Co. Ltd. | Ourlight | PGM-42TS | Outdoor Luminaires | Low Output | Parking Garage Luminaires | Standard | TRUE | 3954.5 | 94.22 | 41.97 | 25 | 0.878 | 3223 | 80.2 | 5 | 50000 | 41885 |  |  | NotYetVerified |  | 3
P00001LOC | Micro High Tech Co. Ltd. | Ourlight | PGM-42TD | Outdoor Luminaires | Low Output | Parking Garage Luminaires | Standard | FALSE | [9 empty] | 41885 |  |  | NotYetVerified |  | 3 | 4083.4 | 98.75 | 41.35 | 23.1 | 0.9878 | 5995 | 83.1
P00001LOB | Micro High Tech Co. Ltd. | Ourlight | PGM-42TE | Outdoor Luminaires | Low Output | Parking Garage Luminaires | Standard | FALSE | [9 empty] | 41885 |  |  | NotYetVerified |  | 3 | 4000 | 98 | 42 | 20 | 0.98 | 5000 | 81
P00000544 | Atlas Lighting Products | Atlas Lighting Products | VN1256LED | Outdoor Luminaires | Mid Output | Parking Garage Luminaires | Standard | TRUE | 5494.7 | 100.4 | 54.74 | 7.12 | 0.98 | 4642 | 83.8 | 5 | 200000 | 41884 |  |  | No |  | 3.1 | 5494 | 100.4 | 54.74 | 7.12 | 0.98 | 4642 | 82.8
P00000545 | Atlas Lighting Products | Atlas Lighting Products | VN1243LED | Outdoor Luminaires | Low Output | Parking Garage Luminaires | Standard | TRUE | 4611.6 | 106 | 43.51 | 8.67 | 0.972 | 4614 | 83.5 | 5 | 200000 | 41884 |  |  | No |  | 3.1 | 4611 | 106 | 43.51 | 8.67 | 0.972 | 4614 | 83.5
P00001GL0 | Crystal Lighting Corporation | Crystal Lighting Corporation | LG-CLW-3034-60CLED-50-120-277V-XX-XXX [Excludes GS Options] | Outdoor Luminaires | Low Output | Parking Garage Luminaires | Standard | TRUE | 4942.11 | 77 | 64.36 | 10 | 0.94 | 5348 | 75 | 5 | 60000 | 41878 |  |  | NotYetVerified |  | 3 |  |  | 60 |  | 0.98 | 5000 | 70
P00001GYV | S LITE CO. LTD. | S LITE | DL395ALN(4000K) | Outdoor Luminaires | Low Output | Parking Garage Luminaires | Standard | TRUE | 4996.7 | 77.37 | 64.58 | 17.86 | 0.904 | 4089 | 74.2 | 5 | 50000 | 41878 |  |  | NotYetVerified |  | 3 | 4996.7 | 77.37 | 64.58 | 17.86 | 0.904 | 4000 | 74.2
P00001GYX | S LITE CO. LTD. | S LITE | DL395ALN(5000K) | Outdoor Luminaires | Mid Output | Parking Garage Luminaires | Standard | FALSE | [9 empty] | 41878 | Not Yet Verified | Not Yet Verified | NotYetVerified |  | 3 | 6104 | 92.69 | 65.86 | 16.77 | 0.9104 | 5000 | 69.3
P00001GYW | S LITE CO. LTD. | S LITE | DL395ALN(4500K) | Outdoor Luminaires | Low Output | Parking Garage Luminaires | Standard | FALSE | [9 empty] | 41878 | Not Yet Verified | Not Yet Verified | NotYetVerified |  | 3 | 4996.7 | 77.37 | 64.58 | 17.86 | 0.904 | 4500 | 74.2
P00000QOA | Cree Inc. | E-Conolight | E-RC2L04CW | Outdoor Luminaires | Low Output | Parking Garage Luminaires | Standard | TRUE | 4119 | 100.88 | 40.83 | 10.8 | 0.9598 | 4697 | 73 | 5 | 100000 | 41877 |  |  | NotYetVerified |  | 3 | 4119 | 101 | 41 |  | 0.9 | 5000 | 70
P00000W9O | Hubbell Lighting | Spaulding Lighting | ARS-18L4K-083-4-[U1234] | Outdoor Luminaires | Low Output | Parking Garage Luminaires | Standard | TRUE | 4189 | 74.9 | 55.9 | 13.9 | 0.93 | 3909 | 72.8 | 5 |  | 41871 |  |  | NotYetVerified |  | 3 | 4189 | 74.8 | 56 | 20 | 0.9 | 4200 | 70
P000010M1 | LSI Industries | EXTERIOR | XLPG LED SS WW [UE 347] XXX [Blank VCM] XXXXX [Excludes CLR] | Outdoor Luminaires | Mid Output | Parking Garage Luminaires | Standard | TRUE | 5731 | 101 | 56.5 | 15 | 0.926 | 3343 | 82 | 5 |  | 41871 |  |  | NotYetVerified |  | 3 | 5731 | 101 | 56.5 | 5.8 | 0.958 | 3343 | 82
P00000W9P | Hubbell Lighting | Spaulding Lighting | ARS-18L5K-083-5M-[U1234] | Outdoor Luminaires | Low Output | Parking Garage Luminaires | Standard | TRUE | 4794 | 85.2 | 56.3 | 16.8 | 0.91 | 4898 | 67.4 | 5 |  | 41871 |  |  | NotYetVerified |  | 3 | 4794 | 85.6 | 56 | 20 | 0.9 | 5100 | 70
P000010M3 | LSI Industries | EXTERIOR | XLPG LED SS CW [UE 347] XXX [Blank VCM] XXXXX [Excludes CLR] | Outdoor Luminaires | Mid Output | Parking Garage Luminaires | Standard | FALSE | [9 empty] | 41871 |  |  | NotYetVerified |  | 3 | 6764 | 118 | 57.1 | 5.5 | 0.986 | 4999 | 70
P000010M2 | LSI Industries | EXTERIOR | XLPG LED SS NW [UE 347] XXX [Blank VCM] XXXXX [Excludes CLR] | Outdoor Luminaires | Mid Output | Parking Garage Luminaires | Standard | FALSE | [9 empty] | 41871 |  |  | NotYetVerified |  | 3 | 6048 | 107 | 56.7 | 5.8 | 0.984 | 3911 | 81
P00000WAA | Hubbell Lighting | Spaulding Lighting | ARS-36L5K-070-5R-[U1234] | Outdoor Luminaires | Mid Output | Parking Garage Luminaires | Standard | FALSE | [9 empty] | 41871 |  |  | NotYetVerified |  | 3 | 8691 | 101.1 | 86 | 20 | 0.9 | 5100 | 70
P00000WA9 | Hubbell Lighting | Spaulding Lighting | ARS-36L5K-070-5M-[U1234] | Outdoor Luminaires | Mid Output | Parking Garage Luminaires | Standard | FALSE | [9 empty] | 41871 |  |  | NotYetVerified |  | 3 | 8378 | 97.4 | 86 | 20 | 0.9 | 5100 | 70
P00000WAB | Hubbell Lighting | Spaulding Lighting | ARS-36L5K-070-5W-[U1234] | Outdoor Luminaires | Mid Output | Parking Garage Luminaires | Standard | FALSE | [9 empty] | 41871 |  |  | NotYetVerified |  | 3 | 8119 | 94.4 | 86 | 20 | 0.9 | 5100 | 70
P00000WA8 | Hubbell Lighting | Spaulding Lighting | ARS-36L5K-070-4-[U1234] | Outdoor Luminaires | Mid Output | Parking Garage Luminaires | Standard | FALSE | [9 empty] | 41871 |  |  | NotYetVerified |  | 3 | 7869 | 91.5 | 86 | 20 | 0.9 | 5100 | 70
P00000WA5 | Hubbell Lighting | Spaulding Lighting | ARS-24L5K-070-5M-[U1234] | Outdoor Luminaires | Mid Output | Parking Garage Luminaires | Standard | FALSE | [9 empty] | 41871 |  |  | NotYetVerified |  | 3 | 5623 | 98.6 | 57 | 20 | 0.9 | 5100 | 70
P00000WA6 | Hubbell Lighting | Spaulding Lighting | ARS-24L5K-070-5R-[U1234] | Outdoor Luminaires | Mid Output | Parking Garage Luminaires | Standard | FALSE | [9 empty] | 41871 |  |  | NotYetVerified |  | 3 | 5414 | 95 | 57 | 20 | 0.9 | 5100 | 70
P00000WA7 | Hubbell Lighting | Spaulding Lighting | ARS-24L5K-070-5W-[U1234] | Outdoor Luminaires | Mid Output | Parking Garage Luminaires | Standard | FALSE | [9 empty] | 41871 |  |  | NotYetVerified |  | 3 | 5373 | 94.3 | 57 | 20 | 0.9 | 5100 | 70
P00000WA4 | Hubbell Lighting | Spaulding Lighting | ARS-24L5K-070-4-[U1234] | Outdoor Luminaires | Mid Output | Parking Garage Luminaires | Standard | FALSE | [9 empty] | 41871 |  |  | NotYetVerified |  | 3 | 5281 | 92.7 | 57 | 20 | 0.9 | 5100 | 70
P00000W9U | Hubbell Lighting | Spaulding Lighting | ARS-18L5K-083-5R-[U1234] | Outdoor Luminaires | Low Output | Parking Garage Luminaires | Standard | FALSE | [9 empty] | 41871 |  |  | NotYetVerified |  | 3 | 4919 | 87.8 | 56 | 20 | 0.9 | 5100 | 70
P00000W9V | Hubbell Lighting | Spaulding Lighting | ARS-18L5K-083-5W-[U1234] | Outdoor Luminaires | Low Output | Parking Garage Luminaires | Standard | FALSE | [9 empty] | 41871 |  |  | NotYetVerified |  | 3 | 4590 | 82 | 56 | 20 | 0.9 | 5100 | 70
P00000W9T | Hubbell Lighting | Spaulding Lighting | ARS-18L5K-083-4-[U1234] | Outdoor Luminaires | Low Output | Parking Garage Luminaires | Standard | FALSE | [9 empty] | 41871 |  |  | NotYetVerified |  | 3 | 4482 | 80 | 56 | 20 | 0.9 | 5100 | 70
P00000WA2 | Hubbell Lighting | Spaulding Lighting | ARS-36L4K-070-5R-[U1234] | Outdoor Luminaires | Mid Output | Parking Garage Luminaires | Standard | FALSE | [9 empty] | 41871 |  |  | NotYetVerified |  | 3 | 7996 | 93 | 86 | 20 | 0.9 | 4200 | 70
P00000WA1 | Hubbell Lighting | Spaulding Lighting | ARS-36L4K-070-5M-[U1234] | Outdoor Luminaires | Mid Output | Parking Garage Luminaires | Standard | FALSE | [9 empty] | 41871 |  |  | NotYetVerified |  | 3 | 7757 | 90.2 | 86 | 20 | 0.9 | 4200 | 70
P00000WA3 | Hubbell Lighting | Spaulding Lighting | ARS-36L4K-070-5W-[U1234] | Outdoor Luminaires | Mid Output | Parking Garage Luminaires | Standard | FALSE | [9 empty] | 41871 |  |  | NotYetVerified |  | 3 | 7518 | 87.4 | 86 | 20 | 0.9 | 4200 | 70
P00000WA0 | Hubbell Lighting | Spaulding Lighting | ARS-36L4K-070-4-[U1234] | Outdoor Luminaires | Mid Output | Parking Garage Luminaires | Standard | FALSE | [9 empty] | 41871 |  |  | NotYetVerified |  | 3 | 7286 | 84.7 | 86 | 20 | 0.9 | 4200 | 70
P00000W9Y | Hubbell Lighting | Spaulding Lighting | ARS-24L4K-070-5R-[U1234] | Outdoor Luminaires | Mid Output | Parking Garage Luminaires | Standard | FALSE | [9 empty] | 41871 |  |  | NotYetVerified |  | 3 | 5366 | 94.1 | 57 | 20 | 0.9 | 4200 | 70
P00000W9X | Hubbell Lighting | Spaulding Lighting | ARS-24L4K-070-5M-[U1234] | Outdoor Luminaires | Mid Output | Parking Garage Luminaires | Standard | FALSE | [9 empty] | 41871 |  |  | NotYetVerified |  | 3 | 5206 | 91.3 | 57 | 20 | 0.9 | 4200 | 70
P00000W9Z | Hubbell Lighting | Spaulding Lighting | ARS-24L4K-070-5W-[U1234] | Outdoor Luminaires | Low Output | Parking Garage Luminaires | Standard | FALSE | [9 empty] | 41871 |  |  | NotYetVerified |  | 3 | 4975 | 87.3 | 57 | 20 | 0.9 | 4200 | 70
P00000W9W | Hubbell Lighting | Spaulding Lighting | ARS-24L4K-070-4-[U1234] | Outdoor Luminaires | Low Output | Parking Garage Luminaires | Standard | FALSE | [9 empty] | 41871 |  |  | NotYetVerified |  | 3 | 4890 | 85.8 | 57 | 20 | 0.9 | 4200 | 70
P00000W9R | Hubbell Lighting | Spaulding Lighting | ARS-18L4K-083-5R-[U1234] | Outdoor Luminaires | Low Output | Parking Garage Luminaires | Standard | FALSE | [9 empty] | 41871 |  |  | NotYetVerified |  | 3 | 4597 | 82.1 | 56 | 20 | 0.9 | 4200 | 70
P00000W9Q | Hubbell Lighting | Spaulding Lighting | ARS-18L4K-083-5M-[U1234] | Outdoor Luminaires | Low Output | Parking Garage Luminaires | Standard | FALSE | [9 empty] | 41871 |  |  | NotYetVerified |  | 3 | 4460 | 79.6 | 56 | 20 | 0.9 | 4200 | 70
P00000W9S | Hubbell Lighting | Spaulding Lighting | ARS-18L4K-083-5W-[U1234] | Outdoor Luminaires | Low Output | Parking Garage Luminaires | Standard | FALSE | [9 empty] | 41871 |  |  | NotYetVerified |  | 3 | 4290 | 76.6 | 56 | 20 | 0.9 | 4200 | 70
P00000TZK | GE Lighting Solutions | Evolve | EGMS-0-W-L-x-40-P-C-xx-xxx | Outdoor Luminaires | Mid Output | Parking Garage Luminaires | Standard | TRUE | 5212 | 85.8 | 60.7 | 8.4 | 0.92 | 4060 | 73.1 | 5 | 50000 | 41869 |  |  | NotYetVerified |  | 3 | 5100 |  | 67 |  | 0.9 | 4000 | 70
P00000TZ6 | GE Lighting Solutions | Evolve | EGMS-H-W-L-x-40-P-C-xx-xxx | Outdoor Luminaires | Mid Output | Parking Garage Luminaires | Standard | TRUE | 5199 | 77.7 | 66.9 | 19.4 | 0.9 | 4061 | 73.1 | 5 | 50000 | 41869 |  |  | NotYetVerified |  | 3 | 5100 |  | 67 |  | 0.9 | 4000 | 70
P00000TZV | GE Lighting Solutions | Evolve | EGMS-0-U-H-x-40-P-C-xx-xxx | Outdoor Luminaires | Mid Output | Parking Garage Luminaires | Standard | FALSE | [9 empty] | 41869 |  |  | NotYetVerified |  | 3 | 8400 | 101 | 83 |  | 0.9 | 5000 | 70
P00000TZP | GE Lighting Solutions | Evolve | EGMS-0-W-H-x-40-P-C-xx-xxx | Outdoor Luminaires | Mid Output | Parking Garage Luminaires | Standard | FALSE | [9 empty] | 41869 |  |  | NotYetVerified |  | 3 | 8400 | 85 | 83 |  | 0.9 | 5000 | 70
P00000TZH | GE Lighting Solutions | Evolve | EGMS-H-U-H-x-50-P-C-xx-xxx | Outdoor Luminaires | Mid Output | Parking Garage Luminaires | Standard | FALSE | [9 empty] | 41869 |  |  | NotYetVerified |  | 3 | 8400 | 93 | 90 |  | 0.9 | 5000 | 70
P00000TZA | GE Lighting Solutions | Evolve | EGMS-H-W-H-x-50-P-C-xx-xxx | Outdoor Luminaires | Mid Output | Parking Garage Luminaires | Standard | FALSE | [9 empty] | 41869 |  |  | NotYetVerified |  | 3 | 8400 | 93 | 90 |  | 0.9 | 5000 | 70
P00000TZW | GE Lighting Solutions | Evolve | EGMS-0-U-M-x-40-P-C-xx-xxx | Outdoor Luminaires | Mid Output | Parking Garage Luminaires | Standard | FALSE | [9 empty] | 41869 |  |  | NotYetVerified |  | 3 | 6800 | 94 | 72 |  | 0.9 | 5000 | 70
P00000TZQ | GE Lighting Solutions | Evolve | EGMS-0-W-M-x-40-P-C-xx-xxx | Outdoor Luminaires | Mid Output | Parking Garage Luminaires | Standard | FALSE | [9 empty] | 41869 |  |  | NotYetVerified |  | 3 | 6800 | 94 | 72 |  | 0.9 | 5000 | 70
P00000TZI | GE Lighting Solutions | Evolve | EGMS-H-U-M-x-50-P-C-xx-xxx | Outdoor Luminaires | Mid Output | Parking Garage Luminaires | Standard | FALSE | [9 empty] | 41869 |  |  | NotYetVerified |  | 3 | 6800 | 87 | 78 |  | 0.9 | 5000 | 70
P00000TZB | GE Lighting Solutions | Evolve | EGMS-H-W-M-x-50-P-C-xx-xxx | Outdoor Luminaires | Mid Output | Parking Garage Luminaires | Standard | FALSE | [9 empty] | 41869 |  |  | NotYetVerified |  | 3 | 6800 | 87 | 78 |  | 0.9 | 5000 | 70
P00000TZX | GE Lighting Solutions | Evolve | EGMS-0-U-L-x-40-P-C-xx-xxx | Outdoor Luminaires | Mid Output | Parking Garage Luminaires | Standard | FALSE | [9 empty] | 41869 |  |  | NotYetVerified |  | 3 | 5200 | 84 | 62 |  | 0.9 | 5000 | 70
P00000TZJ | GE Lighting Solutions | Evolve | EGMS-H-U-L-x-50-P-C-xx-xxx | Outdoor Luminaires | Mid Output | Parking Garage Luminaires | Standard | FALSE | [9 empty] | 41869 |  |  | NotYetVerified |  | 3 | 5200 | 78 | 67 |  | 0.9 | 5000 | 70
P00000TZC | GE Lighting Solutions | Evolve | EGMS-H-W-L-x-50-P-C-xx-xxx | Outdoor Luminaires | Mid Output | Parking Garage Luminaires | Standard | FALSE | [9 empty] | 41869 |  |  | NotYetVerified |  | 3 | 5200 | 78 | 67 |  | 0.9 | 5000 | 70
P00000TZO | GE Lighting Solutions | Evolve | EGMS-0-W-V-x-40-P-C-xx-xxx | Outdoor Luminaires | High Output | Parking Garage Luminaires | Standard | FALSE | [9 empty] | 41869 |  |  | NotYetVerified |  | 3 | 10600 | 90 | 118 |  | 0.9 | 5000 | 70
P00000TZR | GE Lighting Solutions | Evolve | EGMS-0-U-H-x-50-P-C-xx-xxx | Outdoor Luminaires | Mid Output | Parking Garage Luminaires | Standard | FALSE | [9 empty] | 41869 |  |  | NotYetVerified |  | 3 | 8300 | 100 | 83 |  | 0.9 | 4000 | 70
P00000TZL | GE Lighting Solutions | Evolve | EGMS-0-W-H-x-50-P-C-xx-xxx | Outdoor Luminaires | Mid Output | Parking Garage Luminaires | Standard | FALSE | [9 empty] | 41869 |  |  | NotYetVerified |  | 3 | 8300 | 100 | 83 |  | 0.9 | 4000 | 70
P00000TZE | GE Lighting Solutions | Evolve | EGMS-H-U-H-x-40-P-C-xx-xxx | Outdoor Luminaires | Mid Output | Parking Garage Luminaires | Standard | FALSE | [9 empty] | 41869 |  |  | NotYetVerified |  | 3 | 8300 | 92 | 90 |  | 0.9 | 4000 | 70
P00000TZ8 | GE Lighting Solutions | Evolve | EGMS-H-W-H-x-40-P-C-xx-xxx | Outdoor Luminaires | Mid Output | Parking Garage Luminaires | Standard | FALSE | [9 empty] | 41869 |  |  | NotYetVerified |  | 3 | 8300 | 92 | 90 |  | 0.9 | 4000 | 70
P00000TZS | GE Lighting Solutions | Evolve | EGMS-0-U-M-x-50-P-C-xx-xxx | Outdoor Luminaires | Mid Output | Parking Garage Luminaires | Standard | FALSE | [9 empty] | 41869 |  |  | NotYetVerified |  | 3 | 6700 | 93 | 72 |  | 0.9 | 4000 | 70
P00000TZM | GE Lighting Solutions | Evolve | EGMS-0-W-M-x-50-P-C-xx-xxx | Outdoor Luminaires | Mid Output | Parking Garage Luminaires | Standard | FALSE | [9 empty] | 41869 |  |  | NotYetVerified |  | 3 | 6700 | 85 | 72 |  | 0.9 | 4000 | 70
P00000TZF | GE Lighting Solutions | Evolve | EGMS-H-U-M-x-40-P-C-xx-xxx | Outdoor Luminaires | Mid Output | Parking Garage Luminaires | Standard | FALSE | [9 empty] | 41869 |  |  | NotYetVerified |  | 3 | 6700 | 86 | 78 |  | 0.9 | 4000 | 70
P00000TZ9 | GE Lighting Solutions | Evolve | EGMS-H-W-M-x-40-P-C-xx-xxx | Outdoor Luminaires | Mid Output | Parking Garage Luminaires | Standard | FALSE | [9 empty] | 41869 |  |  | NotYetVerified |  | 3 | 6700 | 86 | 78 |  | 0.9 | 4000 | 70
P00000TZT | GE Lighting Solutions | Evolve | EGMS-0-U-L-x-50-P-C-xx-xxx | Outdoor Luminaires | Mid Output | Parking Garage Luminaires | Standard | FALSE | [9 empty] | 41869 |  |  | NotYetVerified |  | 3 | 5100 | 82 | 62 |  | 0.9 | 4000 | 70
P00000TZN | GE Lighting Solutions | Evolve | EGMS-0-W-L-x-50-P-C-xx-xxx | Outdoor Luminaires | Mid Output | Parking Garage Luminaires | Standard | FALSE | [9 empty] | 41869 |  |  | NotYetVerified |  | 3 | 5100 | 82 | 62 |  | 0.9 | 4000 | 70
P00000TZG | GE Lighting Solutions | Evolve | EGMS-H-U-L-x-40-P-C-xx-xxx | Outdoor Luminaires | Mid Output | Parking Garage Luminaires | Standard | FALSE | [9 empty] | 41869 |  |  | NotYetVerified |  | 3 | 5100 | 76 | 67 |  | 0.9 | 4000 | 70
P00000TZU | GE Lighting Solutions | Evolve | EGMS-0-U-V-x-40-P-C-xx-xxx | Outdoor Luminaires | High Output | Parking Garage Luminaires | Standard | FALSE | [9 empty] | 41869 |  |  | NotYetVerified |  | 3 | 10600 | 90 | 118 |  | 0.9 | 4000 | 70
P00000TZD | GE Lighting Solutions | Evolve | EGMS-H-U-V-x-40-P-C-xx-xxx | Outdoor Luminaires | High Output | Parking Garage Luminaires | Standard | FALSE | [9 empty] | 41869 |  |  | NotYetVerified |  | 3 | 10500 | 83 | 126 |  | 0.9 | 4000 | 70
P00000TZ7 | GE Lighting Solutions | Evolve | EGMS-H-W-V-x-40-P-C-xx-xxx | Outdoor Luminaires | High Output | Parking Garage Luminaires | Standard | FALSE | [9 empty] | 41869 |  |  | NotYetVerified |  | 3 | 10500 | 83 | 126 |  | 0.9 | 4000 | 70
P00000UGX | Orion Energy Systems Inc | Harris | GCLEDRC120 | Outdoor Luminaires | Mid Output | Parking Garage Luminaires | Standard | TRUE | 9024 | 76.78 | 117.5 | 12.2 | 0.945 | 5408 | 74 | 5 | 50000 | 41866 |  |  | NotYetVerified |  | 3 | 10080 | 84 | 120 |  | 0.98 | 5300 | 75
P00000UH0 | Orion Energy Systems Inc | Harris | GCLEDSQ120 | Outdoor Luminaires | High Output | Parking Garage Luminaires | Standard | TRUE | 10262 | 83.78 | 122.4 | 5.6 | 0.935 | 4818 | 74 | 5 |  | 41866 |  |  | NotYetVerified |  | 3 | 10262 | 83 | 122.4 |  | 0.98 | 4818 | 75
P00000UGV | Orion Energy Systems Inc | Harris | GCLEDRC060 | Outdoor Luminaires | Low Output | Parking Garage Luminaires | Standard | TRUE | 4695 | 74.79 | 62.76 | 10.7 | 0.925 | 5297 | 74 | 5 |  | 41866 |  |  | NotYetVerified |  | 3 | 4695 | 74 | 62.76 |  | 0.98 | 5297 | 75
P00000UGY | Orion Energy Systems Inc | Harris | GCLEDSQ060 | Outdoor Luminaires | Mid Output | Parking Garage Luminaires | Standard | TRUE | 5356 | 86.59 | 61.85 | 10.2 | 0.922 | 4929 | 74 | 5 |  | 41866 |  |  | NotYetVerified |  | 3 | 5356 | 86 | 61.85 |  | 0.98 | 4929 | 75
P000019BN | SimplyLEDs | CLG Family | CLG-60-N40-APF-V350 | Outdoor Luminaires | Mid Output | Parking Garage Luminaires | Standard | TRUE | 5103 | 81.98 | 62.25 | 19.02 | 0.904 | 4028 | 81 |  |  | 41866 |  |  | NotYetVerified |  | 3 | 5103 | 82 | 62 | 16 | 0.93 | 4028 | 81
P00000UGU | Orion Energy Systems Inc | Harris | CLLEDRF040 | Outdoor Luminaires | Low Output | Parking Garage Luminaires | Standard | TRUE | 3511 | 83.3 | 42.15 | 16.2 | 0.904 | 4865 | 69 | 5 |  | 41866 |  |  | NotYetVerified |  | 3 | 3511 | 83 | 42.15 |  | 0.98 | 4865 | 75
P000019BL | SimplyLEDs | CLG Family | CLG-60-N40-AF-V350 | Outdoor Luminaires | Mid Output | Parking Garage Luminaires | Standard | TRUE | 5027 | 80.73 | 62.27 | 19.02 | 0.904 | 4028 | 81 | 5 | 200000 | 41866 |  |  | NotYetVerified |  | 3 | 5027 | 81 | 30 | 6 | 0.97 | 4028 | 81
P00000UGZ | Orion Energy Systems Inc | Harris | GCLEDSQ040 | Outdoor Luminaires | Low Output | Parking Garage Luminaires | Standard | TRUE | 3333 | 78.54 | 42.54 | 18.5 | 0.894 | 4816 | 73 | 5 |  | 41866 |  |  | NotYetVerified |  | 3 | 3333 | 78 | 42.54 |  | 0.98 | 4816 | 75
P00000UGW | Orion Energy Systems Inc | Harris | GCLEDRC040 | Outdoor Luminaires | Low Output | Parking Garage Luminaires | Standard | TRUE | 3138 | 77.27 | 40.61 | 17.5 | 0.89 | 4915 | 73 | 5 |  | 41866 |  |  | NotYetVerified |  | 3 | 3138 | 77 | 40.61 |  | 0.98 | 4915 | 75
P000019BO | SimplyLEDs | CLG Family | CLG-60-C-APF-V350 | Outdoor Luminaires | Mid Output | Parking Garage Luminaires | Standard | FALSE | [9 empty] | 41866 |  |  | NotYetVerified |  | 3 | 5455 | 87 | 63 | 19 | 0.9 | 5455 | 87
P000019BM | SimplyLEDs | CLG Family | CLG-60-C-AF-V350 | Outdoor Luminaires | Mid Output | Parking Garage Luminaires | Standard | FALSE | [9 empty] | 41866 |  |  | NotYetVerified |  | 3 | 5367 | 86 | 63 | 19 | 0.9 | 5096 | 72
P00001LG6 | Leader Electronics Inc. | Leader Electronics | PS14-80-50-T5-UNV-BZ | Outdoor Luminaires | Mid Output | Parking Garage Luminaires | Standard | TRUE | 6353 | 86.2 | 73.69 | 15.7 | 0.902 | 5091 | 71.9 | 5 | 70000 | 41865 |  |  | NotYetVerified |  | 3 | 6615 | 89.7 | 73.72 | 6.25 | 0.995 | 5091 | 71.9
P00000U3O | Grandlite International Corp | Grandlite | LED-366 | Outdoor Luminaires | Low Output | Parking Garage Luminaires | Standard | TRUE | 4309.79 | 78 | 55.14 | 16 | 0.96 | 5100 | 67.2 | 5 |  | 41863 |  |  | NotYetVerified | Only qualified at 20Â° setting | 3 | 4000 | 74 | 54 |  |  | 5000 | 70
P00000U19 | GLOBAL TECH LED | Global Tech LED | GTSOLM21-GR-1X-120/277-MH-L360 | Outdoor Retrofit Kit | Low Output | Retrofit Kits for Parking Garage Luminaires | Standard | TRUE | 3977 | 84.66 | 46.97 | 8.26 | 0.945 | 5773 | 75.2 | 10 | 100000 | 41862 |  |  | NotYetVerified |  | 3 |  |  | 50 |  |  | 5700
P00000TYO | GE Lighting Solutions | Evolve | EGMS-H-W-V-x-50-P-C-xx-xxx | Outdoor Luminaires | High Output | Parking Garage Luminaires | Standard | TRUE | 10668 | 85.3 | 125.6 | 15.2 | 0.99 | 5099 | 75 | 5 | 50000 | 41856 |  |  | NotYetVerified |  | 3 | 10600 |  | 126 |  | 0.9 | 5000 | 70
P00000TYM | GE Lighting Solutions | Evolve | EGMS-0-U-V-x-50-P-C-xx-xxx | Outdoor Luminaires | High Output | Parking Garage Luminaires | Standard | TRUE | 10656 | 90.4 | 117.9 | 8.4 | 0.92 | 5099 | 75 | 5 | 50000 | 41856 |  |  | NotYetVerified |  | 3 | 10600 |  | 118 |  | 0.9 | 5000 | 70
P00000TYP | GE Lighting Solutions | Evolve | EGMS-H-U-V-x-50-P-C-xx-xxx | Outdoor Luminaires | High Output | Parking Garage Luminaires | Standard | FALSE | [9 empty] | 41856 |  |  | NotYetVerified |  | 3 | 10600 | 84 | 126 |  | 0.9 | 5000 | 70
P00000TYN | GE Lighting Solutions | Evolve | EGMS-0-W-V-x-50-P-C-xx-xxx | Outdoor Luminaires | High Output | Parking Garage Luminaires | Standard | FALSE | [9 empty] | 41856 |  |  | NotYetVerified |  | 3 | 10600 | 90 | 118 |  | 0.9 | 5000 | 70
P00000QB4 | Dongbu Lightec | LumiDas Parking | PG45-CH-PFB(NT5M) | Outdoor Luminaires | Low Output | Parking Garage Luminaires | Standard | TRUE | 4252 | 98.15 | 43.32 | 8.86 | 0.97 | 4077 | 71.2 | 5 | 50000 | 41855 |  |  | NotYetVerified |  | 3 | 4500 | 100 | 45 |  |  | 4000 | 70
P00000QB2 | Dongbu Lightec | LumiDas Parking | PG45-UM-PFB(NT5M) | Outdoor Luminaires | Low Output | Parking Garage Luminaires | Standard | TRUE | 4383 | 95.67 | 45.67 | 16.22 | 0.94 | 4346 | 72.1 | 5 |  | 41855 |  |  | NotYetVerified |  | 3 | 4470 | 97.7 | 45.75 | 20 | 0.9 | 4000 | 70
P00001FSH | Lighting Group of America | Lighting Group of America | GL-365L40M | Outdoor Luminaires | Mid Output | Parking Garage Luminaires | Standard | TRUE | 8178.22 | 78 | 105 | 21 | 0.88 | 4952 | 70 | 5 |  | 41855 |  |  | NotYetVerified |  | 3 | 8178 | 77.9 | 105 | 21 | 0.9 | 5000 | 70
P00001FSI | Lighting Group of America | Lighting Group of America | GL-365L60M | Outdoor Luminaires | High Output | Parking Garage Luminaires | Standard | FALSE | [9 empty] | 41855 |  |  | NotYetVerified |  | 3 | 12267 | 78.6 | 156 | 15 | 0.94 | 5000 | 70
P00000QB3 | Dongbu Lightec | LumiDas Parking | PG45-UM-PFB(DT5M) | Outdoor Luminaires | Low Output | Parking Garage Luminaires | Standard | FALSE | [9 empty] | 41855 |  |  | NotYetVerified |  | 3 | 4876 | 107.4 | 45.39 | 20 | 0.9 | 5000 | 70
P00000QB5 | Dongbu Lightec | LumiDas Parking | PG45-CH-PFB(DT5M) | Outdoor Luminaires | Low Output | Parking Garage Luminaires | Standard | FALSE | [9 empty] | 41855 |  |  | NotYetVerified |  | 3 | 4500 | 100 | 45 |  |  | 5000 | 70
P00001GDY | Ledsion Lighting Technology Co.Ltd | LEDSION | LS-CP100W | Outdoor Luminaires | Mid Output | Parking Garage Luminaires | Standard | TRUE | 7576.32 | 76.823 | 98.62 | 14.4 | 0.912 | 5166 | 75.2 | 5 | 50000 | 41838 |  |  | NotYetVerified |  | 3 | 7576.32 | 76.82 | 100 | 14 | 0.9 | 5000 | 75
P00001GDZ | Ledsion Lighting Technology Co.Ltd | LEDSION | LS-CP120W | Outdoor Luminaires | Mid Output | Parking Garage Luminaires | Standard | TRUE | 8843.85 | 73.77 | 119.89 | 14.9 | 0.911 | 5218 | 74.8 | 5 | 50000 | 41838 |  |  | NotYetVerified |  | 3 | 8843.85 | 73.77 | 120 | 14 | 0.9 | 5000 | 75
P000019B9 | SimplyLEDs | CLG Family | CLG-80-N40-APF-V450 | Outdoor Luminaires | Mid Output | Parking Garage Luminaires | Standard | TRUE | 6301 | 80.89 | 77.9 | 10.15 | 0.941 | 4063 | 83 | 5 | 200000 | 41837 |  |  | NotYetVerified |  | 3 | 6301 | 81 | 78 | 14 | 0.94 | 4000 | 83
P000019BB | SimplyLEDs | CLG Family | CLG-80-N40-AF-V450 | Outdoor Luminaires | Mid Output | Parking Garage Luminaires | Standard | TRUE | 6120 | 78.56 | 77.9 | 10.15 | 0.941 | 4063 | 83 | 5 | 200000 | 41837 |  |  | NotYetVerified |  | 3 | 6120 | 78 | 79 | 14 | 0.94 | 4000 | 83
P000019BA | SimplyLEDs | CLG Family | CLG-80-C-APF-V450 | Outdoor Luminaires | Mid Output | Parking Garage Luminaires | Standard | FALSE | [9 empty] | 41837 |  |  | NotYetVerified |  | 3 | 6722 | 85 | 79 | 18 | 0.88 | 5000 | 73
P000019BC | SimplyLEDs | CLG Family | CLG-80-C-AF-V450 | Outdoor Luminaires | Mid Output | Parking Garage Luminaires | Standard | FALSE | [9 empty] | 41837 |  |  | NotYetVerified |  | 3 | 6554 | 82 | 79 | 14 | 0.94 | 5000 | 73
P000005ZN | Cireon LLC | Cireon | ON1-024-AG-AJ | Outdoor Luminaires | Low Output | Parking Garage Luminaires | Standard | TRUE | 4036 | 103 | 39.12 | 12 | 0.89 | 5644 | 73 | 10 | 293000 | 41835 |  |  | NotYetVerified |  | 3 | 4030 |  | 40 |  | 0.95 | 5700 | 70
P00000YDI | Juno Lighting LLC | Acculite | PG2-A04-4K-UH-5-XX-PL | Outdoor Luminaires | Low Output | Parking Garage Luminaires | Standard | TRUE | 4790 | 80.9 | 59.2 | 17.5 | 0.919 | 3986 | 82.84 | 5 | 50000 | 41831 |  |  | NotYetVerified |  | 3 |  | 97 | 84 | 12.1 | 0.925 | 4000
P00000YDH | Juno Lighting LLC | Acculite | PG2-A04-4K-UH-5-XX | Outdoor Luminaires | Mid Output | Parking Garage Luminaires | Standard | TRUE | 5928 | 100 | 59.2 | 17.5 | 0.919 | 3946 | 81.49 | 5 | 50000 | 41831 |  |  | NotYetVerified |  | 3 | 5500 | 101 | 54 | 12 | 0.984 | 4000 | 80
P00000ZWJ | Lighting Science Group Corp. | C2D | C2DLB NW P1 R5 MVOLT CLR XXX XX | Outdoor Luminaires | Mid Output | Parking Garage Luminaires | Standard | TRUE | 5056 | 75.24 | 67.2 | 24.28 | 0.919 | 4079 | 71.5 | 5 | 60000 | 41830 |  |  | NotYetVerified |  | 3 | 5302 | 75 | 71 | 20 | 0.9 | 4000 | 70
P00000ZWK | Lighting Science Group Corp. | C2D | C2DLB CW P1 R5 MVOLT CLR XXX XX | Outdoor Luminaires | Mid Output | Parking Garage Luminaires | Standard | FALSE | [9 empty] | 41830 |  |  | NotYetVerified |  | 3 | 5696 | 78 | 71 | 20 | 0.9 | 5000 | 70
P00001AWU | TECHLIGHT | FUSION - TETRALUX | LTL4-N-2-T5W-H-X-XX-XX | Outdoor Luminaires | Mid Output | Parking Garage Luminaires | Standard | TRUE | 9962 | 90.9 | 109.6 | 7.64 | 0.921 | 3920 | 72 | 5 | 60000 | 41829 |  |  | NotYetVerified | Qualified at 0 degree tilt only | 3 | 9962 | 90.9 | 109.6 | 7.64 | 0.921 | 3920 | 72
P00001DQY | Visionaire Lighting | Visionaire Lighting | BOW-1-T5-32LC-5-55K-UNIV-(All Options Except WM)-XX-XX-X | Outdoor Luminaires | Mid Output | Parking Garage Luminaires | Standard | TRUE | 5570.8 | 106.58 | 52.27 | 11 | 0.92 | 5192 | 66.7 | 5 |  | 41829 |  |  | NotYetVerified |  | 3 | 4736 | 87.7 | 54 |  |  | 5462 | 71.27
P00001DQX | Visionaire Lighting | Visionaire Lighting | BOW-1-T5-32LC-5-4K-UNIV-(All Options Except WM)-XX-XX-X | Outdoor Luminaires | Low Output | Parking Garage Luminaires | Standard | TRUE | 4874.4 | 92.99 | 52.42 | 11 | 0.92 | 3837 | 65.4 | 5 |  | 41829 |  |  | NotYetVerified |  | 3 | 4594 | 85.1 | 54 |  |  | 4776 | 71.27
P00001AWT | TECHLIGHT | FUSION - TETRALUX | LTL4-N-2-T5W-F-X-XX-XX | Outdoor Luminaires | Mid Output | Parking Garage Luminaires | Standard | TRUE | 7301 | 101 | 72.3 | 12.7 | 0.888 | 3860 | 72 | 5 | 60000 | 41829 |  |  | NotYetVerified | Qualified at 0 degree tilt only | 3 | 7301 | 101 | 72.3 | 12.7 | 0.888 | 3860 | 72
P00001DR4 | Visionaire Lighting | Visionaire Lighting | BOW-2-T5W-64LC-5-55K-UNIV-(All Options Except WM)-XX-XX-X | Outdoor Luminaires | Mid Output | Parking Garage Luminaires | Standard | FALSE | [9 empty] | 41829 |  |  | NotYetVerified |  | 3 | 9859 | 95.7 | 103 |  |  | 5462 | 71.27
P00001DR0 | Visionaire Lighting | Visionaire Lighting | BOW-1-T5W-32LC-5-55K-UNIV-(All Options Except WM)-XX-XX-X | Outdoor Luminaires | Mid Output | Parking Garage Luminaires | Standard | FALSE | [9 empty] | 41829 |  |  | NotYetVerified |  | 3 | 5171 | 95.8 | 54 |  |  | 5462 | 71.27
P00001DR3 | Visionaire Lighting | Visionaire Lighting | BOW-2-T5-64LC-5-55K-UNIV-(All Options Except WM)-XX-XX-X | Outdoor Luminaires | Mid Output | Parking Garage Luminaires | Standard | FALSE | [9 empty] | 41829 |  |  | NotYetVerified |  | 3 | 9506 | 92.3 | 103 |  |  | 5298 | 72.18
P00001DR1 | Visionaire Lighting | Visionaire Lighting | BOW-2-T5-64LC-5-4K-UNIV-(All Options Except WM)-XX-XX-X | Outdoor Luminaires | Mid Output | Parking Garage Luminaires | Standard | FALSE | [9 empty] | 41829 |  |  | NotYetVerified |  | 3 | 9222 | 89.5 | 103 |  |  | 4776 | 71.27
P00001DR2 | Visionaire Lighting | Visionaire Lighting | BOW-2-T5W-64LC-5-4K-UNIV-(All Options Except WM)-XX-XX-X | Outdoor Luminaires | Mid Output | Parking Garage Luminaires | Standard | FALSE | [9 empty] | 41829 |  |  | NotYetVerified |  | 3 | 9480 | 92 | 103 |  |  | 4776 | 67.59
P00001DQZ | Visionaire Lighting | Visionaire Lighting | BOW-1-T5W-32LC-5-4K-UNIV-(All Options Except WM)-XX-XX-X | Outdoor Luminaires | Low Output | Parking Garage Luminaires | Standard | FALSE | [9 empty] | 41829 |  |  | NotYetVerified |  | 3 | 4740 | 87.8 | 54 |  |  | 4776 | 67.59
P00001K0Y | LEDone Distribution Inc. | LEDone | CPSM60HU50K | Outdoor Luminaires | Mid Output | Parking Garage Luminaires | Standard | TRUE | 5356 | 86.59 | 61.85 | 10.2 | 0.922 | 4929 | 74 | 5 | 50000 | 41828 |  |  | NotYetVerified |  | 3 | 5400 | 87 | 61 | 20 | 0.9 | 5000 | 75
P00001K0X | LEDone Distribution Inc. | LEDone | CPSM45HU50K | Outdoor Luminaires | Low Output | Parking Garage Luminaires | Standard | TRUE | 3333 | 78.54 | 42.54 | 18.5 | 0.894 | 4816 | 73 | 5 | 50000 | 41828 |  |  | NotYetVerified |  | 3 | 3330 | 79 | 40 | 20 | 0.9 | 5000 | 70
P00001B6X | Titan LED Inc. | Titan LED | 3100-48-3 | Outdoor Luminaires | Mid Output | Parking Garage Luminaires | Standard | TRUE | 5467 | 101 | 54.15 | 8 | 0.88 | 5812 | 72 | 5 |  | 41827 |  |  | NotYetVerified |  | 3 | 5466 |  | 54 |  | 0.95 | 5700 | 70
P00001GX1 | S LITE CO. LTD. | S LITE | DL395AL(5000K) | Outdoor Luminaires | Low Output | Parking Garage Luminaires | Standard | TRUE | 4883.2 | 73.42 | 66.51 | 9.3 | 0.921 | 4976 | 73.1 | 5 | 50000 | 41822 |  |  | NotYetVerified |  | 3 | 4800 | 73 | 75 |  |  | 5000 | 70
P00001GX2 | S LITE CO. LTD. | S LITE | DL395AL(5700K) | Outdoor Luminaires | Mid Output | Parking Garage Luminaires | Standard | FALSE | [9 empty] | 41822 | Not Yet Verified | Not Yet Verified | NotYetVerified |  | 3 | 5100 | 75 | 75 |  |  | 5700 | 70
P000017IF | RC Lighting | RC Lighting | GLED26(All Fixture Colors) RCL | Outdoor Luminaires | Low Output | Parking Garage Luminaires | Standard | TRUE | 2812 | 94 | 29.9 | 10.8 | 0.897 | 5058 | 69 | 5 | 100000 | 41820 |  |  | NotYetVerified |  | 3 | 2812 | 94 | 26 | 10.8 | 0.897 | 5000 | 69
P000017IH | RC Lighting | RC Lighting | GLED26Y(All Fixture Colors) RCL | Outdoor Luminaires | Low Output | Parking Garage Luminaires | Standard | TRUE | 2202 | 78.9 | 27.9 | 10.7 | 0.871 | 3098 | 83 | 5 | 100000 | 41820 |  |  | NotYetVerified |  | 3 | 2202 | 78.9 | 28 | 10.7 | 0.871 | 3098 | 83
P000017IG | RC Lighting | RC Lighting | GLED26N(All Fixture Colors) RCL | Outdoor Luminaires | Low Output | Parking Garage Luminaires | Standard | FALSE | [9 empty] | 41820 |  |  | NotYetVerified |  | 3 | 2272 | 82.6 | 27.5 | 10.5 | 0.871 | 4041 | 84
P00001KR3 | Evolving Solutions in Energy Inc | Kingsun | BY2G28024S5W11250V27 | Outdoor Luminaires | Mid Output | Parking Garage Luminaires | Standard | TRUE | 5094 | 84.56 | 60 | 9.9 | 0.925 | 5230 | 81 | 5 | 50000 | 41813 |  |  | NotYetVerified |  | 3 | 5094 | 84.56 | 60 | 15 | 0.99 | 5000 | 80
P00001KR7 | Evolving Solutions in Energy Inc | Kingsun | BY2G28034S5W11250V27 | Outdoor Luminaires | Mid Output | Parking Garage Luminaires | Standard | TRUE | 7577 | 85.18 | 88.94 | 17.4 | 0.92 | 5184 | 81 | 5 | 50000 | 41813 |  |  | NotYetVerified |  | 3 | 7577 | 85.18 | 88.94 | 15 | 0.99 | 5000 | 81
P00001KR8 | Evolving Solutions in Energy Inc | Kingsun | BY2G28044S5W11250V27 | Outdoor Luminaires | High Output | Parking Garage Luminaires | Standard | FALSE | [9 empty] | 41813 |  |  | NotYetVerified |  | 3 | 10580 | 88.57 | 119.5 | 15 | 0.99 | 5000 | 74.8
P00001KR9 | Evolving Solutions in Energy Inc | Kingsun | BY2G28054S5W11250V27 | Outdoor Luminaires | High Output | Parking Garage Luminaires | Standard | FALSE | [9 empty] | 41813 |  |  | NotYetVerified |  | 3 | 13314 | 88.76 | 150 | 15 | 0.99 | 5000 | 74.5
P00000U3A | Grandlite International Corp | Grandlite | SML-365-L40-NF | Outdoor Luminaires | Mid Output | Parking Garage Luminaires | Standard | TRUE | 8178.22 | 78 | 105 | 21 | 0.88 | 4952 | 70 | 5 |  | 41808 |  |  | NotYetVerified |  | 3 | 8178 | 77.9 | 105 | 21 | 0.9 | 5000 | 70
P00000U3B | Grandlite International Corp | Grandlite | SML-365-L60-NF | Outdoor Luminaires | High Output | Parking Garage Luminaires | Standard | FALSE | [9 empty] | 41808 |  |  | NotYetVerified |  | 3 | 12267 | 78.6 | 156 | 15 | 0.94 | 5000 | 70
P000016TS | Precision Paragon [P2] | Precision Paragon | VPL-1X4-XL-F-UL-50K | Outdoor Luminaires | Low Output | Parking Garage Luminaires | Standard | TRUE | 3244.77 | 106 | 30.71 | 17 | 0.93 | 5052 | 86 | 5 | 50000 | 41807 |  |  | NotYetVerified |  | 3 | 3245 | 106 | 30 | 17 | 0.93 | 5000 | 86
P000016TU | Precision Paragon [P2] | Precision Paragon | VPL-1X4-XL-BL-UL-50K | Outdoor Luminaires | Low Output | Parking Garage Luminaires | Standard | FALSE | [9 empty] | 41807 |  |  | NotYetVerified |  | 3 | 3244.77 | 106 | 30.71 | 17 | 0.93 | 5000 | 86
P000016TT | Precision Paragon [P2] | Precision Paragon | VPL-1X4-XL-DM-UL-50K | Outdoor Luminaires | Low Output | Parking Garage Luminaires | Standard | FALSE | [9 empty] | 41807 |  |  | NotYetVerified |  | 3 | 3244.77 | 106 | 30.71 | 17 | 0.93 | 5000 | 86
P00000QZ2 | Energreentechnologies | EnerGreen | EGT-GF-60W-347V | Outdoor Luminaires | Mid Output | Parking Garage Luminaires | Standard | TRUE | 5241.704 | 84.53 | 62.01 | 16.6 | 0.96 | 5401 | 73.7 | 5 |  | 41803 |  |  | NotYetVerified |  | 3 | 5277.345 | 85.574 | 60 | 15 | 0.98 | 5410 | 75
P00000W3C | Hubbell Lighting | KIM LIGHTING | PGL74WE45-60L4K | Outdoor Luminaires | Mid Output | Parking Garage Luminaires | Standard | TRUE | 7032 | 85.1 | 82.4 | 16.8 | 0.932 | 4031 | 73.5 | 5 | 50000 | 41803 |  |  | NotYetVerified |  | 3 | 7032 | 85 | 82.4 | 16.8 | 0.932 | 4000 | 73
P00000QZ1 | Energreentechnologies | EnerGreen | EGT-GF-60W-120-277V | Outdoor Luminaires | Mid Output | Parking Garage Luminaires | Standard | TRUE | 5356 | 86.59 | 61.85 | 10.2 | 0.922 | 4929 | 74 | 5 |  | 41803 |  |  | NotYetVerified |  | 3 | 5356 | 86 | 61.85 |  | 0.98 | 4929 | 75
P00001DQQ | Visionaire Lighting | Visionaire Lighting | BOW-1-T5-32LC-7-55K-UNIV-(All Options Except WM)-XX-XX-X | Outdoor Luminaires | Mid Output | Parking Garage Luminaires | Standard | TRUE | 5997.56 | 83.26 | 72.03 | 13 | 0.9062 | 5410 | 72.8 | 5 |  | 41803 |  |  | NotYetVerified |  | 3 | 5991 | 83.09 | 72.1 |  |  | 5410 | 72.8
P00001DQP | Visionaire Lighting | Visionaire Lighting | BOW-1-T5-32LC-7-4K-UNIV-(All Options Except WM)-XX-XX-X | Outdoor Luminaires | Mid Output | Parking Garage Luminaires | Standard | TRUE | 5277.4 | 74.17 | 71.15 | 12.6 | 0.9045 | 3968 | 64.5 | 5 |  | 41803 |  |  | NotYetVerified |  | 3 | 5811 | 80.6 | 72.1 |  |  | 4803 | 67.3
P00001EI1 | Pozeen LED LTD | Pozeen | CPSM45HU50K | Outdoor Luminaires | Low Output | Parking Garage Luminaires | Standard | TRUE | 3333 | 78.54 | 42.54 | 18.5 | 0.894 | 4816 | 73 | 5 | 50000 | 41803 |  |  | NotYetVerified |  | 3 | 3330 | 79 | 40 | 20 | 0.9 | 5000 | 70
P00000QZ0 | Energreentechnologies | EnerGreen | EGT-GF-40W-120-277V | Outdoor Luminaires | Low Output | Parking Garage Luminaires | Standard | TRUE | 3333 | 78.54 | 42.54 | 18.5 | 0.894 | 4816 | 73 | 5 |  | 41803 |  |  | NotYetVerified |  | 3 | 3333 | 78 | 42.54 |  | 0.98 | 4816 | 75
P00001DQS | Visionaire Lighting | Visionaire Lighting | BOW-1-T5W-32LC-7-55K-UNIV-[All Options Except WM]-XX-XX-X | Outdoor Luminaires | Mid Output | Parking Garage Luminaires | Standard | FALSE | [9 empty] | 41803 |  |  | NotYetVerified |  | 3 | 6283 | 87.14 | 72.1 |  |  | 5410 | 72.8
P00001DQW | Visionaire Lighting | Visionaire Lighting | BOW-2-T5W-64LC-7-55K-UNIV-[All Options Except WM]-XX-XX-X | Outdoor Luminaires | High Output | Parking Garage Luminaires | Standard | FALSE | [9 empty] | 41803 |  |  | NotYetVerified |  | 3 | 12813 | 92.11 | 139.1 |  |  | 5410 | 72.8
P00001DQV | Visionaire Lighting | Visionaire Lighting | BOW-2-T5-64LC-7-55K-UNIV-[All Options Except WM]-XX-XX-X | Outdoor Luminaires | High Output | Parking Garage Luminaires | Standard | FALSE | [9 empty] | 41803 |  |  | NotYetVerified |  | 3 | 12425 | 89.32 | 139.1 |  |  | 5410 | 72.8
P00001DQR | Visionaire Lighting | Visionaire Lighting | BOW-1-T5W-32LC-7-4K-UNIV-[All Options Except WM]-XX-XX-X | Outdoor Luminaires | Mid Output | Parking Garage Luminaires | Standard | FALSE | [9 empty] | 41803 |  |  | NotYetVerified |  | 3 | 6069 | 84.17 | 72.1 |  |  | 4803 | 67.3
P00001DQU | Visionaire Lighting | Visionaire Lighting | BOW-2-T5W-64LC-7-4K-UNIV-[All Options Except WM]-XX-XX-X | Outdoor Luminaires | High Output | Parking Garage Luminaires | Standard | FALSE | [9 empty] | 41803 |  |  | NotYetVerified |  | 3 | 12440 | 89.43 | 139.1 |  |  | 4803 | 67.3
P00001DQT | Visionaire Lighting | Visionaire Lighting | BOW-2-T5-64LC-7-4K-UNIV-[All Options Except WM]-XX-XX-X | Outdoor Luminaires | High Output | Parking Garage Luminaires | Standard | FALSE | [9 empty] | 41803 |  |  | NotYetVerified |  | 3 | 12057 | 86.68 | 139.1 |  |  | 4803 | 67.3
P00000W3E | Hubbell Lighting | KIM LIGHTING | PGL71NE45-60L5K | Outdoor Luminaires | Mid Output | Parking Garage Luminaires | Standard | FALSE | [9 empty] | 41803 |  |  | NotYetVerified |  | 3 | 8333 | 97.92 | 85.1 |  |  | 5200 | 69
P00000W3F | Hubbell Lighting | KIM LIGHTING | PGL74WE45-60L5K | Outdoor Luminaires | Mid Output | Parking Garage Luminaires | Standard | FALSE | [9 empty] | 41803 |  |  | NotYetVerified |  | 3 | 7788 | 91.52 | 85.1 |  |  | 5200 | 69
P00000W3D | Hubbell Lighting | KIM LIGHTING | PGL71NE45-60L4K | Outdoor Luminaires | Mid Output | Parking Garage Luminaires | Standard | FALSE | [9 empty] | 41803 |  |  | NotYetVerified |  | 3 | 7886 | 95.47 | 82.6 |  |  | 4000 | 73
P00000PZN | DECO Lighting | DECO Lighting | DWH-LED-4-45-40-UNV | Outdoor Luminaires | Mid Output | Parking Garage Luminaires | Standard | TRUE | 5014 | 98.09 | 51.115 | 18.032 | 0.9368 | 4082 | 82.77 | 5 | 50000 | 41800 |  |  | NotYetVerified |  | 3 | 5000 | 98 | 51 |  | 0.9 | 4000 | 82
P00000PZI | DECO Lighting | DECO Lighting | DWH-LED-2-22-30-UNV | Outdoor Luminaires | Low Output | Parking Garage Luminaires | Standard | TRUE | 3068 | 73.44 | 41.77 | 18.91 | 0.92 | 3070 | 84.06 | 5 | 50000 | 41800 |  |  | NotYetVerified |  | 3 | 3067.8 | 73.6 | 41.7 | 18.91 | 0.921 | 3000 | 84.06
P00000PZM | DECO Lighting | DECO Lighting | DWH-LED-8-90-40-UNV | Outdoor Luminaires | Mid Output | Parking Garage Luminaires | Standard | TRUE | 7648 | 91.36 | 83.717 | 19.261 | 0.9167 | 4118 | 82.82 | 5 | 50000 | 41800 |  |  | NotYetVerified |  | 3 | 7600 | 90 | 84 |  | 0.9 | 4000 | 82
P00001JOI | LuxEvo Inc. | LuxEvo | LE-LB-075-30-144 | Outdoor Luminaires | Mid Output | Parking Garage Luminaires | Standard | TRUE | 6284.1 | 85.5 | 73.49 | 17.68 | 0.89 | 3027 | 73.3 | 10 | 50000 | 41800 |  |  | NotYetVerified |  | 3 |  |  | 75 |  | 0.9 | 3000
P00001JOC | LuxEvo Inc. | LuxEvo | LE-LB-050-30-144 | Outdoor Luminaires | Low Output | Parking Garage Luminaires | Standard | TRUE | 4091.8 | 83.2 | 49.19 | 17.15 | 0.872 | 3038 | 73.4 | 10 | 50000 | 41800 |  |  | NotYetVerified |  | 3 |  |  | 50 |  | 0.9 | 3000
P00000PZL | DECO Lighting | DECO Lighting | DWH-LED-2-22-50-UNV | Outdoor Luminaires | Low Output | Parking Garage Luminaires | Standard | FALSE | [9 empty] | 41800 |  |  | NotYetVerified |  | 3 | 3546 | 73.6 | 42.143 | 18.91 | 0.921 | 5000 | 88.85
P00000PZK | DECO Lighting | DECO Lighting | DWH-LED-2-22-40-UNV | Outdoor Luminaires | Low Output | Parking Garage Luminaires | Standard | FALSE | [9 empty] | 41800 |  |  | NotYetVerified |  | 3 | 3067.8 | 73.6 |  | 18.91 | 0.921 | 4000
P00000PZJ | DECO Lighting | DECO Lighting | DWH-LED-2-22-35-UNV | Outdoor Luminaires | Low Output | Parking Garage Luminaires | Standard | FALSE | [9 empty] | 41800 |  |  | NotYetVerified |  | 3 | 3067.8 | 73.6 |  | 18.91 | 0.921 | 3500
P000012FB | Orion Energy Systems Inc | Orion | 4PG40WLEDXXXXX | Outdoor Luminaires | Low Output | Parking Garage Luminaires | Standard | TRUE | 4968 | 105 | 47.31 | 10 | 0.964 | 5134 | 82.9 | 5 |  | 41796 |  |  | NotYetVerified |  | 3 | 4968 | 105 | 47.31 | 7.26 | 0.996 | 5134 | 82.9
P00000QNX | Cree Inc. | E-Conolight | E-CP2L07CW | Outdoor Luminaires | Mid Output | Parking Garage Luminaires | Standard | TRUE | 7249.99 | 100 | 72.15 | 10 | 0.93 | 4660 | 72 | 5 | 100000 | 41789 |  |  | NotYetVerified |  | 3 | 7250 | 100 | 72
P00001GPZ | EnvirOasis LLC | Envirotech Lighting | ENV-LED-SWG-BL4(38W) | Outdoor Luminaires | Low Output | Parking Garage Luminaires | Standard | TRUE | 3520 | 96.7 | 36.4 | 18.45 | 0.9615 | 3929 | 84.69 | 7 | 50000 | 41788 |  |  | NotYetVerified |  | 3 | 3501 | 94 | 37.4 |  | 0.99 | 4000 | 80
P00001GPW | EnvirOasis LLC | Envirotech Lighting | ENV-LED-SWG-DL5 (38W) | Outdoor Luminaires | Low Output | Parking Garage Luminaires | Standard | FALSE | [9 empty] | 41788 |  |  | NotYetVerified |  | 3 | 3564 | 95 | 37.4 | 13 | 0.99 | 5000 | 80
P00001GPV | EnvirOasis LLC | Envirotech Lighting | ENV-LED-SWG-BL5(38W) | Outdoor Luminaires | Low Output | Parking Garage Luminaires | Standard | FALSE | [9 empty] | 41788 |  |  | NotYetVerified |  | 3 | 3564 | 95 | 37.4 | 13 | 0.99 | 5000 | 80
P00001GPY | EnvirOasis LLC | Envirotech Lighting | ENV-LED-SWG-DH5(53W) | Outdoor Luminaires | Mid Output | Parking Garage Luminaires | Standard | FALSE | [9 empty] | 41788 |  |  | NotYetVerified |  | 3 | 5166 | 98 | 53 | 11 | 0.99 | 5000 | 80
P00001GPX | EnvirOasis LLC | Envirotech Lighting | ENV-LED-SWG-BH5(53W) | Outdoor Luminaires | Mid Output | Parking Garage Luminaires | Standard | FALSE | [9 empty] | 41788 |  |  | NotYetVerified |  | 3 | 5166 | 98 | 52.8 | 11 | 0.99 | 5000 | 80
P00000ZFA | Plusrite USA | Naturaled | LED-FXPG60/40K/DB | Outdoor Luminaires | Mid Output | Parking Garage Luminaires | Standard | TRUE | 5236.74 | 82.14 | 63.76 | 14.4 | 0.947 | 4209 | 75.6 | 5 | 50000 | 41786 |  |  | NotYetVerified |  | 3 | 5236.74 | 82.14 | 63.76 | 14.4 | 0.947 | 4000 | 75.6
P00000ZF9 | Plusrite USA | Naturaled | LED-FXCCM60/40K/DB | Outdoor Luminaires | Mid Output | Parking Garage Luminaires | Standard | TRUE | 5258.3 | 81.43 | 64.58 | 16.1 | 0.929 | 4190 | 75 | 5 | 50000 | 41786 |  |  | NotYetVerified |  | 3 | 5258.3 | 81.43 | 65 | 16.1 | 0.93 | 4000 | 75
P000019B1 | SimplyLEDs | CLG Family | CLG 40 C APF V350 | Outdoor Luminaires | Low Output | Parking Garage Luminaires | Standard | TRUE | 3601 | 87.42 | 41.19 | 12.12 | 0.975 | 5070 | 72.5 | 5 | 120000 | 41782 |  |  | NotYetVerified |  | 3 | 3490 | 84 | 42 | 6 | 0.97 | 5000 | 73
P000019B3 | SimplyLEDs | CLG Family | CLG-40-C-AF-V350 | Outdoor Luminaires | Low Output | Parking Garage Luminaires | Standard | TRUE | 3490 | 84.54 | 41.28 | 12.12 | 0.975 | 5070 | 72.5 | 5 | 109000 | 41782 |  |  | NotYetVerified |  | 3 | 3490 | 84 | 42 | 15 | 0.996 | 5070 | 72
P000019B2 | SimplyLEDs | CLG Family | CLG-40-N40-APF-V350 | Outdoor Luminaires | Low Output | Parking Garage Luminaires | Standard | TRUE | 3490 | 87.89 | 39.71 | 9.41 | 0.972 | 4052 | 82.5 | 5 | 120000 | 41782 |  |  | NotYetVerified |  | 3 | 3422 | 85.94 | 39.82 | 5.73 | 0.972 | 4052 | 82.5
P000019B4 | SimplyLEDs | CLG Family | CLG-40-N40-AF-V350 | Outdoor Luminaires | Low Output | Parking Garage Luminaires | Standard | TRUE | 3422 | 85.94 | 39.82 | 9.41 | 0.972 | 4052 | 82.5 | 5 | 109000 | 41782 |  |  | NotYetVerified |  | 3 | 3422 | 85.94 | 39.82 | 5.73 | 0.972 | 4052 | 82.5
P00001GV1 | S LITE CO. LTD. | S LITE | DL394AL(3500K) | Outdoor Luminaires | Mid Output | Parking Garage Luminaires | Standard | TRUE | 5359.8 | 73.21 | 73.21 | 16.05 | 0.91 | 3256 | 82.5 | 5 | 50000 | 41782 |  |  | NotYetVerified |  | 3 | 5359.8 | 73.21 | 73.21 | 16.05 | 0.9099 | 3500 | 82.5
P000019B7 | SimplyLEDs | CLG Family | CLG 65 N40 APF V450 | Outdoor Luminaires | Mid Output | Parking Garage Luminaires | Standard | TRUE | 5497 | 82.03 | 67.01 | 17.53 | 0.872 | 4055 | 82.8 | 5 | 96000 | 41782 |  |  | NotYetVerified |  | 3 | 5497 | 82 | 67 | 18 | 0.87 | 4000 | 82
P000019B5 | SimplyLEDs | CLG Family | CLG 65 N40 AF V450 | Outdoor Luminaires | Mid Output | Parking Garage Luminaires | Standard | TRUE | 5392 | 80.41 | 67.06 | 17.53 | 0.872 | 4055 | 82.8 | 5 | 96000 | 41782 |  |  | NotYetVerified |  | 3 | 5392 | 80 | 67 | 18 | 0.88 | 4000 | 82
P000019B6 | SimplyLEDs | CLG Family | CLG 65 C AF V450 | Outdoor Luminaires | Mid Output | Parking Garage Luminaires | Standard | FALSE | [9 empty] | 41782 |  |  | NotYetVerified |  | 3 | 6001 | 88.03 | 68.17 | 17.52 | 0.88 | 5336 | 73
P000019B8 | SimplyLEDs | CLG Family | CLG 65 C APF V450 | Outdoor Luminaires | Mid Output | Parking Garage Luminaires | Standard | FALSE | [9 empty] | 41782 |  |  | NotYetVerified |  | 3 | 6001 | 88 | 68 | 18 | 0.88 | 5000 | 73
P00001GV5 | S LITE CO. LTD. | S LITE | DL394AL(5700K) | Outdoor Luminaires | Mid Output | Parking Garage Luminaires | Standard | FALSE | [9 empty] | 41782 | Not Yet Verified | Not Yet Verified | NotYetVerified |  | 3 | 5627.1 | 75.47 | 74.56 | 16.34 | 0.912 | 5700 | 68.3
P00001GV4 | S LITE CO. LTD. | S LITE | DL394AL(5000K) | Outdoor Luminaires | Mid Output | Parking Garage Luminaires | Standard | FALSE | [9 empty] | 41782 | Not Yet Verified | Not Yet Verified | NotYetVerified |  | 3 | 5359.8 | 73.21 | 73.21 | 16.05 | 0.9099 | 5000 | 82.5
P00001GV3 | S LITE CO. LTD. | S LITE | DL394AL(4500K) | Outdoor Luminaires | Mid Output | Parking Garage Luminaires | Standard | FALSE | [9 empty] | 41782 | Not Yet Verified | Not Yet Verified | NotYetVerified |  | 3 | 5359.8 | 73.21 | 73.21 | 16.05 | 0.9099 | 4500 | 82.5
P00001GV2 | S LITE CO. LTD. | S LITE | DL394AL(4000K) | Outdoor Luminaires | Mid Output | Parking Garage Luminaires | Standard | FALSE | [9 empty] | 41782 | Not Yet Verified | Not Yet Verified | NotYetVerified |  | 3 | 5359.8 | 73.21 | 73.21 | 16.05 | 0.9099 | 4000 | 82.5
P00001K8H | Sunpetra Solar Energy INC | Sunpetra | SP-HLF-150HSJ-L40 | Outdoor Luminaires | Low Output | Parking Garage Luminaires | Standard | TRUE | 3333 | 78.54 | 42.54 | 18.5 | 0.894 | 4816 | 73 | 5 |  | 41781 |  |  | NotYetVerified |  | 3 | 3333 | 78 | 42.54 |  | 0.98 | 4816 | 75
P000012F2 | Orion Energy Systems Inc | Orion | LED-GC-080-UNV-T5-50 | Outdoor Luminaires | Mid Output | Parking Garage Luminaires | Standard | TRUE | 6647.6 | 80.63 | 82.45 | 14.26 | 0.9712 | 5638 | 80.6 | 5 | 70000 | 41780 |  |  | NotYetVerified |  | 3 | 6400 | 79 | 81 |  | 0.98 | 5700 | 70
P000012F1 | Orion Energy Systems Inc | Orion | LED-GC-060-UNV-T5-50 | Outdoor Luminaires | Mid Output | Parking Garage Luminaires | Standard | TRUE | 5134.6 | 84.84 | 60.52 | 17.98 | 0.9664 | 5628 | 80.5 | 5 | 70000 | 41780 |  |  | NotYetVerified |  | 3 | 5100 | 84 | 61 |  | 0.98 | 5700 | 70
P000012F0 | Orion Energy Systems Inc | Orion | LED-GC-040-UNV-T5-50 | Outdoor Luminaires | Low Output | Parking Garage Luminaires | Standard | TRUE | 3726.3 | 91.06 | 40.92 | 15.88 | 0.9325 | 5556 | 80.2 | 5 | 70000 | 41780 |  |  | NotYetVerified |  | 3 | 3600 | 88 | 41 |  | 0.98 | 5700 | 70
P000017AC | RAB Lighting | RAB Lighting | GPLED26(All Fixture Colors) | Outdoor Luminaires | Low Output | Parking Garage Luminaires | Standard | TRUE | 2812 | 94 | 29.9 | 10.8 | 0.897 | 5058 | 69 | 5 | 100000 | 41779 |  |  | NotYetVerified |  | 3 | 2812 | 94 | 26 | 10.8 | 0.897 | 5000 | 69
P000017A9 | RAB Lighting | RAB Lighting | GLED26(All Fixture Colors) | Outdoor Luminaires | Low Output | Parking Garage Luminaires | Standard | TRUE | 2812 | 94 | 29.9 | 10.8 | 0.897 | 5058 | 69 | 5 | 100000 | 41779 |  |  | NotYetVerified |  | 3 | 2812 | 94 | 26 | 10.8 | 0.897 | 5000 | 69
P000017AD | RAB Lighting | RAB Lighting | GPLED26Y(All Fixture Colors) | Outdoor Luminaires | Low Output | Parking Garage Luminaires | Standard | TRUE | 2202 | 78.9 | 27.9 | 10.7 | 0.871 | 3098 | 83 | 5 | 100000 | 41779 |  |  | NotYetVerified |  | 3 | 2202 | 78.9 | 28 | 10.7 | 0.871 | 3098 | 83
P000017AA | RAB Lighting | RAB Lighting | GLED26Y(All Fixture Colors) | Outdoor Luminaires | Low Output | Parking Garage Luminaires | Standard | TRUE | 2202 | 78.9 | 27.9 | 10.7 | 0.871 | 3098 | 83 | 5 | 100000 | 41779 |  |  | NotYetVerified |  | 3 | 2202 | 78.9 | 28 | 10.7 | 0.871 | 3098 | 83
P000017AE | RAB Lighting | RAB Lighting | GPLED26N(All Fixture Colors) | Outdoor Luminaires | Low Output | Parking Garage Luminaires | Standard | FALSE | [9 empty] | 41779 |  |  | NotYetVerified |  | 3 | 2272 | 82.6 | 27.5 | 10.5 | 0.871 | 4041 | 84
P000017AB | RAB Lighting | RAB Lighting | GLED26N(All Fixture Colors) | Outdoor Luminaires | Low Output | Parking Garage Luminaires | Standard | FALSE | [9 empty] | 41779 |  |  | NotYetVerified |  | 3 | 2272 | 82.6 | 27.5 | 10.5 | 0.871 | 4041 | 84
P00001JXQ | Enercon Inc. | Enercon Inc. | WPLBL4 (38W) | Outdoor Luminaires | Low Output | Parking Garage Luminaires | Standard | TRUE | 3520 | 96.7 | 36.4 | 18.45 | 0.9615 | 3929 | 84.69 | 7 | 50000 | 41773 |  |  | NotYetVerified |  | 3 | 3501 | 94 | 37.4 |  | 0.99 | 4000 | 80
P00001JXN | Enercon Inc. | Enercon Inc. | WPLDL5 (38W) | Outdoor Luminaires | Low Output | Parking Garage Luminaires | Standard | FALSE | [9 empty] | 41773 |  |  | NotYetVerified |  | 3 | 3564 | 95 | 37.4 | 13 | 0.99 | 5000 | 80
P00001JXM | Enercon Inc. | Enercon Inc. | WPLBL5 (38W) | Outdoor Luminaires | Low Output | Parking Garage Luminaires | Standard | FALSE | [9 empty] | 41773 |  |  | NotYetVerified |  | 3 | 3564 | 95 | 37.4 | 13 | 0.99 | 5000 | 80
P00001JXP | Enercon Inc. | Enercon Inc. | WPLDH5 (53W) | Outdoor Luminaires | Mid Output | Parking Garage Luminaires | Standard | FALSE | [9 empty] | 41773 |  |  | NotYetVerified |  | 3 | 5166 | 98 | 53 | 11 | 0.99 | 5000 | 80
P00001JXO | Enercon Inc. | Enercon Inc. | WPLBH5 (53W) | Outdoor Luminaires | Mid Output | Parking Garage Luminaires | Standard | FALSE | [9 empty] | 41773 |  |  | NotYetVerified |  | 3 | 5166 | 98 | 52.8 | 11 | 0.99 | 5000 | 80
P00001ETE | MHT Lighting | MHT Lighting | MHTL-GLB-48E-4K-U | Outdoor Luminaires | Low Output | Parking Garage Luminaires | Standard | TRUE | 4615 | 96.33 | 47.91 | 8.49 | 0.942 | 3959 | 70.5 | 5 | 50000 | 41772 |  |  | NotYetVerified |  | 3 | 4615 | 96.33 | 47.91 | 8.49 | 0.942 | 3959 | 70.5
P00001ETD | MHT Lighting | MHT Lighting | MHTL-GLB-36E-4K-U | Outdoor Luminaires | Low Output | Parking Garage Luminaires | Standard | TRUE | 3272 | 89.08 | 36.73 | 8.74 | 0.941 | 3944 | 69.3 | 5 | 100000 | 41772 |  |  | NotYetVerified |  | 3 | 3272 | 89.08 | 36.73 | 8.74 | 0.941 | 3944 | 69.3
P00001ETF | MHT Lighting | MHT Lighting | MHTL-GLB-72E-4K-U | Outdoor Luminaires | Mid Output | Parking Garage Luminaires | Standard | TRUE | 6406 | 88.25 | 72.59 | 17.57 | 0.882 | 3949 | 69.4 | 5 | 50000 | 41772 |  |  | NotYetVerified |  | 3 | 6406 | 88.25 | 72.59 | 17.57 | 0.882 | 3949 | 69.4
P0000117N | Mule Lighting Inc. | LEDalux | CNLED-70 | Outdoor Luminaires | Mid Output | Parking Garage Luminaires | Standard | TRUE | 5168 | 75 | 55.85 | 16 | 0.97 | 5208 | 74 | 5 | 50000 | 41767 |  |  | NotYetVerified |  | 3 |  |  | 70 |  |  | 5000
P0000117P | Mule Lighting Inc. | LEDalux | CNLED-40 | Outdoor Luminaires | Low Output | Parking Garage Luminaires | Standard | TRUE | 2926 | 83 | 35.46 | 23 | 0.92 | 5224 | 73 | 5 | 50000 | 41767 |  |  | NotYetVerified |  | 3 |  |  | 40 |  |  | 5000
P00000WLB | Independence LED | IndependenceLED | VTW2-42240K-70-N | Outdoor Luminaires | Low Output | Parking Garage Luminaires | Standard | TRUE | 3954 | 92.6 | 42.7 | 6.95 | 0.974 | 4170 | 74.6 | 10 | 60000 | 41751 |  |  | NotYetVerified |  | 3 | 3954 | 92.6 | 42.7 |  | 0.9 | 4000 | 70
P00000WLD | Independence LED | Independence LED | VTW2-42950K-70-N | Outdoor Luminaires | Mid Output | Parking Garage Luminaires | Standard | FALSE | [9 empty] | 41751 |  |  | NotYetVerified |  | 3 | 5365 | 101 | 56 |  | 0.9 | 5000 | 70
P00000WLC | Independence LED | Independence LED | VTW2-42250K-70-N | Outdoor Luminaires | Low Output | Parking Garage Luminaires | Standard | FALSE | [9 empty] | 41751 |  |  | NotYetVerified |  | 3 | 4313 | 101 | 42.7 |  | 0.9 | 5000 | 70
P00000XSW | JayKal LED Solutions Inc. | JAYKAL LED SOLUTIONS INC. | JLS68103-G50-CACL | Outdoor Luminaires | Low Output | Parking Garage Luminaires | Standard | TRUE | 4058.031 | 83.861 | 48.39 | 16.3 | 0.952 | 5460 | 73.3 | 5 | 50000 | 41744 |  |  | NotYetVerified |  | 3 | 4200 | 85 | 50 |  | 0.99 | 5000 | 70
P000005BK | Barron Lighting Group | Barron Lighting | TLED-RC-36-VS-G-XX | Outdoor Luminaires | Low Output | Parking Garage Luminaires | Standard | TRUE | 4119 | 100.88 | 40.83 | 10.8 | 0.9598 | 4697 | 73 | 5 | 100000 | 41740 |  |  | NotYetVerified | Qualified with dimming and non-dimming driver options | 3 | 4119 | 101 | 41 |  | 0.9 | 5000 | 70
P000010RS | Lumerica Corporation | Lumerica | LM 520-175 | Outdoor Luminaires | Mid Output | Parking Garage Luminaires | Standard | TRUE | 6848.4 | 99.11 | 69.1 | 16.5 | 0.941 | 5294 | 73.3 | 5 | 114000 | 41740 |  |  | NotYetVerified |  | 3 | 6848.4 | 99.1 | 69.01 | 16.5 | 0.941 | 5294 | 73
P000005BM | Barron Lighting Group | Barron Lighting Group | TLED-RC-64-VS-G-XX | Outdoor Luminaires | Mid Output | Parking Garage Luminaires | Standard | TRUE | 7249.99 | 100 | 72.15 | 10 | 0.93 | 4660 | 72 | 5 | 100000 | 41740 |  |  | NotYetVerified |  | 3 | 7250 | 100 | 72
P000005BO | Barron Lighting Group | Barron Lighting | TLED-C-64-VS-G-XX | Outdoor Luminaires | Mid Output | Parking Garage Luminaires | Standard | TRUE | 7309.31 | 101 | 72.21 | 10 | 0.93 | 4652 | 72 | 5 | 100000 | 41740 |  |  | NotYetVerified |  | 3 | 7309 | 101 | 72
P000005BL | Barron Lighting Group | Barron Lighting | TLED-RC-48-VS-G-XX | Outdoor Luminaires | Mid Output | Parking Garage Luminaires | Standard | TRUE | 5712 | 103.82 | 55.02 | 14.1 | 0.9111 | 4648 | 73 | 5 | 100000 | 41740 |  |  | NotYetVerified | Qualified with dimming and non-dimming driver options | 3 | 5712 | 104 | 55 |  | 0.9 | 5000 | 70
P000005BJ | Barron Lighting Group | Barron Lighting | TLED-RC-18-VS-G-XX | Outdoor Luminaires | Low Output | Parking Garage Luminaires | Standard | TRUE | 1907.13 | 92 | 20.83 | 14 | 0.89 | 4718 | 74 | 5 | 100000 | 41740 |  |  | NotYetVerified |  | 3 | 1907 | 92 |  |  |  | 4500
P00000WU6 | Infinilux Corporation | Infinilux | CTSGXX64-01 (5000K) | Outdoor Luminaires | Mid Output | Parking Garage Luminaires | Standard | FALSE | [9 empty] | 41740 |  |  | NotYetVerified |  | 3 | 7250 | 100 | 72
PTRJYM5C | Barron Lighting Group | Barron Lighting Group | TLED-RC-24-VS-G-XX | Outdoor Luminaires | Low Output | Parking Garage Luminaires | Standard | FALSE | [9 empty] | 41740 | Not Yet Verified | Not Yet Verified | NotYetVerified | Qualified with dimming and non-dimming driver options | 3 | 2817 | 101 | 28 |  | 0.9 | 5000 | 70
P000005BQ | Barron Lighting Group | Barron Lighting | TLED-TC-64-VS-G-XX | Outdoor Luminaires | Mid Output | Parking Garage Luminaires | Standard | FALSE | [9 empty] | 41740 | Not Yet Verified | Not Yet Verified | NotYetVerified |  | 3 | 7250 | 100 | 72
P00001H8I | RENOVA Lighting Systems Inc. | Renova | GLT2-V2-5K | Outdoor Luminaires | Mid Output | Parking Garage Luminaires | Standard | TRUE | 7844 | 80.1 | 97.95 | 12.7 | 0.944 | 4984 | 75.3 | 5 | 50000 | 41736 |  |  | NotYetVerified |  | 3 | [5 empty] | 5000 | 70
P00000Y7Z | Juno Lighting LLC | Acculite | PG2-A08-4K-UH-5-[All Options Except HS]-PL | Outdoor Luminaires | Mid Output | Parking Garage Luminaires | Standard | TRUE | 6763 | 80.1 | 84.43 | 13.77 | 0.954 | 3913 | 83.4 | 5 | 50000 | 41733 |  |  | NotYetVerified |  | 3 | 6763 | 80.1 | 85 |  |  | 4000 | 83
P00000Y7Y | Juno Lighting LLC | Acculite | PG2-A08-4K-UH-5-[All Options Except HS] | Outdoor Luminaires | Mid Output | Parking Garage Luminaires | Standard | TRUE | 8077 | 95.59 | 84.5 | 13.7 | 0.954 | 3906 | 82.4 | 5 | 50000 | 41733 |  |  | NotYetVerified |  | 3 | 8077 | 95.59 | 84.5 |  |  | 4000 | 82.4
P00000Y7X | Juno Lighting LLC | Acculite | PG2-A08-4K-UN-5-[All Options Except HS]-PL | Outdoor Luminaires | Mid Output | Parking Garage Luminaires | Standard | TRUE | 6815 | 81.68 | 83.44 | 12.11 | 0.925 | 3926 | 83.5 | 5 | 50000 | 41733 |  |  | NotYetVerified |  | 3 | 6815 | 81.68 | 83.44 |  |  | 4000 | 83.5
P00000Y7W | Juno Lighting LLC | Acculite | PG2-A08-4K-UN-5-[All Options Except HS] | Outdoor Luminaires | Mid Output | Parking Garage Luminaires | Standard | TRUE | 8135 | 97.27 | 83.63 | 12.05 | 0.925 | 3926 | 82.6 | 5 | 50000 | 41733 |  |  | NotYetVerified |  | 3 | 8135 | 97.27 | 83.63 |  |  | 4000 | 82.6
P00000Y7V | Juno Lighting LLC | Acculite | PG1-A04-4K-UN-5-[All Options Except HS]-PL | Outdoor Luminaires | Low Output | Parking Garage Luminaires | Standard | TRUE | 4537 | 84.28 | 58.83 | 21.55 | 0.915 | 3919 | 83.4 | 5 | 50000 | 41733 |  |  | NotYetVerified |  | 3 | 4537 | 84 | 58.83 |  |  | 4000 | 83.4
P00000Y7U | Juno Lighting LLC | Acculite | PG1-A04-4K-UN-5-[All Options Except HS] | Outdoor Luminaires | Mid Output | Parking Garage Luminaires | Standard | TRUE | 5414 | 100.2 | 54.02 | 21.37 | 0.915 | 3906 | 82.5 | 5 | 50000 | 41733 |  |  | NotYetVerified |  | 3 | 5414 | 100.2 | 54 |  |  | 4000 | 83
P00001GQR | Spectrum Lighting | Spectrum Lighting | HMI1513LEDGV78W5OK | Outdoor Luminaires | Mid Output | Parking Garage Luminaires | Standard | TRUE | 6273 | 80.21 | 78.19 | 11.43 | 0.946 | 5340 | 86.8 | 5 | 50000 | 41732 |  |  | NotYetVerified |  | 3 | 6900 |  | 78 |  |  | 5000
P000010K4 | LSI Industries | Parking Garage | XLPG LED HO CW [UE 347] XXX [Blank VCM] CLR XXXXX | Outdoor Luminaires | Mid Output | Parking Garage Luminaires | Standard | TRUE | 9874 | 125 | 79.2 | 14.09 | 0.922 | 4972 | 67 | 5 | 60000 | 41732 |  |  | NotYetVerified |  | 3 | 9874 | 125 | 79.2 |  | 0.991 | 4972 | 67
P000010K3 | LSI Industries | Parking Garage | XLPG LED HO WW [UE 347] XXX [Blank VCM] XXXXX [Excludes CLR] | Outdoor Luminaires | Mid Output | Parking Garage Luminaires | Standard | TRUE | 7980 | 101 | 78.8 | 14.09 | 0.922 | 3420 | 82 | 5 | 60000 | 41732 |  |  | NotYetVerified |  | 3 | 7980 | 101 | 78.8 |  | 0.991 | 3420 | 82
P00001GQQ | Spectrum Lighting | Spectrum Lighting | HMI1513LEDGV55W50K | Outdoor Luminaires | Low Output | Parking Garage Luminaires | Standard | TRUE | 4447 | 84.21 | 52.81 | 18.23 | 0.917 | 5274 | 86.7 | 5 | 50000 | 41732 |  |  | NotYetVerified |  | 3 | 6000 |  | 55 |  |  | 5000
P000010K7 | LSI Industries | Parking Garage | XLPG LED HO CW [UE 347] XXX [Blank VCM] XXXXX [Excludes CLR] | Outdoor Luminaires | Mid Output | Parking Garage Luminaires | Standard | FALSE | [9 empty] | 41732 |  |  | NotYetVerified |  | 3 | 9634 | 122 | 79.2 |  | 0.991 | 4972 | 67
P000010K5 | LSI Industries | Parking Garage | XLPG LED HO NW [UE 347] XXX [Blank VCM] CLR XXXXX | Outdoor Luminaires | Mid Output | Parking Garage Luminaires | Standard | FALSE | [9 empty] | 41732 |  |  | NotYetVerified |  | 3 | 8478 | 107 | 79.1 |  | 0.991 | 3947 | 84
P000010K8 | LSI Industries | Parking Garage | XLPG LED HO NW [UE 347] XXX [Blank VCM] XXXXX [Excludes CLR] | Outdoor Luminaires | Mid Output | Parking Garage Luminaires | Standard | FALSE | [9 empty] | 41732 |  |  | NotYetVerified |  | 3 | 8273 | 105 | 79.1 |  | 0.991 | 3947 | 84
P000010K6 | LSI Industries | Parking Garage | XLPG LED HO WW [UE 347] XXX [Blank VCM] CLR XXXXX | Outdoor Luminaires | Mid Output | Parking Garage Luminaires | Standard | FALSE | [9 empty] | 41732 |  |  | NotYetVerified |  | 3 | 8188 | 104 | 78.8 |  | 0.991 | 3420 | 82
P00000637 | CONXCORP | CONXCORP VIVIX | CNX-LBL-P1-CN-40-020-S [Only 120-240V] | Outdoor Luminaires | Low Output | Parking Garage Luminaires | Standard | TRUE | 4146 | 86.6 | 47.9 | 12.84 | 0.901 | 4081 | 73.5 | 5 |  | 41729 |  |  | NotYetVerified |  | 3 | 3750 |  | 50 |  | 0.9 | 4000 | 70
P00000636 | CONXCORP | CONXCORP VIVIX | CNX-LBL-P2-CN-40-020-S | Outdoor Luminaires | Low Output | Parking Garage Luminaires | Standard | TRUE | 4062 | 77.8 | 52.24 | 21.1 | 0.887 | 4075 | 74 | 5 |  | 41729 |  |  | NotYetVerified |  | 3 | 3750 |  | 50 |  | 0.9 | 4000 | 70
P00001J63 | Foshan NaturaLED Electric Co. Ltd | Naturaled | LED-FXPG60/40K/DB | Outdoor Luminaires | Mid Output | Parking Garage Luminaires | Standard | TRUE | 6963.6 | 111.52 | 62.44 | 16.58 | 0.9362 | 4035 | 74.5 | 5 | 50000 | 41722 |  |  | No | Updated on 3/7/2017. | 4.1 | 6963.6 | 111.52 | 62.44 | 16.54 | 0.94 | 4000 | 74.5
P00001J64 | Foshan NaturaLED Electric Co. Ltd | Naturaled | LED-FXPG60/50K/DB | Outdoor Luminaires | Mid Output | Parking Garage Luminaires | Standard | FALSE | [9 empty] | 41722 |  |  | No | Updated on 3/7/2017. | 4.1 | 7318 | 119.15 | 61.42 | 16.58 | 0.94 | 5000 | 77
P00000RS6 | Fintronx LLC | FintronX LED | PG563BV27 | Outdoor Luminaires | High Output | Parking Garage Luminaires | Standard | TRUE | 10695 | 87.52 | 122.2 | 16.7 | 0.944 | 4929 | 76.7 | 5 | 50000 | 41719 |  |  | NotYetVerified |  | 3 | [5 empty] | 5000 | 75
P00000RS5 | Fintronx LLC | FintronX LED | PG283BV27 | Outdoor Luminaires | Mid Output | Parking Garage Luminaires | Standard | TRUE | 5386 | 85.21 | 63.2 | 10.6 | 0.93 | 4915 | 76.6 | 5 | 50000 | 41719 |  |  | NotYetVerified |  | 3 | [5 empty] | 5000 | 75
P00000RS7 | Fintronx LLC | FintronX LED | PG423BV27 | Outdoor Luminaires | Mid Output | Parking Garage Luminaires | Standard | TRUE | 8099 | 86.56 | 93.57 | 19.2 | 0.919 | 4922 | 76.6 | 5 | 50000 | 41719 |  |  | NotYetVerified |  | 3 | [5 empty] | 5000 | 75
P00001B44 | Texas Fluorescents | CIT48L | CIT48LFR51W5014LPGDMV40K | Outdoor Luminaires | Mid Output | Parking Garage Luminaires | Standard | TRUE | 5014 | 98.09 | 51.115 | 18.032 | 0.9368 | 4082 | 82.77 | 5 | 50000 | 41717 |  |  | NotYetVerified |  | 3 | 5000 | 98 | 51 |  | 0.9 | 4000 | 82
P00001B3X | Texas Fluorescents | CIT24L | CIT24LSFR42W3400LDMV30K | Outdoor Luminaires | Low Output | Parking Garage Luminaires | Standard | TRUE | 3068 | 73.44 | 41.77 | 18.91 | 0.92 | 3070 | 84.06 | 5 | 50000 | 41717 |  |  | NotYetVerified |  | 3 | 3067.8 | 73.6 | 41.7 | 18.91 | 0.921 | 3000 | 84.06
P0000113Q | Mobern Lighting Co | Mobern Lighting Co | VW2PG-LED42UDMVSF30 | Outdoor Luminaires | Low Output | Parking Garage Luminaires | Standard | TRUE | 3068 | 73.44 | 41.77 | 18.91 | 0.92 | 3070 | 84.06 | 5 | 50000 | 41717 |  |  | NotYetVerified |  | 3 | 3067.8 | 73.6 | 42 | 18.91 | 0.921 | 3000 | 84.06
P00001B43 | Texas Fluorescents | CIT48L | CIT48LFR84W8000LPGDMV40K | Outdoor Luminaires | Mid Output | Parking Garage Luminaires | Standard | TRUE | 7648 | 91.36 | 83.717 | 19.261 | 0.9167 | 4118 | 82.82 | 5 | 50000 | 41717 |  |  | NotYetVerified |  | 3 | 7600 | 90 | 84 |  | 0.9 | 4000 | 82
P00001B40 | Texas Fluorescents | CIT24L | CIT24LSFR42W3400LDMV50K | Outdoor Luminaires | Low Output | Parking Garage Luminaires | Standard | FALSE | [9 empty] | 41717 |  |  | NotYetVerified |  | 3 | 3546 | 73.6 | 42.143 | 18.91 | 0.921 | 5000 | 88.85
P00001B3Z | Texas Fluorescents | CIT24L | CIT24LSFR42W3400LDMV40K | Outdoor Luminaires | Low Output | Parking Garage Luminaires | Standard | FALSE | [9 empty] | 41717 |  |  | NotYetVerified |  | 3 | 3067.8 | 73.6 |  | 18.91 | 0.921 | 4000
P00001B3Y | Texas Fluorescents | CIT24L | CIT24LSFR42W3400LDMV35K | Outdoor Luminaires | Low Output | Parking Garage Luminaires | Standard | FALSE | [9 empty] | 41717 |  |  | NotYetVerified |  | 3 | 3067.8 | 73.6 |  | 18.91 | 0.921 | 3500
P0000113T | Mobern Lighting Co | Mobern Lighting Co | VW2PG-LED42UDMVSF50 | Outdoor Luminaires | Low Output | Parking Garage Luminaires | Standard | FALSE | [9 empty] | 41717 |  |  | NotYetVerified |  | 3 | 3546 | 73.6 | 42 | 18.91 | 0.921 | 5000 | 88.85
P0000113S | Mobern Lighting Co | Mobern Lighting Co | VW2PG-LED42UDMVSF40 | Outdoor Luminaires | Low Output | Parking Garage Luminaires | Standard | FALSE | [9 empty] | 41717 |  |  | NotYetVerified |  | 3 | 3067.8 | 73.6 | 42 | 18.91 | 0.921 | 4000
P0000113R | Mobern Lighting Co | Mobern Lighting Co | VW2PG-LED42UDMVSF35 | Outdoor Luminaires | Low Output | Parking Garage Luminaires | Standard | FALSE | [9 empty] | 41717 |  |  | NotYetVerified |  | 3 | 3067.8 | 73.6 | 42 | 18.91 | 0.921 | 3500
P000010J2 | LSI Industries | EXTERIOR | XPG3D 5 LED 50 350 NW [UE 347 480] XXX [Blank VCM VCMB VCMH VCMBH] [ES IMSW BB CWBB] | Outdoor Luminaires | Low Output | Parking Garage Luminaires | Standard | TRUE | 4245 | 76 | 56.5 | 14.5 | 0.971 | 4117 | 67 | 5 | 60000 | 41712 |  |  | NotYetVerified |  | 3 | 4245 | 76 | 56.5 | 14.5 | 0.971 | 4000 | 67
P000010J1 | LSI Industries | EXTERIOR | XPG3D 5 LED 50 550 CW [UE 347 480] XXX [Blank VCM VCMB VCMH VCMBH] [ES IMSW BB CWBB] | Outdoor Luminaires | Mid Output | Parking Garage Luminaires | Standard | TRUE | 6657 | 74 | 90 | 14.5 | 0.97 | 5873 | 69 | 5 | 60000 | 41712 |  |  | NotYetVerified |  | 3 | 6657 | 74 | 90 | 14.5 | 0.971 | 5700 | 69
P000019FM | Solas Ray Lighting | Garage Series | GLRD-438-50-PP-U-CM/PM | Outdoor Luminaires | Low Output | Parking Garage Luminaires | Standard | TRUE | 3399 | 83.26 | 40.82 | 6.49 | 0.963 | 5056 | 73.2 | 5 | 50000 | 41712 |  |  | NotYetVerified |  | 3 | 3399 | 83.26 | 40.82 | 5.91 | 0.991 | 5000 | 73.2
P00001GQP | Spectrum Lighting | Spectrum Lighting | HMI1513LEDOS55W40K | Outdoor Luminaires | Low Output | Parking Garage Luminaires | Standard | TRUE | 4913 | 84.33 | 58.26 | 14.34 | 0.919 | 4191 | 86 | 5 | 50000 | 41712 |  |  | NotYetVerified |  | 3 | 6000 |  | 55 |  |  | 4000
P000010JC | LSI Industries | EXTERIOR | XPG3P 5 LED 50 550 CW [UE 347 480] XXX [Blank VCM VCMB VCMH VCMBH] [ES IMSW BB CWBB] | Outdoor Luminaires | Mid Output | Parking Garage Luminaires | Standard | FALSE | [9 empty] | 41712 |  |  | NotYetVerified |  | 3 | 6657 | 74 | 90 | 8.6 | 0.989 | 5873 | 69
P000010JU | LSI Industries | EXTERIOR | XPG3P S LED 50 550 CW [UE 347 480] XXX [Blank VCM VCMB VCMH VCMBH] [ES IMSW BB CWBB] | Outdoor Luminaires | Mid Output | Parking Garage Luminaires | Standard | FALSE | [9 empty] | 41712 |  |  | NotYetVerified |  | 3 | 8950 | 99 | 90.4 | 8.5 | 0.989 | 5873 | 69
P000010JT | LSI Industries | EXTERIOR | XPG3D S LED 50 550 CW [UE 347 480] XXX [Blank VCM VCMB VCMH VCMBH] [ES IMSW BB CWBB] | Outdoor Luminaires | Mid Output | Parking Garage Luminaires | Standard | FALSE | [9 empty] | 41712 |  |  | NotYetVerified |  | 3 | 8950 | 99 | 90.4 | 8.5 | 0.989 | 5873 | 69
P000010JB | LSI Industries | EXTERIOR | XPG3P 5 LED 50 450 CW [UE 347 480] XXX [Blank VCM VCMB VCMH VCMBH] [ES IMSW BB CWBB] | Outdoor Luminaires | Mid Output | Parking Garage Luminaires | Standard | FALSE | [9 empty] | 41712 |  |  | NotYetVerified |  | 3 | 5744 | 79 | 72.7 | 9.5 | 0.984 | 5815 | 69
P000010JA | LSI Industries | EXTERIOR | XPG3D 5 LED 50 450 CW [UE 347 480] XXX [Blank VCM VCMB VCMH VCMBH] [ES IMSW BB CWBB] | Outdoor Luminaires | Mid Output | Parking Garage Luminaires | Standard | FALSE | [9 empty] | 41712 |  |  | NotYetVerified |  | 3 | 5744 | 79 | 72.7 | 9.5 | 0.984 | 5815 | 69
P000010JM | LSI Industries | EXTERIOR | XPG3P S LED 50 450 CW [UE 347 480] XXX [Blank VCM VCMB VCMH VCMBH] [ES IMSW BB CWBB] | Outdoor Luminaires | Mid Output | Parking Garage Luminaires | Standard | FALSE | [9 empty] | 41712 |  |  | NotYetVerified |  | 3 | 7603 | 104.4 | 72.8 | 9.4 | 0.985 | 5815 | 69
P000010JL | LSI Industries | EXTERIOR | XPG3D S LED 50 450 CW [UE 347 480] XXX [Blank VCM VCMB VCMH VCMBH] [ES IMSW BB CWBB] | Outdoor Luminaires | Mid Output | Parking Garage Luminaires | Standard | FALSE | [9 empty] | 41712 |  |  | NotYetVerified |  | 3 | 7603 | 104.4 | 72.8 | 9.4 | 0.985 | 5815 | 69
P000010JE | LSI Industries | EXTERIOR | XPG3P S LED 50 350 CW [UE 347 480] XXX [Blank VCM VCMB VCMH VCMBH] [ES IMSW BB CWBB] | Outdoor Luminaires | Mid Output | Parking Garage Luminaires | Standard | FALSE | [9 empty] | 41712 |  |  | NotYetVerified |  | 3 | 6185 | 110.4 | 56 | 10.7 | 0.976 | 5773 | 69
P000010JD | LSI Industries | EXTERIOR | XPG3D S LED 50 350 CW [UE 347 480] XXX [Blank VCM VCMB VCMH VCMBH] [ES IMSW BB CWBB] | Outdoor Luminaires | Mid Output | Parking Garage Luminaires | Standard | FALSE | [9 empty] | 41712 |  |  | NotYetVerified |  | 3 | 6185 | 110.4 | 56 | 10.7 | 0.976 | 5773 | 69
P000010J4 | LSI Industries | EXTERIOR | XPG3P 5 LED 50 350 CW [UE 347 480] XXX [Blank VCM VCMB VCMH VCMBH] [ES IMSW BB CWBB] | Outdoor Luminaires | Low Output | Parking Garage Luminaires | Standard | FALSE | [9 empty] | 41712 |  |  | NotYetVerified |  | 3 | 4718 | 84.2 | 56 | 10.7 | 0.976 | 5773 | 69
P000010J3 | LSI Industries | EXTERIOR | XPG3D 5 LED 50 350 CW [UE 347 480] XXX [Blank VCM VCMB VCMH VCMBH] [ES IMSW BB CWBB] | Outdoor Luminaires | Low Output | Parking Garage Luminaires | Standard | FALSE | [9 empty] | 41712 |  |  | NotYetVerified |  | 3 | 4718 | 84.2 | 56 | 10.7 | 0.976 | 5773 | 69
P000010JY | LSI Industries | EXTERIOR | XPG3P S LED 68 550 CW [UE 347 480] XXX [Blank VCM VCMB VCMH VCMBH] [ES IMSW BB CWBB] | Outdoor Luminaires | High Output | Parking Garage Luminaires | Standard | FALSE | [9 empty] | 41712 |  |  | NotYetVerified |  | 3 | 10711 | 85.7 | 125 | 11.2 | 0.99 | 5467 | 68
P000010JX | LSI Industries | EXTERIOR | XPG3D S LED 68 550 CW [UE 347 480] XXX [Blank VCM VCMB VCMH VCMBH] [ES IMSW BB CWBB] | Outdoor Luminaires | High Output | Parking Garage Luminaires | Standard | FALSE | [9 empty] | 41712 |  |  | NotYetVerified |  | 3 | 10711 | 85.7 | 125 | 11.2 | 0.99 | 5467 | 68
P000010J7 | LSI Industries | EXTERIOR | XPG3P 5 LED 68 350 CW [UE 347 480] XXX [Blank VCM VCMB VCMH VCMBH] [ES IMSW BB CWBB] | Outdoor Luminaires | Mid Output | Parking Garage Luminaires | Standard | FALSE | [9 empty] | 41712 |  |  | NotYetVerified |  | 3 | 5814 | 77.1 | 75.4 | 10 | 0.985 | 5428 | 67
P000010J6 | LSI Industries | EXTERIOR | XPG3D 5 LED 68 350 CW [UE 347 480] XXX [Blank VCM VCMB VCMH VCMBH] [ES IMSW BB CWBB] | Outdoor Luminaires | Mid Output | Parking Garage Luminaires | Standard | FALSE | [9 empty] | 41712 |  |  | NotYetVerified |  | 3 | 5814 | 77.1 | 75.4 | 10 | 0.985 | 5428 | 67
P000010JQ | LSI Industries | EXTERIOR | XPG3P S LED 68 450 CW [UE 347 480] XXX [Blank VCM VCMB VCMH VCMBH] [ES IMSW BB CWBB] | Outdoor Luminaires | Mid Output | Parking Garage Luminaires | Standard | FALSE | [9 empty] | 41712 |  |  | NotYetVerified |  | 3 | 9578 | 97.9 | 97.8 | 9 | 0.989 | 5396 | 67
P000010JP | LSI Industries | EXTERIOR | XPG3D S LED 68 450 CW [UE 347 480] XXX [Blank VCM VCMB VCMH VCMBH] [ES IMSW BB CWBB] | Outdoor Luminaires | Mid Output | Parking Garage Luminaires | Standard | FALSE | [9 empty] | 41712 |  |  | NotYetVerified |  | 3 | 9578 | 97.9 | 97.8 | 9 | 0.989 | 5396 | 67
P000010JI | LSI Industries | EXTERIOR | XPG3P S LED 68 350 CW [UE 347 480] XXX [Blank VCM VCMB VCMH VCMBH] [ES IMSW BB CWBB] | Outdoor Luminaires | Mid Output | Parking Garage Luminaires | Standard | FALSE | [9 empty] | 41712 |  |  | NotYetVerified |  | 3 | 7511 | 100.1 | 75 | 10 | 0.983 | 5373 | 67
P000010JH | LSI Industries | EXTERIOR | XPG3D S LED 68 350 CW [UE 347 480] XXX [Blank VCM VCMB VCMH VCMBH] [ES IMSW BB CWBB] | Outdoor Luminaires | Mid Output | Parking Garage Luminaires | Standard | FALSE | [9 empty] | 41712 |  |  | NotYetVerified |  | 3 | 7511 | 100.1 | 75 | 10 | 0.983 | 5373 | 67
P000010K0 | LSI Industries | EXTERIOR | XPG3P S LED 68 550 NW [UE 347 480] XXX [Blank VCM VCMB VCMH VCMBH] [ES IMSW BB CWBB] | Outdoor Luminaires | Mid Output | Parking Garage Luminaires | Standard | FALSE | [9 empty] | 41712 |  |  | NotYetVerified |  | 3 | 9880 | 78 | 126 | 11.3 | 0.99 | 4252 | 67
P000010JZ | LSI Industries | EXTERIOR | XPG3D S LED 68 550 NW [UE 347 480] XXX [Blank VCM VCMB VCMH VCMBH] [ES IMSW BB CWBB] | Outdoor Luminaires | Mid Output | Parking Garage Luminaires | Standard | FALSE | [9 empty] | 41712 |  |  | NotYetVerified |  | 3 | 9880 | 78 | 126 | 11.3 | 0.99 | 4252 | 67
P000010JW | LSI Industries | EXTERIOR | XPG3P S LED 50 550 NW [UE 347 480] XXX [Blank VCM VCMB VCMH VCMBH] [ES IMSW BB CWBB] | Outdoor Luminaires | Mid Output | Parking Garage Luminaires | Standard | FALSE | [9 empty] | 41712 |  |  | NotYetVerified |  | 3 | 8456 | 93 | 91 | 8.4 | 0.989 | 4228 | 67
P000010JV | LSI Industries | EXTERIOR | XPG3D S LED 50 550 NW [UE 347 480] XXX [Blank VCM VCMB VCMH VCMBH] [ES IMSW BB CWBB] | Outdoor Luminaires | Mid Output | Parking Garage Luminaires | Standard | FALSE | [9 empty] | 41712 |  |  | NotYetVerified |  | 3 | 8456 | 93 | 91 | 8.4 | 0.989 | 4228 | 67
P000010JS | LSI Industries | EXTERIOR | XPG3P S LED 68 450 NW [UE 347 480] XXX [Blank VCM VCMB VCMH VCMBH] [ES IMSW BB CWBB] | Outdoor Luminaires | Mid Output | Parking Garage Luminaires | Standard | FALSE | [9 empty] | 41712 |  |  | NotYetVerified |  | 3 | 8584 | 87 | 98.7 | 8.9 | 0.989 | 4202 | 68
P000010JR | LSI Industries | EXTERIOR | XPG3D S LED 68 450 NW [UE 347 480] XXX [Blank VCM VCMB VCMH VCMBH] [ES IMSW BB CWBB] | Outdoor Luminaires | Mid Output | Parking Garage Luminaires | Standard | FALSE | [9 empty] | 41712 |  |  | NotYetVerified |  | 3 | 8584 | 87 | 98.7 | 8.9 | 0.989 | 4202 | 68
P000010JO | LSI Industries | EXTERIOR | XPG3P S LED 50 450 NW [UE 347 480] XXX [Blank VCM VCMB VCMH VCMBH] [ES IMSW BB CWBB] | Outdoor Luminaires | Mid Output | Parking Garage Luminaires | Standard | FALSE | [9 empty] | 41712 |  |  | NotYetVerified |  | 3 | 7313 | 100 | 73.4 | 9.2 | 0.984 | 4162 | 67
P000010JN | LSI Industries | EXTERIOR | XPG3D S LED 50 450 NW [UE 347 480] XXX [Blank VCM VCMB VCMH VCMBH] [ES IMSW BB CWBB] | Outdoor Luminaires | Mid Output | Parking Garage Luminaires | Standard | FALSE | [9 empty] | 41712 |  |  | NotYetVerified |  | 3 | 7313 | 100 | 73.4 | 9.2 | 0.984 | 4162 | 67
P000010JK | LSI Industries | EXTERIOR | XPG3P S LED 68 350 NW [UE 347 480] XXX [Blank VCM VCMB VCMH VCMBH] [ES IMSW BB CWBB] | Outdoor Luminaires | Mid Output | Parking Garage Luminaires | Standard | FALSE | [9 empty] | 41712 |  |  | NotYetVerified |  | 3 | 7051 | 93 | 75.7 | 9.8 | 0.99 | 4147 | 67
P000010JJ | LSI Industries | EXTERIOR | XPG3D S LED 68 350 NW [UE 347 480] XXX [Blank VCM VCMB VCMH VCMBH] [ES IMSW BB CWBB] | Outdoor Luminaires | Mid Output | Parking Garage Luminaires | Standard | FALSE | [9 empty] | 41712 |  |  | NotYetVerified |  | 3 | 7051 | 93 | 75.7 | 9.8 | 0.99 | 4147 | 67
P000010J9 | LSI Industries | EXTERIOR | XPG3P 5 LED 68 350 NW [UE 347 480] XXX [Blank VCM VCMB VCMH VCMBH] [ES IMSW BB CWBB] | Outdoor Luminaires | Mid Output | Parking Garage Luminaires | Standard | FALSE | [9 empty] | 41712 |  |  | NotYetVerified |  | 3 | 5695 | 75 | 75.8 | 9.8 | 0.984 | 4147 | 67
P000010J8 | LSI Industries | EXTERIOR | XPG3D 5 LED 68 350 NW [UE 347 480] XXX [Blank VCM VCMB VCMH VCMBH] [ES IMSW BB CWBB] | Outdoor Luminaires | Mid Output | Parking Garage Luminaires | Standard | FALSE | [9 empty] | 41712 |  |  | NotYetVerified |  | 3 | 5695 | 75 | 75.8 | 9.8 | 0.984 | 4147 | 67
P000010JG | LSI Industries | EXTERIOR | XPG3P S LED 50 350 NW [UE 347 480] XXX [Blank VCM VCMB VCMH VCMBH] [ES IMSW BB CWBB] | Outdoor Luminaires | Mid Output | Parking Garage Luminaires | Standard | FALSE | [9 empty] | 41712 |  |  | NotYetVerified |  | 3 | 5998 | 106 | 56.5 | 10.5 | 0.975 | 4117 | 67
P000010JF | LSI Industries | EXTERIOR | XPG3D S LED 50 350 NW [UE 347 480] XXX [Blank VCM VCMB VCMH VCMBH] [ES IMSW BB CWBB] | Outdoor Luminaires | Mid Output | Parking Garage Luminaires | Standard | FALSE | [9 empty] | 41712 |  |  | NotYetVerified |  | 3 | 5998 | 106 | 56.5 | 10.5 | 0.975 | 4117 | 67
P000010J5 | LSI Industries | EXTERIOR | XPG3P 5 LED 50 350 NW [UE 347 480] XXX [Blank VCM VCMB VCMH VCMBH] [ES IMSW BB CWBB] | Outdoor Luminaires | Low Output | Parking Garage Luminaires | Standard | FALSE | [9 empty] | 41712 |  |  | NotYetVerified |  | 3 | 4245 | 76 | 56 | 10.5 | 0.975 | 4117 | 67
P000003AF | Acuity Brands Lighting | Holophane | HPLED 56 700 5K AS XX XX X L1 | Outdoor Luminaires | Mid Output | Parking Garage Luminaires | Standard | FALSE | [9 empty] | 41710 | Not Yet Verified | Not Yet Verified | NotYetVerified |  | 3 | 9849 | 76 | 129 |  |  | 5000 | 70
P000003AM | Acuity Brands Lighting | Holophane | HPLED 84 700 5K AS XX XX X L5H | Outdoor Luminaires | High Output | Parking Garage Luminaires | Standard | FALSE | [9 empty] | 41710 | Not Yet Verified | Not Yet Verified | NotYetVerified |  | 3 | 15278 | 78 | 195 |  |  | 5000 | 70
P000003AK | Acuity Brands Lighting | Holophane | HPLED 70 700 5K AS XX XX X L5H | Outdoor Luminaires | High Output | Parking Garage Luminaires | Standard | FALSE | [9 empty] | 41710 | Not Yet Verified | Not Yet Verified | NotYetVerified |  | 3 | 12809 | 78 | 165 |  |  | 5000 | 70
P000003AJ | Acuity Brands Lighting | Holophane | HPLED 70 700 5K AS XX XX X L1 | Outdoor Luminaires | High Output | Parking Garage Luminaires | Standard | FALSE | [9 empty] | 41710 | Not Yet Verified | Not Yet Verified | NotYetVerified |  | 3 | 12183 | 74 | 165 |  |  | 5000 | 70
P000003AG | Acuity Brands Lighting | Holophane | HPLED 56 700 5K AS XX XX X L5H | Outdoor Luminaires | High Output | Parking Garage Luminaires | Standard | FALSE | [9 empty] | 41710 | Not Yet Verified | Not Yet Verified | NotYetVerified |  | 3 | 10003 | 78 | 129 |  |  | 5000 | 70
P000003AE | Acuity Brands Lighting | Holophane | HPLED 56 700 4K AS XX XX X L5H | Outdoor Luminaires | Mid Output | Parking Garage Luminaires | Standard | FALSE | [9 empty] | 41710 | Not Yet Verified | Not Yet Verified | NotYetVerified |  | 3 | 9559 | 74 | 129 |  |  | 4000 | 70
P000003AD | Acuity Brands Lighting | Holophane | HPLED 56 700 4K AS XX XX X L1 | Outdoor Luminaires | Mid Output | Parking Garage Luminaires | Standard | FALSE | [9 empty] | 41710 | Not Yet Verified | Not Yet Verified | NotYetVerified |  | 3 | 9412 | 73 | 129 |  |  | 4000 | 70
P000003AL | Acuity Brands Lighting | Holophane | HPLED 84 700 4K AS XX XX X L5H | Outdoor Luminaires | High Output | Parking Garage Luminaires | Standard | FALSE | [9 empty] | 41710 | Not Yet Verified | Not Yet Verified | NotYetVerified |  | 3 | 14600 | 75 | 195 |  |  | 4000 | 70
P000003AI | Acuity Brands Lighting | Holophane | HPLED 70 700 4K AS XX XX X L5H | Outdoor Luminaires | High Output | Parking Garage Luminaires | Standard | FALSE | [9 empty] | 41710 | Not Yet Verified | Not Yet Verified | NotYetVerified |  | 3 | 12240 | 74 | 165 |  |  | 4000 | 70
P000019FK | Solas Ray Lighting | Garage Series | GLRD-455-50-PP-U-CM/PM | Outdoor Luminaires | Low Output | Parking Garage Luminaires | Standard | TRUE | 4824 | 75.43 | 63.96 | 13.67 | 0.931 | 5207 | 74.6 | 5 | 50000 | 41708 |  |  | NotYetVerified |  | 3 | 4824 | 75.43 | 64 | 13.67 | 0.931 | 5200 | 74.6
P000019FJ | Solas Ray Lighting | Abrams | BLAB-2-58-50-PC-U | Outdoor Luminaires | Mid Output | Parking Garage Luminaires | Standard | TRUE | 6481 | 86.54 | 74.89 | 9.75 | 0.911 | 5157 | 77 | 5 | 50000 | 41708 |  |  | NotYetVerified |  | 3 | 6481 | 86.54 | 75 | 9.75 | 0.911 | 5200 | 77
P00000WU4 | Infinilux Corporation | Infinilux CLSP Series XBD | CLSGXX64-01 (5000K) | Outdoor Luminaires | Mid Output | Parking Garage Luminaires | Standard | TRUE | 7249.99 | 100 | 72.15 | 10 | 0.93 | 4660 | 72 | 5 | 100000 | 41703 |  |  | NotYetVerified |  | 3 | 7250 | 100 | 72
P00000P6S | Cree Inc. | Cree 304 Series | PKG-304-5M-xx-04-E-Ux-xx-350-40K-xxxx | Outdoor Luminaires | Low Output | Parking Garage Luminaires | Standard | TRUE | 4656.8 | 105.55 | 45.01 | 17.44 | 0.875 | 3981 | 72 | 10 | 50000 | 41697 |  |  | NotYetVerified | XCP*504E-*H7_ | 3 | 4595 | 99.9 | 46 | 20 | 0.9 | 4000 | 70
P00000P6Y | Cree Inc. | Cree 304 Series | PKG-304-5S-xx-06-E-Ux-xx-350-xxxx | Outdoor Luminaires | Mid Output | Parking Garage Luminaires | Standard | FALSE | [9 empty] | 41697 |  |  | NotYetVerified | XCP*R06E-*H_ | 3 | 7890 | 114.3478 | 69 | 20 | 0.9 | 5700 | 70
P00000P6U | Cree Inc. | Cree 304 Series | PKG-304-5M-xx-06-E-Ux-xx-350-xxxx | Outdoor Luminaires | Mid Output | Parking Garage Luminaires | Standard | FALSE | [9 empty] | 41697 |  |  | NotYetVerified | XCP*506E-*H_ | 3 | 7101 | 102.913 | 69 | 20 | 0.9 | 5700 | 70
P00000P6W | Cree Inc. | Cree 304 Series | PKG-304-5S-xx-04-E-Ux-xx-350-xxxx | Outdoor Luminaires | Mid Output | Parking Garage Luminaires | Standard | FALSE | [9 empty] | 41697 |  |  | NotYetVerified | XCP*R04E-*H_ | 3 | 5302 | 115.2609 | 46 | 20 | 0.9 | 5700 | 70
P00000P6T | Cree Inc. | Cree 304 Series | PKG-304-5M-xx-04-E-Ux-xx-350-xxxx | Outdoor Luminaires | Low Output | Parking Garage Luminaires | Standard | FALSE | [9 empty] | 41697 |  |  | NotYetVerified | XCP*504E-*H_ | 3 | 4771 | 103.7174 | 46 | 20 | 0.9 | 5700 | 70
P00000P6Z | Cree Inc. | Cree 304 Series | PKG-304-5S-xx-06-E-Ux-xx-350-40K-xxxx | Outdoor Luminaires | Mid Output | Parking Garage Luminaires | Standard | FALSE | [9 empty] | 41697 |  |  | NotYetVerified | XCP*R06E-*H7_ | 3 | 7598 | 110.1159 | 69 | 20 | 0.9 | 4000 | 70
P00000P6V | Cree Inc. | Cree 304 Series | PKG-304-5M-xx-06-E-Ux-xx-350-40K-xxxx | Outdoor Luminaires | Mid Output | Parking Garage Luminaires | Standard | FALSE | [9 empty] | 41697 |  |  | NotYetVerified | XCP*506E-*H7_ | 3 | 6838 | 99.1014 | 69 | 20 | 0.9 | 4000 | 70
P00000P6X | Cree Inc. | Cree 304 Series | PKG-304-5S-xx-04-E-Ux-xx-350-40K-xxxx | Outdoor Luminaires | Mid Output | Parking Garage Luminaires | Standard | FALSE | [9 empty] | 41697 |  |  | NotYetVerified | XCP*R04E-*H7_ | 3 | 5105 | 110.9783 | 46 | 20 | 0.9 | 4000 | 70
P000019DI | SLP Lighting | Citadel 2 LED | CT2-LED-M-2L2-PG-CC-UNVLT-H-830 -U | Outdoor Luminaires | Low Output | Parking Garage Luminaires | Standard | TRUE | 3068 | 73.44 | 41.77 | 18.91 | 0.92 | 3070 | 84.06 | 5 | 50000 | 41696 |  |  | NotYetVerified |  | 3 | 3067.8 | 73.6 | 41.7 | 18.91 | 0.921 | 3000 | 84.06
P000019DL | SLP Lighting | Citadel 2 LED | CT2-LED-M-2L2-PG-CC-UNVLT-H-850 -U | Outdoor Luminaires | Low Output | Parking Garage Luminaires | Standard | FALSE | [9 empty] | 41696 |  |  | NotYetVerified |  | 3 | 3546 | 73.6 | 42.143 | 18.91 | 0.921 | 5000 | 88.85
P000019DK | SLP Lighting | Citadel 2 LED | CT2-LED-M-2L2-PG-CC-UNVLT-H-840 -U | Outdoor Luminaires | Low Output | Parking Garage Luminaires | Standard | FALSE | [9 empty] | 41696 |  |  | NotYetVerified |  | 3 | 3067.8 | 73.6 | 42 | 18.91 | 0.921 | 4000 | 82
P000019DJ | SLP Lighting | Citadel 2 LED | CT2-LED-M-2L2-PG-CC-UNVLT-H-835 -U | Outdoor Luminaires | Low Output | Parking Garage Luminaires | Standard | FALSE | [9 empty] | 41696 |  |  | NotYetVerified |  | 3 | 3067.8 | 73.6 | 42 | 18.91 | 0.921 | 3500 | 82
P00001HH4 | ECO Lighting Solutions | FlexTech | FTSQ-470-50-AP-U-XX | Outdoor Luminaires | Mid Output | Parking Garage Luminaires | Standard | TRUE | 8841 | 105.64 | 83.69 | 11.78 | 0.976 | 5187 | 73.3 | 5 | 50000 | 41694 |  |  | NotYetVerified |  | 3 | 6127 | 75 | 81.7 |  |  | 5000
P00001GFD | Raffino | Raffino | LG24-2500L-40K-NHD-N-N | Outdoor Luminaires | Low Output | Parking Garage Luminaires | Standard | TRUE | 2318 | 80.3 | 28.9 | 15.6 | 0.95 | 3870 | 76 | 5 | 50000 | 41694 |  |  | NotYetVerified |  | 3 | 2318 | 80.3 | 28.9 |  | 0.9 | 4000 | 70
P00001GFH | Raffino | Raffino | LG48-5250L-50K-NHD-N-N | Outdoor Luminaires | Mid Output | Parking Garage Luminaires | Standard | TRUE | 5068 | 85.5 | 59.3 | 4.36 | 0.91 | 4750 | 73 | 5 | 50000 | 41694 |  |  | NotYetVerified |  | 3 | 5028 | 85.5 | 58.8 |  | 0.9 | 5000 | 70
P00001GFF | Raffino | Raffino | LG36-3600L-40K-NHD-N-N | Outdoor Luminaires | Low Output | Parking Garage Luminaires | Standard | TRUE | 3747 | 87.9 | 42.7 | 16.3 | 0.91 | 3810 | 75 | 5 | 50000 | 41694 |  |  | NotYetVerified |  | 3 | 3747 | 87.9 | 42.6 |  | 0.9 | 4000 | 70
P00000RE9 | Excellence Opto Inc. | e-lite star | EBL-A-A01-CN-020-40-S [Only 120-240V] | Outdoor Luminaires | Low Output | Parking Garage Luminaires | Standard | TRUE | 4146 | 86.6 | 47.9 | 12.84 | 0.901 | 4081 | 73.5 | 5 |  | 41694 |  |  | NotYetVerified |  | 3 | 3750 |  | 50 |  | 0.9 | 4000 | 70
P00000RE8 | Excellence Opto Inc. | e-lite star | EBL-A-A02-CN-020-40-S | Outdoor Luminaires | Low Output | Parking Garage Luminaires | Standard | TRUE | 4062 | 77.8 | 52.24 | 21.1 | 0.887 | 4075 | 74 | 5 |  | 41694 |  |  | NotYetVerified |  | 3 | 3750 |  | 50 |  | 0.9 | 4000 | 70
P00001GFG | Raffino | Raffino | LG36-3600L-50K-NHD-N-N | Outdoor Luminaires | Low Output | Parking Garage Luminaires | Standard | FALSE | [9 empty] | 41694 |  |  | NotYetVerified |  | 3 | 3171 | 84.9 | 43.8 |  | 0.9 | 5000 | 70
P00001GFE | Raffino | Raffino | LG24-2500L-50K-NHD-N-N | Outdoor Luminaires | Low Output | Parking Garage Luminaires | Standard | FALSE | [9 empty] | 41694 |  |  | NotYetVerified |  | 3 | 2413 | 83.8 | 28.8 |  | 0.9 | 5000 | 70
P00001GFI | Raffino | Raffino | LG48-5250L-40K-NHD-N-N | Outdoor Luminaires | Mid Output | Parking Garage Luminaires | Standard | FALSE | [9 empty] | 41694 |  |  | NotYetVerified |  | 3 | 5142 | 86.9 | 59.2 |  | 0.9 | 4000 | 70
P00001HH3 | ECO Lighting Solutions | FlexTech | FTSQ-485-50-AP-U-XX | Outdoor Luminaires | Mid Output | Parking Garage Luminaires | Standard | TRUE | 9998.2 | 97.95 | 102.53 | 11.28 | 0.98 | 5228 | 73.7 | 5 | 50000 | 41691 |  |  | NotYetVerified |  | 3 | 10000 | 97.95 | 100 |  |  | 5000 | 74
P00001HH1 | ECO Lighting Solutions | FlexTech | FTSQ-438-50-AP-U-XX | Outdoor Luminaires | Low Output | Parking Garage Luminaires | Standard | TRUE | 3707 | 90.15 | 40.95 | 8.1 | 0.96 | 5145 | 72.5 | 5 | 50000 | 41691 |  |  | NotYetVerified |  | 3 | 3707 | 90.15 | 40.95 |  |  | 5000 | 72.5
P00001HH2 | ECO Lighting Solutions | FlexTech | FTSQ-456-50-AP-U-XX | Outdoor Luminaires | Mid Output | Parking Garage Luminaires | Standard | TRUE | 6905.6 | 107.87 | 64.16 | 13.9 | 0.93 | 5175 | 73.1 | 5 | 50000 | 41691 |  |  | NotYetVerified |  | 3 | 6905.6 | 107.87 | 65 |  |  | 5000 | 73
P00001I2K | Jiangsu Yongjiong Electricity Lighting Co. Ltd | YJL | YJLED350-I-80W | Outdoor Luminaires | Mid Output | Parking Garage Luminaires | Standard | TRUE | 6098 | 79.94 | 76.29 | 18.03 | 0.88 | 4681 | 68 | 5 | 100000 | 41689 |  |  | NotYetVerified |  | 3 |  |  |  | 20 | 0.9 | 5000 | 70
P00001I2V | Jiangsu Yongjiong Electricity Lighting Co. Ltd | YJL | YJLED350-II-80W-GK | Outdoor Luminaires | Mid Output | Parking Garage Luminaires | Standard | FALSE | [9 empty] | 41689 |  |  | NotYetVerified |  | 3 | 6000 | 75 | 80 | 20 | 0.9 | 5000 | 70
P00001I2U | Jiangsu Yongjiong Electricity Lighting Co. Ltd | YJL | YJLED350-II-80W | Outdoor Luminaires | Mid Output | Parking Garage Luminaires | Standard | FALSE | [9 empty] | 41689 |  |  | NotYetVerified |  | 3 | 6000 | 75 | 80 | 20 | 0.9 | 5000 | 70
P00001I2T | Jiangsu Yongjiong Electricity Lighting Co. Ltd | YJL | YJLED350-I-80W-GK | Outdoor Luminaires | Mid Output | Parking Garage Luminaires | Standard | FALSE | [9 empty] | 41689 |  |  | NotYetVerified |  | 3 | 6000 | 75 | 80 | 20 | 0.9 | 5000 | 70
P00001ET3 | MHT Lighting | MHT Lighting | MHTL-RCL-48E-5K-U-[All options] | Outdoor Luminaires | Low Output | Parking Garage Luminaires | Standard | TRUE | 4227 | 90.26 | 46.83 | 8.62 | 0.94 | 5250 | 75.4 | 5 | 50000 | 41681 |  |  | NotYetVerified |  | 3 | 4342 | 92.7 | 46.84 | 8.62 | 0.942 | 5250 | 75.4
P00001EN9 | Metrosphere Light Corp. | METROSPHERE | MET-HLF150HSJ-L60-002 | Outdoor Luminaires | Mid Output | Parking Garage Luminaires | Standard | TRUE | 5241.704 | 84.53 | 62.01 | 16.6 | 0.96 | 5401 | 73.7 | 5 |  | 41677 |  |  | NotYetVerified |  | 3 | 5277.345 | 85.574 | 60 | 15 | 0.98 | 5410 | 75
P00001ENF | Metrosphere Light Corp. | METROSPHERE | MET-CAN60C | Outdoor Luminaires | Mid Output | Parking Garage Luminaires | Standard | TRUE | 5145 | 78.99 | 65.13 | 13.5 | 0.958 | 5112 | 73 | 5 |  | 41677 |  |  | NotYetVerified |  | 3 | 5145 | 78 | 65.13 |  | 0.98 | 5112 | 75
P00001EN8 | Metrosphere Light Corp. | METROSPHERE | MET-HLF150HSJ-L60 | Outdoor Luminaires | Mid Output | Parking Garage Luminaires | Standard | TRUE | 5356 | 86.59 | 61.85 | 10.2 | 0.922 | 4929 | 74 | 5 |  | 41677 |  |  | NotYetVerified |  | 3 | 5356 | 86 | 61.85 |  | 0.98 | 4929 | 75
P00001ENE | Metrosphere Light Corp. | METROSPHERE | MET-CAN40C | Outdoor Luminaires | Low Output | Parking Garage Luminaires | Standard | TRUE | 3511 | 83.3 | 42.15 | 16.2 | 0.904 | 4865 | 69 | 5 |  | 41677 |  |  | NotYetVerified |  | 3 | 3511 | 83 | 42.15 |  | 0.98 | 4865 | 75
P00001ENG | Metrosphere Light Corp. | METROSPHERE | MET-HLF150HSJ-L40 | Outdoor Luminaires | Low Output | Parking Garage Luminaires | Standard | TRUE | 3333 | 78.54 | 42.54 | 18.5 | 0.894 | 4816 | 73 | 5 |  | 41677 |  |  | NotYetVerified |  | 3 | 3333 | 78 | 42.54 |  | 0.98 | 4816 | 75
P000005YH | Cireon LLC | Cireon | ON2-048-AG-AH-AG | Outdoor Luminaires | Mid Output | Parking Garage Luminaires | Standard | TRUE | 5467 | 101 | 54.15 | 8 | 0.88 | 5812 | 72 | 10 |  | 41669 |  |  | NotYetVerified |  | 3 | 5466 |  | 54 |  | 0.95 | 5700 | 70
P00001EHK | Pozeen LED LTD | Pozeen | CPSM60HU50K54L | Outdoor Luminaires | Mid Output | Parking Garage Luminaires | Standard | TRUE | 5356 | 86.59 | 61.85 | 10.2 | 0.922 | 4929 | 74 | 5 |  | 41654 |  |  | NotYetVerified |  | 3 | 5356 | 86 | 61.85 |  | 0.98 | 4929 | 75
P00000Q0Q | Delviro | Delviro Energy | ARIUSLB4015KSC | Outdoor Luminaires | Low Output | Parking Garage Luminaires | Standard | TRUE | 2820 | 72.9 | 38.66 | 8.3 | 0.997 | 5322 | 89.2 | 5 | 100000 | 41653 |  |  | NotYetVerified |  | 3 | 2800 |  | 40 |  |  | 5000
P00000ZBO | LED Trail | LED Trail | 4730 | Outdoor Luminaires | Mid Output | Parking Garage Luminaires | Standard | TRUE | 5356 | 86.59 | 61.85 | 10.2 | 0.922 | 4929 | 74 | 5 | 50000 | 41653 |  |  | NotYetVerified |  | 3 | 5356 | 86 | 61.85 |  | 0.98 | 4929 | 75
P00001H8H | RENOVA Lighting Systems Inc. | Renova Lighting | L-GLT2-RF-UNV-V1-P3-50K | Outdoor Luminaires | Low Output | Parking Garage Luminaires | Standard | TRUE | 4374 | 88.8 | 49.23 | 15.5 | 0.97 | 5136 | 72.4 | 5 | 50000 | 41652 |  |  | NotYetVerified |  | 3 | [5 empty] | 5000 | 70
P00001I2G | Jiangsu Yongjiong Electricity Lighting Co. Ltd | YJL | YJLED350-I-100W | Outdoor Luminaires | Mid Output | Parking Garage Luminaires | Standard | TRUE | 7556.6 | 78.99 | 95.66 | 8.1 | 0.91 | 4730 | 68.3 | 5 | 100000 | 41646 |  |  | NotYetVerified |  | 3 |  |  | 100 | 20 | 0.9 | 4000 | 65
P000002XE | Acuity Brands Lighting | Holophane | BALED 5L 5K AS X G | Outdoor Luminaires | Mid Output | Parking Garage Luminaires | Standard | TRUE | 5683 | 91.84 | 61.88 | 14.79 | 0.878 | 5082 | 79 | 5 | 50000 | 41646 |  |  | NotYetVerified |  | 3 | 5655.5 | 90 | 62.8 | 14.79 | 0.878 | 5082 | 78.69
P000002XD | Acuity Brands Lighting | Holophane | BALED 5L 3K AS X G | Outdoor Luminaires | Low Output | Parking Garage Luminaires | Standard | TRUE | 4657 | 75.49 | 61.69 | 14.79 | 0.878 | 3007 | 81 | 5 | 50000 | 41646 |  |  | NotYetVerified |  | 3 | 4634.4 | 74 | 62.6 | 14.79 | 0.878 | 3007 | 80.81
P00001I2J | Jiangsu Yongjiong Electricity Lighting Co. Ltd | YJL | YJLED350-II-100W-GK | Outdoor Luminaires | Mid Output | Parking Garage Luminaires | Standard | FALSE | [9 empty] | 41646 |  |  | NotYetVerified |  | 3 | 7500 | 75 | 100 | 20 | 0.9 | 4000 | 65
P00001I2I | Jiangsu Yongjiong Electricity Lighting Co. Ltd | YJL | YJLED350-II-100W | Outdoor Luminaires | Mid Output | Parking Garage Luminaires | Standard | FALSE | [9 empty] | 41646 |  |  | NotYetVerified |  | 3 | 7500 | 75 | 100 | 20 | 0.9 | 4000 | 65
P00001I2H | Jiangsu Yongjiong Electricity Lighting Co. Ltd | YJL | YJLED350-I-100W-GK | Outdoor Luminaires | Mid Output | Parking Garage Luminaires | Standard | FALSE | [9 empty] | 41646 |  |  | NotYetVerified |  | 3 | 7500 | 75 | 100 | 20 | 0.9 | 4000 | 65
P000002XN | Acuity Brands Lighting | Holophane | BARFK 5L 5K AS X B | Outdoor Luminaires | Mid Output | Parking Garage Luminaires | Standard | FALSE | [9 empty] | 41646 | Not Yet Verified | Not Yet Verified | NotYetVerified |  | 3 | 5800 | 92.3 | 62.8 | 14.79 | 0.878 | 5082 | 78.69
P000002XM | Acuity Brands Lighting | Holophane | BALED 5L 5K AS X B | Outdoor Luminaires | Mid Output | Parking Garage Luminaires | Standard | FALSE | [9 empty] | 41646 | Not Yet Verified | Not Yet Verified | NotYetVerified |  | 3 | 5800 | 92.3 | 62.8 | 14.79 | 0.878 | 5082 | 78.69
P000002XO | Acuity Brands Lighting | Holophane | BARFK 5L 5K AS X G | Outdoor Luminaires | Mid Output | Parking Garage Luminaires | Standard | FALSE | [9 empty] | 41646 | Not Yet Verified | Not Yet Verified | NotYetVerified |  | 3 | 5655.5 | 90 | 62.8 | 14.79 | 0.878 | 5082 | 78.69
P000002XL | Acuity Brands Lighting | Holophane | BARFK 5L 4K AS X G | Outdoor Luminaires | Mid Output | Parking Garage Luminaires | Standard | FALSE | [9 empty] | 41646 | Not Yet Verified | Not Yet Verified | NotYetVerified |  | 3 | 5481.3 | 88 | 62.3 | 14.79 | 0.878 | 4038 | 74.64
P000002XK | Acuity Brands Lighting | Holophane | BALED 5L 4K AS X G | Outdoor Luminaires | Mid Output | Parking Garage Luminaires | Standard | FALSE | [9 empty] | 41646 | Not Yet Verified | Not Yet Verified | NotYetVerified |  | 3 | 5481.3 | 88 | 62.3 | 14.79 | 0.878 | 4038 | 74.64
P000002XJ | Acuity Brands Lighting | Holophane | BARFK 5L 4K AS X B | Outdoor Luminaires | Mid Output | Parking Garage Luminaires | Standard | FALSE | [9 empty] | 41646 | Not Yet Verified | Not Yet Verified | NotYetVerified |  | 3 | 5621.4 | 90.2 | 62.3 | 14.79 | 0.878 | 4030 | 75.06
P000002XI | Acuity Brands Lighting | Holophane | BALED 5L 4K AS X B | Outdoor Luminaires | Mid Output | Parking Garage Luminaires | Standard | FALSE | [9 empty] | 41646 | Not Yet Verified | Not Yet Verified | NotYetVerified |  | 3 | 5621.4 | 90.2 | 62.3 | 14.79 | 0.878 | 4030 | 75.06
P000002XG | Acuity Brands Lighting | Holophane | BARFK 5L 3K AS X B | Outdoor Luminaires | Low Output | Parking Garage Luminaires | Standard | FALSE | [9 empty] | 41646 | Not Yet Verified | Not Yet Verified | NotYetVerified |  | 3 | 4752.9 | 75.9 | 62.6 | 14.79 | 0.878 | 3007 | 80.81
P000002XF | Acuity Brands Lighting | Holophane | BALED 5L 3K AS X B | Outdoor Luminaires | Low Output | Parking Garage Luminaires | Standard | FALSE | [9 empty] | 41646 | Not Yet Verified | Not Yet Verified | NotYetVerified |  | 3 | 4752.9 | 75.9 | 62.6 | 14.79 | 0.878 | 3007 | 80.81
P000002XH | Acuity Brands Lighting | Holophane | BARFK 5L 3K AS X G | Outdoor Luminaires | Low Output | Parking Garage Luminaires | Standard | FALSE | [9 empty] | 41646 | Not Yet Verified | Not Yet Verified | NotYetVerified |  | 3 | 4634.4 | 74 | 62.6 | 14.79 | 0.878 | 3007 | 80.81
P00000UMJ | Howard Lighting | Howard Lighting | VSL4F19206657U_G | Outdoor Luminaires | Mid Output | Parking Garage Luminaires | Standard | TRUE | 7340 | 94.83 | 77.4 | 9.98 | 0.959 | 5332 | 86 | 5 | 50000 | 41642 |  |  | NotYetVerified |  | 3 |  |  | 66 |  |  | 5700
P00000UMQ | Howard Lighting | Howard Lighting | VSL4D19206657U_G | Outdoor Luminaires | Mid Output | Parking Garage Luminaires | Standard | FALSE | [9 empty] | 41642 |  |  | NotYetVerified |  | 3 | 7756 | 104 | 66 |  |  | 5700 | 84
P00000UMP | Howard Lighting | Howard Lighting | VSL4F19203157U_G | Outdoor Luminaires | Low Output | Parking Garage Luminaires | Standard | FALSE | [9 empty] | 41642 |  |  | NotYetVerified |  | 3 | 3878 | 104 | 30 |  |  | 5700 | 84
P00000UMO | Howard Lighting | Howard Lighting | VSL4D19203157U_G | Outdoor Luminaires | Low Output | Parking Garage Luminaires | Standard | FALSE | [9 empty] | 41642 |  |  | NotYetVerified |  | 3 | 3878 | 104 | 30 |  |  | 5700 | 84
P00000UMN | Howard Lighting | Howard Lighting | VSL4F19206650U_G | Outdoor Luminaires | Mid Output | Parking Garage Luminaires | Standard | FALSE | [9 empty] | 41642 |  |  | NotYetVerified |  | 3 | 7756 | 104 | 66 |  |  | 5000 | 84
P00000UMM | Howard Lighting | Howard Lighting | VSL4D19206650U_G | Outdoor Luminaires | Mid Output | Parking Garage Luminaires | Standard | FALSE | [9 empty] | 41642 |  |  | NotYetVerified |  | 3 | 7756 | 104 | 66 |  |  | 5000 | 84
P00000UML | Howard Lighting | Howard Lighting | VSL4F19203150U_G | Outdoor Luminaires | Low Output | Parking Garage Luminaires | Standard | FALSE | [9 empty] | 41642 |  |  | NotYetVerified |  | 3 | 3878 | 104 | 30 |  |  | 5000 | 84
P00000UMK | Howard Lighting | Howard Lighting | VSL4D19203150U_G | Outdoor Luminaires | Low Output | Parking Garage Luminaires | Standard | FALSE | [9 empty] | 41642 |  |  | NotYetVerified |  | 3 | 3878 | 104 | 30 |  |  | 5000 | 84
P000002WO | Acuity Brands Lighting | Lithonia Lighting | DSXPGT LED 40C 530 30K ASY XXXXX XXX XXXXXXXX XXXXX | Outdoor Luminaires | Mid Output | Parking Garage Luminaires | Standard | TRUE | 5546 | 80.09 | 69.25 | 23.8 | 0.88 | 2992 | 85 | 5 | 100000 | 41638 |  |  | NotYetVerified |  | 3 | 5545 | 80.13 | 69.2 |  |  | 3000 | 84.7
P000002VX | Acuity Brands Lighting | Lithonia Lighting | DSXPG LED 20C 350 30K T5R XXXXX XXX XXXXXXXX XXXXX | Outdoor Luminaires | Low Output | Parking Garage Luminaires | Standard | TRUE | 2056 | 87.77 | 23.42 | 23.8 | 0.88 | 2995 | 85 | 5 | 100000 | 41638 |  |  | NotYetVerified |  | 3 | 2055 | 87.82 | 23.4 |  |  | 2995 | 84.95
P000002WU | Acuity Brands Lighting | Lithonia Lighting | DSXPGT LED 40C 530 50K T5M XXXXX XXX XXXXXXXX XXXXX | Outdoor Luminaires | Mid Output | Parking Garage Luminaires | Standard | FALSE | [9 empty] | 41638 | Not Yet Verified | Not Yet Verified | NotYetVerified |  | 3 | 8156.3 | 117.7 | 69.3 |  |  | 4963 | 69.5
P000002WR | Acuity Brands Lighting | Lithonia Lighting | DSXPGT LED 40C 530 50K T5R XXXXX XXX XXXXXXXX XXXXX | Outdoor Luminaires | Mid Output | Parking Garage Luminaires | Standard | FALSE | [9 empty] | 41638 | Not Yet Verified | Not Yet Verified | NotYetVerified |  | 3 | 7911.1 | 114.16 | 69.3 |  |  | 4963 | 69.5
P000002WW | Acuity Brands Lighting | Lithonia Lighting | DSXPGT LED 40C 530 50K ASY XXXXX XXX XXXXXXXX XXXXX | Outdoor Luminaires | Mid Output | Parking Garage Luminaires | Standard | FALSE | [9 empty] | 41638 | Not Yet Verified | Not Yet Verified | NotYetVerified |  | 3 | 7639.9 | 109.77 | 69.6 |  |  | 4963 | 69.5
P000002WK | Acuity Brands Lighting | Lithonia Lighting | DSXPG LED 20C 530 50K T5M XXXXX XXX XXXXXXXX XXXXX | Outdoor Luminaires | Low Output | Parking Garage Luminaires | Standard | FALSE | [9 empty] | 41638 | Not Yet Verified | Not Yet Verified | NotYetVerified |  | 3 | 3832.2 | 109.49 | 35 |  |  | 4939 | 69.2
P000002WN | Acuity Brands Lighting | Lithonia Lighting | DSXPG LED 20C 530 50K ASY XXXXX XXX XXXXXXXX XXXXX | Outdoor Luminaires | Low Output | Parking Garage Luminaires | Standard | FALSE | [9 empty] | 41638 | Not Yet Verified | Not Yet Verified | NotYetVerified |  | 3 | 3795 | 109.11 | 34.78 |  |  | 4939 | 69.2
P000002WH | Acuity Brands Lighting | Lithonia Lighting | DSXPG LED 20C 530 50K T5R XXXXX XXX XXXXXXXX XXXXX | Outdoor Luminaires | Low Output | Parking Garage Luminaires | Standard | FALSE | [9 empty] | 41638 | Not Yet Verified | Not Yet Verified | NotYetVerified |  | 3 | 3768.1 | 107.66 | 35 |  |  | 4939 | 69.2
P000002WB | Acuity Brands Lighting | Lithonia Lighting | DSXPG LED 30C 350 50K T5M XXXXX XXX XXXXXXXX XXXXX | Outdoor Luminaires | Low Output | Parking Garage Luminaires | Standard | FALSE | [9 empty] | 41638 | Not Yet Verified | Not Yet Verified | NotYetVerified |  | 3 | 4131.4 | 119.06 | 34.7 |  |  | 4875 | 68.9
P000002W7 | Acuity Brands Lighting | Lithonia Lighting | DSXPG LED 30C 350 50K T5R XXXXX XXX XXXXXXXX XXXXX | Outdoor Luminaires | Low Output | Parking Garage Luminaires | Standard | FALSE | [9 empty] | 41638 | Not Yet Verified | Not Yet Verified | NotYetVerified |  | 3 | 4062.3 | 117.07 | 34.7 |  |  | 4875 | 68.9
P000002WE | Acuity Brands Lighting | Lithonia Lighting | DSXPG LED 30C 350 50K ASY XXXXX XXX XXXXXXXX XXXXX | Outdoor Luminaires | Low Output | Parking Garage Luminaires | Standard | FALSE | [9 empty] | 41638 | Not Yet Verified | Not Yet Verified | NotYetVerified |  | 3 | 3935.47 | 113.41 | 34.7 |  |  | 4875 | 68.9
P000002W2 | Acuity Brands Lighting | Lithonia Lighting | DSXPG LED 20C 350 50K T5M XXXXX XXX XXXXXXXX XXXXX | Outdoor Luminaires | Low Output | Parking Garage Luminaires | Standard | FALSE | [9 empty] | 41638 | Not Yet Verified | Not Yet Verified | NotYetVerified |  | 3 | 2729.1 | 115.64 | 23.6 |  |  | 4875 | 68.9
P000002VZ | Acuity Brands Lighting | Lithonia Lighting | DSXPG LED 20C 350 50K T5R XXXXX XXX XXXXXXXX XXXXX | Outdoor Luminaires | Low Output | Parking Garage Luminaires | Standard | FALSE | [9 empty] | 41638 | Not Yet Verified | Not Yet Verified | NotYetVerified |  | 3 | 2683.4 | 113.7 | 23.6 |  |  | 4875 | 68.9
P000002W4 | Acuity Brands Lighting | Lithonia Lighting | DSXPG LED 20C 350 50K ASY XXXXX XXX XXXXXXXX XXXXX | Outdoor Luminaires | Low Output | Parking Garage Luminaires | Standard | FALSE | [9 empty] | 41638 | Not Yet Verified | Not Yet Verified | NotYetVerified |  | 3 | 2671 | 114.1 | 23.41 |  |  | 4875 | 68.9
P000002WM | Acuity Brands Lighting | Lithonia Lighting | DSXPG LED 20C 530 40K ASY XXXXX XXX XXXXXXXX XXXXX | Outdoor Luminaires | Low Output | Parking Garage Luminaires | Standard | FALSE | [9 empty] | 41638 | Not Yet Verified | Not Yet Verified | NotYetVerified |  | 3 | 3512 | 98.02 | 35.83 |  |  | 4001 | 73.5
P000002WJ | Acuity Brands Lighting | Lithonia Lighting | DSXPG LED 20C 530 40K T5M XXXXX XXX XXXXXXXX XXXXX | Outdoor Luminaires | Low Output | Parking Garage Luminaires | Standard | FALSE | [9 empty] | 41638 | Not Yet Verified | Not Yet Verified | NotYetVerified |  | 3 | 3415.6 | 97.59 | 35 |  |  | 4001 | 73.5
P000002WG | Acuity Brands Lighting | Lithonia Lighting | DSXPG LED 20C 530 40K T5R XXXXX XXX XXXXXXXX XXXXX | Outdoor Luminaires | Low Output | Parking Garage Luminaires | Standard | FALSE | [9 empty] | 41638 | Not Yet Verified | Not Yet Verified | NotYetVerified |  | 3 | 3358.5 | 95.96 | 35 |  |  | 4001 | 73.5
P000002WT | Acuity Brands Lighting | Lithonia Lighting | DSXPGT LED 40C 530 40K T5M XXXXX XXX XXXXXXXX XXXXX | Outdoor Luminaires | Mid Output | Parking Garage Luminaires | Standard | FALSE | [9 empty] | 41638 | Not Yet Verified | Not Yet Verified | NotYetVerified |  | 3 | 7426 | 107.16 | 69.3 |  |  | 3985 | 73.3
P000002WQ | Acuity Brands Lighting | Lithonia Lighting | DSXPGT LED 40C 530 40K T5R XXXXX XXX XXXXXXXX XXXXX | Outdoor Luminaires | Mid Output | Parking Garage Luminaires | Standard | FALSE | [9 empty] | 41638 | Not Yet Verified | Not Yet Verified | NotYetVerified |  | 3 | 7202.7 | 103.94 | 69.3 |  |  | 3985 | 73.3
P000002WV | Acuity Brands Lighting | Lithonia Lighting | DSXPGT LED 40C 530 40K ASY XXXXX XXX XXXXXXXX XXXXX | Outdoor Luminaires | Mid Output | Parking Garage Luminaires | Standard | FALSE | [9 empty] | 41638 | Not Yet Verified | Not Yet Verified | NotYetVerified |  | 3 | 6955.8 | 98.11 | 70.9 |  |  | 3985 | 73.3
P000002WA | Acuity Brands Lighting | Lithonia Lighting | DSXPG LED 30C 350 40K T5M XXXXX XXX XXXXXXXX XXXXX | Outdoor Luminaires | Low Output | Parking Garage Luminaires | Standard | FALSE | [9 empty] | 41638 | Not Yet Verified | Not Yet Verified | NotYetVerified |  | 3 | 3682.3 | 106.12 | 34.7 |  |  | 3974 | 73.4
P000002W9 | Acuity Brands Lighting | Lithonia Lighting | DSXPG LED 30C 350 40K T5M XXXXX XXX XXXXXXXX XXXXX | Outdoor Luminaires | Low Output | Parking Garage Luminaires | Standard | FALSE | [9 empty] | 41638 | Not Yet Verified | Not Yet Verified | NotYetVerified |  | 3 | 3682.3 | 106.12 | 34.7 |  |  | 3974 | 73.4
P000002W6 | Acuity Brands Lighting | Lithonia Lighting | DSXPG LED 30C 350 40K T5R XXXXX XXX XXXXXXXX XXXXX | Outdoor Luminaires | Low Output | Parking Garage Luminaires | Standard | FALSE | [9 empty] | 41638 | Not Yet Verified | Not Yet Verified | NotYetVerified |  | 3 | 3620.7 | 104.34 | 34.7 |  |  | 3974 | 73.4
P000002WD | Acuity Brands Lighting | Lithonia Lighting | DSXPG LED 30C 350 40K ASY XXXXX XXX XXXXXXXX XXXXX | Outdoor Luminaires | Low Output | Parking Garage Luminaires | Standard | FALSE | [9 empty] | 41638 | Not Yet Verified | Not Yet Verified | NotYetVerified |  | 3 | 3507.67 | 101.09 | 34.7 |  |  | 3974 | 73.4
P000002W3 | Acuity Brands Lighting | Lithonia Lighting | DSXPG LED 20C 350 40K ASY XXXXX XXX XXXXXXXX XXXXX | Outdoor Luminaires | Low Output | Parking Garage Luminaires | Standard | FALSE | [9 empty] | 41638 | Not Yet Verified | Not Yet Verified | NotYetVerified |  | 3 | 2484 | 102.86 | 24.15 |  |  | 3974 | 73.4
P000002W1 | Acuity Brands Lighting | Lithonia Lighting | DSXPG LED 20C 350 40K T5M XXXXX XXX XXXXXXXX XXXXX | Outdoor Luminaires | Low Output | Parking Garage Luminaires | Standard | FALSE | [9 empty] | 41638 | Not Yet Verified | Not Yet Verified | NotYetVerified |  | 3 | 2432.5 | 103.07 | 23.6 |  |  | 3974 | 73.4
P000002VY | Acuity Brands Lighting | Lithonia Lighting | DSXPG LED 20C 350 40K T5R XXXXX XXX XXXXXXXX XXXXX | Outdoor Luminaires | Low Output | Parking Garage Luminaires | Standard | FALSE | [9 empty] | 41638 | Not Yet Verified | Not Yet Verified | NotYetVerified |  | 3 | 2391.7 | 101.34 | 23.6 |  |  | 3974 | 73.4
P000002WS | Acuity Brands Lighting | Lithonia Lighting | DSXPGT LED 40C 530 30K T5M XXXXX XXX XXXXXXXX XXXXX | Outdoor Luminaires | Mid Output | Parking Garage Luminaires | Standard | FALSE | [9 empty] | 41638 | Not Yet Verified | Not Yet Verified | NotYetVerified |  | 3 | 5920.8 | 85.44 | 69.3 |  |  | 2990 | 84.75
P000002WP | Acuity Brands Lighting | Lithonia Lighting | DSXPGT LED 40C 530 30K T5R XXXXX XXX XXXXXXXX XXXXX | Outdoor Luminaires | Mid Output | Parking Garage Luminaires | Standard | FALSE | [9 empty] | 41638 | Not Yet Verified | Not Yet Verified | NotYetVerified |  | 3 | 5742.8 | 82.87 | 69.3 |  |  | 2990 | 84.75
P000002WC | Acuity Brands Lighting | Lithonia Lighting | DSXPG LED 30C 350 30K ASY XXXXX XXX XXXXXXXX XXXXX | Outdoor Luminaires | Low Output | Parking Garage Luminaires | Standard | FALSE | [9 empty] | 41638 | Not Yet Verified | Not Yet Verified | NotYetVerified |  | 3 | 2955 | 85.08 | 34.73 |  |  | 2981 | 85
P000002WI | Acuity Brands Lighting | Lithonia Lighting | DSXPG LED 20C 530 30K T5M XXXXX XXX XXXXXXXX XXXXX | Outdoor Luminaires | Low Output | Parking Garage Luminaires | Standard | FALSE | [9 empty] | 41638 | Not Yet Verified | Not Yet Verified | NotYetVerified |  | 3 | 2877.5 | 82.21 | 35 |  |  | 2980 | 84.75
P000002WF | Acuity Brands Lighting | Lithonia Lighting | DSXPG LED 20C 530 30K T5R XXXXX XXX XXXXXXXX XXXXX | Outdoor Luminaires | Low Output | Parking Garage Luminaires | Standard | FALSE | [9 empty] | 41638 | Not Yet Verified | Not Yet Verified | NotYetVerified |  | 3 | 2829.3 | 80.84 | 35 |  |  | 2980 | 84.75
P000002W0 | Acuity Brands Lighting | Lithonia Lighting | DSXPG LED 20C 350 30K T5M XXXXX XXX XXXXXXXX XXXXX | Outdoor Luminaires | Low Output | Parking Garage Luminaires | Standard | FALSE | [9 empty] | 41638 | Not Yet Verified | Not Yet Verified | NotYetVerified |  | 3 | 2148 | 92.59 | 23.2 |  |  | 2976 | 85.2
P000002W8 | Acuity Brands Lighting | Lithonia Lighting | DSXPG LED 30C 350 30K T5M XXXXX XXX XXXXXXXX XXXXX | Outdoor Luminaires | Low Output | Parking Garage Luminaires | Standard | FALSE | [9 empty] | 41638 | Not Yet Verified | Not Yet Verified | NotYetVerified |  | 3 | 3102.1 | 89.4 | 34.7 |  |  | 2975 | 84.95
P000002W5 | Acuity Brands Lighting | Lithonia Lighting | DSXPG LED 30C 350 30K T5R XXXXX XXX XXXXXXXX XXXXX | Outdoor Luminaires | Low Output | Parking Garage Luminaires | Standard | FALSE | [9 empty] | 41638 | Not Yet Verified | Not Yet Verified | NotYetVerified |  | 3 | 3050.2 | 87.9 | 34.7 |  |  | 2975 | 84.95
P000002WL | Acuity Brands Lighting | Lithonia Lighting | DSXPG LED 20C 530 30K ASY XXXXX XXX XXXXXXXX XXXXX | Outdoor Luminaires | Low Output | Parking Garage Luminaires | Standard | FALSE | [9 empty] | 41638 | Not Yet Verified | Not Yet Verified | NotYetVerified |  | 3 | 2741 | 78.95 | 34.72 |  |  | 2974 | 84.7
P000012QJ | OSRAM | Osram | LS2-L-25-740-T5-UNV-DX-OSP-XX | Outdoor Luminaires | Low Output | Parking Garage Luminaires | Standard | TRUE | 2318.85 | 100 | 22.95 | 13 | 0.91 | 4027 | 77 | 5 | 50000 | 41635 |  |  | NotYetVerified |  | 3 | 2318.85 | 100 | 20 | 13 | 0.91 | 4000
P00000WSB | Infinilux Corporation | Infinilux | CFSGXX20-02 (4000K) C01 | Outdoor Luminaires | Low Output | Parking Garage Luminaires | Standard | TRUE | 2318.85 | 100 | 22.95 | 13 | 0.91 | 4027 | 77 | 5 | 50000 | 41635 |  |  | NotYetVerified |  | 3 | 2318.85 | 100 | 20 | 13 | 0.91 | 4000
P000012RK | OSRAM | Osram | LS2-L-25-750-T5-UNV-XX | Outdoor Luminaires | Low Output | Parking Garage Luminaires | Standard | FALSE | [9 empty] | 41635 |  |  | NotYetVerified |  | 3 | 2634.87 | 100 | 26.27 | 24 | 0.96 | 5000
P000012R1 | OSRAM | Osram | LS2-L-25-750-T5-347-DX-IWC-XX | Outdoor Luminaires | Low Output | Parking Garage Luminaires | Standard | FALSE | [9 empty] | 41635 |  |  | NotYetVerified |  | 3 | 2634.87 | 100 | 26.27 | 24 | 0.96 | 5000
P000012QX | OSRAM | Osram | LS2-L-25-750-T5-347-DX-OSP-XX | Outdoor Luminaires | Low Output | Parking Garage Luminaires | Standard | FALSE | [9 empty] | 41635 |  |  | NotYetVerified |  | 3 | 2634.87 | 100 | 26.27 | 24 | 0.96 | 5000
P000012QT | OSRAM | Osram | LS2-L-25-750-T5-347-XX | Outdoor Luminaires | Low Output | Parking Garage Luminaires | Standard | FALSE | [9 empty] | 41635 |  |  | NotYetVerified |  | 3 | 2634.87 | 100 | 26.27 | 24 | 0.96 | 5000
P000012QP | OSRAM | Osram | LS2-L-25-750-T5-UNV-DX-IWC-XX | Outdoor Luminaires | Low Output | Parking Garage Luminaires | Standard | FALSE | [9 empty] | 41635 |  |  | NotYetVerified |  | 3 | 2634.87 | 100 | 26.27 | 24 | 0.96 | 5000
P000012QL | OSRAM | Osram | LS2-L-25-750-T5-UNV-DX-OSP-XX | Outdoor Luminaires | Low Output | Parking Garage Luminaires | Standard | FALSE | [9 empty] | 41635 |  |  | NotYetVerified |  | 3 | 2634.87 | 100 | 26.27 | 24 | 0.96 | 5000
P000012RF | OSRAM | Osram | LS2-L-55-750-T5-347-DX-IWC-XX | Outdoor Luminaires | Mid Output | Parking Garage Luminaires | Standard | FALSE | [9 empty] | 41635 |  |  | NotYetVerified |  | 3 | 6241.86 | 102 | 61.01 | 17 | 0.92 | 5000
P000012RB | OSRAM | Osram | LS2-L-55-750-T5-347-DX-OSP-XX | Outdoor Luminaires | Mid Output | Parking Garage Luminaires | Standard | FALSE | [9 empty] | 41635 |  |  | NotYetVerified |  | 3 | 6241.86 | 102 | 61.01 | 17 | 0.92 | 5000
P000012R7 | OSRAM | Osram | LS2-L-55-750-T5-347-XX | Outdoor Luminaires | Mid Output | Parking Garage Luminaires | Standard | FALSE | [9 empty] | 41635 |  |  | NotYetVerified |  | 3 | 6241.86 | 102 | 61.01 | 17 | 0.92 | 5000
P000012RD | OSRAM | Osram | LS2-L-40-750-T5-347-DX-IWC-XX | Outdoor Luminaires | Low Output | Parking Garage Luminaires | Standard | FALSE | [9 empty] | 41635 |  |  | NotYetVerified |  | 3 | 4296.46 | 95 | 45.01 | 16 | 0.98 | 5000
P000012R9 | OSRAM | Osram | LS2-L-40-750-T5-347-DX-OSP-XX | Outdoor Luminaires | Low Output | Parking Garage Luminaires | Standard | FALSE | [9 empty] | 41635 |  |  | NotYetVerified |  | 3 | 4296.46 | 95 | 45.01 | 16 | 0.98 | 5000
P000012R5 | OSRAM | Osram | LS2-L-40-750-T5-347-XX | Outdoor Luminaires | Low Output | Parking Garage Luminaires | Standard | FALSE | [9 empty] | 41635 |  |  | NotYetVerified |  | 3 | 4296.46 | 95 | 45.01 | 16 | 0.98 | 5000
P000012RM | OSRAM | Osram | LS2-L-72-750-T5-UNV-XX | Outdoor Luminaires | Mid Output | Parking Garage Luminaires | Standard | FALSE | [9 empty] | 41635 |  |  | NotYetVerified |  | 3 | 7206.17 | 93 | 77.12 | 14 | 0.95 | 5000
P000012R3 | OSRAM | Osram | LS2-L-72-750-T5-347-DX-IWC-XX | Outdoor Luminaires | Mid Output | Parking Garage Luminaires | Standard | FALSE | [9 empty] | 41635 |  |  | NotYetVerified |  | 3 | 7206.17 | 93 | 77.12 | 14 | 0.95 | 5000
P000012QZ | OSRAM | Osram | LS2-L-72-750-T5-347-DX-OSP-XX | Outdoor Luminaires | Mid Output | Parking Garage Luminaires | Standard | FALSE | [9 empty] | 41635 |  |  | NotYetVerified |  | 3 | 7206.17 | 93 | 77.12 | 14 | 0.95 | 5000
P000012QV | OSRAM | Osram | LS2-L-72-750-T5-347-XX | Outdoor Luminaires | Mid Output | Parking Garage Luminaires | Standard | FALSE | [9 empty] | 41635 |  |  | NotYetVerified |  | 3 | 7206.17 | 93 | 77.12 | 14 | 0.95 | 5000
P000012QR | OSRAM | Osram | LS2-L-72-750-T5-UNV-DX-IWC-XX | Outdoor Luminaires | Mid Output | Parking Garage Luminaires | Standard | FALSE | [9 empty] | 41635 |  |  | NotYetVerified |  | 3 | 7206.17 | 93 | 77.12 | 14 | 0.95 | 5000
P000012QN | OSRAM | Osram | LS2-L-72-750-T5-UNV-DX-OSP-XX | Outdoor Luminaires | Mid Output | Parking Garage Luminaires | Standard | FALSE | [9 empty] | 41635 |  |  | NotYetVerified |  | 3 | 7206.17 | 93 | 77.12 | 14 | 0.95 | 5000
P000012RJ | OSRAM | Osram | LS2-L-25-740-T5-UNV-XX | Outdoor Luminaires | Low Output | Parking Garage Luminaires | Standard | FALSE | [9 empty] | 41635 |  |  | NotYetVerified |  | 3 | 2634.87 | 100 | 26.27 | 24 | 0.96 | 4000
P000012R0 | OSRAM | Osram | LS2-L-25-740-T5-347-DX-IWC-XX | Outdoor Luminaires | Low Output | Parking Garage Luminaires | Standard | FALSE | [9 empty] | 41635 |  |  | NotYetVerified |  | 3 | 2634.87 | 100 | 26.27 | 24 | 0.96 | 4000
P000012QW | OSRAM | Osram | LS2-L-25-740-T5-347-DX-OSP-XX | Outdoor Luminaires | Low Output | Parking Garage Luminaires | Standard | FALSE | [9 empty] | 41635 |  |  | NotYetVerified |  | 3 | 2634.87 | 100 | 26.27 | 24 | 0.96 | 4000
P000012QS | OSRAM | Osram | LS2-L-25-740-T5-347-XX | Outdoor Luminaires | Low Output | Parking Garage Luminaires | Standard | FALSE | [9 empty] | 41635 |  |  | NotYetVerified |  | 3 | 2634.87 | 100 | 26.27 | 24 | 0.96 | 4000
P000012QO | OSRAM | Osram | LS2-L-25-740-T5-UNV-DX-IWC-XX | Outdoor Luminaires | Low Output | Parking Garage Luminaires | Standard | FALSE | [9 empty] | 41635 |  |  | NotYetVerified |  | 3 | 2634.87 | 100 | 26.27 | 24 | 0.96 | 4000
P000012RE | OSRAM | Osram | LS2-L-55-740-T5-347-DX-IWC-XX | Outdoor Luminaires | Mid Output | Parking Garage Luminaires | Standard | FALSE | [9 empty] | 41635 |  |  | NotYetVerified |  | 3 | 6241.86 | 102 | 61.01 | 17 | 0.92 | 4000
P000012RA | OSRAM | Osram | LS2-L-55-740-T5-347-DX-OSP-XX | Outdoor Luminaires | Mid Output | Parking Garage Luminaires | Standard | FALSE | [9 empty] | 41635 |  |  | NotYetVerified |  | 3 | 6241.86 | 102 | 61.01 | 17 | 0.92 | 4000
P000012R6 | OSRAM | Osram | LS2-L-55-740-T5-347-XX | Outdoor Luminaires | Mid Output | Parking Garage Luminaires | Standard | FALSE | [9 empty] | 41635 |  |  | NotYetVerified |  | 3 | 6241.86 | 102 | 61.01 | 17 | 0.92 | 4000
P000012RC | OSRAM | Osram | LS2-L-40-740-T5-347-DX-IWC-XX | Outdoor Luminaires | Low Output | Parking Garage Luminaires | Standard | FALSE | [9 empty] | 41635 |  |  | NotYetVerified |  | 3 | 4296.46 | 95 | 45.01 | 16 | 0.98 | 4000
P000012R8 | OSRAM | Osram | LS2-L-40-740-T5-347-DX-OSP-XX | Outdoor Luminaires | Low Output | Parking Garage Luminaires | Standard | FALSE | [9 empty] | 41635 |  |  | NotYetVerified |  | 3 | 4296.46 | 95 | 45.01 | 16 | 0.98 | 4000
P000012R4 | OSRAM | Osram | LS2-L-40-740-T5-347-XX | Outdoor Luminaires | Low Output | Parking Garage Luminaires | Standard | FALSE | [9 empty] | 41635 |  |  | NotYetVerified |  | 3 | 4296.46 | 95 | 45.01 | 16 | 0.98 | 4000
P000012RL | OSRAM | Osram | LS2-L-72-740-T5-UNV-XX | Outdoor Luminaires | Mid Output | Parking Garage Luminaires | Standard | FALSE | [9 empty] | 41635 |  |  | NotYetVerified |  | 3 | 7206.17 | 93 | 77.12 | 14 | 0.95 | 4000
P000012R2 | OSRAM | Osram | LS2-L-72-740-T5-347-DX-IWC-XX | Outdoor Luminaires | Mid Output | Parking Garage Luminaires | Standard | FALSE | [9 empty] | 41635 |  |  | NotYetVerified |  | 3 | 7206.17 | 93 | 77.12 | 14 | 0.95 | 4000
P000012QY | OSRAM | Osram | LS2-L-72-740-T5-347-DX-OSP-XX | Outdoor Luminaires | Mid Output | Parking Garage Luminaires | Standard | FALSE | [9 empty] | 41635 |  |  | NotYetVerified |  | 3 | 7206.17 | 93 | 77.12 | 14 | 0.95 | 4000
P000012QU | OSRAM | Osram | LS2-L-72-740-T5-347-XX | Outdoor Luminaires | Mid Output | Parking Garage Luminaires | Standard | FALSE | [9 empty] | 41635 |  |  | NotYetVerified |  | 3 | 7206.17 | 93 | 77.12 | 14 | 0.95 | 4000
P000012QQ | OSRAM | Osram | LS2-L-72-740-T5-UNV-DX-IWC-XX | Outdoor Luminaires | Mid Output | Parking Garage Luminaires | Standard | FALSE | [9 empty] | 41635 |  |  | NotYetVerified |  | 3 | 7206.17 | 93 | 77.12 | 14 | 0.95 | 4000
P000012QM | OSRAM | Osram | LS2-L-72-740-T5-UNV-DX-OSP-XX | Outdoor Luminaires | Mid Output | Parking Garage Luminaires | Standard | FALSE | [9 empty] | 41635 |  |  | NotYetVerified |  | 3 | 7206.17 | 93 | 77.12 | 14 | 0.95 | 4000
P00000WST | Infinilux Corporation | Infinilux | CFSGXX20-02 (5000K) - Y - C02 | Outdoor Luminaires | Low Output | Parking Garage Luminaires | Standard | FALSE | [9 empty] | 41635 |  |  | NotYetVerified |  | 3 | 2634.87 | 100 | 26.27 | 24 | 0.96 | 5000
P00000WSP | Infinilux Corporation | Infinilux | CFSGXX20-02 (5000K) - Y - C01 | Outdoor Luminaires | Low Output | Parking Garage Luminaires | Standard | FALSE | [9 empty] | 41635 |  |  | NotYetVerified |  | 3 | 2634.87 | 100 | 26.27 | 24 | 0.96 | 5000
P00000WSL | Infinilux Corporation | Infinilux | CFSGXX20-02 (5000K) - Y | Outdoor Luminaires | Low Output | Parking Garage Luminaires | Standard | FALSE | [9 empty] | 41635 |  |  | NotYetVerified |  | 3 | 2634.87 | 100 | 26.27 | 24 | 0.96 | 5000
P00000WSH | Infinilux Corporation | Infinilux | CFSGXX20-02 (5000K) C02 | Outdoor Luminaires | Low Output | Parking Garage Luminaires | Standard | FALSE | [9 empty] | 41635 |  |  | NotYetVerified |  | 3 | 2634.87 | 100 | 26.27 | 24 | 0.96 | 5000
P00000WSD | Infinilux Corporation | Infinilux | CFSGXX20-02 (5000K) C01 | Outdoor Luminaires | Low Output | Parking Garage Luminaires | Standard | FALSE | [9 empty] | 41635 |  |  | NotYetVerified |  | 3 | 2634.87 | 100 | 26.27 | 24 | 0.96 | 5000
P00000WT7 | Infinilux Corporation | Infinilux | CFSGXX48-02 (5000K) - Y - C02 | Outdoor Luminaires | Mid Output | Parking Garage Luminaires | Standard | FALSE | [9 empty] | 41635 |  |  | NotYetVerified |  | 3 | 6241.86 | 102 | 61.01 | 17 | 0.92 | 5000
P00000WT3 | Infinilux Corporation | Infinilux | CFSGXX48-02 (5000K) - Y - C01 | Outdoor Luminaires | Mid Output | Parking Garage Luminaires | Standard | FALSE | [9 empty] | 41635 |  |  | NotYetVerified |  | 3 | 6241.86 | 102 | 61.01 | 17 | 0.92 | 5000
P00000WSZ | Infinilux Corporation | Infinilux | CFSGXX48-02 (5000K) - Y | Outdoor Luminaires | Mid Output | Parking Garage Luminaires | Standard | FALSE | [9 empty] | 41635 |  |  | NotYetVerified |  | 3 | 6241.86 | 102 | 61.01 | 17 | 0.92 | 5000
P00000WT5 | Infinilux Corporation | Infinilux | CFSGXX36-02 (5000K) - Y - C02 | Outdoor Luminaires | Low Output | Parking Garage Luminaires | Standard | FALSE | [9 empty] | 41635 |  |  | NotYetVerified |  | 3 | 4296.46 | 95 | 45.01 | 16 | 0.98 | 5000
P00000WT1 | Infinilux Corporation | Infinilux | CFSGXX36-02 (5000K) - Y - C01 | Outdoor Luminaires | Low Output | Parking Garage Luminaires | Standard | FALSE | [9 empty] | 41635 |  |  | NotYetVerified |  | 3 | 4296.46 | 95 | 45.01 | 16 | 0.98 | 5000
P00000WSX | Infinilux Corporation | Infinilux | CFSGXX36-02 (5000K) - Y | Outdoor Luminaires | Low Output | Parking Garage Luminaires | Standard | FALSE | [9 empty] | 41635 |  |  | NotYetVerified |  | 3 | 4296.46 | 95 | 45.01 | 16 | 0.98 | 5000
P00000WSV | Infinilux Corporation | Infinilux | CFSGXX64-02 (5000K) - Y - C02 | Outdoor Luminaires | Mid Output | Parking Garage Luminaires | Standard | FALSE | [9 empty] | 41635 |  |  | NotYetVerified |  | 3 | 7698.02 | 106 | 72.37 | 14 | 0.95 | 5000
P00000WSR | Infinilux Corporation | Infinilux | CFSGXX64-02 (5000K) - Y - C01 | Outdoor Luminaires | Mid Output | Parking Garage Luminaires | Standard | FALSE | [9 empty] | 41635 |  |  | NotYetVerified |  | 3 | 7698.02 | 106 | 72.37 | 14 | 0.95 | 5000
P00000WSN | Infinilux Corporation | Infinilux | CFSGXX64-02 (5000K) - Y | Outdoor Luminaires | Mid Output | Parking Garage Luminaires | Standard | FALSE | [9 empty] | 41635 |  |  | NotYetVerified |  | 3 | 7698.02 | 106 | 72.37 | 14 | 0.95 | 5000
P00000WSJ | Infinilux Corporation | Infinilux | CFSGXX64-02 (5000K) C02 | Outdoor Luminaires | Mid Output | Parking Garage Luminaires | Standard | FALSE | [9 empty] | 41635 |  |  | NotYetVerified |  | 3 | 7698.02 | 106 | 72.37 | 14 | 0.95 | 5000
P00000WSF | Infinilux Corporation | Infinilux | CFSGXX64-02 (5000K) C01 | Outdoor Luminaires | Mid Output | Parking Garage Luminaires | Standard | FALSE | [9 empty] | 41635 |  |  | NotYetVerified |  | 3 | 7698.02 | 106 | 72.37 | 14 | 0.95 | 5000
P00000WSS | Infinilux Corporation | Infinilux | CFSGXX20-02 (4000K) - Y - C02 | Outdoor Luminaires | Low Output | Parking Garage Luminaires | Standard | FALSE | [9 empty] | 41635 |  |  | NotYetVerified |  | 3 | 2634.87 | 100 | 26.27 | 24 | 0.96 | 4000
P00000WSO | Infinilux Corporation | Infinilux | CFSGXX20-02 (4000K) - Y - C01 | Outdoor Luminaires | Low Output | Parking Garage Luminaires | Standard | FALSE | [9 empty] | 41635 |  |  | NotYetVerified |  | 3 | 2634.87 | 100 | 26.27 | 24 | 0.96 | 4000
P00000WSK | Infinilux Corporation | Infinilux | CFSGXX20-02 (4000K) - Y | Outdoor Luminaires | Low Output | Parking Garage Luminaires | Standard | FALSE | [9 empty] | 41635 |  |  | NotYetVerified |  | 3 | 2634.87 | 100 | 26.27 | 24 | 0.96 | 4000
P00000WSG | Infinilux Corporation | Infinilux | CFSGXX20-02 (4000K) C02 | Outdoor Luminaires | Low Output | Parking Garage Luminaires | Standard | FALSE | [9 empty] | 41635 |  |  | NotYetVerified |  | 3 | 2634.87 | 100 | 26.27 | 24 | 0.96 | 4000
P00000WT6 | Infinilux Corporation | Infinilux | CFSGXX48-02 (4000K) - Y - C02 | Outdoor Luminaires | Mid Output | Parking Garage Luminaires | Standard | FALSE | [9 empty] | 41635 |  |  | NotYetVerified |  | 3 | 6241.86 | 102 | 61.01 | 17 | 0.92 | 4000
P00000WT2 | Infinilux Corporation | Infinilux | CFSGXX48-02 (4000K) - Y - C01 | Outdoor Luminaires | Mid Output | Parking Garage Luminaires | Standard | FALSE | [9 empty] | 41635 |  |  | NotYetVerified |  | 3 | 6241.86 | 102 | 61.01 | 17 | 0.92 | 4000
P00000WSY | Infinilux Corporation | Infinilux | CFSGXX48-02 (4000K) - Y | Outdoor Luminaires | Mid Output | Parking Garage Luminaires | Standard | FALSE | [9 empty] | 41635 |  |  | NotYetVerified |  | 3 | 6241.86 | 102 | 61.01 | 17 | 0.92 | 4000
P00000WT4 | Infinilux Corporation | Infinilux | CFSGXX36-02 (4000K) - Y - C02 | Outdoor Luminaires | Low Output | Parking Garage Luminaires | Standard | FALSE | [9 empty] | 41635 |  |  | NotYetVerified |  | 3 | 4296.46 | 95 | 45.01 | 16 | 0.98 | 4000
P00000WT0 | Infinilux Corporation | Infinilux | CFSGXX36-02 (4000K) - Y - C01 | Outdoor Luminaires | Low Output | Parking Garage Luminaires | Standard | FALSE | [9 empty] | 41635 |  |  | NotYetVerified |  | 3 | 4296.46 | 95 | 45.01 | 16 | 0.98 | 4000
P00000WSW | Infinilux Corporation | Infinilux | CFSGXX36-02 (4000K) - Y | Outdoor Luminaires | Low Output | Parking Garage Luminaires | Standard | FALSE | [9 empty] | 41635 |  |  | NotYetVerified |  | 3 | 4296.46 | 95 | 45.01 | 16 | 0.98 | 4000
P00000WSU | Infinilux Corporation | Infinilux | CFSGXX64-02 (4000K) - Y - C02 | Outdoor Luminaires | Mid Output | Parking Garage Luminaires | Standard | FALSE | [9 empty] | 41635 |  |  | NotYetVerified |  | 3 | 7206.17 | 93 | 77.12 | 14 | 0.95 | 4000
P00000WSQ | Infinilux Corporation | Infinilux | CFSGXX64-02 (4000K) - Y - C01 | Outdoor Luminaires | Mid Output | Parking Garage Luminaires | Standard | FALSE | [9 empty] | 41635 |  |  | NotYetVerified |  | 3 | 7206.17 | 93 | 77.12 | 14 | 0.95 | 4000
P00000WSM | Infinilux Corporation | Infinilux | CFSGXX64-02 (4000K) - Y | Outdoor Luminaires | Mid Output | Parking Garage Luminaires | Standard | FALSE | [9 empty] | 41635 |  |  | NotYetVerified |  | 3 | 7206.17 | 93 | 77.12 | 14 | 0.95 | 4000
P00000WSI | Infinilux Corporation | Infinilux | CFSGXX64-02 (4000K) C02 | Outdoor Luminaires | Mid Output | Parking Garage Luminaires | Standard | FALSE | [9 empty] | 41635 |  |  | NotYetVerified |  | 3 | 7206.17 | 93 | 77.12 | 14 | 0.95 | 4000
P00000WSE | Infinilux Corporation | Infinilux | CFSGXX64-02 (4000K) C01 | Outdoor Luminaires | Mid Output | Parking Garage Luminaires | Standard | FALSE | [9 empty] | 41635 |  |  | NotYetVerified |  | 3 | 7206.17 | 93 | 77.12 | 14 | 0.95 | 4000
P00001AVD | TECHLIGHT | Saber | LSB-X-6-N-8-T5W-D-X-XX-XX | Outdoor Luminaires | Very High Output | Parking Garage Luminaires | Standard | TRUE | 32398 | 88.9 | 364.6 | 7.81 | 0.926 | 4040 | 74 | 5 | 78000 | 41634 |  |  | NotYetVerified |  | 3 | 32398 | 88.9 | 364.6 | 7.81 | 0.926 | 4100 | 74
P00001AVC | TECHLIGHT | Saber | LSB-X-1-N-2-T5W-C-X-XX-XX | Outdoor Luminaires | Low Output | Parking Garage Luminaires | Standard | TRUE | 2652 | 98.2 | 27 | 10.4 | 0.92 | 3910 | 73 | 5 | 78000 | 41634 |  |  | NotYetVerified |  | 3 | 2652 | 98.22 | 27 | 10.4 | 0.92 | 4100 | 73
P00001AVE | TECHLIGHT | Saber | LSB-X-1-C-2-T5W-C-X-XX-XX | Outdoor Luminaires | Low Output | Parking Garage Luminaires | Standard | TRUE | 2710 | 100.4 | 27 | 10.4 | 0.92 | 5490 | 72 | 5 | 78000 | 41634 |  |  | NotYetVerified |  | 3 | 2710 | 100.4 | 27 | 10.4 | 0.92 | 5000 | 72
P00001AVG | TECHLIGHT | Saber | LSB-X-2-C-8-T5W-C-X-XX-XX | Outdoor Luminaires | Mid Output | Parking Garage Luminaires | Standard | FALSE | [9 empty] | 41634 |  |  | NotYetVerified |  | 3 | 8130 | 100.4 | 81 | 10.4 | 0.92 | 5000 | 72
P00001AVF | TECHLIGHT | Saber | LSB-X-1-C-8-T5W-C-X-XX-XX | Outdoor Luminaires | Low Output | Parking Garage Luminaires | Standard | FALSE | [9 empty] | 41634 |  |  | NotYetVerified |  | 3 | 4065 | 100.4 | 40.5 | 10.4 | 0.92 | 5000 | 72
P00001AVI | TECHLIGHT | Saber | LSB-X-4-C-8-T5W-C-X-XX-XX | Outdoor Luminaires | High Output | Parking Garage Luminaires | Standard | FALSE | [9 empty] | 41634 |  |  | NotYetVerified |  | 3 | 16260 | 100.4 | 162 | 10.4 | 0.92 | 5000 | 72
P00001AVH | TECHLIGHT | Saber | LSB-X-3-C-8-T5W-C-X-XX-XX | Outdoor Luminaires | High Output | Parking Garage Luminaires | Standard | FALSE | [9 empty] | 41634 |  |  | NotYetVerified |  | 3 | 12195 | 100.4 | 121.5 | 10.4 | 0.92 | 5000 | 72
P00001AVO | TECHLIGHT | Saber | LSB-X-2-N-8-T5W-D-X-XX-XX | Outdoor Luminaires | High Output | Parking Garage Luminaires | Standard | FALSE | [9 empty] | 41634 |  |  | NotYetVerified |  | 3 | 10799 | 88.9 | 121.5 | 10.4 | 0.92 | 4100 | 74
P00001AVN | TECHLIGHT | Saber | LSB-X-1-N-8-T5W-D-X-XX-XX | Outdoor Luminaires | Mid Output | Parking Garage Luminaires | Standard | FALSE | [9 empty] | 41634 |  |  | NotYetVerified |  | 3 | 5400 | 88.9 | 60.8 | 7.81 | 0.92 | 4100 | 74
P00001AVQ | TECHLIGHT | Saber | LSB-X-4-N-8-T5W-D-X-XX-XX | Outdoor Luminaires | High Output | Parking Garage Luminaires | Standard | FALSE | [9 empty] | 41634 |  |  | NotYetVerified |  | 3 | 21599 | 88.9 | 243.1 | 7.81 | 0.92 | 4100 | 74
P00001AVP | TECHLIGHT | Saber | LSB-X-3-N-8-T5W-D-X-XX-XX | Outdoor Luminaires | High Output | Parking Garage Luminaires | Standard | FALSE | [9 empty] | 41634 |  |  | NotYetVerified |  | 3 | 16199 | 88.9 | 182.3 | 7.81 | 0.92 | 4100 | 74
P00001AVK | TECHLIGHT | Saber | LSB-X-2-N-8-T5W-C-X-XX-XX | Outdoor Luminaires | Mid Output | Parking Garage Luminaires | Standard | FALSE | [9 empty] | 41634 |  |  | NotYetVerified |  | 3 | 7956 | 98.2 | 81 | 10.4 | 0.92 | 4100 | 73
P00001AVJ | TECHLIGHT | Saber | LSB-X-1-N-8-T5W-C-X-XX-XX | Outdoor Luminaires | Low Output | Parking Garage Luminaires | Standard | FALSE | [9 empty] | 41634 |  |  | NotYetVerified |  | 3 | 3978 | 98.2 | 40.5 | 10.4 | 0.92 | 4100 | 73
P00001AVM | TECHLIGHT | Saber | LSB-X-4-N-8-T5W-C-X-XX-XX | Outdoor Luminaires | High Output | Parking Garage Luminaires | Standard | FALSE | [9 empty] | 41634 |  |  | NotYetVerified |  | 3 | 15912 | 98.2 | 162 | 10.4 | 0.92 | 4100 | 73
P00001AVL | TECHLIGHT | Saber | LSB-X-3-N-8-T5W-C-X-XX-XX | Outdoor Luminaires | High Output | Parking Garage Luminaires | Standard | FALSE | [9 empty] | 41634 |  |  | NotYetVerified |  | 3 | 11934 | 98.2 | 121.5 | 10.4 | 0.92 | 4100 | 73
P00001HFL | Mobern Lighting Co | Mobern Lighting Co | VW4PG-LED51UDMVSF40 | Outdoor Luminaires | Mid Output | Parking Garage Luminaires | Standard | TRUE | 5014 | 98.09 | 51.115 | 18.032 | 0.9368 | 4082 | 82.77 | 5 | 50000 | 41631 |  |  | NotYetVerified |  | 3 | 5014 | 98.31 | 51 |  |  | 4000 | 80
P00001HFK | Mobern Lighting Co | Mobern Lighting Co | VW4PG-LED84UDMV11SF40 | Outdoor Luminaires | Mid Output | Parking Garage Luminaires | Standard | TRUE | 7648 | 91.36 | 83.717 | 19.261 | 0.9167 | 4118 | 82.82 | 5 | 50000 | 41631 |  |  | NotYetVerified |  | 3 | 7648 | 91.05 | 84 |  |  | 4000 | 80
P00001DXB | Xiamen Holly Lite Co. Ltd. | Holly Lite | HLF-150HSJ-L-002-X-XXX-XXXX | Outdoor Luminaires | Mid Output | Parking Garage Luminaires | Standard | TRUE | 5241.704 | 84.53 | 62.01 | 16.6 | 0.96 | 5401 | 73.7 | 5 |  | 41628 |  |  | NotYetVerified |  | 3 | 5277.345 | 85.574 | 60 | 15 | 0.98 | 5410 | 75
P00001HH0 | ECO Lighting Solutions | FlexTech | FTSQ-455-50-AP-U-XX | Outdoor Luminaires | Low Output | Parking Garage Luminaires | Standard | TRUE | 4953 | 79.77 | 62.09 | 14.25 | 0.931 | 5082 | 73.7 | 5 | 50000 | 41626 |  |  | NotYetVerified |  | 3 | [5 empty] | 5000
P00000PMG | Dalian Golden Sanwei Technology Co. Ltd. | Thermalway | SW-MZ75RNA | Outdoor Luminaires | Mid Output | Parking Garage Luminaires | Standard | TRUE | 6284.1 | 85.5 | 73.49 | 17.68 | 0.89 | 3027 | 73.3 | 10 | 50000 | 41626 |  |  | NotYetVerified |  | 3 |  |  | 75 |  | 0.9 | 3000
P00000PMA | Dalian Golden Sanwei Technology Co. Ltd. | Thermalway | SW-MZ50RNA | Outdoor Luminaires | Low Output | Parking Garage Luminaires | Standard | TRUE | 4091.8 | 83.2 | 49.19 | 17.15 | 0.872 | 3038 | 73.4 | 10 | 50000 | 41626 |  |  | NotYetVerified |  | 3 |  |  | 50 |  | 0.9 | 3000
P00000PML | Dalian Golden Sanwei Technology Co. Ltd. | Thermalway | SW-MZ75RQA | Outdoor Luminaires | Mid Output | Parking Garage Luminaires | Standard | FALSE | [9 empty] | 41626 |  |  | NotYetVerified |  | 3 | 6500 | 90 | 75 |  | 0.9 | 5700 | 70
P00000PMF | Dalian Golden Sanwei Technology Co. Ltd. | Thermalway | SW-MZ50RQA | Outdoor Luminaires | Low Output | Parking Garage Luminaires | Standard | FALSE | [9 empty] | 41626 |  |  | NotYetVerified |  | 3 | 4500 | 90 | 50 |  | 0.9 | 5700 | 70
P00000PMK | Dalian Golden Sanwei Technology Co. Ltd. | Thermalway | SW-MZ75RZA | Outdoor Luminaires | Mid Output | Parking Garage Luminaires | Standard | FALSE | [9 empty] | 41626 |  |  | NotYetVerified |  | 3 | 6500 | 90 | 75 |  | 0.9 | 5000 | 70
P00000PME | Dalian Golden Sanwei Technology Co. Ltd. | Thermalway | SW-MZ50RZA | Outdoor Luminaires | Low Output | Parking Garage Luminaires | Standard | FALSE | [9 empty] | 41626 |  |  | NotYetVerified |  | 3 | 4500 | 90 | 50 |  | 0.9 | 5000 | 70
P00000PMJ | Dalian Golden Sanwei Technology Co. Ltd. | Thermalway | SW-MZ75RYA | Outdoor Luminaires | Mid Output | Parking Garage Luminaires | Standard | FALSE | [9 empty] | 41626 |  |  | NotYetVerified |  | 3 | 5700 | 85 | 75 |  | 0.9 | 4500 | 70
P00000PMD | Dalian Golden Sanwei Technology Co. Ltd. | Thermalway | SW-MZ50RYA | Outdoor Luminaires | Low Output | Parking Garage Luminaires | Standard | FALSE | [9 empty] | 41626 |  |  | NotYetVerified |  | 3 | 4000 | 85 | 50 |  | 0.9 | 4500 | 70
P00000PMI | Dalian Golden Sanwei Technology Co. Ltd. | Thermalway | SW-MZ75RLA | Outdoor Luminaires | Mid Output | Parking Garage Luminaires | Standard | FALSE | [9 empty] | 41626 |  |  | NotYetVerified |  | 3 | 5200 | 80 | 75 |  | 0.9 | 4000 | 70
P00000PMC | Dalian Golden Sanwei Technology Co. Ltd. | Thermalway | SW-MZ50RLA | Outdoor Luminaires | Low Output | Parking Garage Luminaires | Standard | FALSE | [9 empty] | 41626 |  |  | NotYetVerified |  | 3 | 3500 | 80 | 50 |  | 0.9 | 4000 | 70
P00000PMH | Dalian Golden Sanwei Technology Co. Ltd. | Thermalway | SW-MZ75RBA | Outdoor Luminaires | Mid Output | Parking Garage Luminaires | Standard | FALSE | [9 empty] | 41626 |  |  | NotYetVerified |  | 3 | 5000 | 80 | 75 |  | 0.9 | 3500 | 70
P00000PMB | Dalian Golden Sanwei Technology Co. Ltd. | Thermalway | SW-MZ50RBA | Outdoor Luminaires | Low Output | Parking Garage Luminaires | Standard | FALSE | [9 empty] | 41626 |  |  | NotYetVerified |  | 3 | 3500 | 80 | 50 |  | 0.9 | 3500 | 70
P00000OJ6 | Cree Inc. | Cree EDGE Parking Structure | PKG-EDG-5M-xx-04-E-xx-xx-350-40K-xxxx | Outdoor Luminaires | Low Output | Parking Garage Luminaires | Standard | TRUE | 4728 | 105.3 | 44.9 | 8.5 | 0.932 | 4072 | 72 | 10 | 50000 | 41625 |  |  | NotYetVerified | XPS*504E-*H7_ | 3 | 4498 | 104.6 | 43 | 20 | 0.9 | 4000 | 70
P00000OJ5 | Cree Inc. | Cree EDGE Parking Structure | PKG-EDG-5M-xx-02-E-xx-xx-700-40K-xxxx | Outdoor Luminaires | Low Output | Parking Garage Luminaires | Standard | TRUE | 4105 | 86.6 | 47.4 | 8.5 | 0.932 | 3951 | 72 | 10 | 50000 | 41625 |  |  | NotYetVerified | XPS*502E-*D7_ | 3 | 3846 | 76.9 | 50 | 20 | 0.9 | 4000 | 70
P00000OJ4 | Cree Inc. | Cree EDGE Parking Structure | PKG-EDG-5M-xx-02-E-xx-xx-350-40K-xxxx | Outdoor Luminaires | Low Output | Parking Garage Luminaires | Standard | TRUE | 2333 | 101.4 | 23 | 10.6 | 0.891 | 3917 | 73 | 10 | 50000 | 41625 |  |  | NotYetVerified | XPS*502E-*H7_ | 3 | 2249 | 86.5 | 26 | 20 | 0.9 | 4000 | 70
P00000OJH | Cree Inc. | Cree EDGE Parking Structure | PKG-EDG-5M-xx-06-E-xx-xx-525-xxxx | Outdoor Luminaires | Mid Output | Parking Garage Luminaires | Standard | FALSE | [9 empty] | 41625 |  |  | NotYetVerified | XPS*506E-*C_ | 3 | 9697 | 96.0099 | 101 |  | 0.9 | 5700 | 70
P00000OJT | Cree Inc. | Cree EDGE Parking Structure | PKG-EDG-5S-xx-04-E-xx-xx-700-xxxx | Outdoor Luminaires | Mid Output | Parking Garage Luminaires | Standard | FALSE | [9 empty] | 41625 |  |  | NotYetVerified | XPS*R04E-*D_ | 3 | 8874 | 96.4565 | 92 |  | 0.9 | 5700 | 70
P00000OJD | Cree Inc. | Cree EDGE Parking Structure | PKG-EDG-5M-xx-04-E-xx-xx-700-xxxx | Outdoor Luminaires | Mid Output | Parking Garage Luminaires | Standard | FALSE | [9 empty] | 41625 |  |  | NotYetVerified | XPS*504E-*D_ | 3 | 7987 | 86.8152 | 92 |  | 0.9 | 5700 | 70
P00000OJV | Cree Inc. | Cree EDGE Parking Structure | PKG-EDG-5S-xx-06-E-xx-xx-350-xxxx | Outdoor Luminaires | Mid Output | Parking Garage Luminaires | Standard | FALSE | [9 empty] | 41625 |  |  | NotYetVerified | XPS*R06E-*H_ | 3 | 7696 | 116.6061 | 66 |  | 0.9 | 5700 | 70
P00000OJR | Cree Inc. | Cree EDGE Parking Structure | PKG-EDG-5S-xx-04-E-xx-xx-525-xxxx | Outdoor Luminaires | Mid Output | Parking Garage Luminaires | Standard | FALSE | [9 empty] | 41625 |  |  | NotYetVerified | XPS*R04E-*C_ | 3 | 7266 | 103.8 | 70 |  | 0.9 | 5700 | 70
P00000OJF | Cree Inc. | Cree EDGE Parking Structure | PKG-EDG-5M-xx-06-E-xx-xx-350-xxxx | Outdoor Luminaires | Mid Output | Parking Garage Luminaires | Standard | FALSE | [9 empty] | 41625 |  |  | NotYetVerified | XPS*506E-*H_ | 3 | 6926 | 104.9394 | 66 |  | 0.9 | 5700 | 70
P00000OJB | Cree Inc. | Cree EDGE Parking Structure | PKG-EDG-5M-xx-04-E-xx-xx-525-xxxx | Outdoor Luminaires | Mid Output | Parking Garage Luminaires | Standard | FALSE | [9 empty] | 41625 |  |  | NotYetVerified | XPS*504E-*C_ | 3 | 6539 | 93.4143 | 70 |  | 0.9 | 5700 | 70
P00000OJP | Cree Inc. | Cree EDGE Parking Structure | PKG-EDG-5S-xx-04-E-xx-xx-350-xxxx | Outdoor Luminaires | Mid Output | Parking Garage Luminaires | Standard | FALSE | [9 empty] | 41625 |  |  | NotYetVerified | XPS*R04E-*H_ | 3 | 5190 | 120.6977 | 43 |  | 0.9 | 5700 | 70
P00000OJ9 | Cree Inc. | Cree EDGE Parking Structure | PKG-EDG-5M-xx-04-E-xx-xx-350-xxxx | Outdoor Luminaires | Low Output | Parking Garage Luminaires | Standard | FALSE | [9 empty] | 41625 |  |  | NotYetVerified | XPS*504E-*H_ | 3 | 4671 | 108.6279 | 43 |  | 0.9 | 5700 | 70
P00000OJN | Cree Inc. | Cree EDGE Parking Structure | PKG-EDG-5S-xx-02-E-xx-xx-700-xxxx | Outdoor Luminaires | Low Output | Parking Garage Luminaires | Standard | FALSE | [9 empty] | 41625 |  |  | NotYetVerified | XPS*R02E-*D_ | 3 | 4437 | 88.74 | 50 |  | 0.9 | 5700 | 70
P00000OJ8 | Cree Inc. | Cree EDGE Parking Structure | PKG-EDG-5M-xx-02-E-xx-xx-700-xxxx | Outdoor Luminaires | Low Output | Parking Garage Luminaires | Standard | FALSE | [9 empty] | 41625 |  |  | NotYetVerified | XPS*502E-*D_ | 3 | 3994 | 79.88 | 50 |  | 0.9 | 5700 | 70
P00000OJL | Cree Inc. | Cree EDGE Parking Structure | PKG-EDG-5S-xx-02-E-xx-xx-350-xxxx | Outdoor Luminaires | Low Output | Parking Garage Luminaires | Standard | FALSE | [9 empty] | 41625 |  |  | NotYetVerified | XPS*R02E-*H_ | 3 | 2595 | 99.8077 | 26 |  | 0.9 | 5700 | 70
P00000OJ7 | Cree Inc. | Cree EDGE Parking Structure | PKG-EDG-5M-xx-02-E-xx-xx-350-xxxx | Outdoor Luminaires | Low Output | Parking Garage Luminaires | Standard | FALSE | [9 empty] | 41625 |  |  | NotYetVerified | XPS*502E-*H_ | 3 | 2335 | 89.8077 | 26 |  | 0.9 | 5700 | 70
P00000OJZ | Cree Inc. | Cree EDGE Parking Structure | PKG-EDG-5S-xx-06-E-xx-xx-700-xxxx | Outdoor Luminaires | High Output | Parking Garage Luminaires | Standard | FALSE | [9 empty] | 41625 |  |  | NotYetVerified | XPS*R06E-*D_ | 3 | 13160 | 98.209 | 134 |  | 0.9 | 5700 | 70
P00000OJJ | Cree Inc. | Cree EDGE Parking Structure | PKG-EDG-5M-xx-06-E-xx-xx-700-xxxx | Outdoor Luminaires | High Output | Parking Garage Luminaires | Standard | FALSE | [9 empty] | 41625 |  |  | NotYetVerified | XPS*506E-*D_ | 3 | 11844 | 88.3881 | 134 |  | 0.9 | 5700 | 70
P00000OJX | Cree Inc. | Cree EDGE Parking Structure | PKG-EDG-5S-xx-06-E-xx-xx-525-xxxx | Outdoor Luminaires | High Output | Parking Garage Luminaires | Standard | FALSE | [9 empty] | 41625 |  |  | NotYetVerified | XPS*R06E-*C_ | 3 | 10774 | 106.6733 | 101 |  | 0.9 | 5700 | 70
P00000OJG | Cree Inc. | Cree EDGE Parking Structure | PKG-EDG-5M-xx-06-E-xx-xx-525-40K-xxxx | Outdoor Luminaires | Mid Output | Parking Garage Luminaires | Standard | FALSE | [9 empty] | 41625 |  |  | NotYetVerified | XPS*506E-*C7_ | 3 | 9338 | 92.4554 | 101 |  | 0.9 | 4000 | 70
P00000OJS | Cree Inc. | Cree EDGE Parking Structure | PKG-EDG-5S-xx-04-E-xx-xx-700-40K-xxxx | Outdoor Luminaires | Mid Output | Parking Garage Luminaires | Standard | FALSE | [9 empty] | 41625 |  |  | NotYetVerified | XPS*R04E-*D7_ | 3 | 8546 | 92.8913 | 92 |  | 0.9 | 4000 | 70
P00000OJC | Cree Inc. | Cree EDGE Parking Structure | PKG-EDG-5M-xx-04-E-xx-xx-700-40K-xxxx | Outdoor Luminaires | Mid Output | Parking Garage Luminaires | Standard | FALSE | [9 empty] | 41625 |  |  | NotYetVerified | XPS*504E-*D7_ | 3 | 7691 | 83.5978 | 92 |  | 0.9 | 4000 | 70
P00000OJU | Cree Inc. | Cree EDGE Parking Structure | PKG-EDG-5S-xx-06-E-xx-xx-350-40K-xxxx | Outdoor Luminaires | Mid Output | Parking Garage Luminaires | Standard | FALSE | [9 empty] | 41625 |  |  | NotYetVerified | XPS*R06E-*H7_ | 3 | 7411 | 112.2879 | 66 |  | 0.9 | 4000 | 70
P00000OJQ | Cree Inc. | Cree EDGE Parking Structure | PKG-EDG-5S-xx-04-E-xx-xx-525-40K-xxxx | Outdoor Luminaires | Mid Output | Parking Garage Luminaires | Standard | FALSE | [9 empty] | 41625 |  |  | NotYetVerified | XPS*R04E-*C7_ | 3 | 6997 | 99.9571 | 70 |  | 0.9 | 4000 | 70
P00000OJE | Cree Inc. | Cree EDGE Parking Structure | PKG-EDG-5M-xx-06-E-xx-xx-350-40K-xxxx | Outdoor Luminaires | Mid Output | Parking Garage Luminaires | Standard | FALSE | [9 empty] | 41625 |  |  | NotYetVerified | XPS*502E-*H7_ | 3 | 6670 | 101.0606 | 66 |  | 0.9 | 4000 | 70
P00000OJA | Cree Inc. | Cree EDGE Parking Structure | PKG-EDG-5M-xx-04-E-xx-xx-525-40K-xxxx | Outdoor Luminaires | Mid Output | Parking Garage Luminaires | Standard | FALSE | [9 empty] | 41625 |  |  | NotYetVerified | XPS*504E-*C7_ | 3 | 6297 | 89.9571 | 70 |  | 0.9 | 4000 | 70
P00000OJO | Cree Inc. | Cree EDGE Parking Structure | PKG-EDG-5S-xx-04-E-xx-xx-350-40K-xxxx | Outdoor Luminaires | Low Output | Parking Garage Luminaires | Standard | FALSE | [9 empty] | 41625 |  |  | NotYetVerified | XPS*R04E-*H7_ | 3 | 4998 | 116.2326 | 43 |  | 0.9 | 4000 | 70
P00000OJM | Cree Inc. | Cree EDGE Parking Structure | PKG-EDG-5S-xx-02-E-xx-xx-700-40K-xxxx | Outdoor Luminaires | Low Output | Parking Garage Luminaires | Standard | FALSE | [9 empty] | 41625 |  |  | NotYetVerified | XPS*R02E-*D7_ | 3 | 4273 | 85.46 | 50 |  | 0.9 | 4000 | 70
P00000OJK | Cree Inc. | Cree EDGE Parking Structure | PKG-EDG-5S-xx-02-E-xx-xx-350-40K-xxxx | Outdoor Luminaires | Low Output | Parking Garage Luminaires | Standard | FALSE | [9 empty] | 41625 |  |  | NotYetVerified | XPS*R02E-*H7_ | 3 | 2499 | 96.1154 | 26 |  | 0.9 | 4000 | 70
P00000OJY | Cree Inc. | Cree EDGE Parking Structure | PKG-EDG-5S-xx-06-E-xx-xx-700-40K-xxxx | Outdoor Luminaires | High Output | Parking Garage Luminaires | Standard | FALSE | [9 empty] | 41625 |  |  | NotYetVerified | XPS*R06E-*D7_ | 3 | 12672 | 94.5672 | 134 |  | 0.9 | 4000 | 70
P00000OJI | Cree Inc. | Cree EDGE Parking Structure | PKG-EDG-5M-xx-06-E-xx-xx-700-40K-xxxx | Outdoor Luminaires | High Output | Parking Garage Luminaires | Standard | FALSE | [9 empty] | 41625 |  |  | NotYetVerified | XPS*506E-*D7_ | 3 | 11405 | 85.1119 | 134 |  | 0.9 | 4000 | 70
P00000OJW | Cree Inc. | Cree EDGE Parking Structure | PKG-EDG-5S-xx-06-E-xx-xx-525-40K-xxxx | Outdoor Luminaires | High Output | Parking Garage Luminaires | Standard | FALSE | [9 empty] | 41625 |  |  | NotYetVerified | XPS*R06E-*C7_ | 3 | 10375 | 102.7228 | 101 |  | 0.9 | 4000 | 70
P00000VGE | Hubbell Lighting | KIM LIGHTING | PGL74WE35-60L4K | Outdoor Luminaires | Mid Output | Parking Garage Luminaires | Standard | TRUE | 6296.4 | 99 | 63.76 | 18 | 0.93 | 4080 | 73.4 | 5 | 50000 | 41624 |  |  | NotYetVerified |  | 3 | 6296 | 98.84 | 63.7 |  |  | 4000 | 73
P00001715 | RAB Lighting | RAB Lighting | GPLED52(All Fixture Colors) | Outdoor Luminaires | Low Output | Parking Garage Luminaires | Standard | TRUE | 4975 | 85 | 58.9 | 11.5 | 0.902 | 5182 | 68 | 5 | 100000 | 41624 |  |  | NotYetVerified |  | 3 | 4975 | 84.5 | 59 |  | 0.902 | 5000 | 68
P00001713 | RAB Lighting | RAB Lighting | GLED52(All Fixture Colors) | Outdoor Luminaires | Low Output | Parking Garage Luminaires | Standard | TRUE | 4975 | 84.5 | 58.9 | 11.5 | 0.902 | 5182 | 68 | 5 | 100000 | 41624 |  |  | NotYetVerified |  | 3 | 4975 | 84.5 | 59 |  | 0.902 | 5000 | 68
P000017D7 | RC Lighting | RC Lighting | GPLED52(All Fixture Colors) RCL | Outdoor Luminaires | Low Output | Parking Garage Luminaires | Standard | TRUE | 4975 | 85 | 58.9 | 11.5 | 0.902 | 5182 | 68 | 5 | 100000 | 41624 |  |  | NotYetVerified |  | 3 | 3644 | 60.2 | 60.4 |  |  | 5000 | 67
P000017D5 | RC Lighting | RC Lighting | GLED52(All Fixture Colors) RCL | Outdoor Luminaires | Low Output | Parking Garage Luminaires | Standard | TRUE | 4975 | 84.5 | 58.9 | 11.5 | 0.902 | 5182 | 68 | 5 | 100000 | 41624 |  |  | NotYetVerified |  | 3 | 3644 | 60.2 | 60.4 |  |  | 5000 | 67
P00000VGK | Hubbell Lighting | KIM LIGHTING | PGL74NE35-60L5K | Outdoor Luminaires | Mid Output | Parking Garage Luminaires | Standard | FALSE | [9 empty] | 41624 |  |  | NotYetVerified |  | 3 | 7415 | 115.68 | 64.1 |  | 0.9 | 4800 | 69
P00000VGG | Hubbell Lighting | KIM LIGHTING | PGL71NE35-60L5K | Outdoor Luminaires | Mid Output | Parking Garage Luminaires | Standard | FALSE | [9 empty] | 41624 |  |  | NotYetVerified |  | 3 | 7271 | 113.43 | 64.1 |  | 0.9 | 4800 | 69
P00000VGI | Hubbell Lighting | KIM LIGHTING | PGL71WE35-60L5K | Outdoor Luminaires | Mid Output | Parking Garage Luminaires | Standard | FALSE | [9 empty] | 41624 |  |  | NotYetVerified |  | 3 | 6901 | 107.66 | 64.1 |  | 0.9 | 4800 | 69
P00000VGL | Hubbell Lighting | KIM LIGHTING | PGL74WE35-60L5K | Outdoor Luminaires | Mid Output | Parking Garage Luminaires | Standard | FALSE | [9 empty] | 41624 |  |  | NotYetVerified |  | 3 | 6838 | 106.84 | 64 |  | 0.9 | 4800 | 69
P00000VGJ | Hubbell Lighting | KIM LIGHTING | PGL74NE35-60L4K | Outdoor Luminaires | Mid Output | Parking Garage Luminaires | Standard | FALSE | [9 empty] | 41624 |  |  | NotYetVerified |  | 3 | 6873 | 108.07 | 63.6 |  | 0.9 | 4000 | 73
P00000VGF | Hubbell Lighting | KIM LIGHTING | PGL71NE35-60L4K | Outdoor Luminaires | Mid Output | Parking Garage Luminaires | Standard | FALSE | [9 empty] | 41624 |  |  | NotYetVerified |  | 3 | 6740 | 105.97 | 63.6 |  | 0.9 | 4000 | 73
P00000VGH | Hubbell Lighting | KIM LIGHTING | PGL71WE35-60L4K | Outdoor Luminaires | Mid Output | Parking Garage Luminaires | Standard | FALSE | [9 empty] | 41624 |  |  | NotYetVerified |  | 3 | 6304 | 99.12 | 63.6 |  | 0.9 | 4000 | 73
P000019EW | SmartRay Inc. | SmartRay | SRHBEYE40W | Outdoor Luminaires | Low Output | Parking Garage Luminaires | Standard | TRUE | 3923.83 | 97.23 | 40.355 | 15.8 | 0.93 | 4971 | 71.7 | 5 | 50000 | 41621 |  |  | NotYetVerified |  | 3 | 3900 | 90 | 40 |  | 0.9 | 5000 | 75
P00001711 | RAB Lighting | RAB Lighting | GPLED78(All Fixture Colors) | Outdoor Luminaires | Mid Output | Parking Garage Luminaires | Standard | TRUE | 7053 | 79.9 | 88.3 | 10.7 | 0.908 | 5160 | 68 | 5 | 100000 | 41621 |  |  | NotYetVerified |  | 3 | 7053 | 80 | 88 |  | 0.9 | 5000 | 68
P0000170Z | RAB Lighting | RAB Lighting | GLED78(All Fixture Colors) | Outdoor Luminaires | Mid Output | Parking Garage Luminaires | Standard | TRUE | 7053 | 79.9 | 88.3 | 10.7 | 0.908 | 5160 | 68 | 5 | 100000 | 41621 |  |  | NotYetVerified |  | 3 | 7053 | 80 | 88 |  | 0.9 | 5000 | 68
P000017C8 | RC Lighting | RC Lighting | GPLED78(All Fixture Colors) RCL | Outdoor Luminaires | Mid Output | Parking Garage Luminaires | Standard | TRUE | 7053 | 79.9 | 88.3 | 10.7 | 0.908 | 5160 | 68 | 5 | 100000 | 41621 |  |  | NotYetVerified |  | 3 | 5668 | 62.8 | 90.1 |  |  | 5000 | 68
P000017C6 | RC Lighting | RC Lighting | GLED78(All Fixture Colors) RCL | Outdoor Luminaires | Mid Output | Parking Garage Luminaires | Standard | TRUE | 7053 | 79.9 | 88.3 | 10.7 | 0.908 | 5160 | 68 | 5 | 100000 | 41621 |  |  | NotYetVerified |  | 3 | 5668 | 62.8 | 90.1 |  |  | 5000 | 68
P000019AT | SimplyLEDs | CLG Family | CLG-60-N40-AP | Outdoor Luminaires | Mid Output | Parking Garage Luminaires | Standard | TRUE | 5482.76 | 91 | 60.14 | 14 | 0.9 | 4156 | 82 | 5 | 108000 | 41614 |  |  | NotYetVerified |  | 3 | 5483 | 91 | 60 | 10 | 0.9 | 4000 | 82
P000019AU | SimplyLEDs | CLG Family | CLG-60-C-AP | Outdoor Luminaires | Mid Output | Parking Garage Luminaires | Standard | TRUE | 6071.42 | 102 | 59.81 | 10 | 0.89 | 5362 | 73 | 5 | 120000 | 41614 |  |  | NotYetVerified |  | 3 | 6071 | 102 | 60 | 10 | 0.9 | 5000 | 73
P00001GQL | Spectrum Lighting | N/A | HMI1513LED0S78W40K | Outdoor Luminaires | Mid Output | Parking Garage Luminaires | Standard | TRUE | 7512 | 97.15 | 77.32 | 12.54 | 0.94 | 4117 | 82.6 | 5 | 50000 | 41613 |  |  | NotYetVerified |  | 3 | 6900 |  | 78 |  |  | 4000
P00001ERW | Twice The Light Inc / DBA ENVLED | ENVLED | ENV-45W-LED-GARAGE-PS-UNV | Outdoor Luminaires | Low Output | Parking Garage Luminaires | Standard | TRUE | 4907 | 101 | 48.6 | 8.71 | 0.95 | 5418 | 73.8 | 5 |  | 41605 |  |  | NotYetVerified |  | 3 | 5417 | 109.2 | 49.6 |  |  |  | 76
P00001833 | Relume Technologies | Relume Technologies | PV40HB-D5-DA-NW-UL1-XX-*-*-* | Outdoor Luminaires | Low Output | Parking Garage Luminaires | Standard | TRUE | 3895 | 85.9 | 45.34 | 9.58 | 0.977 | 3846 | 72.2 | 5 |  | 41600 |  |  | No |  | 3 | 3998 | 88.9 | 45.29 | 8.74 | 0.995 | 3864 | 72.2
PEKQ2MPV | Relume Technologies | Relume Technologies | PV40HB-D5-DA-CW-UL1-OC-*-*-* | Outdoor Luminaires | Low Output | Parking Garage Luminaires | Standard | FALSE | [9 empty] | 41600 |  |  | Yes |  | 3 | 3991 | 87.9 | 45.39 | 8.72 | 0.995 | 5762 | 76.3
PHZAX2VT | Relume Technologies | Relume Technologies | PV40HB-D5-DA-CW-UL1-PC-*-*-* | Outdoor Luminaires | Low Output | Parking Garage Luminaires | Standard | FALSE | [9 empty] | 41600 |  |  | Yes |  | 3 | 3991 | 87.9 | 45.39 | 8.72 | 0.995 | 5762 | 76.3
PZ31ZBGD | Relume Technologies | Relume Technologies | PV40HB-D5-DA-CW-UL1-BB-*-*-* | Outdoor Luminaires | Low Output | Parking Garage Luminaires | Standard | FALSE | [9 empty] | 41600 |  |  | No |  | 3 | 3991 | 87.9 | 45.39 | 8.72 | 0.995 | 5762 | 76.3
P3WEWRAK | Relume Technologies | Relume Technologies | PV40HB-D5-DA-CW-UL1-XX-*-*-* | Outdoor Luminaires | Low Output | Parking Garage Luminaires | Standard | FALSE | [9 empty] | 41600 |  |  | No |  | 3 | 3991 | 87.9 | 45.39 | 8.72 | 0.995 | 5762 | 76.3
PYSJHRZY | Relume Technologies | Relume Technologies | PV40HB-D5-DA-CW-UL1-DM-*-*-* | Outdoor Luminaires | Low Output | Parking Garage Luminaires | Standard | FALSE | [9 empty] | 41600 |  |  | No |  | 3 | 3991 | 87.9 | 45.39 | 8.72 | 0.995 | 5762 | 76.3
P89PQEZG | Relume Technologies | Relume Technologies | PV40HB-D5-DA-NW-UL1-OC-*-*-* | Outdoor Luminaires | Low Output | Parking Garage Luminaires | Standard | FALSE | [9 empty] | 41600 |  |  | Yes |  | 3 | 3998 | 88.9 | 45.29 | 8.74 | 0.995 | 3864 | 72.2
P00001834 | Relume Technologies | Relume Technologies | PV40HB-D5-DA-NW-UL1-PC-*-*-* | Outdoor Luminaires | Low Output | Parking Garage Luminaires | Standard | FALSE | [9 empty] | 41600 |  |  | Yes |  | 3 | 3998 | 88.9 | 45.29 | 8.74 | 0.995 | 3864 | 72.2
PRT3XSKA | Relume Technologies | Relume Technologies | PV40HB-D5-DA-NW-UL1-BB-*-*-* | Outdoor Luminaires | Low Output | Parking Garage Luminaires | Standard | FALSE | [9 empty] | 41600 |  |  | No |  | 3 | 3998 | 88.9 | 45.29 | 8.74 | 0.995 | 3864 | 72.2
PY9AW6YM | Relume Technologies | Relume Technologies | PV40HB-D5-DA-NW-UL1-DM-*-*-* | Outdoor Luminaires | Low Output | Parking Garage Luminaires | Standard | FALSE | [9 empty] | 41600 |  |  | No |  | 3 | 3998 | 88.9 | 45.29 | 8.74 | 0.995 | 3864 | 72.2
P00001H1M | Visioneering Corp | Visioneering Corp | CRV483823-LED840K050LUNV-B01P70VF9 | Outdoor Luminaires | Mid Output | Parking Garage Luminaires | Standard | TRUE | 5014 | 98.09 | 51.115 | 18.032 | 0.9368 | 4082 | 82.77 | 5 | 50000 | 41598 |  |  | NotYetVerified |  | 3 | 5000 |  | 51 |  |  | 4000
P00001H1L | Visioneering Corp | Visioneering Corp | CRV483823-LED840K076LUNV-B01P70VF9 | Outdoor Luminaires | Mid Output | Parking Garage Luminaires | Standard | TRUE | 7648 | 91.36 | 83.717 | 19.261 | 0.9167 | 4118 | 82.82 | 5 | 50000 | 41598 |  |  | NotYetVerified |  | 3 | 7600 |  | 84 |  |  | 4000 | 80
P00000D3A | Eaton (formerly Cooper Lighting) | Mcgraw-Edison | TT-A2-LED-[Voltages 120V-277V except option HA which includes All Voltages]-MQ-[All Mounting]-[All Colors] -7060-[Options include HA TR X DIM and ICP] | Outdoor Luminaires | Mid Output | Parking Garage Luminaires | Standard | FALSE | [9 empty] | 41598 |  |  | NotYetVerified |  | 3 | 5132 | 112.04 | 45.8 | 9.44 | 0.99 | 6000 | 70
P00000D34 | Eaton (formerly Cooper Lighting) | Mcgraw-Edison | TT-A2-LED-[Voltages 120V-277V except option HA which includes All Voltages]-MQ-[All Mounting]-[All Colors] -7060-[Options include HA TR X DIM and ICP]-DOS | Outdoor Luminaires | Mid Output | Parking Garage Luminaires | Standard | FALSE | [9 empty] | 41598 |  |  | NotYetVerified |  | 3 | 5017 | 109.54 | 45.8 | 9.44 | 0.99 | 6000 | 70
P00000D31 | Eaton (formerly Cooper Lighting) | Mcgraw-Edison | TT-A2-LED-[Voltages 120V-277V except option HA which includes All Voltages]-WQ-[All Mounting]-[All Colors] -7060-[Options include HA TR X DIM and ICP] | Outdoor Luminaires | Low Output | Parking Garage Luminaires | Standard | FALSE | [9 empty] | 41598 |  |  | NotYetVerified |  | 3 | 4942 | 107.91 | 45.8 | 9.44 | 0.99 | 6000 | 70
P00000D2X | Eaton (formerly Cooper Lighting) | Mcgraw-Edison | TT-A2-LED-[Voltages 120V-277V except option HA which includes All Voltages]-WQ-[All Mounting]-[All Colors] -7060-[Options include HA TR X DIM and ICP]-DOS | Outdoor Luminaires | Low Output | Parking Garage Luminaires | Standard | FALSE | [9 empty] | 41598 |  |  | NotYetVerified |  | 3 | 4832 | 105.5 | 45.8 | 9.44 | 0.99 | 6000 | 70
P00000D2R | Eaton (formerly Cooper Lighting) | Mcgraw-Edison | TT-A2-LED-[Voltages 120V-277V except option HA which includes All Voltages]-WQ-[All Mounting]-[All Colors] -7060-[Options include HA TR X DIM and ICP]-CG | Outdoor Luminaires | Low Output | Parking Garage Luminaires | Standard | FALSE | [9 empty] | 41598 |  |  | NotYetVerified |  | 3 | 4728 | 103.24 | 45.8 | 9.44 | 0.99 | 6000 | 70
P00000D2O | Eaton (formerly Cooper Lighting) | Mcgraw-Edison | TT-A2-LED-[Voltages 120V-277V except option HA which includes All Voltages]-WQ-[All Mounting]-[All Colors] -7060-[Options include HA TR X DIM and ICP]-SG | Outdoor Luminaires | Low Output | Parking Garage Luminaires | Standard | FALSE | [9 empty] | 41598 |  |  | NotYetVerified |  | 3 | 4674 | 102.04 | 45.8 | 9.44 | 0.99 | 6000 | 70
P00000D2L | Eaton (formerly Cooper Lighting) | Mcgraw-Edison | TT-A2-LED-[Voltages 120V-277V except option HA which includes All Voltages]-WQ-[All Mounting]-[All Colors] -7060-[Options include HA TR X DIM and ICP]-DOS-CG | Outdoor Luminaires | Low Output | Parking Garage Luminaires | Standard | FALSE | [9 empty] | 41598 |  |  | NotYetVerified |  | 3 | 4623 | 100.94 | 45.8 | 9.44 | 0.99 | 6000 | 70
P00000D2J | Eaton (formerly Cooper Lighting) | Mcgraw-Edison | TT-A2-LED-[Voltages 120V-277V except option HA which includes All Voltages]-WQ-[All Mounting]-[All Colors] -7060-[Options include HA TR X DIM and ICP]-DOS-SG | Outdoor Luminaires | Low Output | Parking Garage Luminaires | Standard | FALSE | [9 empty] | 41598 |  |  | NotYetVerified |  | 3 | 4569 | 99.77 | 45.8 | 9.44 | 0.99 | 6000 | 70
P00000D2I | Eaton (formerly Cooper Lighting) | Mcgraw-Edison | TT-A2-LED-[Voltages 120V-277V except option HA which includes All Voltages]-MQ-[All Mounting]-[All Colors] -7060-[Options include HA TR X DIM and ICP]-DIMRF-[LW or LN] | Outdoor Luminaires | Low Output | Parking Garage Luminaires | Standard | FALSE | [9 empty] | 41598 |  |  | NotYetVerified |  | 3 | 4565 | 99.67 | 45.8 | 9.44 | 0.99 | 6000 | 70
P00000D2H | Eaton (formerly Cooper Lighting) | Mcgraw-Edison | TT-A2-LED-[Voltages 120V-277V except option HA which includes All Voltages]-MQ-[All Mounting]-[All Colors] -7060-[Options include HA TR X DIM and ICP]-CG | Outdoor Luminaires | Low Output | Parking Garage Luminaires | Standard | FALSE | [9 empty] | 41598 |  |  | NotYetVerified |  | 3 | 4555 | 99.45 | 45.8 | 9.44 | 0.99 | 6000 | 70
P00000D2E | Eaton (formerly Cooper Lighting) | Mcgraw-Edison | TT-A2-LED-[Voltages 120V-277V except option HA which includes All Voltages]-WQ-[All Mounting]-[All Colors] -7060-[Options include HA TR X DIM and ICP]-DIMRF[LW or LN] | Outdoor Luminaires | Low Output | Parking Garage Luminaires | Standard | FALSE | [9 empty] | 41598 |  |  | NotYetVerified |  | 3 | 4514 | 98.57 | 45.8 | 9.44 | 0.99 | 6000 | 70
P00000D29 | Eaton (formerly Cooper Lighting) | Mcgraw-Edison | TT-A2-LED-[Voltages 120V-277V except option HA which includes All Voltages]-MQ-[All Mounting]-[All Colors] -7060-[Options include HA TR X DIM and ICP]-CG-DOS | Outdoor Luminaires | Low Output | Parking Garage Luminaires | Standard | FALSE | [9 empty] | 41598 |  |  | NotYetVerified |  | 3 | 4453 | 97.23 | 45.8 | 9.44 | 0.99 | 6000 | 70
P00000D22 | Eaton (formerly Cooper Lighting) | Mcgraw-Edison | TT-A2-LED-[Voltages 120V-277V except option HA which includes All Voltages]-WQ-[All Mounting]-[All Colors] -7060-[Options include HA TR X DIM and ICP]-DIMRF[LW or LN]-CG | Outdoor Luminaires | Low Output | Parking Garage Luminaires | Standard | FALSE | [9 empty] | 41598 |  |  | NotYetVerified |  | 3 | 4319 | 94.3 | 45.8 | 9.44 | 0.99 | 6000 | 70
P00000D1Z | Eaton (formerly Cooper Lighting) | Mcgraw-Edison | TT-A2-LED-[Voltages 120V-277V except option HA which includes All Voltages]-WQ-[All Mounting]-[All Colors] -7060-[Options include HA TR X DIM and ICP] -DIMRF[LW or LN]-SG | Outdoor Luminaires | Low Output | Parking Garage Luminaires | Standard | FALSE | [9 empty] | 41598 |  |  | NotYetVerified |  | 3 | 4269 | 93.21 | 45.8 | 9.44 | 0.99 | 6000 | 70
P00000D1M | Eaton (formerly Cooper Lighting) | Mcgraw-Edison | TT-A2-LED-[Voltages 120V-277V except option HA which includes All Voltages]-MQ-[All Mounting]-[All Colors] -7060-[Options include HA TR X DIM and ICP]-CG-DIMRF-[LW or LN] | Outdoor Luminaires | Low Output | Parking Garage Luminaires | Standard | FALSE | [9 empty] | 41598 |  |  | NotYetVerified |  | 3 | 4068 | 88.81 | 45.8 | 9.44 | 0.99 | 6000 | 70
P00000D3L | Eaton (formerly Cooper Lighting) | Mcgraw-Edison | TT-A3-LED-[All Voltages]-WQ-[All Mounting]-[All Colors] -[Options include TR X DIM and ICP]-DIMRF[LW or LN]-CG | Outdoor Luminaires | Mid Output | Parking Garage Luminaires | Standard | FALSE | [9 empty] | 41598 |  |  | NotYetVerified |  | 3 | 5677 | 112.42 | 50.5 | 8.65 | 0.99 | 6000 | 70
P00000D3I | Eaton (formerly Cooper Lighting) | Mcgraw-Edison | TT-A3-LED-[All Voltages]-WQ-[All Mounting]-[All Colors] -7060-[Options include TR X DIM and ICP]-DOS | Outdoor Luminaires | Mid Output | Parking Garage Luminaires | Standard | FALSE | [9 empty] | 41598 |  |  | NotYetVerified |  | 3 | 5550 | 109.47 | 50.7 | 8.65 | 0.99 | 6000 | 70
P00000D3H | Eaton (formerly Cooper Lighting) | Mcgraw-Edison | TT-A3-LED-[All Voltages]-MQ-[All Mounting]-[All Colors] -[Options include TR X DIM and ICP] | Outdoor Luminaires | Mid Output | Parking Garage Luminaires | Standard | FALSE | [9 empty] | 41598 |  |  | NotYetVerified |  | 3 | 5468 | 108.27 | 50.5 | 8.65 | 0.99 | 6000 | 70
P00000D3F | Eaton (formerly Cooper Lighting) | Mcgraw-Edison | TT-A3-LED-[All Voltages]-MQ-[All Mounting]-[All Colors] -[Options include TR X DIM and ICP]-CG | Outdoor Luminaires | Mid Output | Parking Garage Luminaires | Standard | FALSE | [9 empty] | 41598 |  |  | NotYetVerified |  | 3 | 5346 | 105.85 | 50.5 | 8.65 | 0.99 | 6000 | 70
P00000D3D | Eaton (formerly Cooper Lighting) | Mcgraw-Edison | TT-A3-LED-[Voltages 120V-277V]-MQ-[All Mounting]-[All Colors] -[Options include TR X DIM and ICP]-CG-DIMRF-[LW or LN] | Outdoor Luminaires | Mid Output | Parking Garage Luminaires | Standard | FALSE | [9 empty] | 41598 |  |  | NotYetVerified |  | 3 | 5231 | 103.58 | 50.5 | 8.65 | 0.99 | 6000 | 70
P00000D3C | Eaton (formerly Cooper Lighting) | Mcgraw-Edison | TT-A3-LED-[All Voltages]-MQ-[All Mounting]-[All Colors] -[Options include TR X DIM and ICP]-DOS | Outdoor Luminaires | Mid Output | Parking Garage Luminaires | Standard | FALSE | [9 empty] | 41598 |  |  | NotYetVerified |  | 3 | 5170 | 102.38 | 50.5 | 8.65 | 0.99 | 6000 | 70
P00000D39 | Eaton (formerly Cooper Lighting) | Mcgraw-Edison | TT-A3-LED-[All Voltages]-MQ-[All Mounting]-[All Colors] -[Options include TR X DIM and ICP]-DIMRF-[LW or LN] | Outdoor Luminaires | Mid Output | Parking Garage Luminaires | Standard | FALSE | [9 empty] | 41598 |  |  | NotYetVerified |  | 3 | 5114 | 101.27 | 50.5 | 8.65 | 0.99 | 6000 | 70
P00000D38 | Eaton (formerly Cooper Lighting) | Mcgraw-Edison | TT-A3-LED-[All Voltages]-MQ-[All Mounting]-[All Colors] -7060-[Options include TR X DIM and ICP]-CG | Outdoor Luminaires | Mid Output | Parking Garage Luminaires | Standard | FALSE | [9 empty] | 41598 |  |  | NotYetVerified |  | 3 | 5055 | 99.7 | 50.7 | 8.65 | 0.99 | 6000 | 70
P00000D36 | Eaton (formerly Cooper Lighting) | Mcgraw-Edison | TT-A3-LED-[All Voltages]-WQ-[All Mounting]-[All Colors] -7060-[Options include TR X DIM and ICP]-DIMRF[LW or LN] | Outdoor Luminaires | Mid Output | Parking Garage Luminaires | Standard | FALSE | [9 empty] | 41598 |  |  | NotYetVerified |  | 3 | 5050 | 99.61 | 50.7 | 8.65 | 0.99 | 6000 | 70
P00000D35 | Eaton (formerly Cooper Lighting) | Mcgraw-Edison | TT-A3-LED-[All Voltages]-WQ-[All Mounting]-[All Colors] -[Options include TR X DIM and ICP]-DOS-SG | Outdoor Luminaires | Mid Output | Parking Garage Luminaires | Standard | FALSE | [9 empty] | 41598 |  |  | NotYetVerified |  | 3 | 5039 | 99.78 | 50.5 | 8.65 | 0.99 | 6000 | 70
P00000D33 | Eaton (formerly Cooper Lighting) | Mcgraw-Edison | TT-A3-LED-[All Voltages]-MQ-[All Mounting]-[All Colors] -[Options include TR X DIM and ICP]-CG-DOS | Outdoor Luminaires | Low Output | Parking Garage Luminaires | Standard | FALSE | [9 empty] | 41598 |  |  | NotYetVerified |  | 3 | 4994 | 98.89 | 50.5 | 8.65 | 0.99 | 6000 | 70
P00000D30 | Eaton (formerly Cooper Lighting) | Mcgraw-Edison | TT-A3-LED-[All Voltages]-WQ-[All Mounting]-[All Colors] -[Options include TR X DIM and ICP]-DIMRF[LW or LN]-SG | Outdoor Luminaires | Low Output | Parking Garage Luminaires | Standard | FALSE | [9 empty] | 41598 |  |  | NotYetVerified |  | 3 | 4927 | 97.55 | 50.5 | 8.65 | 0.99 | 6000 | 70
P00000D2U | Eaton (formerly Cooper Lighting) | Mcgraw-Edison | TT-A3-LED-[All Voltages]-MQ-[All Mounting]-[All Colors] -7060-[Options include TR X DIM and ICP] | Outdoor Luminaires | Low Output | Parking Garage Luminaires | Standard | FALSE | [9 empty] | 41598 |  |  | NotYetVerified |  | 3 | 4778 | 94.24 | 50.7 | 8.65 | 0.99 | 6000 | 70
P00000D2Q | Eaton (formerly Cooper Lighting) | Mcgraw-Edison | TT-A3-LED-[All Voltages]-MQ-[All Mounting]-[All Colors] -7060-[Options include TR X DIM and ICP]-CG-DOS | Outdoor Luminaires | Low Output | Parking Garage Luminaires | Standard | FALSE | [9 empty] | 41598 |  |  | NotYetVerified |  | 3 | 4723 | 93.15 | 50.7 | 8.65 | 0.99 | 6000 | 70
P00000D2C | Eaton (formerly Cooper Lighting) | Mcgraw-Edison | TT-A3-LED-[All Voltages]-WQ-[All Mounting]-[All Colors] -7060-[Options include TR X DIM and ICP] | Outdoor Luminaires | Low Output | Parking Garage Luminaires | Standard | FALSE | [9 empty] | 41598 |  |  | NotYetVerified |  | 3 | 4500 | 88.75 | 50.7 | 8.65 | 0.99 | 6000 | 70
P00000D4S | Eaton (formerly Cooper Lighting) | Mcgraw-Edison | TT-A4-LED-[Voltages 120V-277V]-WQ-[All Mounting]-[All Colors] -[Options include TR X DIM and ICP]-DIMRF[LW or LN]-CG | Outdoor Luminaires | Mid Output | Parking Garage Luminaires | Standard | FALSE | [9 empty] | 41598 |  |  | NotYetVerified |  | 3 | 7999 | 102.94 | 77.7 | 5.73 | 1 | 6000 | 70
P00000D4P | Eaton (formerly Cooper Lighting) | Mcgraw-Edison | TT-A4-LED-[All Voltages]-WQ-[All Mounting]-[All Colors] -7060-[Options include TR X DIM and ICP]-DOS | Outdoor Luminaires | Mid Output | Parking Garage Luminaires | Standard | FALSE | [9 empty] | 41598 |  |  | NotYetVerified |  | 3 | 7820 | 100 | 78.2 | 5.73 | 1 | 6000 | 70
P00000D4O | Eaton (formerly Cooper Lighting) | Mcgraw-Edison | TT-A4-LED-[All Voltages]-MQ-[All Mounting]-[All Colors] -[Options include TR X DIM and ICP] | Outdoor Luminaires | Mid Output | Parking Garage Luminaires | Standard | FALSE | [9 empty] | 41598 |  |  | NotYetVerified |  | 3 | 7704 | 99.15 | 77.7 | 5.73 | 1 | 6000 | 70
P00000D4M | Eaton (formerly Cooper Lighting) | Mcgraw-Edison | TT-A4-LED-[Voltages 120V-277V]-MQ-[All Mounting]-[All Colors] -[Options include TR X DIM and ICP]-CG | Outdoor Luminaires | Mid Output | Parking Garage Luminaires | Standard | FALSE | [9 empty] | 41598 |  |  | NotYetVerified |  | 3 | 7532 | 96.93 | 77.7 | 5.73 | 1 | 6000 | 70
P00000D4K | Eaton (formerly Cooper Lighting) | Mcgraw-Edison | TT-A4-LED-[Voltages 120V-277V]-MQ-[All Mounting]-[All Colors] -[Options include TR X DIM and ICP]-CG-DIMRF-[LW or LN] | Outdoor Luminaires | Mid Output | Parking Garage Luminaires | Standard | FALSE | [9 empty] | 41598 |  |  | NotYetVerified |  | 3 | 7370 | 94.86 | 77.7 | 5.73 | 1 | 6000 | 70
P00000D4J | Eaton (formerly Cooper Lighting) | Mcgraw-Edison | TT-A4-LED-[All Voltages]-MQ-[All Mounting]-[All Colors] -[Options include TR X DIM and ICP]-DOS | Outdoor Luminaires | Mid Output | Parking Garage Luminaires | Standard | FALSE | [9 empty] | 41598 |  |  | NotYetVerified |  | 3 | 7285 | 93.76 | 77.7 | 5.73 | 1 | 6000 | 70
P00000D4H | Eaton (formerly Cooper Lighting) | Mcgraw-Edison | TT-A4-LED-[Voltages 120V-277V]-MQ-[All Mounting]-[All Colors] -[Options include TR X DIM and ICP]-DIMRF-[LW or LN] | Outdoor Luminaires | Mid Output | Parking Garage Luminaires | Standard | FALSE | [9 empty] | 41598 |  |  | NotYetVerified |  | 3 | 7206 | 92.74 | 77.7 | 5.73 | 1 | 6000 | 70
P00000D4G | Eaton (formerly Cooper Lighting) | Mcgraw-Edison | TT-A4-LED-[All Voltages]-MQ-[All Mounting]-[All Colors] -7060-[Options include TR X DIM and ICP]-CG | Outdoor Luminaires | Mid Output | Parking Garage Luminaires | Standard | FALSE | [9 empty] | 41598 |  |  | NotYetVerified |  | 3 | 7122 | 91.08 | 78.2 | 5.73 | 1 | 6000 | 70
P00000D4F | Eaton (formerly Cooper Lighting) | Mcgraw-Edison | TT-A4-LED-[All Voltages]-WQ-[All Mounting]-[All Colors] -7060-[Options include TR X DIM and ICP]-DIMRF[LW or LN] | Outdoor Luminaires | Mid Output | Parking Garage Luminaires | Standard | FALSE | [9 empty] | 41598 |  |  | NotYetVerified |  | 3 | 7116 | 90.99 | 78.2 | 5.73 | 1 | 6000 | 70
P00000D4D | Eaton (formerly Cooper Lighting) | Mcgraw-Edison | TT-A4-LED-[Voltages 120V-277V]-WQ-[All Mounting]-[All Colors] -[Options include TR X DIM and ICP]-DOS-SG | Outdoor Luminaires | Mid Output | Parking Garage Luminaires | Standard | FALSE | [9 empty] | 41598 |  |  | NotYetVerified |  | 3 | 7100 | 91.37 | 77.7 | 5.73 | 1 | 6000 | 70
P00000D4C | Eaton (formerly Cooper Lighting) | Mcgraw-Edison | TT-A4-LED-[Voltages 120V-277V]-MQ-[All Mounting]-[All Colors] -[Options include TR X DIM and ICP]-CG-DOS | Outdoor Luminaires | Mid Output | Parking Garage Luminaires | Standard | FALSE | [9 empty] | 41598 |  |  | NotYetVerified |  | 3 | 7037 | 90.56 | 77.7 | 5.73 | 1 | 6000 | 70
P00000D4A | Eaton (formerly Cooper Lighting) | Mcgraw-Edison | TT-A4-LED-[Voltages 120V-277V]-WQ-[All Mounting]-[All Colors] -[Options include TR X DIM and ICP]-DIMRF[LW or LN]-SG | Outdoor Luminaires | Mid Output | Parking Garage Luminaires | Standard | FALSE | [9 empty] | 41598 |  |  | NotYetVerified |  | 3 | 6941 | 89.33 | 77.7 | 5.73 | 1 | 6000 | 70
P00000D46 | Eaton (formerly Cooper Lighting) | Mcgraw-Edison | TT-A4-LED-[All Voltages]-MQ-[All Mounting]-[All Colors] -7060-[Options include TR X DIM and ICP] | Outdoor Luminaires | Mid Output | Parking Garage Luminaires | Standard | FALSE | [9 empty] | 41598 |  |  | NotYetVerified |  | 3 | 6732 | 86.09 | 78.2 | 5.73 | 1 | 6000 | 70
P00000D42 | Eaton (formerly Cooper Lighting) | Mcgraw-Edison | TT-A4-LED-[All Voltages]-MQ-[All Mounting]-[All Colors] -7060-[Options include TR X DIM and ICP]-CG-DOS | Outdoor Luminaires | Mid Output | Parking Garage Luminaires | Standard | FALSE | [9 empty] | 41598 |  |  | NotYetVerified |  | 3 | 6654 | 85.09 | 78.2 | 5.73 | 1 | 6000 | 70
P00000D3V | Eaton (formerly Cooper Lighting) | Mcgraw-Edison | TT-A4-LED-[All Voltages]-WQ-[All Mounting]-[All Colors] -7060-[Options include TR X DIM and ICP] | Outdoor Luminaires | Mid Output | Parking Garage Luminaires | Standard | FALSE | [9 empty] | 41598 |  |  | NotYetVerified |  | 3 | 6340 | 81.08 | 78.2 | 5.73 | 1 | 6000 | 70
P00000D1G | Eaton (formerly Cooper Lighting) | Mcgraw-Edison | TT-A1-LED-[Voltages 120V-277V except option HA which includes All Voltages]-MQ-[All Mounting]-[All Colors] -7060-[Options include HA TR X DIM and ICP] | Outdoor Luminaires | Low Output | Parking Garage Luminaires | Standard | FALSE | [9 empty] | 41598 |  |  | NotYetVerified |  | 3 | 4018 | 116.46 | 34.5 | 5.59 | 0.99 | 6000 | 70
P00000D18 | Eaton (formerly Cooper Lighting) | Mcgraw-Edison | TT-A1-LED-[Voltages 120V-277V except option HA which includes All Voltages]-MQ-[All Mounting]-[All Colors] -7060-[Options include HA TR X DIM and ICP]-DOS | Outdoor Luminaires | Low Output | Parking Garage Luminaires | Standard | FALSE | [9 empty] | 41598 |  |  | NotYetVerified |  | 3 | 3929 | 113.88 | 34.5 | 5.59 | 0.99 | 6000 | 70
P00000D16 | Eaton (formerly Cooper Lighting) | Mcgraw-Edison | TT-A1-LED-[Voltages 120V-277V except option HA which includes All Voltages]-WQ-[All Mounting]-[All Colors] -7060-[Options include HA TR X DIM and ICP] | Outdoor Luminaires | Low Output | Parking Garage Luminaires | Standard | FALSE | [9 empty] | 41598 |  |  | NotYetVerified |  | 3 | 3870 | 112.17 | 34.5 | 5.59 | 0.99 | 6000 | 70
P00000D12 | Eaton (formerly Cooper Lighting) | Mcgraw-Edison | TT-A1-LED-[Voltages 120V-277V except option HA which includes All Voltages]-WQ-[All Mounting]-[All Colors] -7060-[Options include HA TR X DIM and ICP]-DOS | Outdoor Luminaires | Low Output | Parking Garage Luminaires | Standard | FALSE | [9 empty] | 41598 |  |  | NotYetVerified |  | 3 | 3784 | 109.68 | 34.5 | 5.59 | 0.99 | 6000 | 70
P00000D0Z | Eaton (formerly Cooper Lighting) | Mcgraw-Edison | TT-A1-LED-[Voltages 120V-277V except option HA which includes All Voltages]-WQ-[All Mounting]-[All Colors] -7060-[Options include HA TR X DIM and ICP]-CG | Outdoor Luminaires | Low Output | Parking Garage Luminaires | Standard | FALSE | [9 empty] | 41598 |  |  | NotYetVerified |  | 3 | 3703 | 107.33 | 34.5 | 5.59 | 0.99 | 6000 | 70
P00000D0Y | Eaton (formerly Cooper Lighting) | Mcgraw-Edison | TT-A1-LED-[Voltages 120V-277V except option HA which includes All Voltages]-WQ-[All Mounting]-[All Colors] -7060-[Options include HA TR X DIM and ICP]-SG | Outdoor Luminaires | Low Output | Parking Garage Luminaires | Standard | FALSE | [9 empty] | 41598 |  |  | NotYetVerified |  | 3 | 3660 | 106.09 | 34.5 | 5.59 | 0.99 | 6000 | 70
P00000D0X | Eaton (formerly Cooper Lighting) | Mcgraw-Edison | TT-A1-LED-[Voltages 120V-277V except option HA which includes All Voltages]-WQ-[All Mounting]-[All Colors] -7060-[Options include HA TR X DIM and ICP]-DOS-CG | Outdoor Luminaires | Low Output | Parking Garage Luminaires | Standard | FALSE | [9 empty] | 41598 |  |  | NotYetVerified |  | 3 | 3620 | 104.93 | 34.5 | 5.59 | 0.99 | 6000 | 70
P00000D0V | Eaton (formerly Cooper Lighting) | Mcgraw-Edison | TT-A1-LED-[Voltages 120V-277V except option HA which includes All Voltages]-MQ-[All Mounting]-[All Colors] -7060-[Options include HA TR X DIM and ICP]-DIMRF-[LW or LN] | Outdoor Luminaires | Low Output | Parking Garage Luminaires | Standard | FALSE | [9 empty] | 41598 |  |  | NotYetVerified |  | 3 | 3575 | 103.62 | 34.5 | 5.59 | 0.99 | 6000 | 70
P00000D0U | Eaton (formerly Cooper Lighting) | Mcgraw-Edison | TT-A1-LED-[Voltages 120V-277V except option HA which includes All Voltages]-MQ-[All Mounting]-[All Colors] -7060-[Options include HA TR X DIM and ICP]-CG | Outdoor Luminaires | Low Output | Parking Garage Luminaires | Standard | FALSE | [9 empty] | 41598 |  |  | NotYetVerified |  | 3 | 3567 | 103.39 | 34.5 | 5.59 | 0.99 | 6000 | 70
P00000D0R | Eaton (formerly Cooper Lighting) | Mcgraw-Edison | TT-A1-LED-[Voltages 120V-277V except option HA which includes All Voltages]-WQ-[All Mounting]-[All Colors] -7060-[Options include HA TR X DIM and ICP]-DIMRF[LW or LN] | Outdoor Luminaires | Low Output | Parking Garage Luminaires | Standard | FALSE | [9 empty] | 41598 |  |  | NotYetVerified |  | 3 | 3535 | 102.46 | 34.5 | 5.59 | 0.99 | 6000 | 70
P00000D0P | Eaton (formerly Cooper Lighting) | Mcgraw-Edison | TT-A1-LED-[Voltages 120V-277V except option HA which includes All Voltages]-MQ-[All Mounting]-[All Colors] -7060-[Options include HA TR X DIM and ICP]-CG-DOS | Outdoor Luminaires | Low Output | Parking Garage Luminaires | Standard | FALSE | [9 empty] | 41598 |  |  | NotYetVerified |  | 3 | 3487 | 101.07 | 34.5 | 5.59 | 0.99 | 6000 | 70
P00000D0L | Eaton (formerly Cooper Lighting) | Mcgraw-Edison | TT-A1-LED-[Voltages 120V-277V except option HA which includes All Voltages]-WQ-[All Mounting]-[All Colors] -7060-[Options include HA TR X DIM and ICP]-DIMRF[LW or LN]-CG | Outdoor Luminaires | Low Output | Parking Garage Luminaires | Standard | FALSE | [9 empty] | 41598 |  |  | NotYetVerified |  | 3 | 3382 | 98.03 | 34.5 | 5.59 | 0.99 | 6000 | 70
P00000D0F | Eaton (formerly Cooper Lighting) | Mcgraw-Edison | TT-A1-LED-[Voltages 120V-277V except option HA which includes All Voltages]-MQ-[All Mounting]-[All Colors] -7060-[Options include HA TR X DIM and ICP]-CG-DIMRF-[LW or LN] | Outdoor Luminaires | Low Output | Parking Garage Luminaires | Standard | FALSE | [9 empty] | 41598 |  |  | NotYetVerified |  | 3 | 3185 | 92.32 | 34.5 | 5.59 | 0.99 | 6000 | 70
P00000D0C | Eaton (formerly Cooper Lighting) | Mcgraw-Edison | TT-A1-LED-[Voltages 120V-277V except option HA which includes All Voltages]-WQ-[All Mounting]-[All Colors] -7060-[Options include HA TR X DIM and ICP]-DOS-SG | Outdoor Luminaires | Low Output | Parking Garage Luminaires | Standard | FALSE | [9 empty] | 41598 |  |  | NotYetVerified |  | 3 | 3163 | 91.68 | 34.5 | 5.59 | 0.99 | 6000 | 70
P00000CZZ | Eaton (formerly Cooper Lighting) | Mcgraw-Edison | TT-A1-LED-[Voltages 120V-277V except option HA which includes All Voltages]-WQ-[All Mounting]-[All Colors] -7060-[Options include HA TR X DIM and ICP] -DIMRF[LW or LN]-SG | Outdoor Luminaires | Low Output | Parking Garage Luminaires | Standard | FALSE | [9 empty] | 41598 |  |  | NotYetVerified |  | 3 | 2955 | 85.65 | 34.5 | 5.59 | 0.99 | 6000 | 70
P00000D5J | Eaton (formerly Cooper Lighting) | Mcgraw-Edison | TT-A5-LED-[All Voltages]-WQ-[All Mounting]-[All Colors] -7060-[Options include TR X DIM and ICP]-DOS | Outdoor Luminaires | Mid Output | Parking Garage Luminaires | Standard | FALSE | [9 empty] | 41598 |  |  | NotYetVerified |  | 3 | 9829 | 90.92 | 108.1 | 5.43 | 1 | 6000 | 70
P00000D5I | Eaton (formerly Cooper Lighting) | Mcgraw-Edison | TT-A5-LED-[Voltages 120V-277V]-MQ-[All Mounting]-[All Colors] -[Options include TR X DIM and ICP] | Outdoor Luminaires | Mid Output | Parking Garage Luminaires | Standard | FALSE | [9 empty] | 41598 |  |  | NotYetVerified |  | 3 | 9683 | 90.32 | 107.2 | 5.43 | 1 | 6000 | 70
P00000D5H | Eaton (formerly Cooper Lighting) | Mcgraw-Edison | TT-A5-LED-[Voltages 120V-277V]-MQ-[All Mounting]-[All Colors] -[Options include TR X DIM and ICP]-CG | Outdoor Luminaires | Mid Output | Parking Garage Luminaires | Standard | FALSE | [9 empty] | 41598 |  |  | NotYetVerified |  | 3 | 9466 | 88.31 | 107.2 | 5.43 | 1 | 6000 | 70
P00000D5F | Eaton (formerly Cooper Lighting) | Mcgraw-Edison | TT-A5-LED-[Voltages 120V-277V]-MQ-[All Mounting]-[All Colors] -[Options include TR X DIM and ICP]-DOS | Outdoor Luminaires | Mid Output | Parking Garage Luminaires | Standard | FALSE | [9 empty] | 41598 |  |  | NotYetVerified |  | 3 | 9156 | 85.41 | 107.2 | 5.43 | 1 | 6000 | 70
P00000D5E | Eaton (formerly Cooper Lighting) | Mcgraw-Edison | TT-A5-LED-[Voltages 120V-277V]-MQ-[All Mounting]-[All Colors] -[Options include TR X DIM and ICP]-DIMRF-[LW or LN] | Outdoor Luminaires | Mid Output | Parking Garage Luminaires | Standard | FALSE | [9 empty] | 41598 |  |  | NotYetVerified |  | 3 | 9057 | 84.48 | 107.2 | 5.43 | 1 | 6000 | 70
P00000D5C | Eaton (formerly Cooper Lighting) | Mcgraw-Edison | TT-A5-LED-[Voltages 120V-277V]-MQ-[All Mounting]-[All Colors] -7060-[Options include TR X DIM and ICP]-CG | Outdoor Luminaires | Mid Output | Parking Garage Luminaires | Standard | FALSE | [9 empty] | 41598 |  |  | NotYetVerified |  | 3 | 8952 | 80.13 | 111.71 | 5.43 | 1 | 6000 | 70
P00000D5B | Eaton (formerly Cooper Lighting) | Mcgraw-Edison | TT-A5-LED-[Voltages 120V-277V]-WQ-[All Mounting]-[All Colors] -7060-[Options include TR X DIM and ICP]-DIMRF[LW or LN] | Outdoor Luminaires | Mid Output | Parking Garage Luminaires | Standard | FALSE | [9 empty] | 41598 |  |  | NotYetVerified |  | 3 | 8943 | 82.73 | 108.1 | 5.43 | 1 | 6000 | 70
P00000D5A | Eaton (formerly Cooper Lighting) | Mcgraw-Edison | TT-A5-LED-[Voltages 120V-277V]-WQ-[All Mounting]-[All Colors] -[Options include TR X DIM and ICP]-DOS-SG | Outdoor Luminaires | Mid Output | Parking Garage Luminaires | Standard | FALSE | [9 empty] | 41598 |  |  | NotYetVerified |  | 3 | 8923 | 83.24 | 107.2 | 5.43 | 1 | 6000 | 70
P00000D58 | Eaton (formerly Cooper Lighting) | Mcgraw-Edison | TT-A5-LED-[Voltages 120V-277V]-MQ-[All Mounting]-[All Colors] -[Options include TR X DIM and ICP]-CG-DOS | Outdoor Luminaires | Mid Output | Parking Garage Luminaires | Standard | FALSE | [9 empty] | 41598 |  |  | NotYetVerified |  | 3 | 8844 | 82.5 | 107.2 | 5.43 | 1 | 6000 | 70
P00000D52 | Eaton (formerly Cooper Lighting) | Mcgraw-Edison | TT-A5-LED-[All Voltages]-MQ-[All Mounting]-[All Colors] -7060-[Options include TR X DIM and ICP] | Outdoor Luminaires | Mid Output | Parking Garage Luminaires | Standard | FALSE | [9 empty] | 41598 |  |  | NotYetVerified |  | 3 | 8461 | 75.74 | 111.71 | 5.43 | 1 | 6000 | 70
P00000D50 | Eaton (formerly Cooper Lighting) | Mcgraw-Edison | TT-A5-LED-[Voltages 120V-277V]-MQ-[All Mounting]-[All Colors] -7060-[Options include TR X DIM and ICP]-CG-DOS | Outdoor Luminaires | Mid Output | Parking Garage Luminaires | Standard | FALSE | [9 empty] | 41598 |  |  | NotYetVerified |  | 3 | 8363 | 74.87 | 111.71 | 5.43 | 1 | 6000 | 70
P00000D4R | Eaton (formerly Cooper Lighting) | Mcgraw-Edison | TT-A5-LED-[Voltages 120V-277V]-WQ-[All Mounting]-[All Colors] -7060-[Options include TR X DIM and ICP] | Outdoor Luminaires | Mid Output | Parking Garage Luminaires | Standard | FALSE | [9 empty] | 41598 |  |  | NotYetVerified |  | 3 | 7969 | 73.72 | 108.1 | 5.43 | 1 | 6000 | 70
P00000D5K | Eaton (formerly Cooper Lighting) | Mcgraw-Edison | TT-A5-LED-[Voltages 120V-277V]-WQ-[All Mounting]-[All Colors] -[Options include TR X DIM and ICP]-DIMRF[LW or LN]-CG | Outdoor Luminaires | High Output | Parking Garage Luminaires | Standard | FALSE | [9 empty] | 41598 |  |  | NotYetVerified |  | 3 | 10053 | 93.78 | 107.2 | 5.43 | 1 | 6000 | 70
P00000D2G | Eaton (formerly Cooper Lighting) | Mcgraw-Edison | TT-A2-LED-[Voltages 120V-277V except option HA which includes All Voltages]-MQ-[All Mounting]-[All Colors] -[Options include HA TR X DIM and ICP] | Outdoor Luminaires | Low Output | Parking Garage Luminaires | Standard | FALSE | [9 empty] | 41598 |  |  | NotYetVerified |  | 3 | 4544 | 100.09 | 45.4 | 9.44 | 0.99 | 4000 | 80
P00000D28 | Eaton (formerly Cooper Lighting) | Mcgraw-Edison | TT-A2-LED-[Voltages 120V-277V except option HA which includes All Voltages]-MQ-[All Mounting]-[All Colors] -[Options include HA TR X DIM and ICP]-DOS | Outdoor Luminaires | Low Output | Parking Garage Luminaires | Standard | FALSE | [9 empty] | 41598 |  |  | NotYetVerified |  | 3 | 4443 | 97.86 | 45.4 | 9.44 | 0.99 | 4000 | 80
P00000D25 | Eaton (formerly Cooper Lighting) | Mcgraw-Edison | TT-A2-LED-[Voltages 120V-277V except option HA which includes All Voltages]-WQ-[All Mounting]-[All Colors] -[Options include HA TR X DIM and ICP] | Outdoor Luminaires | Low Output | Parking Garage Luminaires | Standard | FALSE | [9 empty] | 41598 |  |  | NotYetVerified |  | 3 | 4377 | 96.4 | 45.4 | 9.44 | 0.99 | 4000 | 80
P00000D20 | Eaton (formerly Cooper Lighting) | Mcgraw-Edison | TT-A2-LED-[Voltages 120V-277V except option HA which includes All Voltages]-WQ-[All Mounting]-[All Colors] -[Options include HA TR X DIM and ICP]-DOS | Outdoor Luminaires | Low Output | Parking Garage Luminaires | Standard | FALSE | [9 empty] | 41598 |  |  | NotYetVerified |  | 3 | 4279 | 94.25 | 45.4 | 9.44 | 0.99 | 4000 | 80
P00000D1S | Eaton (formerly Cooper Lighting) | Mcgraw-Edison | TT-A2-LED-[Voltages 120V-277V except option HA which includes All Voltages]-WQ-[All Mounting]-[All Colors] -[Options include HA TR X DIM and ICP]-CG | Outdoor Luminaires | Low Output | Parking Garage Luminaires | Standard | FALSE | [9 empty] | 41598 |  |  | NotYetVerified |  | 3 | 4187 | 92.23 | 45.4 | 9.44 | 0.99 | 4000 | 80
P00000D1P | Eaton (formerly Cooper Lighting) | Mcgraw-Edison | TT-A2-LED-[Voltages 120V-277V except option HA which includes All Voltages]-WQ-[All Mounting]-[All Colors] -[Options include HA TR X DIM and ICP]-SG | Outdoor Luminaires | Low Output | Parking Garage Luminaires | Standard | FALSE | [9 empty] | 41598 |  |  | NotYetVerified |  | 3 | 4139 | 91.16 | 45.4 | 9.44 | 0.99 | 4000 | 80
P00000D1N | Eaton (formerly Cooper Lighting) | Mcgraw-Edison | TT-A2-LED-[Voltages 120V-277V except option HA which includes All Voltages]-WQ-[All Mounting]-[All Colors] -[Options include HA TR X DIM and ICP]-DOS-CG | Outdoor Luminaires | Low Output | Parking Garage Luminaires | Standard | FALSE | [9 empty] | 41598 |  |  | NotYetVerified |  | 3 | 4094 | 90.17 | 45.4 | 9.44 | 0.99 | 4000 | 80
P00000D1K | Eaton (formerly Cooper Lighting) | Mcgraw-Edison | TT-A2-LED-[Voltages 120V-277V except option HA which includes All Voltages]-WQ-[All Mounting]-[All Colors] -[Options include HA TR X DIM and ICP]-DOS-SG | Outdoor Luminaires | Low Output | Parking Garage Luminaires | Standard | FALSE | [9 empty] | 41598 |  |  | NotYetVerified |  | 3 | 4046 | 89.12 | 45.4 | 9.44 | 0.99 | 4000 | 80
P00000D1J | Eaton (formerly Cooper Lighting) | Mcgraw-Edison | TT-A2-LED-[Voltages 120V-277V except option HA which includes All Voltages]-MQ-[All Mounting]-[All Colors] -[Options include HA TR X DIM and ICP]-DIMRF-[LW or LN] | Outdoor Luminaires | Low Output | Parking Garage Luminaires | Standard | FALSE | [9 empty] | 41598 |  |  | NotYetVerified |  | 3 | 4042 | 89.04 | 45.4 | 9.44 | 0.99 | 4000 | 80
P00000D1I | Eaton (formerly Cooper Lighting) | Mcgraw-Edison | TT-A2-LED-[Voltages 120V-277V except option HA which includes All Voltages]-MQ-[All Mounting]-[All Colors] -[Options include HA TR X DIM and ICP]-CG | Outdoor Luminaires | Low Output | Parking Garage Luminaires | Standard | FALSE | [9 empty] | 41598 |  |  | NotYetVerified |  | 3 | 4033 | 88.84 | 45.4 | 9.44 | 0.99 | 4000 | 80
P00000D1D | Eaton (formerly Cooper Lighting) | Mcgraw-Edison | TT-A2-LED-[Voltages 120V-277V except option HA which includes All Voltages]-WQ-[All Mounting]-[All Colors] -[Options include HA TR X DIM and ICP]-DIMRF[LW or LN] | Outdoor Luminaires | Low Output | Parking Garage Luminaires | Standard | FALSE | [9 empty] | 41598 |  |  | NotYetVerified |  | 3 | 3998 | 88.05 | 45.4 | 9.44 | 0.99 | 4000 | 80
P00000D19 | Eaton (formerly Cooper Lighting) | Mcgraw-Edison | TT-A2-LED-[Voltages 120V-277V except option HA which includes All Voltages]-MQ-[All Mounting]-[All Colors] -[Options include HA TR X DIM and ICP]-CG-DOS | Outdoor Luminaires | Low Output | Parking Garage Luminaires | Standard | FALSE | [9 empty] | 41598 |  |  | NotYetVerified |  | 3 | 3943 | 86.86 | 45.4 | 9.44 | 0.99 | 4000 | 80
P00000D15 | Eaton (formerly Cooper Lighting) | Mcgraw-Edison | TT-A2-LED-[Voltages 120V-277V except option HA which includes All Voltages]-WQ-[All Mounting]-[All Colors] -[Options include HA TR X DIM and ICP]-DIMRF[LW or LN]-CG | Outdoor Luminaires | Low Output | Parking Garage Luminaires | Standard | FALSE | [9 empty] | 41598 |  |  | NotYetVerified |  | 3 | 3825 | 84.24 | 45.4 | 9.44 | 0.99 | 4000 | 80
P00000D11 | Eaton (formerly Cooper Lighting) | Mcgraw-Edison | TT-A2-LED-[Voltages 120V-277V except option HA which includes All Voltages]-WQ-[All Mounting]-[All Colors] -[Options include HA TR X DIM and ICP]-DIMRF[LW or LN]-SG | Outdoor Luminaires | Low Output | Parking Garage Luminaires | Standard | FALSE | [9 empty] | 41598 |  |  | NotYetVerified |  | 3 | 3780 | 83.26 | 45.4 | 9.44 | 0.99 | 4000 | 80
P00000D0W | Eaton (formerly Cooper Lighting) | Mcgraw-Edison | TT-A2-LED-[Voltages 120V-277V except option HA which includes All Voltages]-MQ-[All Mounting]-[All Colors] -[Options include HA TR X DIM and ICP]-CG-DIMRF-[LW or LN] | Outdoor Luminaires | Low Output | Parking Garage Luminaires | Standard | FALSE | [9 empty] | 41598 |  |  | NotYetVerified |  | 3 | 3602 | 79.34 | 45.4 | 9.44 | 0.99 | 4000 | 80
P00000D3G | Eaton (formerly Cooper Lighting) | Mcgraw-Edison | TT-A3-LED-[All Voltages]-WQ-[All Mounting]-[All Colors] -[Options include TR X DIM and ICP] | Outdoor Luminaires | Mid Output | Parking Garage Luminaires | Standard | FALSE | [9 empty] | 41598 |  |  | NotYetVerified |  | 3 | 5368 | 106.3 | 50.5 | 8.65 | 0.99 | 4000 | 80
P00000D3E | Eaton (formerly Cooper Lighting) | Mcgraw-Edison | TT-A3-LED-[All Voltages]-WQ-[All Mounting]-[All Colors] -[Options include TR X DIM and ICP]-SG | Outdoor Luminaires | Mid Output | Parking Garage Luminaires | Standard | FALSE | [9 empty] | 41598 |  |  | NotYetVerified |  | 3 | 5248 | 103.92 | 50.5 | 8.65 | 0.99 | 4000 | 80
P00000D3B | Eaton (formerly Cooper Lighting) | Mcgraw-Edison | TT-A3-LED-[All Voltages]-WQ-[All Mounting]-[All Colors] -8030-[Options include TR X DIM and ICP] | Outdoor Luminaires | Mid Output | Parking Garage Luminaires | Standard | FALSE | [9 empty] | 41598 |  |  | NotYetVerified |  | 3 | 5170 | 103.19 | 50.1 | 8.65 | 0.99 | 4000 | 80
P00000D37 | Eaton (formerly Cooper Lighting) | Mcgraw-Edison | TT-A3-LED-[All Voltages]-WQ-[All Mounting]-[All Colors] -8030-[Options include TR X DIM and ICP]-DOS | Outdoor Luminaires | Mid Output | Parking Garage Luminaires | Standard | FALSE | [9 empty] | 41598 |  |  | NotYetVerified |  | 3 | 5055 | 100.89 | 50.1 | 8.65 | 0.99 | 4000 | 80
P00000D32 | Eaton (formerly Cooper Lighting) | Mcgraw-Edison | TT-A3-LED-[All Voltages]-WQ-[All Mounting]-[All Colors] -8030-[Options include TR X DIM and ICP]-CG | Outdoor Luminaires | Low Output | Parking Garage Luminaires | Standard | FALSE | [9 empty] | 41598 |  |  | NotYetVerified |  | 3 | 4946 | 98.73 | 50.1 | 8.65 | 0.99 | 4000 | 80
P00000D2Z | Eaton (formerly Cooper Lighting) | Mcgraw-Edison | TT-A3-LED-[All Voltages]-WQ-[All Mounting]-[All Colors] -8030-[Options include TR X DIM and ICP]-SG | Outdoor Luminaires | Low Output | Parking Garage Luminaires | Standard | FALSE | [9 empty] | 41598 |  |  | NotYetVerified |  | 3 | 4889 | 97.58 | 50.1 | 8.65 | 0.99 | 4000 | 80
P00000D2Y | Eaton (formerly Cooper Lighting) | Mcgraw-Edison | TT-A3-LED-[All Voltages]-WQ-[All Mounting]-[All Colors] -8030-[Options include TR X DIM and ICP]-DOS-CG | Outdoor Luminaires | Low Output | Parking Garage Luminaires | Standard | FALSE | [9 empty] | 41598 |  |  | NotYetVerified |  | 3 | 4836 | 96.52 | 50.1 | 8.65 | 0.99 | 4000 | 80
P00000D2W | Eaton (formerly Cooper Lighting) | Mcgraw-Edison | TT-A3-LED-[All Voltages]-WQ-[All Mounting]-[All Colors] -8030-[Options include TR X DIM and ICP]-DOS-SG | Outdoor Luminaires | Low Output | Parking Garage Luminaires | Standard | FALSE | [9 empty] | 41598 |  |  | NotYetVerified |  | 3 | 4780 | 95.4 | 50.1 | 8.65 | 0.99 | 4000 | 80
P00000D2T | Eaton (formerly Cooper Lighting) | Mcgraw-Edison | TT-A3-LED-[All Voltages]-WQ-[All Mounting]-[All Colors] -[Options include TR X DIM and ICP]-DOS-CG | Outdoor Luminaires | Low Output | Parking Garage Luminaires | Standard | FALSE | [9 empty] | 41598 |  |  | NotYetVerified |  | 3 | 4775 | 94.56 | 50.5 | 8.65 | 0.99 | 4000 | 80
P00000D2S | Eaton (formerly Cooper Lighting) | Mcgraw-Edison | TT-A3-LED-[All Voltages]-WQ-[All Mounting]-[All Colors] -[Options include TR X DIM and ICP]-DOS | Outdoor Luminaires | Low Output | Parking Garage Luminaires | Standard | FALSE | [9 empty] | 41598 |  |  | NotYetVerified |  | 3 | 4765 | 94.35 | 50.5 | 8.65 | 0.99 | 4000 | 80
P00000D2P | Eaton (formerly Cooper Lighting) | Mcgraw-Edison | TT-A3-LED-[All Voltages]-WQ-[All Mounting]-[All Colors] -8030-[Options include TR X DIM and ICP]-DIMRF[LW or LN] | Outdoor Luminaires | Low Output | Parking Garage Luminaires | Standard | FALSE | [9 empty] | 41598 |  |  | NotYetVerified |  | 3 | 4722 | 94.26 | 50.1 | 8.65 | 0.99 | 4000 | 80
P00000D2M | Eaton (formerly Cooper Lighting) | Mcgraw-Edison | TT-A3-LED-[All Voltages]-WQ-[All Mounting]-[All Colors] -[Options include TR X DIM and ICP]-DIMRF[LW or LN] | Outdoor Luminaires | Low Output | Parking Garage Luminaires | Standard | FALSE | [9 empty] | 41598 |  |  | NotYetVerified |  | 3 | 4658 | 92.24 | 50.5 | 8.65 | 0.99 | 4000 | 80
P00000D2F | Eaton (formerly Cooper Lighting) | Mcgraw-Edison | TT-A3-LED-[All Voltages]-WQ-[All Mounting]-[All Colors] -8030-[Options include TR X DIM and ICP]-DIMRF[LW or LN]-CG | Outdoor Luminaires | Low Output | Parking Garage Luminaires | Standard | FALSE | [9 empty] | 41598 |  |  | NotYetVerified |  | 3 | 4518 | 90.18 | 50.1 | 8.65 | 0.99 | 4000 | 80
P00000D2A | Eaton (formerly Cooper Lighting) | Mcgraw-Edison | TT-A3-LED-[All Voltages]-WQ-[All Mounting]-[All Colors] -8030-[Options include TR X DIM and ICP] -DIMRF [LW or LN]-SG | Outdoor Luminaires | Low Output | Parking Garage Luminaires | Standard | FALSE | [9 empty] | 41598 |  |  | NotYetVerified |  | 3 | 4465 | 89.13 | 50.1 | 8.65 | 0.99 | 4000 | 80
P00000D1X | Eaton (formerly Cooper Lighting) | Mcgraw-Edison | TT-A3-LED-[All Voltages]-WQ-[All Mounting]-[All Colors] -[Options include TR X DIM and ICP]-CG | Outdoor Luminaires | Low Output | Parking Garage Luminaires | Standard | FALSE | [9 empty] | 41598 |  |  | NotYetVerified |  | 3 | 4255 | 84.25 | 50.5 | 8.65 | 0.99 | 4000 | 80
P00000D4N | Eaton (formerly Cooper Lighting) | Mcgraw-Edison | TT-A4-LED-[All Voltages]-WQ-[All Mounting]-[All Colors] -[Options include TR X DIM and ICP] | Outdoor Luminaires | Mid Output | Parking Garage Luminaires | Standard | FALSE | [9 empty] | 41598 |  |  | NotYetVerified |  | 3 | 7553 | 97.2 | 77.7 | 5.73 | 1 | 4000 | 80
P00000D4L | Eaton (formerly Cooper Lighting) | Mcgraw-Edison | TT-A4-LED-[All Voltages]-WQ-[All Mounting]-[All Colors] -[Options include TR X DIM and ICP]-SG | Outdoor Luminaires | Mid Output | Parking Garage Luminaires | Standard | FALSE | [9 empty] | 41598 |  |  | NotYetVerified |  | 3 | 7384 | 95.03 | 77.7 | 5.73 | 1 | 4000 | 80
P00000D4I | Eaton (formerly Cooper Lighting) | Mcgraw-Edison | TT-A4-LED-[Voltages 120V-277V]-WQ-[All Mounting]-[All Colors] -8030-[Options include TR X DIM and ICP] | Outdoor Luminaires | Mid Output | Parking Garage Luminaires | Standard | FALSE | [9 empty] | 41598 |  |  | NotYetVerified |  | 3 | 7274 | 94.59 | 76.9 | 5.73 | 1 | 4000 | 80
P00000D4E | Eaton (formerly Cooper Lighting) | Mcgraw-Edison | TT-A4-LED-[Voltages 120V-277V]-WQ-[All Mounting]-[All Colors] -8030-[Options include TR X DIM and ICP]-DOS | Outdoor Luminaires | Mid Output | Parking Garage Luminaires | Standard | FALSE | [9 empty] | 41598 |  |  | NotYetVerified |  | 3 | 7112 | 92.48 | 76.9 | 5.73 | 1 | 4000 | 80
P00000D4B | Eaton (formerly Cooper Lighting) | Mcgraw-Edison | TT-A4-LED-[Voltages 120V-277V]-WQ-[All Mounting]-[All Colors] -8030-[Options include TR X DIM and ICP]-CG | Outdoor Luminaires | Mid Output | Parking Garage Luminaires | Standard | FALSE | [9 empty] | 41598 |  |  | NotYetVerified |  | 3 | 6959 | 90.5 | 76.9 | 5.73 | 1 | 4000 | 80
P00000D49 | Eaton (formerly Cooper Lighting) | Mcgraw-Edison | TT-A4-LED-[Voltages 120V-277V]-WQ-[All Mounting]-[All Colors] -8030-[Options include TR X DIM and ICP]-SG | Outdoor Luminaires | Mid Output | Parking Garage Luminaires | Standard | FALSE | [9 empty] | 41598 |  |  | NotYetVerified |  | 3 | 6879 | 89.45 | 76.9 | 5.73 | 1 | 4000 | 80
P00000D48 | Eaton (formerly Cooper Lighting) | Mcgraw-Edison | TT-A4-LED-[Voltages 120V-277V]-WQ-[All Mounting]-[All Colors] -8030-[Options include TR X DIM and ICP]-DOS-CG | Outdoor Luminaires | Mid Output | Parking Garage Luminaires | Standard | FALSE | [9 empty] | 41598 |  |  | NotYetVerified |  | 3 | 6804 | 88.48 | 76.9 | 5.73 | 1 | 4000 | 80
P00000D45 | Eaton (formerly Cooper Lighting) | Mcgraw-Edison | TT-A4-LED-[Voltages 120V-277V]-WQ-[All Mounting]-[All Colors] -8030-[Options include TR X DIM and ICP]-DOS-SG | Outdoor Luminaires | Mid Output | Parking Garage Luminaires | Standard | FALSE | [9 empty] | 41598 |  |  | NotYetVerified |  | 3 | 6725 | 87.45 | 76.9 | 5.73 | 1 | 4000 | 80
P00000D44 | Eaton (formerly Cooper Lighting) | Mcgraw-Edison | TT-A4-LED-[All Voltages]-WQ-[All Mounting]-[All Colors] -[Options include TR X DIM and ICP]-DOS-CG | Outdoor Luminaires | Mid Output | Parking Garage Luminaires | Standard | FALSE | [9 empty] | 41598 |  |  | NotYetVerified |  | 3 | 6719 | 86.47 | 77.7 | 5.73 | 1 | 4000 | 80
P00000D43 | Eaton (formerly Cooper Lighting) | Mcgraw-Edison | TT-A4-LED-[All Voltages]-WQ-[All Mounting]-[All Colors] -[Options include TR X DIM and ICP]-DOS | Outdoor Luminaires | Mid Output | Parking Garage Luminaires | Standard | FALSE | [9 empty] | 41598 |  |  | NotYetVerified |  | 3 | 6704 | 86.28 | 77.7 | 5.73 | 1 | 4000 | 80
P00000D41 | Eaton (formerly Cooper Lighting) | Mcgraw-Edison | TT-A4-LED-[Voltages 120V-277V]-WQ-[All Mounting]-[All Colors] -8030-[Options include TR X DIM and ICP]-DIMRF[LW or LN] | Outdoor Luminaires | Mid Output | Parking Garage Luminaires | Standard | FALSE | [9 empty] | 41598 |  |  | NotYetVerified |  | 3 | 6644 | 86.4 | 76.9 | 5.73 | 1 | 4000 | 80
P00000D3Z | Eaton (formerly Cooper Lighting) | Mcgraw-Edison | TT-A4-LED-Voltages 120V-347V]-WQ-[All Mounting]-[All Colors] -[Options include TR X DIM and ICP]-DIMRF[LW or LN] | Outdoor Luminaires | Mid Output | Parking Garage Luminaires | Standard | FALSE | [9 empty] | 41598 |  |  | NotYetVerified |  | 3 | 6554 | 84.35 | 77.7 | 5.73 | 1 | 4000 | 80
P00000D3X | Eaton (formerly Cooper Lighting) | Mcgraw-Edison | TT-A4-LED-[Voltages 120V-277V]-WQ-[All Mounting]-[All Colors] -8030-[Options include TR X DIM and ICP]-DIMRF[LW or LN]-CG | Outdoor Luminaires | Mid Output | Parking Garage Luminaires | Standard | FALSE | [9 empty] | 41598 |  |  | NotYetVerified |  | 3 | 6357 | 82.66 | 76.9 | 5.73 | 1 | 4000 | 80
P00000D3P | Eaton (formerly Cooper Lighting) | Mcgraw-Edison | TT-A4-LED-[All Voltages]-WQ-[All Mounting]-[All Colors] -[Options include TR X DIM and ICP]-CG | Outdoor Luminaires | Mid Output | Parking Garage Luminaires | Standard | FALSE | [9 empty] | 41598 |  |  | NotYetVerified |  | 3 | 5987 | 77.05 | 77.7 | 5.73 | 1 | 4000 | 80
P00000D0S | Eaton (formerly Cooper Lighting) | Mcgraw-Edison | TT-A1-LED-[Voltages 120V-277V except option HA which includes All Voltages]-MQ-[All Mounting]-[All Colors] -[Options include HA TR X DIM and ICP] | Outdoor Luminaires | Low Output | Parking Garage Luminaires | Standard | FALSE | [9 empty] | 41598 |  |  | NotYetVerified |  | 3 | 3552 | 103.56 | 34.3 | 5.59 | 0.99 | 4000 | 80
P00000D0O | Eaton (formerly Cooper Lighting) | Mcgraw-Edison | TT-A1-LED-[Voltages 120V-277V except option HA which includes All Voltages]-MQ-[All Mounting]-[All Colors] -[Options include HA TR X DIM and ICP]-DOS | Outdoor Luminaires | Low Output | Parking Garage Luminaires | Standard | FALSE | [9 empty] | 41598 |  |  | NotYetVerified |  | 3 | 3473 | 101.25 | 34.3 | 5.59 | 0.99 | 4000 | 80
P00000D0N | Eaton (formerly Cooper Lighting) | Mcgraw-Edison | TT-A1-LED-[Voltages 120V-277V except option HA which includes All Voltages]-WQ-[All Mounting]-[All Colors] -[Options include HA TR X DIM and ICP] | Outdoor Luminaires | Low Output | Parking Garage Luminaires | Standard | FALSE | [9 empty] | 41598 |  |  | NotYetVerified |  | 3 | 3421 | 99.74 | 34.3 | 5.59 | 0.99 | 4000 | 80
P00000D0J | Eaton (formerly Cooper Lighting) | Mcgraw-Edison | TT-A1-LED-[Voltages 120V-277V except option HA which includes All Voltages]-WQ-[All Mounting]-[All Colors] -[Options include HA TR X DIM and ICP]-DOS | Outdoor Luminaires | Low Output | Parking Garage Luminaires | Standard | FALSE | [9 empty] | 41598 |  |  | NotYetVerified |  | 3 | 3345 | 97.52 | 34.3 | 5.59 | 0.99 | 4000 | 80
P00000D0H | Eaton (formerly Cooper Lighting) | Mcgraw-Edison | TT-A1-LED-[Voltages 120V-277V except option HA which includes All Voltages]-WQ-[All Mounting]-[All Colors] -[Options include HA TR X DIM and ICP]-CG | Outdoor Luminaires | Low Output | Parking Garage Luminaires | Standard | FALSE | [9 empty] | 41598 |  |  | NotYetVerified |  | 3 | 3219 | 93.85 | 34.3 | 5.59 | 0.99 | 4000 | 80
P00000D0E | Eaton (formerly Cooper Lighting) | Mcgraw-Edison | TT-A1-LED-[Voltages 120V-277V except option HA which includes All Voltages]-WQ-[All Mounting]-[All Colors] -[Options include HA TR X DIM and ICP]-SG | Outdoor Luminaires | Low Output | Parking Garage Luminaires | Standard | FALSE | [9 empty] | 41598 |  |  | NotYetVerified |  | 3 | 3182 | 92.77 | 34.3 | 5.59 | 0.99 | 4000 | 80
P00000D0B | Eaton (formerly Cooper Lighting) | Mcgraw-Edison | TT-A1-LED-[Voltages 120V-277V except option HA which includes All Voltages]-MQ-[All Mounting]-[All Colors] -[Options include HA TR X DIM and ICP]-DIMRF-[LW or LN] | Outdoor Luminaires | Low Output | Parking Garage Luminaires | Standard | FALSE | [9 empty] | 41598 |  |  | NotYetVerified |  | 3 | 3160 | 91.59 | 34.5 | 5.59 | 0.99 | 4000 | 80
P00000D0A | Eaton (formerly Cooper Lighting) | Mcgraw-Edison | TT-A1-LED-[Voltages 120V-277V except option HA which includes All Voltages]-MQ-[All Mounting]-[All Colors] -[Options include HA TR X DIM and ICP]-CG | Outdoor Luminaires | Low Output | Parking Garage Luminaires | Standard | FALSE | [9 empty] | 41598 |  |  | NotYetVerified |  | 3 | 3153 | 91.92 | 34.3 | 5.59 | 0.99 | 4000 | 80
P00000D09 | Eaton (formerly Cooper Lighting) | Mcgraw-Edison | TT-A1-LED-[Voltages 120V-277V except option HA which includes All Voltages]-WQ-[All Mounting]-[All Colors] -[Options include HA TR X DIM and ICP]-DOS-CG | Outdoor Luminaires | Low Output | Parking Garage Luminaires | Standard | FALSE | [9 empty] | 41598 |  |  | NotYetVerified |  | 3 | 3147 | 91.75 | 34.3 | 5.59 | 0.99 | 4000 | 80
P00000D07 | Eaton (formerly Cooper Lighting) | Mcgraw-Edison | TT-A1-LED-[Voltages 120V-277V except option HA which includes All Voltages]-WQ-[All Mounting]-[All Colors] -[Options include HA TR X DIM and ICP]-DIMRF[LW or LN] | Outdoor Luminaires | Low Output | Parking Garage Luminaires | Standard | FALSE | [9 empty] | 41598 |  |  | NotYetVerified |  | 3 | 3125 | 91.11 | 34.3 | 5.59 | 0.99 | 4000 | 80
P00000D06 | Eaton (formerly Cooper Lighting) | Mcgraw-Edison | TT-A1-LED-[Voltages 120V-277V except option HA which includes All Voltages]-WQ-[All Mounting]-[All Colors] -[Options include HA TR X DIM and ICP]-DOS-SG | Outdoor Luminaires | Low Output | Parking Garage Luminaires | Standard | FALSE | [9 empty] | 41598 |  |  | NotYetVerified |  | 3 | 3111 | 90.7 | 34.3 | 5.59 | 0.99 | 4000 | 80
P00000D02 | Eaton (formerly Cooper Lighting) | Mcgraw-Edison | TT-A1-LED-[Voltages 120V-277V except option HA which includes All Voltages]-MQ-[All Mounting]-[All Colors] -[Options include HA TR X DIM and ICP]-CG-DOS | Outdoor Luminaires | Low Output | Parking Garage Luminaires | Standard | FALSE | [9 empty] | 41598 |  |  | NotYetVerified |  | 3 | 3083 | 89.88 | 34.3 | 5.59 | 0.99 | 4000 | 80
P00000CZY | Eaton (formerly Cooper Lighting) | Mcgraw-Edison | TT-A1-LED-[Voltages 120V-277V except option HA which includes All Voltages]-WQ-[All Mounting]-[All Colors] -[Options include HA TR X DIM and ICP]-DIMRF[LW or LN]-CG | Outdoor Luminaires | Low Output | Parking Garage Luminaires | Standard | FALSE | [9 empty] | 41598 |  |  | NotYetVerified |  | 3 | 2940 | 85.71 | 34.3 | 5.59 | 0.99 | 4000 | 80
P00000CZW | Eaton (formerly Cooper Lighting) | Mcgraw-Edison | TT-A1-LED-[Voltages 120V-277V except option HA which includes All Voltages]-WQ-[All Mounting]-[All Colors] -[Options include HA TR X DIM and ICP]-DIMRF[LW or LN]-SG | Outdoor Luminaires | Low Output | Parking Garage Luminaires | Standard | FALSE | [9 empty] | 41598 |  |  | NotYetVerified |  | 3 | 2906 | 84.72 | 34.3 | 5.59 | 0.99 | 4000 | 80
P00000CZU | Eaton (formerly Cooper Lighting) | Mcgraw-Edison | TT-A1-LED-[Voltages 120V-277V except option HA which includes All Voltages]-MQ-[All Mounting]-[All Colors] -[Options include HA TR X DIM and ICP]-CG-DIMRF-[LW or LN] | Outdoor Luminaires | Low Output | Parking Garage Luminaires | Standard | FALSE | [9 empty] | 41598 |  |  | NotYetVerified |  | 3 | 2816 | 82.1 | 34.3 | 5.59 | 0.99 | 4000 | 80
P00000D5G | Eaton (formerly Cooper Lighting) | Mcgraw-Edison | TT-A5-LED-[Voltages 120V-277V]-WQ-[All Mounting]-[All Colors] -[Options include TR X DIM and ICP] | Outdoor Luminaires | Mid Output | Parking Garage Luminaires | Standard | FALSE | [9 empty] | 41598 |  |  | NotYetVerified |  | 3 | 9238 | 86.17 | 107.2 | 5.43 | 1 | 4000 | 80
P00000D5D | Eaton (formerly Cooper Lighting) | Mcgraw-Edison | TT-A5-LED-[Voltages 120V-277V]-WQ-[All Mounting]-[All Colors] -[Options include TR X DIM and ICP]-SG | Outdoor Luminaires | Mid Output | Parking Garage Luminaires | Standard | FALSE | [9 empty] | 41598 |  |  | NotYetVerified |  | 3 | 9032 | 84.25 | 107.2 | 5.43 | 1 | 4000 | 80
P00000D59 | Eaton (formerly Cooper Lighting) | Mcgraw-Edison | TT-A5-LED-[Voltages 120V-277V]-WQ-[All Mounting]-[All Colors] -8030-[Options include TR X DIM and ICP] | Outdoor Luminaires | Mid Output | Parking Garage Luminaires | Standard | FALSE | [9 empty] | 41598 |  |  | NotYetVerified |  | 3 | 8897 | 83 | 107.2 | 5.43 | 1 | 4000 | 80
P00000D56 | Eaton (formerly Cooper Lighting) | Mcgraw-Edison | TT-A5-LED-[Voltages 120V-277V]-WQ-[All Mounting]-[All Colors] -8030-[Options include TR X DIM and ICP]-DOS | Outdoor Luminaires | Mid Output | Parking Garage Luminaires | Standard | FALSE | [9 empty] | 41598 |  |  | NotYetVerified |  | 3 | 8699 | 81.14 | 107.2 | 5.43 | 1 | 4000 | 80
P00000D53 | Eaton (formerly Cooper Lighting) | Mcgraw-Edison | TT-A5-LED-Voltages 120V-347V]-WQ-[All Mounting]-[All Colors] -8030-[Options include TR X DIM and ICP]-CG | Outdoor Luminaires | Mid Output | Parking Garage Luminaires | Standard | FALSE | [9 empty] | 41598 |  |  | NotYetVerified |  | 3 | 8512 | 79.4 | 107.2 | 5.43 | 1 | 4000 | 80
P00000D51 | Eaton (formerly Cooper Lighting) | Mcgraw-Edison | TT-A5-LED-[Voltages 120V-277V]-WQ-[All Mounting]-[All Colors] -8030-[Options include TR X DIM and ICP]-SG | Outdoor Luminaires | Mid Output | Parking Garage Luminaires | Standard | FALSE | [9 empty] | 41598 |  |  | NotYetVerified |  | 3 | 8414 | 78.48 | 107.2 | 5.43 | 1 | 4000 | 80
P00000D4Y | Eaton (formerly Cooper Lighting) | Mcgraw-Edison | TT-A5-LED-[Voltages 120V-277V]-WQ-[All Mounting]-[All Colors] -8030-[Options include TR X DIM and ICP]-DOS-CG | Outdoor Luminaires | Mid Output | Parking Garage Luminaires | Standard | FALSE | [9 empty] | 41598 |  |  | NotYetVerified |  | 3 | 8322 | 77.63 | 107.2 | 5.43 | 1 | 4000 | 80
P00000D4X | Eaton (formerly Cooper Lighting) | Mcgraw-Edison | TT-A5-LED-[Voltages 120V-277V]-WQ-[All Mounting]-[All Colors] -8030-[Options include TR X DIM and ICP]-DOS-SG | Outdoor Luminaires | Mid Output | Parking Garage Luminaires | Standard | FALSE | [9 empty] | 41598 |  |  | NotYetVerified |  | 3 | 8226 | 76.73 | 107.2 | 5.43 | 1 | 4000 | 80
P00000D4W | Eaton (formerly Cooper Lighting) | Mcgraw-Edison | TT-A5-LED-[Voltages 120V-277V]-WQ-[All Mounting]-[All Colors] -[Options include TR X DIM and ICP]-DOS-CG | Outdoor Luminaires | Mid Output | Parking Garage Luminaires | Standard | FALSE | [9 empty] | 41598 |  |  | NotYetVerified |  | 3 | 8218 | 76.66 | 107.2 | 5.43 | 1 | 4000 | 80
P00000D4V | Eaton (formerly Cooper Lighting) | Mcgraw-Edison | TT-A5-LED-[Voltages 120V-277V]-WQ-[All Mounting]-[All Colors] -[Options include TR X DIM and ICP]-DOS | Outdoor Luminaires | Mid Output | Parking Garage Luminaires | Standard | FALSE | [9 empty] | 41598 |  |  | NotYetVerified |  | 3 | 8200 | 76.49 | 107.2 | 5.43 | 1 | 4000 | 80
P00000D4T | Eaton (formerly Cooper Lighting) | Mcgraw-Edison | TT-A5-LED-[Voltages 120V-277V]-WQ-[All Mounting]-[All Colors] -[Options include TR X DIM and ICP]-DIMRF[LW or LN] | Outdoor Luminaires | Mid Output | Parking Garage Luminaires | Standard | FALSE | [9 empty] | 41598 |  |  | NotYetVerified |  | 3 | 8017 | 74.78 | 107.2 | 5.43 | 1 | 4000 | 80
P00000D2B | Eaton (formerly Cooper Lighting) | Mcgraw-Edison | TT-A2-LED-[Voltages 120V-277V except option HA which includes All Voltages]-MQ-[All Mounting]-[All Colors] -8030-[Options include HA TR X DIM and ICP] | Outdoor Luminaires | Low Output | Parking Garage Luminaires | Standard | FALSE | [9 empty] | 41598 |  |  | NotYetVerified |  | 3 | 4499 | 98.67 | 45.6 | 9.44 | 0.99 | 3000 | 80
P00000D26 | Eaton (formerly Cooper Lighting) | Mcgraw-Edison | TT-A2-LED-[Voltages 120V-277V except option HA which includes All Voltages]-MQ-[All Mounting]-[All Colors] -8030-[Options include HA TR X DIM and ICP]-DOS | Outdoor Luminaires | Low Output | Parking Garage Luminaires | Standard | FALSE | [9 empty] | 41598 |  |  | NotYetVerified |  | 3 | 4399 | 96.47 | 45.6 | 9.44 | 0.99 | 3000 | 80
P00000D23 | Eaton (formerly Cooper Lighting) | Mcgraw-Edison | TT-A2-LED-[Voltages 120V-277V except option HA which includes All Voltages]-WQ-[All Mounting]-[All Colors] -8030-[Options include HA TR X DIM and ICP] | Outdoor Luminaires | Low Output | Parking Garage Luminaires | Standard | FALSE | [9 empty] | 41598 |  |  | NotYetVerified |  | 3 | 4333 | 95.03 | 45.6 | 9.44 | 0.99 | 3000 | 80
P00000D1U | Eaton (formerly Cooper Lighting) | Mcgraw-Edison | TT-A2-LED-[Voltages 120V-277V except option HA which includes All Voltages]-WQ-[All Mounting]-[All Colors] -8030-[Options include HA TR X DIM and ICP]-DOS | Outdoor Luminaires | Low Output | Parking Garage Luminaires | Standard | FALSE | [9 empty] | 41598 |  |  | NotYetVerified |  | 3 | 4237 | 92.91 | 45.6 | 9.44 | 0.99 | 3000 | 80
P00000D1Q | Eaton (formerly Cooper Lighting) | Mcgraw-Edison | TT-A2-LED-[Voltages 120V-277V except option HA which includes All Voltages]-WQ-[All Mounting]-[All Colors] -8030-[Options include HA TR X DIM and ICP]-CG | Outdoor Luminaires | Low Output | Parking Garage Luminaires | Standard | FALSE | [9 empty] | 41598 |  |  | NotYetVerified |  | 3 | 4146 | 90.92 | 45.6 | 9.44 | 0.99 | 3000 | 80
P00000D1O | Eaton (formerly Cooper Lighting) | Mcgraw-Edison | TT-A2-LED-[Voltages 120V-277V except option HA which includes All Voltages]-WQ-[All Mounting]-[All Colors] -8030-[Options include HA TR X DIM and ICP]-SG | Outdoor Luminaires | Low Output | Parking Garage Luminaires | Standard | FALSE | [9 empty] | 41598 |  |  | NotYetVerified |  | 3 | 4098 | 89.86 | 45.6 | 9.44 | 0.99 | 3000 | 80
P00000D1L | Eaton (formerly Cooper Lighting) | Mcgraw-Edison | TT-A2-LED-[Voltages 120V-277V except option HA which includes All Voltages]-WQ-[All Mounting]-[All Colors] -8030-[Options include HA TR X DIM and ICP]-DOS-CG | Outdoor Luminaires | Low Output | Parking Garage Luminaires | Standard | FALSE | [9 empty] | 41598 |  |  | NotYetVerified |  | 3 | 4053 | 88.89 | 45.6 | 9.44 | 0.99 | 3000 | 80
P00000D1F | Eaton (formerly Cooper Lighting) | Mcgraw-Edison | TT-A2-LED-[Voltages 120V-277V except option HA which includes All Voltages]-WQ-[All Mounting]-[All Colors] -8030-[Options include HA TR X DIM and ICP]-DOS-SG | Outdoor Luminaires | Low Output | Parking Garage Luminaires | Standard | FALSE | [9 empty] | 41598 |  |  | NotYetVerified |  | 3 | 4006 | 87.86 | 45.6 | 9.44 | 0.99 | 3000 | 80
P00000D1E | Eaton (formerly Cooper Lighting) | Mcgraw-Edison | TT-A2-LED-[Voltages 120V-277V except option HA which includes All Voltages]-MQ-[All Mounting]-[All Colors] -8030-[Options include HA TR X DIM and ICP]-DIMRF-[LW or LN] | Outdoor Luminaires | Low Output | Parking Garage Luminaires | Standard | FALSE | [9 empty] | 41598 |  |  | NotYetVerified |  | 3 | 4003 | 87.78 | 45.6 | 9.44 | 0.99 | 3000 | 80
P00000D1C | Eaton (formerly Cooper Lighting) | Mcgraw-Edison | TT-A2-LED-[Voltages 120V-277V except option HA which includes All Voltages]-MQ-[All Mounting]-[All Colors] -8030-[Options include HA TR X DIM and ICP]-CG | Outdoor Luminaires | Low Output | Parking Garage Luminaires | Standard | FALSE | [9 empty] | 41598 |  |  | NotYetVerified |  | 3 | 3994 | 87.58 | 45.6 | 9.44 | 0.99 | 3000 | 80
P00000D1A | Eaton (formerly Cooper Lighting) | Mcgraw-Edison | TT-A2-LED-[Voltages 120V-277V except option HA which includes All Voltages]-WQ-[All Mounting]-[All Colors] -8030-[Options include HA TR X DIM and ICP]-DIMRF[LW or LN] | Outdoor Luminaires | Low Output | Parking Garage Luminaires | Standard | FALSE | [9 empty] | 41598 |  |  | NotYetVerified |  | 3 | 3958 | 86.8 | 45.6 | 9.44 | 0.99 | 3000 | 80
P00000D17 | Eaton (formerly Cooper Lighting) | Mcgraw-Edison | TT-A2-LED-[Voltages 120V-277V except option HA which includes All Voltages]-MQ-[All Mounting]-[All Colors] -8030-[Options include HA TR X DIM and ICP]-CG-DOS | Outdoor Luminaires | Low Output | Parking Garage Luminaires | Standard | FALSE | [9 empty] | 41598 |  |  | NotYetVerified |  | 3 | 3905 | 85.63 | 45.6 | 9.44 | 0.99 | 3000 | 80
P00000D13 | Eaton (formerly Cooper Lighting) | Mcgraw-Edison | TT-A2-LED-[Voltages 120V-277V except option HA which includes All Voltages]-WQ-[All Mounting]-[All Colors] -8030-[Options include HA TR X DIM and ICP]-DIMRF[LW or LN]-CG | Outdoor Luminaires | Low Output | Parking Garage Luminaires | Standard | FALSE | [9 empty] | 41598 |  |  | NotYetVerified |  | 3 | 3787 | 83.04 | 45.6 | 9.44 | 0.99 | 3000 | 80
P00000D10 | Eaton (formerly Cooper Lighting) | Mcgraw-Edison | TT-A2-LED-[Voltages 120V-277V except option HA which includes All Voltages]-WQ-[All Mounting]-[All Colors] -8030-[Options include HA TR X DIM and ICP] -DIMRF [LW or LN]-SG | Outdoor Luminaires | Low Output | Parking Garage Luminaires | Standard | FALSE | [9 empty] | 41598 |  |  | NotYetVerified |  | 3 | 3743 | 82.08 | 45.6 | 9.44 | 0.99 | 3000 | 80
P00000D0T | Eaton (formerly Cooper Lighting) | Mcgraw-Edison | TT-A2-LED-[Voltages 120V-277V except option HA which includes All Voltages]-MQ-[All Mounting]-[All Colors] -8030-[Options include HA TR X DIM and ICP]-CG-DIMRF-[LW or LN] | Outdoor Luminaires | Low Output | Parking Garage Luminaires | Standard | FALSE | [9 empty] | 41598 |  |  | NotYetVerified |  | 3 | 3566 | 78.21 | 45.6 | 9.44 | 0.99 | 3000 | 80
P00000D2V | Eaton (formerly Cooper Lighting) | Mcgraw-Edison | TT-A3-LED-[All Voltages]-WQ-[All Mounting]-[All Colors] -7060-[Options include TR X DIM and ICP]-CG | Outdoor Luminaires | Low Output | Parking Garage Luminaires | Standard | FALSE | [9 empty] | 41598 |  |  | NotYetVerified |  | 3 | 4779 | 94.26 | 50.7 | 8.65 | 0.99 | 3000 | 80
P00000D2N | Eaton (formerly Cooper Lighting) | Mcgraw-Edison | TT-A3-LED-[All Voltages]-WQ-[All Mounting]-[All Colors] -7060-[Options include TR X DIM and ICP]-DOS-SG | Outdoor Luminaires | Low Output | Parking Garage Luminaires | Standard | FALSE | [9 empty] | 41598 |  |  | NotYetVerified |  | 3 | 4672 | 92.16 | 50.7 | 8.65 | 0.99 | 3000 | 80
P00000D2K | Eaton (formerly Cooper Lighting) | Mcgraw-Edison | TT-A3-LED-[All Voltages]-MQ-[All Mounting]-[All Colors] -7060-[Options include TR X DIM and ICP]-CG-DIMRF-[LW or LN] | Outdoor Luminaires | Low Output | Parking Garage Luminaires | Standard | FALSE | [9 empty] | 41598 |  |  | NotYetVerified |  | 3 | 4603 | 90.79 | 50.7 | 8.65 | 0.99 | 3000 | 80
P00000D2D | Eaton (formerly Cooper Lighting) | Mcgraw-Edison | TT-A3-LED-[All Voltages]-MQ-[All Mounting]-[All Colors] -7060-[Options include TR X DIM and ICP]-DOS | Outdoor Luminaires | Low Output | Parking Garage Luminaires | Standard | FALSE | [9 empty] | 41598 |  |  | NotYetVerified |  | 3 | 4500 | 88.76 | 50.7 | 8.65 | 0.99 | 3000 | 80
P00000D27 | Eaton (formerly Cooper Lighting) | Mcgraw-Edison | TT-A3-LED-[All Voltages]-MQ-[All Mounting]-[All Colors] -8030-[Options include TR X DIM and ICP] | Outdoor Luminaires | Low Output | Parking Garage Luminaires | Standard | FALSE | [9 empty] | 41598 |  |  | NotYetVerified |  | 3 | 4404 | 87.9 | 50.1 | 8.65 | 0.99 | 3000 | 80
P00000D24 | Eaton (formerly Cooper Lighting) | Mcgraw-Edison | TT-A3-LED-[Voltages 120V-277V]-MQ-[All Mounting]-[All Colors] -8030-[Options include TR X DIM and ICP]-CG | Outdoor Luminaires | Low Output | Parking Garage Luminaires | Standard | FALSE | [9 empty] | 41598 |  |  | NotYetVerified |  | 3 | 4353 | 86.88 | 50.1 | 8.65 | 0.99 | 3000 | 80
P00000D21 | Eaton (formerly Cooper Lighting) | Mcgraw-Edison | TT-A3-LED-[Voltages 120V-277V]-MQ-[All Mounting]-[All Colors] -8030-[Options include TR X DIM and ICP]-CG-DOS | Outdoor Luminaires | Low Output | Parking Garage Luminaires | Standard | FALSE | [9 empty] | 41598 |  |  | NotYetVerified |  | 3 | 4305 | 85.93 | 50.1 | 8.65 | 0.99 | 3000 | 80
P00000D1Y | Eaton (formerly Cooper Lighting) | Mcgraw-Edison | TT-A3-LED-[All Voltages]-MQ-[All Mounting]-[All Colors] -8030-[Options include TR X DIM and ICP]-DOS | Outdoor Luminaires | Low Output | Parking Garage Luminaires | Standard | FALSE | [9 empty] | 41598 |  |  | NotYetVerified |  | 3 | 4255 | 84.94 | 50.1 | 8.65 | 0.99 | 3000 | 80
P00000D1W | Eaton (formerly Cooper Lighting) | Mcgraw-Edison | TT-A3-LED-[All Voltages]-WQ-[All Mounting]-[All Colors] -7060-[Options include TR X DIM and ICP] -DIMRF[LW or LN]-SG | Outdoor Luminaires | Low Output | Parking Garage Luminaires | Standard | FALSE | [9 empty] | 41598 |  |  | NotYetVerified |  | 3 | 4251 | 83.85 | 50.7 | 8.65 | 0.99 | 3000 | 80
P00000D1V | Eaton (formerly Cooper Lighting) | Mcgraw-Edison | TT-A3-LED-[All Voltages]-WQ-[All Mounting]-[All Colors] -7060-[Options include TR X DIM and ICP]-SG | Outdoor Luminaires | Low Output | Parking Garage Luminaires | Standard | FALSE | [9 empty] | 41598 |  |  | NotYetVerified |  | 3 | 4242 | 83.67 | 50.7 | 8.65 | 0.99 | 3000 | 80
P00000D1T | Eaton (formerly Cooper Lighting) | Mcgraw-Edison | TT-A3-LED-[All Voltages]-MQ-[All Mounting]-[All Colors] -7060-[Options include TR X DIM and ICP]-DIMRF-[LW or LN] | Outdoor Luminaires | Low Output | Parking Garage Luminaires | Standard | FALSE | [9 empty] | 41598 |  |  | NotYetVerified |  | 3 | 4204 | 82.92 | 50.7 | 8.65 | 0.99 | 3000 | 80
P00000D1R | Eaton (formerly Cooper Lighting) | Mcgraw-Edison | TT-A3-LED-[All Voltages]-WQ-[All Mounting]-[All Colors] -7060-[Options include TR X DIM and ICP]-DOS-CG | Outdoor Luminaires | Low Output | Parking Garage Luminaires | Standard | FALSE | [9 empty] | 41598 |  |  | NotYetVerified |  | 3 | 4147 | 81.8 | 50.7 | 8.65 | 0.99 | 3000 | 80
P00000D1H | Eaton (formerly Cooper Lighting) | Mcgraw-Edison | TT-A3-LED-[Voltages 120V-277V]-MQ-[All Mounting]-[All Colors] -8030-[Options include TR X DIM and ICP]-CG-DIMRF-[LW or LN] | Outdoor Luminaires | Low Output | Parking Garage Luminaires | Standard | FALSE | [9 empty] | 41598 |  |  | NotYetVerified |  | 3 | 4022 | 80.28 | 50.1 | 8.65 | 0.99 | 3000 | 80
P00000D1B | Eaton (formerly Cooper Lighting) | Mcgraw-Edison | TT-A3-LED-[All Voltages]-MQ-[All Mounting]-[All Colors] -8030-[Options include TR X DIM and ICP]-DIMRF-[LW or LN] | Outdoor Luminaires | Low Output | Parking Garage Luminaires | Standard | FALSE | [9 empty] | 41598 |  |  | NotYetVerified |  | 3 | 3976 | 79.35 | 50.1 | 8.65 | 0.99 | 3000 | 80
P00000D14 | Eaton (formerly Cooper Lighting) | Mcgraw-Edison | TT-A3-LED-[Voltages 120V-277V]-WQ-[All Mounting]-[All Colors] -7060-[Options include TR X DIM and ICP]-DIMRF[LW or LN]-CG | Outdoor Luminaires | Low Output | Parking Garage Luminaires | Standard | FALSE | [9 empty] | 41598 |  |  | NotYetVerified |  | 3 | 3788 | 74.72 | 50.7 | 8.65 | 0.99 | 3000 | 80
P00000D47 | Eaton (formerly Cooper Lighting) | Mcgraw-Edison | TT-A4-LED-[All Voltages]-WQ-[All Mounting]-[All Colors] -7060-[Options include TR X DIM and ICP]-CG | Outdoor Luminaires | Mid Output | Parking Garage Luminaires | Standard | FALSE | [9 empty] | 41598 |  |  | NotYetVerified |  | 3 | 6736 | 86.13 | 78.2 | 5.73 | 1 | 3000 | 80
P00000D40 | Eaton (formerly Cooper Lighting) | Mcgraw-Edison | TT-A4-LED-[All Voltages]-WQ-[All Mounting]-[All Colors] -7060-[Options include TR X DIM and ICP]-DOS-SG | Outdoor Luminaires | Mid Output | Parking Garage Luminaires | Standard | FALSE | [9 empty] | 41598 |  |  | NotYetVerified |  | 3 | 6585 | 84.21 | 78.2 | 5.73 | 1 | 3000 | 80
P00000D3Y | Eaton (formerly Cooper Lighting) | Mcgraw-Edison | TT-A4-LED-[Voltages 120V-277V]-MQ-[All Mounting]-[All Colors] -7060-[Options include TR X DIM and ICP]-CG-DIMRF-[LW or LN] | Outdoor Luminaires | Mid Output | Parking Garage Luminaires | Standard | FALSE | [9 empty] | 41598 |  |  | NotYetVerified |  | 3 | 6487 | 82.96 | 78.2 | 5.73 | 1 | 3000 | 80
P00000D3W | Eaton (formerly Cooper Lighting) | Mcgraw-Edison | TT-A4-LED-[All Voltages]-MQ-[All Mounting]-[All Colors] -7060-[Options include TR X DIM and ICP]-DOS | Outdoor Luminaires | Mid Output | Parking Garage Luminaires | Standard | FALSE | [9 empty] | 41598 |  |  | NotYetVerified |  | 3 | 6343 | 81.11 | 78.2 | 5.73 | 1 | 3000 | 80
P00000D3U | Eaton (formerly Cooper Lighting) | Mcgraw-Edison | TT-A4-LED-[All Voltages]-MQ-[All Mounting]-[All Colors] -8030-[Options include TR X DIM and ICP] | Outdoor Luminaires | Mid Output | Parking Garage Luminaires | Standard | FALSE | [9 empty] | 41598 |  |  | NotYetVerified |  | 3 | 6207 | 80.71 | 76.9 | 5.73 | 1 | 3000 | 80
P00000D3T | Eaton (formerly Cooper Lighting) | Mcgraw-Edison | TT-A4-LED-[Voltages 120V-277V]-MQ-[All Mounting]-[All Colors] -8030-[Options include TR X DIM and ICP]-CG | Outdoor Luminaires | Mid Output | Parking Garage Luminaires | Standard | FALSE | [9 empty] | 41598 |  |  | NotYetVerified |  | 3 | 6135 | 79.77 | 76.9 | 5.73 | 1 | 3000 | 80
P00000D3S | Eaton (formerly Cooper Lighting) | Mcgraw-Edison | TT-A4-LED-[Voltages 120V-277V]-MQ-[All Mounting]-[All Colors] -8030-[Options include TR X DIM and ICP]-CG-DOS | Outdoor Luminaires | Mid Output | Parking Garage Luminaires | Standard | FALSE | [9 empty] | 41598 |  |  | NotYetVerified |  | 3 | 6068 | 78.91 | 76.9 | 5.73 | 1 | 3000 | 80
P00000D3R | Eaton (formerly Cooper Lighting) | Mcgraw-Edison | TT-A4-LED-[Voltages 120V-277V]-MQ-[All Mounting]-[All Colors] -8030-[Options include TR X DIM and ICP]-DOS | Outdoor Luminaires | Mid Output | Parking Garage Luminaires | Standard | FALSE | [9 empty] | 41598 |  |  | NotYetVerified |  | 3 | 5998 | 77.99 | 76.9 | 5.73 | 1 | 3000 | 80
P00000D3Q | Eaton (formerly Cooper Lighting) | Mcgraw-Edison | TT-A4-LED-[Voltages 120V-277V]-WQ-[All Mounting]-[All Colors] -7060-[Options include TR X DIM and ICP] -DIMRF[LW or LN]-SG | Outdoor Luminaires | Mid Output | Parking Garage Luminaires | Standard | FALSE | [9 empty] | 41598 |  |  | NotYetVerified |  | 3 | 5992 | 76.62 | 78.2 | 5.73 | 1 | 3000 | 80
P00000D3O | Eaton (formerly Cooper Lighting) | Mcgraw-Edison | TT-A4-LED-[Voltages 120V-277V]-WQ-[All Mounting]-[All Colors] -7060-[Options include TR X DIM and ICP]-SG | Outdoor Luminaires | Mid Output | Parking Garage Luminaires | Standard | FALSE | [9 empty] | 41598 |  |  | NotYetVerified |  | 3 | 5979 | 76.45 | 78.2 | 5.73 | 1 | 3000 | 80
P00000D3N | Eaton (formerly Cooper Lighting) | Mcgraw-Edison | TT-A4-LED-[Voltages 120V-277V]-MQ-[All Mounting]-[All Colors] -7060-[Options include TR X DIM and ICP]-DIMRF-[LW or LN] | Outdoor Luminaires | Mid Output | Parking Garage Luminaires | Standard | FALSE | [9 empty] | 41598 |  |  | NotYetVerified |  | 3 | 5926 | 75.77 | 78.2 | 5.73 | 1 | 3000 | 80
P00000D3M | Eaton (formerly Cooper Lighting) | Mcgraw-Edison | TT-A4-LED-[Voltages 120V-277V]-WQ-[All Mounting]-[All Colors] -7060-[Options include TR X DIM and ICP]-DOS-CG | Outdoor Luminaires | Mid Output | Parking Garage Luminaires | Standard | FALSE | [9 empty] | 41598 |  |  | NotYetVerified |  | 3 | 5845 | 74.75 | 78.2 | 5.73 | 1 | 3000 | 80
P00000D3K | Eaton (formerly Cooper Lighting) | Mcgraw-Edison | TT-A4-LED-[Voltages 120V-277V]-MQ-[All Mounting]-[All Colors] -8030-[Options include TR X DIM and ICP]-CG-DIMRF-[LW or LN] | Outdoor Luminaires | Mid Output | Parking Garage Luminaires | Standard | FALSE | [9 empty] | 41598 |  |  | NotYetVerified |  | 3 | 5669 | 73.72 | 76.9 | 5.73 | 1 | 3000 | 80
P00000D3J | Eaton (formerly Cooper Lighting) | Mcgraw-Edison | TT-A4-LED-[Voltages 120V-277V]-MQ-[All Mounting]-[All Colors] -8030-[Options include TR X DIM and ICP]-DIMRF-[LW or LN] | Outdoor Luminaires | Mid Output | Parking Garage Luminaires | Standard | FALSE | [9 empty] | 41598 |  |  | NotYetVerified |  | 3 | 5603 | 72.87 | 76.9 | 5.73 | 1 | 3000 | 80
P00000D0Q | Eaton (formerly Cooper Lighting) | Mcgraw-Edison | TT-A1-LED-[Voltages 120V-277V except option HA which includes All Voltages]-MQ-[All Mounting]-[All Colors] -8030-[Options include HA TR X DIM and ICP] | Outdoor Luminaires | Low Output | Parking Garage Luminaires | Standard | FALSE | [9 empty] | 41598 |  |  | NotYetVerified |  | 3 | 3494 | 101.57 | 34.4 | 5.59 | 0.99 | 3000 | 80
P00000D0M | Eaton (formerly Cooper Lighting) | Mcgraw-Edison | TT-A1-LED-[Voltages 120V-277V except option HA which includes All Voltages]-MQ-[All Mounting]-[All Colors] -8030-[Options include HA TR X DIM and ICP]-DOS | Outdoor Luminaires | Low Output | Parking Garage Luminaires | Standard | FALSE | [9 empty] | 41598 |  |  | NotYetVerified |  | 3 | 3416 | 99.3 | 34.4 | 5.59 | 0.99 | 3000 | 80
P00000D0K | Eaton (formerly Cooper Lighting) | Mcgraw-Edison | TT-A1-LED-[Voltages 120V-277V except option HA which includes All Voltages]-WQ-[All Mounting]-[All Colors] -8030-[Options include HA TR X DIM and ICP] | Outdoor Luminaires | Low Output | Parking Garage Luminaires | Standard | FALSE | [9 empty] | 41598 |  |  | NotYetVerified |  | 3 | 3365 | 97.82 | 34.4 | 5.59 | 0.99 | 3000 | 80
P00000D0I | Eaton (formerly Cooper Lighting) | Mcgraw-Edison | TT-A1-LED-[Voltages 120V-277V except option HA which includes All Voltages]-WQ-[All Mounting]-[All Colors] -8030-[Options include HA TR X DIM and ICP]-DOS | Outdoor Luminaires | Low Output | Parking Garage Luminaires | Standard | FALSE | [9 empty] | 41598 |  |  | NotYetVerified |  | 3 | 3290 | 95.64 | 34.4 | 5.59 | 0.99 | 3000 | 80
P00000D0G | Eaton (formerly Cooper Lighting) | Mcgraw-Edison | TT-A1-LED-[Voltages 120V-277V except option HA which includes All Voltages]-WQ-[All Mounting]-[All Colors] -8030-[Options include HA TR X DIM and ICP]-CG | Outdoor Luminaires | Low Output | Parking Garage Luminaires | Standard | FALSE | [9 empty] | 41598 |  |  | NotYetVerified |  | 3 | 3219 | 93.58 | 34.4 | 5.59 | 0.99 | 3000 | 80
P00000D0D | Eaton (formerly Cooper Lighting) | Mcgraw-Edison | TT-A1-LED-[Voltages 120V-277V except option HA which includes All Voltages]-WQ-[All Mounting]-[All Colors] -8030-[Options include HA TR X DIM and ICP]-SG | Outdoor Luminaires | Low Output | Parking Garage Luminaires | Standard | FALSE | [9 empty] | 41598 |  |  | NotYetVerified |  | 3 | 3182 | 92.5 | 34.4 | 5.59 | 0.99 | 3000 | 80
P00000D08 | Eaton (formerly Cooper Lighting) | Mcgraw-Edison | TT-A1-LED-[Voltages 120V-277V except option HA which includes All Voltages]-WQ-[All Mounting]-[All Colors] -8030-[Options include HA TR X DIM and ICP]-DOS-CG | Outdoor Luminaires | Low Output | Parking Garage Luminaires | Standard | FALSE | [9 empty] | 41598 |  |  | NotYetVerified |  | 3 | 3147 | 91.48 | 34.4 | 5.59 | 0.99 | 3000 | 80
P00000D05 | Eaton (formerly Cooper Lighting) | Mcgraw-Edison | TT-A1-LED-[Voltages 120V-277V except option HA which includes All Voltages]-WQ-[All Mounting]-[All Colors] -8030-[Options include HA TR X DIM and ICP]-DOS-SG | Outdoor Luminaires | Low Output | Parking Garage Luminaires | Standard | FALSE | [9 empty] | 41598 |  |  | NotYetVerified |  | 3 | 3111 | 90.44 | 34.4 | 5.59 | 0.99 | 3000 | 80
P00000D04 | Eaton (formerly Cooper Lighting) | Mcgraw-Edison | TT-A1-LED-[Voltages 120V-277V except option HA which includes All Voltages]-MQ-[All Mounting]-[All Colors] -8030-[Options include HA TR X DIM and ICP]-DIMRF-[LW or LN] | Outdoor Luminaires | Low Output | Parking Garage Luminaires | Standard | FALSE | [9 empty] | 41598 |  |  | NotYetVerified |  | 3 | 3108 | 90.35 | 34.4 | 5.59 | 0.99 | 3000 | 80
P00000D03 | Eaton (formerly Cooper Lighting) | Mcgraw-Edison | TT-A1-LED-[Voltages 120V-277V except option HA which includes All Voltages]-MQ-[All Mounting]-[All Colors] -8030-[Options include HA TR X DIM and ICP]-CG | Outdoor Luminaires | Low Output | Parking Garage Luminaires | Standard | FALSE | [9 empty] | 41598 |  |  | NotYetVerified |  | 3 | 3101 | 90.15 | 34.4 | 5.59 | 0.99 | 3000 | 80
P00000D01 | Eaton (formerly Cooper Lighting) | Mcgraw-Edison | TT-A1-LED-[Voltages 120V-277V except option HA which includes All Voltages]-WQ-[All Mounting]-[All Colors] -8030-[Options include HA TR X DIM and ICP]-DIMRF[LW or LN] | Outdoor Luminaires | Low Output | Parking Garage Luminaires | Standard | FALSE | [9 empty] | 41598 |  |  | NotYetVerified |  | 3 | 3074 | 89.36 | 34.4 | 5.59 | 0.99 | 3000 | 80
P00000D00 | Eaton (formerly Cooper Lighting) | Mcgraw-Edison | TT-A1-LED-[Voltages 120V-277V except option HA which includes All Voltages]-MQ-[All Mounting]-[All Colors] -8030-[Options include HA TR X DIM and ICP]-CG-DOS | Outdoor Luminaires | Low Output | Parking Garage Luminaires | Standard | FALSE | [9 empty] | 41598 |  |  | NotYetVerified |  | 3 | 3032 | 88.14 | 34.4 | 5.59 | 0.99 | 3000 | 80
P00000CZX | Eaton (formerly Cooper Lighting) | Mcgraw-Edison | TT-A1-LED-[Voltages 120V-277V except option HA which includes All Voltages]-WQ-[All Mounting]-[All Colors] -8030-[Options include HA TR X DIM and ICP]-DIMRF[LW or LN]-CG | Outdoor Luminaires | Low Output | Parking Garage Luminaires | Standard | FALSE | [9 empty] | 41598 |  |  | NotYetVerified |  | 3 | 2940 | 85.47 | 34.4 | 5.59 | 0.99 | 3000 | 80
P00000CZV | Eaton (formerly Cooper Lighting) | Mcgraw-Edison | TT-A1-LED-[Voltages 120V-277V except option HA which includes All Voltages]-WQ-[All Mounting]-[All Colors] -8030-[Options include HA TR X DIM and ICP] -DIMRF [LW or LN]-SG | Outdoor Luminaires | Low Output | Parking Garage Luminaires | Standard | FALSE | [9 empty] | 41598 |  |  | NotYetVerified |  | 3 | 2906 | 84.48 | 34.4 | 5.59 | 0.99 | 3000 | 80
P00000CZT | Eaton (formerly Cooper Lighting) | Mcgraw-Edison | TT-A1-LED-[Voltages 120V-277V except option HA which includes All Voltages]-MQ-[All Mounting]-[All Colors] -8030-[Options include HA TR X DIM and ICP]-CG-DIMRF-[LW or LN] | Outdoor Luminaires | Low Output | Parking Garage Luminaires | Standard | FALSE | [9 empty] | 41598 |  |  | NotYetVerified |  | 3 | 2769 | 80.49 | 34.4 | 5.59 | 0.99 | 3000 | 80
P00000D57 | Eaton (formerly Cooper Lighting) | Mcgraw-Edison | TT-A5-LED-[Voltages 120V-277V]-WQ-[All Mounting]-[All Colors] -7060-[Options include TR X DIM and ICP]-CG | Outdoor Luminaires | Mid Output | Parking Garage Luminaires | Standard | FALSE | [9 empty] | 41598 |  |  | NotYetVerified |  | 3 | 8839 | 81.77 | 108.1 | 5.43 | 1 | 3000 | 80
P00000D55 | Eaton (formerly Cooper Lighting) | Mcgraw-Edison | TT-A5-LED-[Voltages 120V-277V]-WQ-[All Mounting]-[All Colors] -7060-[Options include TR X DIM and ICP]-DOS-SG | Outdoor Luminaires | Mid Output | Parking Garage Luminaires | Standard | FALSE | [9 empty] | 41598 |  |  | NotYetVerified |  | 3 | 8642 | 79.94 | 108.1 | 5.43 | 1 | 3000 | 80
P00000D54 | Eaton (formerly Cooper Lighting) | Mcgraw-Edison | TT-A5-LED-[Voltages 120V-277V]-MQ-[All Mounting]-[All Colors] -7060-[Options include TR X DIM and ICP]-CG-DIMRF-[LW or LN] | Outdoor Luminaires | Mid Output | Parking Garage Luminaires | Standard | FALSE | [9 empty] | 41598 |  |  | NotYetVerified |  | 3 | 8513 | 76.21 | 111.71 | 5.43 | 1 | 3000 | 80
P00000D4Z | Eaton (formerly Cooper Lighting) | Mcgraw-Edison | TT-A5-LED-[All Voltages]-MQ-[All Mounting]-[All Colors] -7060-[Options include TR X DIM and ICP]-DOS | Outdoor Luminaires | Mid Output | Parking Garage Luminaires | Standard | FALSE | [9 empty] | 41598 |  |  | NotYetVerified |  | 3 | 8323 | 74.51 | 111.71 | 5.43 | 1 | 3000 | 80
P00000D4U | Eaton (formerly Cooper Lighting) | Mcgraw-Edison | TT-A5-LED-[Voltages 120V-277V]-MQ-[All Mounting]-[All Colors] -8030-[Options include TR X DIM and ICP] | Outdoor Luminaires | Mid Output | Parking Garage Luminaires | Standard | FALSE | [9 empty] | 41598 |  |  | NotYetVerified |  | 3 | 8145 | 75.35 | 108.1 | 5.43 | 1 | 3000 | 80
P00000D4Q | Eaton (formerly Cooper Lighting) | Mcgraw-Edison | TT-A5-LED-[Voltages 120V-277V]-MQ-[All Mounting]-[All Colors] -8030-[Options include TR X DIM and ICP]-DOS | Outdoor Luminaires | Mid Output | Parking Garage Luminaires | Standard | FALSE | [9 empty] | 41598 |  |  | NotYetVerified |  | 3 | 7871 | 72.81 | 108.1 | 5.43 | 1 | 3000 | 80
P00001EEV | DuraGuard | Duraguard | VNQTC1X71U45K | Outdoor Luminaires | Mid Output | Parking Garage Luminaires | Standard | TRUE | 6715 | 92.76 | 72.39 | 10.99 | 0.94 | 4766 | 77.6 | 5 | 50000 | 41597 |  |  | NotYetVerified |  | 3 | 5689 | 80 | 71 |  |  | 4500 | 75
P00000WS5 | Infinilux Corporation | Infinilux CFSG Series | CFSGXX64-02 (4000K) | Outdoor Luminaires | Mid Output | Parking Garage Luminaires | Standard | TRUE | 7393.42 | 105 | 70.68 | 10 | 0.92 | 4132 | 77 | 5 | 190000 | 41597 |  |  | NotYetVerified |  | 3 | 7393 | 104 | 71 |  |  | 4000
P00000WS7 | Infinilux Corporation | Infinilux CFSG Series | CFSGXX20-02 (4000K) | Outdoor Luminaires | Low Output | Parking Garage Luminaires | Standard | TRUE | 2318.82 | 101 | 22.95 | 13 | 0.91 | 4119 | 77 | 5 | 190000 | 41597 |  |  | NotYetVerified |  | 3 | 2369 | 103 | 23 |  |  | 4000
P00000WS6 | Infinilux Corporation | Infinilux CFSG Series | CFSGXX64-02 (5000K) | Outdoor Luminaires | Mid Output | Parking Garage Luminaires | Standard | FALSE | [9 empty] | 41597 |  |  | NotYetVerified |  | 3 | 8266 | 115 | 72 |  |  | 5000
P00000WS8 | Infinilux Corporation | Infinilux CFSG Series | CFSGXX20-02 (5000K) | Outdoor Luminaires | Low Output | Parking Garage Luminaires | Standard | FALSE | [9 empty] | 41597 |  |  | NotYetVerified |  | 3 | 2605 | 118 | 22 |  |  | 5000
P00000CZR | Eaton (formerly Cooper Lighting) | Mcgraw-Edison | TT-A3-LED-347-WQ-SG-8030 | Outdoor Luminaires | Low Output | Parking Garage Luminaires | Standard | TRUE | 4215.21 | 77.73 | 54.23 | 19.8 | 0.976 | 2977 | 81.4 | 5 | 60000 | 41589 |  |  | NotYetVerified |  | 3
P00000CZS | Eaton (formerly Cooper Lighting) | Mcgraw-Edison | TT-A2-WQ-SG-DOS-7060 | Outdoor Luminaires | Low Output | Parking Garage Luminaires | Standard | TRUE | 3669 | 80.06 | 45.83 | 12.6 | 0.948 | 5542 | 73 | 5 | 60000 | 41589 |  |  | NotYetVerified |  | 3
P00000CZQ | Eaton (formerly Cooper Lighting) | Mcgraw-Edison | TT-A1-WQ-SG-DOS-8030 | Outdoor Luminaires | Low Output | Parking Garage Luminaires | Standard | TRUE | 2501 | 72.82 | 34.35 | 24.71 | 0.914 | 2960 | 79.6 | 5 | 60000 | 41589 |  |  | NotYetVerified |  | 3
P00000OH7 | Cree Inc. | Cree 304 Series | PKG-304-5M-xx-06-E-Ux-xx-700-xxxx | Outdoor Luminaires | High Output | Parking Garage Luminaires | Standard | TRUE | 12508 | 94.4 | 132.5 | 9.7 | 0.96 | 5787 | 70 | 10 | 50000 | 41586 |  |  | NotYetVerified | XCP*506E-*D_ | 3 | 12072 | 89.4 | 135 |  | 0.9 | 5700 | 70
P000016X1 | QSSI | QSSI | VNQTC1X71U45K | Outdoor Luminaires | Mid Output | Parking Garage Luminaires | Standard | TRUE | 6715 | 92.76 | 72.39 | 10.99 | 0.94 | 4766 | 77.6 | 5 | 50000 | 41586 |  |  | NotYetVerified |  | 3 | 5689 | 80 | 71 |  |  | 4500 | 75
P000002QK | Acuity Brands Lighting | Holophane | PLED2 12L 4K L1 | Outdoor Luminaires | Mid Output | Parking Garage Luminaires | Standard | TRUE | 9364 | 76.02 | 123.18 | 14 | 0.94 | 3856 | 75 | 5 | 60000 | 41586 |  |  | NotYetVerified |  | 3 | 9412 | 73 | 129 |  |  | 4000 | 70
P000002QL | Acuity Brands Lighting | Holophane | PLED2 15L 4K L1 | Outdoor Luminaires | High Output | Parking Garage Luminaires | Standard | TRUE | 11540 | 73.65 | 156.69 | 14 | 0.94 | 3847 | 75 | 5 | 60000 | 41586 |  |  | NotYetVerified |  | 3 | 11643 | 71 | 165 |  |  | 4000 | 70
P00000OH0 | Cree Inc. | Cree 304 Series | PKG-304-5M-xx-04-E-Ux-xx-700-40K-xxxx | Outdoor Luminaires | Mid Output | Parking Garage Luminaires | Standard | TRUE | 8467 | 94.5 | 89.6 | 11.5 | 0.931 | 4010 | 72 | 10 | 50000 | 41586 |  |  | NotYetVerified | XCP*504E-*D7_ | 3 | 7811 | 83.1 | 94 |  | 0.9 | 4000 | 70
P00000OGZ | Cree Inc. | Cree 304 Series | PKG-304-5M-xx-04-E-Ux-xx-525-40K-xxxx | Outdoor Luminaires | Mid Output | Parking Garage Luminaires | Standard | TRUE | 6330 | 100 | 63.3 | 12.5 | 0.883 | 4024 | 72 | 10 | 50000 | 41586 |  |  | NotYetVerified | XCP*504E-*C7_ | 3 | 6433 | 90.6 | 71 |  | 0.9 | 4000 | 70
P00000OHE | Cree Inc. | Cree 304 Series | PKG-304-5M-xx-06-E-Ux-xx-525-xxxx | Outdoor Luminaires | Mid Output | Parking Garage Luminaires | Standard | FALSE | [9 empty] | 41586 |  |  | NotYetVerified | XCP*506E-*C_ | 3 | 9942 | 98.4 | 101 |  | 0.9 | 5700 | 70
P00000OH9 | Cree Inc. | Cree 304 Series | PKG-304-5S-xx-04-E-Ux-xx-700-xxxx | Outdoor Luminaires | Mid Output | Parking Garage Luminaires | Standard | FALSE | [9 empty] | 41586 |  |  | NotYetVerified | XCP*R04E-*D_ | 3 | 9013 | 95.9 | 94 |  | 0.9 | 5700 | 70
P00000OHD | Cree Inc. | Cree 304 Series | PKG-304-5M-xx-04-E-Ux-xx-700-xxxx | Outdoor Luminaires | Mid Output | Parking Garage Luminaires | Standard | FALSE | [9 empty] | 41586 |  |  | NotYetVerified | XCP*504E-*D_ | 3 | 8111 | 86.3 | 94 |  | 0.9 | 5700 | 70
P00000OH8 | Cree Inc. | Cree 304 Series | PKG-304-5S-xx-04-E-Ux-xx-525-xxxx | Outdoor Luminaires | Mid Output | Parking Garage Luminaires | Standard | FALSE | [9 empty] | 41586 |  |  | NotYetVerified | XCP*R04E-*C_ | 3 | 7422 | 104.5 | 71 |  | 0.9 | 5700 | 70
P00000OHC | Cree Inc. | Cree 304 Series | PKG-304-5M-xx-04-E-Ux-xx-525-xxxx | Outdoor Luminaires | Mid Output | Parking Garage Luminaires | Standard | FALSE | [9 empty] | 41586 |  |  | NotYetVerified | XCP*504E-*C_ | 3 | 6680 | 94.1 | 71 |  | 0.9 | 5700 | 70
P00000OHB | Cree Inc. | Cree 304 Series | PKG-304-5S-xx-06-E-Ux-xx-700-xxxx | Outdoor Luminaires | High Output | Parking Garage Luminaires | Standard | FALSE | [9 empty] | 41586 |  |  | NotYetVerified | XCP*R06E-*D_ | 3 | 13413 | 99.4 | 135 |  | 0.9 | 5700 | 70
P00000OHA | Cree Inc. | Cree 304 Series | PKG-304-5S-xx-06-E-Ux-xx-525-xxxx | Outdoor Luminaires | High Output | Parking Garage Luminaires | Standard | FALSE | [9 empty] | 41586 |  |  | NotYetVerified | XCP*R06E-*C_ | 3 | 11046 | 109.4 | 101 |  | 0.9 | 5700 | 70
P00000OH5 | Cree Inc. | Cree 304 Series | PKG-304-5M-xx-06-E-Ux-xx-525-40K-xxxx | Outdoor Luminaires | Mid Output | Parking Garage Luminaires | Standard | FALSE | [9 empty] | 41586 |  |  | NotYetVerified | XCP*506E-*C7_ | 3 | 9574 | 94.8 | 101 |  | 0.9 | 4000 | 70
P00000OH2 | Cree Inc. | Cree 304 Series | PKG-304-5S-xx-04-E-Ux-xx-700-40K-xxxx | Outdoor Luminaires | Mid Output | Parking Garage Luminaires | Standard | FALSE | [9 empty] | 41586 |  |  | NotYetVerified | XCP*R04E-*D7_ | 3 | 8679 | 92.3 | 94 |  | 0.9 | 4000 | 70
P00000OH1 | Cree Inc. | Cree 304 Series | PKG-304-5S-xx-04-E-Ux-xx-525-40K-xxxx | Outdoor Luminaires | Mid Output | Parking Garage Luminaires | Standard | FALSE | [9 empty] | 41586 |  |  | NotYetVerified | XCP*R04E-*C7_ | 3 | 7147 | 100.7 | 71 |  | 0.9 | 4000 | 70
P00000OH4 | Cree Inc. | Cree 304 Series | PKG-304-5S-xx-06-E-Ux-xx-700-40K-xxxx | Outdoor Luminaires | High Output | Parking Garage Luminaires | Standard | FALSE | [9 empty] | 41586 |  |  | NotYetVerified | XCP*R06E-*D7_ | 3 | 12917 | 95.7 | 135 |  | 0.9 | 4000 | 70
P00000OH6 | Cree Inc. | Cree 304 Series | PKG-304-5M-xx-06-E-Ux-xx-700-40K-xxxx | Outdoor Luminaires | High Output | Parking Garage Luminaires | Standard | FALSE | [9 empty] | 41586 |  |  | NotYetVerified | XCP*506E-*D7_ | 3 | 11625 | 86.1 | 135 |  | 0.9 | 4000 | 70
P00000OH3 | Cree Inc. | Cree 304 Series | PKG-304-5S-xx-06-E-Ux-xx-525-40K-xxxx | Outdoor Luminaires | High Output | Parking Garage Luminaires | Standard | FALSE | [9 empty] | 41586 |  |  | NotYetVerified | XCP*R06E-*C7_ | 3 | 10637 | 105.3 | 101 |  | 0.9 | 4000 | 70
P000002QP | Acuity Brands Lighting | Holophane | PLED2 12L 5K L1 | Outdoor Luminaires | Mid Output | Parking Garage Luminaires | Standard | FALSE | [9 empty] | 41586 | Not Yet Verified | Not Yet Verified | NotYetVerified |  | 3 | 9849 | 76 | 129 |  |  | 5000 | 70
P000002QT | Acuity Brands Lighting | Holophane | PLED2 18L 5K L5H | Outdoor Luminaires | High Output | Parking Garage Luminaires | Standard | FALSE | [9 empty] | 41586 | Not Yet Verified | Not Yet Verified | NotYetVerified |  | 3 | 15278 | 78 | 195 |  |  | 5000 | 70
P000002QS | Acuity Brands Lighting | Holophane | PLED2 15L 5K L5H | Outdoor Luminaires | High Output | Parking Garage Luminaires | Standard | FALSE | [9 empty] | 41586 | Not Yet Verified | Not Yet Verified | NotYetVerified |  | 3 | 12809 | 78 | 165 |  |  | 5000 | 70
P000002QR | Acuity Brands Lighting | Holophane | PLED2 15L 5K L1 | Outdoor Luminaires | High Output | Parking Garage Luminaires | Standard | FALSE | [9 empty] | 41586 | Not Yet Verified | Not Yet Verified | NotYetVerified |  | 3 | 12183 | 74 | 165 |  |  | 5000 | 70
P000002QQ | Acuity Brands Lighting | Holophane | PLED2 12L 5K L5H | Outdoor Luminaires | High Output | Parking Garage Luminaires | Standard | FALSE | [9 empty] | 41586 | Not Yet Verified | Not Yet Verified | NotYetVerified |  | 3 | 10003 | 78 | 129 |  |  | 5000 | 70
P000002QM | Acuity Brands Lighting | Holophane | PLED2 12L 4K L5H | Outdoor Luminaires | Mid Output | Parking Garage Luminaires | Standard | FALSE | [9 empty] | 41586 | Not Yet Verified | Not Yet Verified | NotYetVerified |  | 3 | 9559 | 74 | 129 |  |  | 4000 | 70
P000002QO | Acuity Brands Lighting | Holophane | PLED2 18L 4K L5H | Outdoor Luminaires | High Output | Parking Garage Luminaires | Standard | FALSE | [9 empty] | 41586 | Not Yet Verified | Not Yet Verified | NotYetVerified |  | 3 | 14600 | 75 | 195 |  |  | 4000 | 70
P000002QN | Acuity Brands Lighting | Holophane | PLED2 15L 4K L5H | Outdoor Luminaires | High Output | Parking Garage Luminaires | Standard | FALSE | [9 empty] | 41586 | Not Yet Verified | Not Yet Verified | NotYetVerified |  | 3 | 12240 | 74 | 165 |  |  | 4000 | 70
P00001GP8 | EnvirOasis LLC | Envirotech Lighting | ENV-LED-GLC-120 | Outdoor Luminaires | Mid Output | Parking Garage Luminaires | Standard | TRUE | 9024 | 76.78 | 117.5 | 12.2 | 0.945 | 5408 | 74 | 5 | 50000 | 41585 |  |  | NotYetVerified |  | 3 | 9024 | 84 | 120 |  | 0.9 | 5000 | 73
P00001GP7 | EnvirOasis LLC | Envirotech Lighting | ENV-LED-GLC-060 | Outdoor Luminaires | Low Output | Parking Garage Luminaires | Standard | TRUE | 4695 | 74.79 | 62.76 | 10.7 | 0.925 | 5297 | 74 | 5 |  | 41585 |  |  | NotYetVerified |  | 3 | 4695 | 77 | 62.76 |  | 0.9 | 5000 | 73
P00001GPA | EnvirOasis LLC | Envirotech Lighting | ENV-LED-GLS-060 | Outdoor Luminaires | Mid Output | Parking Garage Luminaires | Standard | TRUE | 5356 | 86.59 | 61.85 | 10.2 | 0.922 | 4929 | 74 | 5 |  | 41585 |  |  | NotYetVerified |  | 3 | 5356 | 86 | 61.85 |  | 0.9 | 5000 | 73
P00001GP9 | EnvirOasis LLC | Envirotech Lighting | ENV-LED-GLS-040 | Outdoor Luminaires | Low Output | Parking Garage Luminaires | Standard | TRUE | 3333 | 78.54 | 42.54 | 18.5 | 0.894 | 4816 | 73 | 5 |  | 41585 |  |  | NotYetVerified |  | 3 | 3333 | 78 | 42.54 |  | 0.9 | 5000 | 73
P00001GP6 | EnvirOasis LLC | Envirotech Lighting | ENV-LED-GLC-040 | Outdoor Luminaires | Low Output | Parking Garage Luminaires | Standard | TRUE | 3138 | 77.27 | 40.61 | 17.5 | 0.89 | 4915 | 73 | 5 |  | 41585 |  |  | NotYetVerified |  | 3 | 3138 | 77 | 40.61 |  | 0.9 | 5000 | 73
P00001GFA | Raffino | Raffino | LG24-2500L-50K-NCH-N-N (120V ONLY) | Outdoor Luminaires | Low Output | Parking Garage Luminaires | Standard | FALSE | [9 empty] | 41583 |  |  | NotYetVerified |  | 3 | 2500 | 83 | 30 |  |  | 5000 | 70
P000005B2 | Barron Lighting Group | Barron Lighting Group | TLED-TC-36-VS-G-XX | Outdoor Luminaires | Low Output | Parking Garage Luminaires | Standard | TRUE | 4119 | 100.88 | 40.83 | 10.8 | 0.9598 | 4697 | 73 | 5 | 100000 | 41578 |  |  | NotYetVerified | Qualified with dimming and non-dimming driver options | 3 | 4115 | 100 | 41 |  | 0.9 | 4700 | 70
P000005B3 | Barron Lighting Group | Barron Lighting Group | TLED-TC-48-VS-G-XX | Outdoor Luminaires | Mid Output | Parking Garage Luminaires | Standard | TRUE | 5712 | 103.82 | 55.02 | 14.1 | 0.9111 | 4648 | 73 | 5 | 100000 | 41578 |  |  | NotYetVerified | Qualified with dimming and non-dimming driver options | 3 | 5593 | 102 | 55 |  | 0.9 | 4700 | 70
P000005B1 | Barron Lighting Group | Barron Lighting Group | TLED-TC-24-VS-G-XX | Outdoor Luminaires | Low Output | Parking Garage Luminaires | Standard | TRUE | 2817 | 101.37 | 27.79 | 13.7 | 0.9089 | 4599 | 73 | 5 | 100000 | 41578 |  |  | NotYetVerified | Qualified with dimming and non-dimming driver options | 3 | 2870 | 103 | 28 |  | 0.9 | 4700 | 70
P000005B0 | Barron Lighting Group | Barron Lighting Group | TLED-TC-18-VS-G-XX | Outdoor Luminaires | Low Output | Parking Garage Luminaires | Standard | TRUE | 1907.13 | 92 | 20.83 | 14 | 0.89 | 4718 | 74 | 5 | 100000 | 41578 |  |  | NotYetVerified |  | 3 | 1964 | 100 | 21 |  | 0.9 | 4700 | 70
P000005B5 | Barron Lighting Group | Barron Lighting Group | TLED-C-18-VS-G-XX | Outdoor Luminaires | Low Output | Parking Garage Luminaires | Standard | TRUE | 1907.13 | 92 | 20.83 | 14 | 0.89 | 4718 | 74 | 5 | 100000 | 41578 |  |  | NotYetVerified |  | 3 | 1907 | 100 | 21 |  | 0.9 | 4700 | 70
P00001GMR | Lumax Lighting | Lumax Lighting | VWLED50L4K48-9FAR | Outdoor Luminaires | Mid Output | Parking Garage Luminaires | Standard | TRUE | 5014 | 98.09 | 51.115 | 18.03 | 0.9368 | 4082 | 82.77 | 5 | 50000 | 41577 |  |  | NotYetVerified |  | 3 | 5000 | 98 | 51 |  | 0.9 | 4000 | 82
P00001GMQ | Lumax Lighting | Lumax Lighting | VWLED76L4K48-9FAR-PGR | Outdoor Luminaires | Mid Output | Parking Garage Luminaires | Standard | TRUE | 7648 | 91.36 | 83.717 | 19.26 | 0.9167 | 4118 | 82.82 | 5 | 50000 | 41577 |  |  | NotYetVerified |  | 3 | 7600 | 90 | 84 |  | 0.9 | 4000 | 82
P00001GMN | Lumax Lighting | Lumax Lighting | VWLED70L4K48-9FAR-PGR | Outdoor Luminaires | Mid Output | Parking Garage Luminaires | Standard | TRUE | 6924 | 86.96 | 79.24 | 18.29 | 0.9091 | 4029 | 84 | 5 |  | 41577 |  |  | NotYetVerified |  | 3 | 6924 | 87 | 79.6 |  |  | 4000
P00000VCW | Hubbell Lighting | Hubbell Outdoor Lighting | SCP-18LU-4K-4 | Outdoor Luminaires | Low Output | Parking Garage Luminaires | Standard | TRUE | 4083 | 75.1 | 54.4 | 17.1 | 0.913 | 4010 | 74 | 5 |  | 41571 |  |  | NotYetVerified |  | 3 | 3991 | 72.6 | 55 |  | 0.9 | 4200 | 70
P00000VD1 | Hubbell Lighting | Hubbell Outdoor Lighting | SCP-18LU-5K-5R | Outdoor Luminaires | Low Output | Parking Garage Luminaires | Standard | FALSE | [9 empty] | 41571 |  |  | NotYetVerified |  | 3 | 4840 | 88 | 55 |  | 0.9 | 5100 | 67
P00000VD0 | Hubbell Lighting | Hubbell Outdoor Lighting | SCP-18LU-5K-5M | Outdoor Luminaires | Low Output | Parking Garage Luminaires | Standard | FALSE | [9 empty] | 41571 |  |  | NotYetVerified |  | 3 | 4577 | 83.2 | 55 |  | 0.9 | 5100 | 67
P00000VCZ | Hubbell Lighting | Hubbell Outdoor Lighting | SCP-18LU-5K-4 | Outdoor Luminaires | Low Output | Parking Garage Luminaires | Standard | FALSE | [9 empty] | 41571 |  |  | NotYetVerified |  | 3 | 4473 | 81.3 | 55 |  | 0.9 | 5100 | 67
P00000VCY | Hubbell Lighting | Hubbell Outdoor Lighting | SCP-18LU-4K-5R | Outdoor Luminaires | Low Output | Parking Garage Luminaires | Standard | FALSE | [9 empty] | 41571 |  |  | NotYetVerified |  | 3 | 4389 | 79.8 | 55 |  | 0.9 | 4200 | 70
P00000VCX | Hubbell Lighting | Hubbell Outdoor Lighting | SCP-18LU-4K-5M | Outdoor Luminaires | Low Output | Parking Garage Luminaires | Standard | FALSE | [9 empty] | 41571 |  |  | NotYetVerified |  | 3 | 4183 | 76 | 55 |  | 0.9 | 4200 | 70
P000016QI | Precision Paragon [P2] | precision Paragon [P2] | VPL-1X4-HL-F-UL-40K | Outdoor Luminaires | Mid Output | Parking Garage Luminaires | Standard | TRUE | 8321.64 | 91.97 | 90.48 | 12 | 0.93 | 3893 | 84 | 5 | 51000 | 41569 |  |  | NotYetVerified |  | 3 | 9351 | 97 | 96 |  | 0.9 | 4000 | 80
P000016QN | Precision Paragon [P2] | precision Paragon [P2] | VPL-1x4-HL-BL-UL-50K | Outdoor Luminaires | Mid Output | Parking Garage Luminaires | Standard | FALSE | [9 empty] | 41569 |  |  | NotYetVerified |  | 3 | 9351 | 97 | 96 |  | 0.9 | 5000 | 80
P000016QM | Precision Paragon [P2] | precision Paragon [P2] | VPL-1x4-HL-DM-UL-50K | Outdoor Luminaires | Mid Output | Parking Garage Luminaires | Standard | FALSE | [9 empty] | 41569 |  |  | NotYetVerified |  | 3 | 9351 | 97 | 96 |  | 0.9 | 5000 | 80
P000016QL | Precision Paragon [P2] | precision Paragon [P2] | VPL-1x4-HL-F-UL-50K | Outdoor Luminaires | Mid Output | Parking Garage Luminaires | Standard | FALSE | [9 empty] | 41569 |  |  | NotYetVerified |  | 3 | 9351 | 97 | 96 |  | 0.9 | 5000 | 80
P000016QK | Precision Paragon [P2] | precision Paragon [P2] | VPL-1x4-HL-BL-UL-40K | Outdoor Luminaires | Mid Output | Parking Garage Luminaires | Standard | FALSE | [9 empty] | 41569 |  |  | NotYetVerified |  | 3 | 9351 | 97 | 96 |  | 0.9 | 4000 | 80
P000016QJ | Precision Paragon [P2] | precision Paragon [P2] | VPL-1x4-HL-DM-UL-40K | Outdoor Luminaires | Mid Output | Parking Garage Luminaires | Standard | FALSE | [9 empty] | 41569 |  |  | NotYetVerified |  | 3 | 9351 | 97 | 96 |  | 0.9 | 4000 | 80
P00000WS2 | Infinilux Corporation | Infinilux CTSG Series | CTSGXX48-01 (5000K) | Outdoor Luminaires | Mid Output | Parking Garage Luminaires | Standard | FALSE | [9 empty] | 41568 |  |  | NotYetVerified |  | 3 | 5712 | 104 | 55
P00000WS1 | Infinilux Corporation | Infinilux CTSG Series | CTSGXX36-01 (5000K) | Outdoor Luminaires | Low Output | Parking Garage Luminaires | Standard | FALSE | [9 empty] | 41568 |  |  | NotYetVerified |  | 3 | 4119 | 101 | 41
P00000WS0 | Infinilux Corporation | Infinilux CTSG Series | CTSGXX24-01 (5000K) | Outdoor Luminaires | Low Output | Parking Garage Luminaires | Standard | FALSE | [9 empty] | 41568 |  |  | NotYetVerified |  | 3 | 2817 | 101 | 28
P00000WRZ | Infinilux Corporation | Infinilux CTSG Series | CTSGXX18-01 (5000K) | Outdoor Luminaires | Low Output | Parking Garage Luminaires | Standard | FALSE | [9 empty] | 41568 |  |  | NotYetVerified |  | 3 | 1907 | 92 | 20
P00001830 | Relume Technologies | Relume Technologies | PV50HB-D5-DA-NW-UL1-XX-*-*-* | Outdoor Luminaires | Mid Output | Parking Garage Luminaires | Standard | TRUE | 5460 | 87.2 | 62.59 | 7.73 | 0.985 | 3831 | 72.1 | 5 |  | 41564 |  |  | No |  | 3 | 5594 | 89.6 | 62.44 | 6 | 0.997 | 3831 | 72.1
PBEY47AW | Relume Technologies | Relume Technologies | PV50HB-D5-DA-CW-UL1-OC-*-*-* | Outdoor Luminaires | Mid Output | Parking Garage Luminaires | Standard | FALSE | [9 empty] | 41564 |  |  | Yes |  | 3 | 5708 | 91.3 | 62.52 | 6.14 | 0.997 | 5733 | 76
PT6H615W | Relume Technologies | Relume Technologies | PV50HB-D5-DA-CW-UL1-PC-*-*-* | Outdoor Luminaires | Mid Output | Parking Garage Luminaires | Standard | FALSE | [9 empty] | 41564 |  |  | Yes |  | 3 | 5708 | 91.3 | 62.52 | 6.14 | 0.997 | 5733 | 76
P9GVPGMH | Relume Technologies | Relume Technologies | PV50HB-D5-DA-CW-UL1-BB-*-*-* | Outdoor Luminaires | Mid Output | Parking Garage Luminaires | Standard | FALSE | [9 empty] | 41564 |  |  | No |  | 3 | 5708 | 91.3 | 62.52 | 6.14 | 0.997 | 5733 | 76
P3DJ7ZMA | Relume Technologies | Relume Technologies | PV50HB-D5-DA-CW-UL1-XX-*-*-* | Outdoor Luminaires | Mid Output | Parking Garage Luminaires | Standard | FALSE | [9 empty] | 41564 |  |  | No |  | 3 | 5708 | 91.3 | 62.52 | 6.14 | 0.997 | 5733 | 76
PHYT5DDB | Relume Technologies | Relume Technologies | PV50HB-D5-DA-CW-UL1-DM-*-*-* | Outdoor Luminaires | Mid Output | Parking Garage Luminaires | Standard | FALSE | [9 empty] | 41564 |  |  | No |  | 3 | 5708 | 91.3 | 62.52 | 6.14 | 0.997 | 5733 | 76
PAPAMUFH | Relume Technologies | Relume Technologies | PV50HB-D5-DA-NW-UL1-OC-*-*-* | Outdoor Luminaires | Mid Output | Parking Garage Luminaires | Standard | FALSE | [9 empty] | 41564 |  |  | Yes |  | 3 | 5594 | 89.6 | 62.44 | 6 | 0.997 | 3831 | 72.1
P00001831 | Relume Technologies | Relume Technologies | PV50HB-D5-DA-NW-UL1-PC-*-*-* | Outdoor Luminaires | Mid Output | Parking Garage Luminaires | Standard | FALSE | [9 empty] | 41564 |  |  | Yes |  | 3 | 5594 | 89.6 | 62.44 | 6 | 0.997 | 3831 | 72.1
PQXFEVB6 | Relume Technologies | Relume Technologies | PV50HB-D5-DA-NW-UL1-BB-*-*-* | Outdoor Luminaires | Mid Output | Parking Garage Luminaires | Standard | FALSE | [9 empty] | 41564 |  |  | No |  | 3 | 5594 | 89.6 | 62.44 | 6 | 0.997 | 3831 | 72.1
P26N897M | Relume Technologies | Relume Technologies | PV50HB-D5-DA-NW-UL1-DM-*-*-* | Outdoor Luminaires | Mid Output | Parking Garage Luminaires | Standard | FALSE | [9 empty] | 41564 |  |  | No |  | 3 | 5594 | 89.6 | 62.44 | 6 | 0.997 | 3831 | 72.1
P00001GF9 | Raffino | Raffino | LG24-2500L-40K-NHC-N-N | Outdoor Luminaires | Low Output | Parking Garage Luminaires | Standard | TRUE | 2398 | 86.9 | 27.6 | 4.59 | 0.99 | 3950 | 78 | 5 | 50000 | 41562 |  |  | NotYetVerified |  | 3 | 2500 | 83 | 30 |  |  | 4000 | 70
P00001GFB | Raffino | Raffino | LG48-5250L-40K-NHC-N-N | Outdoor Luminaires | Mid Output | Parking Garage Luminaires | Standard | TRUE | 5091 | 86.4 | 58.9 | 4.81 | 0.99 | 3970 | 78 | 5 | 50000 | 41562 |  |  | NotYetVerified |  | 3 | 5250 | 83 | 60 |  |  | 4000 | 70
P00000UM2 | Howard Lighting | Howard Lighting | VSL4F19203140U_G | Outdoor Luminaires | Low Output | Parking Garage Luminaires | Standard | TRUE | 3878 | 104.5 | 37.1 | 14.9 | 0.927 | 4027 | 84.4 | 5 | 50000 | 41558 |  |  | NotYetVerified |  | 3 |  |  | 30 |  |  | 4000
P00000UM5 | Howard Lighting | Howard Lighting | VSL4D19206640U_G | Outdoor Luminaires | Mid Output | Parking Garage Luminaires | Standard | FALSE | [9 empty] | 41558 |  |  | NotYetVerified |  | 3 | 7756 | 104 | 66 |  |  | 4000 | 84
P00000UM4 | Howard Lighting | Howard Lighting | VSL4F19206640U_G | Outdoor Luminaires | Mid Output | Parking Garage Luminaires | Standard | FALSE | [9 empty] | 41558 |  |  | NotYetVerified |  | 3 | 7756 | 104 | 66 |  |  | 4000 | 84
P00000UM3 | Howard Lighting | Howard Lighting | VSL4D19203140U_G | Outdoor Luminaires | Low Output | Parking Garage Luminaires | Standard | FALSE | [9 empty] | 41558 |  |  | NotYetVerified |  | 3 | 3878 | 104 | 30 |  |  | 4000 | 84
P00000SJC | GE Lighting Solutions | Evolve | EGMS[0 1 2 3 4]W6N57**** | Outdoor Luminaires | Low Output | Parking Garage Luminaires | Standard | TRUE | 4483 | 74.6 | 60.1 | 8.6 | 0.93 | 5689 | 80 | 5 | 50000 | 41550 |  |  | NotYetVerified |  | 3 | 4500 |  | 60 |  | 0.9 | 5700 | 70
P00001FWY | DayLight Technology USA | Daylight Technology USA | DL-P-300W | Outdoor Luminaires | High Output | Parking Garage Luminaires | Standard | TRUE | 28248 | 94.25 | 299.7 | 4.55 | 0.998 | 5482 | 70.9 | 5 |  | 41547 |  |  | NotYetVerified | 120V only | 3 | 28957 | 96.98 | 299.7 |  | 0.998 | 5482 | 71
P00001FYK | DayLight Technology USA | Daylight Technology USA | DL-30W-C | Outdoor Luminaires | Low Output | Parking Garage Luminaires | Standard | TRUE | 3253 | 103.2 | 31.52 | 10.88 | 0.986 | 5423 | 69.2 | 5 |  | 41547 |  |  | NotYetVerified |  | 3
P00001FWX | DayLight Technology USA | Daylight Technology USA | DL-P-30W | Outdoor Luminaires | Low Output | Parking Garage Luminaires | Standard | TRUE | 3253 | 103.2 | 31.52 | 7.82 | 0.986 | 5423 | 69.2 | 5 |  | 41547 |  |  | NotYetVerified | 120V only | 3 | 3313 | 105.4 | 31.44 |  | 0.986 | 5423 | 69
P00001FYJ | DayLight Technology USA | Daylight Technology USA | DL-300W-C | Outdoor Luminaires | High Output | Parking Garage Luminaires | Standard | TRUE | 28957 | 96.98 | 298.6 | 9.18 | 0.965 | 5482 | 70.9 | 5 |  | 41547 |  |  | NotYetVerified |  | 3
P00001FZA | DayLight Technology USA | Daylight Technology USA | DL-290w-C | Outdoor Luminaires | High Output | Parking Garage Luminaires | Standard | FALSE | [9 empty] | 41547 |  |  | NotYetVerified |  | 3 | 28242.23 | 97.34 | 290.14 | 4.7 | 0.99744 | 5479.81 | 70.92
P00001FXO | DayLight Technology USA | Daylight Technology USA | DL-P-290W | Outdoor Luminaires | High Output | Parking Garage Luminaires | Standard | FALSE | [9 empty] | 41547 |  |  | NotYetVerified |  | 3 | 28242 | 97.34 | 290.14 |  | 0.997 | 5479.8 | 70.9
P00001FZ9 | DayLight Technology USA | Daylight Technology USA | DL-280w-C | Outdoor Luminaires | High Output | Parking Garage Luminaires | Standard | FALSE | [9 empty] | 41547 |  |  | NotYetVerified |  | 3 | 27360.55 | 97.65 | 280.19 | 4.82 | 0.997 | 5477.63 | 70.85
P00001FXN | DayLight Technology USA | Daylight Technology USA | DL-P-280W | Outdoor Luminaires | High Output | Parking Garage Luminaires | Standard | FALSE | [9 empty] | 41547 |  |  | NotYetVerified |  | 3 | 27361 | 97.65 | 280.19 |  | 0.997 | 5477.6 | 70.9
P00001FZ8 | DayLight Technology USA | Daylight Technology USA | DL-270w-C | Outdoor Luminaires | High Output | Parking Garage Luminaires | Standard | FALSE | [9 empty] | 41547 |  |  | NotYetVerified |  | 3 | 26472.71 | 97.96 | 270.24 | 4.94 | 0.99656 | 5475.44 | 70.78
P00001FXM | DayLight Technology USA | Daylight Technology USA | DL-P-270W | Outdoor Luminaires | High Output | Parking Garage Luminaires | Standard | FALSE | [9 empty] | 41547 |  |  | NotYetVerified |  | 3 | 26473 | 97.96 | 270.24 |  | 0.997 | 5475.4 | 70.8
P00001FXL | DayLight Technology USA | Daylight Technology USA | DL-P-260W | Outdoor Luminaires | High Output | Parking Garage Luminaires | Standard | FALSE | [9 empty] | 41547 |  |  | NotYetVerified |  | 3 | 25579 | 98.27 | 260.29 |  | 0.996 | 5473.3 | 70.7
P00001FZ7 | DayLight Technology USA | Daylight Technology USA | DL-260w-C | Outdoor Luminaires | High Output | Parking Garage Luminaires | Standard | FALSE | [9 empty] | 41547 |  |  | NotYetVerified |  | 3 | 25578.7 | 98.27 | 260.29 | 5.06 | 0.99612 | 5473.26 | 70.7
P00001FXK | DayLight Technology USA | Daylight Technology USA | DL-P-250W | Outdoor Luminaires | High Output | Parking Garage Luminaires | Standard | FALSE | [9 empty] | 41547 |  |  | NotYetVerified |  | 3 | 24679 | 98.58 | 250.34 |  | 0.996 | 5471.1 | 70.6
P00001FZ6 | DayLight Technology USA | Daylight Technology USA | DL-250w-C | Outdoor Luminaires | High Output | Parking Garage Luminaires | Standard | FALSE | [9 empty] | 41547 |  |  | NotYetVerified |  | 3 | 24678.52 | 98.58 | 250.34 | 5.18 | 0.99568 | 5471.07 | 70.63
P00001FXJ | DayLight Technology USA | Daylight Technology USA | DL-P-240W | Outdoor Luminaires | High Output | Parking Garage Luminaires | Standard | FALSE | [9 empty] | 41547 |  |  | NotYetVerified |  | 3 | 23772 | 98.89 | 240.39 |  | 0.995 | 5468.9 | 70.6
P00001FZ5 | DayLight Technology USA | Daylight Technology USA | DL-240w-C | Outdoor Luminaires | High Output | Parking Garage Luminaires | Standard | FALSE | [9 empty] | 41547 |  |  | NotYetVerified |  | 3 | 23772.17 | 98.89 | 240.39 | 5.3 | 0.99524 | 5468.89 | 70.55
P00001FXI | DayLight Technology USA | Daylight Technology USA | DL-P-230W | Outdoor Luminaires | High Output | Parking Garage Luminaires | Standard | FALSE | [9 empty] | 41547 |  |  | NotYetVerified |  | 3 | 22860 | 99.2 | 230.44 |  | 0.995 | 5466.7 | 70.5
P00001FZ4 | DayLight Technology USA | Daylight Technology USA | DL-230w-C | Outdoor Luminaires | High Output | Parking Garage Luminaires | Standard | FALSE | [9 empty] | 41547 |  |  | NotYetVerified |  | 3 | 22859.65 | 99.2 | 230.44 | 5.42 | 0.9948 | 5466.7 | 70.48
P00001FZ3 | DayLight Technology USA | Daylight Technology USA | DL-220w-C | Outdoor Luminaires | High Output | Parking Garage Luminaires | Standard | FALSE | [9 empty] | 41547 |  |  | NotYetVerified |  | 3 | 21940.96 | 99.51 | 220.49 | 5.54 | 0.99436 | 5464.52 | 70.41
P00001FXH | DayLight Technology USA | Daylight Technology USA | DL-P-220W | Outdoor Luminaires | High Output | Parking Garage Luminaires | Standard | FALSE | [9 empty] | 41547 |  |  | NotYetVerified |  | 3 | 21941 | 99.51 | 220.49 |  | 0.994 | 5464.5 | 70.4
P00001FZ2 | DayLight Technology USA | Daylight Technology USA | DL-210w-C | Outdoor Luminaires | High Output | Parking Garage Luminaires | Standard | FALSE | [9 empty] | 41547 |  |  | NotYetVerified |  | 3 | 21016.1 | 99.82 | 210.54 | 5.66 | 0.99392 | 5462.33 | 70.33
P00001FXG | DayLight Technology USA | Daylight Technology USA | DL-P-210W | Outdoor Luminaires | High Output | Parking Garage Luminaires | Standard | FALSE | [9 empty] | 41547 |  |  | NotYetVerified |  | 3 | 21016 | 99.82 | 210.54 |  | 0.994 | 5462.3 | 70.3
P00001FZ1 | DayLight Technology USA | Daylight Technology USA | DL-200w-C | Outdoor Luminaires | High Output | Parking Garage Luminaires | Standard | FALSE | [9 empty] | 41547 |  |  | NotYetVerified |  | 3 | 20085.08 | 100.13 | 200.59 | 5.78 | 0.99348 | 5460.15 | 70.26
P00001FXF | DayLight Technology USA | Daylight Technology USA | DL-P-200W | Outdoor Luminaires | High Output | Parking Garage Luminaires | Standard | FALSE | [9 empty] | 41547 |  |  | NotYetVerified |  | 3 | 20085 | 100.13 | 200.59 |  | 0.993 | 5460.1 | 70.3
P00001FXE | DayLight Technology USA | Daylight Technology USA | DL-P-190W | Outdoor Luminaires | High Output | Parking Garage Luminaires | Standard | FALSE | [9 empty] | 41547 |  |  | NotYetVerified |  | 3 | 19148 | 100.44 | 190.64 |  | 0.993 | 5458 | 70.2
P00001FZ0 | DayLight Technology USA | Daylight Technology USA | DL-190w-C | Outdoor Luminaires | High Output | Parking Garage Luminaires | Standard | FALSE | [9 empty] | 41547 |  |  | NotYetVerified |  | 3 | 19147.88 | 100.44 | 190.64 | 5.9 | 0.99304 | 5457.96 | 70.18
P00001FXD | DayLight Technology USA | Daylight Technology USA | DL-P-180W | Outdoor Luminaires | High Output | Parking Garage Luminaires | Standard | FALSE | [9 empty] | 41547 |  |  | NotYetVerified |  | 3 | 18205 | 100.75 | 180.69 |  | 0.993 | 5455.8 | 70.1
P00001FYZ | DayLight Technology USA | Daylight Technology USA | DL-180w-C | Outdoor Luminaires | High Output | Parking Garage Luminaires | Standard | FALSE | [9 empty] | 41547 |  |  | NotYetVerified |  | 3 | 18204.52 | 100.75 | 180.69 | 6.02 | 0.9926 | 5455.78 | 70.11
P00001FXC | DayLight Technology USA | Daylight Technology USA | DL-P-170W | Outdoor Luminaires | High Output | Parking Garage Luminaires | Standard | FALSE | [9 empty] | 41547 |  |  | NotYetVerified |  | 3 | 17255 | 101.06 | 170.74 |  | 0.992 | 5453.6 | 70
P00001FYY | DayLight Technology USA | Daylight Technology USA | DL-170w-C | Outdoor Luminaires | High Output | Parking Garage Luminaires | Standard | FALSE | [9 empty] | 41547 |  |  | NotYetVerified |  | 3 | 17254.98 | 101.06 | 170.74 | 6.14 | 0.99216 | 5453.59 | 70.04
P00001FYX | DayLight Technology USA | Daylight Technology USA | DL-160w-C | Outdoor Luminaires | High Output | Parking Garage Luminaires | Standard | FALSE | [9 empty] | 41547 |  |  | NotYetVerified |  | 3 | 16299.28 | 101.37 | 160.79 | 6.26 | 0.99172 | 5451.41 | 69.96
P00001FXB | DayLight Technology USA | Daylight Technology USA | DL-P-160W | Outdoor Luminaires | High Output | Parking Garage Luminaires | Standard | FALSE | [9 empty] | 41547 |  |  | NotYetVerified |  | 3 | 16299 | 101.37 | 160.79 |  | 0.992 | 5451.4 | 70
P00001FYW | DayLight Technology USA | Daylight Technology USA | DL-150w-C | Outdoor Luminaires | High Output | Parking Garage Luminaires | Standard | FALSE | [9 empty] | 41547 |  |  | NotYetVerified |  | 3 | 15337.41 | 101.68 | 150.84 | 6.38 | 0.99128 | 5449.22 | 69.89
P00001FXA | DayLight Technology USA | Daylight Technology USA | DL-P-150W | Outdoor Luminaires | High Output | Parking Garage Luminaires | Standard | FALSE | [9 empty] | 41547 |  |  | NotYetVerified |  | 3 | 15337 | 101.68 | 150.84 |  | 0.991 | 5449.2 | 69.9
P00001FYV | DayLight Technology USA | Daylight Technology USA | DL-140w-C | Outdoor Luminaires | High Output | Parking Garage Luminaires | Standard | FALSE | [9 empty] | 41547 |  |  | NotYetVerified |  | 3 | 14369.37 | 101.99 | 140.89 | 6.5 | 0.99084 | 5447.04 | 69.81
P00001FX9 | DayLight Technology USA | Daylight Technology USA | DL-P-140W | Outdoor Luminaires | High Output | Parking Garage Luminaires | Standard | FALSE | [9 empty] | 41547 |  |  | NotYetVerified |  | 3 | 14369 | 101.99 | 140.89 |  | 0.991 | 5447 | 69.8
P00001FX8 | DayLight Technology USA | Daylight Technology USA | DL-P-130W | Outdoor Luminaires | High Output | Parking Garage Luminaires | Standard | FALSE | [9 empty] | 41547 |  |  | NotYetVerified |  | 3 | 13395 | 102.3 | 130.94 |  | 0.99 | 5444.9 | 69.7
P00001FYU | DayLight Technology USA | Daylight Technology USA | DL-130w-C | Outdoor Luminaires | High Output | Parking Garage Luminaires | Standard | FALSE | [9 empty] | 41547 |  |  | NotYetVerified |  | 3 | 13395.16 | 102.3 | 130.94 | 6.62 | 0.9904 | 5444.85 | 69.74
P00001FX7 | DayLight Technology USA | Daylight Technology USA | DL-P-120W | Outdoor Luminaires | High Output | Parking Garage Luminaires | Standard | FALSE | [9 empty] | 41547 |  |  | NotYetVerified |  | 3 | 12415 | 102.61 | 120.99 |  | 0.99 | 5442.7 | 69.7
P00001FYT | DayLight Technology USA | Daylight Technology USA | DL-120w-C | Outdoor Luminaires | High Output | Parking Garage Luminaires | Standard | FALSE | [9 empty] | 41547 |  |  | NotYetVerified |  | 3 | 12414.78 | 102.61 | 120.99 | 6.74 | 0.98996 | 5442.67 | 69.67
P00001FX6 | DayLight Technology USA | Daylight Technology USA | DL-P-110W | Outdoor Luminaires | High Output | Parking Garage Luminaires | Standard | FALSE | [9 empty] | 41547 |  |  | NotYetVerified |  | 3 | 11428 | 102.92 | 111.04 |  | 0.99 | 5440.5 | 69.6
P00001FYS | DayLight Technology USA | Daylight Technology USA | DL-110w-C | Outdoor Luminaires | High Output | Parking Garage Luminaires | Standard | FALSE | [9 empty] | 41547 |  |  | NotYetVerified |  | 3 | 11428.24 | 102.92 | 111.04 | 6.86 | 0.98952 | 5440.48 | 69.59
P00001FYR | DayLight Technology USA | Daylight Technology USA | DL-100w-C | Outdoor Luminaires | High Output | Parking Garage Luminaires | Standard | FALSE | [9 empty] | 41547 |  |  | NotYetVerified |  | 3 | 10435.52 | 103.23 | 101.09 | 6.98 | 0.98908 | 5438.3 | 69.52
P00001FX5 | DayLight Technology USA | Daylight Technology USA | DL-P-100W | Outdoor Luminaires | High Output | Parking Garage Luminaires | Standard | FALSE | [9 empty] | 41547 |  |  | NotYetVerified |  | 3 | 10436 | 103.23 | 101.09 |  | 0.989 | 5438.3 | 69.5
P00001FYQ | DayLight Technology USA | Daylight Technology USA | DL-90w-C | Outdoor Luminaires | Mid Output | Parking Garage Luminaires | Standard | FALSE | [9 empty] | 41547 |  |  | NotYetVerified |  | 3 | 9436.64 | 103.54 | 91.14 | 7.1 | 0.98864 | 5436.11 | 69.44
P00001FX4 | DayLight Technology USA | Daylight Technology USA | DL-P-90W | Outdoor Luminaires | Mid Output | Parking Garage Luminaires | Standard | FALSE | [9 empty] | 41547 |  |  | NotYetVerified |  | 3 | 9437 | 103.54 | 91.14 |  | 0.989 | 5436.1 | 69.4
P00001FYP | DayLight Technology USA | Daylight Technology USA | DL-80w-C | Outdoor Luminaires | Mid Output | Parking Garage Luminaires | Standard | FALSE | [9 empty] | 41547 |  |  | NotYetVerified |  | 3 | 8431.58 | 103.85 | 81.19 | 7.22 | 0.9882 | 5433.93 | 69.37
P00001FX3 | DayLight Technology USA | Daylight Technology USA | DL-P-80W | Outdoor Luminaires | Mid Output | Parking Garage Luminaires | Standard | FALSE | [9 empty] | 41547 |  |  | NotYetVerified |  | 3 | 8432 | 103.85 | 81.19 |  | 0.988 | 5433.9 | 69.4
P00001FYO | DayLight Technology USA | Daylight Technology USA | DL-70w-C | Outdoor Luminaires | Mid Output | Parking Garage Luminaires | Standard | FALSE | [9 empty] | 41547 |  |  | NotYetVerified |  | 3 | 7420.36 | 104.16 | 71.24 | 7.34 | 0.98776 | 5431.74 | 69.3
P00001FX2 | DayLight Technology USA | Daylight Technology USA | DL-P-70W | Outdoor Luminaires | Mid Output | Parking Garage Luminaires | Standard | FALSE | [9 empty] | 41547 |  |  | NotYetVerified |  | 3 | 7420 | 104.16 | 71.24 |  | 0.988 | 5431.7 | 69.3
P00001FX1 | DayLight Technology USA | Daylight Technology USA | DL-P-60W | Outdoor Luminaires | Mid Output | Parking Garage Luminaires | Standard | FALSE | [9 empty] | 41547 |  |  | NotYetVerified |  | 3 | 6403 | 104.47 | 61.29 |  | 0.987 | 5429.6 | 69.2
P00001FYN | DayLight Technology USA | Daylight Technology USA | DL-60w-C | Outdoor Luminaires | Mid Output | Parking Garage Luminaires | Standard | FALSE | [9 empty] | 41547 |  |  | NotYetVerified |  | 3 | 6402.97 | 104.47 | 61.29 | 7.46 | 0.98732 | 5429.56 | 69.22
P00001FX0 | DayLight Technology USA | Daylight Technology USA | DL-P-50W | Outdoor Luminaires | Mid Output | Parking Garage Luminaires | Standard | FALSE | [9 empty] | 41547 |  |  | NotYetVerified |  | 3 | 5379 | 104.78 | 51.34 |  | 0.987 | 5427.4 | 69.1
P00001FYM | DayLight Technology USA | Daylight Technology USA | DL-50w-C | Outdoor Luminaires | Mid Output | Parking Garage Luminaires | Standard | FALSE | [9 empty] | 41547 |  |  | NotYetVerified |  | 3 | 5379.41 | 104.78 | 51.34 | 7.58 | 0.98688 | 5427.37 | 69.15
P00001FWZ | DayLight Technology USA | Daylight Technology USA | DL-P-40W | Outdoor Luminaires | Low Output | Parking Garage Luminaires | Standard | FALSE | [9 empty] | 41547 |  |  | NotYetVerified |  | 3 | 4350 | 105.09 | 41.39 |  | 0.986 | 5425.2 | 69.1
P00001FYL | DayLight Technology USA | Daylight Technology USA | DL-40w-C | Outdoor Luminaires | Low Output | Parking Garage Luminaires | Standard | FALSE | [9 empty] | 41547 |  |  | NotYetVerified |  | 3 | 4349.68 | 105.09 | 41.39 | 7.7 | 0.98644 | 5425.19 | 69.07
P00000RNP | EYE Lighting | Aphos | CM-L740-37-UX-XEXX | Outdoor Luminaires | Mid Output | Parking Garage Luminaires | Premium | TRUE | 8089 | 108 | 74.92 | 15.9 | 0.896 | 4095 | 73 | 5 | 200000 | 41543 |  |  | Yes |  | 3.1 | 8090 | 107.98 | 74.92 | 15.9 | 0.9 | 4095 | 73
PJNWWDWN | EYE Lighting | Aphos | CM-L1040-5M7-UX-XEXX | Outdoor Luminaires | High Output | Parking Garage Luminaires | Premium | TRUE | 10990 | 123.2 | 89.2 | 16.7 | 0.945 | 3998 | 73.4 | 5 | 200000 | 41543 |  |  | Yes |  | 3.1 | 10735 | 119.42 | 89.49 | 16.7 | 0.945 | 3998 | 73.4
P00000RNS | EYE Lighting | Aphos | CM-L750-27-UX-XEXX | Outdoor Luminaires | Mid Output | Parking Garage Luminaires | Premium | FALSE | [9 empty] | 41543 |  |  | Yes |  | 3.1 | 8117 | 107.58 | 75.45 | 15.9 | 0.9 | 5023 | 72.6
P00000RNU | EYE Lighting | Aphos | CM-L750-5M7-UX-XEXX | Outdoor Luminaires | Mid Output | Parking Garage Luminaires | Premium | FALSE | [9 empty] | 41543 |  |  | Yes | Updated 9/2/2016 | 3.1 | 8113 | 107.53 | 75.45 | 15.9 | 0.9 | 5023 | 72.6
P00000RNT | EYE Lighting | Aphos | CM-L750-37-UX-XEXX | Outdoor Luminaires | Mid Output | Parking Garage Luminaires | Premium | FALSE | [9 empty] | 41543 |  |  | Yes |  | 3.1 | 8083 | 107.13 | 75.45 | 15.9 | 0.9 | 5023 | 72.6
P00000RNY | EYE Lighting | Aphos | CM-L1050-27-UX-XEXX | Outdoor Luminaires | High Output | Parking Garage Luminaires | Premium | FALSE | [9 empty] | 41543 |  |  | Yes |  | 3.1 | 10911 | 119.78 | 91.09 | 16.7 | 0.945 | 4994 | 72.7
P00000RNZ | EYE Lighting | Aphos | CM-L1050-37-UX-XEXX | Outdoor Luminaires | High Output | Parking Garage Luminaires | Premium | FALSE | [9 empty] | 41543 |  |  | Yes |  | 3.1 | 10865 | 119.28 | 91.09 | 16.7 | 0.945 | 4994 | 72.7
PBPWWD1P | EYE Lighting | Aphos | CM-L1050-5M7-UX-XEXX | Outdoor Luminaires | High Output | Parking Garage Luminaires | Premium | FALSE | [9 empty] | 41543 |  |  | Yes |  | 3.1 | 10857 | 119.42 | 91.09 | 16.7 | 0.945 | 4994 | 72.7
P00000RNQ | EYE Lighting | Aphos | CM-L740-27-UX-XEXX | Outdoor Luminaires | Mid Output | Parking Garage Luminaires | Premium | FALSE | [9 empty] | 41543 |  |  | Yes |  | 3.1 | 8124 | 108.44 | 74.92 | 15.9 | 0.9 | 4095 | 73
P00000RNR | EYE Lighting | Aphos | CM-L740-5M7-UX-XEXX | Outdoor Luminaires | Mid Output | Parking Garage Luminaires | Premium | FALSE | [9 empty] | 41543 |  |  | Yes | Updated 9/2/2016 | 3.1 | 8120 | 108.38 | 74.92 | 15.9 | 0.9 | 4095 | 73
P00000RNV | EYE Lighting | Aphos | CM-L1040-27-UX-XEXX | Outdoor Luminaires | High Output | Parking Garage Luminaires | Premium | FALSE | [9 empty] | 41543 |  |  | Yes |  | 3.1 | 10740 | 120.01 | 89.49 | 16.7 | 0.945 | 3998 | 73.4
P00000RNW | EYE Lighting | Aphos | CM-L1040-37-UX-XEXX | Outdoor Luminaires | High Output | Parking Garage Luminaires | Premium | FALSE | [9 empty] | 41543 |  |  | Yes |  | 3.1 | 10695 | 119.51 | 89.49 | 16.7 | 0.945 | 3998 | 73.4
P00001DX3 | Xiamen Holly Lite Co. Ltd. | Holly Lite | HLJ-L60C-X-XXX-XXXX-NON | Outdoor Luminaires | Mid Output | Parking Garage Luminaires | Standard | TRUE | 5145 | 78.99 | 65.13 | 13.5 | 0.958 | 5112 | 73 | 5 | 50000 | 41542 |  |  | NotYetVerified |  | 3 | 5145 | 78 | 65.13 |  | 0.98 | 5112 | 75
P00001DX4 | Xiamen Holly Lite Co. Ltd. | Holly Lite | HLJ-L120A-X-XXX-XXXX-NON | Outdoor Luminaires | High Output | Parking Garage Luminaires | Standard | TRUE | 10262 | 83.78 | 122.4 | 5.6 | 0.935 | 4818 | 74 | 5 | 50000 | 41542 |  |  | NotYetVerified |  | 3 | 10262 | 83 | 122.4 |  | 0.98 | 4818 | 75
P00001DWU | Xiamen Holly Lite Co. Ltd. | Holly Lite | HLF-175HSJ-L-X-XXX-XXXX-NON | Outdoor Luminaires | Low Output | Parking Garage Luminaires | Standard | TRUE | 4695 | 74.79 | 62.76 | 10.7 | 0.925 | 5297 | 74 | 5 | 50000 | 41542 |  |  | NotYetVerified |  | 3 | 4695 | 74 | 62.76 |  | 0.98 | 5297 | 75
P00001DWR | Xiamen Holly Lite Co. Ltd. | Holly Lite | HLF-150HSJ-L-X-XXX-XXXX-NON | Outdoor Luminaires | Mid Output | Parking Garage Luminaires | Standard | TRUE | 5356 | 86.59 | 61.85 | 10.2 | 0.922 | 4929 | 74 | 5 | 50000 | 41542 |  |  | NotYetVerified |  | 3 | 5356 | 86 | 61.85 |  | 0.98 | 4929 | 75
P00001DX2 | Xiamen Holly Lite Co. Ltd. | Holly Lite | HLJ-L40C-X-XXX-XXXX-NON | Outdoor Luminaires | Low Output | Parking Garage Luminaires | Standard | TRUE | 3511 | 83.3 | 42.15 | 16.2 | 0.904 | 4865 | 69 | 5 | 50000 | 41542 |  |  | NotYetVerified |  | 3 | 3511 | 83 | 42.15 |  | 0.98 | 4865 | 75
P00001DWQ | Xiamen Holly Lite Co. Ltd. | Holly Lite | HLF-150HSJ-L40-X-XXX-XXXX-NON | Outdoor Luminaires | Low Output | Parking Garage Luminaires | Standard | TRUE | 3333 | 78.54 | 42.54 | 18.5 | 0.894 | 4816 | 73 | 5 | 50000 | 41542 |  |  | NotYetVerified |  | 3 | 3333 | 78 | 42.54 |  | 0.98 | 4816 | 75
P00001DWV | Xiamen Holly Lite Co. Ltd. | Holly Lite | HLF-175HSJ-L40-X-XXX-XXXX-NON | Outdoor Luminaires | Low Output | Parking Garage Luminaires | Standard | TRUE | 3138 | 77.27 | 40.61 | 17.5 | 0.89 | 4915 | 73 | 5 | 50000 | 41542 |  |  | NotYetVerified |  | 3 | 3138 | 77 | 40.61 |  | 0.98 | 4915 | 75
P88VGRD8 | Xiamen Holly Lite Co. Ltd. | Holly Lite | HLF-175HSJ-L-X-XXX-XXXX-STP | Outdoor Luminaires | Low Output | Parking Garage Luminaires | Standard | FALSE | [9 empty] | 41542 |  |  | NotYetVerified |  | 3 | 4695 | 74 | 62.76 |  | 0.98 | 5297 | 75
PG4RB6DC | Xiamen Holly Lite Co. Ltd. | Holly Lite | HLF-175HSJ-L-X-XXX-XXXX-CTN | Outdoor Luminaires | Low Output | Parking Garage Luminaires | Standard | FALSE | [9 empty] | 41542 |  |  | NotYetVerified |  | 3 | 4695 | 74 | 62.76 |  | 0.98 | 5297 | 75
PWFJS15R | Xiamen Holly Lite Co. Ltd. | Holly Lite | HLJ-L60C-X-XXX-XXXX-STP | Outdoor Luminaires | Mid Output | Parking Garage Luminaires | Standard | FALSE | [9 empty] | 41542 |  |  | NotYetVerified |  | 3 | 5145 | 78 | 65.13 |  | 0.98 | 5112 | 75
PCEV4BSG | Xiamen Holly Lite Co. Ltd. | Holly Lite | HLJ-L60C-X-XXX-XXXX-CTN | Outdoor Luminaires | Mid Output | Parking Garage Luminaires | Standard | FALSE | [9 empty] | 41542 |  |  | NotYetVerified |  | 3 | 5145 | 78 | 65.13 |  | 0.98 | 5112 | 75
PSGEC2B6 | Xiamen Holly Lite Co. Ltd. | Holly Lite | HLF-150HSJ-L-X-XXX-XXXX-STP | Outdoor Luminaires | Mid Output | Parking Garage Luminaires | Standard | FALSE | [9 empty] | 41542 |  |  | NotYetVerified |  | 3 | 5356 | 86 | 61.85 |  | 0.98 | 4929 | 75
PC5JNWAG | Xiamen Holly Lite Co. Ltd. | Holly Lite | HLF-150HSJ-L-X-XXX-XXXX-CTN | Outdoor Luminaires | Mid Output | Parking Garage Luminaires | Standard | FALSE | [9 empty] | 41542 |  |  | NotYetVerified |  | 3 | 5356 | 86 | 61.85 |  | 0.98 | 4929 | 75
PC64RFR7 | Xiamen Holly Lite Co. Ltd. | Holly Lite | HLF-175HSJ-L40-X-XXX-XXXX-STP | Outdoor Luminaires | Low Output | Parking Garage Luminaires | Standard | FALSE | [9 empty] | 41542 |  |  | NotYetVerified |  | 3 | 3138 | 77 | 40.61 |  | 0.98 | 4915 | 75
P5FB879W | Xiamen Holly Lite Co. Ltd. | Holly Lite | HLF-175HSJ-L40-X-XXX-XXXX-CTN | Outdoor Luminaires | Low Output | Parking Garage Luminaires | Standard | FALSE | [9 empty] | 41542 |  |  | NotYetVerified |  | 3 | 3138 | 77 | 40.61 |  | 0.98 | 4915 | 75
P6SRNGRU | Xiamen Holly Lite Co. Ltd. | Holly Lite | HLJ-L40C-X-XXX-XXXX-STP | Outdoor Luminaires | Low Output | Parking Garage Luminaires | Standard | FALSE | [9 empty] | 41542 |  |  | NotYetVerified |  | 3 | 3511 | 83 | 42.15 |  | 0.98 | 4865 | 75
P4BMYF4Y | Xiamen Holly Lite Co. Ltd. | Holly Lite | HLJ-L40C-X-XXX-XXXX-CTN | Outdoor Luminaires | Low Output | Parking Garage Luminaires | Standard | FALSE | [9 empty] | 41542 |  |  | NotYetVerified |  | 3 | 3511 | 83 | 42.15 |  | 0.98 | 4865 | 75
PXZY422D | Xiamen Holly Lite Co. Ltd. | Holly Lite | HLJ-L120A-X-XXX-XXXX-STP | Outdoor Luminaires | High Output | Parking Garage Luminaires | Standard | FALSE | [9 empty] | 41542 |  |  | NotYetVerified |  | 3 | 10262 | 83 | 122.4 |  | 0.98 | 4818 | 75
P1N91YVF | Xiamen Holly Lite Co. Ltd. | Holly Lite | HLJ-L120A-X-XXX-XXXX-CTN | Outdoor Luminaires | High Output | Parking Garage Luminaires | Standard | FALSE | [9 empty] | 41542 |  |  | NotYetVerified |  | 3 | 10262 | 83 | 122.4 |  | 0.98 | 4818 | 75
P27VXPJN | Xiamen Holly Lite Co. Ltd. | Holly Lite | HLF-150HSJ-L40-X-XXX-XXXX-STP | Outdoor Luminaires | Low Output | Parking Garage Luminaires | Standard | FALSE | [9 empty] | 41542 |  |  | NotYetVerified |  | 3 | 3333 | 78 | 42.54 |  | 0.98 | 4816 | 75
PKP8T489 | Xiamen Holly Lite Co. Ltd. | Holly Lite | HLF-150HSJ-L40-X-XXX-XXXX-CTN | Outdoor Luminaires | Low Output | Parking Garage Luminaires | Standard | FALSE | [9 empty] | 41542 |  |  | NotYetVerified |  | 3 | 3333 | 78 | 42.54 |  | 0.98 | 4816 | 75
P00000WRR | Infinilux Corporation | Infinilux CLSG Series XBD | CLSGXX18-01 (5000K) | Outdoor Luminaires | Low Output | Parking Garage Luminaires | Standard | TRUE | 1907.13 | 92 | 20.83 | 14 | 0.89 | 4718 | 74 | 5 | 100000 | 41540 |  |  | NotYetVerified |  | 3 | 1907 | 92 |  |  |  | 4500
P000019G0 | Stanpro Lighting Systems Inc. | VG4 | VG4-L0080-W/40K | Outdoor Luminaires | Mid Output | Parking Garage Luminaires | Standard | TRUE | 6924 | 86.96 | 79.24 | 18.29 | 0.9091 | 4029 | 84 | 5 |  | 41536 |  |  | NotYetVerified |  | 3 | 6924 | 87 | 79.6 |  |  | 4000
P00001FUF | Aimlite Lighting Products | VWG | VWG4-L0080-2/40K | Outdoor Luminaires | Mid Output | Parking Garage Luminaires | Standard | TRUE | 6924 | 86.96 | 79.24 | 18.29 | 0.9091 | 4029 | 84 | 5 |  | 41536 |  |  | NotYetVerified |  | 3 | 6924 | 87 | 79.6 |  |  | 4000
P00001FC5 | Beghelli North America | Beghelli Systems | BS100LEDDLC4HT50WWT41120-277V (Previously BS100LED-4-HT-50W-WT41-120/277-XXX-CL) | Outdoor Luminaires | Low Output | Parking Garage Luminaires | Standard | TRUE | 4242.74 | 93.27 | 45.49 | 17.41 | 0.947 | 4224.5 | 87.8 | 5 | 100000 | 41535 |  |  | NotYetVerified |  | 3 | 4600 | 96 | 47.8 |  |  | 4100 | 80
P000010FH | LSI Industries | Parking Garage | XLPG LED VHO NW UE | Outdoor Luminaires | Mid Output | Parking Garage Luminaires | Standard | TRUE | 7721 | 89 | 87.2 | 7.15 | 0.916 | 3950 | 83 | 5 | 50000 | 41533 |  |  | NotYetVerified |  | 3 | 7721 | 87 | 89 |  |  | 4100
P000010FK | LSI Industries | Parking Garage | XLPG LED VHO NW CLR UE | Outdoor Luminaires | Mid Output | Parking Garage Luminaires | Standard | FALSE | [9 empty] | 41533 |  |  | NotYetVerified |  | 3 | 8293 | 93 | 89 |  |  | 4100
P000010FL | LSI Industries | Parking Garage | XLPG LED VHO WW CLR UE | Outdoor Luminaires | Mid Output | Parking Garage Luminaires | Standard | FALSE | [9 empty] | 41533 |  |  | NotYetVerified |  | 3 | 9045 | 102 | 89 |  |  | 3500
P000010FI | LSI Industries | Parking Garage | XLPG LED VHO WW UE | Outdoor Luminaires | Mid Output | Parking Garage Luminaires | Standard | FALSE | [9 empty] | 41533 |  |  | NotYetVerified |  | 3 | 8515 | 96 | 89 |  |  | 3500
P000010FM | LSI Industries | Parking Garage | XLPG LED VHO CW CLR UE | Outdoor Luminaires | Mid Output | Parking Garage Luminaires | Standard | FALSE | [9 empty] | 41533 |  |  | NotYetVerified |  | 3 | 9761 | 110 | 89
P000010FJ | LSI Industries | Parking Garage | XLPG LED VHO CW UE | Outdoor Luminaires | Mid Output | Parking Garage Luminaires | Standard | FALSE | [9 empty] | 41533 |  |  | NotYetVerified |  | 3 | 9200 | 103 | 89
P00001GEO | Raffino | Raffino | LG36-3600L-40K-NHC-N-N | Outdoor Luminaires | Low Output | Parking Garage Luminaires | Standard | TRUE | 3730 | 83.1 | 44.9 | 17.7 | 0.89 | 3930 | 77 | 5 | 150000 | 41526 |  |  | NotYetVerified |  | 3 | 3600 | 83 | 40 |  |  | 4000 | 70
P00001GEP | Raffino | Raffino | LG36-3600L-50K-NHC-N-N | Outdoor Luminaires | Low Output | Parking Garage Luminaires | Standard | FALSE | [9 empty] | 41526 |  |  | NotYetVerified |  | 3 | 3600 | 83 | 45 |  |  | 5000 | 70
P00000YOJ | Lamar Lighting | DVLED | DVL48LFD-40-R95W | Outdoor Luminaires | Mid Output | Parking Garage Luminaires | Standard | TRUE | 5014 | 98.09 | 51.115 | 18.03 | 0.9368 | 4082 | 82.77 | 5 | 50000 | 41521 |  |  | NotYetVerified |  | 3 | 5000 | 98 | 51 |  | 0.9 | 4000 | 82
P00000YOI | Lamar Lighting | DVLED | DVL48MFD-40-R95W | Outdoor Luminaires | Mid Output | Parking Garage Luminaires | Standard | TRUE | 7648 | 91.36 | 83.717 | 19.26 | 0.9167 | 4118 | 82.82 | 5 | 50000 | 41521 |  |  | NotYetVerified |  | 3 | 7600 | 90 | 84 |  | 0.9 | 4000 | 82
P00001EOC | RLE Industries LLC | Robert Lighting and Energy | CVALED48-WH [120V ONLY] | Outdoor Luminaires | Low Output | Parking Garage Luminaires | Standard | TRUE | 4268 | 80.7 | 52.89 | 14.69 | 0.954 | 5597 | 79 | 5 |  | 41507 |  |  | NotYetVerified |  | 3
P00000NY0 | Cree Inc. | Cree VG Series | VGA**5WA57K-U** | Outdoor Luminaires | Low Output | Parking Garage Luminaires | Standard | FALSE | [9 empty] | 41507 |  |  | NotYetVerified |  | 3 | 3870 | 77 | 50 |  | 0.9 | 5000 | 70
P00000NXZ | Cree Inc. | Cree VG Series | VGA**5WA40K-U** | Outdoor Luminaires | Low Output | Parking Garage Luminaires | Standard | FALSE | [9 empty] | 41507 |  |  | NotYetVerified |  | 3 | 3760 | 75 | 50 |  | 0.9 | 4000 | 70
P00000YQ7 | Leco Lighting | Leco Lighting | L120-80W | Outdoor Luminaires | Mid Output | Parking Garage Luminaires | Standard | TRUE | 6443 | 73.9 | 87.6 | 13.6 | 0.901 | 3924 | 65 | 5 | 131000 | 41505 |  |  | NotYetVerified |  | 3 | 6400 | 80 | 80 |  | 0.9 | 5000
P000019DH | SLP Lighting | Citadel 2 LED | CT2-LED-M-2L4-LIRA-FR50-RF-UNVLT-840-M510C-D310X1 | Outdoor Luminaires | Mid Output | Parking Garage Luminaires | Standard | TRUE | 5014 | 98.09 | 51.115 | 18.032 | 0.9368 | 4082 | 82.77 | 5 | 50000 | 41499 |  |  | NotYetVerified |  | 3 | 5000 | 98 | 51 | 20 | 0.9 | 4000 | 82
P000019DG | SLP Lighting | Citadel 2 LED | CT2-LED-M-2L4-LIRA-FR50-RF-UNVLT-840-M510C-255X2 | Outdoor Luminaires | Mid Output | Parking Garage Luminaires | Standard | TRUE | 7648 | 91.36 | 83.717 | 19.261 | 0.9167 | 4118 | 82.82 | 5 | 50000 | 41499 |  |  | NotYetVerified |  | 3 | 7600 | 90 | 84 | 20 | 0.9 | 4000 | 82
P000012PL | OSRAM | Osram Propoint Medium Square Canopy LED Luminaire | MSC-L-40-745-G5-UNV-** | Outdoor Luminaires | Low Output | Parking Garage Luminaires | Standard | TRUE | 3384 | 82.7 | 70.93 | 17.15 | 0.9629 | 4807 | 79 | 5 | 70000 | 41495 |  |  | NotYetVerified |  | 3 | 3300 | 82 | 40 |  | 0.9 | 4500 | 70
P00000ZBJ | LED Trail | LED Trail | 4710 | Outdoor Luminaires | Mid Output | Parking Garage Luminaires | Standard | TRUE | 9024 | 76.78 | 117.5 | 12.2 | 0.945 | 5408 | 74 | 5 | 50000 | 41495 |  |  | NotYetVerified |  | 3 | 10080 | 84 | 120 |  | 0.98 | 5300 | 75
P00000ZBI | LED Trail | LED Trail | 4740 | Outdoor Luminaires | Mid Output | Parking Garage Luminaires | Standard | TRUE | 8905 | 76.24 | 116.8 | 11.65 | 0.942 | 5272 | 75 | 5 | 50000 | 41495 |  |  | NotYetVerified |  | 3 | 10080 | 84 | 120 |  | 0.98 | 5300 | 75
P000012PN | OSRAM | Osram Propoint Medium Square Canopy LED Luminaire | MSC-L-75-745-G5-UNV-** | Outdoor Luminaires | Mid Output | Parking Garage Luminaires | Standard | TRUE | 5375 | 73.6 | 73.02 | 20.43 | 0.8804 | 4957 | 76 | 5 | 70000 | 41495 |  |  | NotYetVerified |  | 3 | 5200 | 72 | 75 |  | 0.9 | 4500 | 70
P000012PO | OSRAM | Osram Propoint Medium Square Canopy LED Luminaire | MSC-L-75-745-G5-UNV-DX-IOC-** | Outdoor Luminaires | Mid Output | Parking Garage Luminaires | Standard | FALSE | [9 empty] | 41495 |  |  | NotYetVerified |  | 3 | 5200 | 72 | 75 |  | 0.9 | 4500 | 70
P000012PM | OSRAM | Osram Propoint Medium Square Canopy LED Luminaire | MSC-L-40-745-G5-UNV-DX-IOC-** | Outdoor Luminaires | Low Output | Parking Garage Luminaires | Standard | FALSE | [9 empty] | 41495 |  |  | NotYetVerified |  | 3 | 3300 | 82 | 40 |  | 0.9 | 4500 | 70
P00000R1T | Ephesus Lighting Inc. | Artemis | AR-40-C-XXX-VL-XX-5W | Outdoor Luminaires | Low Output | Parking Garage Luminaires | Standard | TRUE | 3811 | 92.3 | 41.29 | 8.87 | 0.963 | 4777 | 71 | 10 | 461000 | 41492 |  |  | NotYetVerified |  | 3 | 4511 | 113 | 40 |  | 0.95 | 5600 | 70
P00000R1U | Ephesus Lighting Inc. | Artemis | AR-60-C-XXX-VL-XX-5W | Outdoor Luminaires | Mid Output | Parking Garage Luminaires | Standard | TRUE | 5493 | 85.6 | 64.25 | 14.3 | 0.94 | 4879 | 72 | 10 | 340000 | 41492 |  |  | NotYetVerified |  | 3 | 5982 | 100 | 60 |  | 0.95 | 5600 | 70
P00000YTE | LED Living Technology | LED Living Technology | DRA-34-4-40K-DF-XX-WD-XX-XX-XX-XX-XX | Outdoor Luminaires | Low Output | Parking Garage Luminaires | Standard | TRUE | 2798 | 84 | 33.32 | 18.4 | 0.909 | 3956 | 82.3 | 5 | 60000 | 41486 |  |  | NotYetVerified |  | 3 |  |  | 34 |  |  | 4000
P00001BI9 | UIC ENERGY LLC | UIC HOLLY | UIC-PGH-B120 | Outdoor Luminaires | Mid Output | Parking Garage Luminaires | Standard | TRUE | 9024 | 76.78 | 117.5 | 12.2 | 0.945 | 5408 | 74 | 5 | 50000 | 41485 |  |  | NotYetVerified |  | 3 | 10080 | 84 | 120 |  | 0.98 | 5300 | 75
P00001BI8 | UIC ENERGY LLC | UIC HOLLY | UIC-PGH-A120 | Outdoor Luminaires | Mid Output | Parking Garage Luminaires | Standard | TRUE | 8905 | 76.24 | 116.8 | 11.65 | 0.942 | 5272 | 75 | 5 | 50000 | 41485 |  |  | NotYetVerified |  | 3 | 10080 | 84 | 120 |  | 0.98 | 5300 | 75
P00001BI7 | UIC ENERGY LLC | UIC HOLLY | UIC-PGH-B60 | Outdoor Luminaires | Low Output | Parking Garage Luminaires | Standard | TRUE | 4571 | 81.17 | 56.31 | 13.56 | 0.935 | 5563 | 75 | 5 | 50000 | 41485 |  |  | NotYetVerified |  | 3 | 4900 | 83 | 60 |  | 0.98 | 4300 | 75
P00001EAR | Coronet Inc. | DP LED | DP LED 4-B-RB | Outdoor Luminaires | Mid Output | Parking Garage Luminaires | Standard | TRUE | 6924 | 86.96 | 79.24 | 18.286 | 0.9091 | 4029 | 84 | 5 |  | 41478 |  |  | NotYetVerified |  | 3 | 6924 | 87 | 79.6 |  |  | 4000
P00000X2A | IntenCity Lighting | IntenCity Lighting | GL-40SV | Outdoor Luminaires | Low Output | Parking Garage Luminaires | Standard | TRUE | 4327.7 | 72.84 | 59.26 | 10.8 | 0.936 | 5041 | 67.7 | 5 | 100000 | 41474 |  |  | NotYetVerified |  | 3 | 4400 | 75 | 59 |  | 0.95 | 5000 | 66
P000016OO | Precision Paragon [P2] | precision Paragon [P2] | VPL-1X4-LW-BL-UL-50K | Outdoor Luminaires | Mid Output | Parking Garage Luminaires | Standard | FALSE | [9 empty] | 41472 |  |  | NotYetVerified | Product de-listed on 3/25/2016 re-listed on 9/15/2016 due to update | 3 | 5150 | 99 | 51 | 10 | 0.95 | 5000 | 86
P000016ON | Precision Paragon [P2] | precision Paragon [P2] | VPL-1X4-LW-DM-UL-50K | Outdoor Luminaires | Mid Output | Parking Garage Luminaires | Standard | FALSE | [9 empty] | 41472 |  |  | NotYetVerified | Product de-listed on 3/25/2016 re-listed on 9/15/2016 due to update | 3 | 5150 | 99 | 51 | 10 | 0.95 | 5000 | 86
P000016OM | Precision Paragon [P2] | precision Paragon [P2] | VPL-1X4-LW-F-UL-50K | Outdoor Luminaires | Mid Output | Parking Garage Luminaires | Standard | FALSE | [9 empty] | 41472 |  |  | NotYetVerified | Product de-listed on 3/25/2016 re-listed on 9/15/2016 due to update | 3 | 5150 | 99 | 51 | 10 | 0.95 | 5000 | 86
P0000198M | SIMKAR Corporation | EN2LED | EN2LED4DAP9241U1DLCP | Outdoor Luminaires | Mid Output | Parking Garage Luminaires | Standard | TRUE | 5094 | 92.7 | 54.98 | 17.3 | 0.965 | 3854 | 84.4 | 5 | 80000 | 41470 |  |  | NotYetVerified |  | 3 | 7200 |  | 92 |  |  | 4100
P00000NXV | Cree Inc. | Cree VG Series | VGA**5MA40K-U** | Outdoor Luminaires | Low Output | Parking Garage Luminaires | Standard | TRUE | 3667 | 75.56 | 48.53 | 9.36 | 0.936 | 4087 | 73 | 10 |  | 41467 |  |  | NotYetVerified |  | 3 | 3710 | 74 | 50 |  | 0.9 | 4000 | 70
P000005QH | BJ Take Inc. | BJTVPL | BJTVPLA-4'-8L-P1R-840-UNV c/w RFAL+ LIRA-FR50 | Outdoor Luminaires | Mid Output | Parking Garage Luminaires | Standard | TRUE | 6924 | 86.96 | 79.24 | 18.286 | 0.9091 | 4029 | 84 | 5 |  | 41467 |  |  | NotYetVerified |  | 3 | 6924 | 87 | 79.6 |  |  | 4000
P00000NXW | Cree Inc. | Cree VG Series | VGA**5MA57K-U** | Outdoor Luminaires | Low Output | Parking Garage Luminaires | Standard | FALSE | [9 empty] | 41467 |  |  | NotYetVerified |  | 3 | 3820 | 76 | 50 |  | 0.9 | 5000 | 70
P00000YQ6 | Leco Lighting | Leco Lighting | L100P1-30W | Outdoor Luminaires | Low Output | Parking Garage Luminaires | Standard | TRUE | 2258 | 72.8 | 31.04 | 17.19 | 0.907 | 4686 | 72 | 5 | 133000 | 41464 |  |  | NotYetVerified |  | 3 | 2400 | 80 | 30 |  | 0.9 | 5000
P00000QBS | DONGGUAN KINGSUN OPTOELECTRONIC CO. LTD | Kingsun | BY2HA0563 | Outdoor Luminaires | High Output | Parking Garage Luminaires | Standard | TRUE | 10695 | 87.52 | 122.2 | 16.7 | 0.944 | 4929 | 76.7 | 5 | 50000 | 41458 |  |  | NotYetVerified |  | 3 | [5 empty] | 5000 | 75
P00000QBR | DONGGUAN KINGSUN OPTOELECTRONIC CO. LTD | Kingsun | BY2HA0283 | Outdoor Luminaires | Mid Output | Parking Garage Luminaires | Standard | TRUE | 5386 | 85.21 | 63.2 | 10.6 | 0.93 | 4915 | 76.6 | 5 | 50000 | 41458 |  |  | NotYetVerified |  | 3 | [5 empty] | 5000 | 75
P00000QBT | DONGGUAN KINGSUN OPTOELECTRONIC CO. LTD | Kingsun | BY2HA0423 | Outdoor Luminaires | Mid Output | Parking Garage Luminaires | Standard | TRUE | 8099 | 86.56 | 93.57 | 19.2 | 0.919 | 4922 | 76.6 | 5 | 50000 | 41458 |  |  | NotYetVerified |  | 3 | [5 empty] | 5000 | 75
P000011CK | New Earth Lighting | New Earth Lighting | CSM2-VS-120-UNV-XX-5K | Outdoor Luminaires | Mid Output | Parking Garage Luminaires | Standard | TRUE | 9024 | 76.78 | 117.5 | 12.2 | 0.945 | 5408 | 74 | 5 | 50000 | 41457 |  |  | NotYetVerified |  | 3 | 10080 | 84 | 120 |  | 0.98 | 5300 | 75
P000011CJ | New Earth Lighting | New Earth Lighting | SQM2-VS-120-UNV-XX-5K | Outdoor Luminaires | Mid Output | Parking Garage Luminaires | Standard | TRUE | 8905 | 76.24 | 116.8 | 11.65 | 0.942 | 5272 | 75 | 5 | 50000 | 41457 |  |  | NotYetVerified |  | 3 | 10080 | 84 | 120 |  | 0.98 | 5300 | 75
P000011CI | New Earth Lighting | New Earth Lighting | CSM-VS-60-UNV-XX-5K | Outdoor Luminaires | Low Output | Parking Garage Luminaires | Standard | TRUE | 4571 | 81.17 | 56.31 | 13.56 | 0.935 | 5563 | 75 | 5 | 50000 | 41457 |  |  | NotYetVerified |  | 3 | 4900 | 83 | 60 |  | 0.98 | 4300 | 75
P00000R0A | Energy Solutions International | ESI | L-HLJ-L100B-60 | Outdoor Luminaires | Mid Output | Parking Garage Luminaires | Standard | TRUE | 5166 | 84.89 | 60.858 | 14.518 | 0.9054 | 5278 | 81.69 | 5 |  | 41456 |  |  | NotYetVerified |  | 3
P00000PYW | DECO Lighting | DECO Lighting | D511-LED-60-50-UNV-XX-XXX | Outdoor Luminaires | Mid Output | Parking Garage Luminaires | Standard | TRUE | 5079 | 90.41 | 56.18 | 14.9 | 0.9378 | 5040 | 67 | 5 | 60200 | 41450 |  |  | NotYetVerified |  | 3 |  |  | 60 |  |  | 5000
P000019FF | Solas Ray Lighting | Solas Ray | GLCM-475-50-AD-U-GR | Outdoor Luminaires | Mid Output | Parking Garage Luminaires | Standard | TRUE | 8728 | 100.52 | 86.83 | 10.99 | 0.913 | 5015 | 71.2 | 5 | 50000 | 41450 |  |  | NotYetVerified |  | 3 | 8728 | 100 |  |  |  | 5000 | 71
P0000198I | SIMKAR Corporation | EN2LED | EN2LED4DAP5641U1DLCP | Outdoor Luminaires | Low Output | Parking Garage Luminaires | Standard | TRUE | 4908 | 89.2 | 54.97 | 7.57 | 0.96 | 3854 | 84 | 5 | 50000 | 41446 |  |  | NotYetVerified |  | 3 | 4900 | 88 | 56 |  | 0.9 | 4100 | 80
P000014EN | Philips Gardco | G3 LED Garage Luminaire | G3-XXX-5-2-106LA-321A-NW-XXX-XXX-XXX | Outdoor Luminaires | Mid Output | Parking Garage Luminaires | Standard | TRUE | 8119 | 77.4 | 104.9 | 10.3 | 0.946 | 3936 | 74.4 | 5 | 60000 | 41445 |  |  | NotYetVerified |  | 3 | 8505 | 80 | 106 |  |  | 4000
P000014EM | Philips Gardco | G3 LED Garage Luminaire | G3-XXX-5-1-38LA-1670-NW-UNV-XXX-XXX | Outdoor Luminaires | Low Output | Parking Garage Luminaires | Standard | TRUE | 3153 | 78.6 | 40.11 | 10.2 | 0.902 | 3824 | 75 | 5 | 60000 | 41445 |  |  | NotYetVerified |  | 3 | 3267 | 86 | 38 |  |  | 4000
P000014FA | Philips Gardco | G3 LED Garage Luminaire | G3-XXX-3-3-104LA-4870-CW-XXX-XXX-XXX | Outdoor Luminaires | Mid Output | Parking Garage Luminaires | Standard | FALSE | [9 empty] | 41445 |  |  | NotYetVerified |  | 3 | 9818 | 84 | 104 |  |  | 5000
P000014FO | Philips Gardco | G3 LED Garage Luminaire | G3-XXX-1R-3-104LA-4870-CW-XXX-XXX-XXX | Outdoor Luminaires | Mid Output | Parking Garage Luminaires | Standard | FALSE | [9 empty] | 41445 |  |  | NotYetVerified |  | 3 | 9500 | 81 | 104 |  |  | 5000
P000014EW | Philips Gardco | G3 LED Garage Luminaire | G3-XXX-5-3-104LA-4870-CW-XXX-XXX-XXX | Outdoor Luminaires | Mid Output | Parking Garage Luminaires | Standard | FALSE | [9 empty] | 41445 |  |  | NotYetVerified |  | 3 | 9322 | 90 | 104 |  |  | 5000
P000014FD | Philips Gardco | G3 LED Garage Luminaire | G3-XXX-3-2-106LA-321A-CW-XXX-XXX-XXX | Outdoor Luminaires | Mid Output | Parking Garage Luminaires | Standard | FALSE | [9 empty] | 41445 |  |  | NotYetVerified |  | 3 | 8925 | 84 | 106 |  |  | 5000
P000014FR | Philips Gardco | G3 LED Garage Luminaire | G3-XXX-1R-2-106LA-321A-CW-XXX-XXX-XXX | Outdoor Luminaires | Mid Output | Parking Garage Luminaires | Standard | FALSE | [9 empty] | 41445 |  |  | NotYetVerified |  | 3 | 8544 | 81 | 106 |  |  | 5000
P000014EZ | Philips Gardco | G3 LED Garage Luminaire | G3-XXX-5-2-106LA-321A-CW-XXX-XXX-XXX | Outdoor Luminaires | Mid Output | Parking Garage Luminaires | Standard | FALSE | [9 empty] | 41445 |  |  | NotYetVerified |  | 3 | 8505 | 80 | 106 |  |  | 5000
P000014F9 | Philips Gardco | G3 LED Garage Luminaire | G3-XXX-3-2-73VAR-CW-XXX-XXX-XXX | Outdoor Luminaires | Mid Output | Parking Garage Luminaires | Standard | FALSE | [9 empty] | 41445 |  |  | NotYetVerified |  | 3 | 6605 | 90 | 73 |  |  | 5000
P000014F8 | Philips Gardco | G3 LED Garage Luminaire | G3-XXX-3-2-73LA-3270-CW-XXX-XXX-XXX | Outdoor Luminaires | Mid Output | Parking Garage Luminaires | Standard | FALSE | [9 empty] | 41445 |  |  | NotYetVerified |  | 3 | 6605 | 90 | 73 |  |  | 5000
P000014EV | Philips Gardco | G3 LED Garage Luminaire | G3-XXX-5-2-73VAR-CW-XXX-XXX-XXX | Outdoor Luminaires | Mid Output | Parking Garage Luminaires | Standard | FALSE | [9 empty] | 41445 |  |  | NotYetVerified |  | 3 | 6341 | 87 | 73 |  |  | 5000
P000014EU | Philips Gardco | G3 LED Garage Luminaire | G3-XXX-5-2-73LA-3270-CW-XXX-XXX-XXX | Outdoor Luminaires | Mid Output | Parking Garage Luminaires | Standard | FALSE | [9 empty] | 41445 |  |  | NotYetVerified |  | 3 | 6341 | 87 | 73 |  |  | 5000
P000014FN | Philips Gardco | G3 LED Garage Luminaire | G3-XXX-1R-2-73VAR-CW-XXX-XXX-XXX | Outdoor Luminaires | Mid Output | Parking Garage Luminaires | Standard | FALSE | [9 empty] | 41445 |  |  | NotYetVerified |  | 3 | 6278 | 86 | 73 |  |  | 5000
P000014FM | Philips Gardco | G3 LED Garage Luminaire | G3-XXX-1R-2-73LA-3270-CW-XXX-XXX-XXX | Outdoor Luminaires | Mid Output | Parking Garage Luminaires | Standard | FALSE | [9 empty] | 41445 |  |  | NotYetVerified |  | 3 | 6278 | 86 | 73 |  |  | 5000
P000014FC | Philips Gardco | G3 LED Garage Luminaire | G3-XXX-3-1-55LA-161A-CW-XXX-XXX-XXX | Outdoor Luminaires | Low Output | Parking Garage Luminaires | Standard | FALSE | [9 empty] | 41445 |  |  | NotYetVerified |  | 3 | 4641 | 84 | 55 |  |  | 5000
P000014FQ | Philips Gardco | G3 LED Garage Luminaire | G3-XXX-1R-1-55LA-161A-CW-XXX-XXX-XXX | Outdoor Luminaires | Low Output | Parking Garage Luminaires | Standard | FALSE | [9 empty] | 41445 |  |  | NotYetVerified |  | 3 | 4443 | 81 | 55 |  |  | 5000
P000014EY | Philips Gardco | G3 LED Garage Luminaire | G3-XXX-5-1-55LA-161A-CW-XXX-XXX-XXX | Outdoor Luminaires | Low Output | Parking Garage Luminaires | Standard | FALSE | [9 empty] | 41445 |  |  | NotYetVerified |  | 3 | 4423 | 80 | 55 |  |  | 5000
P000014F7 | Philips Gardco | G3 LED Garage Luminaire | G3-XXX-3-1-38LA-1670-CW-XXX-XXX-XXX | Outdoor Luminaires | Low Output | Parking Garage Luminaires | Standard | FALSE | [9 empty] | 41445 |  |  | NotYetVerified |  | 3 | 3392 | 89 | 38 |  |  | 5000
P000014FL | Philips Gardco | G3 LED Garage Luminaire | G3-XXX-1R-1-38LA-1670-CW-XXX-XXX-XXX | Outdoor Luminaires | Low Output | Parking Garage Luminaires | Standard | FALSE | [9 empty] | 41445 |  |  | NotYetVerified |  | 3 | 3308 | 87 | 38 |  |  | 5000
P000014ET | Philips Gardco | G3 LED Garage Luminaire | G3-XXX-5-1-38LA-1670-CW-XXX-XXX-XXX | Outdoor Luminaires | Low Output | Parking Garage Luminaires | Standard | FALSE | [9 empty] | 41445 |  |  | NotYetVerified |  | 3 | 3267 | 86 | 38 |  |  | 5000
P000014FB | Philips Gardco | G3 LED Garage Luminaire | G3-XXX-3-4-137LA-6470-CW-XXX-XXX-XXX | Outdoor Luminaires | High Output | Parking Garage Luminaires | Standard | FALSE | [9 empty] | 41445 |  |  | NotYetVerified |  | 3 | 13120 | 96 | 137 |  |  | 5000
P000014FP | Philips Gardco | G3 LED Garage Luminaire | G3-XXX-1R-4-137LA-6470-CW-XXX-XXX-XXX | Outdoor Luminaires | High Output | Parking Garage Luminaires | Standard | FALSE | [9 empty] | 41445 |  |  | NotYetVerified |  | 3 | 12676 | 93 | 137 |  |  | 5000
P000014EX | Philips Gardco | G3 LED Garage Luminaire | G3-XXX-5-4-137LA-6470-CW-XXX-XXX-XXX | Outdoor Luminaires | High Output | Parking Garage Luminaires | Standard | FALSE | [9 empty] | 41445 |  |  | NotYetVerified |  | 3 | 12476 | 91 | 137 |  |  | 5000
P000014F3 | Philips Gardco | G3 LED Garage Luminaire | G3-XXX-3-3-104LA-4870-NW-XXX-XXX-XXX | Outdoor Luminaires | Mid Output | Parking Garage Luminaires | Standard | FALSE | [9 empty] | 41445 |  |  | NotYetVerified |  | 3 | 9818 | 94 | 104 |  |  | 4000
P000014FH | Philips Gardco | G3 LED Garage Luminaire | G3-XXX-1R-3-104LA-4870-NW-XXX-XXX-XXX | Outdoor Luminaires | Mid Output | Parking Garage Luminaires | Standard | FALSE | [9 empty] | 41445 |  |  | NotYetVerified |  | 3 | 9500 | 91 | 104 |  |  | 4000
P000014EQ | Philips Gardco | G3 LED Garage Luminaire | G3-XXX-5-3-104LA-4870-NW-XXX-XXX-XXX | Outdoor Luminaires | Mid Output | Parking Garage Luminaires | Standard | FALSE | [9 empty] | 41445 |  |  | NotYetVerified |  | 3 | 9322 | 90 | 104 |  |  | 4000
P000014F6 | Philips Gardco | G3 LED Garage Luminaire | G3-XXX-3-2-106LA-321A-NW-XXX-XXX-XXX | Outdoor Luminaires | Mid Output | Parking Garage Luminaires | Standard | FALSE | [9 empty] | 41445 |  |  | NotYetVerified |  | 3 | 8925 | 84 | 106 |  |  | 4000
P000014FK | Philips Gardco | G3 LED Garage Luminaire | G3-XXX-1R-2-106LA-321A-NW-XXX-XXX-XXX | Outdoor Luminaires | Mid Output | Parking Garage Luminaires | Standard | FALSE | [9 empty] | 41445 |  |  | NotYetVerified |  | 3 | 8544 | 81 | 106 |  |  | 4000
P000014F2 | Philips Gardco | G3 LED Garage Luminaire | G3-XXX-3-2-73VAR-NW-XXX-XXX-XXX | Outdoor Luminaires | Mid Output | Parking Garage Luminaires | Standard | FALSE | [9 empty] | 41445 |  |  | NotYetVerified |  | 3 | 6605 | 90 | 73 |  |  | 4000
P000014F1 | Philips Gardco | G3 LED Garage Luminaire | G3-XXX-3-2-73LA-3270-NW-XXX-XXX-XXX | Outdoor Luminaires | Mid Output | Parking Garage Luminaires | Standard | FALSE | [9 empty] | 41445 |  |  | NotYetVerified |  | 3 | 6605 | 90 | 73 |  |  | 4000
P000014EP | Philips Gardco | G3 LED Garage Luminaire | G3-XXX-5-2-73VAR-NW-XXX-XXX-XXX | Outdoor Luminaires | Mid Output | Parking Garage Luminaires | Standard | FALSE | [9 empty] | 41445 |  |  | NotYetVerified |  | 3 | 6341 | 87 | 73 |  |  | 4000
P000014EO | Philips Gardco | G3 LED Garage Luminaire | G3-XXX-5-2-73LA-3270-NW-XXX-XXX-XXX | Outdoor Luminaires | Mid Output | Parking Garage Luminaires | Standard | FALSE | [9 empty] | 41445 |  |  | NotYetVerified | Alternative SKU: G3-5-2-73LA-NW-UNIV-NP | 3 | 6341 | 87 | 73 |  |  | 4000
P000014FG | Philips Gardco | G3 LED Garage Luminaire | G3-XXX-1R-2-73VAR-NW-XXX-XXX-XXX | Outdoor Luminaires | Mid Output | Parking Garage Luminaires | Standard | FALSE | [9 empty] | 41445 |  |  | NotYetVerified |  | 3 | 6278 | 86 | 73 |  |  | 4000
P000014FF | Philips Gardco | G3 LED Garage Luminaire | G3-XXX-1R-2-73LA-3270-NW-XXX-XXX-XXX | Outdoor Luminaires | Mid Output | Parking Garage Luminaires | Standard | FALSE | [9 empty] | 41445 |  |  | NotYetVerified |  | 3 | 6278 | 86 | 73 |  |  | 4000
P000014F5 | Philips Gardco | G3 LED Garage Luminaire | G3-XXX-3-1-55LA-161A-NW-XXX-XXX-XXX | Outdoor Luminaires | Low Output | Parking Garage Luminaires | Standard | FALSE | [9 empty] | 41445 |  |  | NotYetVerified |  | 3 | 4641 | 84 | 55 |  |  | 4000
P000014FJ | Philips Gardco | G3 LED Garage Luminaire | G3-XXX-1R-1-55LA-161A-NW-XXX-XXX-XXX | Outdoor Luminaires | Low Output | Parking Garage Luminaires | Standard | FALSE | [9 empty] | 41445 |  |  | NotYetVerified |  | 3 | 4443 | 81 | 55 |  |  | 4000
P000014ES | Philips Gardco | G3 LED Garage Luminaire | G3-XXX-5-1-55LA-161A-NW-XXX-XXX-XXX | Outdoor Luminaires | Low Output | Parking Garage Luminaires | Standard | FALSE | [9 empty] | 41445 |  |  | NotYetVerified |  | 3 | 4423 | 80 | 55 |  |  | 4000
P000014F0 | Philips Gardco | G3 LED Garage Luminaire | G3-XXX-3-1-38LA-1670-NW-XXX-XXX-XXX | Outdoor Luminaires | Low Output | Parking Garage Luminaires | Standard | FALSE | [9 empty] | 41445 |  |  | NotYetVerified |  | 3 | 3392 | 90 | 38 |  |  | 4000
P000014FE | Philips Gardco | G3 LED Garage Luminaire | G3-XXX-1R-1-38LA-1670-NW-XXX-XXX-XXX | Outdoor Luminaires | Low Output | Parking Garage Luminaires | Standard | FALSE | [9 empty] | 41445 |  |  | NotYetVerified |  | 3 | 3308 | 87 | 38 |  |  | 4000
P000014F4 | Philips Gardco | G3 LED Garage Luminaire | G3-XXX-3-4-137LA-6470-NW-XXX-XXX-XXX | Outdoor Luminaires | High Output | Parking Garage Luminaires | Standard | FALSE | [9 empty] | 41445 |  |  | NotYetVerified |  | 3 | 13120 | 96 | 137 |  |  | 4000
P000014FI | Philips Gardco | G3 LED Garage Luminaire | G3-XXX-1R-4-137LA-6470-NW-XXX-XXX-XXX | Outdoor Luminaires | High Output | Parking Garage Luminaires | Standard | FALSE | [9 empty] | 41445 |  |  | NotYetVerified |  | 3 | 12676 | 93 | 137 |  |  | 4000
P000014ER | Philips Gardco | G3 LED Garage Luminaire | G3-XXX-5-4-137LA-6470-NW-XXX-XXX-XXX | Outdoor Luminaires | High Output | Parking Garage Luminaires | Standard | FALSE | [9 empty] | 41445 |  |  | NotYetVerified |  | 3 | 12476 | 91 | 137 |  |  | 4000
P000016OJ | Precision Paragon [P2] | precision Paragon [P2] | VPL-1X4-LW-F-UL-40K | Outdoor Luminaires | Mid Output | Parking Garage Luminaires | Standard | TRUE | 5052 | 99.45 | 50.81 | 18.2 | 0.9379 | 3790 | 84 | 5 | 51000 | 41442 |  |  | NotYetVerified |  | 3 | [5 empty] | 4000
P000019AR | SimplyLEDs | Annello | CLG-100-C-AP | Outdoor Luminaires | Mid Output | Parking Garage Luminaires | Standard | TRUE | 8065 | 85.92 | 93.87 | 10.83 | 0.889 | 5151 | 72.8 | 5 | 120000 | 41442 |  |  | NotYetVerified |  | 3 | 8065 | 86 | 94 |  |  | 5000 | 72
P000016OL | Precision Paragon [P2] | precision Paragon [P2] | VPL-1X4-LW-BL-UL-40K | Outdoor Luminaires | Mid Output | Parking Garage Luminaires | Standard | FALSE | [9 empty] | 41442 |  |  | NotYetVerified | Product de-listed on 3/25/2016 re-listed on 9/15/2016 due to update | 3 | 5050 | 99 | 51 | 10 | 0.95 | 4000 | 84
P000016OK | Precision Paragon [P2] | precision Paragon [P2] | VPL-1X4-LW-DM-UL-40K | Outdoor Luminaires | Mid Output | Parking Garage Luminaires | Standard | FALSE | [9 empty] | 41442 |  |  | NotYetVerified | Product de-listed on 3/25/2016 re-listed on 9/15/2016 due to update | 3 | 5050 | 99 | 51 | 10 | 0.95 | 4000 | 84
P000018K4 | Savenergy Inc | Savenergy Inc. | PG-36TW | Outdoor Luminaires | Low Output | Parking Garage Luminaires | Standard | TRUE | 3262 | 93 | 35.08 | 18.2 | 0.891 | 4290 | 84 | 5 | 50000 | 41438 |  |  | NotYetVerified |  | 3 | 2000 | 75 | 36 |  | 0.9 | 4000
P00000ZB6 | LED Trail | LED Trail | 4700 | Outdoor Luminaires | Low Output | Parking Garage Luminaires | Standard | TRUE | 4571 | 81.17 | 56.31 | 13.56 | 0.935 | 5563 | 75 | 5 | 50000 | 41437 |  |  | NotYetVerified |  | 3 | 4900 | 83 | 60 |  | 0.98 | 4300 | 75
P000019DC | SLP Lighting | Citadel 2 LED | CT2 -LED-M-2L4-LIRA-FR50-RF-FORTIMO-1R-840-55W3K9X2 | Outdoor Luminaires | Mid Output | Parking Garage Luminaires | Standard | TRUE | 6924 | 86.96 | 79.24 | 18.286 | 0.9091 | 4029 | 84 | 5 |  | 41430 |  |  | NotYetVerified |  | 3 | 6924 | 87 | 79.6 | 18.286 | 0.9091 | 4000 | 84
P000012LB | OSRAM | PermaLED | LS2/L/55/750/T5/UNV/DX/IWC/XX | Outdoor Luminaires | Mid Output | Parking Garage Luminaires | Standard | FALSE | [9 empty] | 41430 |  |  | NotYetVerified | Qualified with dimming and non-dimming driver options | 3 | 6142 | 114 | 54 |  | 0.9 | 5000 | 75
P000012LA | OSRAM | PermaLED | LS2/L/55/750/T5/UNV/DX/OSP/XX | Outdoor Luminaires | Mid Output | Parking Garage Luminaires | Standard | FALSE | [9 empty] | 41430 |  |  | NotYetVerified | Qualified with dimming and non-dimming driver options | 3 | 6142 | 114 | 54 |  | 0.9 | 5000 | 75
P000012L9 | OSRAM | PermaLED | LS2-L-55-750-T5-UNV-XX | Outdoor Luminaires | Mid Output | Parking Garage Luminaires | Standard | FALSE | [9 empty] | 41430 |  |  | NotYetVerified | Qualified with dimming and non-dimming driver options | 3 | 6142 | 114 | 54 |  | 0.9 | 5000 | 75
P000012L5 | OSRAM | PermaLED | LS2/L/40/750/T5/UNV/DX/IWC/XX | Outdoor Luminaires | Low Output | Parking Garage Luminaires | Standard | FALSE | [9 empty] | 41430 |  |  | NotYetVerified | Qualified with dimming and non-dimming driver options | 3 | 4576 | 112 | 41 |  | 0.9 | 5000 | 75
P000012L4 | OSRAM | PermaLED | LS2/L/40/750/T5/UNV/DX/OSP/XX | Outdoor Luminaires | Low Output | Parking Garage Luminaires | Standard | FALSE | [9 empty] | 41430 |  |  | NotYetVerified | Qualified with dimming and non-dimming driver options | 3 | 4576 | 112 | 41 |  | 0.9 | 5000 | 75
P000012L3 | OSRAM | PermaLED | LS2-L-40-750-T5-UNV-XX | Outdoor Luminaires | Low Output | Parking Garage Luminaires | Standard | FALSE | [9 empty] | 41430 |  |  | NotYetVerified | Qualified with dimming and non-dimming driver options | 3 | 4576 | 112 | 41 |  | 0.9 | 5000 | 75
P000012L8 | OSRAM | PermaLED | LS2/L/55/740/T5/UNV/DX/IWC/XX | Outdoor Luminaires | Mid Output | Parking Garage Luminaires | Standard | FALSE | [9 empty] | 41430 |  |  | NotYetVerified | Qualified with dimming and non-dimming driver options | 3 | 5394 | 100 | 54 |  | 0.9 | 4000 | 70
P000012L7 | OSRAM | PermaLED | LS2/L/55/740/T5/UNV/DX/OSP/XX | Outdoor Luminaires | Mid Output | Parking Garage Luminaires | Standard | FALSE | [9 empty] | 41430 |  |  | NotYetVerified | Qualified with dimming and non-dimming driver options | 3 | 5394 | 100 | 54 |  | 0.9 | 4000 | 70
P000012L6 | OSRAM | PermaLED | LS2-L-55-740-T5-UNV-XX | Outdoor Luminaires | Mid Output | Parking Garage Luminaires | Standard | FALSE | [9 empty] | 41430 |  |  | NotYetVerified | Qualified with dimming and non-dimming driver options | 3 | 5394 | 100 | 54 |  | 0.9 | 4000 | 70
P000012L2 | OSRAM | PermaLED | LS2/L/40/740/T5/UNV/DX/IWC/XX | Outdoor Luminaires | Low Output | Parking Garage Luminaires | Standard | FALSE | [9 empty] | 41430 |  |  | NotYetVerified | Qualified with dimming and non-dimming driver options | 3 | 4286 | 105 | 41 |  | 0.9 | 4000 | 70
P000012L1 | OSRAM | PermaLED | LS2/L/40/740/T5/UNV/DX/OSP/XX | Outdoor Luminaires | Low Output | Parking Garage Luminaires | Standard | FALSE | [9 empty] | 41430 |  |  | NotYetVerified | Qualified with dimming and non-dimming driver options | 3 | 4286 | 105 | 41 |  | 0.9 | 4000 | 70
P000012L0 | OSRAM | PermaLED | LS2-L-40-740-T5-UNV-XX | Outdoor Luminaires | Low Output | Parking Garage Luminaires | Standard | FALSE | [9 empty] | 41430 |  |  | NotYetVerified | Qualified with dimming and non-dimming driver options | 3 | 4286 | 105 | 41 |  | 0.9 | 4000 | 70
P00000WRO | Infinilux Corporation | Infinilux CFSG Series | CFSGXX48 - 02 (5000K)-C02 | Outdoor Luminaires | Mid Output | Parking Garage Luminaires | Standard | FALSE | [9 empty] | 41430 |  |  | NotYetVerified | Qualified with dimming and non-dimming driver options | 3 | 6142 | 114 | 54 |  | 0.9 | 5000 | 75
P00000WRN | Infinilux Corporation | Infinilux CFSG Series | CFSGXX48 - 02 (5000K)-C01 | Outdoor Luminaires | Mid Output | Parking Garage Luminaires | Standard | FALSE | [9 empty] | 41430 |  |  | NotYetVerified | Qualified with dimming and non-dimming driver options | 3 | 6142 | 114 | 54 |  | 0.9 | 5000 | 75
P00000WRM | Infinilux Corporation | Infinilux CFSG Series | CFSGXX48 - 02 (5000K) | Outdoor Luminaires | Mid Output | Parking Garage Luminaires | Standard | FALSE | [9 empty] | 41430 |  |  | NotYetVerified | Qualified with dimming and non-dimming driver options | 3 | 6142 | 114 | 54 |  | 0.9 | 5000 | 75
P00000WRL | Infinilux Corporation | Infinilux CLSG Series | CLSGXX48 - 02 (5000K)-C02 | Outdoor Luminaires | Mid Output | Parking Garage Luminaires | Standard | FALSE | [9 empty] | 41430 |  |  | NotYetVerified | Qualified with dimming and non-dimming driver options | 3 | 6142 | 114 | 54 |  | 0.9 | 5000 | 75
P00000WRK | Infinilux Corporation | Infinilux CLSG Series | CLSGXX48 - 02 (5000K)-C01 | Outdoor Luminaires | Mid Output | Parking Garage Luminaires | Standard | FALSE | [9 empty] | 41430 |  |  | NotYetVerified | Qualified with dimming and non-dimming driver options | 3 | 6142 | 114 | 54 |  | 0.9 | 5000 | 75
P00000WRE | Infinilux Corporation | Infinilux CFSG Series | CFSGXX36 - 02 (5000K)-C02 | Outdoor Luminaires | Low Output | Parking Garage Luminaires | Standard | FALSE | [9 empty] | 41430 |  |  | NotYetVerified | Qualified with dimming and non-dimming driver options | 3 | 4576 | 112 | 41 |  | 0.9 | 5000 | 75
P00000WRD | Infinilux Corporation | Infinilux CFSG Series | CFSGXX36 - 02 (5000K)-C01 | Outdoor Luminaires | Low Output | Parking Garage Luminaires | Standard | FALSE | [9 empty] | 41430 |  |  | NotYetVerified | Qualified with dimming and non-dimming driver options | 3 | 4576 | 112 | 41 |  | 0.9 | 5000 | 75
P00000WRC | Infinilux Corporation | Infinilux CFSG Series | CFSGXX36 - 02 (5000K) | Outdoor Luminaires | Low Output | Parking Garage Luminaires | Standard | FALSE | [9 empty] | 41430 |  |  | NotYetVerified | Qualified with dimming and non-dimming driver options | 3 | 4576 | 112 | 41 |  | 0.9 | 5000 | 75
P00000WRB | Infinilux Corporation | Infinilux CLSG Series | CLSGXX36 - 02 (5000K)-C02 | Outdoor Luminaires | Low Output | Parking Garage Luminaires | Standard | FALSE | [9 empty] | 41430 |  |  | NotYetVerified | Qualified with dimming and non-dimming driver options | 3 | 4576 | 112 | 41 |  | 0.9 | 5000 | 75
P00000WRA | Infinilux Corporation | Infinilux CLSG Series | CLSGXX36 - 02 (5000K)-C01 | Outdoor Luminaires | Low Output | Parking Garage Luminaires | Standard | FALSE | [9 empty] | 41430 |  |  | NotYetVerified | Qualified with dimming and non-dimming driver options | 3 | 4576 | 112 | 41 |  | 0.9 | 5000 | 75
P00000WRJ | Infinilux Corporation | Infinilux CFSG Series | CFSGXX48 - 02 (4000K)-C02 | Outdoor Luminaires | Mid Output | Parking Garage Luminaires | Standard | FALSE | [9 empty] | 41430 |  |  | NotYetVerified | Qualified with dimming and non-dimming driver options | 3 | 5394 | 100 | 54 |  | 0.9 | 4000 | 70
P00000WRI | Infinilux Corporation | Infinilux CFSG Series | CFSGXX48 - 02 (4000K)-C01 | Outdoor Luminaires | Mid Output | Parking Garage Luminaires | Standard | FALSE | [9 empty] | 41430 |  |  | NotYetVerified | Qualified with dimming and non-dimming driver options | 3 | 5394 | 100 | 54 |  | 0.9 | 4000 | 70
P00000WRH | Infinilux Corporation | Infinilux CFSG Series | CFSGXX48 - 02 (4000K) | Outdoor Luminaires | Mid Output | Parking Garage Luminaires | Standard | FALSE | [9 empty] | 41430 |  |  | NotYetVerified | Qualified with dimming and non-dimming driver options | 3 | 5394 | 100 | 54 |  | 0.9 | 4000 | 70
P00000WRG | Infinilux Corporation | Infinilux CLSG Series | CLSGXX48 - 02 (4000K)-C02 | Outdoor Luminaires | Mid Output | Parking Garage Luminaires | Standard | FALSE | [9 empty] | 41430 |  |  | NotYetVerified | Qualified with dimming and non-dimming driver options | 3 | 5394 | 100 | 54 |  | 0.9 | 4000 | 70
P00000WRF | Infinilux Corporation | Infinilux CLSG Series | CLSGXX48 - 02 (4000K)-C01 | Outdoor Luminaires | Mid Output | Parking Garage Luminaires | Standard | FALSE | [9 empty] | 41430 |  |  | NotYetVerified | Qualified with dimming and non-dimming driver options | 3 | 5394 | 100 | 54 |  | 0.9 | 4000 | 70
P00000WR9 | Infinilux Corporation | Infinilux CFSG Series | CFSGXX36 - 02 (4000K)-C02 | Outdoor Luminaires | Low Output | Parking Garage Luminaires | Standard | FALSE | [9 empty] | 41430 |  |  | NotYetVerified | Qualified with dimming and non-dimming driver options | 3 | 4286 | 105 | 41 |  | 0.9 | 4000 | 70
P00000WR8 | Infinilux Corporation | Infinilux CFSG Series | CFSGXX36 - 02 (4000K)-C01 | Outdoor Luminaires | Low Output | Parking Garage Luminaires | Standard | FALSE | [9 empty] | 41430 |  |  | NotYetVerified | Qualified with dimming and non-dimming driver options | 3 | 4286 | 105 | 41 |  | 0.9 | 4000 | 70
P00000WR7 | Infinilux Corporation | Infinilux CFSG Series | CFSGXX36 - 02 (4000K) | Outdoor Luminaires | Low Output | Parking Garage Luminaires | Standard | FALSE | [9 empty] | 41430 |  |  | NotYetVerified | Qualified with dimming and non-dimming driver options | 3 | 4286 | 105 | 41 |  | 0.9 | 4000 | 70
P00000WR6 | Infinilux Corporation | Infinilux CLSG Series | CLSGXX36 - 02 (4000K)-C02 | Outdoor Luminaires | Low Output | Parking Garage Luminaires | Standard | FALSE | [9 empty] | 41430 |  |  | NotYetVerified | Qualified with dimming and non-dimming driver options | 3 | 4286 | 105 | 41 |  | 0.9 | 4000 | 70
P00000WR5 | Infinilux Corporation | Infinilux CLSG Series | CLSGXX36 - 02 (4000K)-C01 | Outdoor Luminaires | Low Output | Parking Garage Luminaires | Standard | FALSE | [9 empty] | 41430 |  |  | NotYetVerified | Qualified with dimming and non-dimming driver options | 3 | 4286 | 105 | 41 |  | 0.9 | 4000 | 70
P000014TF | Philips Gardco | VizorLED | VZ24-60G3-530-B-XXX-XXX-XXXX-XXX | Outdoor Luminaires | Mid Output | Parking Garage Luminaires | Standard | TRUE | 7513 | 77.3 | 97.22 | 17.88 | 0.92 | 3924 | 75.6 | 5 | 100000 | 41429 |  |  | NotYetVerified |  | 3 | 7520 | 78 | 97 |  | 0.9 | 4000 | 75
P000011AI | Neptun Light Inc. | Neptun Light | LED-12080-UNV-750 | Outdoor Luminaires | Mid Output | Parking Garage Luminaires | Standard | TRUE | 6647.6 | 80.63 | 82.45 | 14.26 | 0.9712 | 5638 | 80.6 | 5 | 70000 | 41422 |  |  | NotYetVerified |  | 3 | 6400 | 79 | 81 |  | 0.98 | 5700 | 70
P000011AH | Neptun Light Inc. | Neptun Light | LED-12060-UNV-750 | Outdoor Luminaires | Mid Output | Parking Garage Luminaires | Standard | TRUE | 5134.6 | 84.84 | 60.52 | 17.98 | 0.9664 | 5628 | 80.5 | 5 | 70000 | 41422 |  |  | NotYetVerified |  | 3 | 5100 | 84 | 61 |  | 0.98 | 5700 | 70
P000011AG | Neptun Light Inc. | Neptun Light | LED-12040-UNV-750 | Outdoor Luminaires | Low Output | Parking Garage Luminaires | Standard | TRUE | 3726.3 | 91.06 | 40.92 | 15.88 | 0.9325 | 5556 | 80.2 | 5 | 70000 | 41422 |  |  | NotYetVerified |  | 3 | 3600 | 88 | 41 |  | 0.98 | 5700 | 70
P00000R0B | Energy Solutions International | ESI | L-HLJ-L100B-40 | Outdoor Luminaires | Low Output | Parking Garage Luminaires | Standard | TRUE | 4052 | 96.07 | 42.176 | 18.941 | 0.8762 | 5217 | 75 | 5 |  | 41418 |  |  | NotYetVerified | Updated data 11/8/2013 | 3 |  | 90 | 40 |  |  | 5100
P00000QNQ | Cree Inc. | E-Conolight | E-CP2L04CX | Outdoor Luminaires | Low Output | Parking Garage Luminaires | Standard | TRUE | 4119 | 100.88 | 40.83 | 10.8 | 0.9598 | 4697 | 73 | 5 | 100000 | 41400 |  |  | NotYetVerified | Qualified with dimming and non-dimming driver options | 3 | 4119 | 101 | 41 |  | 0.9 | 5000 | 70
P00000QNP | Cree Inc. | E-Conolight | E-PG1L08CS | Outdoor Luminaires | Mid Output | Parking Garage Luminaires | Standard | TRUE | 5985 | 79.6 | 75.2 | 13.1 | 0.937 | 5065 | 67.1 | 5 | 190000 | 41400 |  |  | NotYetVerified |  | 3 | 5985 | 80 | 75 |  |  | 5000 | 75
P000018M7 | SCS Lighting Solutions Inc. | SCS Lighting Solutions Inc. | SCS-PS045-0120 | Outdoor Luminaires | Low Output | Parking Garage Luminaires | Standard | TRUE | 4212.23 | 90.67 | 46.46 | 17.2 | 0.8976 | 5358 | 73 | 5 | 75000 | 41400 |  |  | NotYetVerified |  | 3 | 4075 |  | 45 |  | 0.98 | 5300
P000001R6 | Acuity Brands Lighting | Lithonia Lighting | DSXPG LED 20C 1000 40K ASY XXXXX XXX XXXXXXXX XXXXX | Outdoor Luminaires | Mid Output | Parking Garage Luminaires | Standard | TRUE | 6208 | 85.43 | 72.67 | 23.8 | 0.88 | 4044 | 74 | 5 | 100000 | 41400 |  |  | NotYetVerified |  | 3 | 5378.43 | 72.49 | 74.2 |  |  | 4000 | 73.5
P000001S4 | Acuity Brands Lighting | Lithonia Lighting | DSXPGT LED 60C 700 30K ASY XXXXX XXX XXXXXXXX XXXXX | Outdoor Luminaires | High Output | Parking Garage Luminaires | Standard | TRUE | 10053 | 74.77 | 134.44 | 23.8 | 0.88 | 2991 | 85 | 5 | 100000 | 41400 |  |  | NotYetVerified |  | 3 | 10052.6 | 74.8 | 134.4 |  |  | 3000 | 84.7
P000001RA | Acuity Brands Lighting | Lithonia Lighting | DSXPG LED 10C 1000 50K ASY XXXXX XXX XXXXXXXX XXXXX | Outdoor Luminaires | Low Output | Parking Garage Luminaires | Standard | TRUE | 3184 | 82.93 | 38.39 | 23.8 | 0.88 | 5149 | 70 | 5 | 100000 | 41400 |  |  | NotYetVerified |  | 3 | 3183 | 82.91 | 38.39 |  |  | 5000 | 70
P000001Q7 | Acuity Brands Lighting | Lithonia Lighting | DSXPG LED 30C 530 30K ASY XXXXX XXX XXXXXXXX XXXXX | Outdoor Luminaires | Low Output | Parking Garage Luminaires | Standard | TRUE | 4148 | 80.14 | 51.76 | 13.5 | 0.88 | 2986 | 84 | 5 | 100000 | 41400 |  |  | NotYetVerified |  | 3 | 4147 | 80.12 | 51.76 |  |  | 3000 | 84.8
P000001T2 | Acuity Brands Lighting | Lithonia Lighting | DSXPGT LED 60C 1000 50K T5M XXXXX XXX XXXXXXXX XXXXX | Outdoor Luminaires | High Output | Parking Garage Luminaires | Standard | FALSE | [9 empty] | 41400 | Not Yet Verified | Not Yet Verified | NotYetVerified |  | 3 | 19712.4 | 92.68 | 212.7 |  |  | 5000 | 70.5
P000001T1 | Acuity Brands Lighting | Lithonia Lighting | DSXPGT LED 60C 1000 50K T5R XXXXX XXX XXXXXXXX XXXXX | Outdoor Luminaires | High Output | Parking Garage Luminaires | Standard | FALSE | [9 empty] | 41400 | Not Yet Verified | Not Yet Verified | NotYetVerified |  | 3 | 19119.9 | 89.89 | 212.7 |  |  | 5000 | 70.5
P000001T3 | Acuity Brands Lighting | Lithonia Lighting | DSXPGT LED 60C 1000 50K ASY XXXXX XXX XXXXXXXX XXXXX | Outdoor Luminaires | High Output | Parking Garage Luminaires | Standard | FALSE | [9 empty] | 41400 | Not Yet Verified | Not Yet Verified | NotYetVerified |  | 3 | 18464.4 | 86.81 | 212.7 |  |  | 5000 | 70.5
P000001SZ | Acuity Brands Lighting | Lithonia Lighting | DSXPGT LED 40C 1000 50K T5M XXXXX XXX XXXXXXXX XXXXX | Outdoor Luminaires | High Output | Parking Garage Luminaires | Standard | FALSE | [9 empty] | 41400 | Not Yet Verified | Not Yet Verified | NotYetVerified |  | 3 | 13583.9 | 92.34 | 147.1 |  |  | 5000 | 70.5
P000001SY | Acuity Brands Lighting | Lithonia Lighting | DSXPGT LED 40C 1000 50K T5R XXXXX XXX XXXXXXXX XXXXX | Outdoor Luminaires | High Output | Parking Garage Luminaires | Standard | FALSE | [9 empty] | 41400 | Not Yet Verified | Not Yet Verified | NotYetVerified |  | 3 | 13175.6 | 89.57 | 147.1 |  |  | 5000 | 70.5
P000001T0 | Acuity Brands Lighting | Lithonia Lighting | DSXPGT LED 40C 1000 50K ASY XXXXX XXX XXXXXXXX XXXXX | Outdoor Luminaires | High Output | Parking Garage Luminaires | Standard | FALSE | [9 empty] | 41400 | Not Yet Verified | Not Yet Verified | NotYetVerified |  | 3 | 12723.9 | 86.62 | 146.9 |  |  | 5000 | 70.5
P000001RT | Acuity Brands Lighting | Lithonia Lighting | DSXPG LED 30C 1000 50K T5M XXXXX XXX XXXXXXXX XXXXX | Outdoor Luminaires | Mid Output | Parking Garage Luminaires | Standard | FALSE | [9 empty] | 41400 | Not Yet Verified | Not Yet Verified | NotYetVerified |  | 3 | 9263.9 | 86.42 | 107.2 |  |  | 5000 | 70
P000001RS | Acuity Brands Lighting | Lithonia Lighting | DSXPG LED 30C 1000 50K T5R XXXXX XXX XXXXXXXX XXXXX | Outdoor Luminaires | Mid Output | Parking Garage Luminaires | Standard | FALSE | [9 empty] | 41400 | Not Yet Verified | Not Yet Verified | NotYetVerified |  | 3 | 9108.8 | 84.97 | 107.2 |  |  | 5000 | 70
P000001RU | Acuity Brands Lighting | Lithonia Lighting | DSXPG LED 30C 1000 50K ASY XXXXX XXX XXXXXXXX XXXXX | Outdoor Luminaires | Mid Output | Parking Garage Luminaires | Standard | FALSE | [9 empty] | 41400 | Not Yet Verified | Not Yet Verified | NotYetVerified |  | 3 | 8824.5 | 82.32 | 107.2 |  |  | 5000 | 70
P000001RQ | Acuity Brands Lighting | Lithonia Lighting | DSXPG LED 20C 1000 50K T5M XXXXX XXX XXXXXXXX XXXXX | Outdoor Luminaires | Mid Output | Parking Garage Luminaires | Standard | FALSE | [9 empty] | 41400 | Not Yet Verified | Not Yet Verified | NotYetVerified |  | 3 | 6334.8 | 85.37 | 74.2 |  |  | 5000 | 70
P000001RP | Acuity Brands Lighting | Lithonia Lighting | DSXPG LED 20C 1000 50K T5R XXXXX XXX XXXXXXXX XXXXX | Outdoor Luminaires | Mid Output | Parking Garage Luminaires | Standard | FALSE | [9 empty] | 41400 | Not Yet Verified | Not Yet Verified | NotYetVerified |  | 3 | 6228.8 | 83.95 | 74.2 |  |  | 5000 | 70
P000001RR | Acuity Brands Lighting | Lithonia Lighting | DSXPG LED 20C 1000 50K ASY XXXXX XXX XXXXXXXX XXXXX | Outdoor Luminaires | Mid Output | Parking Garage Luminaires | Standard | FALSE | [9 empty] | 41400 | Not Yet Verified | Not Yet Verified | NotYetVerified |  | 3 | 6034.38 | 81.33 | 74.2 |  |  | 5000 | 70
P000001RO | Acuity Brands Lighting | Lithonia Lighting | DSXPG LED 10C 1000 50K T5M XXXXX XXX XXXXXXXX XXXXX | Outdoor Luminaires | Low Output | Parking Garage Luminaires | Standard | FALSE | [9 empty] | 41400 | Not Yet Verified | Not Yet Verified | NotYetVerified |  | 3 | 3341.5 | 86.34 | 38.7 |  |  | 5000 | 70
P000001RN | Acuity Brands Lighting | Lithonia Lighting | DSXPG LED 10C 1000 50K T5R XXXXX XXX XXXXXXXX XXXXX | Outdoor Luminaires | Low Output | Parking Garage Luminaires | Standard | FALSE | [9 empty] | 41400 | Not Yet Verified | Not Yet Verified | NotYetVerified |  | 3 | 3285.5 | 84.9 | 38.7 |  |  | 5000 | 70
P000001SS | Acuity Brands Lighting | Lithonia Lighting | DSXPGT LED 40C 700 50K T5R XXXXX XXX XXXXXXXX XXXXX | Outdoor Luminaires | Mid Output | Parking Garage Luminaires | Standard | FALSE | [9 empty] | 41400 | Not Yet Verified | Not Yet Verified | NotYetVerified |  | 3 | 9761.9 | 107.99 | 90.4 |  |  | 5000 | 69.6
P000001SU | Acuity Brands Lighting | Lithonia Lighting | DSXPGT LED 40C 700 50K ASY XXXXX XXX XXXXXXXX XXXXX | Outdoor Luminaires | Mid Output | Parking Garage Luminaires | Standard | FALSE | [9 empty] | 41400 | Not Yet Verified | Not Yet Verified | NotYetVerified |  | 3 | 9427.2 | 103.94 | 90.7 |  |  | 5000 | 69.6
P000001SW | Acuity Brands Lighting | Lithonia Lighting | DSXPGT LED 60C 700 50K T5M XXXXX XXX XXXXXXXX XXXXX | Outdoor Luminaires | High Output | Parking Garage Luminaires | Standard | FALSE | [9 empty] | 41400 | Not Yet Verified | Not Yet Verified | NotYetVerified |  | 3 | 14971.7 | 111.4 | 134.4 |  |  | 5000 | 69.6
P000001SV | Acuity Brands Lighting | Lithonia Lighting | DSXPGT LED 60C 700 50K T5R XXXXX XXX XXXXXXXX XXXXX | Outdoor Luminaires | High Output | Parking Garage Luminaires | Standard | FALSE | [9 empty] | 41400 | Not Yet Verified | Not Yet Verified | NotYetVerified |  | 3 | 14521.7 | 108.05 | 134.4 |  |  | 5000 | 69.6
P000001SX | Acuity Brands Lighting | Lithonia Lighting | DSXPGT LED 60C 700 50K ASY XXXXX XXX XXXXXXXX XXXXX | Outdoor Luminaires | High Output | Parking Garage Luminaires | Standard | FALSE | [9 empty] | 41400 | Not Yet Verified | Not Yet Verified | NotYetVerified |  | 3 | 14023.8 | 104.34 | 134.4 |  |  | 5000 | 69.6
P000001ST | Acuity Brands Lighting | Lithonia Lighting | DSXPGT LED 40C 700 50K T5M XXXXX XXX XXXXXXXX XXXXX | Outdoor Luminaires | High Output | Parking Garage Luminaires | Standard | FALSE | [9 empty] | 41400 | Not Yet Verified | Not Yet Verified | NotYetVerified |  | 3 | 10064.4 | 111.33 | 90.4 |  |  | 5000 | 69.6
P000001SQ | Acuity Brands Lighting | Lithonia Lighting | DSXPGT LED 60C 530 50K T5M XXXXX XXX XXXXXXXX XXXXX | Outdoor Luminaires | High Output | Parking Garage Luminaires | Standard | FALSE | [9 empty] | 41400 | Not Yet Verified | Not Yet Verified | NotYetVerified |  | 3 | 12274.1 | 118.82 | 103.3 |  |  | 5000 | 69.5
P000001SP | Acuity Brands Lighting | Lithonia Lighting | DSXPGT LED 60C 530 50K T5R XXXXX XXX XXXXXXXX XXXXX | Outdoor Luminaires | High Output | Parking Garage Luminaires | Standard | FALSE | [9 empty] | 41400 | Not Yet Verified | Not Yet Verified | NotYetVerified |  | 3 | 11905.1 | 115.25 | 103.3 |  |  | 5000 | 69.5
P000001SR | Acuity Brands Lighting | Lithonia Lighting | DSXPGT LED 60C 530 50K ASY XXXXX XXX XXXXXXXX XXXXX | Outdoor Luminaires | High Output | Parking Garage Luminaires | Standard | FALSE | [9 empty] | 41400 | Not Yet Verified | Not Yet Verified | NotYetVerified |  | 3 | 11497 | 111.3 | 103.3 |  |  | 5000 | 69.5
P000001RL | Acuity Brands Lighting | Lithonia Lighting | DSXPG LED 30C 700 50K T5M XXXXX XXX XXXXXXXX XXXXX | Outdoor Luminaires | Mid Output | Parking Garage Luminaires | Standard | FALSE | [9 empty] | 41400 | Not Yet Verified | Not Yet Verified | NotYetVerified |  | 3 | 7071.6 | 105.08 | 67.3 |  |  | 5000 | 69.4
P000001RK | Acuity Brands Lighting | Lithonia Lighting | DSXPG LED 30C 700 50K T5R XXXXX XXX XXXXXXXX XXXXX | Outdoor Luminaires | Mid Output | Parking Garage Luminaires | Standard | FALSE | [9 empty] | 41400 | Not Yet Verified | Not Yet Verified | NotYetVerified |  | 3 | 6953.3 | 103.32 | 67.3 |  |  | 5000 | 69.4
P000001RM | Acuity Brands Lighting | Lithonia Lighting | DSXPG LED 30C 700 50K ASY XXXXX XXX XXXXXXXX XXXXX | Outdoor Luminaires | Mid Output | Parking Garage Luminaires | Standard | FALSE | [9 empty] | 41400 | Not Yet Verified | Not Yet Verified | NotYetVerified |  | 3 | 6736.24 | 100.09 | 67.3 |  |  | 5000 | 69.4
P000001RI | Acuity Brands Lighting | Lithonia Lighting | DSXPG LED 20C 700 50K T5M XXXXX XXX XXXXXXXX XXXXX | Outdoor Luminaires | Low Output | Parking Garage Luminaires | Standard | FALSE | [9 empty] | 41400 | Not Yet Verified | Not Yet Verified | NotYetVerified |  | 3 | 4714.4 | 103.61 | 45.5 |  |  | 5000 | 69.4
P000001RH | Acuity Brands Lighting | Lithonia Lighting | DSXPG LED 20C 700 50K T5R XXXXX XXX XXXXXXXX XXXXX | Outdoor Luminaires | Low Output | Parking Garage Luminaires | Standard | FALSE | [9 empty] | 41400 | Not Yet Verified | Not Yet Verified | NotYetVerified |  | 3 | 4635.5 | 101.88 | 45.5 |  |  | 5000 | 69.4
P000001RJ | Acuity Brands Lighting | Lithonia Lighting | DSXPG LED 20C 700 50K ASY XXXXX XXX XXXXXXXX XXXXX | Outdoor Luminaires | Low Output | Parking Garage Luminaires | Standard | FALSE | [9 empty] | 41400 | Not Yet Verified | Not Yet Verified | NotYetVerified |  | 3 | 4490.83 | 98.7 | 45.5 |  |  | 5000 | 69.4
P000001RF | Acuity Brands Lighting | Lithonia Lighting | DSXPG LED 10C 700 50K T5M XXXXX XXX XXXXXXXX XXXXX | Outdoor Luminaires | Low Output | Parking Garage Luminaires | Standard | FALSE | [9 empty] | 41400 | Not Yet Verified | Not Yet Verified | NotYetVerified |  | 3 | 2448.5 | 96.02 | 25.5 |  |  | 5000 | 69.4
P000001RE | Acuity Brands Lighting | Lithonia Lighting | DSXPG LED 10C 700 50K T5R XXXXX XXX XXXXXXXX XXXXX | Outdoor Luminaires | Low Output | Parking Garage Luminaires | Standard | FALSE | [9 empty] | 41400 | Not Yet Verified | Not Yet Verified | NotYetVerified |  | 3 | 2407.5 | 94.41 | 25.5 |  |  | 5000 | 69.4
P000001RG | Acuity Brands Lighting | Lithonia Lighting | DSXPG LED 10C 700 50K ASY XXXXX XXX XXXXXXXX XXXXX | Outdoor Luminaires | Low Output | Parking Garage Luminaires | Standard | FALSE | [9 empty] | 41400 | Not Yet Verified | Not Yet Verified | NotYetVerified |  | 3 | 2337 | 92.01 | 25.4 |  |  | 5000 | 69.4
P000001RC | Acuity Brands Lighting | Lithonia Lighting | DSXPG LED 30C 530 50K T5M XXXXX XXX XXXXXXXX XXXXX | Outdoor Luminaires | Mid Output | Parking Garage Luminaires | Standard | FALSE | [9 empty] | 41400 | Not Yet Verified | Not Yet Verified | NotYetVerified |  | 3 | 5798 | 111.93 | 51.8 |  |  | 5000 | 69.2
P000001RB | Acuity Brands Lighting | Lithonia Lighting | DSXPG LED 30C 530 50K T5R XXXXX XXX XXXXXXXX XXXXX | Outdoor Luminaires | Mid Output | Parking Garage Luminaires | Standard | FALSE | [9 empty] | 41400 | Not Yet Verified | Not Yet Verified | NotYetVerified |  | 3 | 5700.9 | 110.06 | 51.8 |  |  | 5000 | 69.2
P000001RD | Acuity Brands Lighting | Lithonia Lighting | DSXPG LED 30C 530 50K ASY XXXXX XXX XXXXXXXX XXXXX | Outdoor Luminaires | Mid Output | Parking Garage Luminaires | Standard | FALSE | [9 empty] | 41400 | Not Yet Verified | Not Yet Verified | NotYetVerified |  | 3 | 5522.97 | 106.62 | 51.8 |  |  | 5000 | 69.2
P000001SN | Acuity Brands Lighting | Lithonia Lighting | DSXPGT LED 60C 1000 40K T5M XXXXX XXX XXXXXXXX XXXXX | Outdoor Luminaires | High Output | Parking Garage Luminaires | Standard | FALSE | [9 empty] | 41400 | Not Yet Verified | Not Yet Verified | NotYetVerified |  | 3 | 17894.2 | 84.13 | 212.7 |  |  | 4000 | 73.8
P000001SM | Acuity Brands Lighting | Lithonia Lighting | DSXPGT LED 60C 1000 40K T5R XXXXX XXX XXXXXXXX XXXXX | Outdoor Luminaires | High Output | Parking Garage Luminaires | Standard | FALSE | [9 empty] | 41400 | Not Yet Verified | Not Yet Verified | NotYetVerified |  | 3 | 17356.3 | 81.6 | 212.7 |  |  | 4000 | 73.8
P000001SO | Acuity Brands Lighting | Lithonia Lighting | DSXPGT LED 60C 1000 40K ASY XXXXX XXX XXXXXXXX XXXXX | Outdoor Luminaires | High Output | Parking Garage Luminaires | Standard | FALSE | [9 empty] | 41400 | Not Yet Verified | Not Yet Verified | NotYetVerified |  | 3 | 16761.3 | 78.8 | 212.7 |  |  | 4000 | 73.8
P000001SK | Acuity Brands Lighting | Lithonia Lighting | DSXPGT LED 40C 1000 40K T5M XXXXX XXX XXXXXXXX XXXXX | Outdoor Luminaires | High Output | Parking Garage Luminaires | Standard | FALSE | [9 empty] | 41400 | Not Yet Verified | Not Yet Verified | NotYetVerified |  | 3 | 12331 | 83.83 | 147.1 |  |  | 4000 | 73.8
P000001SJ | Acuity Brands Lighting | Lithonia Lighting | DSXPGT LED 40C 1000 40K T5R XXXXX XXX XXXXXXXX XXXXX | Outdoor Luminaires | High Output | Parking Garage Luminaires | Standard | FALSE | [9 empty] | 41400 | Not Yet Verified | Not Yet Verified | NotYetVerified |  | 3 | 11960.4 | 81.31 | 147.1 |  |  | 4000 | 73.8
P000001SL | Acuity Brands Lighting | Lithonia Lighting | DSXPGT LED 40C 1000 40K ASY XXXXX XXX XXXXXXXX XXXXX | Outdoor Luminaires | High Output | Parking Garage Luminaires | Standard | FALSE | [9 empty] | 41400 | Not Yet Verified | Not Yet Verified | NotYetVerified |  | 3 | 11550.3 | 76.85 | 150.3 |  |  | 4000 | 73.8
P000001SE | Acuity Brands Lighting | Lithonia Lighting | DSXPGT LED 40C 700 40K T5M XXXXX XXX XXXXXXXX XXXXX | Outdoor Luminaires | Mid Output | Parking Garage Luminaires | Standard | FALSE | [9 empty] | 41400 | Not Yet Verified | Not Yet Verified | NotYetVerified |  | 3 | 9159.1 | 101.32 | 90.4 |  |  | 4000 | 73.5
P000001SD | Acuity Brands Lighting | Lithonia Lighting | DSXPGT LED 40C 700 40K T5R XXXXX XXX XXXXXXXX XXXXX | Outdoor Luminaires | Mid Output | Parking Garage Luminaires | Standard | FALSE | [9 empty] | 41400 | Not Yet Verified | Not Yet Verified | NotYetVerified |  | 3 | 8883.8 | 98.27 | 90.4 |  |  | 4000 | 73.5
P000001SF | Acuity Brands Lighting | Lithonia Lighting | DSXPGT LED 40C 700 40K ASY XXXXX XXX XXXXXXXX XXXXX | Outdoor Luminaires | Mid Output | Parking Garage Luminaires | Standard | FALSE | [9 empty] | 41400 | Not Yet Verified | Not Yet Verified | NotYetVerified |  | 3 | 8579.2 | 92.72 | 92.53 |  |  | 4000 | 73.5
P000001R8 | Acuity Brands Lighting | Lithonia Lighting | DSXPG LED 30C 1000 40K T5M XXXXX XXX XXXXXXXX XXXXX | Outdoor Luminaires | Mid Output | Parking Garage Luminaires | Standard | FALSE | [9 empty] | 41400 | Not Yet Verified | Not Yet Verified | NotYetVerified |  | 3 | 8256.9 | 77.02 | 107.2 |  |  | 4000 | 73.5
P000001R7 | Acuity Brands Lighting | Lithonia Lighting | DSXPG LED 30C 1000 40K T5R XXXXX XXX XXXXXXXX XXXXX | Outdoor Luminaires | Mid Output | Parking Garage Luminaires | Standard | FALSE | [9 empty] | 41400 | Not Yet Verified | Not Yet Verified | NotYetVerified |  | 3 | 8118.7 | 75.73 | 107.2 |  |  | 4000 | 73.5
P000001R9 | Acuity Brands Lighting | Lithonia Lighting | DSXPG LED 30C 1000 40K ASY XXXXX XXX XXXXXXXX XXXXX | Outdoor Luminaires | Mid Output | Parking Garage Luminaires | Standard | FALSE | [9 empty] | 41400 | Not Yet Verified | Not Yet Verified | NotYetVerified |  | 3 | 7865.26 | 73.37 | 107.2 |  |  | 4000 | 73.5
P000001R5 | Acuity Brands Lighting | Lithonia Lighting | DSXPG LED 20C 1000 40K T5M XXXXX XXX XXXXXXXX XXXXX | Outdoor Luminaires | Mid Output | Parking Garage Luminaires | Standard | FALSE | [9 empty] | 41400 | Not Yet Verified | Not Yet Verified | NotYetVerified |  | 3 | 5646.2 | 76.09 | 74.2 |  |  | 4000 | 73.5
P000001R4 | Acuity Brands Lighting | Lithonia Lighting | DSXPG LED 20C 1000 40K T5R XXXXX XXX XXXXXXXX XXXXX | Outdoor Luminaires | Mid Output | Parking Garage Luminaires | Standard | FALSE | [9 empty] | 41400 | Not Yet Verified | Not Yet Verified | NotYetVerified |  | 3 | 5551.7 | 74.82 | 74.2 |  |  | 4000 | 73.5
P000001QQ | Acuity Brands Lighting | Lithonia Lighting | DSXPG LED 30C 530 40K T5M XXXXX XXX XXXXXXXX XXXXX | Outdoor Luminaires | Mid Output | Parking Garage Luminaires | Standard | FALSE | [9 empty] | 41400 | Not Yet Verified | Not Yet Verified | NotYetVerified |  | 3 | 5167.7 | 99.76 | 51.8 |  |  | 4000 | 73.5
P000001QP | Acuity Brands Lighting | Lithonia Lighting | DSXPG LED 30C 530 40K T5R XXXXX XXX XXXXXXXX XXXXX | Outdoor Luminaires | Mid Output | Parking Garage Luminaires | Standard | FALSE | [9 empty] | 41400 | Not Yet Verified | Not Yet Verified | NotYetVerified |  | 3 | 5081.2 | 98.09 | 51.8 |  |  | 4000 | 73.5
P000001QR | Acuity Brands Lighting | Lithonia Lighting | DSXPG LED 30C 530 40K ASY XXXXX XXX XXXXXXXX XXXXX | Outdoor Luminaires | Low Output | Parking Garage Luminaires | Standard | FALSE | [9 empty] | 41400 | Not Yet Verified | Not Yet Verified | NotYetVerified |  | 3 | 4922.61 | 95.03 | 51.8 |  |  | 4000 | 73.5
P000001R2 | Acuity Brands Lighting | Lithonia Lighting | DSXPG LED 10C 1000 40K T5M XXXXX XXX XXXXXXXX XXXXX | Outdoor Luminaires | Low Output | Parking Garage Luminaires | Standard | FALSE | [9 empty] | 41400 | Not Yet Verified | Not Yet Verified | NotYetVerified |  | 3 | 2978.3 | 76.96 | 38.7 |  |  | 4000 | 73.5
P000001R1 | Acuity Brands Lighting | Lithonia Lighting | DSXPG LED 10C 1000 40K T5R XXXXX XXX XXXXXXXX XXXXX | Outdoor Luminaires | Low Output | Parking Garage Luminaires | Standard | FALSE | [9 empty] | 41400 | Not Yet Verified | Not Yet Verified | NotYetVerified |  | 3 | 2928.4 | 75.67 | 38.7 |  |  | 4000 | 73.5
P000001SH | Acuity Brands Lighting | Lithonia Lighting | DSXPGT LED 60C 700 40K T5M XXXXX XXX XXXXXXXX XXXXX | Outdoor Luminaires | High Output | Parking Garage Luminaires | Standard | FALSE | [9 empty] | 41400 | Not Yet Verified | Not Yet Verified | NotYetVerified |  | 3 | 13590.8 | 101.12 | 134.4 |  |  | 4000 | 73.5
P000001SG | Acuity Brands Lighting | Lithonia Lighting | DSXPGT LED 60C 700 40K T5R XXXXX XXX XXXXXXXX XXXXX | Outdoor Luminaires | High Output | Parking Garage Luminaires | Standard | FALSE | [9 empty] | 41400 | Not Yet Verified | Not Yet Verified | NotYetVerified |  | 3 | 13182.2 | 98.08 | 134.4 |  |  | 4000 | 73.5
P000001SI | Acuity Brands Lighting | Lithonia Lighting | DSXPGT LED 60C 700 40K ASY XXXXX XXX XXXXXXXX XXXXX | Outdoor Luminaires | High Output | Parking Garage Luminaires | Standard | FALSE | [9 empty] | 41400 | Not Yet Verified | Not Yet Verified | NotYetVerified |  | 3 | 12730.3 | 94.72 | 134.4 |  |  | 4000 | 73.5
P000001SB | Acuity Brands Lighting | Lithonia Lighting | DSXPGT LED 60C 530 40K T5M XXXXX XXX XXXXXXXX XXXXX | Outdoor Luminaires | High Output | Parking Garage Luminaires | Standard | FALSE | [9 empty] | 41400 | Not Yet Verified | Not Yet Verified | NotYetVerified |  | 3 | 11142 | 107.86 | 103.3 |  |  | 4000 | 73.3
P000001SA | Acuity Brands Lighting | Lithonia Lighting | DSXPGT LED 60C 530 40K T5R XXXXX XXX XXXXXXXX XXXXX | Outdoor Luminaires | High Output | Parking Garage Luminaires | Standard | FALSE | [9 empty] | 41400 | Not Yet Verified | Not Yet Verified | NotYetVerified |  | 3 | 10807 | 104.62 | 103.3 |  |  | 4000 | 73.3
P000001SC | Acuity Brands Lighting | Lithonia Lighting | DSXPGT LED 60C 530 40K ASY XXXXX XXX XXXXXXXX XXXXX | Outdoor Luminaires | High Output | Parking Garage Luminaires | Standard | FALSE | [9 empty] | 41400 | Not Yet Verified | Not Yet Verified | NotYetVerified |  | 3 | 10436.5 | 101.03 | 103.3 |  |  | 4000 | 73.3
P000001QZ | Acuity Brands Lighting | Lithonia Lighting | DSXPG LED 30C 700 40K T5M XXXXX XXX XXXXXXXX XXXXX | Outdoor Luminaires | Mid Output | Parking Garage Luminaires | Standard | FALSE | [9 empty] | 41400 | Not Yet Verified | Not Yet Verified | NotYetVerified |  | 3 | 6302.9 | 93.65 | 67.3 |  |  | 4000 | 73.2
P000001QY | Acuity Brands Lighting | Lithonia Lighting | DSXPG LED 30C 700 40K T5R XXXXX XXX XXXXXXXX XXXXX | Outdoor Luminaires | Mid Output | Parking Garage Luminaires | Standard | FALSE | [9 empty] | 41400 | Not Yet Verified | Not Yet Verified | NotYetVerified |  | 3 | 6197.4 | 92.09 | 67.3 |  |  | 4000 | 73.2
P000001R0 | Acuity Brands Lighting | Lithonia Lighting | DSXPG LED 30C 700 40K ASY XXXXX XXX XXXXXXXX XXXXX | Outdoor Luminaires | Mid Output | Parking Garage Luminaires | Standard | FALSE | [9 empty] | 41400 | Not Yet Verified | Not Yet Verified | NotYetVerified |  | 3 | 6003.99 | 89.21 | 67.3 |  |  | 4000 | 73.2
P000001QW | Acuity Brands Lighting | Lithonia Lighting | DSXPG LED 20C 700 40K T5M XXXXX XXX XXXXXXXX XXXXX | Outdoor Luminaires | Low Output | Parking Garage Luminaires | Standard | FALSE | [9 empty] | 41400 | Not Yet Verified | Not Yet Verified | NotYetVerified |  | 3 | 4202 | 92.35 | 45.5 |  |  | 4000 | 73.2
P000001QV | Acuity Brands Lighting | Lithonia Lighting | DSXPG LED 20C 700 40K T5R XXXXX XXX XXXXXXXX XXXXX | Outdoor Luminaires | Low Output | Parking Garage Luminaires | Standard | FALSE | [9 empty] | 41400 | Not Yet Verified | Not Yet Verified | NotYetVerified |  | 3 | 4131.6 | 90.8 | 45.5 |  |  | 4000 | 73.2
P000001QX | Acuity Brands Lighting | Lithonia Lighting | DSXPG LED 20C 700 40K ASY XXXXX XXX XXXXXXXX XXXXX | Outdoor Luminaires | Low Output | Parking Garage Luminaires | Standard | FALSE | [9 empty] | 41400 | Not Yet Verified | Not Yet Verified | NotYetVerified |  | 3 | 4002.66 | 87.97 | 45.5 |  |  | 4000 | 73.2
P000001QT | Acuity Brands Lighting | Lithonia Lighting | DSXPG LED 10C 700 40K T5M XXXXX XXX XXXXXXXX XXXXX | Outdoor Luminaires | Low Output | Parking Garage Luminaires | Standard | FALSE | [9 empty] | 41400 | Not Yet Verified | Not Yet Verified | NotYetVerified |  | 3 | 2182.3 | 85.58 | 25.5 |  |  | 4000 | 73.2
P000001QS | Acuity Brands Lighting | Lithonia Lighting | DSXPG LED 10C 700 40K T5R XXXXX XXX XXXXXXXX XXXXX | Outdoor Luminaires | Low Output | Parking Garage Luminaires | Standard | FALSE | [9 empty] | 41400 | Not Yet Verified | Not Yet Verified | NotYetVerified |  | 3 | 2145.8 | 84.15 | 25.5 |  |  | 4000 | 73.2
P000001QU | Acuity Brands Lighting | Lithonia Lighting | DSXPG LED 10C 700 40K ASY XXXXX XXX XXXXXXXX XXXXX | Outdoor Luminaires | Low Output | Parking Garage Luminaires | Standard | FALSE | [9 empty] | 41400 | Not Yet Verified | Not Yet Verified | NotYetVerified |  | 3 | 2081 | 80.01 | 26.01 |  |  | 4000 | 73.2
P000001RY | Acuity Brands Lighting | Lithonia Lighting | DSXPGT LED 60C 530 30K ASY XXXXX XXX XXXXXXXX XXXXX | Outdoor Luminaires | Mid Output | Parking Garage Luminaires | Standard | FALSE | [9 empty] | 41400 | Not Yet Verified | Not Yet Verified | NotYetVerified |  | 3 | 8241.3 | 79.86 | 103.2 |  |  | 3000 | 84.8
P000001RX | Acuity Brands Lighting | Lithonia Lighting | DSXPGT LED 60C 530 30K T5M XXXXX XXX XXXXXXXX XXXXX | Outdoor Luminaires | Mid Output | Parking Garage Luminaires | Standard | FALSE | [9 empty] | 41400 | Not Yet Verified | Not Yet Verified | NotYetVerified |  | 3 | 8798.4 | 85.17 | 103.3 |  |  | 3000 | 84.75
P000001RW | Acuity Brands Lighting | Lithonia Lighting | DSXPGT LED 60C 530 30K T5R XXXXX XXX XXXXXXXX XXXXX | Outdoor Luminaires | Mid Output | Parking Garage Luminaires | Standard | FALSE | [9 empty] | 41400 | Not Yet Verified | Not Yet Verified | NotYetVerified |  | 3 | 8533.9 | 82.61 | 103.3 |  |  | 3000 | 84.75
P000001QA | Acuity Brands Lighting | Lithonia Lighting | DSXPG LED 30C 530 30K T5M XXXXX XXX XXXXXXXX XXXXX | Outdoor Luminaires | Low Output | Parking Garage Luminaires | Standard | FALSE | [9 empty] | 41400 | Not Yet Verified | Not Yet Verified | NotYetVerified |  | 3 | 4353.5 | 84.04 | 51.8 |  |  | 3000 | 84.75
P000001Q9 | Acuity Brands Lighting | Lithonia Lighting | DSXPG LED 30C 530 30K T5R XXXXX XXX XXXXXXXX XXXXX | Outdoor Luminaires | Low Output | Parking Garage Luminaires | Standard | FALSE | [9 empty] | 41400 | Not Yet Verified | Not Yet Verified | NotYetVerified |  | 3 | 4280.6 | 82.64 | 51.8 |  |  | 3000 | 84.75
P000001QG | Acuity Brands Lighting | Lithonia Lighting | DSXPG LED 30C 700 30K ASY XXXXX XXX XXXXXXXX XXXXX | Outdoor Luminaires | Mid Output | Parking Garage Luminaires | Standard | FALSE | [9 empty] | 41400 | Not Yet Verified | Not Yet Verified | NotYetVerified |  | 3 | 5058 | 75.17 | 67.29 |  |  | 3000 | 84.7
P000001S0 | Acuity Brands Lighting | Lithonia Lighting | DSXPGT LED 40C 700 30K T5M XXXXX XXX XXXXXXXX XXXXX | Outdoor Luminaires | Mid Output | Parking Garage Luminaires | Standard | FALSE | [9 empty] | 41400 | Not Yet Verified | Not Yet Verified | NotYetVerified |  | 3 | 7270.1 | 80.42 | 90.4 |  |  | 3000 | 84.65
P000001RZ | Acuity Brands Lighting | Lithonia Lighting | DSXPGT LED 40C 700 30K T5R XXXXX XXX XXXXXXXX XXXXX | Outdoor Luminaires | Mid Output | Parking Garage Luminaires | Standard | FALSE | [9 empty] | 41400 | Not Yet Verified | Not Yet Verified | NotYetVerified |  | 3 | 7051.6 | 78 | 90.4 |  |  | 3000 | 84.65
P000001S3 | Acuity Brands Lighting | Lithonia Lighting | DSXPGT LED 60C 700 30K T5M XXXXX XXX XXXXXXXX XXXXX | Outdoor Luminaires | High Output | Parking Garage Luminaires | Standard | FALSE | [9 empty] | 41400 | Not Yet Verified | Not Yet Verified | NotYetVerified |  | 3 | 10732.1 | 79.85 | 134.4 |  |  | 3000 | 84.65
P000001S2 | Acuity Brands Lighting | Lithonia Lighting | DSXPGT LED 60C 700 30K T5R XXXXX XXX XXXXXXXX XXXXX | Outdoor Luminaires | High Output | Parking Garage Luminaires | Standard | FALSE | [9 empty] | 41400 | Not Yet Verified | Not Yet Verified | NotYetVerified |  | 3 | 10409.5 | 77.45 | 134.4 |  |  | 3000 | 84.65
P000001S1 | Acuity Brands Lighting | Lithonia Lighting | DSXPGT LED 40C 700 30K ASY XXXXX XXX XXXXXXXX XXXXX | Outdoor Luminaires | Mid Output | Parking Garage Luminaires | Standard | FALSE | [9 empty] | 41400 | Not Yet Verified | Not Yet Verified | NotYetVerified |  | 3 | 6809.8 | 75.41 | 90.3 |  |  | 3000 | 84.6
P000001QF | Acuity Brands Lighting | Lithonia Lighting | DSXPG LED 30C 700 30K T5M XXXXX XXX XXXXXXXX XXXXX | Outdoor Luminaires | Mid Output | Parking Garage Luminaires | Standard | FALSE | [9 empty] | 41400 | Not Yet Verified | Not Yet Verified | NotYetVerified |  | 3 | 5309.8 | 78.9 | 67.3 |  |  | 3000 | 84.6
P000001QE | Acuity Brands Lighting | Lithonia Lighting | DSXPG LED 30C 700 30K T5R XXXXX XXX XXXXXXXX XXXXX | Outdoor Luminaires | Mid Output | Parking Garage Luminaires | Standard | FALSE | [9 empty] | 41400 | Not Yet Verified | Not Yet Verified | NotYetVerified |  | 3 | 5221 | 77.58 | 67.3 |  |  | 3000 | 84.6
P000001QC | Acuity Brands Lighting | Lithonia Lighting | DSXPG LED 20C 700 30K T5M XXXXX XXX XXXXXXXX XXXXX | Outdoor Luminaires | Low Output | Parking Garage Luminaires | Standard | FALSE | [9 empty] | 41400 | Not Yet Verified | Not Yet Verified | NotYetVerified |  | 3 | 3539.9 | 77.8 | 45.5 |  |  | 3000 | 84.6
P000001QB | Acuity Brands Lighting | Lithonia Lighting | DSXPG LED 20C 700 30K T5R XXXXX XXX XXXXXXXX XXXXX | Outdoor Luminaires | Low Output | Parking Garage Luminaires | Standard | FALSE | [9 empty] | 41400 | Not Yet Verified | Not Yet Verified | NotYetVerified |  | 3 | 3480.6 | 76.5 | 45.5 |  |  | 3000 | 84.6
P000001QD | Acuity Brands Lighting | Lithonia Lighting | DSXPG LED 20C 700 30K ASY XXXXX XXX XXXXXXXX XXXXX | Outdoor Luminaires | Low Output | Parking Garage Luminaires | Standard | FALSE | [9 empty] | 41400 | Not Yet Verified | Not Yet Verified | NotYetVerified |  | 3 | 3372 | 74.16 | 45.47 |  |  | 3000 | 84.6
P00000Q14 | Dialight | Durosite | LBW1C4A-CB | Outdoor Luminaires | Low Output | Parking Garage Luminaires | Standard | TRUE | 3861 | 79.38 | 48.64 | 12.28 | 0.942 | 5394 | 78 | 5 |  | 41386 |  |  | NotYetVerified |  | 3 | 3800 | 84 | 45 |  | 0.9 | 6000 | 70
P00000Q15 | Dialight | Durosite | LBW1C4B-CB | Outdoor Luminaires | Low Output | Parking Garage Luminaires | Standard | TRUE | 4941 | 78.59 | 62.87 | 12.22 | 0.931 | 5439 | 77 | 5 |  | 41386 |  |  | NotYetVerified |  | 3 | 4800 | 60 | 80 |  | 0.9 | 6000 | 70
P00000Q13 | Dialight | Durosite | LBW1C4D-CB | Outdoor Luminaires | Mid Output | Parking Garage Luminaires | Standard | TRUE | 6167 | 75.22 | 82.11 | 11.69 | 0.912 | 5481 | 78 | 5 |  | 41386 |  |  | NotYetVerified |  | 3 | 6000 | 75 | 80 |  | 0.9 | 6000 | 70
P000005AN | Barron Lighting Group | Barron Lighting Group | TLED-LB-36-DT-XXX - 120V | Outdoor Luminaires | Low Output | Parking Garage Luminaires | Standard | TRUE | 4093 | 91.6 | 44.7 | 16.48 | 0.978 | 4565 | 73 | 5 | 140000 | 41382 |  |  | NotYetVerified |  | 3 | 4093 | 92 | 44 |  | 0.9 | 4500 | 70
P000005AR | Barron Lighting Group | Barron Lighting Group | TLED-C-36-VS-G-XX | Outdoor Luminaires | Low Output | Parking Garage Luminaires | Standard | TRUE | 4119 | 100.88 | 40.83 | 10.8 | 0.9598 | 4697 | 73 | 5 | 100000 | 41382 |  |  | NotYetVerified | Qualified with dimming and non-dimming driver options | 3 | 4119 | 101 | 41 |  | 0.9 | 5000 | 70
P000005AS | Barron Lighting Group | Barron Lighting Group | TLED-C-48-VS-G-XX | Outdoor Luminaires | Mid Output | Parking Garage Luminaires | Standard | TRUE | 5712 | 103.82 | 55.02 | 14.1 | 0.9111 | 4648 | 73 | 5 | 100000 | 41382 |  |  | NotYetVerified | Qualified with dimming and non-dimming driver options | 3 | 5712 | 104 | 55 |  | 0.9 | 5000 | 70
P000005AQ | Barron Lighting Group | Barron Lighting Group | TLED-C-24-VS-G-XX | Outdoor Luminaires | Low Output | Parking Garage Luminaires | Standard | TRUE | 2817 | 101.37 | 27.79 | 13.7 | 0.9089 | 4599 | 73 | 5 | 100000 | 41382 |  |  | NotYetVerified | Qualified with dimming and non-dimming driver options | 3 | 2817 | 101 | 28 |  | 0.9 | 5000 | 70
P000005AP | Barron Lighting Group | Barron Lighting Group | TLED-LB-64-DT-XXX | Outdoor Luminaires | Mid Output | Parking Garage Luminaires | Standard | FALSE | [9 empty] | 41382 | Not Yet Verified | Not Yet Verified | NotYetVerified |  | 3 | 7484 | 103 | 72 |  | 0.9 | 4500 | 70
P000005AO | Barron Lighting Group | Barron Lighting Group | TLED-LB-48-DT-XXX - 120V | Outdoor Luminaires | Mid Output | Parking Garage Luminaires | Standard | FALSE | [9 empty] | 41382 | Not Yet Verified | Not Yet Verified | NotYetVerified |  | 3 | 5613 | 100 | 56 |  | 0.9 | 4500 | 70
P00000PWL | DECO Lighting | DECO Lighting | D536-LED-40-50-UNV-XX-XX | Outdoor Luminaires | Low Output | Parking Garage Luminaires | Standard | TRUE | 3241.7 | 83.48 | 38 | 16.9 | 0.9234 | 5292 | 69.9 | 10 |  | 41376 |  |  | NotYetVerified |  | 3 | 3500 | 92.1 | 38 |  |  | 5000
P000016WE | LED Illumination II LLC dba PRUF LED | PRUF LED | 332-02 | Outdoor Luminaires | Low Output | Parking Garage Luminaires | Standard | TRUE | 3162 | 85.92 | 36.8 | 10.94 | 0.991 | 5397 | 74.9 | 5 | 50000 | 41374 |  |  | NotYetVerified |  | 3 | 3500 | 109 | 32 |  |  | 3200
P000004GZ | Advanced Energy Ideas | AEI | GWD-XW-NW-UNI | Outdoor Luminaires | Mid Output | Parking Garage Luminaires | Standard | TRUE | 9646 | 83.9 | 115 | 11.96 | 0.978 | 3534 | 82 | 5 |  | 41374 |  |  | NotYetVerified |  | 3 | 9646 | 83.9 |  |  |  | 3500
P00000WLL | Industrial Lighting Products | Industrial Lighting Products | WTPG-35WLED-UNIV-5000K-RAFL | Outdoor Luminaires | Low Output | Parking Garage Luminaires | Standard | TRUE | 3540 | 98.1 | 36.08 | 18.5 | 0.963 | 5203 | 87 | 5 | 84000 | 41372 |  |  | NotYetVerified |  | 3 | 3540 | 98.1 | 36.08 |  |  | 5000 | 86.9
P00000WQF | Infinilux Corporation | Infinilux CLSG Series | CLSGXX36-01 (5000K) | Outdoor Luminaires | Low Output | Parking Garage Luminaires | Standard | TRUE | 4119 | 100.88 | 40.83 | 10.8 | 0.9598 | 4697 | 73 | 5 | 100000 | 41372 |  |  | NotYetVerified | Qualified with dimming and non-dimming driver options | 3 | 4119 | 101 | 41 |  | 0.9 | 5000 | 70
P00000WQG | Infinilux Corporation | Infinilux CLSG Series | CLSGXX48-01 (5000K) | Outdoor Luminaires | Mid Output | Parking Garage Luminaires | Standard | TRUE | 5712 | 103.82 | 55.02 | 14.1 | 0.9111 | 4648 | 73 | 5 | 100000 | 41372 |  |  | NotYetVerified | Qualified with dimming and non-dimming driver options | 3 | 5712 | 104 | 55 |  | 0.9 | 5000 | 70
P00000WQE | Infinilux Corporation | Infinilux CLSG Series | CXSGXX24-01 (5000K) | Outdoor Luminaires | Low Output | Parking Garage Luminaires | Standard | TRUE | 2817 | 101.37 | 27.79 | 13.7 | 0.9089 | 4599 | 73 | 5 | 100000 | 41372 |  |  | NotYetVerified | Qualified with dimming and non-dimming driver options | 3 | 2817 | 101 | 28 |  | 0.9 | 5000 | 70
P00000PWK | DECO Lighting | DECO Lighting | D536-LED-60-50-UNV-XX-XX | Outdoor Luminaires | Low Output | Parking Garage Luminaires | Standard | TRUE | 4439.4 | 78.71 | 56.78 | 19.8 | 0.9234 | 5084 | 66.9 | 10 |  | 41370 |  |  | NotYetVerified |  | 3 | 5395 | 95.6 | 56.46 |  |  | 5000
P00001AUQ | TECHLIGHT | Saber | LSB-X-1-C-2-T5W-A-X-XX-XX | Outdoor Luminaires | Low Output | Parking Garage Luminaires | Standard | TRUE | 2115 | 80.9 | 26.1 | 8.59 | 0.87 | 5240 | 69 | 5 | 78000 | 41369 |  |  | NotYetVerified |  | 3 | 2115 | 80.9 | 26.1 |  |  | 5000 | 69
P00000WLR | Industrial Lighting Products | Industrial Lighting Products | CP-60WLED-UNIV-XXXXX (Except SD480) | Outdoor Luminaires | Low Output | Parking Garage Luminaires | Standard | TRUE | 4945 | 74.96 | 65.97 | 14.63 | 0.974 | 5289 | 77 | 5 | 76000 | 41362 |  |  | NotYetVerified |  | 3 | 4945 | 74.96 | 65.97 |  | 0.92 | 5000 | 77.3
P000012JG | OSRAM | Sylvania Propoint Medium Round Canopy | MRC-L-90-745-T5-347-DX-IOC-BZ | Outdoor Luminaires | Mid Output | Parking Garage Luminaires | Standard | FALSE | [9 empty] | 41362 |  |  | NotYetVerified |  | 3 | 6500 | 79 | 90 |  | 0.9 | 4500 | 70
P000012JE | OSRAM | Sylvania Propoint Medium Round Canopy | MRC-L-90-745-T5-UNV-DX-IOC-BZ | Outdoor Luminaires | Mid Output | Parking Garage Luminaires | Standard | FALSE | [9 empty] | 41362 |  |  | NotYetVerified |  | 3 | 6500 | 79 | 90 |  | 0.9 | 4500 | 70
P000012JF | OSRAM | Sylvania Propoint Medium Round Canopy | MRC-L-75-745-T5-347-DX-IOC-BZ | Outdoor Luminaires | Mid Output | Parking Garage Luminaires | Standard | FALSE | [9 empty] | 41362 |  |  | NotYetVerified |  | 3 | 5800 | 82 | 75 |  | 0.9 | 4500 | 70
P000012JD | OSRAM | Sylvania Propoint Medium Round Canopy | MRC-L-75-745-T5-UNV-DX-IOC-BZ | Outdoor Luminaires | Mid Output | Parking Garage Luminaires | Standard | FALSE | [9 empty] | 41362 |  |  | NotYetVerified |  | 3 | 5800 | 82 | 75 |  | 0.9 | 4500 | 70
P000012J8 | OSRAM | Sylvania Propoint Medium Round Canopy | 75321 MRC-L-060-745-T5-UNV-DX-IOC-BZ | Outdoor Luminaires | Mid Output | Parking Garage Luminaires | Standard | FALSE | [9 empty] | 41362 |  |  | NotYetVerified |  | 3 | 5100 | 87 | 60 |  | 0.9 | 4500 | 70
P00000WLS | Industrial Lighting Products | Industrial Lighting Products | CP-40WLED-UNIV-XXXXX (Except SD480) | Outdoor Luminaires | Low Output | Parking Garage Luminaires | Standard | TRUE | 3765 | 88.4 | 42.6 | 16.3 | 0.971 | 5221 | 77 | 5 | 76000 | 41360 |  |  | NotYetVerified |  | 3 | 3765 | 88.4 | 42.6 |  | 0.92 | 5000 | 77
P000018R8 | Sensity Systems Inc. | Sensity Systems Inc. | XLE-5MS-118-50P7-UAC | Outdoor Luminaires | Low Output | Parking Garage Luminaires | Standard | TRUE | 3639 | 88.71 | 41.02 | 24.2 | 0.9276 | 4992 | 77 | 5 | 50000 | 41359 |  |  | NotYetVerified |  | 3 | 3600 | 84 | 43 |  |  | 5000
P000018R7 | Sensity Systems Inc. | Sensity Systems Inc. | XLE-5MS-136-50P7-UAC | Outdoor Luminaires | Mid Output | Parking Garage Luminaires | Standard | TRUE | 7316 | 88.89 | 82.3 | 24.9 | 0.9266 | 4968 | 75 | 5 | 50000 | 41359 |  |  | NotYetVerified |  | 3 | 7300 | 86 | 85 |  |  | 5000
P00000R0U | Energy Tech Solutions | Energy Tech Solutions | PSL-BE-72W-CL-5SB-50K-D | Outdoor Luminaires | Mid Output | Parking Garage Luminaires | Standard | TRUE | 6174 | 79.4 | 77.8 | 10.8 | 0.95 | 5228 | 69 | 5 | 54000 | 41353 |  |  | NotYetVerified |  | 3 | 6170 | 87 | 72 |  | 0.91 | 5000 | 67
P00000R0T | Energy Tech Solutions | Energy Tech Solutions | PSL-BE-55W-CL-5SB-50K-D | Outdoor Luminaires | Low Output | Parking Garage Luminaires | Standard | TRUE | 4963 | 85.3 | 58.2 | 13.5 | 0.88 | 5197 | 65 | 5 | 54000 | 41353 |  |  | NotYetVerified |  | 3 | 4960 | 87 | 55 |  | 0.91 | 5000 | 67
P000012JP | OSRAM | PermaLED | LSC-L-40-740-T5-UNV-XX | Outdoor Luminaires | Low Output | Parking Garage Luminaires | Standard | TRUE | 4286 | 105.48 | 40.64 | 10.3 | 0.9593 | 3948 | 78 | 5 | 190000 | 41352 |  |  | NotYetVerified | Qualified with dimming and non-dimming driver options | 3 | 4286 | 105 | 41 |  | 0.9 | 4000 | 70
P00000WQH | Infinilux Corporation | Infinilux CLSG Series | CLSGXX36 - 02 (4000K) | Outdoor Luminaires | Low Output | Parking Garage Luminaires | Standard | TRUE | 4286 | 105.48 | 40.64 | 10.3 | 0.9593 | 3948 | 78 | 5 | 190000 | 41352 |  |  | NotYetVerified | Qualified with dimming and non-dimming driver options | 3 | 4286 | 105 | 41 |  | 0.9 | 4000 | 70
P00001BRS | US LED | QubePark | QG2-1-UNVL-2-5M-52-0 | Outdoor Luminaires | Mid Output | Parking Garage Luminaires | Standard | TRUE | 6237 | 86.9 | 71.8 | 10.33 | 0.95 | 5047 | 67 | 5 | 289000 | 41352 |  |  | NotYetVerified |  | 3 | 6250 | 89 | 70 |  |  | 5200 | 70
P000012JR | OSRAM | PermaLED | LSC-L-55-740-T5-UNV-XX | Outdoor Luminaires | Mid Output | Parking Garage Luminaires | Standard | TRUE | 5394 | 99.73 | 54.08 | 13.8 | 0.9092 | 4015 | 78 | 5 | 190000 | 41352 |  |  | NotYetVerified | Qualified with dimming and non-dimming driver options | 3 | 5394 | 100 | 54 |  | 0.9 | 4000 | 70
P00000WQJ | Infinilux Corporation | Infinilux CLSG Series | CLSGXX48 - 02 (4000K) | Outdoor Luminaires | Mid Output | Parking Garage Luminaires | Standard | TRUE | 5394 | 99.73 | 54.08 | 13.8 | 0.9092 | 4015 | 78 | 5 | 190000 | 41352 |  |  | NotYetVerified | Qualified with dimming and non-dimming driver options | 3 | 5394 | 100 | 54 |  | 0.9 | 4000 | 70
P00000YU1 | LED North America | Manhattan | LEDNA LB1-100277[only qualified at 277V]-90-5 | Outdoor Luminaires | Mid Output | Parking Garage Luminaires | Standard | TRUE | 6896 | 85.53 | 80.63 | 10.85 | 0.871 | 5295 | 78 | 5 |  | 41341 |  |  | NotYetVerified |  | 3 | 6896 | 85.53 | 81
P0000103O | Lighting Technologies Inc. | Lighting Technologies | LTLB-703B-NNX-1 - 120V | Outdoor Luminaires | Mid Output | Parking Garage Luminaires | Standard | TRUE | 7312 | 76.2 | 95.9 | 9.28 | 0.994 | 4008 | 66 | 5 |  | 41340 |  |  | NotYetVerified |  | 3 | 7300 | 76 | 96 |  | 0.98 | 4000 | 65
P0000103N | Lighting Technologies Inc. | Lighting Technologies | LTLB-702B-NNX-1 - 120V | Outdoor Luminaires | Mid Output | Parking Garage Luminaires | Standard | TRUE | 5077 | 76.8 | 66.09 | 13.6 | 0.984 | 3970 | 66 | 5 |  | 41340 |  |  | NotYetVerified |  | 3 | 5100 | 77 | 66 |  | 0.98 | 4000 | 65
P000012JS | OSRAM | PermaLED | LSC-L-55-750-T5-UNV-XX | Outdoor Luminaires | Mid Output | Parking Garage Luminaires | Standard | TRUE | 6142 | 113.57 | 54.08 | 14.7 | 0.9046 | 4943 | 74 | 5 | 190000 | 41338 |  |  | NotYetVerified | Qualified with dimming and non-dimming driver options | 3 | 6142 | 114 | 54 |  | 0.9 | 5000 | 75
P00000WQK | Infinilux Corporation | Infinilux CLSG Series | CLSGXX48 - 02 (5000K) | Outdoor Luminaires | Mid Output | Parking Garage Luminaires | Standard | TRUE | 6142 | 113.57 | 54.08 | 14.7 | 0.9046 | 4943 | 74 | 5 | 190000 | 41334 |  |  | NotYetVerified | Qualified with dimming and non-dimming driver options | 3 | 6142 | 114 | 54 |  | 0.9 | 5000 | 75
P00000R9Y | Evolucia Inc. | EvoLucia LED Lighting | PS14/60-45/T5/UNV/BZ | Outdoor Luminaires | Mid Output | Parking Garage Luminaires | Standard | TRUE | 5089 | 86.2 | 59.07 | 16.12 | 0.9621 | 4747 | 77 | 5 | 70000 | 41331 |  |  | NotYetVerified |  | 3 | 5100 | 87 | 60 |  | 0.9 | 4500 | 70
P00000RA0 | Evolucia Inc. | EvoLucia LED Lighting | PS14/90-45/T5/UNV/BZ | Outdoor Luminaires | Mid Output | Parking Garage Luminaires | Standard | TRUE | 6493 | 81.65 | 79.5 | 18.39 | 0.8932 | 4809 | 77 | 5 | 70000 | 41331 |  |  | NotYetVerified |  | 3 | 6500 | 79 | 90 |  | 0.9 | 4500 | 70
P00000R9Z | Evolucia Inc. | EvoLucia LED Lighting | PS14/75-45/T5/UNV/BZ | Outdoor Luminaires | Mid Output | Parking Garage Luminaires | Standard | TRUE | 5835 | 82.7 | 70.59 | 20.83 | 0.8726 | 4788 | 77 | 5 | 70000 | 41331 |  |  | NotYetVerified |  | 3 | 5800 | 82 | 75 |  | 0.9 | 4500 | 70
P00000RA2 | Evolucia Inc. | EvoLucia LED Lighting | PS14/90-45/T5/347/BZ | Outdoor Luminaires | Mid Output | Parking Garage Luminaires | Standard | FALSE | [9 empty] | 41331 |  |  | NotYetVerified |  | 3 | 6500 | 79 | 90 |  | 0.9 | 4500 | 70
P00000RA1 | Evolucia Inc. | EvoLucia LED Lighting | PS14/75-45/T5/347/BZ | Outdoor Luminaires | Mid Output | Parking Garage Luminaires | Standard | FALSE | [9 empty] | 41331 |  |  | NotYetVerified |  | 3 | 5800 | 82 | 75 |  | 0.9 | 4500 | 70
P000012JQ | OSRAM | PermaLED | LSC-L-40-750-T5-UNV-XX | Outdoor Luminaires | Low Output | Parking Garage Luminaires | Standard | TRUE | 4576 | 111.46 | 41.05 | 10.8 | 0.9599 | 4837 | 74 | 5 | 190000 | 41325 |  |  | NotYetVerified | Qualified with dimming and non-dimming driver options | 3 | 4576 | 112 | 41 |  | 0.9 | 5000 | 75
P00000WQI | Infinilux Corporation | Infinilux CLSG Series | CLSGXX36 - 02 (5000K) | Outdoor Luminaires | Low Output | Parking Garage Luminaires | Standard | TRUE | 4576 | 111.46 | 41.05 | 10.8 | 0.9599 | 4837 | 74 | 5 | 190000 | 41324 |  |  | NotYetVerified | Qualified with dimming and non-dimming driver options | 3 | 4576 | 112 | 41 |  | 0.9 | 5000 | 75
P00000QNH | Eclipse Lighting | Eclipse Lighting | DM-LED90-LDIM-RMB-WH | Outdoor Luminaires | Mid Output | Parking Garage Luminaires | Standard | TRUE | 7409 | 79.5 | 93.2 | 10.18 | 0.948 | 5723 | 68.9 | 5 |  | 41318 |  |  | NotYetVerified |  | 3 |  |  | 75 |  |  | 5700
P00000QNG | Eclipse Lighting | Eclipse Lighting | DM-LED60-LDIM-RMB-WH | Outdoor Luminaires | Low Output | Parking Garage Luminaires | Standard | TRUE | 4457 | 77.05 | 57.85 | 8.68 | 0.898 | 5497 | 74 | 5 |  | 41318 |  |  | NotYetVerified |  | 3 |  |  | 60 |  |  | 5700
P000013BG | Philips Gardco | SlenderForm Garage / Canopy LED | SFCXXX-5R-55LA-NW-[120V 347V and 480V only]-XX-XX | Outdoor Luminaires | Low Output | Parking Garage Luminaires | Standard | TRUE | 4478.8 | 82.6 | 54.2 | 8.36 | 0.991 | 3854 | 76.5 | 5 | 70000 | 41316 |  |  | NotYetVerified |  | 3 | 4124 | 75 | 55 |  | 0.9 | 4000 | 70
P000013C2 | Philips Gardco | SlenderForm Canopy LED | SFCXXX-5W-105LA-CW-XXX-XX-XX | Outdoor Luminaires | Mid Output | Parking Garage Luminaires | Standard | FALSE | [9 empty] | 41316 |  |  | NotYetVerified |  | 3 | 7753 | 74 | 105 |  | 0.9 | 5700 | 75
P000013C3 | Philips Gardco | SlenderForm Canopy LED | SFCXXX-5R-105LA-CW-XXX-XX-XX | Outdoor Luminaires | Mid Output | Parking Garage Luminaires | Standard | FALSE | [9 empty] | 41316 |  |  | NotYetVerified |  | 3 | 7715 | 74 | 105 |  | 0.9 | 5700 | 75
P000013C0 | Philips Gardco | SlenderForm Canopy LED | SFCXXX-5W-80LA-CW-XXX-XX-XX | Outdoor Luminaires | Mid Output | Parking Garage Luminaires | Standard | FALSE | [9 empty] | 41316 |  |  | NotYetVerified |  | 3 | 5838 | 73 | 80 |  | 0.9 | 5700 | 75
P000013C1 | Philips Gardco | SlenderForm Canopy LED | SFCXXX-5R-80LA-CW-XXX-XX-XX | Outdoor Luminaires | Mid Output | Parking Garage Luminaires | Standard | FALSE | [9 empty] | 41316 |  |  | NotYetVerified |  | 3 | 5810 | 73 | 80 |  | 0.9 | 5700 | 75
P000013BZ | Philips Gardco | SlenderForm Canopy LED | SFCXXX-5R-70LA-CW-XXX-XX-XX | Outdoor Luminaires | Mid Output | Parking Garage Luminaires | Standard | FALSE | [9 empty] | 41316 |  |  | NotYetVerified |  | 3 | 5497 | 79 | 70 |  | 0.9 | 5700 | 75
P000013BY | Philips Gardco | SlenderForm Canopy LED | SFCXXX-5W-70LA-CW-XXX-XX-XX | Outdoor Luminaires | Mid Output | Parking Garage Luminaires | Standard | FALSE | [9 empty] | 41316 |  |  | NotYetVerified |  | 3 | 5476 | 78 | 70 |  | 0.9 | 5700 | 75
P000013BX | Philips Gardco | SlenderForm Canopy LED | SFCXXX-5R-55LA-CW-[120V 347V and 480V only]-XX-XX | Outdoor Luminaires | Low Output | Parking Garage Luminaires | Standard | FALSE | [9 empty] | 41316 |  |  | NotYetVerified |  | 3 | 4140 | 75 | 55 |  | 0.9 | 5700 | 75
P000013BW | Philips Gardco | SlenderForm Canopy LED | SFCXXX-5W-55LA-CW-[120V 347V and 480V only]-XX-XX | Outdoor Luminaires | Low Output | Parking Garage Luminaires | Standard | FALSE | [9 empty] | 41316 |  |  | NotYetVerified |  | 3 | 4124 | 75 | 55 |  | 0.9 | 5700 | 75
P000013BU | Philips Gardco | SlenderForm Canopy LED | SFCXXX-5R-105LA-NW-XXX-XX-XX | Outdoor Luminaires | Mid Output | Parking Garage Luminaires | Standard | FALSE | [9 empty] | 41316 |  |  | NotYetVerified |  | 3 | 7753 | 74 | 105 |  | 0.9 | 4000 | 70
P000013BV | Philips Gardco | SlenderForm Canopy LED | SFCXXX-5W-105LA-NW-XXX-XX-XX | Outdoor Luminaires | Mid Output | Parking Garage Luminaires | Standard | FALSE | [9 empty] | 41316 |  |  | NotYetVerified |  | 3 | 7715 | 73 | 105 |  | 0.9 | 4000 | 70
P000013BS | Philips Gardco | SlenderForm Canopy LED | SFCXXX-5R-80LA-NW-XXX-XX-XX | Outdoor Luminaires | Mid Output | Parking Garage Luminaires | Standard | FALSE | [9 empty] | 41316 |  |  | NotYetVerified |  | 3 | 5838 | 73 | 80 |  | 0.9 | 4000 | 70
P000013BT | Philips Gardco | SlenderForm Canopy LED | SFCXXX-5W-80LA-NW-XXX-XX-XX | Outdoor Luminaires | Mid Output | Parking Garage Luminaires | Standard | FALSE | [9 empty] | 41316 |  |  | NotYetVerified |  | 3 | 5810 | 73 | 80 |  | 0.9 | 4000 | 70
P000013BR | Philips Gardco | SlenderForm Canopy LED | SFCXXX-5W-70LA-NW-XXX-XX-XX | Outdoor Luminaires | Mid Output | Parking Garage Luminaires | Standard | FALSE | [9 empty] | 41316 |  |  | NotYetVerified |  | 3 | 5497 | 79 | 70 |  | 0.9 | 4000 | 70
P000013BQ | Philips Gardco | SlenderForm Garage / Canopy LED | SFCXXX-5R-70LA-NW-XXX-XX-XX | Outdoor Luminaires | Mid Output | Parking Garage Luminaires | Standard | FALSE | [9 empty] | 41316 |  |  | NotYetVerified |  | 3 | 5476 | 78 | 70 |  | 0.9 | 4000 | 70
P000013BP | Philips Gardco | SlenderForm Canopy LED | SFCXXX-5W-55LA-NW-[120V 347V and 480V only]-XX-XX | Outdoor Luminaires | Low Output | Parking Garage Luminaires | Standard | FALSE | [9 empty] | 41316 |  |  | NotYetVerified |  | 3 | 4140 | 75 | 55 |  | 0.9 | 4000 | 70
P000002EP | Acuity Brands Lighting | Tersen | TLROC40 72LED700MA56KR3 XXXXXXXXXXXXXXXXXXXX | Outdoor Luminaires | High Output | Parking Garage Luminaires | Standard | TRUE | 12478 | 77.7 | 160.49 |  |  | 5633 | 68.6 | 5 | 60000 | 41312 |  |  | NotYetVerified |  | 3 | [5 empty] | 5600
P000002DP | Acuity Brands Lighting | Tersen | TLROC40 72LED700MA41KR3 XXXXXXXXXXXXXXXXXXXX | Outdoor Luminaires | High Output | Parking Garage Luminaires | Standard | TRUE | 12482 | 77.52 | 161.01 |  |  | 4186 | 68.2 | 5 | 60000 | 41312 |  |  | NotYetVerified |  | 3 | [5 empty] | 4100
P00001DXH | XtraLight Manufacturing Ltd. | XtraLight | VTELED402067S5XUINXXFRXXXX | Outdoor Luminaires | Mid Output | Parking Garage Luminaires | Standard | TRUE | 5721 | 86.1 | 66.45 | 9.6 | 0.9386 | 4670 | 78 | 5 | 100000 | 41298 |  |  | NotYetVerified |  | 3 |  |  | 67 |  |  | 5200
P0000199Y | SimplyLEDs | ANELLO | CLG-50-C-AP-XX(120V-277V) | Outdoor Luminaires | Low Output | Parking Garage Luminaires | Standard | TRUE | 3854 | 78.37 | 49.18 | 8.76 | 0.939 | 5126 | 72 | 5 | 120000 | 41297 |  |  | NotYetVerified |  | 3 | 3854 | 78 | 49 |  | 0.9 | 5000 | 70
P00000WQ4 | Infinilux Corporation | Infinilux LB Series | LBEX36 - 120V | Outdoor Luminaires | Low Output | Parking Garage Luminaires | Standard | TRUE | 4093 | 91.6 | 44.7 | 16.48 | 0.978 | 4565 | 73 | 5 | 140000 | 41289 |  |  | NotYetVerified |  | 3 | 4093 | 92 | 44 |  | 0.9 | 4500 | 70
P00000WQ6 | Infinilux Corporation | Infinilux LB Series | LBEX64 | Outdoor Luminaires | Mid Output | Parking Garage Luminaires | Standard | FALSE | [9 empty] | 41289 |  |  | NotYetVerified |  | 3 | 7484 | 103 | 72 |  | 0.9 | 4500 | 70
P00000WQ5 | Infinilux Corporation | Infinilux LB Series | LBEX48 - 120V | Outdoor Luminaires | Mid Output | Parking Garage Luminaires | Standard | FALSE | [9 empty] | 41289 |  |  | NotYetVerified |  | 3 | 5613 | 100 | 56 |  | 0.9 | 4500 | 70
P00000UVX | Hubbell Lighting | Hubbell Outdoor Lighting | SCP-36LU-5K-5R | Outdoor Luminaires | Mid Output | Parking Garage Luminaires | Standard | TRUE | 8604 | 100.04 | 86 | 15 | 0.91 | 4944 | 67 | 5 |  | 41262 |  |  | NotYetVerified |  | 3 | 8596 | 100 | 86 |  |  | 5000 | 65
P00000UVR | Hubbell Lighting | Hubbell Outdoor Lighting | SCP-24LU-4K-4 | Outdoor Luminaires | Low Output | Parking Garage Luminaires | Standard | TRUE | 4986 | 87.07 | 57.26 | 15 | 0.91 | 3880 | 74 | 5 |  | 41262 |  |  | NotYetVerified |  | 3 | 5020 | 94 | 57 |  |  | 4000 | 65
P00000UW2 | Hubbell Lighting | Hubbell Outdoor Lighting | SCP-36LU-5K-5M | Outdoor Luminaires | Mid Output | Parking Garage Luminaires | Standard | FALSE | [9 empty] | 41262 |  |  | NotYetVerified |  | 3 | 8204 | 95 | 86 |  |  | 5000 | 65
P00000UW1 | Hubbell Lighting | Hubbell Outdoor Lighting | SCP-36LU-5K-4 | Outdoor Luminaires | Mid Output | Parking Garage Luminaires | Standard | FALSE | [9 empty] | 41262 |  |  | NotYetVerified |  | 3 | 7962 | 92 | 86 |  |  | 5000 | 65
P00000UW0 | Hubbell Lighting | Hubbell Outdoor Lighting | SCP-24LU-5K-5R | Outdoor Luminaires | Mid Output | Parking Garage Luminaires | Standard | FALSE | [9 empty] | 41262 |  |  | NotYetVerified |  | 3 | 5800 | 100 | 57 |  |  | 5000 | 65
P00000UVZ | Hubbell Lighting | Hubbell Outdoor Lighting | SCP-24LU-5K-5M | Outdoor Luminaires | Mid Output | Parking Garage Luminaires | Standard | FALSE | [9 empty] | 41262 |  |  | NotYetVerified |  | 3 | 5469 | 96 | 57 |  |  | 5000 | 65
P00000UVY | Hubbell Lighting | Hubbell Outdoor Lighting | SCP-24LU-5K-4 | Outdoor Luminaires | Mid Output | Parking Garage Luminaires | Standard | FALSE | [9 empty] | 41262 |  |  | NotYetVerified |  | 3 | 5369 | 94 | 57 |  |  | 5000 | 65
P00000UVW | Hubbell Lighting | Hubbell Outdoor Lighting | SCP-36LU-4K-5R | Outdoor Luminaires | Mid Output | Parking Garage Luminaires | Standard | FALSE | [9 empty] | 41262 |  |  | NotYetVerified |  | 3 | 8030 | 100 | 86 |  |  | 4000 | 65
P00000UVV | Hubbell Lighting | Hubbell Outdoor Lighting | SCP-36LU-4K-5M | Outdoor Luminaires | Mid Output | Parking Garage Luminaires | Standard | FALSE | [9 empty] | 41262 |  |  | NotYetVerified |  | 3 | 7670 | 95 | 86 |  |  | 4000 | 65
P00000UVU | Hubbell Lighting | Hubbell Outdoor Lighting | SCP-36LU-4K-4 | Outdoor Luminaires | Mid Output | Parking Garage Luminaires | Standard | FALSE | [9 empty] | 41262 |  |  | NotYetVerified |  | 3 | 7445 | 92 | 86 |  |  | 4000 | 65
P00000UVT | Hubbell Lighting | Hubbell Outdoor Lighting | SCP-24LU-4K-5R | Outdoor Luminaires | Mid Output | Parking Garage Luminaires | Standard | FALSE | [9 empty] | 41262 |  |  | NotYetVerified |  | 3 | 5375 | 100 | 57 |  |  | 4000 | 65
P00000UVS | Hubbell Lighting | Hubbell Outdoor Lighting | SCP-24LU-4K-5M | Outdoor Luminaires | Mid Output | Parking Garage Luminaires | Standard | FALSE | [9 empty] | 41262 |  |  | NotYetVerified |  | 3 | 5110 | 96 | 57 |  |  | 4000 | 65
P00000RYS | GE Lighting Solutions | GE Lighting Solutions | EGMS0W6N40PC01WHTE | Outdoor Luminaires | Low Output | Parking Garage Luminaires | Standard | TRUE | 4370 | 73.2 | 59.7 | 6.5 | 0.93 | 4057 | 71 | 5 | 50000 | 41256 |  |  | NotYetVerified |  | 3 |  |  |  |  | 0.9
P00000R7R | Everbrite | Parking Structure Light | PSL72DC1A5XXXXXX | Outdoor Luminaires | Mid Output | Parking Garage Luminaires | Standard | TRUE | 6174 | 79.4 | 77.8 | 10.8 | 0.95 | 5228 | 69 | 5 | 54000 | 41243 |  |  | NotYetVerified |  | 3 | 6170 | 87 | 72 |  | 0.91 | 5000 | 67
P00000R7Q | Everbrite | Parking Structure Light | PSL55DC1A5SWXXXX | Outdoor Luminaires | Low Output | Parking Garage Luminaires | Standard | TRUE | 4963 | 85.3 | 58.2 | 13.5 | 0.88 | 5197 | 65 | 5 | 54000 | 41242 |  |  | NotYetVerified |  | 3 | 4960 | 87 | 55 |  | 0.91 | 5000 | 67
P00001DWP | Xiamen Holly Lite Co. Ltd. | Holly Lite | HLJ-L120B-NON | Outdoor Luminaires | Mid Output | Parking Garage Luminaires | Standard | TRUE | 9024 | 76.78 | 117.5 | 12.2 | 0.945 | 5408 | 74 | 5 | 50000 | 41241 |  |  | NotYetVerified |  | 3 | 10080 | 84 | 120 |  | 0.98 | 5300 | 75
PTYVZ26B | Xiamen Holly Lite Co. Ltd. | Holly Lite | HLJ-L120B-STP | Outdoor Luminaires | High Output | Parking Garage Luminaires | Standard | FALSE | [9 empty] | 41241 |  |  | NotYetVerified |  | 3 | 10080 | 84 | 120 |  | 0.98 | 5300 | 75
P93Y6XWH | Xiamen Holly Lite Co. Ltd. | Holly Lite | HLJ-L120B-CTN | Outdoor Luminaires | High Output | Parking Garage Luminaires | Standard | FALSE | [9 empty] | 41241 |  |  | NotYetVerified |  | 3 | 10080 | 84 | 120 |  | 0.98 | 5300 | 75
P000001HI | Acuity Brands Lighting | Lithonia Lighting | DSXPGT LED 6 10B700/40K ASY XXXXX XXX XXXXXXXX XXXXX | Outdoor Luminaires | High Output | Parking Garage Luminaires | Standard | TRUE | 11888 | 80.86 | 147.03 | 8.77 | 0.894 | 4027 | 73 | 5 | 100000 | 41228 |  |  | NotYetVerified |  | 3 | 11888 | 80.9 | 147 |  |  | 4000 | 73.4
P000001HH | Acuity Brands Lighting | Lithonia Lighting | DSXPGT LED 4 10B530/40K ASY XXXXX XXX XXXXXXXX XXXXX | Outdoor Luminaires | Mid Output | Parking Garage Luminaires | Standard | TRUE | 6727 | 91.52 | 73.5 | 8.77 | 0.894 | 3982 | 73 | 5 | 100000 | 41228 |  |  | NotYetVerified |  | 3 | 6727 | 91.5 | 73.5 |  |  | 4000 | 73.3
P000001HX | Acuity Brands Lighting | Lithonia Lighting | DSXPGT LED 6 10B700/50K T5M XXXXX XXX XXXXXXXX XXXXX | Outdoor Luminaires | High Output | Parking Garage Luminaires | Standard | TRUE | 12951 | 89.06 | 145.42 | 8.77 | 0.894 | 5002 | 67 | 5 | 100000 | 41228 |  |  | NotYetVerified |  | 3 | 12537 | 86.2 | 145.4 |  |  | 5000 | 67.4
P000001IC | Acuity Brands Lighting | Lithonia Lighting | DSXPGT LED 6 10B700/50K ASY XXXXX XXX XXXXXXXX XXXXX | Outdoor Luminaires | High Output | Parking Garage Luminaires | Standard | FALSE | [9 empty] | 41228 | Not Yet Verified | Not Yet Verified | NotYetVerified |  | 3 | 12053 | 81.6 | 147.7 |  |  | 5000 | 67.5
P000001I7 | Acuity Brands Lighting | Lithonia Lighting | DSXPGT LED 4 10B700/50K T5M XXXXX XXX XXXXXXXX XXXXX | Outdoor Luminaires | Mid Output | Parking Garage Luminaires | Standard | FALSE | [9 empty] | 41228 | Not Yet Verified | Not Yet Verified | NotYetVerified |  | 3 | 8979 | 88.6 | 101.4 |  |  | 5000 | 67.4
P000001I8 | Acuity Brands Lighting | Lithonia Lighting | DSXPGT LED 4 10B700/50K T5W XXXXX XXX XXXXXXXX XXXXX | Outdoor Luminaires | Mid Output | Parking Garage Luminaires | Standard | FALSE | [9 empty] | 41228 | Not Yet Verified | Not Yet Verified | NotYetVerified |  | 3 | 8703 | 85.9 | 101.4 |  |  | 5000 | 67.4
P000001I6 | Acuity Brands Lighting | Lithonia Lighting | DSXPGT LED 4 10B700/50K T5R XXXXX XXX XXXXXXXX XXXXX | Outdoor Luminaires | Mid Output | Parking Garage Luminaires | Standard | FALSE | [9 empty] | 41228 | Not Yet Verified | Not Yet Verified | NotYetVerified |  | 3 | 8692 | 85.8 | 101.4 |  |  | 5000 | 67.4
P000001IB | Acuity Brands Lighting | Lithonia Lighting | DSXPGT LED 6 10B700/50K T5W XXXXX XXX XXXXXXXX XXXXX | Outdoor Luminaires | High Output | Parking Garage Luminaires | Standard | FALSE | [9 empty] | 41228 | Not Yet Verified | Not Yet Verified | NotYetVerified |  | 3 | 12951 | 88.1 | 147 |  |  | 5000 | 67.4
P000001IA | Acuity Brands Lighting | Lithonia Lighting | DSXPGT LED 6 10B700/50K T5R XXXXX XXX XXXXXXXX XXXXX | Outdoor Luminaires | High Output | Parking Garage Luminaires | Standard | FALSE | [9 empty] | 41228 | Not Yet Verified | Not Yet Verified | NotYetVerified |  | 3 | 12553 | 85.4 | 147 |  |  | 5000 | 67.4
P000001I5 | Acuity Brands Lighting | Lithonia Lighting | DSXPGT LED 6 10B530/50K ASY XXXXX XXX XXXXXXXX XXXXX | Outdoor Luminaires | High Output | Parking Garage Luminaires | Standard | FALSE | [9 empty] | 41228 | Not Yet Verified | Not Yet Verified | NotYetVerified |  | 3 | 10040 | 91.4 | 109.9 |  |  | 5000 | 67.4
P000001I9 | Acuity Brands Lighting | Lithonia Lighting | DSXPGT LED 4 10B700/50K ASY XXXXX XXX XXXXXXXX XXXXX | Outdoor Luminaires | Mid Output | Parking Garage Luminaires | Standard | FALSE | [9 empty] | 41228 | Not Yet Verified | Not Yet Verified | NotYetVerified |  | 3 | 8386 | 82.3 | 101.9 |  |  | 5000 | 67.3
P000001HZ | Acuity Brands Lighting | Lithonia Lighting | DSXPGT LED 4 10B530/50K T5M XXXXX XXX XXXXXXXX XXXXX | Outdoor Luminaires | Mid Output | Parking Garage Luminaires | Standard | FALSE | [9 empty] | 41228 | Not Yet Verified | Not Yet Verified | NotYetVerified |  | 3 | 7311 | 99.5 | 73.5 |  |  | 5000 | 67.3
P000001I0 | Acuity Brands Lighting | Lithonia Lighting | DSXPGT LED 4 10B530/50K T5W XXXXX XXX XXXXXXXX XXXXX | Outdoor Luminaires | Mid Output | Parking Garage Luminaires | Standard | FALSE | [9 empty] | 41228 | Not Yet Verified | Not Yet Verified | NotYetVerified |  | 3 | 7087 | 96.5 | 73.5 |  |  | 5000 | 67.3
P000001HY | Acuity Brands Lighting | Lithonia Lighting | DSXPGT LED 4 10B530/50K T5R XXXXX XXX XXXXXXXX XXXXX | Outdoor Luminaires | Mid Output | Parking Garage Luminaires | Standard | FALSE | [9 empty] | 41228 | Not Yet Verified | Not Yet Verified | NotYetVerified |  | 3 | 7077 | 96.4 | 73.5 |  |  | 5000 | 67.3
P000001I3 | Acuity Brands Lighting | Lithonia Lighting | DSXPGT LED 6 10B530/50K T5M XXXXX XXX XXXXXXXX XXXXX | Outdoor Luminaires | High Output | Parking Garage Luminaires | Standard | FALSE | [9 empty] | 41228 | Not Yet Verified | Not Yet Verified | NotYetVerified |  | 3 | 10811 | 98.5 | 109.7 |  |  | 5000 | 67.3
P000001I4 | Acuity Brands Lighting | Lithonia Lighting | DSXPGT LED 6 10B530/50K T5W XXXXX XXX XXXXXXXX XXXXX | Outdoor Luminaires | High Output | Parking Garage Luminaires | Standard | FALSE | [9 empty] | 41228 | Not Yet Verified | Not Yet Verified | NotYetVerified |  | 3 | 10478 | 95.5 | 109.7 |  |  | 5000 | 67.3
P000001I2 | Acuity Brands Lighting | Lithonia Lighting | DSXPGT LED 6 10B530/50K T5R XXXXX XXX XXXXXXXX XXXXX | Outdoor Luminaires | High Output | Parking Garage Luminaires | Standard | FALSE | [9 empty] | 41228 | Not Yet Verified | Not Yet Verified | NotYetVerified |  | 3 | 10465 | 95.4 | 109.7 |  |  | 5000 | 67.3
P000001I1 | Acuity Brands Lighting | Lithonia Lighting | DSXPGT LED 4 10B530/50K ASY XXXXX XXX XXXXXXXX XXXXX | Outdoor Luminaires | Mid Output | Parking Garage Luminaires | Standard | FALSE | [9 empty] | 41228 | Not Yet Verified | Not Yet Verified | NotYetVerified |  | 3 | 6788 | 92.5 | 73.4 |  |  | 5000 | 67.2
P000001HP | Acuity Brands Lighting | Lithonia Lighting | DSXPGT LED 6 10B530/40K ASY XXXXX XXX XXXXXXXX XXXXX | Outdoor Luminaires | Mid Output | Parking Garage Luminaires | Standard | FALSE | [9 empty] | 41228 | Not Yet Verified | Not Yet Verified | NotYetVerified |  | 3 | 9944 | 90.8 | 109.5 |  |  | 4000 | 73.4
P000001HR | Acuity Brands Lighting | Lithonia Lighting | DSXPGT LED 4 10B700/40K T5M XXXXX XXX XXXXXXXX XXXXX | Outdoor Luminaires | Mid Output | Parking Garage Luminaires | Standard | FALSE | [9 empty] | 41228 | Not Yet Verified | Not Yet Verified | NotYetVerified |  | 3 | 8849 | 87.3 | 101.4 |  |  | 4000 | 73.4
P000001HS | Acuity Brands Lighting | Lithonia Lighting | DSXPGT LED 4 10B700/40K T5W XXXXX XXX XXXXXXXX XXXXX | Outdoor Luminaires | Mid Output | Parking Garage Luminaires | Standard | FALSE | [9 empty] | 41228 | Not Yet Verified | Not Yet Verified | NotYetVerified |  | 3 | 8561 | 84.5 | 101.4 |  |  | 4000 | 73.4
P000001HQ | Acuity Brands Lighting | Lithonia Lighting | DSXPGT LED 4 10B700/40K T5R XXXXX XXX XXXXXXXX XXXXX | Outdoor Luminaires | Mid Output | Parking Garage Luminaires | Standard | FALSE | [9 empty] | 41228 | Not Yet Verified | Not Yet Verified | NotYetVerified |  | 3 | 8550 | 84.4 | 101.4 |  |  | 4000 | 73.4
P000001HK | Acuity Brands Lighting | Lithonia Lighting | DSXPGT LED 4 10B530/40K T5M XXXXX XXX XXXXXXXX XXXXX | Outdoor Luminaires | Mid Output | Parking Garage Luminaires | Standard | FALSE | [9 empty] | 41228 | Not Yet Verified | Not Yet Verified | NotYetVerified |  | 3 | 7205 | 98.1 | 73.5 |  |  | 4000 | 73.4
P000001HL | Acuity Brands Lighting | Lithonia Lighting | DSXPGT LED 4 10B530/40K T5W XXXXX XXX XXXXXXXX XXXXX | Outdoor Luminaires | Mid Output | Parking Garage Luminaires | Standard | FALSE | [9 empty] | 41228 | Not Yet Verified | Not Yet Verified | NotYetVerified |  | 3 | 6971 | 94.9 | 73.5 |  |  | 4000 | 73.4
P000001HJ | Acuity Brands Lighting | Lithonia Lighting | DSXPGT LED 4 10B530/40K T5R XXXXX XXX XXXXXXXX XXXXX | Outdoor Luminaires | Mid Output | Parking Garage Luminaires | Standard | FALSE | [9 empty] | 41228 | Not Yet Verified | Not Yet Verified | NotYetVerified |  | 3 | 6962 | 94.8 | 73.5 |  |  | 4000 | 73.4
P000001HU | Acuity Brands Lighting | Lithonia Lighting | DSXPGT LED 6 10B700/40K T5R XXXXX XXX XXXXXXXX XXXXX | Outdoor Luminaires | High Output | Parking Garage Luminaires | Standard | FALSE | [9 empty] | 41228 | Not Yet Verified | Not Yet Verified | NotYetVerified |  | 3 | 12349 | 83.5 | 147.9 |  |  | 4000 | 73.4
P000001HV | Acuity Brands Lighting | Lithonia Lighting | DSXPGT LED 6 10B700/40K T5M XXXXX XXX XXXXXXXX XXXXX | Outdoor Luminaires | High Output | Parking Garage Luminaires | Standard | FALSE | [9 empty] | 41228 | Not Yet Verified | Not Yet Verified | NotYetVerified |  | 3 | 12333 | 83 | 148.5 |  |  | 4000 | 73.4
P000001HN | Acuity Brands Lighting | Lithonia Lighting | DSXPGT LED 6 10B530/40K T5M XXXXX XXX XXXXXXXX XXXXX | Outdoor Luminaires | High Output | Parking Garage Luminaires | Standard | FALSE | [9 empty] | 41228 | Not Yet Verified | Not Yet Verified | NotYetVerified |  | 3 | 10654 | 97.1 | 109.7 |  |  | 4000 | 73.4
P000001HO | Acuity Brands Lighting | Lithonia Lighting | DSXPGT LED 6 10B530/40K T5W XXXXX XXX XXXXXXXX XXXXX | Outdoor Luminaires | High Output | Parking Garage Luminaires | Standard | FALSE | [9 empty] | 41228 | Not Yet Verified | Not Yet Verified | NotYetVerified |  | 3 | 10308 | 94 | 109.7 |  |  | 4000 | 73.4
P000001HM | Acuity Brands Lighting | Lithonia Lighting | DSXPGT LED 6 10B530/40K T5R XXXXX XXX XXXXXXXX XXXXX | Outdoor Luminaires | High Output | Parking Garage Luminaires | Standard | FALSE | [9 empty] | 41228 | Not Yet Verified | Not Yet Verified | NotYetVerified |  | 3 | 10294 | 93.8 | 109.7 |  |  | 4000 | 73.4
P000001HT | Acuity Brands Lighting | Lithonia Lighting | DSXPGT LED 4 10B700/40K ASY XXXXX XXX XXXXXXXX XXXXX | Outdoor Luminaires | Mid Output | Parking Garage Luminaires | Standard | FALSE | [9 empty] | 41228 | Not Yet Verified | Not Yet Verified | NotYetVerified |  | 3 | 8213 | 81.5 | 100.8 |  |  | 4000 | 73.3
P000001HW | Acuity Brands Lighting | Lithonia Lighting | DSXPGT LED 6 10B700/40K T5W XXXXX XXX XXXXXXXX XXXXX | Outdoor Luminaires | High Output | Parking Garage Luminaires | Standard | FALSE | [9 empty] | 41228 | Not Yet Verified | Not Yet Verified | NotYetVerified |  | 3 | 12763 | 86.6 | 147.3 |  |  | 4000 | 73.2
P000000YQ | Acuity Brands Lighting | Lithonia Lighting | DSXSC LED 3 10B700/40K ASY XXXXX XXX XXXXXXXX XXXXX | Outdoor Luminaires | Mid Output | Parking Garage Luminaires | Standard | TRUE | 5944.3 | 80.11 | 74.2 | 11.62 | 0.934 | 3946 | 71.5 | 5 | 50000 | 41204 |  |  | NotYetVerified |  | 3 | 5849 | 79 | 74 |  | 0.9 | 4000 | 70
P000000YP | Acuity Brands Lighting | Lithonia Lighting | DSXSC LED 2 10B350/40K ASY XXXXX XXX XXXXXXXX XXXXX | Outdoor Luminaires | Low Output | Parking Garage Luminaires | Standard | TRUE | 2257.8 | 87.17 | 25.9 | 11.62 | 0.934 | 3909 | 71.3 | 5 | 50000 | 41204 |  |  | NotYetVerified |  | 3 | 2264 | 91 | 25 |  | 0.9 | 4000 | 70
P000000ZD | Acuity Brands Lighting | Lithonia Lighting | DSXSC LED 3 10B700/50K T5R XXXXX XXX XXXXXXXX XXXXX | Outdoor Luminaires | Mid Output | Parking Garage Luminaires | Standard | TRUE | 6673.2 | 89.57 | 74.5 | 11.62 | 0.934 | 4957 | 67.7 | 5 | 50000 | 41204 |  |  | NotYetVerified |  | 3 | 6647 | 90 | 74 |  | 0.9 | 5000 | 65
P00000100 | Acuity Brands Lighting | Lithonia Lighting | DSXSC LED 3 10B700/50K ASY XXXXX XXX XXXXXXXX XXXXX | Outdoor Luminaires | Mid Output | Parking Garage Luminaires | Standard | FALSE | [9 empty] | 41204 | Not Yet Verified | Not Yet Verified | NotYetVerified |  | 3 | 6647 | 90 | 74 |  | 0.9 | 5000 | 65
P000000ZZ | Acuity Brands Lighting | Lithonia Lighting | DSXSC LED 3 10B700/50K T5W XXXXX XXX XXXXXXXX XXXXX | Outdoor Luminaires | Mid Output | Parking Garage Luminaires | Standard | FALSE | [9 empty] | 41204 | Not Yet Verified | Not Yet Verified | NotYetVerified |  | 3 | 6546 | 88 | 74 |  | 0.9 | 5000 | 65
P000000ZY | Acuity Brands Lighting | Lithonia Lighting | DSXSC LED 3 10B700/50K T5M XXXXX XXX XXXXXXXX XXXXX | Outdoor Luminaires | Mid Output | Parking Garage Luminaires | Standard | FALSE | [9 empty] | 41204 | Not Yet Verified | Not Yet Verified | NotYetVerified |  | 3 | 6538 | 88 | 74 |  | 0.9 | 5000 | 65
P000000ZW | Acuity Brands Lighting | Lithonia Lighting | DSXSC LED 3 10B530/50K T5R XXXXX XXX XXXXXXXX XXXXX | Outdoor Luminaires | Mid Output | Parking Garage Luminaires | Standard | FALSE | [9 empty] | 41204 | Not Yet Verified | Not Yet Verified | NotYetVerified |  | 3 | 5246 | 99 | 53 |  | 0.9 | 5000 | 65
P000000ZV | Acuity Brands Lighting | Lithonia Lighting | DSXSC LED 3 10B353/50K T5W XXXXX XXX XXXXXXXX XXXXX | Outdoor Luminaires | Mid Output | Parking Garage Luminaires | Standard | FALSE | [9 empty] | 41204 | Not Yet Verified | Not Yet Verified | NotYetVerified |  | 3 | 5166 | 97 | 53 |  | 0.9 | 5000 | 65
P000000ZU | Acuity Brands Lighting | Lithonia Lighting | DSXSC LED 3 10B530/50K T5M XXXXX XXX XXXXXXXX XXXXX | Outdoor Luminaires | Mid Output | Parking Garage Luminaires | Standard | FALSE | [9 empty] | 41204 | Not Yet Verified | Not Yet Verified | NotYetVerified |  | 3 | 5160 | 97 | 53 |  | 0.9 | 5000 | 65
P000000ZX | Acuity Brands Lighting | Lithonia Lighting | DSXSC LED 3 10B530/50K ASY XXXXX XXX XXXXXXXX XXXXX | Outdoor Luminaires | Mid Output | Parking Garage Luminaires | Standard | FALSE | [9 empty] | 41204 | Not Yet Verified | Not Yet Verified | NotYetVerified |  | 3 | 5000 | 94 | 53 |  | 0.9 | 5000 | 65
P000000ZO | Acuity Brands Lighting | Lithonia Lighting | DSXSC LED 2 10B700/50K T5R XXXXX XXX XXXXXXXX XXXXX | Outdoor Luminaires | Low Output | Parking Garage Luminaires | Standard | FALSE | [9 empty] | 41204 | Not Yet Verified | Not Yet Verified | NotYetVerified |  | 3 | 4521 | 89 | 51 |  | 0.9 | 5000 | 65
P000000ZN | Acuity Brands Lighting | Lithonia Lighting | DSXSC LED 2 10B700/50K T5W XXXXX XXX XXXXXXXX XXXXX | Outdoor Luminaires | Low Output | Parking Garage Luminaires | Standard | FALSE | [9 empty] | 41204 | Not Yet Verified | Not Yet Verified | NotYetVerified |  | 3 | 4452 | 87 | 51 |  | 0.9 | 5000 | 65
P000000ZM | Acuity Brands Lighting | Lithonia Lighting | DSXSC LED 2 10B700/50K T5M XXXXX XXX XXXXXXXX XXXXX | Outdoor Luminaires | Low Output | Parking Garage Luminaires | Standard | FALSE | [9 empty] | 41204 | Not Yet Verified | Not Yet Verified | NotYetVerified |  | 3 | 4446 | 87 | 51 |  | 0.9 | 5000 | 65
P000000ZP | Acuity Brands Lighting | Lithonia Lighting | DSXSC LED 2 10B700/50K ASY XXXXX XXX XXXXXXXX XXXXX | Outdoor Luminaires | Low Output | Parking Garage Luminaires | Standard | FALSE | [9 empty] | 41204 | Not Yet Verified | Not Yet Verified | NotYetVerified |  | 3 | 4308 | 84 | 51 |  | 0.9 | 5000 | 65
P000000ZS | Acuity Brands Lighting | Lithonia Lighting | DSXSC LED 3 10B350/50K T5R XXXXX XXX XXXXXXXX XXXXX | Outdoor Luminaires | Low Output | Parking Garage Luminaires | Standard | FALSE | [9 empty] | 41204 | Not Yet Verified | Not Yet Verified | NotYetVerified |  | 3 | 3783 | 108 | 35 |  | 0.9 | 5000 | 65
P000000ZR | Acuity Brands Lighting | Lithonia Lighting | DSXSC LED 3 10B350/50K T5W XXXXX XXX XXXXXXXX XXXXX | Outdoor Luminaires | Low Output | Parking Garage Luminaires | Standard | FALSE | [9 empty] | 41204 | Not Yet Verified | Not Yet Verified | NotYetVerified |  | 3 | 3726 | 106 | 35 |  | 0.9 | 5000 | 65
P000000ZQ | Acuity Brands Lighting | Lithonia Lighting | DSXSC LED 3 10B350/50K T5M XXXXX XXX XXXXXXXX XXXXX | Outdoor Luminaires | Low Output | Parking Garage Luminaires | Standard | FALSE | [9 empty] | 41204 | Not Yet Verified | Not Yet Verified | NotYetVerified |  | 3 | 3721 | 106 | 35 |  | 0.9 | 5000 | 65
P000000ZT | Acuity Brands Lighting | Lithonia Lighting | DSXSC LED 3 10B350/50K ASY XXXXX XXX XXXXXXXX XXXXX | Outdoor Luminaires | Low Output | Parking Garage Luminaires | Standard | FALSE | [9 empty] | 41204 | Not Yet Verified | Not Yet Verified | NotYetVerified |  | 3 | 3606 | 103 | 35 |  | 0.9 | 5000 | 65
P000000ZK | Acuity Brands Lighting | Lithonia Lighting | DSXSC LED 2 10B530/50K T5R XXXXX XXX XXXXXXXX XXXXX | Outdoor Luminaires | Low Output | Parking Garage Luminaires | Standard | FALSE | [9 empty] | 41204 | Not Yet Verified | Not Yet Verified | NotYetVerified |  | 3 | 3568 | 96 | 37 |  | 0.9 | 5000 | 65
P000000ZJ | Acuity Brands Lighting | Lithonia Lighting | DSXSC LED 2 10B530/50K T5W XXXXX XXX XXXXXXXX XXXXX | Outdoor Luminaires | Low Output | Parking Garage Luminaires | Standard | FALSE | [9 empty] | 41204 | Not Yet Verified | Not Yet Verified | NotYetVerified |  | 3 | 3513 | 95 | 37 |  | 0.9 | 5000 | 65
P000000ZI | Acuity Brands Lighting | Lithonia Lighting | DSXSC LED 2 10B530/50K T5M XXXXX XXX XXXXXXXX XXXXX | Outdoor Luminaires | Low Output | Parking Garage Luminaires | Standard | FALSE | [9 empty] | 41204 | Not Yet Verified | Not Yet Verified | NotYetVerified |  | 3 | 3509 | 95 | 37 |  | 0.9 | 5000 | 65
P000000ZL | Acuity Brands Lighting | Lithonia Lighting | DSXSC LED 2 10 B530/50K ASY XXXXX XXX XXXXXXXX XXXXX | Outdoor Luminaires | Low Output | Parking Garage Luminaires | Standard | FALSE | [9 empty] | 41204 | Not Yet Verified | Not Yet Verified | NotYetVerified |  | 3 | 3400 | 92 | 37 |  | 0.9 | 5000 | 65
P000000ZG | Acuity Brands Lighting | Lithonia Lighting | DSXSC LED 2 10B350/50K T5R XXXXX XXX XXXXXXXX XXXXX | Outdoor Luminaires | Low Output | Parking Garage Luminaires | Standard | FALSE | [9 empty] | 41204 | Not Yet Verified | Not Yet Verified | NotYetVerified |  | 3 | 2573 | 103 | 25 |  | 0.9 | 5000 | 65
P000000ZF | Acuity Brands Lighting | Lithonia Lighting | DSXSC LED 2 10B350/50K T5W XXXXX XXX XXXXXXXX XXXXX | Outdoor Luminaires | Low Output | Parking Garage Luminaires | Standard | FALSE | [9 empty] | 41204 | Not Yet Verified | Not Yet Verified | NotYetVerified |  | 3 | 2534 | 101 | 25 |  | 0.9 | 5000 | 65
P000000ZE | Acuity Brands Lighting | Lithonia Lighting | DSXSC LED 2 10B350/50K T5M XXXXX XXX XXXXXXXX XXXXX | Outdoor Luminaires | Low Output | Parking Garage Luminaires | Standard | FALSE | [9 empty] | 41204 | Not Yet Verified | Not Yet Verified | NotYetVerified |  | 3 | 2531 | 101 | 25 |  | 0.9 | 5000 | 65
P000000ZH | Acuity Brands Lighting | Lithonia Lighting | DSXSC LED 2 10B350/50K ASY XXXXX XXX XXXXXXXX XXXXX | Outdoor Luminaires | Low Output | Parking Garage Luminaires | Standard | FALSE | [9 empty] | 41204 | Not Yet Verified | Not Yet Verified | NotYetVerified |  | 3 | 2452 | 98 | 25 |  | 0.9 | 5000 | 65
P000000ZC | Acuity Brands Lighting | Lithonia Lighting | DSXSC LED 3 10B700/40K T5R XXXXX XXX XXXXXXXX XXXXX | Outdoor Luminaires | Mid Output | Parking Garage Luminaires | Standard | FALSE | [9 empty] | 41204 | Not Yet Verified | Not Yet Verified | NotYetVerified |  | 3 | 6137 | 83 | 74 |  | 0.9 | 4000 | 70
P000000ZB | Acuity Brands Lighting | Lithonia Lighting | DSXSC LED 3 10B700/40K T5W XXXXX XXX XXXXXXXX XXXXX | Outdoor Luminaires | Mid Output | Parking Garage Luminaires | Standard | FALSE | [9 empty] | 41204 | Not Yet Verified | Not Yet Verified | NotYetVerified |  | 3 | 6043 | 82 | 74 |  | 0.9 | 4000 | 70
P000000ZA | Acuity Brands Lighting | Lithonia Lighting | DSXSC LED 3 10B700/40K T5M XXXXX XXX XXXXXXXX XXXXX | Outdoor Luminaires | Mid Output | Parking Garage Luminaires | Standard | FALSE | [9 empty] | 41204 | Not Yet Verified | Not Yet Verified | NotYetVerified |  | 3 | 6036 | 82 | 74 |  | 0.9 | 4000 | 70
P000000Z8 | Acuity Brands Lighting | Lithonia Lighting | DSXSC LED 3 10B530/40K T5R XXXXX XXX XXXXXXXX XXXXX | Outdoor Luminaires | Low Output | Parking Garage Luminaires | Standard | FALSE | [9 empty] | 41204 | Not Yet Verified | Not Yet Verified | NotYetVerified |  | 3 | 4843 | 91 | 53 |  | 0.9 | 4000 | 70
P000000Z7 | Acuity Brands Lighting | Lithonia Lighting | DSXSC LED 3 10B530/40K T5W XXXXX XXX XXXXXXXX XXXXX | Outdoor Luminaires | Low Output | Parking Garage Luminaires | Standard | FALSE | [9 empty] | 41204 | Not Yet Verified | Not Yet Verified | NotYetVerified |  | 3 | 4769 | 90 | 53 |  | 0.9 | 4000 | 70
P000000Z6 | Acuity Brands Lighting | Lithonia Lighting | DSXSC LED 3 10B530/40K T5M XXXXX XXX XXXXXXXX XXXXX | Outdoor Luminaires | Low Output | Parking Garage Luminaires | Standard | FALSE | [9 empty] | 41204 | Not Yet Verified | Not Yet Verified | NotYetVerified |  | 3 | 4764 | 90 | 53 |  | 0.9 | 4000 | 70
P000000Z9 | Acuity Brands Lighting | Lithonia Lighting | DSXSC LED 3 10B530/40K ASY XXXXX XXX XXXXXXXX XXXXX | Outdoor Luminaires | Low Output | Parking Garage Luminaires | Standard | FALSE | [9 empty] | 41204 | Not Yet Verified | Not Yet Verified | NotYetVerified |  | 3 | 4616 | 87 | 53 |  | 0.9 | 4000 | 70
P000000Z0 | Acuity Brands Lighting | Lithonia Lighting | DSXSC LED 2 10B700/40K T5R XXXXX XXX XXXXXXXX XXXXX | Outdoor Luminaires | Low Output | Parking Garage Luminaires | Standard | FALSE | [9 empty] | 41204 | Not Yet Verified | Not Yet Verified | NotYetVerified |  | 3 | 4174 | 82 | 51 |  | 0.9 | 4000 | 70
P000000YZ | Acuity Brands Lighting | Lithonia Lighting | DSXSC LED 2 10B700/40K T5W XXXXX XXX XXXXXXXX XXXXX | Outdoor Luminaires | Low Output | Parking Garage Luminaires | Standard | FALSE | [9 empty] | 41204 | Not Yet Verified | Not Yet Verified | NotYetVerified |  | 3 | 4110 | 81 | 51 |  | 0.9 | 4000 | 70
P000000YY | Acuity Brands Lighting | Lithonia Lighting | DSXSC LED 2 10B700/40K T5M XXXXX XXX XXXXXXXX XXXXX | Outdoor Luminaires | Low Output | Parking Garage Luminaires | Standard | FALSE | [9 empty] | 41204 | Not Yet Verified | Not Yet Verified | NotYetVerified |  | 3 | 4105 | 80 | 51 |  | 0.9 | 4000 | 70
P000000Z1 | Acuity Brands Lighting | Lithonia Lighting | DSXSC LED 2 10B700/40K ASY XXXXX XXX XXXXXXXX XXXXX | Outdoor Luminaires | Low Output | Parking Garage Luminaires | Standard | FALSE | [9 empty] | 41204 | Not Yet Verified | Not Yet Verified | NotYetVerified |  | 3 | 3978 | 78 | 51 |  | 0.9 | 4000 | 70
P000000Z4 | Acuity Brands Lighting | Lithonia Lighting | DSXSC LED 3 10B350/40K T5R XXXXX XXX XXXXXXXX XXXXX | Outdoor Luminaires | Low Output | Parking Garage Luminaires | Standard | FALSE | [9 empty] | 41204 | Not Yet Verified | Not Yet Verified | NotYetVerified |  | 3 | 3493 | 98 | 35 |  | 0.9 | 4000 | 70
P000000Z3 | Acuity Brands Lighting | Lithonia Lighting | DSXSC LED 3 10B350/40K T5W XXXXX XXX XXXXXXXX XXXXX | Outdoor Luminaires | Low Output | Parking Garage Luminaires | Standard | FALSE | [9 empty] | 41204 | Not Yet Verified | Not Yet Verified | NotYetVerified |  | 3 | 3440 | 98 | 35 |  | 0.9 | 4000 | 70
P000000Z2 | Acuity Brands Lighting | Lithonia Lighting | DSXSC LED 3 10B350/40K T5M XXXXX XXX XXXXXXXX XXXXX | Outdoor Luminaires | Low Output | Parking Garage Luminaires | Standard | FALSE | [9 empty] | 41204 | Not Yet Verified | Not Yet Verified | NotYetVerified |  | 3 | 3435 | 98 | 35 |  | 0.9 | 4000 | 70
P000000Z5 | Acuity Brands Lighting | Lithonia Lighting | DSXSC LED 3 10B350/40K ASY XXXXX XXX XXXXXXXX XXXXX | Outdoor Luminaires | Low Output | Parking Garage Luminaires | Standard | FALSE | [9 empty] | 41204 | Not Yet Verified | Not Yet Verified | NotYetVerified |  | 3 | 3329 | 95 | 35 |  | 0.9 | 4000 | 70
P000000YW | Acuity Brands Lighting | Lithonia Lighting | DSXSC LED 2 10B530/40K T5R XXXXX XXX XXXXXXXX XXXXX | Outdoor Luminaires | Low Output | Parking Garage Luminaires | Standard | FALSE | [9 empty] | 41204 | Not Yet Verified | Not Yet Verified | NotYetVerified |  | 3 | 3294 | 89 | 37 |  | 0.9 | 4000 | 70
P000000YV | Acuity Brands Lighting | Lithonia Lighting | DSXSC LED 2 10B530/40K T5W XXXXX XXX XXXXXXXX XXXXX | Outdoor Luminaires | Low Output | Parking Garage Luminaires | Standard | FALSE | [9 empty] | 41204 | Not Yet Verified | Not Yet Verified | NotYetVerified |  | 3 | 3244 | 88 | 37 |  | 0.9 | 4000 | 70
P000000YU | Acuity Brands Lighting | Lithonia Lighting | DSXSC LED 2 10B530/40K T5M XXXXX XXX XXXXXXXX XXXXX | Outdoor Luminaires | Low Output | Parking Garage Luminaires | Standard | FALSE | [9 empty] | 41204 | Not Yet Verified | Not Yet Verified | NotYetVerified |  | 3 | 3240 | 88 | 37 |  | 0.9 | 4000 | 70
P000000YX | Acuity Brands Lighting | Lithonia Lighting | DSXSC LED 2 10B530/40K ASY XXXXX XXX XXXXXXXX XXXXX | Outdoor Luminaires | Low Output | Parking Garage Luminaires | Standard | FALSE | [9 empty] | 41204 | Not Yet Verified | Not Yet Verified | NotYetVerified |  | 3 | 3139 | 85 | 37 |  | 0.9 | 4000 | 70
P000000YT | Acuity Brands Lighting | Lithonia Lighting | DSXSC LED 2 10B350/40K T5R XXXXX XXX XXXXXXXX XXXXX | Outdoor Luminaires | Low Output | Parking Garage Luminaires | Standard | FALSE | [9 empty] | 41204 | Not Yet Verified | Not Yet Verified | NotYetVerified |  | 3 | 2375 | 95 | 25 |  | 0.9 | 4000 | 70
P000000YS | Acuity Brands Lighting | Lithonia Lighting | DSXSC LED 2 10B350/40K T5W XXXXX XXX XXXXXXXX XXXXX | Outdoor Luminaires | Low Output | Parking Garage Luminaires | Standard | FALSE | [9 empty] | 41204 | Not Yet Verified | Not Yet Verified | NotYetVerified |  | 3 | 2339 | 94 | 25 |  | 0.9 | 4000 | 70
P000000YR | Acuity Brands Lighting | Lithonia Lighting | DSXSC LED 2 10B350/40K T5M XXXXX XXX XXXXXXXX XXXXX | Outdoor Luminaires | Low Output | Parking Garage Luminaires | Standard | FALSE | [9 empty] | 41204 | Not Yet Verified | Not Yet Verified | NotYetVerified |  | 3 | 2336 | 93 | 25 |  | 0.9 | 4000 | 70
P000017NH | Relume Technologies | Relume Technologies | PV-40HB-D5-DR-NW-UL1/UL2-*-*-*-* - 120V | Outdoor Luminaires | Low Output | Parking Garage Luminaires | Standard | TRUE | 3589 | 77.9 | 46.15 | 14.5 | 0.972 | 4843 | 84 | 5 |  | 41197 |  |  | NotYetVerified |  | 3 | 3998 | 86 | 46.61 |  | 0.98 | 4500
P000017NJ | Relume Technologies | Relume Technologies | PV-40HB-D3-DR-NW-UL1/UL2-*-*-*-* - 120V | Outdoor Luminaires | Low Output | Parking Garage Luminaires | Standard | TRUE | 2698 | 77.3 | 34.94 | 22.2 | 0.934 | 4843 | 84 | 5 |  | 41197 |  |  | NotYetVerified |  | 3 | 3998 | 86 | 46.61 |  | 0.98 | 4500
P000014UI | Philips Stonco | Quality LED Parking Garage (QLP) | QLP-48G3-530-S-DL | Outdoor Luminaires | Mid Output | Parking Garage Luminaires | Standard | FALSE | [9 empty] | 41193 |  |  | NotYetVerified |  | 3 | 7136 | 90 | 79 |  | 0.9 | 4000 | 76
P000014UH | Philips Stonco | Quality LED Parking Garage (QLP) | QLP-32G3-700-S-DL | Outdoor Luminaires | Mid Output | Parking Garage Luminaires | Standard | FALSE | [9 empty] | 41193 |  |  | NotYetVerified |  | 3 | 5879 | 82 | 72 |  | 0.9 | 4000 | 76
P000014UG | Philips Stonco | Quality LED Parking Garage (QLP) | QLP-48G3-350-S-DL [120V-214V and 347V-422V ONLY] | Outdoor Luminaires | Mid Output | Parking Garage Luminaires | Standard | FALSE | [9 empty] | 41193 |  |  | NotYetVerified |  | 3 | 5078 | 96 | 53 |  | 0.9 | 4000 | 76
P000014UF | Philips Stonco | Quality LED Parking Garage (QLP) | QLP-32G3-350-S-DL [120V-214V and 347V-422V ONLY] | Outdoor Luminaires | Low Output | Parking Garage Luminaires | Standard | FALSE | [9 empty] | 41193 |  |  | NotYetVerified |  | 3 | 3340 | 88 | 38 |  | 0.9 | 4000 | 76
P00000518 | ALLED Lighting Systems | ALLED | CL2-02-4500-120V | Outdoor Luminaires | Low Output | Parking Garage Luminaires | Standard | TRUE | 3191 | 77.3 | 41 | 8.5 | 0.99 | 5939 | 72 | 5 | 100000 | 41183 |  |  | NotYetVerified |  | 3
P00000R1S | Ephesus Lighting Inc. | Ephesus Lighting Inc. | ALT080NBLK-1-XX-5W - 120V | Outdoor Luminaires | Mid Output | Parking Garage Luminaires | Standard | TRUE | 6805 | 81.39 | 83.61 | 5.49 | 0.985 | 4814 | 75 | 5 | 340000 | 41172 |  |  | NotYetVerified |  | 3 | 7135 | 89 | 80
P00000R1N | Ephesus Lighting Inc. | Ephesus Lighting Inc. | ALT040NBLK-1-XX-5W - 120V | Outdoor Luminaires | Low Output | Parking Garage Luminaires | Standard | TRUE | 3629 | 84.38 | 43.01 | 5.49 | 0.985 | 4814 | 75 | 5 | 461000 | 41172 |  |  | NotYetVerified |  | 3 | 4623 | 110 | 42
P000005D0 | Hubbell Lighting | Beacon Products | EDR/36NB-80/5K/T5QN/UNV | Outdoor Luminaires | Mid Output | Parking Garage Luminaires | Standard | FALSE | [9 empty] | 41171 |  |  | NotYetVerified |  | 3 | 8011.2 | 98 | 80 |  |  | 5000 | 65
P000005CZ | Hubbell Lighting | Beacon Products | EDR/24NB-55/5K/T5QN/UNV | Outdoor Luminaires | Low Output | Parking Garage Luminaires | Standard | FALSE | [9 empty] | 41171 |  |  | NotYetVerified |  | 3 | 5340.1 | 97 | 55 |  |  | 5000 | 65
P000005CY | Hubbell Lighting | Beacon Products | EDR/24NB-30/5K/T5QN/UNV | Outdoor Luminaires | Low Output | Parking Garage Luminaires | Standard | FALSE | [9 empty] | 41171 |  |  | NotYetVerified |  | 3 | 2749.1 | 102 | 30 |  |  | 5000 | 65
P000005D1 | Hubbell Lighting | Beacon Products | EDR/48NB-110/5K/T5QN/UNV | Outdoor Luminaires | High Output | Parking Garage Luminaires | Standard | FALSE | [9 empty] | 41171 |  |  | NotYetVerified |  | 3 | 10639 | 95.7 | 110 | 16.3 | 0.92 | 4755 | 65
P000005CW | Hubbell Lighting | Beacon Products | EDR/36NB-80/5K/T5QM/UNV | Outdoor Luminaires | Mid Output | Parking Garage Luminaires | Standard | FALSE | [9 empty] | 41170 |  |  | NotYetVerified |  | 3 | 8081.6 | 99 | 80 |  |  | 5000 | 65
P000005CV | Hubbell Lighting | Beacon Products | EDR/24NB-55/5K/T5QM/UNV | Outdoor Luminaires | Low Output | Parking Garage Luminaires | Standard | FALSE | [9 empty] | 41170 |  |  | NotYetVerified |  | 3 | 5387.6 | 99 | 55 |  |  | 5000 | 65
P000005CU | Hubbell Lighting | Beacon Products | EDR/24NB-30/5K/T5QM/UNV | Outdoor Luminaires | Low Output | Parking Garage Luminaires | Standard | FALSE | [9 empty] | 41170 |  |  | NotYetVerified |  | 3 | 2775 | 103 | 30 |  |  | 5000 | 65
P000005CX | Hubbell Lighting | Beacon Products | EDR/48NB-110/5K/T5QM/UNV | Outdoor Luminaires | High Output | Parking Garage Luminaires | Standard | FALSE | [9 empty] | 41170 |  |  | NotYetVerified |  | 3 | 10372 | 93 | 110 | 16.3 | 0.92 | 4739 | 65
P000019A9 | SimplyLEDs | ANELLO | CLG-75-C-AP | Outdoor Luminaires | Mid Output | Parking Garage Luminaires | Standard | TRUE | 7020.8 | 98 | 71.8 | 18 | 0.89 | 5356 | 73 | 5 | 120000 | 41143 |  |  | NotYetVerified |  | 3 | 7056 | 98 | 72 | 12 | 0.9 | 5000 | 73
P000012JA | OSRAM | Sylvania Propoint Medium Round Canopy | MRC-L-090-745-T5-UNV-BZ | Outdoor Luminaires | Mid Output | Parking Garage Luminaires | Standard | TRUE | 6493 | 81.65 | 79.5 | 18.39 | 0.8932 | 4809 | 77 | 5 | 70000 | 41131 |  |  | NotYetVerified |  | 3 | 6500 | 79 | 90 |  | 0.9 | 4500 | 70
P000012J9 | OSRAM | Sylvania Propoint Medium Round Canopy | MRC-L-075-745-T5-UNV-BZ | Outdoor Luminaires | Mid Output | Parking Garage Luminaires | Standard | TRUE | 5835 | 82.7 | 70.59 | 20.83 | 0.8726 | 4788 | 77 | 5 | 70000 | 41131 |  |  | NotYetVerified |  | 3 | 5800 | 82 | 75 |  | 0.9 | 4500 | 70
P000012JC | OSRAM | Sylvania Propoint Medium Round Canopy | MRC-L-090-745-T5-347-BZ | Outdoor Luminaires | Mid Output | Parking Garage Luminaires | Standard | FALSE | [9 empty] | 41131 |  |  | NotYetVerified |  | 3 | 6500 | 79 | 90 |  | 0.9 | 4500 | 70
P000012JB | OSRAM | Sylvania Propoint Medium Round Canopy | MRC-L-075-745-T5-347-BZ | Outdoor Luminaires | Mid Output | Parking Garage Luminaires | Standard | FALSE | [9 empty] | 41131 |  |  | NotYetVerified |  | 3 | 5800 | 82 | 75 |  | 0.9 | 4500 | 70
P000012J7 | OSRAM | Sylvania Propoint Medium Round Canopy | 70877 MRC-L-060-745-T5-UNV-BZ | Outdoor Luminaires | Mid Output | Parking Garage Luminaires | Standard | TRUE | 5089 | 86.2 | 59.07 | 16.12 | 0.9621 | 4747 | 77 | 5 | 70000 | 41128 |  |  | NotYetVerified |  | 3 | 5100 | 87 | 60 |  | 0.9 | 4500 | 70
P000005AJ | Barron Lighting Group | Barron Lighting Group | TLED-G-DLC75-MV-XXX | Outdoor Luminaires | Mid Output | Parking Garage Luminaires | Standard | TRUE | 5985 | 79.6 | 75.2 | 13.1 | 0.937 | 5065 | 67.1 | 5 | 190000 | 41114 |  |  | NotYetVerified |  | 3 | 5985 | 80 | 75 |  |  | 5000 | 75
P000005AF | Barron Lighting Group | Barron Lighting Group | TLED-G-DLC55-MV-XXX - 277V | Outdoor Luminaires | Low Output | Parking Garage Luminaires | Standard | TRUE | 4089 | 81.3 | 50.3 | 15.76 | 0.9 | 4371 | 75 | 5 | 190000 | 41114 |  |  | NotYetVerified |  | 3 | 4089 | 82 | 50 |  |  | 5000 | 75
P000005AI | Barron Lighting Group | Barron Lighting Group | TLED-G-DLC55-MV-XXX - 277V | Outdoor Luminaires | Low Output | Parking Garage Luminaires | Standard | TRUE | 4760 | 85.6 | 55.6 | 16.62 | 0.895 | 5019 | 66.7 | 5 | 190000 | 41114 |  |  | NotYetVerified |  | 3 | 4760 | 87 | 55 |  |  | 5000 | 75
P000014U8 | Philips Stonco | Quality LED Parking Garage (QLP) | QLP-32G3-700-S | Outdoor Luminaires | Mid Output | Parking Garage Luminaires | Standard | TRUE | 5879 | 81.6 | 72.02 | 11.34 | 0.906 | 3899 | 75.2 | 5 | 100000 | 41109 |  |  | NotYetVerified |  | 3 | 5879 | 82 | 72 |  | 0.9 | 4000 | 76
P000014PG | Philips Stonco | Parking Garage Luminaire | PGL07258 | Outdoor Luminaires | Mid Output | Parking Garage Luminaires | Standard | TRUE | 5879 | 81.6 | 72.02 | 11.34 | 0.906 | 3899 | 75.2 | 5 | 100000 | 41109 |  |  | NotYetVerified |  | 3 | 5879 | 82 | 72 |  | 0.9 | 4000 | 76
P000014U7 | Philips Stonco | Quality LED Parking Garage (QLP) | QLP-32G3-350-S [120V-214V and 347V-422V ONLY] | Outdoor Luminaires | Low Output | Parking Garage Luminaires | Standard | TRUE | 3340 | 88.3 | 37.82 | 19.3 | 0.9 | 3824 | 75.8 | 5 | 100000 | 41109 |  |  | NotYetVerified |  | 3 | 3340 | 88 | 38 |  | 0.9 | 4000 | 76
P000014PF | Philips Stonco | Parking Garage Luminaire | PGL03833 | Outdoor Luminaires | Low Output | Parking Garage Luminaires | Standard | TRUE | 3340 | 88.3 | 37.82 | 19.3 | 0.9 | 3824 | 75.8 | 5 | 100000 | 41109 |  |  | NotYetVerified |  | 3 | 3340 | 88 | 38 |  | 0.9 | 4000 | 76
P000014UE | Philips Stonco | Quality LED Parking Garage (QLP) | QLP-48G3-530-A | Outdoor Luminaires | Mid Output | Parking Garage Luminaires | Standard | FALSE | [9 empty] | 41109 |  |  | NotYetVerified |  | 3 | 7136 | 90 | 79 |  | 0.9 | 4000 | 76
P000014UA | Philips Stonco | Quality LED Parking Garage (QLP) | QLP-48G3-530-S | Outdoor Luminaires | Mid Output | Parking Garage Luminaires | Standard | FALSE | [9 empty] | 41109 |  |  | NotYetVerified |  | 3 | 7136 | 90 | 79 |  | 0.9 | 4000 | 76
P000014PI | Philips Stonco | Parking Garage Luminaire | PGL07971 | Outdoor Luminaires | Mid Output | Parking Garage Luminaires | Standard | FALSE | [9 empty] | 41109 |  |  | NotYetVerified |  | 3 | 7136 | 90 | 79 |  | 0.9 | 4000 | 76
P000014UD | Philips Stonco | Quality LED Parking Garage (QLP) | QLP-32G3-700-A | Outdoor Luminaires | Mid Output | Parking Garage Luminaires | Standard | FALSE | [9 empty] | 41109 |  |  | NotYetVerified |  | 3 | 5879 | 82 | 72 |  | 0.9 | 4000 | 76
P000014UC | Philips Stonco | Quality LED Parking Garage (QLP) | QLP-48G3-350-A [120V-214V and 347V-422V ONLY] | Outdoor Luminaires | Mid Output | Parking Garage Luminaires | Standard | FALSE | [9 empty] | 41109 |  |  | NotYetVerified |  | 3 | 5078 | 96 | 53 |  | 0.9 | 4000 | 76
P000014U9 | Philips Stonco | Quality LED Parking Garage (QLP) | QLP-48G3-350-S [120V-214V and 347V-422V ONLY] | Outdoor Luminaires | Mid Output | Parking Garage Luminaires | Standard | FALSE | [9 empty] | 41109 |  |  | NotYetVerified |  | 3 | 5078 | 96 | 53 |  | 0.9 | 4000 | 76
P000014PH | Philips Stonco | Parking Garage Luminaire | PGL05350 | Outdoor Luminaires | Mid Output | Parking Garage Luminaires | Standard | FALSE | [9 empty] | 41109 |  |  | NotYetVerified |  | 3 | 5078 | 96 | 53 |  | 0.9 | 4000 | 76
P000014UB | Philips Stonco | Quality LED Parking Garage (QLP) | QLP-32G3-350-A [120V-214V and 347V-422V ONLY] | Outdoor Luminaires | Low Output | Parking Garage Luminaires | Standard | FALSE | [9 empty] | 41109 |  |  | NotYetVerified |  | 3 | 3340 | 88 | 38 |  | 0.9 | 4000 | 76
P000016O3 | Precision Paragon [P2] | precision Paragon [P2] | QPD-87W-277-36C-700-50K-DIR5R | Outdoor Luminaires | Mid Output | Parking Garage Luminaires | Standard | TRUE | 7114 | 85.2 | 83.5 | 3.62 | 0.988 | 5028 | 74 | 5 | 60500 | 41103 |  |  | NotYetVerified |  | 3 | 7114 | 85.2 | 87 |  |  | 5000 | 74
P000005CQ | Hubbell Lighting | Beacon Products | EDR/24NB-30/5K/T5R/UNV | Outdoor Luminaires | Low Output | Parking Garage Luminaires | Standard | TRUE | 3196.56 | 111.6 | 28.64 | 14.11 | 0.9159 | 4562 | 67.75 | 5 | 50000 | 41100 |  |  | NotYetVerified |  | 3 |  |  | 30 |  | 0.92
P000005CS | Hubbell Lighting | Beacon Products | EDR/36NB-80/5K/T5R/UNV | Outdoor Luminaires | Mid Output | Parking Garage Luminaires | Standard | FALSE | [9 empty] | 41100 |  |  | NotYetVerified |  | 3 | 8214.5 | 99 | 80 |  |  | 5000 | 65
P000005CR | Hubbell Lighting | Beacon Products | EDR/24NB-55/5K/T5R/UNV | Outdoor Luminaires | Low Output | Parking Garage Luminaires | Standard | FALSE | [9 empty] | 41100 |  |  | NotYetVerified |  | 3 | 5477.1 | 99 | 55 |  |  | 5000 | 65
P000005CT | Hubbell Lighting | Beacon Products | EDR/48NB-110/5K/T5R/UNV | Outdoor Luminaires | High Output | Parking Garage Luminaires | Standard | FALSE | [9 empty] | 41100 |  |  | NotYetVerified |  | 3 | 11280 | 101 | 110 | 15.8 | 0.92 | 4693 | 64
P000007G5 | Eaton (formerly Cooper Lighting) | Lumark | QDCAST1A[120V thru 277V and 347V] | Outdoor Luminaires | Low Output | Parking Garage Luminaires | Standard | TRUE | 4365 | 77.8 | 56.1 | 14.8 | 0.959 | 4015 | 66.3 | 5 | 50000 | 41090 |  |  | NotYetVerified |  | 3 | 4365 | 75 | 58 |  | 0.9 | 4000 | 65
P00000WPY | Infinilux Corporation | Infinilux SB Series | SBEXS75 | Outdoor Luminaires | Mid Output | Parking Garage Luminaires | Standard | TRUE | 5985 | 79.6 | 75.2 | 13.1 | 0.937 | 5065 | 67.1 | 5 | 190000 | 41075 |  |  | NotYetVerified |  | 3 | 5985 | 80 | 75 |  |  | 5000 | 75
P00000WPM | Infinilux Corporation | Infinilux SB Series | SBXS55 - 277V | Outdoor Luminaires | Low Output | Parking Garage Luminaires | Standard | TRUE | 4089 | 81.3 | 50.3 | 15.76 | 0.9 | 4371 | 75 | 5 | 190000 | 41075 |  |  | NotYetVerified |  | 3 | 4089 | 82 | 50 |  |  | 5000 | 75
P00000WPV | Infinilux Corporation | Infinilux SB Series | SBEXS55 - 277V | Outdoor Luminaires | Low Output | Parking Garage Luminaires | Standard | TRUE | 4760 | 85.6 | 55.6 | 16.62 | 0.895 | 5019 | 66.7 | 5 | 190000 | 41075 |  |  | NotYetVerified |  | 3 | 4760 | 87 | 55 |  |  | 5000 | 75
P00000WPZ | Infinilux Corporation | Infinilux SB Series | SBESS75 | Outdoor Luminaires | Mid Output | Parking Garage Luminaires | Standard | FALSE | [9 empty] | 41075 |  |  | NotYetVerified |  | 3 | 5985 | 80 | 75 |  |  | 5000 | 75
P00001BBK | TRASTAR | Duralight | JXM-ST-LB | Outdoor Luminaires | Mid Output | Parking Garage Luminaires | Standard | TRUE | 7351 | 89.8 | 83.31 | 11.1 | 0.99 | 5328 | 67.6 | 5 | 248303 | 41033 |  |  | NotYetVerified |  | 3 | 7000 | 80 |  |  | 0.9 | 5000 | 70
P000012C4 | On-Q Lighting Systems | On-Q Lighting Systems | Aura LNBL-D-HU-N-XX | Outdoor Luminaires | Low Output | Parking Garage Luminaires | Standard | TRUE | 1911.4 | 81.27 | 23.52 | 12.92 | 0.916 | 4989 | 71 | 5 | 50000 | 41031 |  |  | NotYetVerified |  | 3 | 1900 | 80 | 24 |  | 0.9 | 5000 | 75
P0000197U | SIMKAR Corporation | Simkar | GVV3604U | Outdoor Luminaires | Low Output | Parking Garage Luminaires | Standard | TRUE | 3823 | 81.7 | 46.83 | 20 | 0.89 | 5527 | 86.5 | 5 | 100000 | 40940 |  |  | NotYetVerified |  | 3 |  |  | 43 |  |  | 5000 | 80
P000010VF | MaxLite Inc | MaxLite | MLPKG40LED50XXXXXX | Outdoor Luminaires | Low Output | Parking Garage Luminaires | Standard | TRUE | 4105.5 | 110.1 | 36.46 | 8.89 | 0.9409 | 5223 | 78.6 | 5 | 100000 | 40932 |  |  | NotYetVerified |  | 3 | 4015 | 110 | 40 |  |  | 5000 | 75
P000018MS | Revolution Lighting Technologies | Seesmart Inc. | 160016 | Outdoor Luminaires | Low Output | Parking Garage Luminaires | Standard | TRUE | 3397 | 80.5 | 42.2 | 14.33 | 0.935 | 4660 | 77.5 | 5 | 100000 | 40920 |  |  | NotYetVerified |  | 3 | 3397 | 80 | 44 |  | 0.9 | 4500 | 70
P00000YF8 | Kenall Lighting | TekDek LED | TD17-xxx-5S-TA-xx-50L50K-DV | Outdoor Luminaires | Mid Output | Parking Garage Luminaires | Standard | TRUE | 5720 | 104 | 54.91 | 21 | 0.909 | 4972 | 72.9 | 5 |  | 40897 |  |  | NotYetVerified |  | 3 |  |  | 50 |  |  | 5000 | 65
P000000SH | Acuity Brands Lighting | Lithonia Lighting | KACM LED 1 63B350/30K SR5 XXXXX XXX XXX XXXXXX | Outdoor Luminaires | Mid Output | Parking Garage Luminaires | Standard | TRUE | 5334 | 73.28 | 72.79 | 10.5 | 0.91 | 3070 | 84 | 5 | 60000 | 40889 |  |  | NotYetVerified |  | 3 |  |  |  |  | 0.9 | 5000
P000000SB | Acuity Brands Lighting | Lithonia Lighting | KACM LED 1 49B350/50K SR3 XXXXX XXX XXX XXXXXX | Outdoor Luminaires | Mid Output | Parking Garage Luminaires | Standard | TRUE | 5236 | 88.49 | 59.17 | 10.5 | 0.91 | 4849 | 66.4 | 5 | 60000 | 40889 |  |  | NotYetVerified |  | 3 |  |  |  |  | 0.9 | 5000
P000010VD | MaxLite Inc | MaxLite | MLPKG70LED50XXXXXX | Outdoor Luminaires | Mid Output | Parking Garage Luminaires | Standard | TRUE | 5389.3 | 102.8 | 52.41 | 15.97 | 0.8767 | 5260 | 79 | 5 | 85000 | 40841 |  |  | NotYetVerified |  | 3 | 5385 | 102 | 70 |  | 0.87 | 5000 | 75
P00000WPK | Infinilux Corporation | Infinilux LB Series | LBX36C | Outdoor Luminaires | Low Output | Parking Garage Luminaires | Standard | TRUE | 3397 | 80.5 | 42.2 | 14.33 | 0.935 | 4660 | 77.5 | 5 | 100000 | 40833 |  |  | NotYetVerified |  | 3 | 3397 | 80 | 44 |  | 0.9 | 4500 | 70
P00000Q1F | Dialight | Durosite | LBW1C1D | Outdoor Luminaires | Mid Output | Parking Garage Luminaires | Standard | TRUE | 5975 | 75.19 | 79.47 | 11 | 0.907 | 5452 | 71 | 5 | 100000 | 40826 |  |  | NotYetVerified |  | 3 | 6000 | 75 | 80 |  | 0.95 | 6000 | 70
P00000YF2 | Kenall Lighting | TekDek LED | TD17-xxx-5S-TP-xx-108L57K-DV | Outdoor Luminaires | Mid Output | Parking Garage Luminaires | Standard | TRUE | 9211 | 84.8 | 108.7 | 19.91 | 0.911 | 5475 | 75.1 | 5 |  | 40823 |  |  | NotYetVerified |  | 3 |  |  | 108 |  |  | 5700 | 70
P00000YF0 | Kenall Lighting | TekDek LED | TD17-xxx-5S-TP-xx-108L40K-DV | Outdoor Luminaires | Mid Output | Parking Garage Luminaires | Standard | TRUE | 9153 | 81.7 | 112 | 19.91 | 0.911 | 3973 | 68.1 | 5 |  | 40823 |  |  | NotYetVerified |  | 3 |  |  | 108 |  |  | 4000 | 65
P00000YEW | Kenall Lighting | TekDek LED | TD17-xxx-5S-TP-xx-50L40K-DV | Outdoor Luminaires | Mid Output | Parking Garage Luminaires | Standard | TRUE | 5697 | 98.4 | 57.9 | 19.91 | 0.911 | 3960 | 68 | 5 |  | 40823 |  |  | NotYetVerified |  | 3 |  |  | 50 |  |  | 4000 | 65
P000010D7 | LSI Industries | Parking Garage | XPG3D 5 68 450 CW UE CLR | Outdoor Luminaires | Mid Output | Parking Garage Luminaires | Standard | TRUE | 7242 | 74 | 98.4 | 9.2 | 0.9901 | 5450 | 67 | 5 | 60000 | 40819 |  |  | NotYetVerified |  | 3
P0000026F | Acuity Brands Lighting | Tersen | TLROC15/TLRPG15 72LED 220mA 41K ASM XXX XXXXXXX XXXXXX XXX | Outdoor Luminaires | Mid Output | Parking Garage Luminaires | Standard | TRUE | 5285 | 90.93 | 58.12 | 15.5 | 0.92 | 4267 | 66.7 | 5 | 60000 | 40808 |  |  | NotYetVerified |  | 3
P00000DM8 | Eaton (formerly Cooper Lighting) | Mcgraw-Edison | VPL-B01-LED-E1-GL4 | Outdoor Luminaires | Low Output | Parking Garage Luminaires | Standard | TRUE | 2123.32 | 84.75 | 25.05 | 18.9 | 0.976 | 3949 | 66.6 | 5 | 50000 | 40805 |  |  | NotYetVerified |  | 3
P00000DTQ | Eaton (formerly Cooper Lighting) | Streetworks | VALB01LEDE[Voltage includes 120V]WSQ[All Finish]7060[Options include 2L L90 R90 TR SM LCF ICP OSX PBG STMB TMB and WM] | Outdoor Luminaires | Low Output | Parking Garage Luminaires | Standard | FALSE | [9 empty] | 40805 |  |  | NotYetVerified |  | 3 | 2337.92 | 93.33 | 25.05 | 18.66 | 0.976 | 6000 | 70
P00000DS6 | Eaton (formerly Cooper Lighting) | Mcgraw-Edison | VPL-B01-LED-[Voltage includes 120V]-WQ-[All Color]-7060-[Options include DIM 2L WM L90 R90 TR TMB PBG SM STMB LCF ICP OSX DIMRF-LW and DIMRF-LN] | Outdoor Luminaires | Low Output | Parking Garage Luminaires | Standard | FALSE | [9 empty] | 40805 |  |  | NotYetVerified |  | 3 | 2337.92 | 93.33 | 25.05 | 18.66 | 0.976 | 6000 | 70
P00000DTO | Eaton (formerly Cooper Lighting) | Streetworks | VALB01LEDE[Voltage includes 120V]CSQ[All Finish]7060[Options include 2L L90 R90 TR SM LCF ICP OSX PBG STMB TMB and WM] | Outdoor Luminaires | Low Output | Parking Garage Luminaires | Standard | FALSE | [9 empty] | 40805 |  |  | NotYetVerified |  | 3 | 2330.18 | 93.02 | 25.05 | 18.66 | 0.976 | 6000 | 70
P00000DS4 | Eaton (formerly Cooper Lighting) | Mcgraw-Edison | VPL-B01-LED-[Voltage includes 120V]-CQ-[All Color]-7060-[Options include DIM 2L WM L90 R90 TR TMB PBG SM STMB LCF ICP OSX DIMRF-LW and DIMRF-LN] | Outdoor Luminaires | Low Output | Parking Garage Luminaires | Standard | FALSE | [9 empty] | 40805 |  |  | NotYetVerified |  | 3 | 2330.18 | 93.02 | 25.05 | 18.66 | 0.976 | 6000 | 70
P00000DTP | Eaton (formerly Cooper Lighting) | Streetworks | VALB01LEDE[Voltage includes 120V]5SQ[All Finish]7060[Options include 2L L90 R90 TR SM LCF ICP OSX PBG STMB TMB and WM] | Outdoor Luminaires | Low Output | Parking Garage Luminaires | Standard | FALSE | [9 empty] | 40805 |  |  | NotYetVerified |  | 3 | 2295.35 | 91.63 | 25.05 | 18.66 | 0.976 | 6000 | 70
P00000DS5 | Eaton (formerly Cooper Lighting) | Mcgraw-Edison | VPL-B01-LED-[Voltage includes 120V]-SQ-[All Color]-7060-[Options include DIM 2L WM L90 R90 TR TMB PBG SM STMB LCF ICP OSX DIMRF-LW and DIMRF-LN] | Outdoor Luminaires | Low Output | Parking Garage Luminaires | Standard | FALSE | [9 empty] | 40805 |  |  | NotYetVerified |  | 3 | 2295.35 | 91.63 | 25.05 | 18.66 | 0.976 | 6000 | 70
P00000DTS | Eaton (formerly Cooper Lighting) | Streetworks | VALB01LEDE[Voltage includes 120V]GL3[All Finish]7060[Options include 2L L90 R90 TR SM LCF ICP OSX PBG STMB TMB and WM] | Outdoor Luminaires | Low Output | Parking Garage Luminaires | Standard | FALSE | [9 empty] | 40805 |  |  | NotYetVerified |  | 3 | 2254.73 | 90.01 | 25.05 | 18.66 | 0.976 | 6000 | 70
P00000DS8 | Eaton (formerly Cooper Lighting) | Mcgraw-Edison | VPL-B01-LED-[Voltage includes 120V]-GL3-[All Color]-7060-[Options include DIM 2L WM L90 R90 TR TMB PBG SM STMB LCF ICP OSX DIMRF-LW and DIMRF-LN] | Outdoor Luminaires | Low Output | Parking Garage Luminaires | Standard | FALSE | [9 empty] | 40805 |  |  | NotYetVerified |  | 3 | 2254.73 | 90.01 | 25.05 | 18.66 | 0.976 | 6000 | 70
P00000DTR | Eaton (formerly Cooper Lighting) | Streetworks | VALB01LEDE[Voltage includes 120V]GL2[All Finish]7060[Options include 2L L90 R90 TR SM LCF ICP OSX PBG STMB TMB and WM] | Outdoor Luminaires | Low Output | Parking Garage Luminaires | Standard | FALSE | [9 empty] | 40805 |  |  | NotYetVerified |  | 3 | 2223.78 | 88.77 | 25.05 | 18.66 | 0.976 | 6000 | 70
P00000DS7 | Eaton (formerly Cooper Lighting) | Mcgraw-Edison | VPL-B01-LED-[Voltage includes 120V]-GL2-[All Color]-7060-[Options include DIM 2L WM L90 R90 TR TMB PBG SM STMB LCF ICP OSX DIMRF-LW and DIMRF-LN] | Outdoor Luminaires | Low Output | Parking Garage Luminaires | Standard | FALSE | [9 empty] | 40805 |  |  | NotYetVerified |  | 3 | 2223.78 | 88.77 | 25.05 | 18.66 | 0.976 | 6000 | 70
P00000DSA | Eaton (formerly Cooper Lighting) | Mcgraw-Edison | VPL-B01-LED-[Voltage includes 120V]-RW-[All Color]-7060-[Options include DIM 2L WM L90 R90 TR TMB PBG SM STMB LCF ICP OSX DIMRF-LW and DIMRF-LN] | Outdoor Luminaires | Low Output | Parking Garage Luminaires | Standard | FALSE | [9 empty] | 40805 |  |  | NotYetVerified |  | 3 | 2219.91 | 88.62 | 25.05 | 18.66 | 0.976 | 6000 | 70
P00000DTT | Eaton (formerly Cooper Lighting) | Streetworks | VALB01LEDE[Voltage includes 120V]GL4[All Finish]7060[Options include 2L L90 R90 TR SM LCF ICP OSX PBG STMB TMB and WM] | Outdoor Luminaires | Low Output | Parking Garage Luminaires | Standard | FALSE | [9 empty] | 40805 |  |  | NotYetVerified |  | 3 | 2191.86 | 87.5 | 25.05 | 18.66 | 0.976 | 6000 | 70
P00000DS9 | Eaton (formerly Cooper Lighting) | Mcgraw-Edison | VPL-B01-LED-[Voltage includes 120V]-GL4-[All Color]-7060-[Options include DIM 2L WM L90 R90 TR TMB PBG SM STMB LCF ICP OSX DIMRF-LW and DIMRF-LN] | Outdoor Luminaires | Low Output | Parking Garage Luminaires | Standard | FALSE | [9 empty] | 40805 |  |  | NotYetVerified |  | 3 | 2191.86 | 87.5 | 25.05 | 18.66 | 0.976 | 6000 | 70
P00000DU2 | Eaton (formerly Cooper Lighting) | Streetworks | VALB03LEDE[Voltages include 120 thru 277V 347V and 480V]WSQ[All Finish]7060[Options include 2L L90 R90 TR SM LCF ICP OSX PBG STMB TMB and WM] | Outdoor Luminaires | Mid Output | Parking Garage Luminaires | Standard | FALSE | [9 empty] | 40805 |  |  | NotYetVerified |  | 3 | 6862.85 | 100.58 | 68.23 | 6.72 | 0.9959 | 6000 | 70
P00000DSK | Eaton (formerly Cooper Lighting) | Mcgraw-Edison | VPL-B03-LED-[Voltages include 120 thru 277V 347V and 480V]-WQ-[All Color]-7060-[Options include DIM 2L WM L90 R90 TR TMB PBG SM STMB LCF ICP OSX DIMRF-LW and DIMRF-LN] | Outdoor Luminaires | Mid Output | Parking Garage Luminaires | Standard | FALSE | [9 empty] | 40805 |  |  | NotYetVerified |  | 3 | 6862.85 | 100.58 | 68.23 | 6.72 | 0.9959 | 6000 | 70
P00000DU0 | Eaton (formerly Cooper Lighting) | Streetworks | VALB03LEDE[Voltages include 120 thru 277V 347V and 480V]CSQ[All Finish]7060[Options include 2L L90 R90 TR SM LCF ICP OSX PBG STMB TMB and WM] | Outdoor Luminaires | Mid Output | Parking Garage Luminaires | Standard | FALSE | [9 empty] | 40805 |  |  | NotYetVerified |  | 3 | 6811.58 | 99.83 | 68.23 | 6.72 | 0.9959 | 6000 | 70
P00000DSI | Eaton (formerly Cooper Lighting) | Mcgraw-Edison | VPL-B03-LED-[Voltages include 120 thru 277V 347V and 480V]-CQ-[All Color]-7060-[Options include DIM 2L WM L90 R90 TR TMB PBG SM STMB LCF ICP OSX DIMRF-LW and DIMRF-LN] | Outdoor Luminaires | Mid Output | Parking Garage Luminaires | Standard | FALSE | [9 empty] | 40805 |  |  | NotYetVerified |  | 3 | 6811.58 | 99.83 | 68.23 | 6.72 | 0.9959 | 6000 | 70
P00000DU1 | Eaton (formerly Cooper Lighting) | Streetworks | VALB03LEDE[Voltages include 120 thru 277V 347V and 480V]5SQ[All Finish]7060[Options include 2L L90 R90 TR SM LCF ICP OSX PBG STMB TMB and WM] | Outdoor Luminaires | Mid Output | Parking Garage Luminaires | Standard | FALSE | [9 empty] | 40805 |  |  | NotYetVerified |  | 3 | 6708.09 | 98.31 | 68.23 | 6.72 | 0.9959 | 6000 | 70
P00000DSJ | Eaton (formerly Cooper Lighting) | Mcgraw-Edison | VPL-B03-LED-[Voltages include 120 thru 277V 347V and 480V]-SQ-[All Color]-7060-[Options include DIM 2L WM L90 R90 TR TMB PBG SM STMB LCF ICP OSX DIMRF-LW and DIMRF-LN] | Outdoor Luminaires | Mid Output | Parking Garage Luminaires | Standard | FALSE | [9 empty] | 40805 |  |  | NotYetVerified |  | 3 | 6708.09 | 98.31 | 68.23 | 6.72 | 0.9959 | 6000 | 70
P00000DU4 | Eaton (formerly Cooper Lighting) | Streetworks | VALB03LEDE[Voltages include 120 thru 277V 347V and 480V]GL3[All Finish]7060[Options include 2L L90 R90 TR SM LCF ICP OSX PBG STMB TMB and WM] | Outdoor Luminaires | Mid Output | Parking Garage Luminaires | Standard | FALSE | [9 empty] | 40805 |  |  | NotYetVerified |  | 3 | 6591.04 | 96.6 | 68.23 | 6.72 | 0.9959 | 6000 | 70
P00000DSM | Eaton (formerly Cooper Lighting) | Mcgraw-Edison | VPL-B03-LED-[Voltages include 120 thru 277V 347V and 480V]-GL3-[All Color]-7060-[Options include DIM 2L WM L90 R90 TR TMB PBG SM STMB LCF ICP OSX DIMRF-LW and DIMRF-LN] | Outdoor Luminaires | Mid Output | Parking Garage Luminaires | Standard | FALSE | [9 empty] | 40805 |  |  | NotYetVerified |  | 3 | 6591.04 | 96.6 | 68.23 | 6.72 | 0.9959 | 6000 | 70
P00000DU3 | Eaton (formerly Cooper Lighting) | Streetworks | VALB03LEDE[Voltages include 120 thru 277V 347V and 480V]GL2[All Finish]7060[Options include 2L L90 R90 TR SM LCF ICP OSX PBG STMB TMB and WM] | Outdoor Luminaires | Mid Output | Parking Garage Luminaires | Standard | FALSE | [9 empty] | 40805 |  |  | NotYetVerified |  | 3 | 6500.12 | 95.27 | 68.23 | 6.72 | 0.9959 | 6000 | 70
P00000DSL | Eaton (formerly Cooper Lighting) | Mcgraw-Edison | VPL-B03-LED-[Voltages include 120 thru 277V 347V and 480V]-GL2-[All Color]-7060-[Options include DIM 2L WM L90 R90 TR TMB PBG SM STMB LCF ICP OSX DIMRF-LW and DIMRF-LN] | Outdoor Luminaires | Mid Output | Parking Garage Luminaires | Standard | FALSE | [9 empty] | 40805 |  |  | NotYetVerified |  | 3 | 6500.12 | 95.27 | 68.23 | 6.72 | 0.9959 | 6000 | 70
P00000DSQ | Eaton (formerly Cooper Lighting) | Mcgraw-Edison | VPL-B03-LED-[Voltages include 120 thru 277V 347V and 480V]-RW-[All Color]-7060-[Options include DIM 2L WM L90 R90 TR TMB PBG SM STMB LCF ICP OSX DIMRF-LW and DIMRF-LN] | Outdoor Luminaires | Mid Output | Parking Garage Luminaires | Standard | FALSE | [9 empty] | 40805 |  |  | NotYetVerified |  | 3 | 6488.51 | 95.1 | 68.23 | 6.72 | 0.9959 | 6000 | 70
P00000DU5 | Eaton (formerly Cooper Lighting) | Streetworks | VALB03LEDE[Voltages include 120 thru 277V and 347V]GL4[All Finish]7060[Options include 2L L90 R90 TR SM LCF ICP OSX PBG STMB TMB and WM] | Outdoor Luminaires | Mid Output | Parking Garage Luminaires | Standard | FALSE | [9 empty] | 40805 |  |  | NotYetVerified |  | 3 | 6405.33 | 93.88 | 68.23 | 6.72 | 0.9959 | 6000 | 70
P00000DSN | Eaton (formerly Cooper Lighting) | Mcgraw-Edison | VPL-B03-LED-[Voltages include 120 thru 277V and 347V]-GL4-[All Color]-7060-[Options include DIM 2L WM L90 R90 TR TMB PBG SM STMB LCF ICP OSX DIMRF-LW and DIMRF-LN] | Outdoor Luminaires | Mid Output | Parking Garage Luminaires | Standard | FALSE | [9 empty] | 40805 |  |  | NotYetVerified |  | 3 | 6405.33 | 93.88 | 68.23 | 6.72 | 0.9959 | 6000 | 70
P00000DSP | Eaton (formerly Cooper Lighting) | Mcgraw-Edison | VPL-B03-LED-[Voltages include 120 thru 277V]-CPR-[All Color]-7060-[Options include DIM 2L WM L90 R90 TR TMB PBG SM STMB LCF ICP OSX DIMRF-LW and DIMRF-LN] | Outdoor Luminaires | Mid Output | Parking Garage Luminaires | Standard | FALSE | [9 empty] | 40805 |  |  | NotYetVerified |  | 3 | 6059.04 | 88.8 | 68.23 | 6.72 | 0.9959 | 6000 | 70
P00000DSO | Eaton (formerly Cooper Lighting) | Mcgraw-Edison | VPL-B03-LED-[Voltages include 120 thru 277V]-CPL-[All Color]-7060-[Options include DIM 2L WM L90 R90 TR TMB PBG SM STMB LCF ICP OSX DIMRF-LW and DIMRF-LN] | Outdoor Luminaires | Mid Output | Parking Garage Luminaires | Standard | FALSE | [9 empty] | 40805 |  |  | NotYetVerified |  | 3 | 6059.04 | 88.8 | 68.23 | 6.72 | 0.9959 | 6000 | 70
P00000DTW | Eaton (formerly Cooper Lighting) | Streetworks | VALB02LEDE[Voltages include 120 thru 277V and 347V]WSQ[All Finish]7060[Options include 2L L90 R90 TR SM LCF ICP OSX PBG STMB TMB and WM] | Outdoor Luminaires | Low Output | Parking Garage Luminaires | Standard | FALSE | [9 empty] | 40805 |  |  | NotYetVerified |  | 3 | 4639.07 | 97.15 | 47.75 | 6.44 | 0.9955 | 6000 | 70
P00000DSD | Eaton (formerly Cooper Lighting) | Mcgraw-Edison | VPL-B02-LED-[Voltages include 120 thru 277V and 347V]-WQ-[All Color]-7060-[Options include DIM 2L WM L90 R90 TR TMB PBG SM STMB LCF ICP OSX DIMRF-LW and DIMRF-LN] | Outdoor Luminaires | Low Output | Parking Garage Luminaires | Standard | FALSE | [9 empty] | 40805 |  |  | NotYetVerified |  | 3 | 4639.07 | 97.15 | 47.75 | 6.44 | 0.9955 | 6000 | 70
P00000DTU | Eaton (formerly Cooper Lighting) | Streetworks | VALB02LEDE[Voltages include 120 thru 277V and 347V]CSQ[All Finish]7060[Options include 2L L90 R90 TR SM LCF ICP OSX PBG STMB TMB and WM] | Outdoor Luminaires | Low Output | Parking Garage Luminaires | Standard | FALSE | [9 empty] | 40805 |  |  | NotYetVerified |  | 3 | 4623.6 | 96.83 | 47.75 | 6.44 | 0.9955 | 6000 | 70
P00000DSB | Eaton (formerly Cooper Lighting) | Mcgraw-Edison | VPL-B02-LED-[Voltages include 120 thru 277V and 347V]-CQ-[All Color]-7060-[Options include DIM 2L WM L90 R90 TR TMB PBG SM STMB LCF ICP OSX DIMRF-LW and DIMRF-LN] | Outdoor Luminaires | Low Output | Parking Garage Luminaires | Standard | FALSE | [9 empty] | 40805 |  |  | NotYetVerified |  | 3 | 4623.6 | 96.83 | 47.75 | 6.44 | 0.9955 | 6000 | 70
P00000DTV | Eaton (formerly Cooper Lighting) | Streetworks | VALB02LEDE[Voltages include 120 thru 277V and 347V]5SQ[All Finish]7060[Options include 2L L90 R90 TR SM LCF ICP OSX PBG STMB TMB and WM] | Outdoor Luminaires | Low Output | Parking Garage Luminaires | Standard | FALSE | [9 empty] | 40805 |  |  | NotYetVerified |  | 3 | 4552.99 | 95.35 | 47.75 | 6.44 | 0.9955 | 6000 | 70
P00000DSC | Eaton (formerly Cooper Lighting) | Mcgraw-Edison | VPL-B02-LED-[Voltages include 120 thru 277V and 347V]-SQ-[All Color]-7060-[Options include DIM 2L WM L90 R90 TR TMB PBG SM STMB LCF ICP OSX DIMRF-LW and DIMRF-LN] | Outdoor Luminaires | Low Output | Parking Garage Luminaires | Standard | FALSE | [9 empty] | 40805 |  |  | NotYetVerified |  | 3 | 4552.99 | 95.35 | 47.75 | 6.44 | 0.9955 | 6000 | 70
P00000DTY | Eaton (formerly Cooper Lighting) | Streetworks | VALB02LEDE[Voltages include 120 thru 277V and 347V]GL3[All Finish]7060[Options include 2L L90 R90 TR SM LCF ICP OSX PBG STMB TMB and WM] | Outdoor Luminaires | Low Output | Parking Garage Luminaires | Standard | FALSE | [9 empty] | 40805 |  |  | NotYetVerified |  | 3 | 4473.67 | 93.69 | 47.75 | 6.44 | 0.9955 | 6000 | 70
P00000DSF | Eaton (formerly Cooper Lighting) | Mcgraw-Edison | VPL-B02-LED-[Voltages include 120 thru 277V and 347V]-GL3-[All Color]-7060-[Options include DIM 2L WM L90 R90 TR TMB PBG SM STMB LCF ICP OSX DIMRF-LW and DIMRF-LN] | Outdoor Luminaires | Low Output | Parking Garage Luminaires | Standard | FALSE | [9 empty] | 40805 |  |  | NotYetVerified |  | 3 | 4473.67 | 93.69 | 47.75 | 6.44 | 0.9955 | 6000 | 70
P00000DTX | Eaton (formerly Cooper Lighting) | Streetworks | VALB02LEDE[Voltages include 120 thru 277V]GL2[All Finish]7060[Options include 2L L90 R90 TR SM LCF ICP OSX PBG STMB TMB and WM] | Outdoor Luminaires | Low Output | Parking Garage Luminaires | Standard | FALSE | [9 empty] | 40805 |  |  | NotYetVerified |  | 3 | 4411.76 | 92.39 | 47.75 | 6.44 | 0.9955 | 6000 | 70
P00000DSE | Eaton (formerly Cooper Lighting) | Mcgraw-Edison | VPL-B02-LED-[Voltages include 120 thru 277V]-GL2-[All Color]-7060-[Options include DIM 2L WM L90 R90 TR TMB PBG SM STMB LCF ICP OSX DIMRF-LW and DIMRF-LN] | Outdoor Luminaires | Low Output | Parking Garage Luminaires | Standard | FALSE | [9 empty] | 40805 |  |  | NotYetVerified |  | 3 | 4411.76 | 92.39 | 47.75 | 6.44 | 0.9955 | 6000 | 70
P00000DSH | Eaton (formerly Cooper Lighting) | Mcgraw-Edison | VPL-B02-LED-[Voltages include 120 thru 277V]-RW-[All Color]-7060-[Options include DIM 2L WM L90 R90 TR TMB PBG SM STMB LCF ICP OSX DIMRF-LW and DIMRF-LN] | Outdoor Luminaires | Low Output | Parking Garage Luminaires | Standard | FALSE | [9 empty] | 40805 |  |  | NotYetVerified |  | 3 | 4404.99 | 92.25 | 47.75 | 6.44 | 0.9955 | 6000 | 70
P00000DTZ | Eaton (formerly Cooper Lighting) | Streetworks | VALB02LEDE[Voltages include 120 thru 277V]GL4[All Finish]7060[Options include 2L L90 R90 TR SM LCF ICP OSX PBG STMB TMB and WM] | Outdoor Luminaires | Low Output | Parking Garage Luminaires | Standard | FALSE | [9 empty] | 40805 |  |  | NotYetVerified |  | 3 | 4347.92 | 91.06 | 47.75 | 6.44 | 0.9955 | 6000 | 70
P00000DSG | Eaton (formerly Cooper Lighting) | Mcgraw-Edison | VPL-B02-LED-[Voltages include 120 thru 277V]-GL4-[All Color]-7060-[Options include DIM 2L WM L90 R90 TR TMB PBG SM STMB LCF ICP OSX DIMRF-LW and DIMRF-LN] | Outdoor Luminaires | Low Output | Parking Garage Luminaires | Standard | FALSE | [9 empty] | 40805 |  |  | NotYetVerified |  | 3 | 4347.92 | 91.06 | 47.75 | 6.44 | 0.9955 | 6000 | 70
P00000DU8 | Eaton (formerly Cooper Lighting) | Streetworks | VALB04LEDE[Voltages include 120 thru 277V 347V and 480V]WSQ[All Finish]7060[Options include 2L L90 R90 TR SM LCF ICP OSX PBG STMB TMB and WM] | Outdoor Luminaires | Mid Output | Parking Garage Luminaires | Standard | FALSE | [9 empty] | 40805 |  |  | NotYetVerified |  | 3 | 9090.5 | 101.93 | 89.18 | 6.32 | 0.9968 | 6000 | 70
P00000DST | Eaton (formerly Cooper Lighting) | Mcgraw-Edison | VPL-B04-LED-[Voltages include 120 thru 277V 347V and 480V]-WQ-[All Color]-7060-[Options include DIM 2L WM L90 R90 TR TMB PBG SM STMB LCF ICP OSX DIMRF-LW and DIMRF-LN] | Outdoor Luminaires | Mid Output | Parking Garage Luminaires | Standard | FALSE | [9 empty] | 40805 |  |  | NotYetVerified |  | 3 | 9090.5 | 101.93 | 89.18 | 6.32 | 0.9968 | 6000 | 70
P00000DU6 | Eaton (formerly Cooper Lighting) | Streetworks | VALB04LEDE[Voltages include 120 thru 277V 347V and 480V]CSQ[All Finish]7060[Options include 2L L90 R90 TR SM LCF ICP OSX PBG STMB TMB and WM] | Outdoor Luminaires | Mid Output | Parking Garage Luminaires | Standard | FALSE | [9 empty] | 40805 |  |  | NotYetVerified |  | 3 | 9060.51 | 101.59 | 89.18 | 6.32 | 0.9968 | 6000 | 70
P00000DSR | Eaton (formerly Cooper Lighting) | Mcgraw-Edison | VPL-B04-LED-[Voltages include 120 thru 277V 347V and 480V]-CQ-[All Color]-7060-[Options include DIM 2L WM L90 R90 TR TMB PBG SM STMB LCF ICP OSX DIMRF-LW and DIMRF-LN] | Outdoor Luminaires | Mid Output | Parking Garage Luminaires | Standard | FALSE | [9 empty] | 40805 |  |  | NotYetVerified |  | 3 | 9060.51 | 101.59 | 89.18 | 6.32 | 0.9968 | 6000 | 70
P00000DU7 | Eaton (formerly Cooper Lighting) | Streetworks | VALB04LEDE[Voltages include 120 thru 277V 347V and 480V]5SQ[All Finish]7060[Options include 2L L90 R90 TR SM LCF ICP OSX PBG STMB TMB and WM] | Outdoor Luminaires | Mid Output | Parking Garage Luminaires | Standard | FALSE | [9 empty] | 40805 |  |  | NotYetVerified |  | 3 | 8922.19 | 100.04 | 89.18 | 6.32 | 0.9968 | 6000 | 70
P00000DSS | Eaton (formerly Cooper Lighting) | Mcgraw-Edison | VPL-B04-LED-[Voltages include 120 thru 277V 347V and 480V]-SQ-[All Color]-7060-[Options include DIM 2L WM L90 R90 TR TMB PBG SM STMB LCF ICP OSX DIMRF-LW and DIMRF-LN] | Outdoor Luminaires | Mid Output | Parking Garage Luminaires | Standard | FALSE | [9 empty] | 40805 |  |  | NotYetVerified |  | 3 | 8922.19 | 100.04 | 89.18 | 6.32 | 0.9968 | 6000 | 70
P00000DUA | Eaton (formerly Cooper Lighting) | Streetworks | VALB04LEDE[Voltages include 120 thru 277V 347V and 480V]GL3[All Finish]7060[Options include 2L L90 R90 TR SM LCF ICP OSX PBG STMB TMB and WM] | Outdoor Luminaires | Mid Output | Parking Garage Luminaires | Standard | FALSE | [9 empty] | 40805 |  |  | NotYetVerified |  | 3 | 8767.42 | 98.31 | 89.18 | 6.32 | 0.9968 | 6000 | 70
P00000DSV | Eaton (formerly Cooper Lighting) | Mcgraw-Edison | VPL-B04-LED-[Voltages include 120 thru 277V 347V and 480V]-GL3-[All Color]-7060-[Options include DIM 2L WM L90 R90 TR TMB PBG SM STMB LCF ICP OSX DIMRF-LW and DIMRF-LN] | Outdoor Luminaires | Mid Output | Parking Garage Luminaires | Standard | FALSE | [9 empty] | 40805 |  |  | NotYetVerified |  | 3 | 8767.42 | 98.31 | 89.18 | 6.32 | 0.9968 | 6000 | 70
P00000DU9 | Eaton (formerly Cooper Lighting) | Streetworks | VALB04LEDE[Voltages include 120 thru 277V 347V and 480V]GL2[All Finish]7060[Options include 2L L90 R90 TR SM LCF ICP OSX PBG STMB TMB and WM] | Outdoor Luminaires | Mid Output | Parking Garage Luminaires | Standard | FALSE | [9 empty] | 40805 |  |  | NotYetVerified |  | 3 | 8645.55 | 96.94 | 89.18 | 6.32 | 0.9968 | 6000 | 70
P00000DSU | Eaton (formerly Cooper Lighting) | Mcgraw-Edison | VPL-B04-LED-[Voltages include 120 thru 277V 347V and 480V]-GL2-[All Color]-7060-[Options include DIM 2L WM L90 R90 TR TMB PBG SM STMB LCF ICP OSX DIMRF-LW and DIMRF-LN] | Outdoor Luminaires | Mid Output | Parking Garage Luminaires | Standard | FALSE | [9 empty] | 40805 |  |  | NotYetVerified |  | 3 | 8645.55 | 96.94 | 89.18 | 6.32 | 0.9968 | 6000 | 70
P00000DSZ | Eaton (formerly Cooper Lighting) | Mcgraw-Edison | VPL-B04-LED-[Voltages include 120 thru 277V 347V and 480V]-RW-[All Color]-7060-[Options include DIM 2L WM L90 R90 TR TMB PBG SM STMB LCF ICP OSX DIMRF-LW and DIMRF-LN] | Outdoor Luminaires | Mid Output | Parking Garage Luminaires | Standard | FALSE | [9 empty] | 40805 |  |  | NotYetVerified |  | 3 | 8631.04 | 96.78 | 89.18 | 6.32 | 0.9968 | 6000 | 70
P00000DUB | Eaton (formerly Cooper Lighting) | Streetworks | VALB04LEDE[Voltages include 120 thru 277V 347V and 480V]GL4[All Finish]7060[Options include 2L L90 R90 TR SM LCF ICP OSX PBG STMB TMB and WM] | Outdoor Luminaires | Mid Output | Parking Garage Luminaires | Standard | FALSE | [9 empty] | 40805 |  |  | NotYetVerified |  | 3 | 8520.77 | 95.54 | 89.18 | 6.32 | 0.9968 | 6000 | 70
P00000DSW | Eaton (formerly Cooper Lighting) | Mcgraw-Edison | VPL-B04-LED-[Voltages include 120 thru 277V 347V and 480V]-GL4-[All Color]-7060-[Options include DIM 2L WM L90 R90 TR TMB PBG SM STMB LCF ICP OSX DIMRF-LW and DIMRF-LN] | Outdoor Luminaires | Mid Output | Parking Garage Luminaires | Standard | FALSE | [9 empty] | 40805 |  |  | NotYetVerified |  | 3 | 8520.77 | 95.54 | 89.18 | 6.32 | 0.9968 | 6000 | 70
P00000DSY | Eaton (formerly Cooper Lighting) | Mcgraw-Edison | VPL-B04-LED-[Voltages include 120 thru 277V 347V and 480V]-CPR-[All Color]-7060-[Options include DIM 2L WM L90 R90 TR TMB PBG SM STMB LCF ICP OSX DIMRF-LW and DIMRF-LN] | Outdoor Luminaires | Mid Output | Parking Garage Luminaires | Standard | FALSE | [9 empty] | 40805 |  |  | NotYetVerified |  | 3 | 8059.38 | 90.37 | 89.18 | 6.32 | 0.9968 | 6000 | 70
P00000DSX | Eaton (formerly Cooper Lighting) | Mcgraw-Edison | VPL-B04-LED-[Voltages include 120 thru 277V 347V and 480V]-CPL-[All Color]-7060-[Options include DIM 2L WM L90 R90 TR TMB PBG SM STMB LCF ICP OSX DIMRF-LW and DIMRF-LN] | Outdoor Luminaires | Mid Output | Parking Garage Luminaires | Standard | FALSE | [9 empty] | 40805 |  |  | NotYetVerified |  | 3 | 8059.38 | 90.37 | 89.18 | 6.32 | 0.9968 | 6000 | 70
P00000DT2 | Eaton (formerly Cooper Lighting) | Streetworks | VALB01LEDE[Voltage includes 120V]WSQ[All Finish][Options include 2L L90 R90 TR SM LCF ICP OSX PBG STMB TMB and WM] | Outdoor Luminaires | Low Output | Parking Garage Luminaires | Standard | FALSE | [9 empty] | 40805 |  |  | NotYetVerified |  | 3 | 2269.82 | 90.61 | 25.05 | 18.66 | 0.976 | 4000 | 70
P00000DRA | Eaton (formerly Cooper Lighting) | Mcgraw-Edison | VPL-B01-LED-[Voltage includes 120V]-WQ-[All Color]-[Options include DIM 2L WM L90 R90 TR TMB PBG SM STMB LCF ICP OSX DIMRF-LW and DIMRF-LN] | Outdoor Luminaires | Low Output | Parking Garage Luminaires | Standard | FALSE | [9 empty] | 40805 |  |  | NotYetVerified |  | 3 | 2269.82 | 90.61 | 25.05 | 18.66 | 0.976 | 4000 | 70
P00000DT0 | Eaton (formerly Cooper Lighting) | Streetworks | VALB01LEDE[Voltage includes 120V]CSQ[All Finish][Options include 2L L90 R90 TR SM LCF ICP OSX PBG STMB TMB and WM] | Outdoor Luminaires | Low Output | Parking Garage Luminaires | Standard | FALSE | [9 empty] | 40805 |  |  | NotYetVerified |  | 3 | 2262.31 | 90.31 | 25.05 | 18.66 | 0.976 | 4000 | 70
P00000DR9 | Eaton (formerly Cooper Lighting) | Mcgraw-Edison | VPL-B01-LED-[Voltage includes 120V]-CQ-[All Color]-[Options include DIM 2L WM L90 R90 TR TMB PBG SM STMB LCF ICP OSX DIMRF-LW and DIMRF-LN] | Outdoor Luminaires | Low Output | Parking Garage Luminaires | Standard | FALSE | [9 empty] | 40805 |  |  | NotYetVerified |  | 3 | 2262.31 | 90.31 | 25.05 | 18.66 | 0.976 | 4000 | 70
P00000DT1 | Eaton (formerly Cooper Lighting) | Streetworks | VALB01LEDE[Voltage includes 120V]5SQ[All Finish][Options include 2L L90 R90 TR SM LCF ICP OSX PBG STMB TMB and WM] | Outdoor Luminaires | Low Output | Parking Garage Luminaires | Standard | FALSE | [9 empty] | 40805 |  |  | NotYetVerified |  | 3 | 2228.5 | 88.96 | 25.05 | 18.66 | 0.976 | 4000 | 70
P000008NG | Eaton (formerly Cooper Lighting) | Mcgraw-Edison | VPL-B01-LED-[Voltage includes 120V]-SQ-[All Color]-[Options include DIM 2L WM L90 R90 TR TMB PBG SM STMB LCF ICP OSX DIMRF-LW and DIMRF-LN] | Outdoor Luminaires | Low Output | Parking Garage Luminaires | Standard | FALSE | [9 empty] | 40805 |  |  | NotYetVerified |  | 3 | 2228.5 | 88.96 | 25.05 | 18.66 | 0.976 | 4000 | 70
P00000DT4 | Eaton (formerly Cooper Lighting) | Streetworks | VALB01LEDE[Voltage includes 120V]GL3[All Finish][Options include 2L L90 R90 TR SM LCF ICP OSX PBG STMB TMB and WM] | Outdoor Luminaires | Low Output | Parking Garage Luminaires | Standard | FALSE | [9 empty] | 40805 |  |  | NotYetVerified |  | 3 | 2189.06 | 87.39 | 25.05 | 18.66 | 0.976 | 4000 | 70
P00000DRC | Eaton (formerly Cooper Lighting) | Mcgraw-Edison | VPL-B01-LED-[Voltage includes 120V]-GL3-[All Color]-[Options include DIM 2L WM L90 R90 TR TMB PBG SM STMB LCF ICP OSX DIMRF-LW and DIMRF-LN] | Outdoor Luminaires | Low Output | Parking Garage Luminaires | Standard | FALSE | [9 empty] | 40805 |  |  | NotYetVerified |  | 3 | 2189.06 | 87.39 | 25.05 | 18.66 | 0.976 | 4000 | 70
P00000DT3 | Eaton (formerly Cooper Lighting) | Streetworks | VALB01LEDE[Voltage includes 120V]GL2[All Finish][Options include 2L L90 R90 TR SM LCF ICP OSX PBG STMB TMB and WM] | Outdoor Luminaires | Low Output | Parking Garage Luminaires | Standard | FALSE | [9 empty] | 40805 |  |  | NotYetVerified |  | 3 | 2159.01 | 86.19 | 25.05 | 18.66 | 0.976 | 4000 | 70
P00000DRB | Eaton (formerly Cooper Lighting) | Mcgraw-Edison | VPL-B01-LED-[Voltage includes 120V]-GL2-[All Color]-[Options include DIM 2L WM L90 R90 TR TMB PBG SM STMB LCF ICP OSX DIMRF-LW and DIMRF-LN] | Outdoor Luminaires | Low Output | Parking Garage Luminaires | Standard | FALSE | [9 empty] | 40805 |  |  | NotYetVerified |  | 3 | 2159.01 | 86.19 | 25.05 | 18.66 | 0.976 | 4000 | 70
P00000DRE | Eaton (formerly Cooper Lighting) | Mcgraw-Edison | VPL-B01-LED-[Voltage includes 120V]-RW-[All Color]-[Options include DIM 2L WM L90 R90 TR TMB PBG SM STMB LCF ICP OSX DIMRF-LW and DIMRF-LN] | Outdoor Luminaires | Low Output | Parking Garage Luminaires | Standard | FALSE | [9 empty] | 40805 |  |  | NotYetVerified |  | 3 | 2155.25 | 86.04 | 25.05 | 18.66 | 0.976 | 4000 | 70
P00000DT5 | Eaton (formerly Cooper Lighting) | Streetworks | VALB01LEDE[Voltage includes 120V]GL4[All Finish][Options include 2L L90 R90 TR SM LCF ICP OSX PBG STMB TMB and WM] | Outdoor Luminaires | Low Output | Parking Garage Luminaires | Standard | FALSE | [9 empty] | 40805 |  |  | NotYetVerified |  | 3 | 2128.02 | 84.95 | 25.05 | 18.66 | 0.976 | 4000 | 70
P00000DRD | Eaton (formerly Cooper Lighting) | Mcgraw-Edison | VPL-B01-LED-[Voltage includes 120V]-GL4-[All Color]-[Options include DIM 2L WM L90 R90 TR TMB PBG SM STMB LCF ICP OSX DIMRF-LW and DIMRF-LN] | Outdoor Luminaires | Low Output | Parking Garage Luminaires | Standard | FALSE | [9 empty] | 40805 |  |  | NotYetVerified |  | 3 | 2128.02 | 84.95 | 25.05 | 18.66 | 0.976 | 4000 | 70
P00000DTE | Eaton (formerly Cooper Lighting) | Streetworks | VALB03LEDE[Voltages include 120 thru 277V 347V and 480V]WSQ[All Finish][Options include 2L L90 R90 TR SM LCF ICP OSX PBG STMB TMB and WM] | Outdoor Luminaires | Mid Output | Parking Garage Luminaires | Standard | FALSE | [9 empty] | 40805 |  |  | NotYetVerified |  | 3 | 6662.96 | 97.65 | 68.23 | 6.72 | 0.9959 | 4000 | 70
P00000DRO | Eaton (formerly Cooper Lighting) | Mcgraw-Edison | VPL-B03-LED-[Voltages include 120 thru 277V 347V and 480V]-WQ-[All Color]-[Options include DIM 2L WM L90 R90 TR TMB PBG SM STMB LCF ICP OSX DIMRF-LW and DIMRF-LN] | Outdoor Luminaires | Mid Output | Parking Garage Luminaires | Standard | FALSE | [9 empty] | 40805 |  |  | NotYetVerified |  | 3 | 6662.96 | 97.65 | 68.23 | 6.72 | 0.9959 | 4000 | 70
P00000DTC | Eaton (formerly Cooper Lighting) | Streetworks | VALB03LEDE[Voltages include 120 thru 277V 347V and 480V]CSQ[All Finish][Options include 2L L90 R90 TR SM LCF ICP OSX PBG STMB TMB and WM] | Outdoor Luminaires | Mid Output | Parking Garage Luminaires | Standard | FALSE | [9 empty] | 40805 |  |  | NotYetVerified |  | 3 | 6613.19 | 96.92 | 68.23 | 6.72 | 0.9959 | 4000 | 70
P00000DRM | Eaton (formerly Cooper Lighting) | Mcgraw-Edison | VPL-B03-LED-[Voltages include 120 thru 277V 347V and 480V]-CQ-[All Color]-[Options include DIM 2L WM L90 R90 TR TMB PBG SM STMB LCF ICP OSX DIMRF-LW and DIMRF-LN] | Outdoor Luminaires | Mid Output | Parking Garage Luminaires | Standard | FALSE | [9 empty] | 40805 |  |  | NotYetVerified |  | 3 | 6613.19 | 96.92 | 68.23 | 6.72 | 0.9959 | 4000 | 70
P00000DTD | Eaton (formerly Cooper Lighting) | Streetworks | VALB03LEDE[Voltages include 120 thru 277V 347V and 480V]5SQ[All Finish][Options include 2L L90 R90 TR SM LCF ICP OSX PBG STMB TMB and WM] | Outdoor Luminaires | Mid Output | Parking Garage Luminaires | Standard | FALSE | [9 empty] | 40805 |  |  | NotYetVerified |  | 3 | 6512.7 | 95.45 | 68.23 | 6.72 | 0.9959 | 4000 | 70
P00000DRN | Eaton (formerly Cooper Lighting) | Mcgraw-Edison | VPL-B03-LED-[Voltages include 120 thru 277V 347V and 480V]-SQ-[All Color]-[Options include DIM 2L WM L90 R90 TR TMB PBG SM STMB LCF ICP OSX DIMRF-LW and DIMRF-LN] | Outdoor Luminaires | Mid Output | Parking Garage Luminaires | Standard | FALSE | [9 empty] | 40805 |  |  | NotYetVerified |  | 3 | 6512.7 | 95.45 | 68.23 | 6.72 | 0.9959 | 4000 | 70
P00000DTG | Eaton (formerly Cooper Lighting) | Streetworks | VALB03LEDE[Voltages include 120 thru 277V 347V and 480V]GL3[All Finish][Options include 2L L90 R90 TR SM LCF ICP OSX PBG STMB TMB and WM] | Outdoor Luminaires | Mid Output | Parking Garage Luminaires | Standard | FALSE | [9 empty] | 40805 |  |  | NotYetVerified |  | 3 | 6399.07 | 93.78 | 68.23 | 6.72 | 0.9959 | 4000 | 70
P00000DRQ | Eaton (formerly Cooper Lighting) | Mcgraw-Edison | VPL-B03-LED-[Voltages include 120 thru 277V 347V and 480V]-GL3-[All Color]-[Options include DIM 2L WM L90 R90 TR TMB PBG SM STMB LCF ICP OSX DIMRF-LW and DIMRF-LN] | Outdoor Luminaires | Mid Output | Parking Garage Luminaires | Standard | FALSE | [9 empty] | 40805 |  |  | NotYetVerified |  | 3 | 6399.07 | 93.78 | 68.23 | 6.72 | 0.9959 | 4000 | 70
P00000DTF | Eaton (formerly Cooper Lighting) | Streetworks | VALB03LEDE[Voltages include 120 thru 277V 347V and 480V]GL2[All Finish][Options include 2L L90 R90 TR SM LCF ICP OSX PBG STMB TMB and WM] | Outdoor Luminaires | Mid Output | Parking Garage Luminaires | Standard | FALSE | [9 empty] | 40805 |  |  | NotYetVerified |  | 3 | 6310.8 | 92.49 | 68.23 | 6.72 | 0.9959 | 4000 | 70
P00000DRP | Eaton (formerly Cooper Lighting) | Mcgraw-Edison | VPL-B03-LED-[Voltages include 120 thru 277V 347V and 480V]-GL2-[All Color]-[Options include DIM 2L WM L90 R90 TR TMB PBG SM STMB LCF ICP OSX DIMRF-LW and DIMRF-LN] | Outdoor Luminaires | Mid Output | Parking Garage Luminaires | Standard | FALSE | [9 empty] | 40805 |  |  | NotYetVerified |  | 3 | 6310.8 | 92.49 | 68.23 | 6.72 | 0.9959 | 4000 | 70
P00000DRU | Eaton (formerly Cooper Lighting) | Mcgraw-Edison | VPL-B03-LED-[Voltages include 120 thru 277V 347V and 480V]-RW-[All Color]-[Options include DIM 2L WM L90 R90 TR TMB PBG SM STMB LCF ICP OSX DIMRF-LW and DIMRF-LN] | Outdoor Luminaires | Mid Output | Parking Garage Luminaires | Standard | FALSE | [9 empty] | 40805 |  |  | NotYetVerified |  | 3 | 6299.53 | 92.33 | 68.23 | 6.72 | 0.9959 | 4000 | 70
P00000DTH | Eaton (formerly Cooper Lighting) | Streetworks | VALB03LEDE[Voltages include 120 thru 277V and 347V]GL4[All Finish][Options include 2L L90 R90 TR SM LCF ICP OSX PBG STMB TMB and WM] | Outdoor Luminaires | Mid Output | Parking Garage Luminaires | Standard | FALSE | [9 empty] | 40805 |  |  | NotYetVerified |  | 3 | 6218.76 | 91.14 | 68.23 | 6.72 | 0.9959 | 4000 | 70
P00000DRR | Eaton (formerly Cooper Lighting) | Mcgraw-Edison | VPL-B03-LED-[Voltages include 120 thru 277V and 347V]-GL4-[All Color]-[Options include DIM 2L WM L90 R90 TR TMB PBG SM STMB LCF ICP OSX DIMRF-LW and DIMRF-LN] | Outdoor Luminaires | Mid Output | Parking Garage Luminaires | Standard | FALSE | [9 empty] | 40805 |  |  | NotYetVerified |  | 3 | 6218.76 | 91.14 | 68.23 | 6.72 | 0.9959 | 4000 | 70
P00000DRT | Eaton (formerly Cooper Lighting) | Mcgraw-Edison | VPL-B03-LED-[Voltages include 120 thru 277V]-CPR-[All Color]-[Options include DIM 2L WM L90 R90 TR TMB PBG SM STMB LCF ICP OSX DIMRF-LW and DIMRF-LN] | Outdoor Luminaires | Mid Output | Parking Garage Luminaires | Standard | FALSE | [9 empty] | 40805 |  |  | NotYetVerified |  | 3 | 5882.56 | 86.21 | 68.23 | 6.72 | 0.9959 | 4000 | 70
P00000DRS | Eaton (formerly Cooper Lighting) | Mcgraw-Edison | VPL-B03-LED-[Voltages include 120 thru 277V]-CPL-[All Color]-[Options include DIM 2L WM L90 R90 TR TMB PBG SM STMB LCF ICP OSX DIMRF-LW and DIMRF-LN] | Outdoor Luminaires | Mid Output | Parking Garage Luminaires | Standard | FALSE | [9 empty] | 40805 |  |  | NotYetVerified |  | 3 | 5882.56 | 86.21 | 68.23 | 6.72 | 0.9959 | 4000 | 70
P00000DT8 | Eaton (formerly Cooper Lighting) | Streetworks | VALB02LEDE[Voltages include 120 thru 277V and 347V]WSQ[All Finish][Options include 2L L90 R90 TR SM LCF ICP OSX PBG STMB TMB and WM] | Outdoor Luminaires | Low Output | Parking Garage Luminaires | Standard | FALSE | [9 empty] | 40805 |  |  | NotYetVerified |  | 3 | 4503.96 | 94.32 | 47.75 | 6.44 | 0.9955 | 4000 | 70
P00000DRH | Eaton (formerly Cooper Lighting) | Mcgraw-Edison | VPL-B02-LED-[Voltages include 120 thru 277V and 347V]-WQ-[All Color]-[Options include DIM 2L WM L90 R90 TR TMB PBG SM STMB LCF ICP OSX DIMRF-LW and DIMRF-LN] | Outdoor Luminaires | Low Output | Parking Garage Luminaires | Standard | FALSE | [9 empty] | 40805 |  |  | NotYetVerified |  | 3 | 4503.96 | 94.32 | 47.75 | 6.44 | 0.9955 | 4000 | 70
P00000DT6 | Eaton (formerly Cooper Lighting) | Streetworks | VALB02LEDE[Voltages include 120 thru 277V and 347V]CSQ[All Finish][Options include 2L L90 R90 TR SM LCF ICP OSX PBG STMB TMB and WM] | Outdoor Luminaires | Low Output | Parking Garage Luminaires | Standard | FALSE | [9 empty] | 40805 |  |  | NotYetVerified |  | 3 | 4488.93 | 94.01 | 47.75 | 6.44 | 0.9955 | 4000 | 70
P00000DRF | Eaton (formerly Cooper Lighting) | Mcgraw-Edison | VPL-B02-LED-[Voltages include 120 thru 277V and 347V]-CQ-[All Color]-[Options include DIM 2L WM L90 R90 TR TMB PBG SM STMB LCF ICP OSX DIMRF-LW and DIMRF-LN] | Outdoor Luminaires | Low Output | Parking Garage Luminaires | Standard | FALSE | [9 empty] | 40805 |  |  | NotYetVerified |  | 3 | 4488.93 | 94.01 | 47.75 | 6.44 | 0.9955 | 4000 | 70
P00000DT7 | Eaton (formerly Cooper Lighting) | Streetworks | VALB02LEDE[Voltages include 120 thru 277V and 347V]5SQ[All Finish][Options include 2L L90 R90 TR SM LCF ICP OSX PBG STMB TMB and WM] | Outdoor Luminaires | Low Output | Parking Garage Luminaires | Standard | FALSE | [9 empty] | 40805 |  |  | NotYetVerified |  | 3 | 4420.37 | 92.57 | 47.75 | 6.44 | 0.9955 | 4000 | 70
P00000DRG | Eaton (formerly Cooper Lighting) | Mcgraw-Edison | VPL-B02-LED-[Voltages include 120 thru 277V and 347V]-SQ-[All Color]-[Options include DIM 2L WM L90 R90 TR TMB PBG SM STMB LCF ICP OSX DIMRF-LW and DIMRF-LN] | Outdoor Luminaires | Low Output | Parking Garage Luminaires | Standard | FALSE | [9 empty] | 40805 |  |  | NotYetVerified |  | 3 | 4420.37 | 92.57 | 47.75 | 6.44 | 0.9955 | 4000 | 70
P00000DTA | Eaton (formerly Cooper Lighting) | Streetworks | VALB02LEDE[Voltages include 120 thru 277V and 347V]GL3[All Finish][Options include 2L L90 R90 TR SM LCF ICP OSX PBG STMB TMB and WM] | Outdoor Luminaires | Low Output | Parking Garage Luminaires | Standard | FALSE | [9 empty] | 40805 |  |  | NotYetVerified |  | 3 | 4343.37 | 90.96 | 47.75 | 6.44 | 0.9955 | 4000 | 70
P00000DRJ | Eaton (formerly Cooper Lighting) | Mcgraw-Edison | VPL-B02-LED-[Voltages include 120 thru 277V and 347V]-GL3-[All Color]-[Options include DIM 2L WM L90 R90 TR TMB PBG SM STMB LCF ICP OSX DIMRF-LW and DIMRF-LN] | Outdoor Luminaires | Low Output | Parking Garage Luminaires | Standard | FALSE | [9 empty] | 40805 |  |  | NotYetVerified |  | 3 | 4343.37 | 90.96 | 47.75 | 6.44 | 0.9955 | 4000 | 70
P00000DT9 | Eaton (formerly Cooper Lighting) | Streetworks | VALB02LEDE[Voltages include 120 thru 277V]GL2[All Finish][Options include 2L L90 R90 TR SM LCF ICP OSX PBG STMB TMB and WM] | Outdoor Luminaires | Low Output | Parking Garage Luminaires | Standard | FALSE | [9 empty] | 40805 |  |  | NotYetVerified |  | 3 | 4283.27 | 89.7 | 47.75 | 6.44 | 0.9955 | 4000 | 70
P00000DRI | Eaton (formerly Cooper Lighting) | Mcgraw-Edison | VPL-B02-LED-[Voltages include 120 thru 277V]-GL2-[All Color]-[Options include DIM 2L WM L90 R90 TR TMB PBG SM STMB LCF ICP OSX DIMRF-LW and DIMRF-LN] | Outdoor Luminaires | Low Output | Parking Garage Luminaires | Standard | FALSE | [9 empty] | 40805 |  |  | NotYetVerified |  | 3 | 4283.27 | 89.7 | 47.75 | 6.44 | 0.9955 | 4000 | 70
P00000DRL | Eaton (formerly Cooper Lighting) | Mcgraw-Edison | VPL-B02-LED-[Voltages include 120 thru 277V]-RW-[All Color]-[Options include DIM 2L WM L90 R90 TR TMB PBG SM STMB LCF ICP OSX DIMRF-LW and DIMRF-LN] | Outdoor Luminaires | Low Output | Parking Garage Luminaires | Standard | FALSE | [9 empty] | 40805 |  |  | NotYetVerified |  | 3 | 4276.69 | 89.56 | 47.75 | 6.44 | 0.9955 | 4000 | 70
P00000DTB | Eaton (formerly Cooper Lighting) | Streetworks | VALB02LEDE[Voltages include 120 thru 277V]GL4[All Finish][Options include 2L L90 R90 TR SM LCF ICP OSX PBG STMB TMB and WM] | Outdoor Luminaires | Low Output | Parking Garage Luminaires | Standard | FALSE | [9 empty] | 40805 |  |  | NotYetVerified |  | 3 | 4221.28 | 88.4 | 47.75 | 6.44 | 0.9955 | 4000 | 70
P00000DRK | Eaton (formerly Cooper Lighting) | Mcgraw-Edison | VPL-B02-LED-[Voltages include 120 thru 277V]-GL4-[All Color]-[Options include DIM 2L WM L90 R90 TR TMB PBG SM STMB LCF ICP OSX DIMRF-LW and DIMRF-LN] | Outdoor Luminaires | Low Output | Parking Garage Luminaires | Standard | FALSE | [9 empty] | 40805 |  |  | NotYetVerified |  | 3 | 4221.28 | 88.4 | 47.75 | 6.44 | 0.9955 | 4000 | 70
P00000DTK | Eaton (formerly Cooper Lighting) | Streetworks | VALB04LEDE[Voltages include 120 thru 277V 347V and 480V]WSQ[All Finish][Options include 2L L90 R90 TR SM LCF ICP OSX PBG STMB TMB and WM] | Outdoor Luminaires | Mid Output | Parking Garage Luminaires | Standard | FALSE | [9 empty] | 40805 |  |  | NotYetVerified |  | 3 | 8825.72 | 98.96 | 89.18 | 6.32 | 0.9968 | 4000 | 70
P00000DRX | Eaton (formerly Cooper Lighting) | Mcgraw-Edison | VPL-B04-LED-[Voltages include 120 thru 277V 347V and 480V]-WQ-[All Color]-[Options include DIM 2L WM L90 R90 TR TMB PBG SM STMB LCF ICP OSX DIMRF-LW and DIMRF-LN] | Outdoor Luminaires | Mid Output | Parking Garage Luminaires | Standard | FALSE | [9 empty] | 40805 |  |  | NotYetVerified |  | 3 | 8825.72 | 98.96 | 89.18 | 6.32 | 0.9968 | 4000 | 70
P00000DTI | Eaton (formerly Cooper Lighting) | Streetworks | VALB04LEDE[Voltages include 120 thru 277V 347V and 480V]CSQ[All Finish][Options include 2L L90 R90 TR SM LCF ICP OSX PBG STMB TMB and WM] | Outdoor Luminaires | Mid Output | Parking Garage Luminaires | Standard | FALSE | [9 empty] | 40805 |  |  | NotYetVerified |  | 3 | 8796.61 | 98.63 | 89.18 | 6.32 | 0.9968 | 4000 | 70
P00000DRV | Eaton (formerly Cooper Lighting) | Mcgraw-Edison | VPL-B04-LED-[Voltages include 120 thru 277V 347V and 480V]-CQ-[All Color]-[Options include DIM 2L WM L90 R90 TR TMB PBG SM STMB LCF ICP OSX DIMRF-LW and DIMRF-LN] | Outdoor Luminaires | Mid Output | Parking Garage Luminaires | Standard | FALSE | [9 empty] | 40805 |  |  | NotYetVerified |  | 3 | 8796.61 | 98.63 | 89.18 | 6.32 | 0.9968 | 4000 | 70
P00000DTJ | Eaton (formerly Cooper Lighting) | Streetworks | VALB04LEDE[Voltages include 120 thru 277V 347V and 480V]5SQ[All Finish][Options include 2L L90 R90 TR SM LCF ICP OSX PBG STMB TMB and WM] | Outdoor Luminaires | Mid Output | Parking Garage Luminaires | Standard | FALSE | [9 empty] | 40805 |  |  | NotYetVerified |  | 3 | 8662.32 | 97.13 | 89.18 | 6.32 | 0.9968 | 4000 | 70
P00000DRW | Eaton (formerly Cooper Lighting) | Mcgraw-Edison | VPL-B04-LED-[Voltages include 120 thru 277V 347V and 480V]-SQ-[All Color]-[Options include DIM 2L WM L90 R90 TR TMB PBG SM STMB LCF ICP OSX DIMRF-LW and DIMRF-LN] | Outdoor Luminaires | Mid Output | Parking Garage Luminaires | Standard | FALSE | [9 empty] | 40805 |  |  | NotYetVerified |  | 3 | 8662.32 | 97.13 | 89.18 | 6.32 | 0.9968 | 4000 | 70
P00000DTM | Eaton (formerly Cooper Lighting) | Streetworks | VALB04LEDE[Voltages include 120 thru 277V 347V and 480V]GL3[All Finish][Options include 2L L90 R90 TR SM LCF ICP OSX PBG STMB TMB and WM] | Outdoor Luminaires | Mid Output | Parking Garage Luminaires | Standard | FALSE | [9 empty] | 40805 |  |  | NotYetVerified |  | 3 | 8512.06 | 95.44 | 89.18 | 6.32 | 0.9968 | 4000 | 70
P00000DRZ | Eaton (formerly Cooper Lighting) | Mcgraw-Edison | VPL-B04-LED-[Voltages include 120 thru 277V 347V and 480V]-GL3-[All Color]-[Options include DIM 2L WM L90 R90 TR TMB PBG SM STMB LCF ICP OSX DIMRF-LW and DIMRF-LN] | Outdoor Luminaires | Mid Output | Parking Garage Luminaires | Standard | FALSE | [9 empty] | 40805 |  |  | NotYetVerified |  | 3 | 8512.06 | 95.44 | 89.18 | 6.32 | 0.9968 | 4000 | 70
P00000DTL | Eaton (formerly Cooper Lighting) | Streetworks | VALB04LEDE[Voltages include 120 thru 277V 347V and 480V]GL2[All Finish][Options include 2L L90 R90 TR SM LCF ICP OSX PBG STMB TMB and WM] | Outdoor Luminaires | Mid Output | Parking Garage Luminaires | Standard | FALSE | [9 empty] | 40805 |  |  | NotYetVerified |  | 3 | 8393.73 | 94.12 | 89.18 | 6.32 | 0.9968 | 4000 | 70
P00000DRY | Eaton (formerly Cooper Lighting) | Mcgraw-Edison | VPL-B04-LED-[Voltages include 120 thru 277V 347V and 480V]-GL2-[All Color]-[Options include DIM 2L WM L90 R90 TR TMB PBG SM STMB LCF ICP OSX DIMRF-LW and DIMRF-LN] | Outdoor Luminaires | Mid Output | Parking Garage Luminaires | Standard | FALSE | [9 empty] | 40805 |  |  | NotYetVerified |  | 3 | 8393.73 | 94.12 | 89.18 | 6.32 | 0.9968 | 4000 | 70
P00000DS3 | Eaton (formerly Cooper Lighting) | Mcgraw-Edison | VPL-B04-LED-[Voltages include 120 thru 277V 347V and 480V]-RW-[All Color]-[Options include DIM 2L WM L90 R90 TR TMB PBG SM STMB LCF ICP OSX DIMRF-LW and DIMRF-LN] | Outdoor Luminaires | Mid Output | Parking Garage Luminaires | Standard | FALSE | [9 empty] | 40805 |  |  | NotYetVerified |  | 3 | 8379.65 | 93.96 | 89.18 | 6.32 | 0.9968 | 4000 | 70
P00000DTN | Eaton (formerly Cooper Lighting) | Streetworks | VALB04LEDE[Voltages include 120 thru 277V 347V and 480V]GL4[All Finish][Options include 2L L90 R90 TR SM LCF ICP OSX PBG STMB TMB and WM] | Outdoor Luminaires | Mid Output | Parking Garage Luminaires | Standard | FALSE | [9 empty] | 40805 |  |  | NotYetVerified |  | 3 | 8272.59 | 92.76 | 89.18 | 6.32 | 0.9968 | 4000 | 70
P00000DS0 | Eaton (formerly Cooper Lighting) | Mcgraw-Edison | VPL-B04-LED-[Voltages include 120 thru 277V 347V and 480V]-GL4-[All Color]-[Options include DIM 2L WM L90 R90 TR TMB PBG SM STMB LCF ICP OSX DIMRF-LW and DIMRF-LN] | Outdoor Luminaires | Mid Output | Parking Garage Luminaires | Standard | FALSE | [9 empty] | 40805 |  |  | NotYetVerified |  | 3 | 8272.59 | 92.76 | 89.18 | 6.32 | 0.9968 | 4000 | 70
P00000DS2 | Eaton (formerly Cooper Lighting) | Mcgraw-Edison | VPL-B04-LED-[Voltages include 120 thru 277V 347V and 480V]-CPR-[All Color]-[Options include DIM 2L WM L90 R90 TR TMB PBG SM STMB LCF ICP OSX DIMRF-LW and DIMRF-LN] | Outdoor Luminaires | Mid Output | Parking Garage Luminaires | Standard | FALSE | [9 empty] | 40805 |  |  | NotYetVerified |  | 3 | 7824.64 | 87.74 | 89.18 | 6.32 | 0.9968 | 4000 | 70
P00000DS1 | Eaton (formerly Cooper Lighting) | Mcgraw-Edison | VPL-B04-LED-[Voltages include 120 thru 277V 347V and 480V]-CPL-[All Color]-[Options include DIM 2L WM L90 R90 TR TMB PBG SM STMB LCF ICP OSX DIMRF-LW and DIMRF-LN] | Outdoor Luminaires | Mid Output | Parking Garage Luminaires | Standard | FALSE | [9 empty] | 40805 |  |  | NotYetVerified |  | 3 | 7824.64 | 87.74 | 89.18 | 6.32 | 0.9968 | 4000 | 70
P000019AG | SimplyLEDs | Annello Ceiling Fixture | CLG-120-C-AP-FT | Outdoor Luminaires | Mid Output | Parking Garage Luminaires | Standard | TRUE | 7892 | 73.76 | 107 | 8.38 | 0.906 | 5224 | 73 | 5 | 50000 | 40784 |  |  | NotYetVerified |  | 3 | 7884 | 73.7 | 120 |  | 0.99 | 5000 | 70
P0000026D | Acuity Brands Lighting | Tersen | TLROC15/TLRPG15 72LED 350mA 56K SYM XXX XXXXXXX XXXXXX XXX | Outdoor Luminaires | Mid Output | Parking Garage Luminaires | Standard | TRUE | 8050 | 97.8 | 82.3 | 12.7 | 1 | 5783 | 72.9 | 5 | 60000 | 40772 |  |  | NotYetVerified |  | 3
P0000026B | Acuity Brands Lighting | Tersen | TLROC15/TLRPG15 72LED 220mA 41K SYM XXX XXXXXXX XXXXXX XXX | Outdoor Luminaires | Mid Output | Parking Garage Luminaires | Standard | TRUE | 5469 | 100.1 | 54.66 | 15.5 | 0.993 | 3890 | 65.8 | 5 | 60000 | 40772 |  |  | NotYetVerified |  | 3
P000000KX | Acuity Brands Lighting | Lithonia Lighting | KACM LED 1 49B350/40K SR3 XXXXX XX XXX XXXXXX | Outdoor Luminaires | Low Output | Parking Garage Luminaires | Standard | TRUE | 4789 | 82.71 | 57.9 | 12.9 | 1 | 3959 | 65.7 | 5 | 60000 | 40757 |  |  | NotYetVerified |  | 3 | 4663 | 80 | 58 |  | 0.9 | 4000 | 68
P000000L1 | Acuity Brands Lighting | Lithonia Lighting | KACM LED 1 49B530/40K SR3 XXXXX XX XXX XXXXXX | Outdoor Luminaires | Mid Output | Parking Garage Luminaires | Standard | TRUE | 6369 | 75.51 | 84.7 | 8.9 | 0.992 | 4015 | 66 | 5 | 60000 | 40757 |  |  | NotYetVerified |  | 3 | 6208 | 73 | 85 |  | 0.9 | 4000 | 68
P000000L4 | Acuity Brands Lighting | Lithonia Lighting | KACM LED 1 63B530/40K SR5 XXXXX XX XXX XXXXXX | Outdoor Luminaires | Mid Output | Parking Garage Luminaires | Standard | FALSE | [9 empty] | 40757 | Not Yet Verified | Not Yet Verified | NotYetVerified |  | 3 | 8941 | 83 | 108 |  | 0.9 | 4000 | 68
P000000L3 | Acuity Brands Lighting | Lithonia Lighting | KACM LED 1 63B530/40K SR3 XXXXX XX XXX XXXXXX | Outdoor Luminaires | Mid Output | Parking Garage Luminaires | Standard | FALSE | [9 empty] | 40757 | Not Yet Verified | Not Yet Verified | NotYetVerified |  | 3 | 8606 | 79 | 108 |  | 0.9 | 4000 | 68
P000000L0 | Acuity Brands Lighting | Lithonia Lighting | KACM LED 1 63B350/40K SR5 XXXXX XX XXX XXXXXX | Outdoor Luminaires | Mid Output | Parking Garage Luminaires | Standard | FALSE | [9 empty] | 40757 | Not Yet Verified | Not Yet Verified | NotYetVerified |  | 3 | 6698 | 92 | 73 |  | 0.9 | 4000 | 68
P000000KZ | Acuity Brands Lighting | Lithonia Lighting | KACM LED 1 63B350/40K SR3 XXXXX XX XXX XXXXXX | Outdoor Luminaires | Mid Output | Parking Garage Luminaires | Standard | FALSE | [9 empty] | 40757 | Not Yet Verified | Not Yet Verified | NotYetVerified |  | 3 | 6513 | 89 | 73 |  | 0.9 | 4000 | 68
P000000KY | Acuity Brands Lighting | Lithonia Lighting | KACM LED 1 49B350/40K SR5 XXXXX XX XXX XXXXXX | Outdoor Luminaires | Low Output | Parking Garage Luminaires | Standard | FALSE | [9 empty] | 40757 | Not Yet Verified | Not Yet Verified | NotYetVerified |  | 3 | 4943 | 85 | 58 |  | 0.9 | 4000 | 68
P000014I3 | Philips Gardco | SlenderForm Garage / Canopy LED | SFCXXX-3-140LA-NW-XXX-XX-XX | Outdoor Luminaires | High Output | Parking Garage Luminaires | Standard | TRUE | 10460 | 81.3 | 128.6 | 9.6 | 0.961 | 4026 | 77.3 | 5 | 70000 | 40737 |  |  | NotYetVerified |  | 3 |  |  | 140 |  | 0.9 | 4000 | 75
P000014I5 | Philips Gardco | Philips Gardco | SFCXXX-3-90LA-CW-XXX-XX-XX | Outdoor Luminaires | Mid Output | Parking Garage Luminaires | Standard | FALSE | [9 empty] | 40737 |  |  | NotYetVerified |  | 3 | 9100 | 101.11 | 90 | 20 | 0.9 | 5700 | 70
P000014I6 | Philips Gardco | Philips Gardco | SFCXXX-3-140LA-CW-XXX-XX-XX | Outdoor Luminaires | High Output | Parking Garage Luminaires | Standard | FALSE | [9 empty] | 40737 |  |  | NotYetVerified |  | 3 | 12500 | 96.15 | 130 | 20 | 0.9 | 5700 | 70
P000014I4 | Philips Gardco | Philips Gardco | SFCXXX-3-90LA-NW-XXX-XX-XX | Outdoor Luminaires | Mid Output | Parking Garage Luminaires | Standard | FALSE | [9 empty] | 40737 |  |  | NotYetVerified |  | 3 | 9100 | 101.11 | 90 | 20 | 0.9 | 4000 | 70
P000013BH | Philips Gardco | SlenderForm Garage / Canopy LED | SFCXXX-5W-140LA-NW-XXX-XX-XX | Outdoor Luminaires | Mid Output | Parking Garage Luminaires | Standard | TRUE | 9653 | 75.1 | 128.5 | 9.6 | 0.961 | 4019 | 76.9 | 5 | 70000 | 40721 |  |  | NotYetVerified |  | 3 |  |  |  |  | 0.9 | 4000 | 75
P000013BN | Philips Gardco | Philips Gardco | SFCXXX-5R-90LA-CW-XXX-XX-XX | Outdoor Luminaires | Mid Output | Parking Garage Luminaires | Standard | FALSE | [9 empty] | 40721 |  |  | NotYetVerified |  | 3 | 8400 | 93.33 | 90 | 20 | 0.9 | 5700 | 75
P000013BL | Philips Gardco | Philips Gardco | SFCXXX-5W-90LA-CW-XXX-XX-XX | Outdoor Luminaires | Mid Output | Parking Garage Luminaires | Standard | FALSE | [9 empty] | 40721 |  |  | NotYetVerified |  | 3 | 8400 | 93.33 | 90 | 20 | 0.9 | 5700 | 75
P000013BO | Philips Gardco | Philips Gardco | SFCXXX-5R-140LA-CW-XXX-XX-XX | Outdoor Luminaires | High Output | Parking Garage Luminaires | Standard | FALSE | [9 empty] | 40721 |  |  | NotYetVerified |  | 3 | 12000 | 92.31 | 130 | 20 | 0.9 | 5700 | 75
P000013BM | Philips Gardco | Philips Gardco | SFCXXX-5W-140LA-CW-XXX-XX-XX | Outdoor Luminaires | High Output | Parking Garage Luminaires | Standard | FALSE | [9 empty] | 40721 |  |  | NotYetVerified |  | 3 | 12000 | 92.31 | 130 | 20 | 0.9 | 5700 | 75
P000013BJ | Philips Gardco | Philips Gardco | SFCXXX-5R-90LA-NW-XXX-XX-XX | Outdoor Luminaires | Mid Output | Parking Garage Luminaires | Standard | FALSE | [9 empty] | 40721 |  |  | NotYetVerified |  | 3 | 8400 | 93.33 | 90 | 20 | 0.9 | 4000 | 75
P000013BI | Philips Gardco | Philips Gardco | SFCXXX-5W-90LA-NW-XXX-XX-XX | Outdoor Luminaires | Mid Output | Parking Garage Luminaires | Standard | FALSE | [9 empty] | 40721 |  |  | NotYetVerified |  | 3 | 8400 | 93.33 | 90 | 20 | 0.9 | 4000 | 75
P000013BK | Philips Gardco | Philips Gardco | SFCXXX-5R-140LA-NW-XXX-XX-XX | Outdoor Luminaires | High Output | Parking Garage Luminaires | Standard | FALSE | [9 empty] | 40721 |  |  | NotYetVerified |  | 3 | 12000 | 92.3 | 130 | 20 | 0.9 | 4000 | 75
P000018A5 | Sansi Technology Inc. | SANSI | C0820-240-P | Outdoor Luminaires | High Output | Parking Garage Luminaires | Standard | TRUE | 22436 | 98.4 | 228.1 |  | 0.999 | 4756 | 66 | 5 | 50000 | 40662 |  |  | NotYetVerified |  | 3 | 23616 | 100 | 240 |  | 0.9 | 5000 | 70
P000018AQ | Sansi Technology Inc. | SANSI | C0820-30-P | Outdoor Luminaires | Low Output | Parking Garage Luminaires | Standard | TRUE | 3253 | 103.3 | 31.48 | 14.93 | 0.898 | 4940 | 67.2 | 5 | 50000 | 40662 |  |  | NotYetVerified |  | 3 | 2650 | 100 | 30 |  | 0.9 | 5000 | 70
P000018AJ | Sansi Technology Inc. | SANSI | C0820-100-P | Outdoor Luminaires | Mid Output | Parking Garage Luminaires | Standard | FALSE | [9 empty] | 40662 |  |  | NotYetVerified |  | 3 | 9166 | 91.66 | 100 | 15 | 0.9 | 5000 | 65
P000018AK | Sansi Technology Inc. | SANSI | C0820-90-P | Outdoor Luminaires | Mid Output | Parking Garage Luminaires | Standard | FALSE | [9 empty] | 40662 |  |  | NotYetVerified |  | 3 | 8206 | 91.1778 | 90 | 15 | 0.9 | 5000 | 65
P000018AL | Sansi Technology Inc. | SANSI | C0820-80-P | Outdoor Luminaires | Mid Output | Parking Garage Luminaires | Standard | FALSE | [9 empty] | 40662 |  |  | NotYetVerified |  | 3 | 7256 | 90.7 | 80 | 15 | 0.9 | 5000 | 65
P000018AM | Sansi Technology Inc. | SANSI | C0820-70-P | Outdoor Luminaires | Mid Output | Parking Garage Luminaires | Standard | FALSE | [9 empty] | 40662 |  |  | NotYetVerified |  | 3 | 6315 | 90.2143 | 70 | 15 | 0.9 | 5000 | 65
P000018AN | Sansi Technology Inc. | SANSI | C0820-60-P | Outdoor Luminaires | Mid Output | Parking Garage Luminaires | Standard | FALSE | [9 empty] | 40662 |  |  | NotYetVerified |  | 3 | 5385 | 89.75 | 60 | 15 | 0.9 | 5000 | 65
P000018AO | Sansi Technology Inc. | SANSI | C0820-50-P | Outdoor Luminaires | Low Output | Parking Garage Luminaires | Standard | FALSE | [9 empty] | 40662 |  |  | NotYetVerified |  | 3 | 4463 | 89.26 | 50 | 15 | 0.9 | 5000 | 65
P000018AP | Sansi Technology Inc. | SANSI | C0820-40-P | Outdoor Luminaires | Low Output | Parking Garage Luminaires | Standard | FALSE | [9 empty] | 40662 |  |  | NotYetVerified |  | 3 | 3550 | 88.75 | 40 | 15 | 0.9 | 5000 | 65
P000018A6 | Sansi Technology Inc. | SANSI | C0820-230-P | Outdoor Luminaires | High Output | Parking Garage Luminaires | Standard | FALSE | [9 empty] | 40662 |  |  | NotYetVerified |  | 3 | 22517 | 97.9 | 230 | 15 | 0.9 | 5000 | 65
P000018A7 | Sansi Technology Inc. | SANSI | C0820-220-P | Outdoor Luminaires | High Output | Parking Garage Luminaires | Standard | FALSE | [9 empty] | 40662 |  |  | NotYetVerified |  | 3 | 21432 | 97.4182 | 220 | 15 | 0.9 | 5000 | 65
P000018A8 | Sansi Technology Inc. | SANSI | C0820-210-P | Outdoor Luminaires | High Output | Parking Garage Luminaires | Standard | FALSE | [9 empty] | 40662 |  |  | NotYetVerified |  | 3 | 20357 | 96.9381 | 210 | 15 | 0.9 | 5000 | 65
P000018A9 | Sansi Technology Inc. | SANSI | C0820-200-P | Outdoor Luminaires | High Output | Parking Garage Luminaires | Standard | FALSE | [9 empty] | 40662 |  |  | NotYetVerified |  | 3 | 19292 | 96.46 | 200 | 15 | 0.9 | 5000 | 65
P000018AA | Sansi Technology Inc. | SANSI | C0820-190-P | Outdoor Luminaires | High Output | Parking Garage Luminaires | Standard | FALSE | [9 empty] | 40662 |  |  | NotYetVerified |  | 3 | 18236 | 95.9789 | 190 | 15 | 0.9 | 5000 | 65
P000018AB | Sansi Technology Inc. | SANSI | C0820-180-P | Outdoor Luminaires | High Output | Parking Garage Luminaires | Standard | FALSE | [9 empty] | 40662 |  |  | NotYetVerified |  | 3 | 17190 | 95.5 | 180 | 15 | 0.9 | 5000 | 65
P000018AC | Sansi Technology Inc. | SANSI | C0820-170-P | Outdoor Luminaires | High Output | Parking Garage Luminaires | Standard | FALSE | [9 empty] | 40662 |  |  | NotYetVerified |  | 3 | 16153 | 95.0177 | 170 | 15 | 0.9 | 5000 | 65
P000018AD | Sansi Technology Inc. | SANSI | C0820-160-P | Outdoor Luminaires | High Output | Parking Garage Luminaires | Standard | FALSE | [9 empty] | 40662 |  |  | NotYetVerified |  | 3 | 15126 | 94.5375 | 160 | 15 | 0.9 | 5000 | 65
P000018AE | Sansi Technology Inc. | SANSI | C0820-150-P | Outdoor Luminaires | High Output | Parking Garage Luminaires | Standard | FALSE | [9 empty] | 40662 |  |  | NotYetVerified |  | 3 | 14109 | 94.06 | 150 | 15 | 0.9 | 5000 | 65
P000018AF | Sansi Technology Inc. | SANSI | C0820-140-P | Outdoor Luminaires | High Output | Parking Garage Luminaires | Standard | FALSE | [9 empty] | 40662 |  |  | NotYetVerified |  | 3 | 13101 | 93.5786 | 140 | 15 | 0.9 | 5000 | 65
P000018AG | Sansi Technology Inc. | SANSI | C0820-130-P | Outdoor Luminaires | High Output | Parking Garage Luminaires | Standard | FALSE | [9 empty] | 40662 |  |  | NotYetVerified |  | 3 | 12103 | 93.1 | 130 | 15 | 0.9 | 5000 | 65
P000018AH | Sansi Technology Inc. | SANSI | C0820-120-P | Outdoor Luminaires | High Output | Parking Garage Luminaires | Standard | FALSE | [9 empty] | 40662 |  |  | NotYetVerified |  | 3 | 11114 | 92.6167 | 120 | 15 | 0.9 | 5000 | 65
P000018AI | Sansi Technology Inc. | SANSI | C0820-110-P | Outdoor Luminaires | High Output | Parking Garage Luminaires | Standard | FALSE | [9 empty] | 40662 |  |  | NotYetVerified |  | 3 | 10135 | 92.1364 | 110 | 15 | 0.9 | 5000 | 65